0-005702 | WOODY'S STORE 108 | 875 S MAIN ST | COTTONWOOD | AZ | 86326 | Yavapai | 3 | Perm Closure | 1980-01-22 | 10000 | Gasoline | COMPARTMENT A | Single Walled | Asphalt coated or Bare Steel | Pressure |  | Fiberglass Reinforced Plastic | Removal | 2016-08-31
0-005597 | WELCH GARAGE | 21201 NW GRAND AVE | WITTMANN | AZ | 85361 | Maricopa | 2 | Perm Closure | 2005-06-17 |  | Gasoline | COMPARTMENT A | Double Walled | Asphalt coated or Bare Steel |  |  |  | Removal | 1989-12-01
0-007815 | WAKEFIELD INVESTMENTS | 107 E 6TH ST | TUCSON | AZ | 85705 | Pima | 1 | Perm Closure | 2005-06-17 | 100 | Gasoline | COMPARTMENT A | Double Walled | Asphalt coated or Bare Steel |  |  |  | Removal | 1988-10-17
0-009357 | VAIL COMMERCE CENTER | 14200 E SUCCESS DR | VAIL | AZ | 85641 | Pima | 1 | Perm Closure | 1960-01-01 | 950 | Gasoline | COMPARTMENT A | Unknown | Asphalt coated or Bare Steel | Suction - Check Valve at the Tank Top |  | Bare or Galvanized Steel | Removal | 1998-12-08
0-001372 | CIRCLE K #2701177 | 7610 E BASELINE RD | MESA | AZ | 85209 | Maricopa | 1 | Perm Closure | 1975-01-01 | 10000 | Gasoline | COMPARTMENT A | Single Walled | Asphalt coated or Bare Steel | Pressure | Double Walled | Fiberglass Reinforced Plastic | Removal | 2015-02-26
0-001372 | CIRCLE K #2701177 | 7610 E BASELINE RD | MESA | AZ | 85209 | Maricopa | 3 | Perm Closure | 1975-01-01 | 3000 | Gasoline (UL) | COMPARTMENT A | Single Walled | Asphalt coated or Bare Steel | Pressure | Double Walled | Fiberglass Reinforced Plastic | Closed in Place | 1999-12-20
0-004689 | 7-ELEVEN #26900 | 2011 N RECKER RD | MESA | AZ | 85215 | Maricopa | 3 | Perm Closure | 1985-11-10 | 10000 | Gasoline | COMPARTMENT A | Unknown | Fiberglass Reinforced Plastic |  |  |  | Removal | 1994-12-06
0-004666 | 7-ELEVEN #24169 | 850 E BELL RD | PHOENIX | AZ | 85022 | Maricopa | 3 | Perm Closure | 1984-01-01 | 10000 | Gasoline | COMPARTMENT A | Single Walled | Fiberglass Reinforced Plastic | Pressure |  | Fiberglass Reinforced Plastic | Removal | 2014-11-11
0-001060 | CHEVRON #9-2826 | 7151 N ORACLE RD | TUCSON | AZ | 85704 | Pima | 5 | Perm Closure | 1954-04-17 | 500 | Used Oil/Waste Oil | COMPARTMENT A | Single Walled | Asphalt coated or Bare Steel | Gravity Feed |  |  | Removal | 1993-08-10
0-005983 | UNIVERSITY CAR WASH | 1336 W UNIVERSITY DR | TEMPE | AZ | 85281 | Maricopa | 1 | Perm Closure | 1973-03-23 | 10000 | Gasoline | COMPARTMENT A | Double Walled | Asphalt coated or Bare Steel |  |  |  | Removal | 1989-01-09
0-002319 | TUNEUP MASTERS #626 | 1301 S KOLB RD | TUCSON | AZ | 85710 | Pima | 1 | Perm Closure | 2005-06-17 | 550 | Used Oil/Waste Oil | COMPARTMENT A | Single Walled | Asphalt coated or Bare Steel | Gravity Feed |  |  | Removal | 1991-01-31
0-007567 | GOODYEAR SERVICE CENTER | 2750 W INDIAN SCHOOL RD | LITCHFIELD PARK | AZ | 85340 | Maricopa | 1 | Perm Closure | 2005-06-17 |  | Gasoline | COMPARTMENT A | Double Walled | Asphalt coated or Bare Steel |  |  |  | Removal | 1988-04-19
0-006957 | FRANK'S TRANSFER INC | 126 W FOREST GROVE AVE | PHOENIX | AZ | 85041 | Maricopa | 2 | Perm Closure | 1978-10-10 | 6000 | Diesel | COMPARTMENT A | Unknown | Asphalt coated or Bare Steel |  |  |  | Closed in Place | 1979-01-01
0-007313 | GAS PLUS #487 | 2266 KINGMAN AVE | KINGMAN | AZ | 86401 | Mohave | 3 | Open | 1991-04-02 | 6000 | Diesel | COMPARTMENT A | Double Walled | Composite (Steel/Fiberglass) | Pressure |  | Fiberglass Reinforced Plastic
0-002671 | KEN DARCANGELO | 711 N SCOTTSDALE RD | TEMPE | AZ | 85281 | Maricopa | 3 | Perm Closure | 1979-02-23 |  | Unidentified | COMPARTMENT A | Single Walled | Asphalt coated or Bare Steel |  |  |  | Removal | 1988-12-01
0-000777 | CITY OF SCOTTSDALE - CORPORATE YARD | 9191 E SAN SALVADOR DR | SCOTTSDALE | AZ | 85258 | Maricopa | 5 | Perm Closure | 1987-01-01 | 1000 | New Oil | COMPARTMENT A | Single Walled | Fiberglass Reinforced Plastic | Suction - Check Valve at the Tank Top |  |  | Removal | 1995-12-08
0-000777 | CITY OF SCOTTSDALE - CORPORATE YARD | 9191 E SAN SALVADOR DR | SCOTTSDALE | AZ | 85258 | Maricopa | 13 | Perm Closure | 1987-01-01 | 15000 | Gasoline | COMPARTMENT A | Single Walled | Fiberglass Reinforced Plastic | Pressure | Double Walled | Flexible | Removal | 2019-04-16
0-008928 | COUNTRY STORE | 8750 E CONCHO HWY | SNOWFLAKE | AZ | 85937 | Navajo | 4 | Open | 2017-03-27 | 5000 | Diesel | COMPARTMENT A | Double Walled | Fiberglass Reinforced Plastic | Pressure | Double Walled | Fiberglass Reinforced Plastic
0-004261 | TEXACO #60-349-2079 | 185 S ARIZONA BLVD | COOLIDGE | AZ | 85128 | Pinal | 3 | Perm Closure | 1977-01-01 | 10000 | Diesel | COMPARTMENT A | Single Walled | Asphalt coated or Bare Steel | Pressure |  |  | Removal | 1997-11-24
0-003169 | K V AUTO REPAIR | 3909 W INDIAN SCHOOL RD | PHOENIX | AZ | 85019 | Maricopa | 3 | Perm Closure | 1971-05-13 | 550 | Used Oil/Waste Oil | COMPARTMENT A | Double Walled | Asphalt coated or Bare Steel | Gravity Feed |  | Bare or Galvanized Steel | Removal | 1992-09-16
0-007100 | STUCKEYS OLD WEST | 1288 N SIBYL RD | BENSON | AZ | 85602 | Cochise | 1 | Perm Closure | 1970-01-01 | 4000 | Gasoline | COMPARTMENT A | Double Walled | Asphalt coated or Bare Steel | Pressure |  | Fiberglass Reinforced Plastic | Removal | 1995-06-13
0-004108 | AUTOMOTIVE XPRESS | 7224 E MCDOWELL RD | SCOTTSDALE | AZ | 85257 | Maricopa | 10 | Perm Closure | 1966-01-01 | 500 | Solvent | COMPARTMENT A | Single Walled | Asphalt coated or Bare Steel |  |  |  | Closed in Place | 1986-09-01
0-006491 | SKULL VALLEY SERVICE | 2999 S IRON SPRINGS RD | SKULL VALLEY | AZ | 86338 | Yavapai | 4 | Perm Closure | 1978-01-01 | 1000 | Gasoline | COMPARTMENT A | Single Walled | Asphalt coated or Bare Steel |  |  |  | Removal | 1990-02-28
0-006491 | SKULL VALLEY SERVICE | 2999 S IRON SPRINGS RD | SKULL VALLEY | AZ | 86338 | Yavapai | 5 | Perm Closure | 1978-01-01 | 1000 | Gasoline | COMPARTMENT A | Single Walled | Asphalt coated or Bare Steel | Suction - Check Valve at the Tank Top |  |  | Removal | 2007-01-30
0-008777 | HISTORIC ROUTE 66 AUTO | 22840 W OLD HIGHWAY 66 | SELIGMAN | AZ | 86337 | Yavapai | 5 | Perm Closure | 1999-08-09 | 1000 | Gasoline | COMPARTMENT A | Double Walled | Fiberglass Reinforced Plastic | Suction - Check Valve at the Dispenser |  | Fiberglass Reinforced Plastic | Removal | 2006-11-09
0-006048 | TEMCON CONCRETE CONSTRUCTION COMPANY | 8989 S HARDY DR | TEMPE | AZ | 85284 | Maricopa | 1 | Perm Closure | 1978-04-02 | 10000 | Gasoline | COMPARTMENT A | Double Walled | Asphalt coated or Bare Steel | Pressure |  | Bare or Galvanized Steel | Removal | 1995-07-06
0-006048 | TEMCON CONCRETE CONSTRUCTION COMPANY | 8989 S HARDY DR | TEMPE | AZ | 85284 | Maricopa | 3 | Perm Closure | 1978-04-02 | 3000 | Diesel | COMPARTMENT A | Double Walled | Asphalt coated or Bare Steel | Suction - Check Valve at the Tank Top |  | Bare or Galvanized Steel | Removal | 1995-07-06
0-001943 | FLAGSTAFF FUELS | 4200 E US HIGHWAY 66 | FLAGSTAFF | AZ | 86004 | Coconino | 3 | Perm Closure | 1964-01-01 | 5000 | Diesel | COMPARTMENT A |  | Asphalt coated or Bare Steel |  |  |  | Removal | 1998-11-17
0-001659 | ROSS AVIATION | 14600 N AIRPORT DR | SCOTTSDALE | AZ | 85260 | Maricopa | 4 | Perm Closure | 1968-01-01 | 8000 | Unidentified | COMPARTMENT A |  | Asphalt coated or Bare Steel |  |  |  | Removal | 1990-03-22
0-003198 | SHELL GAS ON THE GO | 1961 E UNIVERSITY DR | MESA | AZ | 85203 | Maricopa | 2 | Perm Closure | 2005-06-17 | 12000 | Gasoline | COMPARTMENT A |  | Asphalt coated or Bare Steel |  |  |  | Removal | 1987-06-30
0-007769 | GOOD 2 GO STORES #507 | 1897 PUEBLO | CAMP VERDE | AZ | 86322 | Yavapai | 4 | Perm Closure | 1993-06-01 | 12000 | Diesel | COMPARTMENT A | Single Walled | Fiberglass Reinforced Plastic | Pressure | Double Walled | Fiberglass Reinforced Plastic | Removal | 2004-02-25
0-007769 | GOOD 2 GO STORES #507 | 1897 PUEBLO | CAMP VERDE | AZ | 86322 | Yavapai | 1 | Perm Closure | 1993-06-01 | 12000 | Gasoline | COMPARTMENT A | Single Walled | Fiberglass Reinforced Plastic | Pressure | Double Walled | Fiberglass Reinforced Plastic | Removal | 2004-02-25
0-009978 | SAFEWAY FUEL | 3123 N STOCKTON HILL RD | KINGMAN | AZ | 86401 | Mohave | 1 | Open | 2003-07-01 | 20000 | Gasoline | COMPARTMENT A | Double Walled | Composite (Steel/Fiberglass) | Pressure | Double Walled | Fiberglass Reinforced Plastic
0-006556 | PIMA COUNTY - INA ROAD AUTOMOTIVE SERVICES | 4901 W INA RD | MARANA | AZ | 85743 | Pima | 5 | Open | 1999-06-09 | 15000 | Gasoline | COMPARTMENT A | Double Walled | Fiberglass Reinforced Plastic | Pressure | Double Walled | Fiberglass Reinforced Plastic
0-006556 | PIMA COUNTY - INA ROAD AUTOMOTIVE SERVICES | 4901 W INA RD | MARANA | AZ | 85743 | Pima | 1 | Perm Closure | 1983-10-31 | 550 | New Oil | COMPARTMENT A | Double Walled | Fiberglass Reinforced Plastic | Pressure |  |  | Removal | 1999-04-09
0-009842 | CAFE SERVICE STATION | 1313 E SECOND ST | WINSLOW | AZ | 86047 | Navajo | 2 | Perm Closure | 2005-06-17 | 300 | Unidentified | COMPARTMENT A | Single Walled | Asphalt coated or Bare Steel | Suction - Check Valve at the Dispenser |  | Bare or Galvanized Steel | Removal | 2002-06-20
0-009753 | PACIFIC MOTEL & GAS | 4500 MAIN ST | JOSEPH CITY | AZ | 86032 | Navajo | 5 | Perm Closure | 1947-01-01 | 3000 | Gasoline | COMPARTMENT A | Unknown | Asphalt coated or Bare Steel | Suction - Check Valve at the Dispenser |  | Bare or Galvanized Steel | Closed in Place | 2001-10-24
0-005805 | ARCO #5376 | 1601 N 27TH AVE | PHOENIX | AZ | 85009 | Maricopa | 3 | Open | 1986-01-01 | 12000 | Gasoline | COMPARTMENT A | Double Walled | Fiberglass Reinforced Plastic | Pressure |  | Fiberglass Reinforced Plastic
0-005805 | ARCO #5376 | 1601 N 27TH AVE | PHOENIX | AZ | 85009 | Maricopa | 1 | Open | 1986-01-01 | 12000 | Gasoline | COMPARTMENT A | Double Walled | Fiberglass Reinforced Plastic | Pressure |  | Fiberglass Reinforced Plastic
0-001488 | CIRCLE K #2701796 | 3795 S PALO VERDE RD | TUCSON | AZ | 85713 | Pima | 2 | Open | 1985-01-01 | 10000 | Gasoline | COMPARTMENT A | Double Walled | Fiberglass Reinforced Plastic | Pressure |  | Fiberglass Reinforced Plastic
0-008826 | COSTCO #407 | 6255 E GRANT RD | TUCSON | AZ | 85712 | Pima | 5 | Open | 2012-02-22 | 1500 | Solvent | COMPARTMENT A | Double Walled | Fiberglass Reinforced Plastic | Pressure | Double Walled | Fiberglass Reinforced Plastic
0-008826 | COSTCO #407 | 6255 E GRANT RD | TUCSON | AZ | 85712 | Pima | 2 | Open | 1995-10-16 | 15000 | Gasoline | COMPARTMENT A | Double Walled | Composite (Steel/Fiberglass) | Suction - Check Valve at the Tank Top | Double Walled | Fiberglass Reinforced Plastic
0-008826 | COSTCO #407 | 6255 E GRANT RD | TUCSON | AZ | 85712 | Pima | 1 | Open | 1995-10-16 | 15000 | Gasoline | COMPARTMENT A | Double Walled | Composite (Steel/Fiberglass) | Suction - Check Valve at the Tank Top | Double Walled | Fiberglass Reinforced Plastic
0-008826 | COSTCO #407 | 6255 E GRANT RD | TUCSON | AZ | 85712 | Pima | 3 | Open | 1995-10-16 | 15000 | Gasoline | COMPARTMENT A | Double Walled | Composite (Steel/Fiberglass) | Suction - Check Valve at the Tank Top | Double Walled | Fiberglass Reinforced Plastic
0-004487 | 7-ELEVEN #23823 | 1001 E SPEEDWAY BLVD | TUCSON | AZ | 85719 | Pima | 5 | Perm Closure | 1939-01-01 | 550 | Gasoline | COMPARTMENT A | Single Walled | Asphalt coated or Bare Steel |  |  |  | Removal | 1981-05-01
0-004487 | 7-ELEVEN #23823 | 1001 E SPEEDWAY BLVD | TUCSON | AZ | 85719 | Pima | 1 | Perm Closure | 1971-01-01 | 8000 | Gasoline | COMPARTMENT A | Single Walled | Asphalt coated or Bare Steel |  |  |  | Removal | 1981-05-01
0-006999 | CITY OF FLAGSTAFF - FIRE STATION 4 | 4040 E BUTLER AVE | FLAGSTAFF | AZ | 86004 | Coconino | 1 | Perm Closure | 1987-04-29 | 500 | Diesel | COMPARTMENT A | Double Walled | Asphalt coated or Bare Steel | Suction - Check Valve at the Tank Top |  | Bare or Galvanized Steel | Removal | 1996-07-02
0-006469 | FOOD & THINGS | 1602 E BASELINE RD | PHOENIX | AZ | 85042 | Maricopa | 3 | Perm Closure | 1987-01-01 | 10000 | Gasoline | COMPARTMENT A | Double Walled | Fiberglass Reinforced Plastic | Pressure |  | Fiberglass Reinforced Plastic | Removal | 2013-10-11
0-008001 | PHOENIX UNION HIGH SCHOOL DISTRICT | 2526 W OSBORN RD | PHOENIX | AZ | 85017 | Maricopa | 2 | Open | 1992-10-01 | 10000 | Diesel | COMPARTMENT A | Double Walled | Fiberglass Reinforced Plastic | Pressure | Double Walled | Fiberglass Reinforced Plastic
0-003423 | PHOENIX NORTH CO #164150 | 215 E INDIAN SCHOOL RD | PHOENIX | AZ | 85012 | Maricopa | 2 | Open | 1990-09-01 | 2500 | Diesel | COMPARTMENT A | Double Walled | Fiberglass Reinforced Plastic | Suction - Check Valve at the Tank Top
0-003629 | PAYLESS CASHWAYS INC | 6421 N THORNYDALE RD | MARANA | AZ | 85741 | Pima | 1 | Perm Closure | 1984-01-10 | 1000 | Diesel | COMPARTMENT A |  | Asphalt coated or Bare Steel |  |  |  | Removal | 1988-04-21
0-003654 | PENDERGAST CONCRETE INC | 6615 W STATE AVE | GLENDALE | AZ | 85301 | Maricopa | 2 | Perm Closure | 1979-01-01 | 1000 | Diesel | COMPARTMENT A |  | Asphalt coated or Bare Steel |  |  |  | Removal | 1990-12-01
0-003654 | PENDERGAST CONCRETE INC | 6615 W STATE AVE | GLENDALE | AZ | 85301 | Maricopa | 1 | Perm Closure | 1979-01-01 | 2000 | Gasoline | COMPARTMENT A |  | Asphalt coated or Bare Steel |  |  |  | Removal | 1990-12-01
0-003513 | NEW CONTRUCTION INC | 1992 E RIO SALADO PKWY | TEMPE | AZ | 85281 | Maricopa | 3 | Perm Closure | 1976-01-01 | 1000 | Diesel | COMPARTMENT A |  | Asphalt coated or Bare Steel | Suction - Check Valve at the Tank Top |  | Bare or Galvanized Steel | Removal | 1993-07-15
0-003536 | NORTHSIDE HAY MILL & TRADING CO | 14940 W VAN BUREN ST | GOODYEAR | AZ | 85338 | Maricopa | 4 | Perm Closure | 2005-06-17 | 500 | Gasoline | COMPARTMENT A | Unknown | Asphalt coated or Bare Steel |  |  |  | Removal | 1999-10-01
0-003179 | MISSION LINEN SUPPLY | 2450 E HUNTINGTON DR | FLAGSTAFF | AZ | 86004 | Coconino | 2 | Perm Closure | 1979-09-05 | 6000 | Unidentified | COMPARTMENT A | Double Walled | Asphalt coated or Bare Steel |  |  |  | Removal | 1988-12-16
0-009182 | CIRCLE K STORE #2709180 | 315 N LITCHFIELD RD | GOODYEAR | AZ | 85338 | Maricopa | 4 | Open | 1997-03-25 | 15000 | Gasoline | COMPARTMENT A | Double Walled | Fiberglass Reinforced Plastic | Pressure | Double Walled | Fiberglass Reinforced Plastic
0-005068 | ARIZONA IRON SUPPLY | 55 S 22ND AVE | PHOENIX | AZ | 85009 | Maricopa | 2 | Perm Closure | 1980-01-01 | 5000 | Used Oil/Waste Oil | COMPARTMENT A | Unknown | Asphalt coated or Bare Steel |  |  |  | Removal | 1992-05-21
0-005068 | ARIZONA IRON SUPPLY | 55 S 22ND AVE | PHOENIX | AZ | 85009 | Maricopa | 1 | Perm Closure | 1980-01-01 | 5000 | Gasoline | COMPARTMENT A | Unknown | Asphalt coated or Bare Steel |  |  |  | Removal | 1992-05-21
0-007281 | 7-ELEVEN #26638 | 6720 W OLIVE AVE | PEORIA | AZ | 85345 | Maricopa | 3 | Perm Closure | 1986-09-01 | 10000 | Gasoline | COMPARTMENT A | Single Walled | Fiberglass Reinforced Plastic | Pressure |  | Fiberglass Reinforced Plastic | Removal | 2010-09-21
0-000068 | CENTER TIRE/WAGON WHEEL EXXON | 1740 E DEUCE OF CLUBS | SHOW LOW | AZ | 85901 | Navajo | 1 | Perm Closure | 1971-01-01 | 4000 | Gasoline | COMPARTMENT A |  | Asphalt coated or Bare Steel | Pressure |  |  | Removal | 1997-07-17
0-008836 | CHAVEZ 10TH STREET GROCERY | 1012 S 2ND AVE | YUMA | AZ | 85364 | Yuma | 1 | Open | 1930-01-01 |  | Gasoline | COMPARTMENT A | Single Walled | Asphalt coated or Bare Steel | Suction - Check Valve at the Tank Top | Single Walled | Bare or Galvanized Steel
0-000592 | BUDGET RENT-A-CAR #1205 | 2811 S AVENUE 2 1/2 E | YUMA | AZ | 85365 | Yuma | 1 | Perm Closure | 1989-12-01 | 10000 | Gasoline | COMPARTMENT A | Double Walled | Fiberglass Reinforced Plastic | Pressure | Double Walled | Fiberglass Reinforced Plastic | Removal | 2008-12-24
0-003324 | SUNLAND VILLAGE EAST GOLF COURSE | 2240 S BUTTERCUP | MESA | AZ | 85209 | Maricopa | 2 | Perm Closure | 2005-06-17 | 550 | Diesel | COMPARTMENT A | Unknown | Asphalt coated or Bare Steel |  |  |  | Removal | 1998-04-15
0-004465 | SUNSHINE FUEL & PROPERTIES | 205 S LAKE POWELL BLVD | PAGE | AZ | 86040 | Coconino | 4 | Open | 1985-01-01 | 6000 | Kerosene | COMPARTMENT A | Single Walled | Asphalt coated or Bare Steel | Pressure | Double Walled | Flexible
0-004465 | SUNSHINE FUEL & PROPERTIES | 205 S LAKE POWELL BLVD | PAGE | AZ | 86040 | Coconino | 7 | Open | 1985-01-01 | 8000 | Gasoline | COMPARTMENT A | Single Walled | Asphalt coated or Bare Steel | Pressure | Double Walled | Flexible
0-004465 | SUNSHINE FUEL & PROPERTIES | 205 S LAKE POWELL BLVD | PAGE | AZ | 86040 | Coconino | 8 | Open | 1985-01-01 | 8000 | Diesel | COMPARTMENT A | Single Walled | Asphalt coated or Bare Steel | Pressure | Double Walled | Flexible
0-008578 | WELLS PROPERTY | 1501 S ARIZONA AVE | CHANDLER | AZ | 85224 | Maricopa | 3 | Perm Closure | 2008-06-11 | 500 | Gasoline | COMPARTMENT A |  | Asphalt coated or Bare Steel |  |  |  | Removal | 1995-03-28
0-009301 | WILBUR-ELLIS COMPANY | 1741 S HOLBROOK LN | TEMPE | AZ | 85281 | Maricopa | 1 | Perm Closure | 1975-01-01 | 800 | Gasoline | COMPARTMENT A | Double Walled | Asphalt coated or Bare Steel |  |  |  | Removal | 1998-07-07
0-002242 | GENERAL METALS MANUFACTURING & SUPPLY CO | 2727 W WELDON AVE | PHOENIX | AZ | 85017 | Maricopa | 2 | Perm Closure | 1973-12-18 | 1500 | Gasoline | COMPARTMENT A | Single Walled | Asphalt coated or Bare Steel |  |  |  | Removal | 1989-11-14
0-005708 | LEYTON WOOLF | 8805 N REEMS RD | GLENDALE | AZ | 85355 | Maricopa | 1 | Perm Closure | 1979-10-17 | 10000 | Diesel | COMPARTMENT A | Unknown | Asphalt coated or Bare Steel | Suction - Check Valve at the Tank Top |  |  | Removal | 1988-09-01
0-007081 | LONG JOHN SILVERS | 1855 E FORT LOWELL RD | TUCSON | AZ | 85719 | Pima | 1 | Perm Closure | 2005-06-17 |  | Unidentified | COMPARTMENT A | Unknown | Asphalt coated or Bare Steel |  |  |  | Removal | 1975-01-01
0-006851 | MAKIKI LTD | 3366 S PALO VERDE RD | TUCSON | AZ | 85713 | Pima | 1 | Perm Closure | 2005-06-17 | 5000 | Unidentified | COMPARTMENT A | Unknown | Unknown | Pressure |  |  | Removal | 1990-06-25
0-001327 | SALT N PEPPER SHELL #4 | 1555 E BASELINE RD | PHOENIX | AZ | 85042 | Maricopa | 5 | Perm Closure | 1992-01-01 | 10000 | Gasoline | COMPARTMENT A | Single Walled | Fiberglass Reinforced Plastic | Pressure | Single Walled | Fiberglass Reinforced Plastic | Removal | 2018-11-29
0-002515 | HOLT OIL COMPANY INC | 111 S MARTIN AVE | GILA BEND | AZ | 85337 | Maricopa | 2 | Perm Closure | 1956-04-30 | 3000 | Used Oil/Waste Oil | COMPARTMENT A | Single Walled | Asphalt coated or Bare Steel |  |  |  | Removal | 1990-02-05
0-009860 | LIBERTY ELEMENTARY SCHOOL - BUS BARN | 19818 W US HIGHWAY 85 | BUCKEYE | AZ | 85326 | Maricopa | 2 | Perm Closure | 1987-11-01 | 2000 | Gasoline | COMPARTMENT A | Single Walled | Fiberglass Reinforced Plastic | Pressure |  | Fiberglass Reinforced Plastic | Removal | 2004-03-16
0-009968 | LA PRADE UNION 76 | 218 N WILLIAMSON AVE | WINSLOW | AZ | 86047 | Navajo | 1 | Perm Closure | 2006-09-20 | 700 | Used Oil/Waste Oil | COMPARTMENT A |  | Asphalt coated or Bare Steel |  |  |  | Removal | 2005-11-09
0-004552 | CIRCLE K #2701947 | 5501 E GOLF LINKS RD | TUCSON | AZ | 85711 | Pima | 3 | Open | 1986-01-01 | 10000 | Gasoline | COMPARTMENT A | Single Walled | Fiberglass Reinforced Plastic | Pressure |  | Fiberglass Reinforced Plastic
0-002431 | SIEBE HAMSTRA | 900 E GERMANN RD | CHANDLER | AZ | 85286 | Maricopa | 1 | Perm Closure | 1974-01-26 | 10000 | Diesel | COMPARTMENT A | Single Walled | Asphalt coated or Bare Steel | Suction - Check Valve at the Tank Top |  |  | Removal | 1990-11-15
0-009694 | EVERGREEN-INDIAN SCHOOL LTD | 9045 W INDIAN SCHOOL RD | PHOENIX | AZ | 85037 | Maricopa | 2 | Perm Closure | 2005-06-17 | 750 | Unidentified | COMPARTMENT A | Single Walled | Asphalt coated or Bare Steel |  |  |  | Removal | 2001-01-03
0-002878 | KMART #7514 | 9550 E GOLF LINKS RD | TUCSON | AZ | 85730 | Pima | 1 | Perm Closure | 1981-04-28 | 1000 | Used Oil/Waste Oil | COMPARTMENT A | Double Walled | Asphalt coated or Bare Steel |  |  |  | Removal | 1990-01-15
0-008130 | SYNANON CHURCH | 1025 AVIATION DR | LAKE HAVASU CITY | AZ | 86404 | Mohave | 2 | Perm Closure | 1980-01-01 | 6000 | Gasoline | COMPARTMENT A |  | Asphalt coated or Bare Steel |  |  |  | Removal | 1995-03-09
0-005304 | ADOT | 695 W SAINT MARYS RD | TUCSON | AZ | 85701 | Pima | 2 | Perm Closure | 1968-01-01 | 10000 | Gasoline | COMPARTMENT A |  | Asphalt coated or Bare Steel | Pressure |  | Fiberglass Reinforced Plastic | Removal | 1996-04-17
0-004446 | SHAMROCK FOODS - N BLACK CANYON HWY | 2228 N BLACK CANYON HWY | PHOENIX | AZ | 85009 | Maricopa | 1 | Perm Closure | 1970-04-01 | 12000 | Diesel | COMPARTMENT A | Double Walled | Asphalt coated or Bare Steel |  |  |  | Removal | 1989-10-31
0-004446 | SHAMROCK FOODS - N BLACK CANYON HWY | 2228 N BLACK CANYON HWY | PHOENIX | AZ | 85009 | Maricopa | 2 | Perm Closure | 1970-04-01 | 12000 | Gasoline | COMPARTMENT A | Double Walled | Asphalt coated or Bare Steel |  |  |  | Removal | 1989-10-31
0-002640 | SOUTHWEST GAS | 600 W 9TH ST | CASA GRANDE | AZ | 85122 | Pinal | 3 | Perm Closure | 1973-08-07 | 1000 | Diesel | COMPARTMENT A | Single Walled | Asphalt coated or Bare Steel |  |  |  | Removal | 1990-08-01
0-000056 | USDA FS - COCONINO NF - CRESCENT MOON RANCH |  | SEDONA |  |  | Yavapai | 2 | Perm Closure | 1965-01-01 | 500 | Gasoline | COMPARTMENT A |  | Asphalt coated or Bare Steel |  |  |  | Removal | 1990-10-11
0-004290 | SRP - SANTAN GENERATING STATION | 1005 S VAL VISTA DR | GILBERT | AZ | 85296 | Maricopa | 1 | Perm Closure | 1976-05-01 | 2000 | Gasoline | COMPARTMENT A | Unknown | Asphalt coated or Bare Steel |  |  |  | Removal | 1992-03-17
0-004200 | DOLLAR RENT A CAR | 6930 S TUCSON BLVD | TUCSON | AZ | 85756 | Pima | 4 | Perm Closure | 1965-01-01 | 7500 | Gasoline | COMPARTMENT A |  | Asphalt coated or Bare Steel |  |  |  | Removal | 1990-09-11
0-004659 | 7-ELEVEN #23222 | 6747 E THOMAS RD | SCOTTSDALE | AZ | 85251 | Maricopa | 2 | Perm Closure | 1982-05-05 | 9728 | Gasoline | COMPARTMENT A | Unknown | Fiberglass Reinforced Plastic | Pressure |  | Fiberglass Reinforced Plastic | Removal | 1993-12-07
0-005586 | SAUNDERS SYSTEMS | 3220 E MCDOWELL RD | PHOENIX | AZ | 85008 | Maricopa | 5 | Perm Closure | 2006-08-07 | 10000 | Diesel | COMPARTMENT A |  | Asphalt coated or Bare Steel |  |  |  | Removal | 1988-01-01
0-007300 | BANNER - BOSWELL MEDICAL CENTER | 10401 W THUNDERBIRD BLVD | SUN CITY | AZ | 85351 | Maricopa | 2 | Perm Closure | 1969-01-01 | 2500 | Diesel | COMPARTMENT A | Unknown | Asphalt coated or Bare Steel | Suction - Check Valve at the Tank Top |  | Bare or Galvanized Steel | Removal | 1991-09-26
0-002681 | ARCO #5510 | 980 W UNIVERSITY DR | TEMPE | AZ | 85281 | Maricopa | 3 | Open | 1988-08-09 | 12000 | Gasoline | COMPARTMENT A | Double Walled | Fiberglass Reinforced Plastic | Pressure | Double Walled | Fiberglass Reinforced Plastic
0-002681 | ARCO #5510 | 980 W UNIVERSITY DR | TEMPE | AZ | 85281 | Maricopa | 2 | Open | 1988-08-09 | 12000 | Gasoline | COMPARTMENT A | Double Walled | Fiberglass Reinforced Plastic | Pressure | Double Walled | Fiberglass Reinforced Plastic
0-008428 | UNOCAL #0584 | 1620 N 19TH AVE | PHOENIX | AZ | 85009 | Maricopa | 3 | Perm Closure | 1986-01-01 | 280 | Used Oil/Waste Oil | COMPARTMENT A | Unknown | Asphalt coated or Bare Steel |  |  |  | Removal | 1979-01-01
0-009089 | BLEHI PROPERTY/YOUNG/GULF OIL |  | SALOME |  |  | La Paz | 1 | Perm Closure | 1940-01-01 | 6000 | Gasoline | COMPARTMENT A |  | Asphalt coated or Bare Steel | Suction - Check Valve at the Dispenser |  | Bare or Galvanized Steel | Removal | 2000-01-27
0-009089 | BLEHI PROPERTY/YOUNG/GULF OIL |  | SALOME |  |  | La Paz | 4 | Perm Closure | 1940-01-01 | 7500 | Gasoline | COMPARTMENT A |  | Asphalt coated or Bare Steel | Suction - Check Valve at the Dispenser |  | Bare or Galvanized Steel | Removal | 2000-01-27
0-002736 | SUNWARD | 11701 W INDIAN SCHOOL RD | AVONDALE | AZ | 85392 | Maricopa | 2 | Perm Closure | 1981-01-01 | 3000 | Gasoline | COMPARTMENT A |  | Asphalt coated or Bare Steel |  |  |  | Removal | 1989-12-22
0-009732 | PILOT TRAVEL CENTER #458 | 619 S SUNSHINE BLVD | ELOY | AZ | 85131 | Pinal | 3 | Open | 2001-02-15 | 20000 | Gasoline | COMPARTMENT A | Double Walled | Fiberglass Reinforced Plastic | Pressure | Double Walled | Fiberglass Reinforced Plastic
0-009732 | PILOT TRAVEL CENTER #458 | 619 S SUNSHINE BLVD | ELOY | AZ | 85131 | Pinal | 4 | Open | 2001-02-15 | 20000 | Diesel | COMPARTMENT A | Double Walled | Fiberglass Reinforced Plastic | Pressure | Double Walled | Fiberglass Reinforced Plastic
0-009732 | PILOT TRAVEL CENTER #458 | 619 S SUNSHINE BLVD | ELOY | AZ | 85131 | Pinal | 1 | Open | 2001-02-15 | 8000 | Gasoline | COMPARTMENT B | Double Walled | Fiberglass Reinforced Plastic
0-006084 | CARTWRIGHT SCHOOL DISTRICT #83 - MAINTENANCE FACILITY | 3401 N 67TH LN | PHOENIX | AZ | 85033 | Maricopa | 2 | Perm Closure | 1986-01-01 | 4000 | Diesel | COMPARTMENT A | Single Walled | Fiberglass Reinforced Plastic | Pressure |  | Fiberglass Reinforced Plastic | Removal | 2011-06-07
0-002588 | GRAND CANYON - SOUTH RIM MAINTENANCE YARD |  | GRAND CANYON |  |  | Coconino | 9 | Perm Closure | 1991-01-01 | 1000 | Used Oil/Waste Oil | COMPARTMENT A | Double Walled | Fiberglass Reinforced Plastic | Gravity Feed |  |  | Removal | 2004-06-07
0-010548 | CIRCLE K STORE #2703452 | 3033 N DOBSON RD | CHANDLER | AZ | 85224 | Maricopa | 2 | Open | 2015-10-01 | 12000 | Gasoline (PUL) | COMPARTMENT A | Double Walled | Fiberglass Reinforced Plastic | Pressure | Double Walled | Fiberglass Reinforced Plastic
0-010581 | CIRCLE K STORE #2741610 | 35850 N GARY RD | QUEEN CREEK | AZ | 85142 | Pinal | 1 | Open | 2016-12-01 | 20000 | Gasoline (UL) | COMPARTMENT A | Double Walled | Fiberglass Reinforced Plastic | Pressure | Double Walled | Flexible
0-009934 | NCD | 5060 W BELL RD | PHOENIX | AZ | 85308 | Maricopa | 2 | Open | 2001-05-01 | 20000 | Gasoline (UL) | COMPARTMENT A | Double Walled | Fiberglass Reinforced Plastic | Pressure | Double Walled | Fiberglass Reinforced Plastic
0-000258 | ADOT - BENSON ENGINEER CAMP | 605 N ADAMS ST | BENSON | AZ | 85602 | Cochise | 1 | Perm Closure | 1957-01-01 | 1500 | Gasoline | COMPARTMENT A |  | Asphalt coated or Bare Steel |  |  |  | Removal | 1989-10-12
0-004131 | REPPEL STEEL & SUPPLY CO INC | 3119 E MADISON ST | PHOENIX | AZ | 85034 | Maricopa | 3 | Perm Closure | 1974-04-22 | 2000 | Gasoline | COMPARTMENT A | Double Walled | Asphalt coated or Bare Steel |  |  |  | Removal | 1991-03-19
0-002596 | SHAW'S EXXON | 219 W 2ND ST | CASA GRANDE | AZ | 85122 | Pinal | 4 | Perm Closure | 1959-05-26 | 4000 | Gasoline | COMPARTMENT A | Double Walled | Asphalt coated or Bare Steel |  |  |  | Removal | 1989-11-30
0-002596 | SHAW'S EXXON | 219 W 2ND ST | CASA GRANDE | AZ | 85122 | Pinal | 3 | Perm Closure | 1959-05-26 | 4000 | Gasoline | COMPARTMENT A | Double Walled | Asphalt coated or Bare Steel |  |  |  | Removal | 1989-11-30
0-000343 | VERDE GROWERS OF CALIFORNIA | 3060 S SHORT WAY | YUMA | AZ | 85365 | Yuma | 1 | Perm Closure | 1977-01-01 | 10000 | Gasoline | COMPARTMENT A |  | Asphalt coated or Bare Steel | Pressure |  |  | Removal | 1994-06-17
0-002916 | SOUTHWEST FREEPORT | 431 N 47TH AVE | PHOENIX | AZ | 85043 | Maricopa | 1 | Perm Closure | 1986-01-01 | 10000 | Diesel | COMPARTMENT A |  | Asphalt coated or Bare Steel |  |  |  | Removal | 1992-10-14
0-008998 | CIRCLE K STORE #2703483 | 2616 S MISSION RD | TUCSON | AZ | 85713 | Pima | 1 | Open | 1996-04-01 | 12000 | Gasoline (PUL) | COMPARTMENT A | Double Walled | Fiberglass Reinforced Plastic | Pressure | Double Walled | Fiberglass Reinforced Plastic
0-006828 | DOBSON STATION | 2415 W BROADWAY RD | MESA | AZ | 85202 | Maricopa | 1 | Perm Closure | 1988-01-01 | 10000 | Gasoline | COMPARTMENT A | Double Walled | Fiberglass Reinforced Plastic | Pressure | Double Walled | Fiberglass Reinforced Plastic | Removal | 1997-05-29
0-008156 | MOBIL FOOD MART | 304 N HAYDEN RD | SCOTTSDALE | AZ | 85257 | Maricopa | 3 | Open | 1988-10-12 | 12000 | Diesel | COMPARTMENT A |  | Fiberglass Reinforced Plastic | Pressure | Single Walled | Fiberglass Reinforced Plastic
0-008156 | MOBIL FOOD MART | 304 N HAYDEN RD | SCOTTSDALE | AZ | 85257 | Maricopa | 1 | Open | 1988-10-12 | 12000 | Gasoline | COMPARTMENT A |  | Fiberglass Reinforced Plastic | Pressure | Single Walled | Fiberglass Reinforced Plastic
0-008156 | MOBIL FOOD MART | 304 N HAYDEN RD | SCOTTSDALE | AZ | 85257 | Maricopa | 4 | Perm Closure | 1969-01-01 | 10000 | Gasoline | COMPARTMENT A |  | Asphalt coated or Bare Steel |  |  |  | Removal | 1988-10-01
0-002207 | DESERT TRANSFER INC | 3751 W LOWER BUCKEYE RD | PHOENIX | AZ | 85009 | Maricopa | 2 | Perm Closure | 1976-03-20 | 8000 | Diesel | COMPARTMENT A | Single Walled | Asphalt coated or Bare Steel |  |  |  | Removal | 1992-10-28
0-002709 | GAS-N-GRUB 5 | 2805 E NORTHERN AVE | KINGMAN | AZ | 86409 | Mohave | 5 | Open | 2019-04-08 | 5000 | Diesel | COMPARTMENT B | Double Walled | Fiberglass Reinforced Plastic | Pressure | Double Walled | Flexible
0-006170 | CITY OF WILLIAMS - CITY SHOP | 800 AIRPORT RD | WILLIAMS | AZ | 86046 | Coconino | 2 | Perm Closure | 1978-05-13 | 4000 | Gasoline | COMPARTMENT A | Double Walled | Asphalt coated or Bare Steel |  |  |  | Removal | 1988-11-01
0-001415 | CIRCLE K #2701473 | 1731 INDUSTRIAL BLVD | LAKE HAVASU CITY | AZ | 86403 | Mohave | 3 | Open | 1982-01-01 | 10000 | Gasoline | COMPARTMENT A | Single Walled | Fiberglass Reinforced Plastic | Pressure | Double Walled | Fiberglass Reinforced Plastic
0-009222 | CIRCLE K #2705540 | 1555 W VALENCIA RD | TUCSON | AZ | 85746 | Pima | 1 | Open | 1997-10-12 | 15000 | Gasoline (UL) | COMPARTMENT A | Double Walled | Fiberglass Reinforced Plastic | Pressure | Double Walled | Fiberglass Reinforced Plastic
0-009901 | CIRCLE K #2705918 | 320 E HUNT HWY | QUEEN CREEK | AZ | 85143 | Pinal | 3 | Open | 2002-10-15 | 15000 | Gasoline | COMPARTMENT A | Double Walled | Fiberglass Reinforced Plastic | Pressure | Double Walled | Fiberglass Reinforced Plastic
0-001440 | FLOWING WELLS & PRINCE RD MOBIL | 1380 W PRINCE RD | TUCSON | AZ | 85705 | Pima | 4 | Perm Closure | 1970-01-01 | 10000 | Gasoline | COMPARTMENT A | Single Walled | Asphalt coated or Bare Steel |  |  |  | Removal | 1989-06-15
0-001440 | FLOWING WELLS & PRINCE RD MOBIL | 1380 W PRINCE RD | TUCSON | AZ | 85705 | Pima | 6 | Perm Closure | 1991-01-01 | 10000 | Gasoline | COMPARTMENT A | Double Walled | Composite (Steel/Fiberglass) | Pressure | Double Walled | Fiberglass Reinforced Plastic | Removal | 2015-08-11
0-000934 | FLAGSTAFF MAVERIK STORE 290 | 5700 N US HIGHWAY 89 | FLAGSTAFF | AZ | 86004 | Coconino | 6 | Open | 2002-08-01 | 12000 | Diesel | COMPARTMENT A | Single Walled | Fiberglass Reinforced Plastic | Pressure | Double Walled | Flexible
0-000020 | FAA RTR-1 SKY HARBOR AIRPORT |  | PHOENIX |  |  | Maricopa | 1 | Perm Closure | 1977-01-01 | 500 | Diesel | COMPARTMENT A |  | Asphalt coated or Bare Steel |  |  |  | Removal | 1995-05-11
0-000637 | EDWARD BARNES FARM |  | SAN SIMON |  |  | Cochise | 4 | Perm Closure | 1978-01-01 | 5000 | Gasoline | COMPARTMENT A |  | Asphalt coated or Bare Steel |  |  |  | Removal | 1993-01-12
0-001064 | ELLSWORTH RANCH | 23010 S ELLSWORTH RD | QUEEN CREEK | AZ | 85142 | Maricopa | 1 | Perm Closure | 1977-01-01 | 2000 | Gasoline | COMPARTMENT A |  | Asphalt coated or Bare Steel | Suction - Check Valve at the Tank Top |  |  | Removal | 1991-05-29
0-001938 | EMPIRE TRANSPORT | 34 W IRON AVE | MESA | AZ | 85210 | Maricopa | 8 | Perm Closure | 1975-01-01 | 10000 | Diesel | COMPARTMENT A |  | Asphalt coated or Bare Steel | Suction - Check Valve at the Tank Top |  |  | Removal | 1988-07-25
0-001938 | EMPIRE TRANSPORT | 34 W IRON AVE | MESA | AZ | 85210 | Maricopa | 9 | Perm Closure | 1969-01-01 | 8000 | Diesel | COMPARTMENT A |  | Asphalt coated or Bare Steel | Suction - Check Valve at the Tank Top |  |  | Removal | 1988-07-25
0-003761 | PHILLIPS 66 COMPANY #018654 | 810 E FLORENCE BLVD | CASA GRANDE | AZ | 85122 | Pinal | 1 | Perm Closure | 1974-01-01 | 6000 | Gasoline | COMPARTMENT A | Single Walled | Asphalt coated or Bare Steel |  |  |  | Removal | 1990-01-01
0-003770 | PHILLIPS 66 COMPANY #019686 | 2 W VALENCIA RD | TUCSON | AZ | 85706 | Pima | 1 | Perm Closure | 1964-04-02 | 10000 | Gasoline | COMPARTMENT A | Unknown | Asphalt coated or Bare Steel |  |  |  | Removal | 1983-10-01
0-003770 | PHILLIPS 66 COMPANY #019686 | 2 W VALENCIA RD | TUCSON | AZ | 85706 | Pima | 4 | Perm Closure | 1974-04-02 | 6000 | Gasoline | COMPARTMENT A | Unknown | Asphalt coated or Bare Steel |  |  |  | Removal | 1983-10-01
0-003770 | PHILLIPS 66 COMPANY #019686 | 2 W VALENCIA RD | TUCSON | AZ | 85706 | Pima | 2 | Perm Closure | 1964-04-02 | 6000 | Gasoline | COMPARTMENT A | Unknown | Asphalt coated or Bare Steel |  |  |  | Removal | 1983-10-01
0-007360 | SPEEDWAY STORE #2936 | 8080 N ORACLE RD | ORO VALLEY | AZ | 85704 | Pima | 3 | Open | 1986-01-01 | 10000 | Gasoline | COMPARTMENT A | Double Walled | Fiberglass Reinforced Plastic | Pressure |  | Fiberglass Reinforced Plastic
0-004258 | ORKIN EXTERMINATING CO | 3830 W INDIAN SCHOOL RD | PHOENIX | AZ | 85019 | Maricopa | 1 | Perm Closure | 2005-06-17 |  | Unidentified | COMPARTMENT A | Unknown | Unknown |  |  |  | Removal | 1990-10-02
0-009130 | PACIFIC PRIDE | 214 W LONGHORN RD | PAYSON | AZ | 85541 | Gila | 1 | Open | 1997-01-05 | 15000 | Gasoline | COMPARTMENT A | Double Walled | Fiberglass Reinforced Plastic | Pressure | Double Walled | Fiberglass Reinforced Plastic
0-006848 | PARIS LAUNDRY & DRY CLEANING | 4130 N 7TH AVE | PHOENIX | AZ | 85013 | Maricopa | 1 | Perm Closure | 1957-01-01 | 1000 | Gasoline | COMPARTMENT A | Unknown | Asphalt coated or Bare Steel | Suction - Check Valve at the Tank Top |  |  | Removal | 1990-07-10
0-006351 | CAR CARE CENTER | 723 E 22ND ST | TUCSON | AZ | 85713 | Pima | 4 | Perm Closure | 2005-06-17 | 500 | Used Oil/Waste Oil | COMPARTMENT A | Unknown | Asphalt coated or Bare Steel |  |  |  | Removal | 1991-07-01
0-009018 | CIRCLE K STORE #2709178 | 7870 W BELL RD | GLENDALE | AZ | 85308 | Maricopa | 1 | Perm Closure | 1996-06-01 | 12000 | Gasoline | COMPARTMENT A | Double Walled | Fiberglass Reinforced Plastic | Pressure | Double Walled | Fiberglass Reinforced Plastic | Removal | 2016-08-01
0-002595 | MOBIL STATION |  | CORDES JUNCTION |  |  | Yavapai | 2 | Perm Closure | 1969-05-22 | 6000 | Gasoline | COMPARTMENT A | Single Walled | Asphalt coated or Bare Steel |  |  |  | Closed in Place | 1989-04-01
0-009744 | SAFEWAY @ SOUTH MOUNTAIN | 1533 E SOUTHERN AVE | PHOENIX | AZ | 85040 | Maricopa | 1 | Temp Closure | 2000-11-01 | 10000 | Gasoline | COMPARTMENT B | Double Walled | Composite (Steel/Fiberglass) | Pressure |  | Fiberglass Reinforced Plastic |  | 2019-11-11
0-009744 | SAFEWAY @ SOUTH MOUNTAIN | 1533 E SOUTHERN AVE | PHOENIX | AZ | 85040 | Maricopa | 2 | Temp Closure | 2000-11-01 | 20000 | Gasoline | COMPARTMENT A | Double Walled | Composite (Steel/Fiberglass) | Pressure |  | Fiberglass Reinforced Plastic |  | 2019-11-11
0-004238 | SAFEWAY - DISTRIBUTION CENTER | 1115 W ALAMEDA DR | TEMPE | AZ | 85282 | Maricopa | 8 | Temp Closure | 1997-08-13 | 2500 | Used Oil/Waste Oil | COMPARTMENT A | Double Walled | Fiberglass Reinforced Plastic | Gravity Feed | Double Walled | Fiberglass Reinforced Plastic |  | 2018-09-13
0-009382 | GAS WARZ | 1543 E BETHANY HOME RD | PHOENIX | AZ | 85014 | Maricopa | 3 | Perm Closure | 1998-08-01 | 12000 | Gasoline | COMPARTMENT A | Double Walled | Fiberglass Reinforced Plastic | Pressure | Double Walled | Fiberglass Reinforced Plastic | Removal | 2012-04-04
0-006231 | LONDON BRIDGE GOLF COURSE | 2400 CLUBHOUSE DR | LAKE HAVASU CITY | AZ | 86406 | Mohave | 3 | Perm Closure | 2005-06-17 |  | Gasoline | COMPARTMENT A | Unknown | Unknown |  |  |  | Removal | 1988-08-01
0-006231 | LONDON BRIDGE GOLF COURSE | 2400 CLUBHOUSE DR | LAKE HAVASU CITY | AZ | 86406 | Mohave | 4 | Perm Closure | 2005-06-17 |  | Diesel | COMPARTMENT A | Unknown | Unknown |  |  |  | Removal | 1988-08-01
0-010653 | QUIKTRIP #431R | 1939 S MESA DR | MESA | AZ | 85210 | Maricopa | 2 | Open | 2019-04-23 | 20000 | Gasoline (UL) | COMPARTMENT A | Double Walled | Fiberglass Reinforced Plastic | Pressure | Double Walled | Fiberglass Reinforced Plastic
0-010653 | QUIKTRIP #431R | 1939 S MESA DR | MESA | AZ | 85210 | Maricopa | 3 | Open | 2019-04-23 | 42319 | Diesel | COMPARTMENT A | Double Walled | Fiberglass Reinforced Plastic | Pressure | Double Walled | Fiberglass Reinforced Plastic
0-010652 | MAVERIK #600 | 784 W WICKENBURG WAY | WICKENBURG | AZ | 85390 | Maricopa | 2 | Open | 2018-12-04 | 8000 | Gasoline (PUL) | COMPARTMENT C | Double Walled | Fiberglass Reinforced Plastic | Pressure | Double Walled | Fiberglass Reinforced Plastic
0-010652 | MAVERIK #600 | 784 W WICKENBURG WAY | WICKENBURG | AZ | 85390 | Maricopa | 2 | Open | 2018-12-04 | 9000 | Diesel | COMPARTMENT B | Double Walled | Fiberglass Reinforced Plastic | Pressure | Double Walled | Fiberglass Reinforced Plastic
0-010675 | MAVERIK #562 | 650 WHIPPLE ST | PRESCOTT | AZ | 86301 | Yavapai | 4 | Open | 2017-02-13 | 7000 | Gasoline (No Ethanol) | COMPARTMENT B | Double Walled | Fiberglass Reinforced Plastic | Pressure | Double Walled | Flexible
0-007805 | STANDARD COATING CO | 731 N 19TH AVE | PHOENIX | AZ | 85009 | Maricopa | 1 | Perm Closure | 2005-06-17 |  | Gasoline | COMPARTMENT A | Double Walled | Asphalt coated or Bare Steel |  |  |  | Removal | 1987-06-16
0-006189 | RESTHAVEN PARK CEMETERY | 6290 W NORTHERN AVE | GLENDALE | AZ | 85301 | Maricopa | 1 | Perm Closure | 1976-05-16 | 500 | Gasoline | COMPARTMENT A | Double Walled | Asphalt coated or Bare Steel | Suction - Check Valve at the Tank Top |  |  | Removal | 1994-03-15
0-008159 | ROBSON HONEY & SUPPLY | 1004 HWY 60 | AGUILA | AZ | 85320 | Maricopa | 2 | Perm Closure | 2005-06-17 |  | Gasoline | COMPARTMENT A | Double Walled | Asphalt coated or Bare Steel | Suction - Check Valve at the Tank Top |  |  | Removal | 1993-05-07
0-008159 | ROBSON HONEY & SUPPLY | 1004 HWY 60 | AGUILA | AZ | 85320 | Maricopa | 3 | Perm Closure | 2005-06-17 |  | Gasoline | COMPARTMENT A | Double Walled | Asphalt coated or Bare Steel | Suction - Check Valve at the Tank Top |  |  | Removal | 1993-05-07
0-008262 | RDO RENTAL CO | 1595 RIVERVIEW DR | BULLHEAD CITY | AZ | 86442 | Mohave | 2 | Perm Closure | 1989-11-01 | 6000 | Diesel | COMPARTMENT A | Double Walled | Fiberglass Reinforced Plastic | Pressure |  | Fiberglass Reinforced Plastic | Removal | 2006-01-19
0-003941 | RED STAR GENERAL STORE | 2581 S HWY 69 | HUMBOLDT | AZ | 86329 | Yavapai | 2 | Perm Closure | 1983-01-01 | 6000 | Gasoline | COMPARTMENT A | Single Walled | Asphalt coated or Bare Steel | Pressure | Single Walled | Bare or Galvanized Steel | Removal | 2001-04-12
0-004457 | PRESCOTTONIAN TEXACO | 1317 E GURLEY ST | PRESCOTT | AZ | 86301 | Yavapai | 4 | Perm Closure | 2005-06-17 |  | Unidentified | COMPARTMENT A | Unknown | Unknown |  |  |  | Removal | 1986-09-01
0-004457 | PRESCOTTONIAN TEXACO | 1317 E GURLEY ST | PRESCOTT | AZ | 86301 | Yavapai | 6 | Perm Closure | 2005-06-17 |  | Unidentified | COMPARTMENT A | Unknown | Unknown |  |  |  | Removal | 1986-09-01
0-003969 | PRODUCERS COTTON OIL CO | 4637 E WASHINGTON ST | PHOENIX | AZ | 85034 | Maricopa | 1 | Perm Closure | 1983-04-22 | 2000 | Diesel | COMPARTMENT A | Unknown | Asphalt coated or Bare Steel |  |  |  | Removal | 1988-08-23
0-001366 | CIRCLE K #1123 | 8305 W GLENDALE AVE | GLENDALE | AZ | 85305 | Maricopa | 3 | Perm Closure | 1976-01-01 | 3000 | Gasoline | COMPARTMENT A | Single Walled | Asphalt coated or Bare Steel | Pressure | Single Walled | Bare or Galvanized Steel | Removal | 2000-09-18
0-001366 | CIRCLE K #1123 | 8305 W GLENDALE AVE | GLENDALE | AZ | 85305 | Maricopa | 1 | Perm Closure | 1976-01-01 | 10000 | Gasoline | COMPARTMENT A | Single Walled | Asphalt coated or Bare Steel | Pressure | Single Walled | Bare or Galvanized Steel | Removal | 2000-09-18
0-003645 | YUMA COUNTY SHERIFFS DEPARTMENT | 289 S 4TH AVE | YUMA | AZ | 85364 | Yuma | 4 | Perm Closure | 1972-01-01 | 6000 | Diesel | COMPARTMENT A | Unknown | Unknown |  |  |  | Removal | 1988-09-01
0-003645 | YUMA COUNTY SHERIFFS DEPARTMENT | 289 S 4TH AVE | YUMA | AZ | 85364 | Yuma | 1 | Perm Closure | 1972-01-01 | 10000 | Diesel | COMPARTMENT A | Unknown | Unknown |  |  |  | Removal | 1988-09-01
0-010664 | CARIOCA #8 | 9250 S AVE 40E | TACNA | AZ | 85352 | Yuma | 2 | Open | 2019-07-17 | 14000 | Diesel | COMPARTMENT A | Double Walled | Fiberglass Reinforced Plastic | Pressure | Double Walled | Fiberglass Reinforced Plastic
0-000617 | B & W INC BONITA PLANT |  | BONITA |  |  | Graham | 2 | Perm Closure | 1978-01-01 | 4000 | Diesel | COMPARTMENT A |  | Asphalt coated or Bare Steel |  |  |  | Removal | 1990-03-08
0-000129 | AMERIGAS INC CO2 DIVISION | 11200 GERMANN RD | CHANDLER | AZ | 85224 | Maricopa | 2 | Perm Closure | 1976-01-01 |  | Used Oil/Waste Oil | COMPARTMENT A |  | Asphalt coated or Bare Steel |  |  |  | Removal | 1990-10-22
0-001710 | ANDY DEVINE 76 | 3041 E ANDY DEVINE AVE | KINGMAN | AZ | 86401 | Mohave | 4 | Open | 1983-01-01 | 10000 | Gasoline | COMPARTMENT A | Single Walled | Asphalt coated or Bare Steel | Pressure | Double Walled | Flexible
0-002303 | AGUA VITA | 3225 N LOS ALTOS AVE | TUCSON | AZ | 85705 | Pima | 1 | Perm Closure | 1979-07-15 | 2000 | Gasoline | COMPARTMENT A | Single Walled | Asphalt coated or Bare Steel | Suction - Check Valve at the Tank Top |  |  | Removal | 1994-03-02
0-001172 | CIRCLE K #61 | 951 W APACHE TRL | APACHE JUNCTION | AZ | 85120 | Pinal | 3 | Perm Closure | 1977-01-01 | 10000 | Gasoline | COMPARTMENT A |  | Asphalt coated or Bare Steel |  |  |  | Removal | 1994-05-04
0-008650 | CELENTANO PROPERTY | 2976 N 1ST AVE | TUCSON | AZ | 85719 | Pima | 2 | Perm Closure | 1960-12-01 | 4000 | Gasoline | COMPARTMENT A | Double Walled | Asphalt coated or Bare Steel | Suction - Check Valve at the Tank Top |  |  | Removal | 1995-06-08
0-007125 | CENTRAL YAVAPAI FIRE DISTRICT | 530 6TH ST | PRESCOTT | AZ | 86301 | Yavapai | 1 | Perm Closure | 2005-06-17 | 500 | Diesel | COMPARTMENT A | Double Walled | Asphalt coated or Bare Steel | Suction - Check Valve at the Tank Top |  |  | Closed in Place | 1991-06-27
0-009611 | CHARLES SCHWAB | 4701 E FRANCISCO DR | PHOENIX | AZ | 85044 | Maricopa | 2 | Open | 1992-10-01 | 10000 | Diesel | COMPARTMENT A | Double Walled | Fiberglass Reinforced Plastic | Suction - Check Valve at the Dispenser | Double Walled | Fiberglass Reinforced Plastic
0-004430 | SELLERS PETROLEUM | 490 S GILA ST | YUMA | AZ | 85364 | Yuma | 4 | Perm Closure | 1985-01-01 | 10000 | Diesel | COMPARTMENT A | Double Walled | Fiberglass Reinforced Plastic | Pressure |  | Fiberglass Reinforced Plastic | Removal | 2012-03-22
0-002603 | BELL ENGINEERING | 3925 N RUNWAY DR | TUCSON | AZ | 85705 | Pima | 1 | Perm Closure | 1974-05-20 | 5000 | Unidentified | COMPARTMENT A | Single Walled | Asphalt coated or Bare Steel |  |  |  | Removal | 1986-12-01
0-009980 | BILLY JACK'S SALON | 2555 S STATE ROUTE 69 | HUMBOLDT | AZ | 86329 | Yavapai | 1 | Perm Closure | 1955-01-01 | 2000 | Gasoline | COMPARTMENT A | Double Walled | Asphalt coated or Bare Steel |  |  |  | Removal | 2003-12-30
0-009443 | GILLIGAN'S SPRING VALLEY 76 | 17257 E SPRING VALLEY RD | SPRING VALLEY | AZ | 86333 | Yavapai | 2 | Open | 1998-02-05 | 6000 | Gasoline | COMPARTMENT A | Double Walled | Fiberglass Reinforced Plastic | Pressure | Double Walled
0-000943 | UNION HILLS HUB | 3501 W UNION HILLS DR | GLENDALE | AZ | 85308 | Maricopa | 1 | Open | 1985-04-18 | 10000 | Gasoline | COMPARTMENT A | Single Walled | Asphalt coated or Bare Steel | Pressure | Double Walled | Fiberglass Reinforced Plastic
0-009132 | BETA SHELL | 1051 W BETA ST | SAHUARITA | AZ | 85614 | Pima | 4 | Perm Closure | 1997-08-29 | 6000 | Diesel | COMPARTMENT A | Double Walled | Fiberglass Reinforced Plastic | Pressure | Double Walled | Fiberglass Reinforced Plastic | Closed in Place | 2016-03-23
0-009544 | SANDHU CHEVRON | 1155 S HIGLEY RD | MESA | AZ | 85206 | Maricopa | 2 | Open | 1998-05-07 | 20000 | Gasoline | COMPARTMENT A | Double Walled | Fiberglass Reinforced Plastic | Pressure | Double Walled | Fiberglass Reinforced Plastic
0-004813 | TOTAL RENTAL CENTER | 1200 E ROUTE 66 | FLAGSTAFF | AZ | 86001 | Coconino | 1 | Perm Closure | 1979-01-31 | 550 | Diesel | COMPARTMENT A | Double Walled | Asphalt coated or Bare Steel | Suction - Check Valve at the Tank Top |  |  | Removal | 1993-04-01
0-004865 | TEMP-RITE ENGINEERING CO INC | 2102 E 14TH ST | TUCSON | AZ | 85719 | Pima | 1 | Perm Closure | 1974-03-10 | 1000 | Gasoline | COMPARTMENT A | Double Walled | Asphalt coated or Bare Steel |  |  |  | Removal | 1989-10-31
0-004903 | TESORO GASOLINE MARKETING CO | 1826 E BASELINE RD | TEMPE | AZ | 85283 | Maricopa | 2 | Perm Closure | 1976-05-07 | 10000 | Gasoline | COMPARTMENT A | Unknown | Unknown |  |  |  | Removal | 1982-05-01
0-004796 | SUPERIOR MATERIALS HAYFIELD PLANT |  | CAMP VERDE |  |  | Yavapai | 1 | Perm Closure | 1983-05-06 | 10000 | Diesel | COMPARTMENT A | Double Walled | Asphalt coated or Bare Steel |  |  |  | Removal | 1988-12-01
0-000816 | BUXTON-SMITH MERC CO | 1702 S EUCLID AVE | TUCSON | AZ | 85713 | Pima | 3 | Perm Closure | 1979-01-01 | 10000 | Gasoline | COMPARTMENT A |  | Asphalt coated or Bare Steel |  |  |  | Removal | 1990-03-13
0-001254 | CIRCLE K #549 | 16 N MAIN ST | EAGAR | AZ | 85925 | Apache | 5 | Open | 1996-01-04 | 10000 | Gasoline | COMPARTMENT A | Single Walled | Fiberglass Reinforced Plastic | Pressure | Double Walled | Fiberglass Reinforced Plastic
0-005309 | UNOCAL #5982 | 1497 E ASH ST | GLOBE | AZ | 85501 | Gila | 2 | Perm Closure | 1969-04-15 | 10000 | Gasoline | COMPARTMENT A | Double Walled | Asphalt coated or Bare Steel |  |  |  | Removal | 1989-01-01
0-007476 | GOAR RANCH |  | NACO |  |  | Cochise | 2 | Perm Closure | 2005-06-17 | 4000 | Diesel | COMPARTMENT A |  | Asphalt coated or Bare Steel |  |  |  | Removal | 1992-02-19
0-004687 | 7-ELEVEN #26620 | 411 S GILBERT RD | MESA | AZ | 85204 | Maricopa | 3 | Perm Closure | 1985-01-01 | 10000 | Gasoline (UL) | COMPARTMENT A | Single Walled | Fiberglass Reinforced Plastic | Pressure |  | Fiberglass Reinforced Plastic | Removal | 2014-09-10
0-000349 | ADOT - QUARTZSITE MAINTENANCE | 771 W KUEHN ST | QUARTZSITE | AZ | 85346 | La Paz | 3 | Perm Closure | 1976-01-01 | 2000 | Gasoline | COMPARTMENT A |  | Asphalt coated or Bare Steel |  |  |  | Removal | 1989-07-11
0-006377 | STORMS TIRES INC |  | PINETOP-LAKESIDE |  |  | Navajo | 1 | Perm Closure | 1973-09-22 | 6000 | Gasoline | COMPARTMENT A | Unknown | Asphalt coated or Bare Steel |  |  |  | Removal | 1989-01-01
0-004722 | SPRINGERVILLE AUTO SUPPLY CO | 511 E MAIN ST | SPRINGERVILLE | AZ | 85938 | Apache | 1 | Perm Closure | 1976-01-01 | 8000 | Gasoline | COMPARTMENT A |  | Asphalt coated or Bare Steel |  |  |  | Removal | 1990-09-13
0-004722 | SPRINGERVILLE AUTO SUPPLY CO | 511 E MAIN ST | SPRINGERVILLE | AZ | 85938 | Apache | 5 | Perm Closure | 1990-08-01 | 4000 | Diesel | COMPARTMENT A |  | Asphalt coated or Bare Steel | Pressure |  | Fiberglass Reinforced Plastic | Removal | 2008-11-17
0-002206 | SPRINT SWITCH | 401 W HARRISON ST | PHOENIX | AZ | 85003 | Maricopa | 1 | Perm Closure | 1984-04-23 | 7000 | Diesel | COMPARTMENT A | Double Walled | Fiberglass Reinforced Plastic |  |  |  | Closed in Place | 1990-09-26
0-008105 | SHELL GAS STATION |  | WIKIEUP |  |  | Mohave | 2 | Perm Closure | 1970-01-01 | 1000 | Gasoline | COMPARTMENT A | Double Walled | Asphalt coated or Bare Steel | Suction - Check Valve at the Tank Top |  | Bare or Galvanized Steel | Removal | 1993-01-14
0-004511 | SKIP MOBILE SERVICE | 222 S SUNSHINE BLVD | ELOY | AZ | 85131 | Pinal | 2 | Perm Closure | 1971-04-29 | 3000 | Gasoline | COMPARTMENT A | Double Walled | Asphalt coated or Bare Steel |  |  |  | Removal | 1988-12-10
0-006804 | SHAY OIL CO #6 | 39880 E HIGHWAY 80 | TACNA | AZ | 85352 | Yuma | 3 | Perm Closure | 1981-01-01 | 4000 | Gasoline | COMPARTMENT A |  | Asphalt coated or Bare Steel |  |  |  | Removal | 1990-03-01
0-006804 | SHAY OIL CO #6 | 39880 E HIGHWAY 80 | TACNA | AZ | 85352 | Yuma | 2 | Perm Closure | 1976-01-01 | 10000 | Gasoline | COMPARTMENT A |  | Asphalt coated or Bare Steel |  |  |  | Removal | 1990-03-01
0-007928 | WENDEN ELEMENTARY SCHOOL DISTRICT #19 | 71001 SANTA FE AVE | WENDEN | AZ | 85357 | La Paz | 1 | Perm Closure | 1986-06-01 | 2000 | Gasoline | COMPARTMENT A | Unknown | Fiberglass Reinforced Plastic | Suction - Check Valve at the Tank Top |  |  | Removal | 1992-07-03
0-006993 | VINTAGE PARTS OF ARIZONA | 3427 E MCDOWELL RD | PHOENIX | AZ | 85008 | Maricopa | 1 | Perm Closure | 2005-06-17 | 550 | Gasoline | COMPARTMENT A | Single Walled | Asphalt coated or Bare Steel | Suction - Check Valve at the Tank Top | Single Walled | Bare or Galvanized Steel | Removal | 1992-02-18
0-001362 | CIRCLE K #1097 | 200 S HIGHWAY 92 | SIERRA VISTA | AZ | 85635 | Cochise | 5 | Open | 1996-01-23 | 10000 | Gasoline | COMPARTMENT A | Double Walled | Fiberglass Reinforced Plastic | Pressure | Double Walled | Fiberglass Reinforced Plastic
0-001890 | EXXON #7-2508 | 2828 W THUNDERBIRD RD | PHOENIX | AZ | 85053 | Maricopa | 3 | Perm Closure | 1970-01-01 | 10000 | Gasoline | COMPARTMENT A | Single Walled | Asphalt coated or Bare Steel | Pressure |  | Fiberglass Reinforced Plastic | Removal | 1997-06-03
0-004719 | BARON FUELS | 2315 E COUNTY 9TH ST | YUMA | AZ | 85365 | Yuma | 4 | Open | 1992-10-14 | 12000 | Gasoline | COMPARTMENT A | Double Walled | Composite (Steel/Fiberglass) | Pressure | Double Walled | Fiberglass Reinforced Plastic
0-000889 | FAST GAS #115 | 760 E BROADWAY RD | MESA | AZ | 85204 | Maricopa | 3 | Perm Closure | 1966-01-01 | 3000 | Gasoline | COMPARTMENT A |  | Asphalt coated or Bare Steel |  |  |  | Removal | 1989-01-01
0-004479 | SHAY OIL | 500 E 32ND ST | YUMA | AZ | 85365 | Yuma | 2 | Perm Closure | 1974-01-01 | 6000 | Gasoline | COMPARTMENT A |  | Asphalt coated or Bare Steel | Pressure |  | Fiberglass Reinforced Plastic | Removal | 1995-05-16
0-004479 | SHAY OIL | 500 E 32ND ST | YUMA | AZ | 85365 | Yuma | 8 | Open | 1995-08-22 | 12000 | Diesel | COMPARTMENT A | Double Walled | Fiberglass Reinforced Plastic | Pressure | Double Walled | Fiberglass Reinforced Plastic
0-007670 | CHEVRON | 592 E 16TH ST | YUMA | AZ | 85365 | Yuma | 1 | Perm Closure | 1979-01-01 | 550 | Gasoline | COMPARTMENT A |  | Asphalt coated or Bare Steel | Suction - Check Valve at the Tank Top |  | Bare or Galvanized Steel | Removal | 1992-08-06
0-005730 | CITY OF YUMA - FIRE DEPARTMENT #1 | 298 W 4TH ST | YUMA | AZ | 85364 | Yuma | 3 | Perm Closure | 1971-05-15 | 350 | Used Oil/Waste Oil | COMPARTMENT A | Double Walled | Asphalt coated or Bare Steel |  |  |  | Removal | 1991-10-17
0-006760 | THE ISLAND STORE | 649 MILLER VALLEY RD | PRESCOTT | AZ | 86301 | Yavapai | 1 | Perm Closure | 2005-06-17 | 2000 | Gasoline | COMPARTMENT A | Single Walled | Asphalt coated or Bare Steel | Suction - Check Valve at the Tank Top |  | Bare or Galvanized Steel | Removal | 1990-03-05
0-001300 | CIRCLE K #2700759 | 8200 E STATE ROUTE 69 | PRESCOTT VALLEY | AZ | 86314 | Yavapai | 6 | Perm Closure | 1995-01-04 | 10000 | Gasoline (UL) | COMPARTMENT A | Single Walled | Fiberglass Reinforced Plastic | Pressure | Double Walled | Fiberglass Reinforced Plastic | Removal | 2020-04-01
0-002580 | CC TIRES & RIMS | 1004 E GURLEY ST | PRESCOTT | AZ | 86301 | Yavapai | 1 | Perm Closure | 1968-06-01 | 10000 | Gasoline | COMPARTMENT A | Single Walled | Asphalt coated or Bare Steel | Pressure |  | Bare or Galvanized Steel | Removal | 1997-02-27
0-005200 | TUCSON UNIFIED SCHOOL DISTRICT #1 - MAINTENANCE YARD #2 | 9300 E BROADWAY BLVD | TUCSON | AZ | 85710 | Pima | 1 | Perm Closure | 1971-04-22 | 10000 | Gasoline | COMPARTMENT A | Double Walled | Asphalt coated or Bare Steel | Pressure | Double Walled | Fiberglass Reinforced Plastic | Removal | 1992-07-09
0-007793 | PROS TIRE SERVICE | 123 E DURANGO ST | PHOENIX | AZ | 85004 | Maricopa | 2 | Perm Closure | 2005-06-17 | 4000 | Gasoline | COMPARTMENT A | Unknown | Asphalt coated or Bare Steel | Suction - Check Valve at the Tank Top |  | Bare or Galvanized Steel | Removal | 1993-11-03
0-005555 | WALGREEN DISTRIBUTION CENTER | 2400 N WALGREENS ST | FLAGSTAFF | AZ | 86004 | Coconino | 1 | Perm Closure | 1982-10-17 | 10000 | Diesel | COMPARTMENT A | Unknown | Fiberglass Reinforced Plastic | Pressure |  |  | Removal | 1997-12-17
0-002585 | US WEST #125339 - SIERRA VISTA SOC | 1060 GIULIO CESARE AVE | SIERRA VISTA | AZ | 85635 | Cochise | 1 | Perm Closure | 1985-09-07 | 4000 | Diesel | COMPARTMENT A | Unknown | Fiberglass Reinforced Plastic | Pressure | Double Walled | Fiberglass Reinforced Plastic | Removal | 1997-05-20
0-008537 | UNIVERSAL RANCH STORE | 15785 W UNIVERSAL RANCH RD | ARIVACA | AZ | 85601 | Pima | 2 | Perm Closure | 1982-01-01 | 4000 | Gasoline | COMPARTMENT A | Double Walled | Composite (Steel/Fiberglass) | Pressure |  | Fiberglass Reinforced Plastic | Removal | 2005-03-02
0-000563 | UNIVERSITY AUTO REPAIR | 799 W ROUTE 66 | FLAGSTAFF | AZ | 86001 | Coconino | 1 | Perm Closure | 2005-06-17 | 4000 | Gasoline | COMPARTMENT A |  | Asphalt coated or Bare Steel |  |  |  | Removal | 1988-08-05
0-002424 | JACKSONS ENERGY #6792 | 2205 N 4TH ST | FLAGSTAFF | AZ | 86004 | Coconino | 4 | Open | 1989-09-01 | 10000 | Diesel | COMPARTMENT A | Single Walled | Asphalt coated or Bare Steel | Pressure | Single Walled | Fiberglass Reinforced Plastic
0-002424 | JACKSONS ENERGY #6792 | 2205 N 4TH ST | FLAGSTAFF | AZ | 86004 | Coconino | 2 | Perm Closure | 1971-01-01 | 8000 | Gasoline | COMPARTMENT A |  | Asphalt coated or Bare Steel |  |  |  | Removal | 1989-09-01
0-005106 | GRAHAM COUNTY - PARKS & RECREATION | 527 E ARMORY RD | SAFFORD | AZ | 85546 | Graham | 1 | Perm Closure | 1982-07-28 | 1000 | Gasoline | COMPARTMENT A | Double Walled | Asphalt coated or Bare Steel | Suction - Check Valve at the Tank Top |  |  | Removal | 1993-03-09
0-002296 | GILBERT PUMP & EQUIPMENT CO | 4532 E WASHINGTON | PHOENIX | AZ | 85034 | Maricopa | 5 | Perm Closure | 1952-12-20 | 1000 | Unidentified | COMPARTMENT A | Single Walled | Asphalt coated or Bare Steel |  |  |  | Removal | 1988-10-01
0-002296 | GILBERT PUMP & EQUIPMENT CO | 4532 E WASHINGTON | PHOENIX | AZ | 85034 | Maricopa | 3 | Perm Closure | 1981-12-20 | 4000 | Gasoline | COMPARTMENT A | Single Walled | Asphalt coated or Bare Steel |  |  |  | Removal | 1988-10-10
0-002273 | GLENDALE PLUMBING COMPANY | 6810 N 55TH DR | GLENDALE | AZ | 85301 | Maricopa | 2 | Perm Closure | 1984-01-01 | 7500 | Diesel | COMPARTMENT A |  | Asphalt coated or Bare Steel |  |  |  | Removal | 2013-11-21
0-002273 | GLENDALE PLUMBING COMPANY | 6810 N 55TH DR | GLENDALE | AZ | 85301 | Maricopa | 1 | Perm Closure | 1984-01-01 | 9000 | Gasoline | COMPARTMENT A |  | Asphalt coated or Bare Steel |  |  |  | Removal | 2013-11-21
0-008018 | GAINEY RANCH MAINTENANCE FACILITY | 7281 E MOUNTAIN VIEW RD | SCOTTSDALE | AZ | 85258 | Maricopa | 1 | Perm Closure | 1984-12-01 | 2500 | Gasoline | COMPARTMENT A | Unknown | Fiberglass Reinforced Plastic | Suction - Check Valve at the Tank Top |  | Fiberglass Reinforced Plastic | Removal | 2005-11-15
0-002780 | WHITING STATION #158 | 2100 W RUTHRAUFF RD | TUCSON | AZ | 85705 | Pima | 3 | Perm Closure | 1976-04-08 | 12000 | Diesel | COMPARTMENT A | Double Walled | Asphalt coated or Bare Steel | Pressure | Double Walled | Fiberglass Reinforced Plastic | Removal | 2003-06-05
0-001307 | CIRCLE K #2700785 | 5690 S 12TH AVE | TUCSON | AZ | 85706 | Pima | 1 | Perm Closure | 1972-01-01 | 10000 | Gasoline | COMPARTMENT A | Single Walled | Asphalt coated or Bare Steel | Pressure | Single Walled | Bare or Galvanized Steel | Removal | 1996-06-24
0-006211 | JIMMY'S BROADWAY AUTOMOTIVE | 2448 E BROADWAY BLVD | TUCSON | AZ | 85719 | Pima | 3 | Perm Closure | 2005-06-17 | 500 | Used Oil/Waste Oil | COMPARTMENT A | Unknown | Asphalt coated or Bare Steel | Suction - Check Valve at the Tank Top |  | Bare or Galvanized Steel | Removal | 1996-06-12
0-003700 | FREEPORT MINERALS CORP - AJO OPERATIONS | NO ADDRESS ON RECORD | AJO | AZ | 85321 | Pima | 5 | Perm Closure | 1971-01-01 | 881 | Diesel | COMPARTMENT A | Single Walled | Asphalt coated or Bare Steel |  |  |  | Removal | 1984-08-01
0-003700 | FREEPORT MINERALS CORP - AJO OPERATIONS | NO ADDRESS ON RECORD | AJO | AZ | 85321 | Pima | 3 | Perm Closure | 1971-01-01 | 2537 | Gasoline | COMPARTMENT A | Single Walled | Asphalt coated or Bare Steel |  |  |  | Removal | 1984-08-01
0-006357 | HATCH'S MARKET | 2310 NAVAJO BLVD | HOLBROOK | AZ | 86025 | Navajo | 2 | Perm Closure | 1973-01-01 | 3000 | Unidentified | COMPARTMENT A |  | Asphalt coated or Bare Steel |  |  |  | Removal | 1994-08-31
0-006703 | WHITING STATION - I-40 |  | YUCCA |  |  | Mohave | 1 | Perm Closure | 2005-06-17 |  | Unidentified | COMPARTMENT A | Unknown | Unknown |  |  |  | Removal | 1990-01-08
0-001127 | LONDON BRIDGE CHEVRON, INC | 1597 MCCULLOCH BLVD N | LAKE HAVASU CITY | AZ | 86403 | Mohave | 7 | Open | 1990-02-01 | 10000 | Gasoline | COMPARTMENT A | Double Walled | Composite (Steel/Fiberglass) | Pressure |  | Fiberglass Reinforced Plastic
0-003574 | BOAT FUELS LLC | 125 LONG AVE | BULLHEAD CITY | AZ | 86429 | Mohave | 4 | Open | 1989-07-01 | 15000 | Gasoline | COMPARTMENT A | Single Walled | Fiberglass Reinforced Plastic | Pressure | Double Walled | Fiberglass Reinforced Plastic
0-008425 | DOUBLE SIX STATION | 16102 E HIGHWAY 66 | PEACH SPRINGS | AZ | 86434 | Mohave | 1 | Perm Closure | 2005-06-17 | 1000 | Gasoline | COMPARTMENT A | Unknown | Asphalt coated or Bare Steel | Suction - Check Valve at the Tank Top |  |  | Removal | 1997-11-24
0-002948 | LEISURE WORLD COMMUNITY ASSOCIATION |  | MESA |  |  | Maricopa | 1 | Perm Closure | 1976-01-01 | 1000 | Diesel | COMPARTMENT A |  | Asphalt coated or Bare Steel | Suction - Check Valve at the Tank Top |  | Bare or Galvanized Steel | Removal | 1992-11-18
0-002948 | LEISURE WORLD COMMUNITY ASSOCIATION |  | MESA |  |  | Maricopa | 2 | Perm Closure | 1976-01-01 | 2000 | Gasoline | COMPARTMENT A |  | Asphalt coated or Bare Steel |  |  |  | Removal | 1992-11-18
0-001732 | JACK DEAN COMPANY | 2026 N 27TH AVE | PHOENIX | AZ | 85009 | Maricopa | 2 | Perm Closure | 1980-01-01 | 1000 | Gasoline | COMPARTMENT A |  | Asphalt coated or Bare Steel |  |  |  | Removal | 1991-06-13
0-009438 | POTTS PROPERTIES | 15834 N 80TH ST | SCOTTSDALE | AZ | 85260 | Maricopa | 1 | Open | 1998-08-14 | 2000 | Jet A (Kerosene-type Jet Fuel) | COMPARTMENT A | Double Walled | Fiberglass Reinforced Plastic | Pressure |  | Fiberglass Reinforced Plastic
0-005813 | ARCO #5447 | 7501 W PEORIA AVE | PEORIA | AZ | 85345 | Maricopa | 2 | Open | 1987-01-01 | 12000 | Gasoline | COMPARTMENT A | Double Walled | Fiberglass Reinforced Plastic | Pressure | Double Walled | Fiberglass Reinforced Plastic
0-001113 | 4 SONS FOOD STORES #510 | 1205 W BASELINE RD | MESA | AZ | 85202 | Maricopa | 8 | Open | 1999-01-04 | 20000 | Gasoline | COMPARTMENT A | Double Walled | Fiberglass Reinforced Plastic | Pressure |  | Fiberglass Reinforced Plastic
0-001083 | CHEVRON #9-9037 | 7003 E CAMELBACK RD | SCOTTSDALE | AZ | 85251 | Maricopa | 1 | Perm Closure | 1982-04-17 | 10000 | Gasoline | COMPARTMENT A | Double Walled | Fiberglass Reinforced Plastic |  |  |  | Removal | 1990-08-01
0-003035 | MOBIL MINI MART | 620 E US HIGHWAY 85 | BUCKEYE | AZ | 85326 | Maricopa | 5 | Perm Closure | 2011-03-07 | 1000 | Unidentified | COMPARTMENT A |  | Asphalt coated or Bare Steel |  |  |  | Removal | 2010-12-09
0-003035 | MOBIL MINI MART | 620 E US HIGHWAY 85 | BUCKEYE | AZ | 85326 | Maricopa | 1 | Perm Closure | 1988-04-01 | 10000 | Gasoline | COMPARTMENT A | Single Walled | Fiberglass Reinforced Plastic | Pressure |  | Fiberglass Reinforced Plastic | Removal | 2010-12-09
0-002938 | PENSKE TRUCK LEASING - FORMER | 1801 N 27TH PL | PHOENIX | AZ | 85008 | Maricopa | 2 | Perm Closure | 1965-01-01 | 10000 | Diesel | COMPARTMENT A | Single Walled | Asphalt coated or Bare Steel |  |  |  | Removal | 1991-01-24
0-002938 | PENSKE TRUCK LEASING - FORMER | 1801 N 27TH PL | PHOENIX | AZ | 85008 | Maricopa | 4 | Perm Closure | 1965-01-01 | 10000 | Diesel | COMPARTMENT A | Single Walled | Asphalt coated or Bare Steel |  |  |  | Removal | 1991-01-24
0-002938 | PENSKE TRUCK LEASING - FORMER | 1801 N 27TH PL | PHOENIX | AZ | 85008 | Maricopa | 1 | Perm Closure | 1965-01-01 | 10000 | Gasoline | COMPARTMENT A | Single Walled | Asphalt coated or Bare Steel |  |  |  | Removal | 1991-01-24
0-007919 | LEHI SHOE STORE | 3614 N 27TH AVE | PHOENIX | AZ | 85017 | Maricopa | 2 | Perm Closure | 1970-01-01 | 550 | Unidentified | COMPARTMENT A | Single Walled | Asphalt coated or Bare Steel | Suction - Check Valve at the Tank Top | Single Walled | Bare or Galvanized Steel | Removal | 1992-11-19
0-004934 | TEXACO #60-349-0028 | 4252 W BETHANY HOME RD | PHOENIX | AZ | 85019 | Maricopa | 6 | Perm Closure | 1995-12-01 | 10000 | Gasoline | COMPARTMENT A | Double Walled | Fiberglass Reinforced Plastic | Pressure | Double Walled | Fiberglass Reinforced Plastic | Removal | 2004-12-14
0-004934 | TEXACO #60-349-0028 | 4252 W BETHANY HOME RD | PHOENIX | AZ | 85019 | Maricopa | 8 | Perm Closure | 1995-12-01 | 10000 | Diesel | COMPARTMENT A | Double Walled | Fiberglass Reinforced Plastic | Pressure | Double Walled | Fiberglass Reinforced Plastic | Removal | 2004-12-14
0-005206 | NEW CANYON CONSTRUCTION CO | 1004 N 24TH ST | PHOENIX | AZ | 85008 | Maricopa | 1 | Perm Closure | 2005-06-17 | 10000 | Gasoline | COMPARTMENT A | Double Walled | Asphalt coated or Bare Steel | Pressure |  | Fiberglass Reinforced Plastic | Removal | 1991-12-10
0-005206 | NEW CANYON CONSTRUCTION CO | 1004 N 24TH ST | PHOENIX | AZ | 85008 | Maricopa | 4 | Perm Closure | 2005-06-17 | 10000 | Gasoline | COMPARTMENT A | Double Walled | Asphalt coated or Bare Steel | Pressure |  | Fiberglass Reinforced Plastic | Removal | 1991-12-10
0-002400 | POWER CHEVROLET CAMELBACK ROAD | 2646 W CAMELBACK RD | PHOENIX | AZ | 85017 | Maricopa | 12 | Perm Closure | 1966-05-08 | 1000 | Used Oil/Waste Oil | COMPARTMENT A | Single Walled | Asphalt coated or Bare Steel |  |  |  | Removal | 1989-11-01
0-002400 | POWER CHEVROLET CAMELBACK ROAD | 2646 W CAMELBACK RD | PHOENIX | AZ | 85017 | Maricopa | 1 | Perm Closure | 1984-01-01 | 10000 | Gasoline | COMPARTMENT A | Single Walled | Asphalt coated or Bare Steel | Pressure |  |  | Removal | 2009-03-10
0-002400 | POWER CHEVROLET CAMELBACK ROAD | 2646 W CAMELBACK RD | PHOENIX | AZ | 85017 | Maricopa | 5 | Perm Closure | 1966-05-08 | 2000 | Unidentified | COMPARTMENT A | Single Walled | Asphalt coated or Bare Steel |  |  |  | Removal | 1989-11-01
0-000848 | CALMAT - SUN CITY PLANT | 14521 N 15TH AVE | EL MIRAGE | AZ | 85335 | Maricopa | 2 | Perm Closure | 1979-01-01 | 5000 | Gasoline | COMPARTMENT A |  | Asphalt coated or Bare Steel |  |  |  | Removal | 1989-11-30
0-000848 | CALMAT - SUN CITY PLANT | 14521 N 15TH AVE | EL MIRAGE | AZ | 85335 | Maricopa | 3 | Perm Closure | 1979-01-01 | 550 | Unidentified | COMPARTMENT A |  | Asphalt coated or Bare Steel |  |  |  | Closed in Place | 1989-07-30
0-006711 | ADOT - FLAGSTAFF MAINTENANCE | 5701 E RAILHEAD AVE | FLAGSTAFF | AZ | 86004 | Coconino | 1 | Open | 1986-06-01 | 12000 | Gasoline | COMPARTMENT A | Double Walled | Fiberglass Reinforced Plastic | Suction - Check Valve at the Tank Top | Single Walled | Fiberglass Reinforced Plastic
0-005803 | SHELL STATION | 3949 N COUNTRY CLUB DR | FLAGSTAFF | AZ | 86004 | Coconino | 2 | Perm Closure | 2005-06-17 | 10000 | Gasoline | COMPARTMENT A |  | Asphalt coated or Bare Steel |  |  |  | Removal | 1988-12-01
0-003126 | WR MEADOWS OF ARIZONA | 4220 S SARIVAL AVE | GOODYEAR | AZ | 85338 | Maricopa | 1 | Perm Closure | 1982-01-01 | 10000 | Other | COMPARTMENT A | Single Walled | Asphalt coated or Bare Steel |  |  |  | Removal | 1988-02-20
0-003126 | WR MEADOWS OF ARIZONA | 4220 S SARIVAL AVE | GOODYEAR | AZ | 85338 | Maricopa | 2 | Perm Closure | 1982-01-01 | 10000 | Other | COMPARTMENT A | Single Walled | Asphalt coated or Bare Steel |  |  |  | Removal | 1988-02-20
0-005694 | ARIZONA METAL MATERIALS | 1839 W LINDEN ST | PHOENIX | AZ | 85007 | Maricopa | 4 | Perm Closure | 1969-01-01 | 12000 | Gasoline | COMPARTMENT A | Single Walled | Asphalt coated or Bare Steel |  |  |  | Removal | 1988-12-01
0-005694 | ARIZONA METAL MATERIALS | 1839 W LINDEN ST | PHOENIX | AZ | 85007 | Maricopa | 3 | Perm Closure | 1969-01-01 | 12000 | Gasoline | COMPARTMENT A | Single Walled | Asphalt coated or Bare Steel |  |  |  | Removal | 1988-12-01
0-006058 | DYSART HIGH SCHOOL | 11405 N DYSART RD | EL MIRAGE | AZ | 85335 | Maricopa | 2 | Perm Closure | 1976-01-01 | 10000 | Gasoline | COMPARTMENT A |  | Asphalt coated or Bare Steel | Suction - Check Valve at the Tank Top |  |  | Removal | 1994-06-02
0-006058 | DYSART HIGH SCHOOL | 11405 N DYSART RD | EL MIRAGE | AZ | 85335 | Maricopa | 5 | Perm Closure | 1976-01-01 | 500 | Used Oil/Waste Oil | COMPARTMENT A |  | Asphalt coated or Bare Steel | Gravity Feed |  |  | Removal | 1994-06-09
0-000921 | SHELL #81 | 808 S PRIEST DR | TEMPE | AZ | 85281 | Maricopa | 5 | Perm Closure | 1977-01-01 | 550 | Used Oil/Waste Oil | COMPARTMENT A |  | Asphalt coated or Bare Steel | Gravity Feed | Double Walled | Fiberglass Reinforced Plastic | Removal | 1994-05-06
0-004931 | TEXACO #60-349-0012 | 2502 E CAMELBACK RD | PHOENIX | AZ | 85016 | Maricopa | 5 | Perm Closure | 1987-05-07 | 550 | Used Oil/Waste Oil | COMPARTMENT A | Unknown | Fiberglass Reinforced Plastic | Gravity Feed |  | Fiberglass Reinforced Plastic | Removal | 2001-10-16
0-008326 | CHEVRON #9-3310 | 4101 N 67TH AVE | PHOENIX | AZ | 85033 | Maricopa | 4 | Perm Closure | 1982-01-17 | 1000 | Used Oil/Waste Oil | COMPARTMENT A | Unknown | Fiberglass Reinforced Plastic | Gravity Feed |  |  | Removal | 1996-01-24
0-008326 | CHEVRON #9-3310 | 4101 N 67TH AVE | PHOENIX | AZ | 85033 | Maricopa | 3 | Perm Closure | 1982-01-17 | 10000 | Gasoline | COMPARTMENT A | Unknown | Fiberglass Reinforced Plastic | Pressure |  |  | Removal | 1996-01-24
0-003020 | MADISON SCHOOL DISTRICT | 6124 N 12TH PL | PHOENIX | AZ | 85014 | Maricopa | 2 | Perm Closure | 1976-01-01 | 500 | Used Oil/Waste Oil | COMPARTMENT A |  | Asphalt coated or Bare Steel |  |  |  | Removal | 1988-08-30
0-000605 | CHANDLER READY MIX | 3250 E LEHI RD | MESA | AZ | 85213 | Maricopa | 4 | Perm Closure | 1980-01-01 | 10000 | Diesel | COMPARTMENT A |  | Asphalt coated or Bare Steel |  |  |  | Removal | 1994-01-31
0-000471 | NESTLE WATERS NORTH AMERICA | 12815 N 39TH AVE | PHOENIX | AZ | 85029 | Maricopa | 1 | Perm Closure | 1971-01-01 | 10000 | Gasoline | COMPARTMENT A | Double Walled | Composite (Steel/Fiberglass) | Suction - Check Valve at the Tank Top | Single Walled | Bare or Galvanized Steel | Removal | 1997-02-05
0-007443 | LR JOHNSON SETTLEMENT |  | MAGMA |  |  | Pinal | 1 | Perm Closure | 2005-06-17 | 3000 | Gasoline | COMPARTMENT A | Unknown | Asphalt coated or Bare Steel | Suction - Check Valve at the Tank Top |  |  | Removal | 1992-06-10
0-003836 | KPNX TELEVISION | 1130 N 1ST ST | PHOENIX | AZ | 85004 | Maricopa | 1 | Perm Closure | 1951-01-01 | 280 | Gasoline | COMPARTMENT A | Single Walled | Asphalt coated or Bare Steel |  |  |  | Removal | 1990-01-03
0-004531 | SIMPSON CONCRETE CO | 22241 N 24TH AVE | PHOENIX | AZ | 85027 | Maricopa | 1 | Perm Closure | 1982-01-01 | 5000 | Diesel | COMPARTMENT A | Single Walled | Asphalt coated or Bare Steel | Suction - Check Valve at the Tank Top |  |  | Removal | 1994-06-03
0-002371 | GRANITE CONSTRUCTION COMPANY | 4115 E ILLINOIS ST | TUCSON | AZ | 85714 | Pima | 3 | Perm Closure | 1979-02-28 | 8000 | Diesel | COMPARTMENT A | Single Walled | Asphalt coated or Bare Steel | Pressure |  | Bare or Galvanized Steel | Removal | 1998-12-09
0-008808 | JACK'S DISCOUNT SERVICE | 398 S 4TH AVE | YUMA | AZ | 85364 | Yuma | 2 | Perm Closure | 2005-06-17 | 10000 | Gasoline | COMPARTMENT A | Unknown | Asphalt coated or Bare Steel | Pressure |  | Bare or Galvanized Steel | Removal | 1998-12-03
0-006404 | SONOITA MINI MARTS | 3160 STATE HIGHWAY 83 | SONOITA | AZ | 85637 | Santa Cruz | 3 | Perm Closure | 1975-09-22 | 2000 | Unidentified | COMPARTMENT A | Unknown | Asphalt coated or Bare Steel |  |  |  | Removal | 1989-12-20
0-006404 | SONOITA MINI MARTS | 3160 STATE HIGHWAY 83 | SONOITA | AZ | 85637 | Santa Cruz | 1 | Perm Closure | 1975-09-22 | 10000 | Unidentified | COMPARTMENT A | Unknown | Asphalt coated or Bare Steel |  |  |  | Removal | 1989-12-12
0-005222 | U-HAUL #723-82 | 2947 E MAIN ST | MESA | AZ | 85213 | Maricopa | 3 | Perm Closure | 1980-04-02 | 550 | Used Oil/Waste Oil | COMPARTMENT A | Double Walled | Asphalt coated or Bare Steel |  |  |  | Removal | 1996-04-11
0-006750 | PACIFIC PRIDE CARDLOCK | 1002 S WALNUT AVE | YUMA | AZ | 85364 | Yuma | 3 | Temp Closure | 1983-11-07 | 12000 | Gasoline (PUL) | COMPARTMENT A | Double Walled | Fiberglass Reinforced Plastic | Pressure |  | Fiberglass Reinforced Plastic |  | 2017-11-22
0-003234 | QUIKTRIP STORE #405 | 9010 N 19TH AVE | PHOENIX | AZ | 85021 | Maricopa | 6 | Perm Closure | 1988-11-02 | 12000 | Gasoline | COMPARTMENT A | Double Walled | Fiberglass Reinforced Plastic | Pressure |  | Fiberglass Reinforced Plastic | Removal | 2013-11-20
0-006673 | HAPPY JACK HOLDINGS, LLC | 2550 STATE ROUTE 87 | HAPPY JACK | AZ | 86024 | Coconino | 1 | Perm Closure | 1972-01-01 | 6000 | Gasoline | COMPARTMENT A | Single Walled | Asphalt coated or Bare Steel |  |  |  | Removal | 1994-08-11
0-006673 | HAPPY JACK HOLDINGS, LLC | 2550 STATE ROUTE 87 | HAPPY JACK | AZ | 86024 | Coconino | 6 | Open | 1994-11-01 | 10000 | Gasoline | COMPARTMENT A | Single Walled | Asphalt coated or Bare Steel | Pressure | Single Walled | Bare or Galvanized Steel
0-006673 | HAPPY JACK HOLDINGS, LLC | 2550 STATE ROUTE 87 | HAPPY JACK | AZ | 86024 | Coconino | 7 | Open | 1994-11-01 | 10000 | Gasoline | COMPARTMENT A | Single Walled | Asphalt coated or Bare Steel | Pressure | Single Walled | Bare or Galvanized Steel
0-005052 | CIRCLE K STORE #2709160 | 1015 N RURAL RD | CHANDLER | AZ | 85226 | Maricopa | 1 | Open | 1989-06-28 | 10000 | Gasoline | COMPARTMENT A | Double Walled | Fiberglass Reinforced Plastic | Pressure |  | Fiberglass Reinforced Plastic
0-005052 | CIRCLE K STORE #2709160 | 1015 N RURAL RD | CHANDLER | AZ | 85226 | Maricopa | 3 | Open | 1989-06-28 | 10000 | Gasoline | COMPARTMENT A | Double Walled | Fiberglass Reinforced Plastic | Pressure |  | Fiberglass Reinforced Plastic
0-005226 | ALLISON AUTOMOTIVE INC | 528 W GURLEY ST | PRESCOTT | AZ | 86301 | Yavapai | 8 | Perm Closure | 1990-05-01 | 6000 | Gasoline | COMPARTMENT A | Unknown | Fiberglass Reinforced Plastic | Pressure |  | Fiberglass Reinforced Plastic | Removal | 2005-06-13
0-004737 | CORESLAB STRUCTURES INC | 5026 S 43RD AVE | PHOENIX | AZ | 85041 | Maricopa | 2 | Perm Closure | 1981-09-01 | 10000 | Gasoline | COMPARTMENT A | Unknown | Fiberglass Reinforced Plastic | Suction - Check Valve at the Tank Top |  |  | Removal | 1994-05-06
0-002653 | WILLCOX EQUIPMENT - BODY SHOP & AUTO REPAIR | 463 N HASKELL AVE | WILLCOX | AZ | 85643 | Cochise | 3 | Perm Closure | 2005-06-17 |  | Unidentified | COMPARTMENT A | Unknown | Unknown |  |  |  | Removal
0-002653 | WILLCOX EQUIPMENT - BODY SHOP & AUTO REPAIR | 463 N HASKELL AVE | WILLCOX | AZ | 85643 | Cochise | 2 | Perm Closure | 2005-06-17 |  | Unidentified | COMPARTMENT A | Unknown | Unknown |  |  |  | Removal
0-003470 | USDOI NPS - SUNSET CRATER NATIONAL MONUMENT |  | FLAGSTAFF |  |  | Coconino | 1 | Perm Closure | 1981-01-01 | 550 | Gasoline | COMPARTMENT A | Unknown | Asphalt coated or Bare Steel | Suction - Check Valve at the Tank Top |  | Bare or Galvanized Steel | Removal | 1996-04-26
0-001995 | CAMELBACK MOUNTAIN SINCLAIR | 3940 E CAMELBACK RD | PHOENIX | AZ | 85018 | Maricopa | 1 | Perm Closure | 1969-04-26 | 6000 | Gasoline | COMPARTMENT A | Double Walled | Composite (Steel/Fiberglass) | Pressure | Single Walled | Bare or Galvanized Steel | Removal | 1997-04-02
0-002915 | LAKIN FARMS | 4456 S DYSART RD | AVONDALE | AZ | 85323 | Maricopa | 2 | Perm Closure | 1966-01-01 | 8000 | Diesel | COMPARTMENT A |  | Asphalt coated or Bare Steel |  |  |  | Removal | 1989-10-23
0-005604 | WELLTON-MOHAWK WTP | 30570 E WELLTON MOHAWK DR | WELLTON | AZ | 85356 | Yuma | 4 | Perm Closure | 1976-03-17 | 5000 | Diesel | COMPARTMENT A | Unknown | Asphalt coated or Bare Steel | Suction - Check Valve at the Tank Top |  | Bare or Galvanized Steel | Removal | 1992-10-28
0-001306 | CIRCLE K #2700781 | 10068 S STATE ROUTE 69 | MAYER | AZ | 86333 | Yavapai | 2 | Perm Closure | 1972-01-01 | 10000 | Gasoline | COMPARTMENT A |  | Asphalt coated or Bare Steel |  |  |  | Removal | 1995-07-06
0-003285 | KJS MINI MART | 1945 E ANDY DEVINE AVE | KINGMAN | AZ | 86401 | Mohave | 6 | Perm Closure | 1990-02-08 | 10000 | Gasoline | COMPARTMENT A |  | Fiberglass Reinforced Plastic | Pressure |  | Fiberglass Reinforced Plastic | Removal | 2010-05-20
0-010470 | MAVERIK #478 | 1301 NAVAJO BLVD | HOLBROOK | AZ | 86025 | Navajo | 4 | Open | 2012-12-19 | 12000 | Diesel | COMPARTMENT A | Double Walled | Fiberglass Reinforced Plastic | Pressure | Double Walled | Flexible
0-009358 | MOBILE ELEMENTARY SCHOOL | 42798 S 99TH AVE | MOBILE | AZ | 85139 | Maricopa | 1 | Perm Closure | 1978-01-01 | 1000 | Gasoline | COMPARTMENT A | Double Walled | Asphalt coated or Bare Steel |  |  |  | Removal | 1998-11-12
0-002554 | HYDRO CONDUIT CORPORATION | 4242 W BUCKEYE RD | PHOENIX | AZ | 85009 | Maricopa | 2 | Perm Closure | 1958-01-01 | 5100 | Gasoline | COMPARTMENT A | Single Walled | Asphalt coated or Bare Steel |  |  |  | Removal | 1990-03-14
0-006502 | WALGREENS #09202 | 1142 W GUADALUPE RD | MESA | AZ | 85210 | Maricopa | 1 | Perm Closure | 1986-10-25 | 2000 | Unidentified | COMPARTMENT A | Unknown | Asphalt coated or Bare Steel | Suction - Check Valve at the Tank Top |  |  | Removal | 1994-03-23
0-003096 | MEDINA SELF SERVICE | 1830 E MCDOWELL RD | PHOENIX | AZ | 85006 | Maricopa | 2 | Perm Closure | 1961-07-07 | 8000 | Gasoline | COMPARTMENT A | Unknown | Unknown |  |  |  | Removal | 1987-05-12
0-006507 | TRIAD TRUCKING | 1313 N 25TH AVE | PHOENIX | AZ | 85009 | Maricopa | 1 | Perm Closure | 2005-06-17 | 10000 | Unidentified | COMPARTMENT A | Unknown | Unknown |  |  |  | Removal | 1988-01-25
0-005059 | COX COMMUNICATIONS | 17620 N BLACK CANYON HWY | PHOENIX | AZ | 85053 | Maricopa | 4 | Perm Closure | 1982-01-01 | 300 | Used Oil/Waste Oil | COMPARTMENT A |  | Asphalt coated or Bare Steel | Gravity Feed |  |  | Removal | 1999-06-16
0-008748 | SCHUCK & SONS CONSTRUCTION CO IN | 6560 W NORTHERN AVE | GLENDALE | AZ | 85301 | Maricopa | 1 | Perm Closure | 1984-01-01 | 500 | Gasoline | COMPARTMENT A | Unknown | Fiberglass Reinforced Plastic | Suction - Check Valve at the Tank Top |  |  | Removal | 1996-01-10
0-004296 | SRP - WESTERN GARAGE | 4141 N 67TH AVE | PHOENIX | AZ | 85033 | Maricopa | 8 | Perm Closure | 1989-10-01 | 12000 | Gasoline | COMPARTMENT A |  | Asphalt coated or Bare Steel |  |  |  | Removal | 1993-06-01
0-005329 | B & K STEEL FABRICATIONS INC | 619 N COOPER RD | GILBERT | AZ | 85233 | Maricopa | 4 | Perm Closure | 1983-02-28 | 2000 | Diesel | COMPARTMENT A | Unknown | Asphalt coated or Bare Steel |  |  |  | Removal | 1989-09-07
0-008681 | KIRST EQUIPMENT COMPANY | 15855 N GREENWAY HAYDEN LOOP | SCOTTSDALE | AZ | 85260 | Maricopa | 1 | Perm Closure | 2005-06-17 | 5000 | Diesel | COMPARTMENT A | Double Walled | Fiberglass Reinforced Plastic | Pressure |  | Fiberglass Reinforced Plastic | Removal | 2004-03-10
0-010109 | AVIS RENT-A-CAR | 1625 E BUCKEYE RD | PHOENIX | AZ | 85034 | Maricopa | 1 | Open | 2006-01-18 | 30000 | Gasoline | COMPARTMENT A | Double Walled | Fiberglass Reinforced Plastic | Pressure | Double Walled | Fiberglass Reinforced Plastic
0-009929 | UBC PROPERTY | 2625 W HOLLY ST | PHOENIX | AZ | 85009 | Maricopa | 1 | Perm Closure | 1966-01-01 | 750 | Used Oil/Waste Oil | COMPARTMENT A | Double Walled | Asphalt coated or Bare Steel |  |  |  | Closed in Place | 2003-03-22
0-004462 | ARIZONA TRAILS INC CLARKDALE | 219 RINCON DR | CLARKDALE | AZ | 86324 | Yavapai | 2 | Perm Closure | 1930-01-01 | 20000 | Gasoline | COMPARTMENT A | Single Walled | Asphalt coated or Bare Steel |  |  |  | Removal | 1987-08-01
0-010061 | THE GATE STORE | 1608 W SECOND ST | WINSLOW | AZ | 86047 | Navajo | 2 | Perm Closure | 2005-07-26 | 500 | Gasoline | COMPARTMENT A |  | Asphalt coated or Bare Steel |  |  |  | Removal | 2005-06-29
0-001285 | CIRCLE K #678 | 1777 W 36TH ST | TUCSON | AZ | 85713 | Pima | 2 | Perm Closure | 1971-01-01 | 10000 | Gasoline | COMPARTMENT A |  | Asphalt coated or Bare Steel |  |  |  | Removal | 1987-11-23
0-008851 | CENTRAL RADIATOR & AUTO SERVICE | 202 W FRONTIER ST | ELOY | AZ | 85131 | Pinal | 1 | Perm Closure | 2005-06-17 | 8000 | Gasoline | COMPARTMENT A | Double Walled | Asphalt coated or Bare Steel | Pressure |  | Fiberglass Reinforced Plastic | Removal | 2001-02-15
0-001590 | COCHISE COUNTY HIGHWAY ROADYARD-DOUGLAS AREA |  | DOUGLAS |  |  | Cochise | 3 | Perm Closure | 1976-01-01 | 8000 | Diesel | COMPARTMENT A |  | Asphalt coated or Bare Steel | Suction - Check Valve at the Tank Top | Single Walled | Bare or Galvanized Steel | Removal | 1994-06-16
0-005776 | PING INC | 2201 W DESERT COVE AVE | PHOENIX | AZ | 85029 | Maricopa | 2 | Perm Closure | 1977-01-01 | 1000 | Gasoline | COMPARTMENT A |  | Asphalt coated or Bare Steel |  |  |  | Removal | 1988-12-01
0-005776 | PING INC | 2201 W DESERT COVE AVE | PHOENIX | AZ | 85029 | Maricopa | 1 | Perm Closure | 1977-01-01 | 1000 | Diesel | COMPARTMENT A |  | Asphalt coated or Bare Steel |  |  |  | Removal | 1988-12-01
0-005776 | PING INC | 2201 W DESERT COVE AVE | PHOENIX | AZ | 85029 | Maricopa | 6 | Open | 1988-12-01 | 6000 | Diesel | COMPARTMENT A | Double Walled | Fiberglass Reinforced Plastic | Pressure | Double Walled | Fiberglass Reinforced Plastic
0-005398 | U OF A - COTTON CENTER TANK WASHING SUMP | 4201 E BROADWAY RD | PHOENIX | AZ | 85040 | Maricopa | 2 | Perm Closure | 1975-05-06 | 2000 | Diesel | COMPARTMENT A | Unknown | Asphalt coated or Bare Steel |  |  |  | Removal | 1991-06-25
0-005720 | UPS GROUND FREIGHT | 2750 W ENCANTO BLVD | PHOENIX | AZ | 85009 | Maricopa | 4 | Perm Closure | 1971-01-01 | 1000 | Unidentified | COMPARTMENT A |  | Asphalt coated or Bare Steel |  |  |  | Removal | 1990-07-11
0-006530 | GILBERT PUMP & EQUIPMENT CO | 1475 E ELWOOD ST | PHOENIX | AZ | 85040 | Maricopa | 3 | Perm Closure | 1988-01-01 | 6000 | Diesel | COMPARTMENT A |  | Fiberglass Reinforced Plastic | Pressure | Single Walled | Bare or Galvanized Steel | Removal | 2008-08-08
0-004192 | ROOSEVELT SCHOOL DISTRICT - MAINTENANCE FACILITY | 6000 S 7TH ST | PHOENIX | AZ | 85042 | Maricopa | 1 | Perm Closure | 1986-03-10 | 12000 | Gasoline | COMPARTMENT A | Single Walled | Fiberglass Reinforced Plastic | Pressure | Double Walled | Fiberglass Reinforced Plastic | Removal | 2020-07-15
0-006586 | CIRCLE K #2708592 | 2196 E APACHE BLVD | TEMPE | AZ | 85281 | Maricopa | 3 | Open | 1987-01-01 | 10000 | Gasoline | COMPARTMENT A | Single Walled | Fiberglass Reinforced Plastic | Pressure | Single Walled | Fiberglass Reinforced Plastic
0-009393 | ECHO TRUCKING CO | 680 E 4TH ST | BENSON | AZ | 85602 | Cochise | 3 | Perm Closure | 1950-01-01 | 550 | Gasoline | COMPARTMENT A |  | Asphalt coated or Bare Steel | Suction - Check Valve at the Dispenser |  | Bare or Galvanized Steel | Removal | 1999-02-26
0-005642 | WEYERHAEUSER COMPANY | 1431 S 43RD AVE | PHOENIX | AZ | 85009 | Maricopa | 1 | Perm Closure | 1981-04-07 | 10000 | Diesel | COMPARTMENT A | Unknown | Asphalt coated or Bare Steel |  |  |  | Removal | 1991-02-25
0-005436 | CIRCLE K #2702890 | 3543 E OAK ST | PHOENIX | AZ | 85008 | Maricopa | 2 | Open | 1979-01-01 | 8000 | Gasoline | COMPARTMENT A |  | Asphalt coated or Bare Steel | Pressure |  | Fiberglass Reinforced Plastic
0-006784 | ADOT - VACANT LOT | 4405 E WINSLOW AVE | PHOENIX | AZ | 85040 | Maricopa | 3 | Perm Closure | 1989-12-01 | 10000 | Gasoline | COMPARTMENT A | Double Walled | Composite (Steel/Fiberglass) |  |  |  | Removal | 1994-11-01
0-005475 | CIRCLE K #2940 | 330 N HUACHUCA BLVD | HUACHUCA CITY | AZ | 85616 | Cochise | 5 | Open | 2006-05-11 | 15000 | Gasoline | COMPARTMENT A | Double Walled | Fiberglass Reinforced Plastic | Pressure | Double Walled | Fiberglass Reinforced Plastic
0-001185 | CIRCLE K #2700158 | 6024 N 23RD AVE | PHOENIX | AZ | 85015 | Maricopa | 2 | Perm Closure | 1981-01-01 | 10000 | Gasoline | COMPARTMENT A | Single Walled | Asphalt coated or Bare Steel | Pressure |  | Fiberglass Reinforced Plastic | Removal | 2014-05-13
0-008951 | SUN VALLEY BUS LINE | 601 E WASHINGTON ST | PHOENIX | AZ | 85004 | Maricopa | 1 | Perm Closure | 2005-06-17 | 500 | Unidentified | COMPARTMENT A | Single Walled | Asphalt coated or Bare Steel |  |  |  | Removal | 1996-08-29
0-008951 | SUN VALLEY BUS LINE | 601 E WASHINGTON ST | PHOENIX | AZ | 85004 | Maricopa | 5 | Perm Closure | 2005-06-17 | 500 | Unidentified | COMPARTMENT A | Single Walled | Asphalt coated or Bare Steel |  |  |  | Removal | 1997-01-24
0-004260 | MOBIL 3001 | 3001 E WASHINGTON ST | PHOENIX | AZ | 85034 | Maricopa | 1 | Perm Closure | 1960-01-01 | 6000 | Gasoline | COMPARTMENT A |  | Asphalt coated or Bare Steel |  |  |  | Removal | 1987-08-01
0-004260 | MOBIL 3001 | 3001 E WASHINGTON ST | PHOENIX | AZ | 85034 | Maricopa | 11 | Open | 2019-03-15 | 5000 | Gasoline (PUL) | COMPARTMENT A | Double Walled | Fiberglass Reinforced Plastic | Pressure | Double Walled | Fiberglass Reinforced Plastic
0-010165 | ROSE CARDLOCK | 5720 W ROSE LN | GLENDALE | AZ | 85301 | Maricopa | 1 | Open | 2006-12-01 | 8000 | Red Diesel | COMPARTMENT B | Double Walled | Fiberglass Reinforced Plastic | Pressure | Double Walled | Fiberglass Reinforced Plastic
0-010165 | ROSE CARDLOCK | 5720 W ROSE LN | GLENDALE | AZ | 85301 | Maricopa | 2 | Open | 2006-12-01 | 20000 | Diesel | COMPARTMENT A | Double Walled | Fiberglass Reinforced Plastic | Pressure | Double Walled | Fiberglass Reinforced Plastic
0-010240 | BANNER - GATEWAY MEDICAL CENTER | 1900 N HIGLEY RD | GILBERT | AZ | 85234 | Maricopa | 1 | Open | 2006-10-04 | 15000 | Diesel | COMPARTMENT A |  | Composite (Steel/Fiberglass) | Pressure | Double Walled | Flexible
0-010240 | BANNER - GATEWAY MEDICAL CENTER | 1900 N HIGLEY RD | GILBERT | AZ | 85234 | Maricopa | 2 | Open | 2006-10-04 | 15000 | Diesel | COMPARTMENT A |  | Composite (Steel/Fiberglass) | Pressure | Double Walled | Flexible
0-009023 | COPPERVIEW APARTMENTS | 2559 N TUCSON BLVD | TUCSON | AZ | 85716 | Pima | 4 | Perm Closure | 1961-06-01 | 280 | Used Oil/Waste Oil | COMPARTMENT A | Double Walled | Asphalt coated or Bare Steel | Suction - Check Valve at the Tank Top |  | Bare or Galvanized Steel | Removal | 1983-01-01
0-000411 | APS - COTTONWOOD | 1275 S STATE ROUTE 260 | COTTONWOOD | AZ | 86326 | Yavapai | 2 | Perm Closure | 1974-01-01 | 5000 | Gasoline | COMPARTMENT A |  | Asphalt coated or Bare Steel |  |  |  | Removal | 1991-04-10
0-005991 | ARCO #5429 | 2816 E MCKELLIPS RD | MESA | AZ | 85213 | Maricopa | 5 | Open | 2019-05-08 | 8000 | Gasoline (PUL) | COMPARTMENT A | Double Walled | Fiberglass Reinforced Plastic | Pressure | Double Walled | Fiberglass Reinforced Plastic
0-005991 | ARCO #5429 | 2816 E MCKELLIPS RD | MESA | AZ | 85213 | Maricopa | 3 | Perm Closure | 1988-01-01 | 12000 | Gasoline | COMPARTMENT A | Double Walled | Fiberglass Reinforced Plastic | Pressure |  | Fiberglass Reinforced Plastic | Removal | 2019-03-21
0-010227 | 4 SONS FOOD STORES | 15445 W WADDELL RD | SURPRISE | AZ | 85379 | Maricopa | 3 | Open | 2007-11-01 | 15000 | Gasoline | COMPARTMENT A | Double Walled | Fiberglass Reinforced Plastic | Pressure | Double Walled | Fiberglass Reinforced Plastic
0-000276 | ADOT - WIKIEUP MAINTENANCE | 17937 S HIGHWAY 93 | WIKIEUP | AZ | 85360 | Mohave | 4 | Temp Closure | 1989-10-01 | 12000 | Diesel | COMPARTMENT A | Double Walled | Composite (Steel/Fiberglass) | Pressure | Double Walled | Flexible |  | 2017-09-07
0-010353 | CIRCLE K STORE #2703396 | 3011 E BELL RD | PHOENIX | AZ | 85032 | Maricopa | 3 | Open | 2010-01-10 | 12000 | Diesel | COMPARTMENT A | Double Walled | Fiberglass Reinforced Plastic | Pressure | Double Walled | Fiberglass Reinforced Plastic
0-000642 | COBBLESTONE | 1901 W DUNLAP AVE | PHOENIX | AZ | 85021 | Maricopa | 3 | Perm Closure | 1986-04-17 | 10000 | Diesel | COMPARTMENT A | Single Walled | Fiberglass Reinforced Plastic | Pressure | Double Walled | Fiberglass Reinforced Plastic | Removal | 2009-06-24
0-010360 | AVALON AVIATION CENTER CONDOMINIUM ASSOCIATION | 16033 N 82ND ST | SCOTTSDALE | AZ | 85260 | Maricopa | 1 | Open | 2008-07-31 | 20000 | Jet Fuel | COMPARTMENT A | Double Walled | Fiberglass Reinforced Plastic | Pressure | Double Walled | Fiberglass Reinforced Plastic
0-010393 | KEMF VENTANA RANCH |  | BUCKEYE |  |  | Maricopa | 1 | Perm Closure | 1970-01-01 | 5000 | Gasoline | COMPARTMENT A |  | Asphalt coated or Bare Steel |  |  |  | Removal
0-010426 | QUIKTRIP #1450 | 68 W RIVER RD | TUCSON | AZ | 85704 | Pima | 1 | Open | 2011-07-14 | 20000 | Gasoline | COMPARTMENT A | Double Walled | Fiberglass Reinforced Plastic | Pressure | Double Walled | Fiberglass Reinforced Plastic
0-010401 | QUIKTRIP #477 | 3806 W GREENWAY RD | PHOENIX | AZ | 85053 | Maricopa | 1 | Open | 2010-12-07 | 20000 | Gasoline | COMPARTMENT A | Double Walled | Fiberglass Reinforced Plastic | Pressure | Double Walled | Fiberglass Reinforced Plastic
0-000130 | AMERON INTERNATIONAL CORPORATION | 2325 S 7TH ST | PHOENIX | AZ | 85034 | Maricopa | 3 | Perm Closure | 1961-01-01 | 550 | Gasoline | COMPARTMENT A | Single Walled | Asphalt coated or Bare Steel |  |  |  | Removal | 1990-10-30
0-000130 | AMERON INTERNATIONAL CORPORATION | 2325 S 7TH ST | PHOENIX | AZ | 85034 | Maricopa | 5 | Perm Closure | 1965-01-01 | 500 | Used Oil/Waste Oil | COMPARTMENT A | Single Walled | Asphalt coated or Bare Steel |  |  |  | Removal | 1990-10-30
0-000130 | AMERON INTERNATIONAL CORPORATION | 2325 S 7TH ST | PHOENIX | AZ | 85034 | Maricopa | 7 | Perm Closure | 1976-01-01 | 12000 | Diesel | COMPARTMENT A | Single Walled | Asphalt coated or Bare Steel |  |  |  | Removal | 1990-10-30
0-010432 | PINAL APN #306-13-203 | 713 N HIGHWAY 77 | MAMMOTH | AZ | 85618 | Pinal | 1 | Perm Closure | 2012-03-12 | 1000 | Gasoline | COMPARTMENT A |  | Asphalt coated or Bare Steel |  |  |  | Removal | 2012-01-18
0-004696 | STONE FOREST INDUSTRIES | 825 E BUTLER AVE | FLAGSTAFF | AZ | 86001 | Coconino | 5 | Perm Closure | 2005-06-17 | 20000 | Used Oil/Waste Oil | COMPARTMENT A | Unknown | Asphalt coated or Bare Steel | Suction - Check Valve at the Tank Top |  | Bare or Galvanized Steel | Closed in Place | 1985-01-01
0-004696 | STONE FOREST INDUSTRIES | 825 E BUTLER AVE | FLAGSTAFF | AZ | 86001 | Coconino | 6 | Perm Closure | 2005-06-17 | 20000 | Used Oil/Waste Oil | COMPARTMENT A | Unknown | Asphalt coated or Bare Steel | Suction - Check Valve at the Tank Top |  | Bare or Galvanized Steel | Closed in Place | 1985-01-01
0-001253 | DESERT TAEKWONDO SOUTHWEST | 6221 E GOLF LINKS RD | TUCSON | AZ | 85711 | Pima | 2 | Perm Closure | 1971-01-01 | 10000 | Gasoline | COMPARTMENT A |  | Asphalt coated or Bare Steel | Pressure |  |  | Removal | 1993-04-02
0-002014 | EXXON #7-4095 | 2401 E BELL RD | PHOENIX | AZ | 85032 | Maricopa | 3 | Perm Closure | 1985-01-01 | 10000 | Gasoline | COMPARTMENT A | Double Walled | Fiberglass Reinforced Plastic | Pressure |  | Fiberglass Reinforced Plastic | Removal | 2012-10-25
0-000383 | FIRESTONE #2642 | 2430 N 1ST AVE | TUCSON | AZ | 85719 | Pima | 1 | Perm Closure | 1981-01-01 | 550 | Used Oil/Waste Oil | COMPARTMENT A |  | Asphalt coated or Bare Steel | Gravity Feed |  |  | Removal | 1992-12-16
0-005285 | MARINO'S AUTO REPAIR | 10701 GRAND AVE | SUN CITY | AZ | 85351 | Maricopa | 3 | Perm Closure | 1983-01-01 | 10000 | Gasoline | COMPARTMENT A | Single Walled | Fiberglass Reinforced Plastic | Pressure |  | Fiberglass Reinforced Plastic | Removal | 2015-04-02
0-007784 | PHOENIX BAPTIST HOSPITAL | 2000 W BETHANY HOME RD | PHOENIX | AZ | 85015 | Maricopa | 1 | Open | 1986-01-01 | 4000 | Diesel | COMPARTMENT A | Double Walled | Fiberglass Reinforced Plastic | Suction - Check Valve at the Tank Top |  | Fiberglass Reinforced Plastic
0-009102 | BOGLAND FARMS | 8325 N AMARILLO VALLEY RD | MARICOPA | AZ | 85139 | Pinal | 2 | Perm Closure | 1982-01-01 | 3000 | Gasoline | COMPARTMENT A |  | Asphalt coated or Bare Steel | Pressure |  |  | Removal | 1997-05-16
0-009865 | ADOT / PROPERTY | 5000 NW GRAND AVE | GLENDALE | AZ | 85301 | Maricopa | 1 | Perm Closure | 2005-06-17 | 3200 | Unidentified | COMPARTMENT A | Single Walled | Asphalt coated or Bare Steel |  |  |  | Removal | 2002-07-23
0-009865 | ADOT / PROPERTY | 5000 NW GRAND AVE | GLENDALE | AZ | 85301 | Maricopa | 2 | Perm Closure | 2005-06-17 | 4700 | Unidentified | COMPARTMENT A | Single Walled | Asphalt coated or Bare Steel |  |  |  | Removal | 2002-07-23
0-001110 | CHEVRON #9-8179 | 1301 N LITCHFIELD RD | GOODYEAR | AZ | 85395 | Maricopa | 1 | Perm Closure | 1983-01-01 | 10000 | Gasoline | COMPARTMENT A | Double Walled | Fiberglass Reinforced Plastic | Pressure |  | Fiberglass Reinforced Plastic | Removal | 1996-04-10
0-001110 | CHEVRON #9-8179 | 1301 N LITCHFIELD RD | GOODYEAR | AZ | 85395 | Maricopa | 4 | Perm Closure | 1983-01-01 | 1000 | Used Oil/Waste Oil | COMPARTMENT A | Double Walled | Fiberglass Reinforced Plastic | Gravity Feed |  | Fiberglass Reinforced Plastic | Removal | 1996-04-10
0-002619 | JOHN'S TIRES & GARAGE | 26690 W HIGHWAY 84 | STANFIELD | AZ | 85172 | Pinal | 1 | Perm Closure | 1985-07-01 | 10000 | Gasoline | COMPARTMENT A | Double Walled | Asphalt coated or Bare Steel | Suction - Check Valve at the Dispenser |  | Fiberglass Reinforced Plastic | Removal | 2005-02-03
0-007734 | CITY OF TUCSON - REMEDIATION AREA | 35 E TOOLE AVE | TUCSON | AZ | 85701 | Pima | 1 | Perm Closure | 1979-04-02 | 1000 | Gasoline | COMPARTMENT A | Double Walled | Asphalt coated or Bare Steel | Pressure |  | Bare or Galvanized Steel | Removal | 1993-07-20
0-006398 | SHAMROCK FOODS - FUEL SITE | 2150 N 28TH AVE | PHOENIX | AZ | 85009 | Maricopa | 1 | Open | 1989-01-01 | 20000 | Diesel | COMPARTMENT A | Double Walled | Composite (Steel/Fiberglass) | Pressure | Double Walled | Fiberglass Reinforced Plastic
0-004398 | HONORHEALTH SCOTTSDALE OSBORN MEDICAL CENTER | 7400 E OSBORN RD | SCOTTSDALE | AZ | 85251 | Maricopa | 2 | Perm Closure | 1974-01-01 | 4000 | Diesel | COMPARTMENT A |  | Asphalt coated or Bare Steel |  |  |  | Removal | 1992-01-07
0-006619 | CITY OF TUCSON | 2544 E SPEEDWAY BLVD | TUCSON | AZ | 85716 | Pima | 3 | Perm Closure | 2005-06-17 | 2000 | Gasoline | COMPARTMENT A | Double Walled | Asphalt coated or Bare Steel |  |  |  | Removal | 1989-04-27
0-006300 | QUIKTRIP #1454 | 2802 N 1ST AVE | TUCSON | AZ | 85719 | Pima | 1 | Perm Closure | 2005-06-17 | 4000 | Unidentified | COMPARTMENT A |  | Asphalt coated or Bare Steel |  |  |  | Removal | 1990-03-27
0-006300 | QUIKTRIP #1454 | 2802 N 1ST AVE | TUCSON | AZ | 85719 | Pima | 2 | Open | 2011-11-18 | 20000 | Gasoline | COMPARTMENT A | Double Walled | Fiberglass Reinforced Plastic | Pressure | Double Walled | Fiberglass Reinforced Plastic
0-006470 | CIRCLE K #2708774 | 1802 E UNIVERSITY DR | TEMPE | AZ | 85281 | Maricopa | 1 | Open | 1987-01-01 | 10000 | Gasoline | COMPARTMENT A | Double Walled | Fiberglass Reinforced Plastic | Pressure | Single Walled | Fiberglass Reinforced Plastic
0-005480 | CIRCLE K #2702945 | 201 E 4TH ST | BENSON | AZ | 85602 | Cochise | 1 | Open | 1981-01-01 | 10000 | Gasoline (UL) | COMPARTMENT A |  | Asphalt coated or Bare Steel | Pressure | Double Walled | Fiberglass Reinforced Plastic
0-000342 | CIRCLE K #2705027 | 7140 E SHEA BLVD | SCOTTSDALE | AZ | 85254 | Maricopa | 8 | Perm Closure | 1961-01-01 | 550 | Used Oil/Waste Oil | COMPARTMENT A |  | Asphalt coated or Bare Steel |  |  |  | Removal | 1988-09-01
0-002627 | CIRCLE K #2705287 | 4801 E ELLIOT RD | PHOENIX | AZ | 85044 | Maricopa | 3 | Open | 1988-05-26 | 10000 | Gasoline | COMPARTMENT A | Double Walled | Fiberglass Reinforced Plastic | Pressure | Single Walled | Fiberglass Reinforced Plastic
0-008979 | CIRCLE K #2705325 | 20202 N 7TH AVE | PHOENIX | AZ | 85027 | Maricopa | 3 | Open | 1996-07-19 | 10000 | Diesel | COMPARTMENT A | Double Walled | Fiberglass Reinforced Plastic | Pressure | Double Walled | Fiberglass Reinforced Plastic
0-004158 | JB FARMERS CONVENIENCE STORE | 49301 W PAPAGO RD | MARICOPA | AZ | 85139 | Pinal | 4 | Open | 2019-05-16 | 10000 | Gasoline (UL) | COMPARTMENT A | Double Walled | Fiberglass Reinforced Plastic | Pressure | Double Walled | Fiberglass Reinforced Plastic
0-003646 | AIRBAGIT.COM SUSPENSION LLC | 260 S HIBBERT | MESA | AZ | 85210 | Maricopa | 5 | Perm Closure | 2005-06-17 | 3000 | Gasoline | COMPARTMENT A | Double Walled | Fiberglass Reinforced Plastic | Pressure |  |  | Removal | 1988-12-01
0-003283 | MOHAVE ELECTRIC COOPERATIVE INC | 1610 INDUSTRIAL WAY | BULLHEAD CITY | AZ | 86442 | Mohave | 1 | Perm Closure | 1977-09-25 | 4000 | Gasoline | COMPARTMENT A | Unknown | Asphalt coated or Bare Steel |  |  |  | Removal | 1990-12-01
0-007718 | MOHAWK PLAZA | 20635 N CAVE CREEK RD | PHOENIX | AZ | 85024 | Maricopa | 2 | Perm Closure | 2005-06-17 | 3000 | Gasoline | COMPARTMENT A | Double Walled | Asphalt coated or Bare Steel | Pressure |  | Bare or Galvanized Steel | Removal | 1993-10-06
0-009951 | SAFEWAY #1566 | 4910 S ALMA SCHOOL RD | CHANDLER | AZ | 85248 | Maricopa | 1 | Open | 2003-01-09 | 10000 | Gasoline | COMPARTMENT A | Double Walled | Composite (Steel/Fiberglass)
0-000646 | BARNEY FARMS | 22448 E QUEEN CREEK RD | QUEEN CREEK | AZ | 85142 | Maricopa | 1 | Perm Closure | 1976-01-01 | 3500 | Gasoline | COMPARTMENT A |  | Asphalt coated or Bare Steel |  |  |  | Removal | 1988-12-28
0-004686 | 7-ELEVEN #26618 | 601 N CRAYCROFT RD | TUCSON | AZ | 85711 | Pima | 1 | Perm Closure | 1986-10-20 | 10000 | Gasoline | COMPARTMENT A | Unknown | Fiberglass Reinforced Plastic | Pressure |  | Fiberglass Reinforced Plastic | Removal | 1993-07-21
0-000060 | A TO Z EQUIPMENT RENTALS & SALES | 4050 E INDIAN SCHOOL RD | PHOENIX | AZ | 85018 | Maricopa | 2 | Perm Closure | 1986-08-28 | 1000 | Diesel | COMPARTMENT A | Single Walled | Fiberglass Reinforced Plastic |  |  |  | Removal | 1994-01-11
0-009104 | 4 SONS FOOD STORES #506 | 15059 W R H JOHNSON BLVD | SUN CITY WEST | AZ | 85375 | Maricopa | 1 | Open | 1997-04-22 | 12000 | Gasoline | COMPARTMENT A | Double Walled | Fiberglass Reinforced Plastic | Pressure | Double Walled | Fiberglass Reinforced Plastic
0-000910 | CARDON FAST GAS #133/SAMUEL & CO | 4345 E INDIAN SCHOOL RD | PHOENIX | AZ | 85018 | Maricopa | 1 | Perm Closure | 1976-01-01 | 8000 | Gasoline | COMPARTMENT A |  | Asphalt coated or Bare Steel |  |  |  | Removal | 1987-11-17
0-006277 | CARL GREMMLER | 527 W 29TH ST | TUCSON | AZ | 85713 | Pima | 1 | Perm Closure | 1958-08-10 | 550 | Unidentified | COMPARTMENT A | Double Walled | Asphalt coated or Bare Steel |  |  |  | Removal | 1990-12-23
0-000720 | BILLON CONCRETE CO INC | 21420 N 14TH AVE | PHOENIX | AZ | 85027 | Maricopa | 2 | Perm Closure | 1980-01-01 | 4000 | Gasoline | COMPARTMENT A |  | Asphalt coated or Bare Steel | Pressure |  |  | Removal | 1993-03-25
0-008699 | BLACK MESA RADIO #128603 |  | SUNSET POINT |  |  | Yavapai | 1 | Perm Closure | 1960-07-01 | 300 | Diesel | COMPARTMENT A | Double Walled | Asphalt coated or Bare Steel | Suction - Check Valve at the Tank Top |  | Bare or Galvanized Steel | Removal | 1995-08-10
0-007779 | PARADISE VALLEY UNIFIED SCHOOL DISTRICT #69 - TRANSPORTATION | 20621 N 32ND ST | PHOENIX | AZ | 85050 | Maricopa | 2 | Open | 1993-08-10 | 20000 | Diesel | COMPARTMENT A | Double Walled | Fiberglass Reinforced Plastic | Gravity Feed | Double Walled | Fiberglass Reinforced Plastic
0-003861 | CITY OF PHOENIX - MUNICIPAL PARKING LOT | 301 W WASHINGTON ST | PHOENIX | AZ | 85003 | Maricopa | 7 | Perm Closure | 2005-06-17 | 550 | Unidentified | COMPARTMENT A | Single Walled | Asphalt coated or Bare Steel |  |  |  | Removal | 1991-10-09
0-008141 | NICO CLASSICO | 9123 N CAVE CREEK RD | PHOENIX | AZ | 85020 | Maricopa | 1 | Perm Closure | 2005-06-17 | 400 | New Oil | COMPARTMENT A | Unknown | Asphalt coated or Bare Steel |  |  |  | Removal | 1993-10-14
0-000603 | ALLIED MASONRY | 4022 W LINCOLN ST | PHOENIX | AZ | 85009 | Maricopa | 2 | Perm Closure | 1981-01-01 | 10000 | Diesel | COMPARTMENT A |  | Asphalt coated or Bare Steel | Suction - Check Valve at the Tank Top |  |  | Removal | 1993-01-08
0-003882 | CITY OF PHOENIX - DEER VALLEY WTP | 3030 W DUNLAP AVE | PHOENIX | AZ | 85051 | Maricopa | 1 | Perm Closure | 1965-01-01 | 2000 | Gasoline | COMPARTMENT A | Single Walled | Asphalt coated or Bare Steel |  |  |  | Removal | 1990-09-17
0-005502 | VALDEZ TRANSFER | 3195 E 36TH ST | TUCSON | AZ | 85713 | Pima | 2 | Perm Closure | 1976-05-06 | 4000 | Gasoline | COMPARTMENT A | Double Walled | Asphalt coated or Bare Steel |  |  |  | Removal | 1989-02-01
0-006052 | GILLS GAS & CARWASH | 4129 N 43RD AVE | PHOENIX | AZ | 85031 | Maricopa | 4 | Perm Closure | 1980-01-01 | 10000 | Gasoline | COMPARTMENT A |  | Asphalt coated or Bare Steel | Pressure | Double Walled | Fiberglass Reinforced Plastic | Removal | 2011-08-11
0-006052 | GILLS GAS & CARWASH | 4129 N 43RD AVE | PHOENIX | AZ | 85031 | Maricopa | 6 | Perm Closure | 1982-01-01 | 12000 | Diesel | COMPARTMENT A |  | Asphalt coated or Bare Steel | Pressure | Double Walled | Fiberglass Reinforced Plastic | Removal | 2011-08-11
0-006052 | GILLS GAS & CARWASH | 4129 N 43RD AVE | PHOENIX | AZ | 85031 | Maricopa | 3 | Perm Closure | 1980-01-01 | 10000 | Gasoline | COMPARTMENT A |  | Asphalt coated or Bare Steel | Pressure | Double Walled | Fiberglass Reinforced Plastic | Removal | 2011-08-11
0-002076 | SUPERPUMPER #5 | 13240 N SCOTTSDALE RD | PHOENIX | AZ | 85254 | Maricopa | 2 | Open | 1991-09-01 | 20000 | Gasoline | COMPARTMENT A | Single Walled | Fiberglass Reinforced Plastic | Pressure | Double Walled | Fiberglass Reinforced Plastic
0-007174 | SHEPHERD EXPRESS #108 | 620 S MONTEZUMA ST | PRESCOTT | AZ | 86303 | Yavapai | 1 | Perm Closure | 2005-06-17 | 5000 | Gasoline | COMPARTMENT A | Single Walled | Asphalt coated or Bare Steel | Pressure |  |  | Removal | 1990-12-15
0-007470 | MORIN HANGAR | 8726 E AUTOPLANE DR | CAREFREE | AZ | 85377 | Maricopa | 1 | Perm Closure | 1984-01-01 | 10000 | Jet A (Kerosene-type Jet Fuel) | COMPARTMENT A | Single Walled | Asphalt coated or Bare Steel | Pressure | Single Walled | Bare or Galvanized Steel | Removal | 2017-10-04
0-007470 | MORIN HANGAR | 8726 E AUTOPLANE DR | CAREFREE | AZ | 85377 | Maricopa | 2 | Perm Closure | 1984-01-01 | 2000 | Jet A (Kerosene-type Jet Fuel) | COMPARTMENT A | Single Walled | Asphalt coated or Bare Steel | Pressure | Single Walled | Bare or Galvanized Steel | Removal | 2017-10-04
0-003037 | VALLEY TELEPHONE COOPERATIVE INC | 752 E MALEY ST | WILLCOX | AZ | 85643 | Cochise | 1 | Perm Closure | 1980-05-26 | 10000 | Gasoline | COMPARTMENT A | Unknown | Asphalt coated or Bare Steel | Suction - Check Valve at the Tank Top |  | Bare or Galvanized Steel | Removal | 1998-07-16
0-006091 | WAHLER CORPORATION | 1860 W SHERMAN ST | PHOENIX | AZ | 85007 | Maricopa | 1 | Perm Closure | 2005-06-17 | 2000 | Gasoline | COMPARTMENT A | Double Walled | Asphalt coated or Bare Steel |  |  |  | Removal | 1990-10-19
0-008117 | SPEEDWAY STORE #2981 | 325 E HWY 70 | PIMA | AZ | 85543 | Graham | 2 | Open | 1994-10-01 | 10000 | Gasoline | COMPARTMENT A | Double Walled | Composite (Steel/Fiberglass) | Pressure | Double Walled | Fiberglass Reinforced Plastic
0-006384 | PARADISE CAR SPA | 12621 N PARADISE VILLAGE PKWY W | PHOENIX | AZ | 85032 | Maricopa | 3 | Perm Closure | 1983-01-01 | 12000 | Gasoline | COMPARTMENT A | Single Walled | Asphalt coated or Bare Steel | Pressure |  | Bare or Galvanized Steel | Removal | 2018-04-19
0-001274 | CIRCLE K #623 | 875 W ROGER RD | TUCSON | AZ | 85705 | Pima | 2 | Perm Closure | 1971-01-01 | 10000 | Gasoline | COMPARTMENT A |  | Asphalt coated or Bare Steel |  |  |  | Removal | 1993-11-18
0-004165 | ROADRUNNER TRUCK STOP | 1902 N BLACK CANYON HWY | PHOENIX | AZ | 85009 | Maricopa | 18 | Perm Closure | 2009-12-11 | 1000 | Gasoline | COMPARTMENT A |  | Asphalt coated or Bare Steel |  |  |  | Removal | 1995-03-23
0-004165 | ROADRUNNER TRUCK STOP | 1902 N BLACK CANYON HWY | PHOENIX | AZ | 85009 | Maricopa | 14 | Perm Closure | 1979-01-01 | 10000 | Diesel | COMPARTMENT A |  | Asphalt coated or Bare Steel |  |  |  | Removal | 1992-03-17
0-005788 | MOBIL 18-NRL | 2830 N 3RD ST | PHOENIX | AZ | 85004 | Maricopa | 8 | Perm Closure | 1991-03-01 | 1000 | Unidentified | COMPARTMENT A | Double Walled | Fiberglass Reinforced Plastic | Gravity Feed |  |  | Removal | 1998-06-12
0-004103 | PIMA MARKET | 222 W CENTER ST | PIMA | AZ | 85543 | Graham | 1 | Perm Closure | 1976-04-22 | 10000 | Gasoline | COMPARTMENT A | Unknown | Asphalt coated or Bare Steel | Pressure |  |  | Removal | 1995-06-15
0-002421 | FILL SMART | 6930 E THOMAS RD | SCOTTSDALE | AZ | 85251 | Maricopa | 2 | Perm Closure | 1981-01-01 | 12000 | Diesel | COMPARTMENT A | Single Walled | Asphalt coated or Bare Steel | Pressure |  | Fiberglass Reinforced Plastic | Removal | 2020-08-17
0-002421 | FILL SMART | 6930 E THOMAS RD | SCOTTSDALE | AZ | 85251 | Maricopa | 6 | Perm Closure | 1989-12-16 | 12000 | Gasoline | COMPARTMENT A | Single Walled | Asphalt coated or Bare Steel | Pressure |  | Fiberglass Reinforced Plastic | Removal | 2020-08-17
0-007959 | CHEVRON #9-9454 | 2885 N 91ST AVE | PHOENIX | AZ | 85037 | Maricopa | 2 | Perm Closure | 1992-08-04 | 10000 | Gasoline | COMPARTMENT A | Double Walled | Fiberglass Reinforced Plastic | Pressure |  | Fiberglass Reinforced Plastic | Removal | 2009-03-17
0-001587 | COCHISE COUNTY - ROAD MAINTENCE YARD | 110 NACO RD | BISBEE | AZ | 85603 | Cochise | 1 | Perm Closure | 1946-01-01 | 1000 | Diesel | COMPARTMENT A |  | Asphalt coated or Bare Steel | Suction - Check Valve at the Tank Top |  |  | Removal | 1998-07-14
0-004789 | SUNSTATE EQUIPMENT | 1945 S LEE CIR | MESA | AZ | 85204 | Maricopa | 1 | Perm Closure | 1986-04-10 | 8000 | Diesel | COMPARTMENT A | Double Walled | Fiberglass Reinforced Plastic | Pressure |  |  | Removal | 1997-06-05
0-005825 | HUTTIG BUILDING PRODUCTS | 3601 N 34TH AVE | PHOENIX | AZ | 85017 | Maricopa | 1 | Perm Closure | 1959-04-07 | 1000 | Gasoline | COMPARTMENT A | Double Walled | Asphalt coated or Bare Steel |  |  |  | Removal | 1989-03-08
0-005825 | HUTTIG BUILDING PRODUCTS | 3601 N 34TH AVE | PHOENIX | AZ | 85017 | Maricopa | 4 | Perm Closure | 1969-04-06 | 1000 | Gasoline | COMPARTMENT A | Double Walled | Asphalt coated or Bare Steel |  |  |  | Removal | 1989-03-01
0-005825 | HUTTIG BUILDING PRODUCTS | 3601 N 34TH AVE | PHOENIX | AZ | 85017 | Maricopa | 5 | Perm Closure | 1969-04-06 | 1000 | Gasoline | COMPARTMENT A | Double Walled | Asphalt coated or Bare Steel |  |  |  | Removal | 1989-03-08
0-004889 | TEMPE HIGH SCHOOL | 1730 S MILL AVE | TEMPE | AZ | 85281 | Maricopa | 1 | Perm Closure | 1979-12-18 | 1000 | Gasoline | COMPARTMENT A | Unknown | Asphalt coated or Bare Steel | Suction - Check Valve at the Tank Top |  | Bare or Galvanized Steel | Removal | 1992-09-01
0-001072 | CHEVRON #9-6180 | 1808 E BROADWAY RD | TEMPE | AZ | 85282 | Maricopa | 2 | Perm Closure | 1967-01-01 | 4000 | Gasoline | COMPARTMENT A |  | Asphalt coated or Bare Steel |  |  |  | Removal | 1993-11-10
0-001072 | CHEVRON #9-6180 | 1808 E BROADWAY RD | TEMPE | AZ | 85282 | Maricopa | 1 | Perm Closure | 1967-01-01 | 8000 | Gasoline | COMPARTMENT A |  | Asphalt coated or Bare Steel |  |  |  | Removal | 1993-11-10
0-006557 | PIMA COUNTY FLEET SERVICES | 1291 S MISSION RD | TUCSON | AZ | 85713 | Pima | 8 | Perm Closure | 2005-06-17 | 1500 | Gasoline | COMPARTMENT A | Single Walled | Asphalt coated or Bare Steel |  |  |  | Removal | 1989-04-01
0-006557 | PIMA COUNTY FLEET SERVICES | 1291 S MISSION RD | TUCSON | AZ | 85713 | Pima | 4 | Perm Closure | 2005-06-17 | 500 | Used Oil/Waste Oil | COMPARTMENT A | Single Walled | Asphalt coated or Bare Steel |  |  |  | Removal | 1991-10-21
0-006557 | PIMA COUNTY FLEET SERVICES | 1291 S MISSION RD | TUCSON | AZ | 85713 | Pima | 15 | Perm Closure | 1992-02-15 | 500 | Automatic Transmission Fluid | COMPARTMENT A | Double Walled | Composite (Steel/Fiberglass) |  |  |  | Removal | 2016-08-02
0-005452 | CIRCLE K #2912 | 2405 N SILVERBELL RD | TUCSON | AZ | 85745 | Pima | 4 | Open | 1995-11-10 | 10000 | Gasoline | COMPARTMENT A | Single Walled | Fiberglass Reinforced Plastic | Pressure | Double Walled | Fiberglass Reinforced Plastic
0-001018 | SERAPE GIN | 23601 S ARIZONA AVE | CHANDLER | AZ | 85249 | Maricopa | 2 | Perm Closure | 1981-01-01 | 4000 | Gasoline | COMPARTMENT A |  | Asphalt coated or Bare Steel |  |  |  | Removal | 1992-12-01
0-001382 | CIRCLE K #1214 | 611 E BEARDSLEY RD | PHOENIX | AZ | 85027 | Maricopa | 1 | Perm Closure | 1984-01-01 | 10000 | Gasoline | COMPARTMENT A | Double Walled | Fiberglass Reinforced Plastic | Pressure |  | Fiberglass Reinforced Plastic | Removal | 1995-09-26
0-001998 | CARMEL AUTOMOTIVE | 1901 W THUNDERBIRD RD | PHOENIX | AZ | 85023 | Maricopa | 2 | Perm Closure | 1970-01-01 | 8000 | Gasoline | COMPARTMENT A |  | Asphalt coated or Bare Steel |  |  |  | Removal | 1989-07-12
0-004426 | SUPER FUELS | 866 NAVAJO BLVD | HOLBROOK | AZ | 86025 | Navajo | 2 | Perm Closure | 1973-01-01 | 1000 | Gasoline | COMPARTMENT A | Single Walled | Asphalt coated or Bare Steel | Pressure | Single Walled | Bare or Galvanized Steel | Removal | 1998-06-30
0-004426 | SUPER FUELS | 866 NAVAJO BLVD | HOLBROOK | AZ | 86025 | Navajo | 7 | Open | 1998-06-25 | 5000 | Diesel | COMPARTMENT C | Double Walled | Composite (Steel/Fiberglass) | Pressure | Double Walled | Flexible
0-004426 | SUPER FUELS | 866 NAVAJO BLVD | HOLBROOK | AZ | 86025 | Navajo | 7 | Open | 1998-06-25 | 5000 | Gasoline | COMPARTMENT B | Double Walled | Composite (Steel/Fiberglass) | Pressure | Double Walled | Flexible
0-004426 | SUPER FUELS | 866 NAVAJO BLVD | HOLBROOK | AZ | 86025 | Navajo | 7 | Open | 1998-06-25 | 5000 | Gasoline | COMPARTMENT A | Double Walled | Composite (Steel/Fiberglass) | Pressure | Double Walled | Flexible
0-004426 | SUPER FUELS | 866 NAVAJO BLVD | HOLBROOK | AZ | 86025 | Navajo | 1 | Perm Closure | 1973-01-01 | 4000 | Gasoline | COMPARTMENT A | Single Walled | Asphalt coated or Bare Steel | Pressure | Single Walled | Bare or Galvanized Steel | Removal | 1998-06-30
0-001046 | JACKSON ENERGY #6790 | 4126 N 411TH AVE | TONOPAH | AZ | 85354 | Maricopa | 3 | Perm Closure | 1974-01-01 | 10000 | Gasoline | COMPARTMENT A | Single Walled | Asphalt coated or Bare Steel | Pressure |  | Fiberglass Reinforced Plastic | Removal | 1993-11-16
0-001046 | JACKSON ENERGY #6790 | 4126 N 411TH AVE | TONOPAH | AZ | 85354 | Maricopa | 1 | Perm Closure | 1974-01-01 | 1000 | Used Oil/Waste Oil | COMPARTMENT A | Single Walled | Asphalt coated or Bare Steel | Gravity Feed | Single Walled | Bare or Galvanized Steel | Removal | 1993-11-16
0-000506 | ARCO #5287 | 15401 N CAVE CREEK RD | PHOENIX | AZ | 85032 | Maricopa | 1 | Perm Closure | 1978-01-01 | 12000 | Gasoline | COMPARTMENT A | Double Walled | Fiberglass Reinforced Plastic | Pressure |  | Fiberglass Reinforced Plastic | Removal | 2001-03-09
0-006270 | SEARS #1338/6621 | 5950 E BROADWAY BLVD | TUCSON | AZ | 85711 | Pima | 6 | Perm Closure | 1964-01-01 | 2000 | Used Oil/Waste Oil | COMPARTMENT A | Unknown | Asphalt coated or Bare Steel | Suction - Check Valve at the Tank Top |  | Bare or Galvanized Steel | Removal | 1993-12-06
0-006201 | GRIMSHAW MORTUARY | 710 W BETHANY HOME RD | PHOENIX | AZ | 85013 | Maricopa | 1 | Perm Closure | 1968-05-25 | 1000 | Gasoline | COMPARTMENT A | Unknown | Asphalt coated or Bare Steel |  |  |  | Closed in Place | 1988-11-03
0-008450 | REBELS EQUIPMENT RENTAL | 1405 S JOSHUA AVE | PARKER | AZ | 85344 | La Paz | 1 | Perm Closure | 1983-01-01 | 1000 | Gasoline | COMPARTMENT A | Single Walled | Fiberglass Reinforced Plastic | Suction - Check Valve at the Tank Top |  |  | Removal | 1994-11-01
0-001118 | CIRCLE K STORE #2709176 | 6735 W PEORIA AVE | PEORIA | AZ | 85345 | Maricopa | 1 | Open | 1987-07-02 | 10000 | Diesel | COMPARTMENT A | Double Walled | Fiberglass Reinforced Plastic | Pressure |  | Fiberglass Reinforced Plastic
0-004884 | TEMPE ELEMENTARY SCHOOL DISTRICT #3 - BROGAN CENTER | 1430 W ELNA RAE ST | TEMPE | AZ | 85281 | Maricopa | 6 | Open | 1997-02-18 | 10000 | Diesel | COMPARTMENT A | Double Walled | Fiberglass Reinforced Plastic | Pressure | Double Walled | Fiberglass Reinforced Plastic
0-000542 | ARCO #5280 | 2188 E SOUTHERN AVE | TEMPE | AZ | 85282 | Maricopa | 2 | Perm Closure | 2005-06-17 | 10000 | Gasoline | COMPARTMENT A | Single Walled | Asphalt coated or Bare Steel |  |  |  | Removal | 1987-03-01
0-000542 | ARCO #5280 | 2188 E SOUTHERN AVE | TEMPE | AZ | 85282 | Maricopa | 3 | Perm Closure | 2005-06-17 | 10000 | Gasoline | COMPARTMENT A | Single Walled | Asphalt coated or Bare Steel |  |  |  | Removal | 1987-03-01
0-008807 | TEXACO MAX MINI MART LTD | 1571 PALO VERDE BLVD S | LAKE HAVASU CITY | AZ | 86403 | Mohave | 2 | Perm Closure | 1988-06-01 | 10000 | Diesel | COMPARTMENT A | Double Walled | Fiberglass Reinforced Plastic | Pressure |  | Fiberglass Reinforced Plastic | Removal | 2020-01-16
0-000102 | ALHAMBRA SCHOOL DISTRICT #68 | 3838 W GRANT ST | PHOENIX | AZ | 85009 | Maricopa | 3 | Perm Closure | 1970-01-01 | 2000 | Gasoline | COMPARTMENT A | Single Walled | Asphalt coated or Bare Steel |  |  |  | Removal | 1989-12-01
0-009120 | GPM #4604 | 6701 W OLIVE AVE | GLENDALE | AZ | 85345 | Maricopa | 2 | Open | 1997-05-15 | 12000 | Gasoline (PUL) | COMPARTMENT A | Double Walled | Composite (Steel/Fiberglass) | Pressure | Double Walled | Fiberglass Reinforced Plastic
0-009547 | CIRCLE K #1649 | 6175 S KOLB RD | TUCSON | AZ | 85756 | Pima | 1 | Open | 1999-02-11 | 15000 | Gasoline (UL) | COMPARTMENT A | Double Walled | Composite (Steel/Fiberglass) | Pressure | Double Walled | Fiberglass Reinforced Plastic
0-009547 | CIRCLE K #1649 | 6175 S KOLB RD | TUCSON | AZ | 85756 | Pima | 2 | Open | 1999-02-11 | 12000 | Gasoline (PUL) | COMPARTMENT A | Double Walled | Composite (Steel/Fiberglass) | Pressure | Double Walled | Fiberglass Reinforced Plastic
0-004451 | SHAPPELL HARVESTING INC | 14247 E GERMANN RD | GILBERT | AZ | 85297 | Maricopa | 3 | Perm Closure | 1978-03-06 | 2000 | Gasoline | COMPARTMENT A | Unknown | Asphalt coated or Bare Steel |  |  |  | Removal | 1990-12-17
0-002876 | BEALLS/BURK'S OUTLET STORE | 1048 WILLOW CREEK RD | PRESCOTT | AZ | 86301 | Yavapai | 1 | Perm Closure | 1984-01-01 | 1000 | Used Oil/Waste Oil | COMPARTMENT A | Single Walled | Asphalt coated or Bare Steel | Gravity Feed |  | Bare or Galvanized Steel | Removal | 1992-04-28
0-008555 | JACKSONS #809 | 1954 E HIGHLAND AVE | PHOENIX | AZ | 85016 | Maricopa | 1 | Open | 1994-12-20 | 12000 | Oxygenated Gasoline | COMPARTMENT A | Double Walled | Fiberglass Reinforced Plastic | Pressure | Double Walled | Fiberglass Reinforced Plastic
0-008555 | JACKSONS #809 | 1954 E HIGHLAND AVE | PHOENIX | AZ | 85016 | Maricopa | 1 | Open | 1994-12-20 | 8000 | Diesel | COMPARTMENT B | Double Walled | Fiberglass Reinforced Plastic | Pressure | Double Walled | Fiberglass Reinforced Plastic
0-002924 | DAVES AUTO REPAIR | 12230 N 111TH AVE | YOUNGTOWN | AZ | 85363 | Maricopa | 1 | Perm Closure | 1969-01-01 | 4500 | Gasoline | COMPARTMENT A |  | Asphalt coated or Bare Steel |  |  |  | Removal | 1986-08-22
0-000485 | COOPER & BRAIN INC | 3445 N COUNTRY CLUB RD | TUCSON | AZ | 85716 | Pima | 2 | Perm Closure | 1966-01-01 | 10000 | Diesel | COMPARTMENT A |  | Asphalt coated or Bare Steel |  |  |  | Removal | 1991-05-22
0-009440 | COSTCO WHOLESALE #466 | 3911 E STATE ROUTE 69 | PRESCOTT | AZ | 86301 | Yavapai | 1 | Perm Closure | 1998-10-01 | 20000 | Gasoline | COMPARTMENT A | Double Walled | Fiberglass Reinforced Plastic | Pressure | Double Walled |  | Removal | 2020-03-25
0-009440 | COSTCO WHOLESALE #466 | 3911 E STATE ROUTE 69 | PRESCOTT | AZ | 86301 | Yavapai | 3 | Perm Closure | 1998-10-01 | 20000 | Gasoline | COMPARTMENT A | Double Walled | Fiberglass Reinforced Plastic | Pressure | Double Walled |  | Removal | 2020-03-25
0-009630 | CIRCLE K #2706285 | 11339 W BELL RD | SURPRISE | AZ | 85378 | Maricopa | 2 | Open | 1999-12-01 | 10000 | Gasoline | COMPARTMENT A | Double Walled | Fiberglass Reinforced Plastic | Pressure | Double Walled | Flexible
0-004391 | CITY OF SCOTTSDALE - MCKELLIPS | 7601 E MCKELLIPS RD | SCOTTSDALE | AZ | 85257 | Maricopa | 8 | Open | 2008-07-24 | 20000 | Diesel | COMPARTMENT A | Double Walled | Fiberglass Reinforced Plastic | Pressure | Double Walled | Fiberglass Reinforced Plastic
0-004391 | CITY OF SCOTTSDALE - MCKELLIPS | 7601 E MCKELLIPS RD | SCOTTSDALE | AZ | 85257 | Maricopa | 1 | Perm Closure | 1975-01-01 | 10000 | Gasoline | COMPARTMENT A | Single Walled | Asphalt coated or Bare Steel |  |  |  | Removal | 1990-05-31
0-004391 | CITY OF SCOTTSDALE - MCKELLIPS | 7601 E MCKELLIPS RD | SCOTTSDALE | AZ | 85257 | Maricopa | 2 | Perm Closure | 1975-01-01 | 10000 | Diesel | COMPARTMENT A | Single Walled | Asphalt coated or Bare Steel |  |  |  | Removal | 1990-05-31
0-005435 | CIRCLE K #2702889 | 1342 W THOMAS RD | PHOENIX | AZ | 85013 | Maricopa | 2 | Open | 1985-01-01 | 10000 | Gasoline | COMPARTMENT A | Single Walled | Fiberglass Reinforced Plastic | Pressure | Single Walled | Fiberglass Reinforced Plastic
0-009239 | FIRST DATA CORP | 240 N ROOSEVELT AVE | CHANDLER | AZ | 85226 | Maricopa | 3 | Open | 1997-05-08 | 6000 | Diesel | COMPARTMENT A | Double Walled | Fiberglass Reinforced Plastic | Gravity Feed | Double Walled | Fiberglass Reinforced Plastic
0-001468 | CIRCLE K #2701736 | 695 S 4TH AVE | YUMA | AZ | 85364 | Yuma | 1 | Open | 1985-01-01 | 10000 | Gasoline | COMPARTMENT A | Single Walled | Fiberglass Reinforced Plastic | Pressure | Single Walled | Fiberglass Reinforced Plastic
0-003776 | PHILLIPS 66 COMPANY #021642 | 1001 N ALVERNON WAY | TUCSON | AZ | 85711 | Pima | 5 | Perm Closure | 1965-01-01 | 4000 | Gasoline | COMPARTMENT A | Single Walled | Asphalt coated or Bare Steel |  |  |  | Removal | 1989-10-01
0-001670 | PETRO PRODUCTS | 1080 S STATE ROUTE 89 | CHINO VALLEY | AZ | 86323 | Yavapai | 3 | Perm Closure | 1985-01-01 | 10000 | Gasoline (UL) | COMPARTMENT A |  | Asphalt coated or Bare Steel | Pressure |  | Fiberglass Reinforced Plastic | Removal | 2016-07-12
0-001670 | PETRO PRODUCTS | 1080 S STATE ROUTE 89 | CHINO VALLEY | AZ | 86323 | Yavapai | 2 | Perm Closure | 1985-01-01 | 10000 | Gasoline (Mid-Grade UL) | COMPARTMENT A |  | Asphalt coated or Bare Steel | Pressure |  | Fiberglass Reinforced Plastic | Removal | 2016-07-12
0-006886 | OLD CORP PENN SERVICE STATION | 124 W 4TH ST | SAFFORD | AZ | 85546 | Graham | 1 | Perm Closure | 1961-01-01 | 3500 | Gasoline | COMPARTMENT A | Unknown | Asphalt coated or Bare Steel | Pressure |  |  | Removal | 1993-04-20
0-007442 | EXXONMOBIL OIL CORP #11188 | 4302 W CACTUS RD | PHOENIX | AZ | 85304 | Maricopa | 3 | Perm Closure | 1987-02-01 | 10000 | Gasoline | COMPARTMENT A | Single Walled | Fiberglass Reinforced Plastic | Pressure |  | Fiberglass Reinforced Plastic | Removal | 2015-12-22
0-007442 | EXXONMOBIL OIL CORP #11188 | 4302 W CACTUS RD | PHOENIX | AZ | 85304 | Maricopa | 1 | Perm Closure | 1987-02-01 | 10000 | Gasoline | COMPARTMENT A | Single Walled | Fiberglass Reinforced Plastic | Pressure |  | Fiberglass Reinforced Plastic | Removal | 2015-12-22
0-007442 | EXXONMOBIL OIL CORP #11188 | 4302 W CACTUS RD | PHOENIX | AZ | 85304 | Maricopa | 2 | Perm Closure | 1987-02-01 | 10000 | Gasoline | COMPARTMENT A | Single Walled | Fiberglass Reinforced Plastic | Pressure |  | Fiberglass Reinforced Plastic | Removal | 2015-12-22
0-006158 | RITCHIE BROS AUCTIONEERS INTERNATIONAL | 1835 S 59TH AVE | PHOENIX | AZ | 85043 | Maricopa | 3 | Perm Closure | 1979-04-27 | 10000 | Unidentified | COMPARTMENT A | Unknown | Unknown |  |  |  | Removal | 1990-07-11
0-006158 | RITCHIE BROS AUCTIONEERS INTERNATIONAL | 1835 S 59TH AVE | PHOENIX | AZ | 85043 | Maricopa | 2 | Perm Closure | 1979-04-27 | 10000 | Gasoline | COMPARTMENT A | Unknown | Unknown |  |  |  | Removal | 1990-07-11
0-001390 | CIRCLE K #2701286 | 104 E WICKENBURG WAY | WICKENBURG | AZ | 85390 | Maricopa | 1 | Open | 1978-01-01 | 10000 | Gasoline | COMPARTMENT A | Single Walled | Asphalt coated or Bare Steel | Pressure |  | Fiberglass Reinforced Plastic
0-002074 | QUIK COUNTRY STORE | 4100 E WESTERN DR | COTTONWOOD | AZ | 86326 | Yavapai | 1 | Perm Closure | 1986-04-27 | 8000 | Gasoline | COMPARTMENT A | Single Walled | Asphalt coated or Bare Steel | Pressure | Single Walled | Bare or Galvanized Steel | Removal | 1998-02-03
0-004155 | QUIK MART #22 | 3797 S KOLB RD | TUCSON | AZ | 85730 | Pima | 2 | Perm Closure | 1984-04-22 | 8000 | Gasoline | COMPARTMENT A | Double Walled | Asphalt coated or Bare Steel | Pressure |  | Fiberglass Reinforced Plastic | Removal | 1996-03-11
0-001373 | CIRCLE K #1176 | 4126 E BELL RD | PHOENIX | AZ | 85032 | Maricopa | 1 | Perm Closure | 1975-03-19 | 10000 | Gasoline | COMPARTMENT A | Single Walled | Asphalt coated or Bare Steel |  |  |  | Removal | 1991-02-15
0-001104 | CHEVRON #9-8492 | 2441 W THOMAS RD | PHOENIX | AZ | 85015 | Maricopa | 2 | Perm Closure | 1981-01-01 | 10000 | Gasoline | COMPARTMENT A | Double Walled | Fiberglass Reinforced Plastic |  |  |  | Removal | 1986-11-30
0-000686 | BENTLEY-DILLE GRADALL RENTALS INC | 3951 S 30TH ST | PHOENIX | AZ | 85040 | Maricopa | 6 | Perm Closure | 1978-01-01 |  | Unidentified | COMPARTMENT A | Single Walled | Asphalt coated or Bare Steel |  |  |  | Removal | 1990-09-01
0-000903 | TEXACO #60-349-0338 | 8250 W GLENDALE AVE | GLENDALE | AZ | 85303 | Maricopa | 3 | Perm Closure | 1987-08-01 | 12000 | Gasoline | COMPARTMENT A | Double Walled | Fiberglass Reinforced Plastic | Pressure | Double Walled | Fiberglass Reinforced Plastic | Removal | 2003-11-20
0-004253 | SERVE RITE #1021 | 1242 A AVE | DOUGLAS | AZ | 85607 | Cochise | 3 | Perm Closure | 1973-01-01 | 1000 | Gasoline | COMPARTMENT A |  | Asphalt coated or Bare Steel |  |  |  | Removal | 1987-05-26
0-004717 | SPECIALTY ROOFING INC | 7538 W HARMONT DR | PEORIA | AZ | 85345 | Maricopa | 3 | Open | 1992-07-06 | 8000 | Gasoline | COMPARTMENT A | Double Walled | Composite (Steel/Fiberglass) | Pressure | Double Walled
0-006553 | U-HAUL EAST SPEEDWAY 828-61 | 5533 E SPEEDWAY BLVD | TUCSON | AZ | 85712 | Pima | 1 | Perm Closure | 1978-12-23 | 10000 | Gasoline | COMPARTMENT A | Double Walled | Asphalt coated or Bare Steel | Pressure |  | Bare or Galvanized Steel | Removal | 1995-02-14
0-006065 | AACTION MOVERS | 303 W SOUTHERN AVE | MESA | AZ | 85210 | Maricopa | 1 | Perm Closure | 1951-04-08 | 2000 | Diesel | COMPARTMENT A | Double Walled | Asphalt coated or Bare Steel |  |  |  | Removal | 1988-12-01
0-003018 | MADDOCK MACHINERY CORP | 1901 N 9TH AVE | TUCSON | AZ | 85705 | Pima | 1 | Perm Closure | 1981-12-31 | 1000 | Gasoline | COMPARTMENT A | Double Walled | Asphalt coated or Bare Steel |  |  |  | Removal | 1990-05-28
0-000141 | M ANDERSON CONSTRUCTION CORP | 4650 N KAIN AVE | TUCSON | AZ | 85705 | Pima | 1 | Perm Closure | 1986-05-01 | 4000 | Diesel | COMPARTMENT A |  | Asphalt coated or Bare Steel |  |  |  | Removal | 1990-11-28
0-009522 | PAUL MILLET SIGN COMPANY | 1065 S CENTER ST | MESA | AZ | 85210 | Maricopa | 2 | Perm Closure | 1974-01-01 | 500 | Gasoline | COMPARTMENT A | Unknown | Asphalt coated or Bare Steel | Suction - Check Valve at the Tank Top |  | Bare or Galvanized Steel | Removal | 1995-01-01
0-008120 | THE WHATNOT SHOP | 9251 E HIGHWAY 92 | PALOMINAS | AZ | 85615 | Cochise | 2 | Perm Closure | 2005-06-17 |  | Gasoline | COMPARTMENT A | Unknown | Asphalt coated or Bare Steel | Suction - Check Valve at the Tank Top |  | Bare or Galvanized Steel | Removal | 1995-07-28
0-006454 | SABAN RENT A CAR | 2934 E MCDOWELL RD | PHOENIX | AZ | 85008 | Maricopa | 3 | Perm Closure | 2005-06-17 | 500 | Gasoline | COMPARTMENT A |  | Asphalt coated or Bare Steel |  |  |  | Removal | 1992-07-14
0-005693 | WOOD BROTHERS LUMBER CO OF PHOENIX | 4098 N 35TH AVE | PHOENIX | AZ | 85017 | Maricopa | 1 | Perm Closure | 1956-03-04 | 500 | Unidentified | COMPARTMENT A | Unknown | Asphalt coated or Bare Steel |  |  |  | Removal | 1988-05-28
0-002637 | CIRCLE K #2705284 | 410 N CENTER ST | MESA | AZ | 85201 | Maricopa | 1 | Open | 1987-01-01 | 15000 | Gasoline | COMPARTMENT A | Double Walled | Fiberglass Reinforced Plastic | Pressure |  | Fiberglass Reinforced Plastic
0-002637 | CIRCLE K #2705284 | 410 N CENTER ST | MESA | AZ | 85201 | Maricopa | 2 | Open | 1987-01-01 | 15000 | Gasoline | COMPARTMENT A | Double Walled | Fiberglass Reinforced Plastic | Pressure |  | Fiberglass Reinforced Plastic
0-002637 | CIRCLE K #2705284 | 410 N CENTER ST | MESA | AZ | 85201 | Maricopa | 4 | Open | 1987-01-01 | 8000 | Diesel | COMPARTMENT A | Double Walled | Fiberglass Reinforced Plastic | Pressure |  | Fiberglass Reinforced Plastic
0-005006 | HONORHEALTH SCOTTSDALE SHEA MEDICAL CENTER | 9003 E SHEA BLVD | SCOTTSDALE | AZ | 85260 | Maricopa | 2 | Perm Closure | 1984-01-01 | 5000 | Diesel | COMPARTMENT A | Double Walled | Fiberglass Reinforced Plastic |  |  |  | Closed in Place | 1989-01-01
0-001583 | FORMER COCA COLA BOTTLING CO | 936 N F AVE | DOUGLAS | AZ | 85607 | Cochise | 2 | Perm Closure | 1972-01-01 | 1000 | Gasoline | COMPARTMENT A |  | Asphalt coated or Bare Steel |  |  |  | Removal | 2004-07-15
0-007629 | PAULINE BLAKELY | 980 W WICKENBURG WAY | WICKENBURG | AZ | 85390 | Maricopa | 3 | Perm Closure | 1984-05-01 | 1000 | Kerosene | COMPARTMENT A | Unknown | Asphalt coated or Bare Steel |  |  |  | Removal | 1991-03-01
0-000476 | ASARCO - HAYDEN SMELTER | 640 ASARCO AVE | HAYDEN | AZ | 85135 | Gila | 3 | Perm Closure | 1971-01-01 | 1000 | Gasoline | COMPARTMENT A |  | Asphalt coated or Bare Steel |  |  |  | Removal | 1989-12-14
0-000486 | COWLEY INDUSTRIAL PARK | 624 S 25TH AVE | PHOENIX | AZ | 85009 | Maricopa | 5 | Perm Closure | 1974-01-01 | 10000 | Diesel | COMPARTMENT A |  | Asphalt coated or Bare Steel | Pressure | Single Walled | Bare or Galvanized Steel | Removal | 1999-01-20
0-000486 | COWLEY INDUSTRIAL PARK | 624 S 25TH AVE | PHOENIX | AZ | 85009 | Maricopa | 1 | Perm Closure | 1970-01-01 | 10000 | Diesel | COMPARTMENT A |  | Asphalt coated or Bare Steel | Pressure | Single Walled | Bare or Galvanized Steel | Removal | 1999-01-20
0-000486 | COWLEY INDUSTRIAL PARK | 624 S 25TH AVE | PHOENIX | AZ | 85009 | Maricopa | 6 | Perm Closure | 1974-01-01 | 10000 | Diesel | COMPARTMENT A |  | Asphalt coated or Bare Steel | Pressure | Single Walled | Bare or Galvanized Steel | Removal | 1999-01-20
0-003712 | PHILLIPS 66 COMPANY #012263 | 2301 N 36TH ST | PHOENIX | AZ | 85008 | Maricopa | 1 | Perm Closure | 1958-01-01 | 560 | Used Oil/Waste Oil | COMPARTMENT A | Single Walled | Asphalt coated or Bare Steel |  |  |  | Removal | 1989-09-01
0-000947 | CARIOCA #33 | 701 W DUNLAP AVE | PHOENIX | AZ | 85021 | Maricopa | 2 | Perm Closure | 1979-01-01 | 6000 | Gasoline | COMPARTMENT A | Double Walled | Composite (Steel/Fiberglass) | Pressure |  | Fiberglass Reinforced Plastic | Removal | 1989-01-01
0-000866 | CARDLOCK - W TOLTEC ROAD - #14 | 2925 W TOLTEC RD | ELOY | AZ | 85131 | Pinal | 3 | Perm Closure | 1974-01-01 | 12000 | Gasoline | COMPARTMENT A |  | Asphalt coated or Bare Steel |  |  |  | Removal | 1988-12-01
0-004239 | CITY OF SAFFORD - MUNICIPAL AIRPORT |  | SAFFORD |  |  | Graham | 4 | Perm Closure | 1966-05-14 | 1000 | Diesel | COMPARTMENT A | Double Walled | Asphalt coated or Bare Steel |  |  |  | Removal | 1995-06-19
0-004239 | CITY OF SAFFORD - MUNICIPAL AIRPORT |  | SAFFORD |  |  | Graham | 2 | Perm Closure | 1971-05-15 | 10000 | Gasoline | COMPARTMENT A | Double Walled | Asphalt coated or Bare Steel | Suction - Check Valve at the Tank Top |  | Bare or Galvanized Steel | Removal | 1995-05-10
0-008401 | SPEEDWAY STORE #2979 | 1690 E ASH ST | GLOBE | AZ | 85501 | Gila | 5 | Open | 1994-05-01 | 6000 | Diesel | COMPARTMENT A | Double Walled | Fiberglass Reinforced Plastic | Pressure | Double Walled | Fiberglass Reinforced Plastic
0-001204 | CIRCLE K #246 | 5102 E SPEEDWAY BLVD | TUCSON | AZ | 85712 | Pima | 2 | Perm Closure | 1983-01-01 | 10000 | Gasoline | COMPARTMENT A |  | Asphalt coated or Bare Steel | Pressure |  |  | Removal | 1996-11-11
0-001103 | CHEVRON #9-8544 | 7001 N 16TH ST | PHOENIX | AZ | 85020 | Maricopa | 6 | Perm Closure | 1984-01-01 | 10000 | Gasoline | COMPARTMENT A | Double Walled | Fiberglass Reinforced Plastic | Pressure | Double Walled | Fiberglass Reinforced Plastic | Removal | 2017-08-07
0-001103 | CHEVRON #9-8544 | 7001 N 16TH ST | PHOENIX | AZ | 85020 | Maricopa | 8 | Perm Closure | 1984-01-01 | 10000 | Diesel | COMPARTMENT A | Double Walled | Fiberglass Reinforced Plastic | Pressure | Double Walled | Fiberglass Reinforced Plastic | Removal | 2017-08-07
0-000321 | ADOT - ST JOHNS MAINTENANCE |  | SAINT JOHNS |  |  | Apache | 2 | Perm Closure | 2005-06-17 | 2000 | Unidentified | COMPARTMENT A | Single Walled | Asphalt coated or Bare Steel |  |  |  | Closed in Place | 1985-06-01
0-004189 | ROOFING WHOLESALE CO INC | 1918 W GRANT ST | PHOENIX | AZ | 85009 | Maricopa | 1 | Perm Closure | 1975-03-28 | 7000 | Gasoline | COMPARTMENT A | Double Walled | Asphalt coated or Bare Steel |  |  |  | Removal | 1989-06-02
0-004189 | ROOFING WHOLESALE CO INC | 1918 W GRANT ST | PHOENIX | AZ | 85009 | Maricopa | 3 | Perm Closure | 1975-03-28 | 1000 | Gasoline | COMPARTMENT A | Double Walled | Asphalt coated or Bare Steel |  |  |  | Removal | 1989-06-20
0-005562 | BILLY'S FREEWAY TEXACO | 820 N VIRGINIA AVE | WILLCOX | AZ | 85643 | Cochise | 3 | Perm Closure | 1990-09-27 | 10000 | Gasoline | COMPARTMENT A | Double Walled | Fiberglass Reinforced Plastic | Pressure |  |  | Removal | 1992-01-31
0-003899 | PIE NATIONWIDE TRUCK LINES | 1412 S 51ST AVE | PHOENIX | AZ | 85043 | Maricopa | 2 | Perm Closure | 1981-01-01 | 15000 | Diesel | COMPARTMENT A | Single Walled | Fiberglass Reinforced Plastic | Suction - Check Valve at the Tank Top |  | Bare or Galvanized Steel | Removal | 1992-07-07
0-001159 | SCOTTSDALE DODGE | 3330 N SCOTTSDALE RD | SCOTTSDALE | AZ | 85251 | Maricopa | 3 | Perm Closure | 1976-01-01 | 5000 | Gasoline | COMPARTMENT A | Single Walled | Asphalt coated or Bare Steel |  |  |  | Removal | 1990-10-16
0-001159 | SCOTTSDALE DODGE | 3330 N SCOTTSDALE RD | SCOTTSDALE | AZ | 85251 | Maricopa | 4 | Perm Closure | 1976-01-01 | 500 | Used Oil/Waste Oil | COMPARTMENT A | Single Walled | Asphalt coated or Bare Steel |  |  |  | Removal | 1992-08-18
0-005542 | NORTHERN ARIZONA VA HEALTHCARE SYSTEM | 500 N STATE ROUTE 89 | PRESCOTT | AZ | 86313 | Yavapai | 1 | Perm Closure | 1976-01-01 | 2500 | Diesel | COMPARTMENT A |  | Asphalt coated or Bare Steel |  |  |  | Removal | 1990-11-05
0-004185 | ROLLINS LEASING | 2211 N 27TH PL | PHOENIX | AZ | 85008 | Maricopa | 2 | Perm Closure | 1971-04-11 | 10000 | Diesel | COMPARTMENT A | Double Walled | Asphalt coated or Bare Steel | Suction - Check Valve at the Tank Top |  | Bare or Galvanized Steel | Removal | 1992-12-22
0-003233 | CIRCLE K #2700127 | 7555 E CAMELBACK RD | SCOTTSDALE | AZ | 85251 | Maricopa | 1 | Perm Closure | 1980-01-01 | 10000 | Gasoline | COMPARTMENT A | Double Walled | Fiberglass Reinforced Plastic | Pressure |  | Fiberglass Reinforced Plastic | Removal | 1988-10-02
0-003233 | CIRCLE K #2700127 | 7555 E CAMELBACK RD | SCOTTSDALE | AZ | 85251 | Maricopa | 7 | Perm Closure | 1988-10-15 | 10000 | Gasoline | COMPARTMENT A | Double Walled | Fiberglass Reinforced Plastic | Pressure | Double Walled | Fiberglass Reinforced Plastic | Removal | 2005-11-16
0-003233 | CIRCLE K #2700127 | 7555 E CAMELBACK RD | SCOTTSDALE | AZ | 85251 | Maricopa | 6 | Perm Closure | 1988-10-15 | 10000 | Gasoline | COMPARTMENT A | Double Walled | Fiberglass Reinforced Plastic | Pressure | Double Walled | Fiberglass Reinforced Plastic | Removal | 2005-11-16
0-003233 | CIRCLE K #2700127 | 7555 E CAMELBACK RD | SCOTTSDALE | AZ | 85251 | Maricopa | 9 | Open | 2017-03-09 | 12000 | Gasoline (UL) | COMPARTMENT B | Double Walled | Fiberglass Reinforced Plastic | Pressure | Double Walled | Fiberglass Reinforced Plastic
0-004306 | SRP - TEMPE SERVICE CENTER | 110 W ELLIOT RD | TEMPE | AZ | 85283 | Maricopa | 5 | Perm Closure | 1981-05-07 | 550 | Unidentified | COMPARTMENT A | Unknown | Fiberglass Reinforced Plastic |  |  |  | Removal | 1990-03-26
0-004306 | SRP - TEMPE SERVICE CENTER | 110 W ELLIOT RD | TEMPE | AZ | 85283 | Maricopa | 1 | Perm Closure | 1981-05-07 | 10000 | Gasoline | COMPARTMENT A | Unknown | Fiberglass Reinforced Plastic |  |  |  | Removal | 1991-08-27
0-004306 | SRP - TEMPE SERVICE CENTER | 110 W ELLIOT RD | TEMPE | AZ | 85283 | Maricopa | 2 | Perm Closure | 1981-05-07 | 10000 | Diesel | COMPARTMENT A | Unknown | Fiberglass Reinforced Plastic |  |  |  | Removal | 1991-08-27
0-005004 | TUCSON TRUCK ACCESSORIES AND SERVICE | 750 E EVANS BLVD | TUCSON | AZ | 85713 | Pima | 1 | Perm Closure | 1963-01-01 | 2000 | Gasoline | COMPARTMENT A |  | Asphalt coated or Bare Steel | Suction - Check Valve at the Tank Top |  | Bare or Galvanized Steel | Removal | 1993-06-07
0-006740 | BELL LANDSCAPING | 1702 S 27TH AVE | PHOENIX | AZ | 85009 | Maricopa | 1 | Perm Closure | 1980-01-01 | 1500 | Gasoline | COMPARTMENT A | Unknown | Asphalt coated or Bare Steel | Suction - Check Valve at the Tank Top |  |  | Removal | 1989-09-01
0-001326 | CIRCLE K #823 | 18444 N CAVE CREEK RD | PHOENIX | AZ | 85032 | Maricopa | 4 | Perm Closure | 1994-10-06 | 9816 | Gasoline | COMPARTMENT A | Double Walled | Fiberglass Reinforced Plastic | Pressure | Double Walled | Fiberglass Reinforced Plastic | Removal | 2000-02-25
0-002213 | AUTO LOGIC CAR SALES | 507 E VAN BUREN ST | AVONDALE | AZ | 85323 | Maricopa | 2 | Perm Closure | 1976-01-01 | 500 | Used Oil/Waste Oil | COMPARTMENT A | Single Walled | Asphalt coated or Bare Steel | Gravity Feed |  |  | Removal | 1998-11-24
0-008498 | VACANT LOT | 1415 N 17TH DR | PHOENIX | AZ | 85007 | Maricopa | 1 | Perm Closure | 1957-01-01 | 1000 | Used Oil/Waste Oil | COMPARTMENT A | Unknown | Asphalt coated or Bare Steel | Suction - Check Valve at the Tank Top |  | Bare or Galvanized Steel | Removal | 1994-12-16
0-004836 | CEMEX - 19TH AVE | 3640 S 19TH AVE | PHOENIX | AZ | 85009 | Maricopa | 4 | Perm Closure | 1966-01-01 | 8000 | Gasoline | COMPARTMENT A | Single Walled | Asphalt coated or Bare Steel |  |  |  | Removal | 1988-08-01
0-004836 | CEMEX - 19TH AVE | 3640 S 19TH AVE | PHOENIX | AZ | 85009 | Maricopa | 11 | Perm Closure | 2005-06-17 | 750 | Used Oil/Waste Oil | COMPARTMENT A | Single Walled | Asphalt coated or Bare Steel | Suction - Check Valve at the Tank Top | Single Walled | Bare or Galvanized Steel | Removal | 1991-07-11
0-001891 | DENMART #2533 | 2902 N SCOTTSDALE RD | SCOTTSDALE | AZ | 85251 | Maricopa | 4 | Perm Closure | 1996-11-26 | 15000 | Gasoline | COMPARTMENT A | Double Walled | Fiberglass Reinforced Plastic | Pressure | Double Walled | Fiberglass Reinforced Plastic | Removal | 2009-05-19
0-001776 | TROON GOLF COURSE MAINTENANCE YARD | 24301 N ALMA SCHOOL RD | SCOTTSDALE | AZ | 85255 | Maricopa | 4 | Perm Closure | 1985-01-01 | 500 | Used Oil/Waste Oil | COMPARTMENT A | Double Walled | Fiberglass Reinforced Plastic | Gravity Feed |  |  | Removal | 1998-02-05
0-001776 | TROON GOLF COURSE MAINTENANCE YARD | 24301 N ALMA SCHOOL RD | SCOTTSDALE | AZ | 85255 | Maricopa | 1 | Perm Closure | 1985-01-01 | 6000 | Gasoline | COMPARTMENT A | Double Walled | Fiberglass Reinforced Plastic | Suction - Check Valve at the Tank Top |  |  | Closed in Place | 1995-06-20
0-002060 | JIFFY LUBE #1600 | 7443 E BROADWAY BLVD | TUCSON | AZ | 85710 | Pima | 4 | Perm Closure | 1980-01-01 | 3000 | Used Oil/Waste Oil | COMPARTMENT A | Single Walled | Asphalt coated or Bare Steel | Suction - Check Valve at the Tank Top |  |  | Removal | 1996-07-29
0-002060 | JIFFY LUBE #1600 | 7443 E BROADWAY BLVD | TUCSON | AZ | 85710 | Pima | 3 | Perm Closure | 1980-01-01 | 3000 | Used Oil/Waste Oil | COMPARTMENT A | Single Walled | Asphalt coated or Bare Steel | Suction - Check Valve at the Tank Top |  |  | Removal | 1996-07-29
0-002908 | THUNDERBIRD BUILDING MATERIALS | 2744 W VIRGINIA AVE | PHOENIX | AZ | 85009 | Maricopa | 2 | Perm Closure | 1972-01-01 | 8000 | Gasoline | COMPARTMENT A |  | Asphalt coated or Bare Steel |  |  |  | Removal | 1992-03-10
0-005530 | CANYON MAZDA | 1220 E CAMELBACK RD | PHOENIX | AZ | 85014 | Maricopa | 1 | Perm Closure | 1986-06-06 | 550 | Used Oil/Waste Oil | COMPARTMENT A | Unknown | Asphalt coated or Bare Steel |  |  |  | Removal | 1989-12-07
0-003156 | AZTEC MOBIL SERVICE |  | AZTEC |  |  | Yuma | 1 | Perm Closure | 1972-03-20 | 10000 | Gasoline | COMPARTMENT A | Double Walled | Asphalt coated or Bare Steel | Suction - Check Valve at the Tank Top |  |  | Removal | 1996-05-24
0-008478 | RZ MINI MARKET | 66785 HIGHWAY 60 | SALOME | AZ | 85348 | La Paz | 4 | Perm Closure | 1960-01-01 | 1000 | Gasoline | COMPARTMENT A | Unknown | Asphalt coated or Bare Steel |  |  |  | Removal | 1995-10-24
0-007285 | DOYLE PROPERTY | 1041 W SOLANA AVE | AJO | AZ | 85321 | Pima | 4 | Perm Closure | 1970-01-01 | 1000 | Gasoline | COMPARTMENT A | Unknown | Asphalt coated or Bare Steel | Suction - Check Valve at the Tank Top |  | Bare or Galvanized Steel | Removal | 1991-05-14
0-000709 | $3 CAR WASH | 2502 E CAMELBACK RD | PHOENIX | AZ | 85016 | Maricopa | 1 | Perm Closure | 1978-01-01 | 10000 | Gasoline | COMPARTMENT A |  | Asphalt coated or Bare Steel | Pressure |  |  | Removal | 1997-10-22
0-005119 | GOOD 2 GO STORES #501 | 2632 E FRY BLVD | SIERRA VISTA | AZ | 85635 | Cochise | 2 | Perm Closure | 1984-01-01 | 12000 | Gasoline | COMPARTMENT A |  | Asphalt coated or Bare Steel | Pressure |  | Fiberglass Reinforced Plastic | Removal | 2008-04-15
0-003385 | QWEST | 1919 S LEE CIR | MESA | AZ | 85204 | Maricopa | 3 | Perm Closure | 1977-01-01 | 5000 | Gasoline | COMPARTMENT A | Single Walled | Asphalt coated or Bare Steel |  |  |  | Removal | 1988-03-01
0-003385 | QWEST | 1919 S LEE CIR | MESA | AZ | 85204 | Maricopa | 4 | Perm Closure | 1977-01-01 | 500 | Used Oil/Waste Oil | COMPARTMENT A | Single Walled | Asphalt coated or Bare Steel | Gravity Feed |  | Bare or Galvanized Steel | Removal | 1994-05-19
0-010174 | TONTO BASIN MARKETPLACE | 45994 N HWY 188 | TONTO BASIN | AZ | 85553 | Gila | 2 | Open | 2007-02-01 | 8000 | Gasoline | COMPARTMENT B | Double Walled | Composite (Steel/Fiberglass)
0-010684 | CIRCLE K STORE #9530 | 8390 E STATE ROUTE 69 | PRESCOTT VALLEY | AZ | 86314 | Yavapai | 1 | Open | 2020-03-10 | 20000 | Gasoline (UL) | COMPARTMENT A | Double Walled | Fiberglass Reinforced Plastic
0-010684 | CIRCLE K STORE #9530 | 8390 E STATE ROUTE 69 | PRESCOTT VALLEY | AZ | 86314 | Yavapai | 3 | Open | 2020-03-10 | 12000 | Diesel | COMPARTMENT A | Double Walled | Fiberglass Reinforced Plastic
0-004864 | SUNMART TRAVEL CENTER & CONVENIENCE STORE | 18221 TOM WELLS RD | EHRENBERG | AZ | 85334 | La Paz | 13 | Perm Closure | 1990-01-01 | 10000 | Gasoline | COMPARTMENT A | Double Walled | Composite (Steel/Fiberglass) | Pressure | Double Walled | Fiberglass Reinforced Plastic | Removal | 2005-08-10
0-010681 | CARIOCA #3 | 16520 W GREENWAY | SURPRISE | AZ | 85388 |  | 2 | Open | 2020-01-31 | 6000 | Diesel #2 | COMPARTMENT A | Double Walled | Fiberglass Reinforced Plastic | Pressure | Double Walled | Fiberglass Reinforced Plastic
0-010681 | CARIOCA #3 | 16520 W GREENWAY | SURPRISE | AZ | 85388 |  | 1 | Open | 2020-01-31 | 12000 | Gasoline (UL) | COMPARTMENT A | Double Walled | Fiberglass Reinforced Plastic | Pressure | Double Walled | Fiberglass Reinforced Plastic
0-010700 | FRY'S #615 | 1425 N HIGLEY RD | GILBERT | AZ | 85234 |  | 1 | Open | 2020-08-25 | 20000 | Gasoline (UL) | COMPARTMENT A | Double Walled | Fiberglass Reinforced Plastic | Pressure | Double Walled | Fiberglass Reinforced Plastic
0-010693 | QUIKTRIP #1469 | 5050 W INA RD | TUCSON | AZ | 85743 | Pima | 5 | Open | 2020-09-04 | 30000 | Diesel | COMPARTMENT A | Double Walled | Fiberglass Reinforced Plastic
0-010693 | QUIKTRIP #1469 | 5050 W INA RD | TUCSON | AZ | 85743 | Pima | 8 | Open | 2020-09-04 | 20000 | Diesel | COMPARTMENT A | Double Walled | Fiberglass Reinforced Plastic
0-010693 | QUIKTRIP #1469 | 5050 W INA RD | TUCSON | AZ | 85743 | Pima | 6 | Open | 2020-09-04 | 30000 | Diesel | COMPARTMENT A | Double Walled | Fiberglass Reinforced Plastic
0-002833 | ASARCO - HAYDEN CONCENTRATOR | 100 HAYDEN AVE | HAYDEN | AZ | 85192 | Pinal | 7 | Perm Closure | 1960-01-01 | 5000 | Gasoline | COMPARTMENT A | Single Walled | Asphalt coated or Bare Steel | Suction - Check Valve at the Tank Top | Single Walled | Bare or Galvanized Steel | Removal | 1998-09-02
0-010248 | FRYS FUEL CENTER #669 | 2858 N PINAL AVE | CASA GRANDE | AZ | 85122 | Pinal | 1 | Open | 2008-07-01 | 20000 | Gasoline | COMPARTMENT A | Double Walled | Fiberglass Reinforced Plastic | Pressure |  | Flexible
0-010248 | FRYS FUEL CENTER #669 | 2858 N PINAL AVE | CASA GRANDE | AZ | 85122 | Pinal | 2 | Open | 2008-07-01 | 10000 | Gasoline | COMPARTMENT A | Double Walled | Fiberglass Reinforced Plastic | Pressure |  | Flexible
0-010257 | TUCSON POST 549 VFW POST | 1884 S CRAYCROFT RD | TUCSON | AZ | 85711 | Pima | 5 | Perm Closure | 1959-01-01 | 12000 | Gasoline | COMPARTMENT A |  | Asphalt coated or Bare Steel |  |  |  | Removal | 1985-07-15
0-010257 | TUCSON POST 549 VFW POST | 1884 S CRAYCROFT RD | TUCSON | AZ | 85711 | Pima | 1 | Perm Closure | 1959-01-01 | 250 | Used Oil/Waste Oil | COMPARTMENT A |  | Asphalt coated or Bare Steel |  |  |  | Removal | 1988-07-29
0-005911 | ABF FREIGHT SYSTEM INC | 1305 N 27TH AVE | PHOENIX | AZ | 85009 | Maricopa | 5 | Perm Closure | 1978-01-01 | 4000 | Used Oil/Waste Oil | COMPARTMENT A | Single Walled | Asphalt coated or Bare Steel | Gravity Feed |  |  | Removal | 1993-06-02
0-010265 | SERVICE STATION | 451 PARK AVE | ASH FORK | AZ | 86320 | Yavapai | 3 | Perm Closure | 2009-01-09 | 4000 | Gasoline | COMPARTMENT A |  | Asphalt coated or Bare Steel |  |  |  | Removal | 2008-09-30
0-010273 | QUIKTRIP #496 | 2657 S POWER RD | MESA | AZ | 85209 | Maricopa | 1 | Open | 2008-08-13 | 12000 | Gasoline | COMPARTMENT A | Double Walled | Fiberglass Reinforced Plastic | Pressure | Double Walled | Fiberglass Reinforced Plastic
0-010315 | 103-15-092 | 1004 W FOURTH ST | WINSLOW | AZ | 86047 | Navajo | 1 | Perm Closure | 2009-12-02 | 1000 | Gasoline | COMPARTMENT A |  | Asphalt coated or Bare Steel |  |  |  | Removal | 2009-09-23
0-003219 | CIRCLE K STORE #2709152 | 5105 E ELLIOT RD | PHOENIX | AZ | 85044 | Maricopa | 5 | Open | 1988-01-01 | 10000 | Gasoline (PUL) | COMPARTMENT A | Single Walled | Fiberglass Reinforced Plastic | Pressure | Single Walled | Fiberglass Reinforced Plastic
0-010317 | TERRIBLE HERBST #321 | 6501 SHOWPLACE AVE | LAKE HAVASU CITY | AZ | 86404 | Mohave | 1 | Open | 2009-09-01 | 10000 | Gasoline | COMPARTMENT A | Double Walled | Fiberglass Reinforced Plastic | Pressure | Double Walled | Flexible
0-003011 | FLAGSTAFF JCT - MINGUS MTN RANGE |  | JEROME |  |  | Yavapai | 1 | Perm Closure | 1985-01-01 | 1000 | Diesel | COMPARTMENT A |  | Asphalt coated or Bare Steel |  |  |  | Removal | 1993-07-07
0-010374 | CIRCLE K STORE #2741665 | 10335 E DREXEL RD | TUCSON | AZ | 85747 | Pima | 3 | Open | 2010-04-20 | 12000 | Diesel | COMPARTMENT A | Double Walled | Composite (Steel/Fiberglass) | Pressure | Double Walled | Fiberglass Reinforced Plastic
0-010403 | FIREBIRD FUEL CO | 941 W FAIRVIEW BUSINESS PARK PL | TUCSON | AZ | 85705 | Pima | 1 | Open | 2010-11-04 | 12000 | Gasoline | COMPARTMENT A | Double Walled | Composite (Steel/Fiberglass) | Pressure | Double Walled | Fiberglass Reinforced Plastic
0-010406 | ARTESTA SHELL GAS STATION | 9675 S US HIGHWAY 191 | SAFFORD | AZ | 85546 | Graham | 1 | Perm Closure | 1953-01-01 | 500 | Gasoline | COMPARTMENT A | Single Walled | Asphalt coated or Bare Steel |  |  |  | Removal | 2011-06-07
0-000949 | CARIOCA #10 | 3514 W CACTUS RD | PHOENIX | AZ | 85029 | Maricopa | 5 | Perm Closure | 2002-12-23 | 12000 | Gasoline | COMPARTMENT A | Double Walled | Fiberglass Reinforced Plastic | Pressure | Double Walled | Fiberglass Reinforced Plastic | Removal | 2006-06-13
0-010423 | MAVERIK COUNTRY STORE #445 | 4555 W WHITE MOUNTAIN BLVD | LAKESIDE | AZ | 85929 | Navajo | 4 | Open | 2011-07-01 | 12000 | Diesel | COMPARTMENT A | Double Walled | Fiberglass Reinforced Plastic | Pressure | Double Walled | Flexible
0-010442 | QUIKTRIP STORE #1404 | 3720 S VAL VISTA DR | GILBERT | AZ | 85297 | Maricopa | 3 | Open | 2012-01-06 | 12000 | Gasoline | COMPARTMENT A | Double Walled | Fiberglass Reinforced Plastic | Pressure | Double Walled | Fiberglass Reinforced Plastic
0-001475 | CIRCLE K #2701765 | 2551 HIGHWAY 95 | BULLHEAD CITY | AZ | 86442 | Mohave | 4 | Open | 1998-01-13 | 15000 | Gasoline | COMPARTMENT A | Double Walled | Fiberglass Reinforced Plastic | Pressure | Double Walled | Fiberglass Reinforced Plastic
0-001263 | CIRCLE K #588 | 2802 N STONE AVE | TUCSON | AZ | 85705 | Pima | 1 | Perm Closure | 1971-01-01 | 10000 | Gasoline | COMPARTMENT A |  | Asphalt coated or Bare Steel | Pressure |  |  | Removal | 1999-02-16
0-002185 | FIRE SUPPORT SERVICES | 2625 S 19TH AVE | PHOENIX | AZ | 85009 | Maricopa | 1 | Perm Closure | 1976-05-08 | 3000 | Unidentified | COMPARTMENT A | Unknown | Unknown |  |  |  | Removal | 1989-12-19
0-002185 | FIRE SUPPORT SERVICES | 2625 S 19TH AVE | PHOENIX | AZ | 85009 | Maricopa | 6 | Perm Closure | 2005-06-17 |  | Unidentified | COMPARTMENT A | Unknown | Unknown |  |  |  | Removal | 1989-12-19
0-010545 | CIRCLE K STORE #2741675 | 1025 N 99TH AVE | TOLLESON | AZ | 85353 | Maricopa | 1 | Open | 2015-09-29 | 30000 | Gasoline | COMPARTMENT A | Double Walled | Fiberglass Reinforced Plastic | Pressure | Double Walled | Fiberglass Reinforced Plastic
0-010547 | PURLIA FAMILY TRUST PROPERTY | 1930 W DURANGO ST | PHOENIX | AZ | 85009 | Maricopa | 2 | Perm Closure | 1975-01-01 | 2500 | Gasoline (Leaded) | COMPARTMENT A | Single Walled | Asphalt coated or Bare Steel |  |  |  | Removal | 2015-09-25
0-005114 | T & L CONVENIENCE | 411 N ARIZONA BLVD | COOLIDGE | AZ | 85128 | Pinal | 3 | Perm Closure | 1972-01-01 | 6000 | Gasoline | COMPARTMENT A |  | Asphalt coated or Bare Steel | Pressure |  |  | Removal | 1998-12-21
0-003745 | PHILLIPS 66 COMPANY #016875 | 7361 E BROADWAY BLVD | TUCSON | AZ | 85710 | Pima | 2 | Perm Closure | 1973-01-01 | 3000 | Gasoline | COMPARTMENT A | Single Walled | Asphalt coated or Bare Steel |  |  |  | Removal | 1986-03-06
0-010098 | GAS-N-GRUB 3 | 3770 E DIAGONAL WAY | KINGMAN | AZ | 86409 | Mohave | 1 | Open | 2005-10-18 | 6000 | Diesel | COMPARTMENT B | Double Walled | Fiberglass Reinforced Plastic | Pressure | Double Walled | Fiberglass Reinforced Plastic
0-000712 | BENNETTS & ASSSOCIATES | 997 MARINA BLVD | BULLHEAD CITY | AZ | 86442 | Mohave | 5 | Perm Closure | 1984-01-01 | 10000 | Gasoline | COMPARTMENT A |  | Asphalt coated or Bare Steel | Pressure |  |  | Removal | 2004-04-07
0-010313 | SAM'S CLUB #6604 | 1851 E BUTLER AVE | FLAGSTAFF | AZ | 86001 | Coconino | 3 | Open | 2009-07-01 | 12000 | Gasoline (PUL) | COMPARTMENT A | Double Walled | Fiberglass Reinforced Plastic | Pressure | Double Walled | Flexible
0-003983 | W P MARKET | 2150 N GRAND AVE | NOGALES | AZ | 85621 | Santa Cruz | 1 | Perm Closure | 1976-01-01 | 10000 | Gasoline | COMPARTMENT A |  | Asphalt coated or Bare Steel | Pressure |  | Flexible | Removal | 2014-01-28
0-003268 | FRYS FUEL CENTER #136 | 4301 W NORTHERN AVE | GLENDALE | AZ | 85301 | Maricopa | 5 | Open | 1988-12-01 | 10000 | Gasoline | COMPARTMENT A | Double Walled | Fiberglass Reinforced Plastic | Pressure |  | Fiberglass Reinforced Plastic
0-010494 | ROYAL MOTORS | 3369 W MCDOWELL RD | PHOENIX | AZ | 85009 | Maricopa | 3 | Perm Closure | 2014-04-02 | 8000 | Unidentified | COMPARTMENT A | Single Walled | Asphalt coated or Bare Steel |  |  |  | Removal | 2014-04-22
0-010596 | JAY'S TRAVEL CENTER | 2500 I-10BL | SAN SIMON | AZ | 85632 | Cochise | 1 | Open | 2017-10-17 | 15000 | Gasoline (UL) | COMPARTMENT A | Double Walled | Fiberglass Reinforced Plastic | Pressure | Double Walled | Fiberglass Reinforced Plastic
0-010596 | JAY'S TRAVEL CENTER | 2500 I-10BL | SAN SIMON | AZ | 85632 | Cochise | 2 | Open | 2017-10-17 | 7000 | Diesel | COMPARTMENT B | Double Walled | Fiberglass Reinforced Plastic
0-010578 | PARCEL #105-06-003H | 1575 SUNDOG RANCH RD | PRESCOTT | AZ | 86301 | Yavapai | 3 | Perm Closure | 2016-10-21 |  | Unidentified | COMPARTMENT A | [5 empty] | Removal | 2016-10-21
0-010100 | HERTZ CORPORATION | 1711 E BUCKEYE RD | PHOENIX | AZ | 85034 | Maricopa | 1 | Perm Closure | 2005-06-16 | 2500 | Diesel | COMPARTMENT A | Double Walled | Fiberglass Reinforced Plastic | Pressure | Double Walled | Fiberglass Reinforced Plastic | Closed in Place | 2018-05-17
0-001703 | BRAD'S DEER VALLEY COLLISION | 22202 N 19TH AVE | PHOENIX | AZ | 85027 | Maricopa | 3 | Perm Closure | 1980-01-01 | 4000 | Gasoline | COMPARTMENT A |  | Asphalt coated or Bare Steel |  |  |  | Removal | 1995-06-01
0-005566 | FRANK WATERS INC | 4549 N 7TH ST | PHOENIX | AZ | 85014 | Maricopa | 1 | Perm Closure | 1961-03-21 | 500 | Unidentified | COMPARTMENT A |  | Asphalt coated or Bare Steel |  |  |  | Removal | 1987-01-01
0-000394 | APS | 611 S BROAD ST | GLOBE | AZ | 85501 | Gila | 2 | Perm Closure | 1971-01-01 | 1000 | Unidentified | COMPARTMENT A | Single Walled | Asphalt coated or Bare Steel |  |  |  | Removal | 1988-07-29
0-001369 | CIRCLE K #2701140 | 9810 S NOGALES HWY | TUCSON | AZ | 85756 | Pima | 5 | Open | 1995-07-25 | 10000 | Gasoline | COMPARTMENT A |  | Fiberglass Reinforced Plastic | Pressure | Double Walled | Fiberglass Reinforced Plastic
0-001369 | CIRCLE K #2701140 | 9810 S NOGALES HWY | TUCSON | AZ | 85756 | Pima | 4 | Open | 1995-07-25 | 10000 | Gasoline | COMPARTMENT A |  | Fiberglass Reinforced Plastic | Pressure | Double Walled | Fiberglass Reinforced Plastic
0-002804 | WHITING STATION #131 | 3301 N HAYDEN RD | SCOTTSDALE | AZ | 85251 | Maricopa | 2 | Perm Closure | 1971-04-09 | 10000 | Gasoline | COMPARTMENT A | Single Walled | Asphalt coated or Bare Steel | Pressure |  | Fiberglass Reinforced Plastic | Removal | 2003-03-18
0-000707 | 40TH STREET CHEVRON #308263 | 2711 S 40TH ST | PHOENIX | AZ | 85034 | Maricopa | 5 | Open | 2005-10-01 | 20000 | Gasoline | COMPARTMENT A | Double Walled | Fiberglass Reinforced Plastic | Pressure | Double Walled | Fiberglass Reinforced Plastic
0-000707 | 40TH STREET CHEVRON #308263 | 2711 S 40TH ST | PHOENIX | AZ | 85034 | Maricopa | 4 | Open | 2005-10-01 | 8000 | Diesel | COMPARTMENT A | Double Walled | Fiberglass Reinforced Plastic | Pressure | Double Walled | Fiberglass Reinforced Plastic
0-000707 | 40TH STREET CHEVRON #308263 | 2711 S 40TH ST | PHOENIX | AZ | 85034 | Maricopa | 1 | Perm Closure | 2005-06-17 | 1000 | Unidentified | COMPARTMENT A |  | Asphalt coated or Bare Steel |  |  |  | Removal | 1990-11-28
0-008665 | AMERIGAS | 25102 W MONROE AVE | BUCKEYE | AZ | 85326 | Maricopa | 2 | Perm Closure | 2005-06-17 | 8000 | Gasoline | COMPARTMENT A |  | Asphalt coated or Bare Steel |  |  |  | Removal | 2014-08-13
0-010568 | FRY'S FUEL FACILITY #667 | 13710 W CAMELBACK RD | LITCHFIELD PARK | AZ | 85340 | Maricopa | 1 | Open | 2016-07-22 | 20000 | Gasoline | COMPARTMENT A | Double Walled | Fiberglass Reinforced Plastic | Pressure | Double Walled | Fiberglass Reinforced Plastic
0-010580 | COPPERHEAD MILL SITE | NO ADDRESS LISTED | WIKIEUP | AZ | 85360 | Mohave | 2 | Perm Closure | 2016-11-01 | 1000 | Unidentified | COMPARTMENT A | Single Walled | Asphalt coated or Bare Steel |  |  |  | Removal | 2016-09-21
0-009834 | AJ'S MINI MART | 3940 S IRONWOOD DR | APACHE JUNCTION | AZ | 85120 | Pinal | 2 | Open | 2000-03-10 | 6000 | Diesel | COMPARTMENT B | Double Walled | Composite (Steel/Fiberglass) | Pressure | Double Walled | Fiberglass Reinforced Plastic
0-008146 | ABANDONED FACILITY | 1011 N ARIZONA BLVD | COOLIDGE | AZ | 85128 | Pinal | 1 | Perm Closure | 1950-01-01 | 10000 | Gasoline | COMPARTMENT A | Double Walled | Asphalt coated or Bare Steel | Suction - Check Valve at the Tank Top |  | Bare or Galvanized Steel | Removal | 1994-06-03
0-009307 | SPEEDWAY STORE #2942 | 6855 E SUNRISE DR | TUCSON | AZ | 85750 | Pima | 2 | Open | 1997-06-01 | 7000 | Gasoline (PUL) | COMPARTMENT A | Double Walled | Fiberglass Reinforced Plastic | Pressure | Double Walled | Fiberglass Reinforced Plastic
0-008036 | USF&W - CABEZA PRIETA NATIONAL WILDLIFE REFUGE | 1611 N 2ND AVE | AJO | AZ | 85321 | Pima | 3 | Perm Closure | 1980-01-01 | 500 | Gasoline | COMPARTMENT A | Unknown | Fiberglass Reinforced Plastic | Suction - Check Valve at the Tank Top |  |  | Removal | 1992-12-17
0-005028 | WALKER E THOMAS EXPRESS STOP | 1647 S 16TH ST | PHOENIX | AZ | 85034 | Maricopa | 1 | Perm Closure | 1966-01-01 | 8000 | Gasoline | COMPARTMENT A |  | Asphalt coated or Bare Steel |  |  |  | Removal | 1988-09-30
0-009966 | WALMART DISTRIBUTION CENTER #7013 | 868 W PETERS RD | CASA GRANDE | AZ | 85193 | Pinal | 3 | Open | 2003-05-07 | 20000 | Diesel | COMPARTMENT A | Double Walled | Fiberglass Reinforced Plastic | Pressure | Double Walled | Flexible
0-008641 | COTTONWOOD CHEVRON | 1204 S STATE ROUTE 260 | COTTONWOOD | AZ | 86326 | Yavapai | 2 | Open | 1995-03-01 | 10000 | Gasoline | COMPARTMENT A | Double Walled | Fiberglass Reinforced Plastic | Pressure | Double Walled | Fiberglass Reinforced Plastic
0-002364 | GRAND AVENUE LUMBER & HARDWARE CO | 6970 NW GRAND AVE | GLENDALE | AZ | 85301 | Maricopa | 2 | Perm Closure | 1974-02-25 | 2000 | Diesel | COMPARTMENT A | Unknown | Unknown |  |  |  | Removal | 1989-01-11
0-002364 | GRAND AVENUE LUMBER & HARDWARE CO | 6970 NW GRAND AVE | GLENDALE | AZ | 85301 | Maricopa | 1 | Perm Closure | 1959-02-26 | 600 | Gasoline | COMPARTMENT A | Unknown | Unknown |  |  |  | Removal | 1989-01-11
0-004050 | HIGH COUNTRY MERCANTILE-RED LAKE | 8850 N HIGHWAY 64 | WILLIAMS | AZ | 86046 | Coconino | 1 | Perm Closure | 1980-04-22 | 10000 | Gasoline | COMPARTMENT A | Double Walled | Asphalt coated or Bare Steel | Pressure |  |  | Removal | 2000-02-17
0-004050 | HIGH COUNTRY MERCANTILE-RED LAKE | 8850 N HIGHWAY 64 | WILLIAMS | AZ | 86046 | Coconino | 2 | Perm Closure | 1980-04-22 | 10000 | Gasoline | COMPARTMENT A | Double Walled | Asphalt coated or Bare Steel | Pressure |  |  | Removal | 2000-02-17
0-002519 | SANTAN HONDA SUPERSTORE | 1320 W BROADWAY RD | MESA | AZ | 85202 | Maricopa | 1 | Perm Closure | 1977-02-19 | 500 | Used Oil/Waste Oil | COMPARTMENT A | Single Walled | Asphalt coated or Bare Steel |  |  |  | Removal | 1990-08-01
0-002529 | HORIZON MOVING SYS YUMA | 2333 S PACIFIC AVE | YUMA | AZ | 85365 | Yuma | 2 | Perm Closure | 1982-03-04 | 3000 | Diesel | COMPARTMENT A | Single Walled | Asphalt coated or Bare Steel | Pressure |  |  | Removal | 1995-01-11
0-004342 | INTERSTATE MOBIL | 56 W LEWIS AVE | ASH FORK | AZ | 86320 | Yavapai | 4 | Perm Closure | 1981-09-15 | 4000 | Gasoline | COMPARTMENT A | Unknown | Asphalt coated or Bare Steel | Suction - Check Valve at the Tank Top |  |  | Removal | 1993-12-07
0-004342 | INTERSTATE MOBIL | 56 W LEWIS AVE | ASH FORK | AZ | 86320 | Yavapai | 1 | Perm Closure | 1964-09-15 | 6000 | Gasoline | COMPARTMENT A | Unknown | Asphalt coated or Bare Steel | Suction - Check Valve at the Tank Top |  |  | Removal | 1993-12-07
0-004154 | QUIK MART #2 | 1841 S CRAYCROFT RD | TUCSON | AZ | 85711 | Pima | 4 | Perm Closure | 1985-01-01 | 5000 | Gasoline | COMPARTMENT A |  | Asphalt coated or Bare Steel | Pressure |  | Fiberglass Reinforced Plastic | Removal | 2014-03-19
0-009863 | DENMART CONVENIENCE STORES #8755 | 2733 N RECKER RD | MESA | AZ | 85215 | Maricopa | 2 | Perm Closure | 2000-01-12 | 20000 | Gasoline | COMPARTMENT A | Double Walled | Fiberglass Reinforced Plastic | Pressure | Double Walled | Flexible | Removal | 2020-06-23
0-001324 | CIRCLE K #2700820 | 307 E US HIGHWAY 85 | BUCKEYE | AZ | 85326 | Maricopa | 3 | Perm Closure | 1982-01-01 | 6000 | Gasoline | COMPARTMENT A |  | Asphalt coated or Bare Steel | Pressure | Double Walled | Fiberglass Reinforced Plastic | Removal | 2004-07-08
0-001324 | CIRCLE K #2700820 | 307 E US HIGHWAY 85 | BUCKEYE | AZ | 85326 | Maricopa | 4 | Open | 2004-07-09 | 10000 | Gasoline | COMPARTMENT A | Double Walled | Fiberglass Reinforced Plastic | Pressure | Double Walled | Fiberglass Reinforced Plastic
0-008219 | BANK OF AMERICA NT&SA | 1315 S 4TH AVE | YUMA | AZ | 85364 | Yuma | 2 | Perm Closure | 1957-01-01 | 2500 | Gasoline | COMPARTMENT A | Double Walled | Asphalt coated or Bare Steel |  |  |  | Closed in Place | 1970-05-21
0-006768 | AUDISH WELDING | 1733 E FACTORY | TUCSON | AZ | 85719 | Pima | 1 | Perm Closure | 1960-01-01 | 500 | Gasoline | COMPARTMENT A | Unknown | Asphalt coated or Bare Steel |  |  |  | Removal | 1989-10-17
0-008092 | RAV DEEP INVESTMENTS | 501 W IRVINGTON RD | TUCSON | AZ | 85714 | Pima | 3 | Open | 1992-11-01 | 10000 | Gasoline | COMPARTMENT A | Double Walled | Fiberglass Reinforced Plastic | Pressure | Double Walled | Fiberglass Reinforced Plastic
0-008092 | RAV DEEP INVESTMENTS | 501 W IRVINGTON RD | TUCSON | AZ | 85714 | Pima | 4 | Open | 1992-11-01 | 10000 | Gasoline | COMPARTMENT A | Double Walled | Fiberglass Reinforced Plastic | Pressure | Double Walled | Fiberglass Reinforced Plastic
0-000078 | AGRICULTURAL ENTERPRISES INC |  | PHOENIX |  |  | Maricopa | 4 | Perm Closure | 1976-01-01 | 6000 | Unidentified | COMPARTMENT A | Single Walled | Asphalt coated or Bare Steel |  |  |  | Removal | 1989-11-13
0-000078 | AGRICULTURAL ENTERPRISES INC |  | PHOENIX |  |  | Maricopa | 2 | Perm Closure | 1971-01-01 | 2000 | Gasoline | COMPARTMENT A | Single Walled | Asphalt coated or Bare Steel |  |  |  | Removal | 1983-12-01
0-000078 | AGRICULTURAL ENTERPRISES INC |  | PHOENIX |  |  | Maricopa | 3 | Perm Closure | 1976-01-01 | 6000 | Unidentified | COMPARTMENT A | Single Walled | Asphalt coated or Bare Steel |  |  |  | Removal | 1989-11-13
0-000143 | ALHAMBRA SCHOOL DISTRICT #68 | 4501 N 39TH AVE | PHOENIX | AZ | 85019 | Maricopa | 3 | Perm Closure | 2006-01-06 | 10000 | Diesel | COMPARTMENT A |  | Fiberglass Reinforced Plastic |  |  |  | Removal | 2018-07-19
0-000256 | ADOT - CLAYPOOL MAINTENANCE CAMP |  | CLAYPOOL |  |  | Gila | 2 | Perm Closure | 1964-01-01 | 1500 | Diesel | COMPARTMENT A | Single Walled | Asphalt coated or Bare Steel |  |  |  | Removal | 1990-04-25
0-000279 | ADOT - NEEDLE MOUNTAIN MAINTENANCE |  | TOPOCK |  |  | Mohave | 2 | Open | 1982-01-01 | 12000 | Gasoline | COMPARTMENT A | Single Walled | Fiberglass Reinforced Plastic | Pressure | Double Walled | Flexible
0-007284 | 7-ELEVEN #27518 | 4840 N 67TH AVE | PHOENIX | AZ | 85033 | Maricopa | 3 | Perm Closure | 1986-10-10 | 10000 | Gasoline (Mid-Grade UL) | COMPARTMENT A | Single Walled | Fiberglass Reinforced Plastic | Pressure | Double Walled | Fiberglass Reinforced Plastic | Removal | 2014-06-10
0-001178 | CIRCLE K #109 | 702 E ROESER RD | PHOENIX | AZ | 85040 | Maricopa | 2 | Perm Closure | 1985-01-01 | 10000 | Gasoline | COMPARTMENT A | Double Walled | Fiberglass Reinforced Plastic | Suction - Check Valve at the Tank Top |  | Fiberglass Reinforced Plastic | Removal | 1992-12-01
0-006650 | CASA GRANDE UNION HIGH SCHOOL | 616 E 10TH ST | CASA GRANDE | AZ | 85122 | Pinal | 3 | Perm Closure | 1964-01-01 | 1000 | Gasoline | COMPARTMENT A | Single Walled | Asphalt coated or Bare Steel |  |  |  | Removal | 1989-07-14
0-006650 | CASA GRANDE UNION HIGH SCHOOL | 616 E 10TH ST | CASA GRANDE | AZ | 85122 | Pinal | 4 | Perm Closure | 1964-01-01 | 500 | Used Oil/Waste Oil | COMPARTMENT A | Single Walled | Asphalt coated or Bare Steel |  |  |  | Removal | 1989-07-14
0-006849 | CENTRAL PLAZA | 4041 N CENTRAL AVE | PHOENIX | AZ | 85012 | Maricopa | 1 | Perm Closure | 1979-01-01 | 1000 | Diesel | COMPARTMENT A | Single Walled | Asphalt coated or Bare Steel | Suction - Check Valve at the Tank Top | Single Walled | Bare or Galvanized Steel | Removal | 1995-05-02
0-004173 | CHAS ROBERTS AIR CONDITIONING | 9828 N 19TH AVE | PHOENIX | AZ | 85021 | Maricopa | 1 | Perm Closure | 1976-01-01 | 3000 | Gasoline | COMPARTMENT A |  | Asphalt coated or Bare Steel |  |  |  | Removal | 1990-02-21
0-000779 | BROWN WHOLESALE ELECTRIC CO | 210 S 29TH ST | PHOENIX | AZ | 85034 | Maricopa | 2 | Perm Closure | 1976-01-01 | 3000 | Gasoline | COMPARTMENT A |  | Asphalt coated or Bare Steel |  |  |  | Removal | 1989-11-15
0-005797 | BUDGET RENT-A-CAR #1201 | 205 E VAN BUREN ST | AVONDALE | AZ | 85323 | Maricopa | 2 | Perm Closure | 1987-01-01 | 5000 | Gasoline | COMPARTMENT A | Double Walled | Fiberglass Reinforced Plastic | Pressure |  | Fiberglass Reinforced Plastic | Closed in Place | 2009-02-13
0-001662 | BISHOP'S CENTRAL STOREHOUSE | 235 S EL DORADO CIR | MESA | AZ | 85202 | Maricopa | 5 | Open | 2004-04-20 | 25000 | Diesel | COMPARTMENT A | Double Walled | Fiberglass Reinforced Plastic | Pressure | Double Walled | Fiberglass Reinforced Plastic
0-001662 | BISHOP'S CENTRAL STOREHOUSE | 235 S EL DORADO CIR | MESA | AZ | 85202 | Maricopa | 6 | Open | 2004-04-20 | 25000 | Diesel | COMPARTMENT A | Double Walled | Fiberglass Reinforced Plastic | Pressure | Double Walled | Fiberglass Reinforced Plastic
0-004044 | BLACK HILLS WASHER | 725 E STATE ROUTE 89A | COTTONWOOD | AZ | 86326 | Yavapai | 3 | Perm Closure | 1968-03-03 | 6000 | Diesel | COMPARTMENT A | Double Walled | Asphalt coated or Bare Steel | Pressure |  |  | Closed in Place | 1991-08-12
0-000702 | BLUE CIRCLE WEST INC ALVERNON | 4725 S ALVERNON WAY | TUCSON | AZ | 85714 | Pima | 1 | Perm Closure | 1974-01-01 | 1000 | Gasoline | COMPARTMENT A |  | Asphalt coated or Bare Steel |  |  |  | Removal | 1988-09-01
0-005724 | TOWN OF YOUNGTOWN | 12030 N CLUB HOUSE SQ | YOUNGTOWN | AZ | 85363 | Maricopa | 1 | Perm Closure | 1970-04-16 | 1000 | Gasoline | COMPARTMENT A | Unknown | Asphalt coated or Bare Steel |  |  |  | Removal | 1991-05-08
0-005713 | TRAILSIDE GENERAL STORE | 1644 S 7TH ST | PHOENIX | AZ | 85034 | Maricopa | 2 | Perm Closure | 1976-04-22 | 12000 | Gasoline | COMPARTMENT A | Unknown | Asphalt coated or Bare Steel | Pressure |  | Fiberglass Reinforced Plastic | Removal | 2002-08-16
0-004943 | SHELL | 2180 E BROADWAY RD | TEMPE | AZ | 85282 | Maricopa | 1 | Open | 1986-05-07 | 12000 | Diesel | COMPARTMENT A | Double Walled | Fiberglass Reinforced Plastic | Pressure |  | Fiberglass Reinforced Plastic
0-006857 | TEXACO #60-349-0330 | 13635 N 19TH AVE | PHOENIX | AZ | 85029 | Maricopa | 2 | Perm Closure | 1990-06-08 | 10000 | Gasoline | COMPARTMENT A | Double Walled | Fiberglass Reinforced Plastic | Pressure |  | Fiberglass Reinforced Plastic | Removal | 2002-11-21
0-005116 | STOP BY #4 | 212 W FRONTIER ST | ELOY | AZ | 85131 | Pinal | 2 | Perm Closure | 1971-01-01 | 6000 | Gasoline | COMPARTMENT A | Single Walled | Asphalt coated or Bare Steel |  |  |  | Removal | 1988-11-01
0-006029 | SPELLMAN HARDWOODS INC | 4645 N 43RD AVE | PHOENIX | AZ | 85031 | Maricopa | 1 | Perm Closure | 1980-03-28 | 8000 | Diesel | COMPARTMENT A |  | Asphalt coated or Bare Steel |  |  |  | Removal | 1988-08-14
0-005709 | WOOTTEN KENNELS | 11901 W THOMAS RD | AVONDALE | AZ | 85392 | Maricopa | 1 | Perm Closure | 1974-03-13 | 1000 | Gasoline | COMPARTMENT A | Double Walled | Asphalt coated or Bare Steel |  |  |  | Removal | 1988-01-01
0-003549 | GREAT GAS | 607 E STATE ROUTE 89A | COTTONWOOD | AZ | 86326 | Yavapai | 2 | Perm Closure | 1983-01-01 | 8000 | Gasoline | COMPARTMENT A | Single Walled | Asphalt coated or Bare Steel | Pressure | Single Walled | Bare or Galvanized Steel | Removal | 1993-12-08
0-007327 | WHITES BLACK GOLD UNION 7 | 501 S CALIFORNIA AVE | PARKER | AZ | 85344 | La Paz | 1 | Perm Closure | 1979-09-01 | 10000 | Diesel | COMPARTMENT A | Double Walled | Asphalt coated or Bare Steel | Pressure |  |  | Removal | 1998-07-14
0-009059 | UNIVERSITY/MILL AVENUE | 740 S MILL AVE | TEMPE | AZ | 85281 | Maricopa | 1 | Perm Closure | 2005-06-17 | 5000 | Gasoline | COMPARTMENT A | Double Walled | Fiberglass Reinforced Plastic |  |  |  | Removal | 1997-02-04
0-005069 | USDOI NPS - TONTO NATIONAL MONUMENT |  | ROOSEVELT |  |  | Gila | 1 | Perm Closure | 1960-03-24 | 1000 | Gasoline | COMPARTMENT A | Unknown | Unknown |  |  |  | Removal | 1990-10-19
0-003898 | PAYSON'S COUNTRY STORE | 709 S BEELINE HWY | PAYSON | AZ | 85541 | Gila | 3 | Perm Closure | 1966-04-15 | 3000 | Gasoline | COMPARTMENT A | Single Walled | Asphalt coated or Bare Steel |  |  |  | Removal | 1990-11-13
0-004727 | HEALY AUTO CENTER | 1316 N BROAD ST | GLOBE | AZ | 85501 | Gila | 2 | Perm Closure | 1956-01-01 | 1000 | Used Oil/Waste Oil | COMPARTMENT A | Single Walled | Asphalt coated or Bare Steel | Suction - Check Valve at the Tank Top | Single Walled | Bare or Galvanized Steel | Removal | 1990-11-14
0-001116 | CHEVRON #9-4427 | 210 LIVE OAK ST | MIAMI | AZ | 85539 | Gila | 2 | Perm Closure | 1966-01-01 | 4000 | Gasoline | COMPARTMENT A |  | Asphalt coated or Bare Steel | Pressure |  |  | Removal | 1992-05-06
0-006668 | SENOR BARRATO | 560 N G AVE | DOUGLAS | AZ | 85607 | Cochise | 3 | Perm Closure | 2005-06-17 | 550 | Gasoline | COMPARTMENT A | Unknown | Asphalt coated or Bare Steel |  |  |  | Removal | 1989-11-17
0-008960 | MILLENIUM PHYSICIANS BILLING SERVICES | 6049 E HIGHWAY 90 | SIERRA VISTA | AZ | 85635 | Cochise | 1 | Perm Closure | 1984-11-01 | 6000 | Diesel | COMPARTMENT A | Double Walled | Fiberglass Reinforced Plastic |  |  |  | Removal | 1997-03-11
0-006314 | CLIFF'S AUTOMOTIVE | 13221 S HIGHWAY 69 | MAYER | AZ | 86333 | Yavapai | 3 | Perm Closure | 1958-01-01 | 1500 | Gasoline | COMPARTMENT A |  | Asphalt coated or Bare Steel | Suction - Check Valve at the Tank Top |  |  | Closed in Place | 1999-01-13
0-001065 | SPEEDWAY STORE #2941 | 7085 E BROADWAY BLVD | TUCSON | AZ | 85710 | Pima | 5 | Open | 2004-08-25 | 6000 | Diesel | COMPARTMENT A | Double Walled | Composite (Steel/Fiberglass)
0-002027 | CVS PHARMACY #7078 | 3303 S RURAL RD | TEMPE | AZ | 85282 | Maricopa | 3 | Perm Closure | 1967-01-01 | 6000 | Gasoline | COMPARTMENT A |  | Asphalt coated or Bare Steel | Pressure |  | Fiberglass Reinforced Plastic | Removal | 1999-02-03
0-002027 | CVS PHARMACY #7078 | 3303 S RURAL RD | TEMPE | AZ | 85282 | Maricopa | 2 | Perm Closure | 1967-01-01 | 6000 | Gasoline | COMPARTMENT A |  | Asphalt coated or Bare Steel | Pressure |  | Fiberglass Reinforced Plastic | Removal | 1999-02-03
0-002157 | FLINT OIL CO | 500 W SIMPSON ST | TUCSON | AZ | 85701 | Pima | 3 | Perm Closure | 1985-06-27 | 6000 | Unidentified | COMPARTMENT A | Single Walled | Asphalt coated or Bare Steel | Pressure |  |  | Removal | 1999-08-04
0-001054 | CHEVRON #9-8422 | 4990 N ORACLE RD | TUCSON | AZ | 85704 | Pima | 6 | Perm Closure | 1966-01-01 | 7500 | Gasoline | COMPARTMENT A |  | Asphalt coated or Bare Steel | Pressure | Single Walled | Bare or Galvanized Steel | Removal | 1986-08-04
0-001054 | CHEVRON #9-8422 | 4990 N ORACLE RD | TUCSON | AZ | 85704 | Pima | 5 | Perm Closure | 1966-01-01 | 7500 | Gasoline | COMPARTMENT A |  | Asphalt coated or Bare Steel | Pressure | Single Walled | Bare or Galvanized Steel | Removal | 1986-08-04
0-001054 | CHEVRON #9-8422 | 4990 N ORACLE RD | TUCSON | AZ | 85704 | Pima | 4 | Perm Closure | 1986-04-17 | 1000 | Used Oil/Waste Oil | COMPARTMENT A | Double Walled | Fiberglass Reinforced Plastic | Gravity Feed |  | Fiberglass Reinforced Plastic | Removal | 1996-05-07
0-006681 | TUNEUP MASTERS #611 | 3749 E GRANT RD | TUCSON | AZ | 85716 | Pima | 1 | Perm Closure | 2005-06-17 | 550 | Used Oil/Waste Oil | COMPARTMENT A | Unknown | Unknown |  |  |  | Removal | 1989-12-11
0-003795 | HARPER ENTERPRISES |  | SPRINGERVILLE |  |  | Apache | 2 | Perm Closure | 2005-06-17 | 10000 | Gasoline | COMPARTMENT A | Double Walled | Asphalt coated or Bare Steel |  |  |  | Removal | 1984-06-11
0-007042 | USF&W - HAVASU NATIONAL WILDLIFE REFUGE |  | TOPOCK |  |  | Mohave | 2 | Perm Closure | 1962-01-01 | 500 | Diesel | COMPARTMENT A | Double Walled | Asphalt coated or Bare Steel | Suction - Check Valve at the Tank Top |  | Bare or Galvanized Steel | Removal | 1991-01-19
0-003045 | MARICOPA COUNTY - MESA MAINTENANCE YARD | 155 E COURY AVE | MESA | AZ | 85210 | Maricopa | 3 | Perm Closure | 1984-03-07 | 500 | Used Oil/Waste Oil | COMPARTMENT A | Double Walled | Fiberglass Reinforced Plastic | Gravity Feed |  | Fiberglass Reinforced Plastic | Removal | 1992-10-13
0-001763 | GILA SUBSTATION |  | YUMA |  |  | Yuma | 1 | Perm Closure | 1956-01-01 | 2000 | Gasoline | COMPARTMENT A |  | Asphalt coated or Bare Steel |  |  |  | Removal | 1989-02-07
0-009248 | QUICK'S SERVICE CENTER | 590 S MCNAB PKWY | SAN MANUEL | AZ | 85631 | Pinal | 1 | Temp Closure | 1976-01-01 | 6000 | Gasoline | COMPARTMENT A | Single Walled | Asphalt coated or Bare Steel | Pressure |  |  |  | 2007-08-09
0-009248 | QUICK'S SERVICE CENTER | 590 S MCNAB PKWY | SAN MANUEL | AZ | 85631 | Pinal | 2 | Temp Closure | 1976-01-01 | 10000 | Gasoline | COMPARTMENT A | Single Walled | Asphalt coated or Bare Steel | Pressure |  |  |  | 2007-03-01
0-003493 | NAVAPACHE ELECTRIC COOP - LAKESIDE SERVICE CENTER | 1878 W MOUNTAIN BLVD | PINETOP-LAKESIDE | AZ | 85929 | Navajo | 1 | Perm Closure | 1974-01-01 | 4000 | Gasoline | COMPARTMENT A |  | Asphalt coated or Bare Steel |  |  |  | Removal | 1993-09-21
0-008898 | BOSA DONUTS | 1108 W SAINT MARYS RD | TUCSON | AZ | 85745 | Pima | 1 | Perm Closure | 1965-07-27 | 8000 | Gasoline | COMPARTMENT A | Double Walled | Asphalt coated or Bare Steel | Suction - Check Valve at the Tank Top |  | Bare or Galvanized Steel | Removal | 1981-01-01
0-008898 | BOSA DONUTS | 1108 W SAINT MARYS RD | TUCSON | AZ | 85745 | Pima | 2 | Perm Closure | 1965-07-27 | 10000 | Gasoline | COMPARTMENT A | Double Walled | Asphalt coated or Bare Steel | Suction - Check Valve at the Tank Top |  | Bare or Galvanized Steel | Removal | 1981-01-01
0-009377 | 7-ELEVEN #32319 | 19848 N 27TH AVE | PHOENIX | AZ | 85027 | Maricopa | 3 | Perm Closure | 1998-06-01 | 10000 | Gasoline | COMPARTMENT A | Double Walled | Fiberglass Reinforced Plastic | Pressure | Double Walled | Fiberglass Reinforced Plastic | Removal | 2019-05-23
0-009377 | 7-ELEVEN #32319 | 19848 N 27TH AVE | PHOENIX | AZ | 85027 | Maricopa | 4 | Open | 2019-06-27 | 20000 | Gasoline (UL) | COMPARTMENT A | Double Walled | Fiberglass Reinforced Plastic | Pressure | Single Walled | Fiberglass Reinforced Plastic
0-007580 | PEORIA UNIFIED SCHOOL DISTRICT #11 | 11251 N 67TH AVE | GLENDALE | AZ | 85304 | Maricopa | 2 | Perm Closure | 1978-01-01 | 10000 | Gasoline | COMPARTMENT A |  | Fiberglass Reinforced Plastic | Pressure | Double Walled | Fiberglass Reinforced Plastic | Removal | 2005-07-20
0-005680 | CITY OF WINSLOW - WINSLOW-LINDBERGH REGIONAL AIRPORT | NE CORNER OF AIRPORT RD AND HUMANE SOCIETY RD | WINSLOW | AZ | 86047 | Navajo | 4 | Perm Closure | 1980-01-03 | 10000 | Gasoline | COMPARTMENT A | Unknown | Asphalt coated or Bare Steel |  |  |  | Removal | 1998-07-29
0-005680 | CITY OF WINSLOW - WINSLOW-LINDBERGH REGIONAL AIRPORT | NE CORNER OF AIRPORT RD AND HUMANE SOCIETY RD | WINSLOW | AZ | 86047 | Navajo | 5 | Perm Closure | 1980-01-03 | 10000 | Gasoline | COMPARTMENT A | Unknown | Asphalt coated or Bare Steel |  |  |  | Removal | 1998-07-29
0-001261 | CIRCLE K #586 | 3130 N STOCKTON HILL RD | KINGMAN | AZ | 86401 | Mohave | 3 | Open | 1995-07-12 | 10000 | Gasoline (UL) | COMPARTMENT A | Double Walled | Fiberglass Reinforced Plastic | Pressure | Double Walled | Fiberglass Reinforced Plastic
0-001261 | CIRCLE K #586 | 3130 N STOCKTON HILL RD | KINGMAN | AZ | 86401 | Mohave | 5 | Open | 1995-07-12 | 10000 | Gasoline (PUL) | COMPARTMENT A | Double Walled | Fiberglass Reinforced Plastic | Pressure | Double Walled | Fiberglass Reinforced Plastic
0-003412 | US WEST #143270 | 3532 W GREENWAY RD | PHOENIX | AZ | 85053 | Maricopa | 4 | Open | 1990-02-01 | 2500 | Diesel | COMPARTMENT A | Double Walled | Fiberglass Reinforced Plastic | Suction - Check Valve at the Tank Top |  | Fiberglass Reinforced Plastic
0-003056 | MARICOPA WELLS MIDDLE SCHOOL | 45012 W HONEYCUTT AVE | MARICOPA | AZ | 85139 | Pinal | 2 | Perm Closure | 1966-01-01 | 1000 | Gasoline | COMPARTMENT A | Single Walled | Asphalt coated or Bare Steel | Suction - Check Valve at the Tank Top | Single Walled | Bare or Galvanized Steel | Removal | 1996-03-27
0-003097 | FIVE RIVERS CATTLE FEEDING | 34673 E COUNTY 9TH ST | WELLTON | AZ | 85356 | Yuma | 2 | Perm Closure | 1971-01-01 | 7500 | Gasoline | COMPARTMENT A | Double Walled | Asphalt coated or Bare Steel |  |  |  | Removal | 1991-03-21
0-003097 | FIVE RIVERS CATTLE FEEDING | 34673 E COUNTY 9TH ST | WELLTON | AZ | 85356 | Yuma | 3 | Perm Closure | 1971-01-01 | 7500 | Gasoline | COMPARTMENT A | Double Walled | Asphalt coated or Bare Steel |  |  |  | Removal | 1991-03-21
0-007020 | UNOCAL #4171 | 602 S 4TH AVE | YUMA | AZ | 85364 | Yuma | 3 | Perm Closure | 1956-01-13 | 280 | Used Oil/Waste Oil | COMPARTMENT A | Double Walled | Asphalt coated or Bare Steel | Pressure |  | Bare or Galvanized Steel | Removal | 1987-09-01
0-007020 | UNOCAL #4171 | 602 S 4TH AVE | YUMA | AZ | 85364 | Yuma | 1 | Perm Closure | 1956-01-13 | 7500 | Gasoline | COMPARTMENT A | Double Walled | Asphalt coated or Bare Steel | Pressure |  | Bare or Galvanized Steel | Removal | 1987-09-01
0-000156 | TEXACO - APPLE'S TEXACO SERVICE | 497 E 16TH ST | YUMA | AZ | 85364 | Yuma | 6 | Perm Closure | 1973-01-01 | 10000 | Gasoline | COMPARTMENT A |  | Asphalt coated or Bare Steel |  |  |  | Removal | 1991-10-24
0-000156 | TEXACO - APPLE'S TEXACO SERVICE | 497 E 16TH ST | YUMA | AZ | 85364 | Yuma | 5 | Perm Closure | 1973-01-01 | 10000 | Gasoline | COMPARTMENT A |  | Asphalt coated or Bare Steel |  |  |  | Removal | 1991-10-24
0-000937 | PILOT TRAVEL CENTER #1175 | 14925 S STAGECOACH TRL | MAYER | AZ | 86333 | Yavapai | 4 | Perm Closure | 1979-01-01 | 10000 | Diesel | COMPARTMENT A |  | Asphalt coated or Bare Steel | Pressure |  | Fiberglass Reinforced Plastic | Removal | 2004-03-18
0-009918 | KEY REALTY PROPERTY | 644 N COUNTRY CLUB DR | MESA | AZ | 85201 | Maricopa | 1 | Perm Closure | 2005-06-17 | 6000 | Gasoline | COMPARTMENT A | Unknown | Asphalt coated or Bare Steel |  |  |  | Removal | 2003-04-17
0-000791 | CAMP VERDE WATER SYSTEM | 499 S 6TH ST | CAMP VERDE | AZ | 86322 | Yavapai | 5 | Perm Closure | 1966-01-01 | 1000 | Diesel | COMPARTMENT A |  | Asphalt coated or Bare Steel |  |  |  | Removal | 1986-06-01
0-002774 | MANGUM CAMP |  | BIG SPRINGS |  |  | Coconino | 2 | Perm Closure | 1968-04-22 | 5000 | Diesel | COMPARTMENT A | Double Walled | Asphalt coated or Bare Steel |  |  |  | Removal | 1989-11-01
0-002774 | MANGUM CAMP |  | BIG SPRINGS |  |  | Coconino | 5 | Perm Closure | 1978-04-22 | 4000 | Diesel | COMPARTMENT A | Double Walled | Asphalt coated or Bare Steel |  |  |  | Removal | 1989-11-01
0-002428 | HALLUM MALCO | 909 E GURLEY ST | PRESCOTT | AZ | 86301 | Yavapai | 1 | Perm Closure | 2005-06-17 | 8000 | Gasoline | COMPARTMENT A |  | Asphalt coated or Bare Steel |  |  |  | Removal | 1988-05-16
0-001386 | CIRCLE K #1241 | 5301 E PIMA ST | TUCSON | AZ | 85712 | Pima | 3 | Perm Closure | 1980-01-01 | 10000 | Gasoline | COMPARTMENT A | Single Walled | Asphalt coated or Bare Steel | Pressure | Single Walled | Fiberglass Reinforced Plastic | Removal | 2020-08-03
0-001331 | CIRCLE K #843 | 6750 S CRAYCROFT RD | TUCSON | AZ | 85756 | Pima | 5 | Open | 1995-06-30 | 10000 | Gasoline | COMPARTMENT A | Single Walled | Fiberglass Reinforced Plastic | Pressure | Double Walled | Fiberglass Reinforced Plastic
0-002922 | HD SUPPLY AZ018-6651 | 941 E 19TH ST | TUCSON | AZ | 85719 | Pima | 3 | Perm Closure | 2005-06-17 | 1000 | Unidentified | COMPARTMENT A | Single Walled | Asphalt coated or Bare Steel |  |  |  | Removal | 1989-04-05
0-005199 | TUCSON TRUCK TERMINAL | 5451 E BENSON HWY | TUCSON | AZ | 85756 | Pima | 6 | Perm Closure | 1966-01-01 | 8000 | Gasoline | COMPARTMENT A | Double Walled | Asphalt coated or Bare Steel |  |  |  | Removal | 1986-07-03
0-005199 | TUCSON TRUCK TERMINAL | 5451 E BENSON HWY | TUCSON | AZ | 85756 | Pima | 3 | Perm Closure | 1966-01-01 | 12000 | Diesel | COMPARTMENT A | Double Walled | Asphalt coated or Bare Steel |  |  |  | Removal | 1986-07-03
0-005191 | TUCSON MEDICAL CENTER | 5301 E GRANT RD | TUCSON | AZ | 85712 | Pima | 3 | Perm Closure | 1979-01-01 | 6000 | Diesel | COMPARTMENT A |  | Asphalt coated or Bare Steel | Pressure | Double Walled | Fiberglass Reinforced Plastic | Removal | 2014-12-31
0-008745 | MOUNTAIN STATES R & D INTERNATIONAL INC | 13801 E BENSON HWY | VAIL | AZ | 85641 | Pima | 2 | Perm Closure | 1960-01-01 | 5000 | Diesel | COMPARTMENT A | Unknown | Asphalt coated or Bare Steel | Pressure |  |  | Removal | 1998-12-09
0-008676 | PANTANO CAR WASH | 7060 E SPEEDWAY BLVD | TUCSON | AZ | 85710 | Pima | 1 | Perm Closure | 1976-06-01 | 3000 | Diesel | COMPARTMENT A | Unknown | Asphalt coated or Bare Steel | Suction - Check Valve at the Tank Top |  |  | Removal | 1995-07-13
0-004967 | TEXACO #60-351-1012 | 2449 E 22ND ST | TUCSON | AZ | 85713 | Pima | 4 | Perm Closure | 1970-05-07 | 550 | Used Oil/Waste Oil | COMPARTMENT A | Double Walled | Asphalt coated or Bare Steel | Gravity Feed |  |  | Removal | 1993-06-20
0-004967 | TEXACO #60-351-1012 | 2449 E 22ND ST | TUCSON | AZ | 85713 | Pima | 2 | Perm Closure | 1970-05-07 | 10000 | Gasoline | COMPARTMENT A | Double Walled | Asphalt coated or Bare Steel | Pressure |  |  | Removal | 1993-06-20
0-008789 | KEN & MEL'S EXXON | 52 LAKE HAVASU AVE S | LAKE HAVASU CITY | AZ | 86403 | Mohave | 4 | Perm Closure | 2005-06-17 | 7500 | Diesel | COMPARTMENT A | Unknown | Asphalt coated or Bare Steel | Pressure |  |  | Removal | 1999-10-05
0-004224 | RYDER TRANSPORTATION SERVICES #0983 | 2122 W 4TH ST | TEMPE | AZ | 85281 | Maricopa | 7 | Open | 1994-09-06 | 12000 | Diesel | COMPARTMENT A | Double Walled | Fiberglass Reinforced Plastic | Pressure | Double Walled | Fiberglass Reinforced Plastic
0-004224 | RYDER TRANSPORTATION SERVICES #0983 | 2122 W 4TH ST | TEMPE | AZ | 85281 | Maricopa | 1 | Perm Closure | 1979-01-01 | 10000 | Diesel | COMPARTMENT A | Single Walled | Asphalt coated or Bare Steel | Pressure | Double Walled | Fiberglass Reinforced Plastic | Removal | 1994-08-16
0-005575 | YAVAPAI COUNTY - FLEET MANAGEMENT | 810 WHIPPLE ST | PRESCOTT | AZ | 86301 | Yavapai | 1 | Perm Closure | 1982-06-10 | 12000 | Gasoline | COMPARTMENT A | Unknown | Asphalt coated or Bare Steel | Pressure |  |  | Removal | 1999-03-05
0-008897 | MARANA ARMY AIRFIELD |  | MARANA |  |  | Pinal | 4 | Perm Closure | 1940-01-01 | 6900 | Used Oil/Waste Oil | COMPARTMENT A | Unknown | Asphalt coated or Bare Steel | Suction - Check Valve at the Dispenser |  |  | Removal | 1997-04-01
0-000872 | AC SOURCE | 2630 E BELL RD | PHOENIX | AZ | 85032 | Maricopa | 1 | Perm Closure | 1987-01-01 | 2000 | Used Oil/Waste Oil | COMPARTMENT A |  | Asphalt coated or Bare Steel |  |  |  | Removal | 1999-12-29
0-000768 | LOPEZ COMMUNICATIONS | 3439 W HARRISON ST | PHOENIX | AZ | 85009 | Maricopa | 2 | Perm Closure | 2005-06-17 | 2000 | Diesel | COMPARTMENT A | Single Walled | Asphalt coated or Bare Steel |  |  |  | Removal | 1989-12-11
0-000994 | NESBITT CONTRACTING COMPANY | 100 S PRICE RD | TEMPE | AZ | 85281 | Maricopa | 10 | Open | 1998-12-30 | 12000 | Diesel | COMPARTMENT A | Double Walled | Fiberglass Reinforced Plastic | Pressure | Double Walled | Fiberglass Reinforced Plastic
0-004287 | SRP - POWER CONSTRUCTION & MAINTENANCE | 1100 N PROJECT DR | TEMPE | AZ | 85281 | Maricopa | 6 | Perm Closure | 1975-01-07 | 10000 | Diesel | COMPARTMENT A | Unknown | Asphalt coated or Bare Steel | Pressure |  | Bare or Galvanized Steel | Removal | 1991-03-28
0-004287 | SRP - POWER CONSTRUCTION & MAINTENANCE | 1100 N PROJECT DR | TEMPE | AZ | 85281 | Maricopa | 7 | Perm Closure | 1975-01-07 | 2000 | Oxygenated Gasoline | COMPARTMENT A | Unknown | Asphalt coated or Bare Steel |  |  |  | Removal | 1996-10-01
0-004287 | SRP - POWER CONSTRUCTION & MAINTENANCE | 1100 N PROJECT DR | TEMPE | AZ | 85281 | Maricopa | 1 | Perm Closure | 1974-04-24 | 2000 | Used Oil/Waste Oil | COMPARTMENT A | Unknown | Asphalt coated or Bare Steel | Suction - Check Valve at the Tank Top |  | Bare or Galvanized Steel | Removal | 1992-07-07
0-002845 | EXXON - BILL KING'S EXXON | 302 W PIMA ST | GILA BEND | AZ | 85337 | Maricopa | 1 | Perm Closure | 1965-01-01 | 10000 | Gasoline | COMPARTMENT A | Unknown | Unknown | Pressure |  |  | Removal | 1998-02-13
0-002845 | EXXON - BILL KING'S EXXON | 302 W PIMA ST | GILA BEND | AZ | 85337 | Maricopa | 3 | Perm Closure | 1975-01-01 | 6000 | Gasoline | COMPARTMENT A | Unknown | Unknown | Pressure |  |  | Removal | 1998-02-13
0-002807 | WHITING STATION #35 | 5214 NW GRAND AVE | GLENDALE | AZ | 85301 | Maricopa | 1 | Perm Closure | 1971-04-09 | 8000 | Gasoline | COMPARTMENT A | Single Walled | Asphalt coated or Bare Steel |  |  |  | Removal | 1988-07-01
0-004397 | SCOTTSDALE COUNTRY CLUB RESORT | 7702 E SHEA BLVD | SCOTTSDALE | AZ | 85260 | Maricopa | 1 | Perm Closure | 1983-12-24 | 1000 | Gasoline | COMPARTMENT A | Double Walled | Fiberglass Reinforced Plastic |  |  |  | Removal | 1991-12-20
0-004384 | SCHURGIN PROPERTY | 1530 E WASHINGTON ST | PHOENIX | AZ | 85034 | Maricopa | 3 | Perm Closure | 1966-05-08 | 6000 | Unidentified | COMPARTMENT A | Unknown | Asphalt coated or Bare Steel |  |  |  | Removal | 1989-10-18
0-004921 | TEXACO #60-349-0976 | 1848 W BELL RD | PHOENIX | AZ | 85023 | Maricopa | 2 | Perm Closure | 1984-05-07 | 10000 | Diesel | COMPARTMENT A | Unknown | Fiberglass Reinforced Plastic | Pressure | Double Walled | Fiberglass Reinforced Plastic | Removal | 2003-06-20
0-004921 | TEXACO #60-349-0976 | 1848 W BELL RD | PHOENIX | AZ | 85023 | Maricopa | 3 | Perm Closure | 1984-05-07 | 10000 | Gasoline | COMPARTMENT A | Unknown | Fiberglass Reinforced Plastic | Pressure | Double Walled | Fiberglass Reinforced Plastic | Removal | 2003-06-20
0-004921 | TEXACO #60-349-0976 | 1848 W BELL RD | PHOENIX | AZ | 85023 | Maricopa | 4 | Perm Closure | 1984-05-07 | 10000 | Gasoline | COMPARTMENT A | Unknown | Fiberglass Reinforced Plastic | Pressure | Double Walled | Fiberglass Reinforced Plastic | Removal | 2003-06-20
0-003243 | MOBIL 18-MKB | 1202 W UNIVERSITY DR | MESA | AZ | 85201 | Maricopa | 6 | Perm Closure | 1986-04-21 | 10000 | Gasoline | COMPARTMENT A | Unknown | Fiberglass Reinforced Plastic | Pressure |  | Fiberglass Reinforced Plastic | Removal | 1991-11-12
0-003194 | MOBIL 18-574 | 2649 W INDIAN SCHOOL RD | PHOENIX | AZ | 85017 | Maricopa | 6 | Perm Closure | 1988-07-01 | 12000 | Gasoline | COMPARTMENT A |  | Fiberglass Reinforced Plastic | Pressure |  |  | Removal | 1991-05-30
0-003118 | DATS TRUCKING, INC. | 1845 N 27TH AVE | PHOENIX | AZ | 85009 | Maricopa | 2 | Perm Closure | 1961-03-03 | 10000 | Diesel | COMPARTMENT A | Double Walled | Asphalt coated or Bare Steel | Suction - Check Valve at the Tank Top |  | Bare or Galvanized Steel | Removal | 1995-05-23
0-006371 | EAGLE STAR FENCE AMERICAN EAGLE | 47 S 113TH WAY | APACHE JUNCTION | AZ | 85120 | Maricopa | 3 | Perm Closure | 1973-01-01 | 12000 | Gasoline | COMPARTMENT A | Single Walled | Asphalt coated or Bare Steel | Suction - Check Valve at the Tank Top |  |  | Removal | 1993-05-18
0-005062 | REDDAWAY - PHOENIX TERMINAL | 3045 S 43RD AVE | PHOENIX | AZ | 85009 | Maricopa | 5 | Temp Closure | 1988-07-01 | 2000 | Gasoline (UL) | COMPARTMENT B | Double Walled | Fiberglass Reinforced Plastic | Pressure |  | Fiberglass Reinforced Plastic |  | 2020-06-30
0-003272 | EXXONMOBIL #18-M57 | 5843 W INDIAN SCHOOL RD | PHOENIX | AZ | 85031 | Maricopa | 8 | Perm Closure | 1987-01-01 | 1000 | Used Oil/Waste Oil | COMPARTMENT A | Double Walled | Fiberglass Reinforced Plastic | Gravity Feed |  | Fiberglass Reinforced Plastic | Removal | 2002-11-12
0-003272 | EXXONMOBIL #18-M57 | 5843 W INDIAN SCHOOL RD | PHOENIX | AZ | 85031 | Maricopa | 7 | Perm Closure | 1987-01-01 | 10000 | Gasoline | COMPARTMENT A | Double Walled | Fiberglass Reinforced Plastic | Pressure |  | Fiberglass Reinforced Plastic | Removal | 2002-11-12
0-001898 | GRANITE REEF MOBIL | 6002 N GRANITE REEF RD | SCOTTSDALE | AZ | 85250 | Maricopa | 1 | Perm Closure | 1964-04-26 | 3000 | Gasoline | COMPARTMENT A |  | Asphalt coated or Bare Steel |  |  |  | Removal | 1986-04-01
0-005308 | UNOCAL #5972 | 209 N ARIZONA AVE | CHANDLER | AZ | 85225 | Maricopa | 1 | Perm Closure | 1968-04-15 | 10000 | Gasoline | COMPARTMENT A | Unknown | Asphalt coated or Bare Steel |  |  |  | Removal | 1990-10-29
0-005308 | UNOCAL #5972 | 209 N ARIZONA AVE | CHANDLER | AZ | 85225 | Maricopa | 3 | Perm Closure | 1968-04-15 | 550 | Used Oil/Waste Oil | COMPARTMENT A | Unknown | Asphalt coated or Bare Steel |  |  |  | Removal | 1990-10-29
0-000590 | CABLE SYSTEMS INTERNATIONAL | 505 N 51ST AVE | PHOENIX | AZ | 85043 | Maricopa | 12 | Perm Closure | 1988-04-01 | 20000 | Diesel | COMPARTMENT A | Double Walled | Fiberglass Reinforced Plastic | Pressure | Double Walled | Fiberglass Reinforced Plastic | Removal | 2006-03-29
0-003900 | PIERCE AVIATION | 8603 S US HIGHWAY 85 | BUCKEYE | AZ | 85326 | Maricopa | 3 | Perm Closure | 1967-01-01 | 12000 | Jet Fuel | COMPARTMENT A | Single Walled | Asphalt coated or Bare Steel | Pressure |  | Bare or Galvanized Steel | Removal | 1993-03-23
0-003862 | CITY OF PHOENIX - EQUIPMENT MANAGEMENT | 2441 S 22ND AVE | PHOENIX | AZ | 85009 | Maricopa | 12 | Perm Closure | 1974-01-01 | 1000 | Used Oil/Waste Oil | COMPARTMENT A | Single Walled | Asphalt coated or Bare Steel | Suction - Check Valve at the Tank Top | Single Walled | Bare or Galvanized Steel | Removal | 1993-04-01
0-000128 | SOUTHWEST DISTRIBUTING COMPANY | 539 S DREW ST | MESA | AZ | 85210 | Maricopa | 1 | Perm Closure | 1977-01-01 | 8000 | Hazardous Substance | COMPARTMENT A | Single Walled | Asphalt coated or Bare Steel |  |  |  | Removal | 1991-03-26
0-000128 | SOUTHWEST DISTRIBUTING COMPANY | 539 S DREW ST | MESA | AZ | 85210 | Maricopa | 10 | Perm Closure | 1989-09-01 | 2000 | Gasoline | COMPARTMENT A | Single Walled | Asphalt coated or Bare Steel | Pressure |  |  | Removal | 2017-01-03
0-003971 | PROFESSIONAL AUTO REPAIR | Z | BUCKEYE | AZ | 85326 | Maricopa | 5 | Perm Closure | 2005-06-17 | 500 | Used Oil/Waste Oil | COMPARTMENT A | Single Walled | Asphalt coated or Bare Steel |  |  |  | Removal | 1997-08-05
0-004315 | SALT RIVER PROJECT - AGUA FRIA GENERATING STATION | 7302 W NORTHERN AVE | GLENDALE | AZ | 85303 | Maricopa | 2 | Perm Closure | 1956-05-01 | 250 | Gasoline | COMPARTMENT A | Double Walled | Asphalt coated or Bare Steel |  |  |  | Removal | 1990-04-01
0-004315 | SALT RIVER PROJECT - AGUA FRIA GENERATING STATION | 7302 W NORTHERN AVE | GLENDALE | AZ | 85303 | Maricopa | 1 | Perm Closure | 1966-05-01 | 1000 | Gasoline | COMPARTMENT A | Double Walled | Asphalt coated or Bare Steel |  |  |  | Removal | 1990-04-01
0-000499 | CIRCLE K TERMINAL LLC | 5333 W VAN BUREN ST | PHOENIX | AZ | 85043 | Maricopa | 6 | Perm Closure | 1958-01-01 | 550 | Used Oil/Waste Oil | COMPARTMENT A | Single Walled | Asphalt coated or Bare Steel |  |  |  | Removal | 1988-12-19
0-000739 | BOISE CASCADE WHOLESALE | 200 S 35TH AVE | PHOENIX | AZ | 85009 | Maricopa | 1 | Perm Closure | 1979-01-01 | 1000 | Gasoline | COMPARTMENT A |  | Asphalt coated or Bare Steel | Suction - Check Valve at the Tank Top |  |  | Removal | 1988-07-01
0-002387 | GREENLEE COUNTY - DUNCAN YARD |  | DUNCAN |  |  | Greenlee | 3 | Perm Closure | 1956-01-01 | 1000 | Gasoline | COMPARTMENT A |  | Asphalt coated or Bare Steel |  |  |  | Removal | 1991-01-07
0-001291 | CIRCLE K #2700719 | 11271 E TANQUE VERDE RD | TUCSON | AZ | 85749 | Pima | 3 | Perm Closure | 1970-01-01 | 10000 | Gasoline | COMPARTMENT A | Single Walled | Asphalt coated or Bare Steel | Pressure | Single Walled | Bare or Galvanized Steel | Removal | 1998-06-17
0-001291 | CIRCLE K #2700719 | 11271 E TANQUE VERDE RD | TUCSON | AZ | 85749 | Pima | 6 | Open | 1998-07-10 | 12000 | Gasoline | COMPARTMENT A | Double Walled | Fiberglass Reinforced Plastic | Pressure | Double Walled | Fiberglass Reinforced Plastic
0-005763 | CITY OF COOLIDGE - PUBLIC WORKS YARD | 411 S 1ST ST | COOLIDGE | AZ | 85128 | Pinal | 3 | Perm Closure | 1987-05-22 | 1000 | Diesel | COMPARTMENT A | Double Walled | Asphalt coated or Bare Steel | Suction - Check Valve at the Tank Top |  | Bare or Galvanized Steel | Removal | 1994-09-01
0-005763 | CITY OF COOLIDGE - PUBLIC WORKS YARD | 411 S 1ST ST | COOLIDGE | AZ | 85128 | Pinal | 1 | Perm Closure | 1967-05-22 | 1000 | Gasoline | COMPARTMENT A | Double Walled | Asphalt coated or Bare Steel | Suction - Check Valve at the Tank Top |  | Bare or Galvanized Steel | Removal | 1994-09-01
0-008873 | GOOD 2 GO STORES #508 | 3179 WILLOW CREEK RD | PRESCOTT | AZ | 86301 | Yavapai | 4 | Open | 1996-03-01 | 12000 | Gasoline | COMPARTMENT A | Single Walled | Fiberglass Reinforced Plastic | Pressure | Double Walled | Fiberglass Reinforced Plastic
0-007789 | BIG O TIRES PRICE PLAZA | 2160 E GUADALUPE RD | TEMPE | AZ | 85283 | Maricopa | 1 | Perm Closure | 1987-06-01 | 550 | Used Oil/Waste Oil | COMPARTMENT A |  | Fiberglass Reinforced Plastic | Gravity Feed |  |  | Removal | 2006-04-11
0-000153 | USARMY - FORT HUACHUCA |  | FORT HUACHUCA |  |  | Cochise | 5 | Perm Closure | 1980-01-01 | 1500 | JP-8 (Kerosene-type Jet Fuel) | COMPARTMENT A | Double Walled | Fiberglass Reinforced Plastic | Suction - Check Valve at the Tank Top | Single Walled | Bare or Galvanized Steel | Removal | 1998-03-24
0-000153 | USARMY - FORT HUACHUCA |  | FORT HUACHUCA |  |  | Cochise | 50 | Perm Closure | 1979-01-01 | 12000 | Diesel | COMPARTMENT A | Single Walled | Asphalt coated or Bare Steel |  |  |  | Removal | 1989-11-01
0-000153 | USARMY - FORT HUACHUCA |  | FORT HUACHUCA |  |  | Cochise | 1 | Perm Closure | 2005-06-17 | 1000 | Diesel | COMPARTMENT A | Single Walled | Asphalt coated or Bare Steel |  |  |  | Removal | 1989-11-01
0-000153 | USARMY - FORT HUACHUCA |  | FORT HUACHUCA |  |  | Cochise | 2 | Perm Closure | 1939-01-01 | 2000 | Used Oil/Waste Oil | COMPARTMENT A | Single Walled | Asphalt coated or Bare Steel |  |  |  | Removal | 1989-11-01
0-000153 | USARMY - FORT HUACHUCA |  | FORT HUACHUCA |  |  | Cochise | 23 | Perm Closure | 1993-03-01 | 25000 | Gasoline | COMPARTMENT A | Double Walled | Fiberglass Reinforced Plastic | Pressure | Double Walled | Flexible | Removal | 2018-05-24
0-000153 | USARMY - FORT HUACHUCA |  | FORT HUACHUCA |  |  | Cochise | 13 | Perm Closure | 1916-01-01 | 12000 | Diesel | COMPARTMENT A | Single Walled | Concrete |  |  |  | Removal | 1989-11-01
0-000153 | USARMY - FORT HUACHUCA |  | FORT HUACHUCA |  |  | Cochise | 67 | Perm Closure | 2005-06-17 | 600 | Gasoline | COMPARTMENT A | Single Walled | Asphalt coated or Bare Steel |  |  |  | Removal | 1995-06-06
0-000153 | USARMY - FORT HUACHUCA |  | FORT HUACHUCA |  |  | Cochise | 85 | Open | 2004-04-29 | 6000 | Diesel | COMPARTMENT A | Double Walled | Fiberglass Reinforced Plastic | Pressure | Double Walled | Flexible
0-000153 | USARMY - FORT HUACHUCA |  | FORT HUACHUCA |  |  | Cochise | 10 | Perm Closure | 1951-01-01 | 12000 | Diesel | COMPARTMENT A | Single Walled | Asphalt coated or Bare Steel |  |  |  | Removal | 1989-11-01
0-000153 | USARMY - FORT HUACHUCA |  | FORT HUACHUCA |  |  | Cochise | 21 | Perm Closure | 1979-01-01 | 25000 | Gasoline | COMPARTMENT A | Single Walled | Asphalt coated or Bare Steel | Pressure | Single Walled | Bare or Galvanized Steel | Removal | 1994-09-22
0-000153 | USARMY - FORT HUACHUCA |  | FORT HUACHUCA |  |  | Cochise | 45 | Perm Closure | 2005-06-17 | 500 | Used Oil/Waste Oil | COMPARTMENT A | Single Walled | Asphalt coated or Bare Steel |  |  |  | Removal | 1989-11-01
0-000153 | USARMY - FORT HUACHUCA |  | FORT HUACHUCA |  |  | Cochise | 51 | Perm Closure | 1980-01-01 | 1000 | Used Oil/Waste Oil | COMPARTMENT A | Double Walled | Fiberglass Reinforced Plastic |  |  |  | Removal | 1990-09-30
0-004961 | PIONEER FUEL | 7095 E 22ND ST | TUCSON | AZ | 85710 | Pima | 8 | Perm Closure | 1989-01-01 | 10000 | Gasoline | COMPARTMENT A |  | Fiberglass Reinforced Plastic | Pressure | Double Walled | Fiberglass Reinforced Plastic | Removal | 2012-12-11
0-002430 | HAMM CITRUS GROVES | 4010 E MCLELLAN RD | MESA | AZ | 85205 | Maricopa | 1 | Perm Closure | 1976-01-01 | 10000 | Gasoline | COMPARTMENT A | Single Walled | Asphalt coated or Bare Steel |  |  |  | Removal | 1992-01-09
0-000572 | AT&T - TONTO BASIN |  | TONTO BASIN |  |  | Gila | 1 | Perm Closure | 1985-01-01 | 6000 | Diesel | COMPARTMENT A |  | Fiberglass Reinforced Plastic | Suction - Check Valve at the Tank Top | Single Walled | Bare or Galvanized Steel | Removal | 1992-05-20
0-006342 | BOULEVARD AUTOMOTIVE SERVICE | 640 N ARIZONA BLVD | COOLIDGE | AZ | 85128 | Pinal | 1 | Perm Closure | 1982-08-29 | 10000 | Gasoline | COMPARTMENT A | Double Walled | Fiberglass Reinforced Plastic | Suction - Check Valve at the Tank Top |  |  | Removal | 1998-09-28
0-003025 | SAN MANUEL PLANT SITE -MILL | 200 S REDINGTON RD | SAN MANUEL | AZ | 85631 | Pinal | 3 | Perm Closure | 1953-04-02 | 3000 | Gasoline | COMPARTMENT A | Double Walled | Asphalt coated or Bare Steel |  |  |  | Removal | 1989-11-14
0-010573 | QUIKTRIP #407 | 2750 W THUNDERBIRD RD | PHOENIX | AZ | 85053 | Maricopa | 1 | Open | 2016-08-19 | 12000 | Diesel | COMPARTMENT A | Double Walled | Fiberglass Reinforced Plastic | Pressure | Double Walled | Fiberglass Reinforced Plastic
0-005781 | DANA RANCH HOLDING TRUST #1 | 1700 S VAL VISTA DR | MESA | AZ | 85204 | Maricopa | 3 | Perm Closure | 1972-01-01 | 1000 | Gasoline | COMPARTMENT A |  | Asphalt coated or Bare Steel |  |  |  | Removal | 1987-09-15
0-008400 | COOLIDGE UNIFIED SCHOOL DISTRICT #21 | 595 N 9TH ST | COOLIDGE | AZ | 85128 | Pinal | 1 | Perm Closure | 1978-01-01 | 500 | Gasoline | COMPARTMENT A | Double Walled | Asphalt coated or Bare Steel | Pressure |  | Fiberglass Reinforced Plastic | Removal | 1996-06-27
0-003039 | MARCO CRANE & RIGGING CO | 221 S 35TH AVE | PHOENIX | AZ | 85009 | Maricopa | 5 | Perm Closure | 1957-01-01 | 5000 | Gasoline | COMPARTMENT A | Double Walled | Asphalt coated or Bare Steel |  |  |  | Removal | 1993-09-02
0-003039 | MARCO CRANE & RIGGING CO | 221 S 35TH AVE | PHOENIX | AZ | 85009 | Maricopa | 2 | Perm Closure | 1980-12-16 | 5000 | Gasoline | COMPARTMENT A | Double Walled | Asphalt coated or Bare Steel | Pressure |  |  | Removal | 1993-09-02
0-009602 | FRYS FUEL CENTER #64 | 774 S VAL VISTA DR | GILBERT | AZ | 85296 | Maricopa | 1 | Open | 1999-08-30 | 15000 | Gasoline | COMPARTMENT A | Double Walled | Fiberglass Reinforced Plastic | Pressure | Double Walled | Fiberglass Reinforced Plastic
0-007460 | 24 HOUR GAS-N-GO | 25 E COMMERICAL ST | SAINT JOHNS | AZ | 85936 | Apache | 3 | Perm Closure | 2020-09-29 | 700 | Unidentified | COMPARTMENT A | Single Walled | Asphalt coated or Bare Steel |  |  |  | Removal | 2020-09-22
0-001591 | COCHISE COUNTY - EASTERN REGIONAL LANDFILL |  | ELFRIDA |  |  | Cochise | 2 | Perm Closure | 1976-01-01 | 3000 | Diesel | COMPARTMENT A |  | Asphalt coated or Bare Steel | Suction - Check Valve at the Tank Top | Single Walled | Bare or Galvanized Steel | Closed in Place | 1995-12-11
0-001591 | COCHISE COUNTY - EASTERN REGIONAL LANDFILL |  | ELFRIDA |  |  | Cochise | 1 | Perm Closure | 1976-01-01 | 500 | Used Oil/Waste Oil | COMPARTMENT A |  | Asphalt coated or Bare Steel |  |  |  | Removal | 1989-09-25
0-000986 | CENTRAL ARIZONA COLLEGE - SIGNAL PEAK CAMPUS | 8470 N OVERFIELD RD | COOLIDGE | AZ | 85128 | Pinal | 2 | Perm Closure | 1973-01-01 | 5000 | Gasoline | COMPARTMENT A |  | Asphalt coated or Bare Steel | Suction - Check Valve at the Dispenser |  |  | Removal | 2019-03-06
0-000137 | AMPHITHEATER PUBLIC SCHOOLS - MAINTENANCE FACILITY | 241 E PASTIME RD | TUCSON | AZ | 85705 | Pima | 2 | Perm Closure | 1974-01-01 | 10000 | Diesel | COMPARTMENT A |  | Asphalt coated or Bare Steel | Pressure |  |  | Removal | 1998-06-26
0-000137 | AMPHITHEATER PUBLIC SCHOOLS - MAINTENANCE FACILITY | 241 E PASTIME RD | TUCSON | AZ | 85705 | Pima | 3 | Perm Closure | 1977-01-01 | 5000 | Gasoline | COMPARTMENT A |  | Asphalt coated or Bare Steel | Pressure |  |  | Removal | 1998-06-26
0-009145 | R&B EXPRESS | 1035 N 2ND AVE | AJO | AZ | 85321 | Pima | 3 | Perm Closure | 1978-01-01 | 10000 | Gasoline | COMPARTMENT A | Single Walled | Asphalt coated or Bare Steel | Pressure |  | Fiberglass Reinforced Plastic | Removal | 2010-01-26
0-000899 | CARDON OIL #119 | 602 S BEELINE HWY | PAYSON | AZ | 85541 | Gila | 3 | Perm Closure | 1964-01-01 | 5000 | Gasoline | COMPARTMENT A |  | Asphalt coated or Bare Steel |  |  |  | Removal | 1989-03-01
0-005121 | EXPRESS STOP #506 | 2490 W 8TH ST | YUMA | AZ | 85364 | Yuma | 3 | Perm Closure | 1985-04-21 | 10000 | Gasoline | COMPARTMENT A | Double Walled | Composite (Steel/Fiberglass) | Pressure | Single Walled | Fiberglass Reinforced Plastic | Removal | 2014-10-02
0-002782 | SPEEDWAY #2994 | 761 W AJO WAY | TUCSON | AZ | 85713 | Pima | 2 | Open | 1986-04-08 | 12000 | Gasoline | COMPARTMENT A | Double Walled | Composite (Steel/Fiberglass) | Pressure |  | Fiberglass Reinforced Plastic
0-005275 | UNOCAL #3842 | 2501 E 22ND ST | TUCSON | AZ | 85713 | Pima | 2 | Perm Closure | 1984-04-15 | 12000 | Gasoline | COMPARTMENT A | Double Walled | Fiberglass Reinforced Plastic | Pressure |  | Fiberglass Reinforced Plastic | Removal | 2002-04-02
0-000837 | AFCO #020213 | 4301 W VAN BUREN ST | PHOENIX | AZ | 85043 | Maricopa | 5 | Perm Closure | 1988-02-01 | 12000 | Gasoline | COMPARTMENT A |  | Fiberglass Reinforced Plastic | Pressure | Single Walled | Bare or Galvanized Steel | Removal | 2001-12-15
0-000837 | AFCO #020213 | 4301 W VAN BUREN ST | PHOENIX | AZ | 85043 | Maricopa | 2 | Perm Closure | 1982-05-01 | 12000 | Diesel | COMPARTMENT A |  | Asphalt coated or Bare Steel | Pressure | Single Walled | Bare or Galvanized Steel | Removal | 2001-12-15
0-004303 | SRP - SOUTHSIDE WATER SERVICE CENTER | 3160 S ALMA SCHOOL RD | MESA | AZ | 85210 | Maricopa | 6 | Perm Closure | 1986-05-07 | 4000 | Diesel | COMPARTMENT A | Unknown | Asphalt coated or Bare Steel |  |  |  | Removal | 1993-04-01
0-004303 | SRP - SOUTHSIDE WATER SERVICE CENTER | 3160 S ALMA SCHOOL RD | MESA | AZ | 85210 | Maricopa | 1 | Perm Closure | 2005-06-17 | 1000 | Diesel | COMPARTMENT A | Unknown | Asphalt coated or Bare Steel |  |  |  | Removal | 1989-02-13
0-004539 | CIRCLE K STORE #2706650 | 4760 E BROADWAY RD | PHOENIX | AZ | 85040 | Maricopa | 6 | Open | 1990-11-01 | 10000 | Gasoline | COMPARTMENT A | Double Walled | Fiberglass Reinforced Plastic | Pressure | Double Walled | Fiberglass Reinforced Plastic
0-002846 | ARIZONA PACIFIC PULP & PAPER | 302 S 28TH ST | PHOENIX | AZ | 85034 | Maricopa | 1 | Perm Closure | 2005-06-17 | 8000 | Gasoline | COMPARTMENT A | Double Walled | Asphalt coated or Bare Steel |  |  |  | Removal | 1990-08-02
0-003826 | CITY OF PHOENIX - FIRE STATION #28 | 7409 S 16TH ST | PHOENIX | AZ | 85042 | Maricopa | 1 | Perm Closure | 1970-01-01 | 280 | Diesel | COMPARTMENT A | Single Walled | Asphalt coated or Bare Steel | Suction - Check Valve at the Tank Top |  |  | Removal | 1995-05-23
0-007075 | HUGHES & GANZ CATTLE CO |  | QUEEN CREEK |  |  | Pinal | 2 | Perm Closure | 2005-06-17 | 3000 | Gasoline | COMPARTMENT A | Double Walled | Asphalt coated or Bare Steel | Suction - Check Valve at the Tank Top |  | Bare or Galvanized Steel | Removal | 1991-03-25
0-003864 | CITY OF PHOENIX - SOUTHWEST SERVICE CENTER | 3045 S 22ND AVE | PHOENIX | AZ | 85009 | Maricopa | 16 | Perm Closure | 1990-01-01 | 1000 | Automatic Transmission Fluid | COMPARTMENT A | Double Walled | Fiberglass Reinforced Plastic | Suction - Check Valve at the Tank Top | Double Walled | Fiberglass Reinforced Plastic | Removal | 2016-03-08
0-003864 | CITY OF PHOENIX - SOUTHWEST SERVICE CENTER | 3045 S 22ND AVE | PHOENIX | AZ | 85009 | Maricopa | 19 | Perm Closure | 1990-01-01 | 1000 | New Oil | COMPARTMENT A | Double Walled | Fiberglass Reinforced Plastic | Suction - Check Valve at the Tank Top | Double Walled | Fiberglass Reinforced Plastic | Removal | 2016-03-08
0-003864 | CITY OF PHOENIX - SOUTHWEST SERVICE CENTER | 3045 S 22ND AVE | PHOENIX | AZ | 85009 | Maricopa | 2 | Perm Closure | 1965-01-01 | 10000 | Gasoline | COMPARTMENT A | Single Walled | Asphalt coated or Bare Steel |  |  |  | Removal | 1986-07-01
0-005722 | YOUNG BLOCK CO | 5601 E HIGHWAY 90 | SIERRA VISTA | AZ | 85635 | Cochise | 1 | Perm Closure | 1976-04-23 | 4000 | Gasoline | COMPARTMENT A | Unknown | Asphalt coated or Bare Steel | Suction - Check Valve at the Tank Top |  | Bare or Galvanized Steel | Removal | 1994-06-08
0-004063 | WIKIEUP TRADING POST | 18040 S HWY 93 | WIKIEUP | AZ | 85360 | Mohave | 2 | Perm Closure | 1978-01-01 | 6000 | Gasoline | COMPARTMENT A |  | Asphalt coated or Bare Steel | Pressure | Double Walled | Flexible | Removal | 2016-10-25
0-004677 | 7-ELEVEN #25845 | 8402 E MCDOWELL RD | SCOTTSDALE | AZ | 85257 | Maricopa | 3 | Perm Closure | 1985-05-05 | 10000 | Gasoline (Mid-Grade UL) | COMPARTMENT A | Double Walled | Fiberglass Reinforced Plastic | Pressure |  | Fiberglass Reinforced Plastic | Removal | 2014-09-23
0-000941 | UNOCAL #6721 | 2435 E MCKELLIPS RD | MESA | AZ | 85213 | Maricopa | 3 | Perm Closure | 1983-01-01 | 10000 | Gasoline | COMPARTMENT A |  | Asphalt coated or Bare Steel | Pressure |  | Fiberglass Reinforced Plastic | Removal | 1994-06-30
0-005561 | WALKER CONSTRUCTION COMPANY | 391 N HASKELL AVE | WILLCOX | AZ | 85643 | Cochise | 2 | Perm Closure | 1971-10-27 | 7520 | Gasoline | COMPARTMENT A | Unknown | Unknown |  |  |  | Removal | 1985-10-01
0-001405 | CIRCLE K #2701394 | 2409 S 8TH AVE | YUMA | AZ | 85364 | Yuma | 1 | Perm Closure | 1979-01-01 | 10000 | Gasoline | COMPARTMENT A |  | Asphalt coated or Bare Steel | Pressure | Double Walled | Fiberglass Reinforced Plastic | Removal | 2004-06-28
0-008469 | GOOD 2 GO STORES #509 | 19590 N JOHN WAYNE PKWY | MARICOPA | AZ | 85139 | Pinal | 2 | Open | 1994-07-06 | 12000 | Gasoline | COMPARTMENT A | Single Walled | Fiberglass Reinforced Plastic | Pressure | Double Walled | Fiberglass Reinforced Plastic
0-006118 | MASSEYS TRUCK & TANK REPAIR INC | 1429 S 59TH AVE | PHOENIX | AZ | 85043 | Maricopa | 1 | Perm Closure | 2005-06-17 | 550 | Diesel | COMPARTMENT A | Unknown | Asphalt coated or Bare Steel |  |  |  | Removal | 1988-04-11
0-002744 | GREASE N GO | 10675 N 67TH AVE | GLENDALE | AZ | 85304 | Maricopa | 2 | Perm Closure | 1986-04-10 | 1000 | Used Oil/Waste Oil | COMPARTMENT A | Double Walled | Asphalt coated or Bare Steel |  |  |  | Removal | 1990-09-25
0-005742 | YAVAPAI BLOCK COMPANY INC | 450 6TH ST | PRESCOTT | AZ | 86301 | Yavapai | 1 | Perm Closure | 1976-04-01 | 1000 | Gasoline | COMPARTMENT A | Unknown | Asphalt coated or Bare Steel |  |  |  | Removal | 1988-12-02
0-004054 | CORRAL MARKET | 93 E LEWIS | ASH FORK | AZ | 86320 | Yavapai | 2 | Open | 1980-04-22 | 6000 | Gasoline | COMPARTMENT A | Single Walled | Asphalt coated or Bare Steel | Pressure | Double Walled | Fiberglass Reinforced Plastic
0-001305 | CIRCLE K #2700779 | 1990 N LA CANADA DR | GREEN VALLEY | AZ | 85614 | Pima | 5 | Open | 1994-02-01 | 8000 | Gasoline (PUL) | COMPARTMENT A | Double Walled | Fiberglass Reinforced Plastic | Pressure |  | Fiberglass Reinforced Plastic
0-001305 | CIRCLE K #2700779 | 1990 N LA CANADA DR | GREEN VALLEY | AZ | 85614 | Pima | 2 | Perm Closure | 1972-01-01 | 10000 | Gasoline | COMPARTMENT A |  | Asphalt coated or Bare Steel | Pressure |  |  | Removal | 1994-01-11
0-001318 | CIRCLE K #2700809 | 4395 N ROMERO RD | TUCSON | AZ | 85705 | Pima | 2 | Perm Closure | 1972-01-01 | 10000 | Gasoline | COMPARTMENT A |  | Asphalt coated or Bare Steel |  |  |  | Removal | 1986-11-01
0-009870 | CIRCLE K #2706358 | 8248 W THOMAS RD | PHOENIX | AZ | 85033 | Maricopa | 1 | Open | 2000-04-28 | 12000 | Gasoline | COMPARTMENT A | Double Walled | Fiberglass Reinforced Plastic | Pressure |  | Fiberglass Reinforced Plastic
0-002175 | CIRCLE K #2708597 | 4849 N 83RD AVE | PHOENIX | AZ | 85033 | Maricopa | 3 | Open | 1987-01-01 | 10000 | Gasoline | COMPARTMENT A | Double Walled | Fiberglass Reinforced Plastic | Pressure |  | Fiberglass Reinforced Plastic
0-001528 | CIRCLE K #2701908 | 13843 W GLENDALE AVE | GLENDALE | AZ | 85307 | Maricopa | 1 | Open | 1986-01-01 | 10000 | Gasoline | COMPARTMENT A | Single Walled | Fiberglass Reinforced Plastic | Pressure |  | Fiberglass Reinforced Plastic
0-002133 | FIRESTONE #2624/013226 | 302 W VAN BUREN ST | PHOENIX | AZ | 85003 | Maricopa | 1 | Perm Closure | 1980-01-01 | 500 | Used Oil/Waste Oil | COMPARTMENT A | Single Walled | Asphalt coated or Bare Steel |  |  |  | Removal | 1997-07-15
0-002153 | FLEMING FARMS |  | AVONDALE |  |  | Maricopa | 1 | Perm Closure | 1966-05-14 | 500 | Gasoline | COMPARTMENT A | Single Walled | Asphalt coated or Bare Steel |  |  |  | Removal | 1987-03-01
0-005326 | UNION ROCK & MATERIALS - EL MIRAGE PLANT | 8641 N EL MIRAGE RD | EL MIRAGE | AZ | 85335 | Maricopa | 5 | Perm Closure | 1981-04-30 | 500 | Used Oil/Waste Oil | COMPARTMENT A | Double Walled | Asphalt coated or Bare Steel |  |  |  | Removal | 1989-12-15
0-003867 | CITY OF PHOENIX - ENCANTO YARD | 1802 W ENCANTO BLVD | PHOENIX | AZ | 85007 | Maricopa | 1 | Perm Closure | 1961-01-01 | 10000 | Gasoline | COMPARTMENT A | Single Walled | Asphalt coated or Bare Steel |  |  |  | Removal | 1988-04-06
0-003867 | CITY OF PHOENIX - ENCANTO YARD | 1802 W ENCANTO BLVD | PHOENIX | AZ | 85007 | Maricopa | 2 | Perm Closure | 1961-01-01 | 1000 | Diesel | COMPARTMENT A | Single Walled | Asphalt coated or Bare Steel |  |  |  | Removal | 1988-04-06
0-009254 | EXPRESS MUFFLERS | 901 N 7TH ST | PHOENIX | AZ | 85006 | Maricopa | 2 | Perm Closure | 2005-06-17 |  | Unidentified | COMPARTMENT A | Double Walled | Composite (Steel/Fiberglass) |  |  |  | Removal | 1998-04-07
0-000861 | PIC QUIC FOOD STORES | 730 W ROUTE 66 | WILLIAMS | AZ | 86046 | Coconino | 1 | Perm Closure | 1975-01-01 | 10000 | Gasoline | COMPARTMENT A | Single Walled | Asphalt coated or Bare Steel | Pressure |  |  | Removal | 2012-02-09
0-006108 | PENN-MOR MFG DIVISION | 1501 S RURAL RD | TEMPE | AZ | 85281 | Maricopa | 1 | Perm Closure | 1978-04-15 | 1000 | Gasoline | COMPARTMENT A | Double Walled | Asphalt coated or Bare Steel |  |  |  | Removal | 1988-05-12
0-003772 | PHILLIPS 66 COMPANY #020009 | 1029 E DEUCE OF CLUBS | SHOW LOW | AZ | 85901 | Navajo | 2 | Perm Closure | 1968-01-01 | 550 | Used Oil/Waste Oil | COMPARTMENT A | Single Walled | Asphalt coated or Bare Steel |  |  |  | Removal | 1989-03-01
0-003772 | PHILLIPS 66 COMPANY #020009 | 1029 E DEUCE OF CLUBS | SHOW LOW | AZ | 85901 | Navajo | 1 | Perm Closure | 1968-01-01 | 4000 | Gasoline | COMPARTMENT A | Single Walled | Asphalt coated or Bare Steel |  |  |  | Removal | 1988-12-10
0-003734 | PHILLIPS 66 COMPANY #016082 | 830 W BROADWAY RD | TEMPE | AZ | 85282 | Maricopa | 2 | Perm Closure | 1967-01-01 | 550 | Used Oil/Waste Oil | COMPARTMENT A |  | Asphalt coated or Bare Steel |  |  |  | Removal | 2016-11-30
0-003594 | ALL AMERICAN FUEL | 57 S LAKE POWELL BLVD | PAGE | AZ | 86040 | Coconino | 5 | Perm Closure | 1989-08-01 | 500 | Used Oil/Waste Oil | COMPARTMENT A |  | Asphalt coated or Bare Steel | Gravity Feed |  |  | Removal | 1994-12-01
0-003602 | PALOMINAS ELEMENTARY SCHOOL | 10385 E HIGHWAY 92 | PALOMINAS | AZ | 85615 | Cochise | 1 | Open | 1981-01-01 | 10000 | Gasoline | COMPARTMENT A | Double Walled | Composite (Steel/Fiberglass) | Pressure | Single Walled | Bare or Galvanized Steel
0-003602 | PALOMINAS ELEMENTARY SCHOOL | 10385 E HIGHWAY 92 | PALOMINAS | AZ | 85615 | Cochise | 2 | Perm Closure | 1971-01-01 | 1000 | Gasoline | COMPARTMENT A | Double Walled | Composite (Steel/Fiberglass) | Suction - Check Valve at the Tank Top | Single Walled | Bare or Galvanized Steel | Removal | 2000-01-19
0-003634 | PAYLESS CASHWAYS INC | 1509 N ARIZONA AVE | CHANDLER | AZ | 85225 | Maricopa | 1 | Perm Closure | 1983-01-01 | 1060 | Gasoline | COMPARTMENT A |  | Asphalt coated or Bare Steel |  |  |  | Removal | 1988-04-25
0-009796 | NORTH AMERICAN MOVING & STORAGE | 4 S SAN FRANCISCO ST | FLAGSTAFF | AZ | 86001 | Coconino | 2 | Perm Closure | 2005-06-17 | 500 | Gasoline | COMPARTMENT A | Single Walled | Asphalt coated or Bare Steel |  |  |  | Removal | 2001-10-31
0-003540 | NORTHWOOD BUILDING CENTER INC | 2611 E 7TH AVE | FLAGSTAFF | AZ | 86004 | Coconino | 1 | Perm Closure | 1974-01-01 | 2000 | Gasoline | COMPARTMENT A |  | Asphalt coated or Bare Steel |  |  |  | Removal | 1989-01-30
0-008973 | OASIS FELLOWSHIP | 7765 N PALO VERDE RD | FLORENCE | AZ | 85132 | Pinal | 2 | Perm Closure | 1975-01-01 |  | Diesel | COMPARTMENT A |  | Asphalt coated or Bare Steel |  |  |  | Removal
0-006948 | EXXONMOBIL OIL CORP #10785 | 5958 E MCKELLIPS RD | MESA | AZ | 85215 | Maricopa | 4 | Perm Closure | 1990-05-17 | 10000 | Gasoline | COMPARTMENT A | Single Walled | Fiberglass Reinforced Plastic | Pressure |  | Fiberglass Reinforced Plastic | Removal | 2006-10-05
0-006458 | DAVES FAST STOP | 3933 N ROBERT RD | PRESCOTT VALLEY | AZ | 86314 | Yavapai | 4 | Open | 1996-04-11 | 10000 | Gasoline | COMPARTMENT A | Double Walled | Fiberglass Reinforced Plastic | Pressure | Double Walled | Flexible
0-000653 | SUN CITY AUTO BODY | 10120 W BELL RD | SUN CITY | AZ | 85351 | Maricopa | 2 | Open | 1988-01-01 | 12000 | Gasoline | COMPARTMENT A | Double Walled | Composite (Steel/Fiberglass) | Pressure |  | Fiberglass Reinforced Plastic
0-000653 | SUN CITY AUTO BODY | 10120 W BELL RD | SUN CITY | AZ | 85351 | Maricopa | 4 | Open | 1988-01-01 | 500 | Used Oil/Waste Oil | COMPARTMENT A | Double Walled | Composite (Steel/Fiberglass) | Gravity Feed |  | Fiberglass Reinforced Plastic
0-002470 | MILLER BRANDS OF PHOENIX | 5061 N 51ST AVE | GLENDALE | AZ | 85301 | Maricopa | 3 | Perm Closure | 1978-03-17 | 12000 | Diesel | COMPARTMENT A | Single Walled | Asphalt coated or Bare Steel | Pressure |  |  | Removal | 1999-03-04
0-002470 | MILLER BRANDS OF PHOENIX | 5061 N 51ST AVE | GLENDALE | AZ | 85301 | Maricopa | 7 | Perm Closure | 1981-03-17 | 2000 | Used Oil/Waste Oil | COMPARTMENT A | Single Walled | Asphalt coated or Bare Steel | Suction - Check Valve at the Tank Top |  |  | Removal | 1993-10-08
0-003174 | WESTEX INC C/O SAIA MOTOR FREIGHT LINE | 2717 N FLOWING WELLS RD | TUCSON | AZ | 85705 | Pima | 1 | Perm Closure | 1975-05-03 | 2000 | Gasoline | COMPARTMENT A | Unknown | Asphalt coated or Bare Steel |  |  |  | Removal | 1987-12-12
0-005440 | MINI-MAX FOOD STORE | 705 E MAIN ST | AVONDALE | AZ | 85323 | Maricopa | 1 | Perm Closure | 1983-01-01 | 10000 | Gasoline | COMPARTMENT A | Single Walled | Fiberglass Reinforced Plastic | Pressure |  | Fiberglass Reinforced Plastic | Removal | 2016-09-08
0-009814 | SAINT MARYS ROMAN CATHOLIC CHURCH |  | PHOENIX |  |  | Maricopa | 1 | Perm Closure | 2005-06-17 | 1000 | Used Oil/Waste Oil | COMPARTMENT A | Single Walled | Asphalt coated or Bare Steel |  |  |  | Removal | 2001-11-24
0-002019 | EXXON #7-6351 | 1215 S COUNTRY CLUB DR | MESA | AZ | 85210 | Maricopa | 6 | Perm Closure | 1969-01-01 | 8000 | Gasoline | COMPARTMENT A | Single Walled | Asphalt coated or Bare Steel | Pressure |  | Fiberglass Reinforced Plastic | Removal | 1996-11-01
0-002019 | EXXON #7-6351 | 1215 S COUNTRY CLUB DR | MESA | AZ | 85210 | Maricopa | 3 | Perm Closure | 1969-01-01 | 3000 | Gasoline | COMPARTMENT A | Single Walled | Asphalt coated or Bare Steel | Pressure |  | Fiberglass Reinforced Plastic | Removal | 1996-11-01
0-002019 | EXXON #7-6351 | 1215 S COUNTRY CLUB DR | MESA | AZ | 85210 | Maricopa | 10 | Perm Closure | 1996-11-28 | 10000 | Gasoline | COMPARTMENT A | Double Walled | Fiberglass Reinforced Plastic | Pressure | Double Walled | Fiberglass Reinforced Plastic | Removal | 2003-08-12
0-007215 | SUN CITY VISTOSO MINIT MARKET | 1171 E RANCHO VISTOSO BLVD | ORO VALLEY | AZ | 85755 | Pima | 3 | Perm Closure | 1990-01-01 | 10000 | Gasoline | COMPARTMENT A | Double Walled | Fiberglass Reinforced Plastic | Pressure | Double Walled | Fiberglass Reinforced Plastic | Removal | 2003-04-29
0-009764 | JACKRABBIT CHEVRON | 1419 N JACKRABBIT TRL | BUCKEYE | AZ | 85396 | Maricopa | 2 | Open | 2001-01-03 | 10000 | Gasoline | COMPARTMENT B | Double Walled | Fiberglass Reinforced Plastic | Pressure | Double Walled | Fiberglass Reinforced Plastic
0-004105 | AVIATION MANAGEMENT SYSTEMS INC | 3737 E BONANZA WAY | PHOENIX | AZ | 85034 | Maricopa | 2 | Perm Closure | 1979-01-01 | 10000 | Gasoline | COMPARTMENT A | Single Walled | Asphalt coated or Bare Steel |  |  |  | Removal | 1996-12-18
0-004105 | AVIATION MANAGEMENT SYSTEMS INC | 3737 E BONANZA WAY | PHOENIX | AZ | 85034 | Maricopa | 3 | Perm Closure | 1979-01-01 | 1500 | Unidentified | COMPARTMENT A | Single Walled | Asphalt coated or Bare Steel |  |  |  | Removal | 1990-01-19
0-005050 | CIRCLE K STORE #2709162 | 1995 W CHANDLER BLVD | CHANDLER | AZ | 85224 | Maricopa | 2 | Open | 1989-03-03 | 10000 | Gasoline | COMPARTMENT A | Double Walled | Fiberglass Reinforced Plastic | Pressure | Single Walled | Fiberglass Reinforced Plastic
0-008106 | CARIOCA #32 | 3243 E INDIAN SCHOOL RD | PHOENIX | AZ | 85018 | Maricopa | 2 | Perm Closure | 1969-01-01 | 10000 | Gasoline | COMPARTMENT A |  | Asphalt coated or Bare Steel | Pressure | Double Walled | Fiberglass Reinforced Plastic | Removal | 2005-05-26
0-008106 | CARIOCA #32 | 3243 E INDIAN SCHOOL RD | PHOENIX | AZ | 85018 | Maricopa | 5 | Perm Closure | 1969-01-01 | 500 | Used Oil/Waste Oil | COMPARTMENT A |  | Asphalt coated or Bare Steel |  |  |  | Removal | 1998-06-18
0-009957 | SAFEWAY #2097 | 4805 E GREENWAY RD | PHOENIX | AZ | 85254 | Maricopa | 1 | Open | 2003-04-01 | 10000 | Gasoline | COMPARTMENT A | Unknown | Asphalt coated or Bare Steel
0-010032 | QUIKTRIP #425 | 2941 E INDIAN SCHOOL RD | PHOENIX | AZ | 85016 | Maricopa | 2 | Open | 2004-05-14 | 20000 | Gasoline | COMPARTMENT A | Double Walled | Fiberglass Reinforced Plastic | Pressure | Double Walled | Fiberglass Reinforced Plastic
0-000645 | SPEEDWAY #2958 | 10800 E NORTH FRONTAGE RD | YUMA | AZ | 85367 | Yuma | 2 | Open | 1983-01-01 | 12000 | Gasoline (PUL) | COMPARTMENT A | Double Walled | Composite (Steel/Fiberglass) | Pressure | Single Walled | Fiberglass Reinforced Plastic
0-009090 | KV 33 CORP | 56 E 5TH ST | TUCSON | AZ | 85705 | Pima | 2 | Perm Closure | 2005-06-17 | 6000 | Gasoline | COMPARTMENT A | Unknown | Asphalt coated or Bare Steel |  |  |  | Removal | 1986-12-30
0-005472 | CIRCLE K #2937 | 2515 E FORT LOWELL RD | TUCSON | AZ | 85716 | Pima | 2 | Perm Closure | 1973-04-03 | 8000 | Gasoline | COMPARTMENT A | Double Walled | Asphalt coated or Bare Steel | Pressure |  |  | Removal | 1993-09-20
0-006870 | SAFEWAY FUEL #1684 | 1900 E BROADWAY BLVD | TUCSON | AZ | 85719 | Pima | 3 | Perm Closure | 1990-04-01 | 12000 | Gasoline | COMPARTMENT A | Double Walled | Fiberglass Reinforced Plastic | Pressure |  | Fiberglass Reinforced Plastic | Removal | 1994-10-18
0-006870 | SAFEWAY FUEL #1684 | 1900 E BROADWAY BLVD | TUCSON | AZ | 85719 | Pima | 2 | Perm Closure | 1990-04-01 | 12000 | Gasoline | COMPARTMENT A | Double Walled | Fiberglass Reinforced Plastic | Pressure |  | Fiberglass Reinforced Plastic | Removal | 1994-10-18
0-000484 | ASSOCIATED CITRUS PACKERS | 2 W 6TH ST | YUMA | AZ | 85364 | Yuma | 1 | Perm Closure | 1969-01-01 | 5000 | Diesel | COMPARTMENT A |  | Asphalt coated or Bare Steel |  |  |  | Removal | 1989-09-11
0-008990 | ARCO AM/PM #82770 | 550 W ELLIOT RD | TEMPE | AZ | 85284 | Maricopa | 4 | Perm Closure | 1996-03-12 | 10000 | Diesel | COMPARTMENT A | Double Walled | Fiberglass Reinforced Plastic | Pressure | Double Walled | Fiberglass Reinforced Plastic | Removal | 2016-06-28
0-005324 | ARIZONA BEEF | 2401 S 19TH AVE | PHOENIX | AZ | 85009 | Maricopa | 2 | Perm Closure | 1970-05-22 | 2000 | Gasoline | COMPARTMENT A | Unknown | Asphalt coated or Bare Steel |  |  |  | Removal | 1988-11-10
0-000399 | APS |  | BISBEE |  |  | Cochise | 1 | Perm Closure | 1946-01-01 | 10000 | Gasoline | COMPARTMENT A |  | Asphalt coated or Bare Steel |  |  |  | Removal | 1988-12-01
0-000726 | FLORENCE ACI HOG FARM | 1305 E BUTTE AVE | FLORENCE | AZ | 85132 | Pinal | 1 | Perm Closure | 1985-01-01 | 10000 | Diesel | COMPARTMENT A |  | Fiberglass Reinforced Plastic | Suction - Check Valve at the Tank Top |  |  | Removal | 1994-12-07
0-009005 | 4TH AVENUE THRIFT STORE | 1491 S 4TH AVE | YUMA | AZ | 85364 | Yuma | 1 | Perm Closure | 2005-06-17 | 550 | Unidentified | COMPARTMENT A | Double Walled | Composite (Steel/Fiberglass) |  |  |  | Removal | 1998-12-01
0-004638 | 7-ELEVEN #19613 | 2050 W GUADALUPE RD | MESA | AZ | 85202 | Maricopa | 3 | Perm Closure | 1984-01-01 | 10000 | Gasoline | COMPARTMENT A | Single Walled | Fiberglass Reinforced Plastic | Pressure |  | Fiberglass Reinforced Plastic | Removal | 2009-01-26
0-008847 | BURKS AUTO/V. WATERS STATION | 100 N CORONADO BLVD | CLIFTON | AZ | 85533 | Greenlee | 2 | Perm Closure | 2005-06-17 | 5000 | Gasoline | COMPARTMENT A | Double Walled | Asphalt coated or Bare Steel |  |  |  | Removal | 1997-03-27
0-008847 | BURKS AUTO/V. WATERS STATION | 100 N CORONADO BLVD | CLIFTON | AZ | 85533 | Greenlee | 1 | Perm Closure | 2005-06-17 | 1000 | Gasoline | COMPARTMENT A | Double Walled | Asphalt coated or Bare Steel |  |  |  | Removal | 1997-03-27
0-003771 | TRAMPS AUTO | 4101 E 29TH ST | TUCSON | AZ | 85711 | Pima | 4 | Perm Closure | 1964-01-01 | 4000 | Gasoline | COMPARTMENT A |  | Asphalt coated or Bare Steel |  |  |  | Removal | 1984-08-01
0-005130 | TRICO ELECTRIC COOPERATIVE INC | 5100 W INA RD | TUCSON | AZ | 85743 | Pima | 2 | Perm Closure | 1977-03-05 | 10000 | Gasoline | COMPARTMENT A | Unknown | Asphalt coated or Bare Steel |  |  |  | Removal | 1988-12-07
0-005527 | THE TACKLE SHOP LLC | 25373 HIGHWAY 191 | ALPINE | AZ | 85920 | Apache | 6 | Open | 1990-05-12 | 6000 | Gasoline | COMPARTMENT A | Double Walled | Composite (Steel/Fiberglass) | Pressure | Single Walled | Fiberglass Reinforced Plastic
0-005040 | SPEEDWAY STORE #2999 | 410 W HOPI DR | HOLBROOK | AZ | 86025 | Navajo | 4 | Open | 2007-09-26 | 12000 | Gasoline | COMPARTMENT A | Double Walled | Composite (Steel/Fiberglass) | Pressure
0-008882 | SUPERPUMPER #7 | 6324 E GREENWAY RD | PHOENIX | AZ | 85254 | Maricopa | 4 | Open | 1996-01-19 | 20000 | Gasoline | COMPARTMENT A | Double Walled | Fiberglass Reinforced Plastic | Pressure | Double Walled | Fiberglass Reinforced Plastic
0-005365 | USDA FS - TONTO NF - VERDE RANGER STATION |  | CAMP VERDE |  |  | Yavapai | 1 | Perm Closure | 1979-01-29 | 5000 | Gasoline | COMPARTMENT A | Unknown | Asphalt coated or Bare Steel |  |  |  | Removal | 1991-11-26
0-005210 | TWIN PINES GASOLINE STORE | 7141 N US HIGHWAY 89 | FLAGSTAFF | AZ | 86004 | Coconino | 3 | Perm Closure | 1978-04-21 | 12000 | Gasoline | COMPARTMENT A | Single Walled | Asphalt coated or Bare Steel | Pressure |  | Fiberglass Reinforced Plastic | Removal | 2018-08-29
0-005252 | PAGE MOBIL | 55 S LAKE POWELL BLVD | PAGE | AZ | 86040 | Coconino | 10 | Perm Closure | 1986-09-30 | 10000 | Gasoline | COMPARTMENT A | Double Walled | Composite (Steel/Fiberglass) | Suction - Check Valve at the Tank Top |  | Fiberglass Reinforced Plastic | Removal | 2009-12-17
0-008315 | GTSW 4246-056 ST JOHNS CONCHO | 37 COUNTY RD 5059 | CONCHO | AZ | 85924 | Apache | 1 | Perm Closure | 1980-01-01 | 550 | Diesel | COMPARTMENT A | Single Walled | Asphalt coated or Bare Steel | Suction - Check Valve at the Tank Top | Single Walled | Bare or Galvanized Steel | Removal | 1994-04-15
0-005039 | HALLUM STORES | 900 E WHITE MOUNTAIN BLVD | PINETOP-LAKESIDE | AZ | 85935 | Navajo | 3 | Temp Closure | 1981-01-01 | 10000 | Gasoline | COMPARTMENT A |  | Fiberglass Reinforced Plastic | Pressure | Double Walled | Fiberglass Reinforced Plastic |  | 2018-10-02
0-002538 | HARVEY HUBBELL INC | 2522 W HOLLY ST | PHOENIX | AZ | 85009 | Maricopa | 3 | Perm Closure | 1978-04-15 | 500 | Used Oil/Waste Oil | COMPARTMENT A | Single Walled | Asphalt coated or Bare Steel |  |  |  | Removal | 1987-08-14
0-007579 | GORDON STEEL | 520 E BRANNEN AVE | FLAGSTAFF | AZ | 86001 | Coconino | 1 | Perm Closure | 2005-06-17 |  | Gasoline | COMPARTMENT A | Unknown | Unknown |  |  |  | Removal | 1989-07-24
0-006449 | SPEEDWAY STORE #2886 | 101 E BUTLER AVE | FLAGSTAFF | AZ | 86001 | Coconino | 1 | Perm Closure | 1985-09-10 | 10000 | Gasoline | COMPARTMENT A | Unknown | Asphalt coated or Bare Steel |  |  |  | Removal | 1994-10-13
0-009766 | GAS 4 LESS | 1131 W FRONTAGE RD | RIO RICO | AZ | 85648 | Santa Cruz | 1 | Open | 2001-05-19 | 4000 | Diesel | COMPARTMENT A | Double Walled | Fiberglass Reinforced Plastic | Pressure | Double Walled | Fiberglass Reinforced Plastic
0-009304 | LOVE'S TRAVEL STOP | 4703 MAIN ST | JOSEPH CITY | AZ | 86032 | Navajo | 1 | Open | 1997-10-01 | 20000 | Gasoline | COMPARTMENT A | Double Walled | Composite (Steel/Fiberglass) | Pressure | Double Walled | Flexible
0-009304 | LOVE'S TRAVEL STOP | 4703 MAIN ST | JOSEPH CITY | AZ | 86032 | Navajo | 5 | Open | 1997-10-01 | 20000 | Diesel | COMPARTMENT A | Double Walled | Composite (Steel/Fiberglass) | Pressure | Double Walled | Flexible
0-007357 | MARRIOTT CAMELBACK GOLF CLUB | 7847 N MOCKINGBIRD LN | PARADISE VALLEY | AZ | 85253 | Maricopa | 1 | Perm Closure | 1970-01-01 | 1000 | Gasoline | COMPARTMENT A | Double Walled | Asphalt coated or Bare Steel | Suction - Check Valve at the Tank Top |  | Bare or Galvanized Steel | Removal | 1998-08-18
0-003119 | MC NEELEYS | 503 S BEELINE HWY | PAYSON | AZ | 85541 | Gila | 4 | Perm Closure | 2005-06-17 |  | Gasoline | COMPARTMENT A | Double Walled | Asphalt coated or Bare Steel |  |  |  | Removal | 1986-01-01
0-003119 | MC NEELEYS | 503 S BEELINE HWY | PAYSON | AZ | 85541 | Gila | 1 | Perm Closure | 2005-06-17 |  | Gasoline | COMPARTMENT A | Double Walled | Asphalt coated or Bare Steel |  |  |  | Removal | 1986-01-01
0-002733 | JOHNSON MOTORS CORP | 804 S 1ST AVE | SAFFORD | AZ | 85546 | Graham | 1 | Perm Closure | 1951-02-22 | 500 | Gasoline | COMPARTMENT A | Single Walled | Asphalt coated or Bare Steel |  |  |  | Removal | 1989-10-30
0-002758 | USDOJ INS - US BORDER PATROL | 4035 S AVENUE A | YUMA | AZ | 85365 | Yuma | 1 | Perm Closure | 1980-01-01 | 6000 | Gasoline | COMPARTMENT A | Single Walled | Asphalt coated or Bare Steel | Pressure | Single Walled | Bare or Galvanized Steel | Removal | 1993-05-19
0-005835 | INSTA-TUNE | 8232 N 7TH ST | PHOENIX | AZ | 85020 | Maricopa | 2 | Perm Closure | 2005-06-17 | 5000 | Gasoline | COMPARTMENT A | Unknown | Asphalt coated or Bare Steel |  |  |  | Removal | 1988-11-08
0-004064 | DIAMOND DOT MARKET #431 | 25851 S POWER RD | QUEEN CREEK | AZ | 85142 | Maricopa | 2 | Perm Closure | 1978-01-01 | 6000 | Gasoline | COMPARTMENT A | Single Walled | Asphalt coated or Bare Steel | Pressure | Double Walled | Fiberglass Reinforced Plastic | Removal | 2019-09-12
0-004064 | DIAMOND DOT MARKET #431 | 25851 S POWER RD | QUEEN CREEK | AZ | 85142 | Maricopa | 5 | Open | 2019-10-10 | 5000 | Diesel | COMPARTMENT B | Double Walled | Fiberglass Reinforced Plastic | Pressure | Double Walled | Fiberglass Reinforced Plastic
0-004578 | CITY OF SOMERTON - PUBLIC WORKS YARD | 348 N SOMERTON AVE | SOMERTON | AZ | 85350 | Yuma | 1 | Perm Closure | 1982-05-20 | 1000 | Diesel | COMPARTMENT A | Double Walled | Asphalt coated or Bare Steel |  |  |  | Removal | 1991-05-01
0-004574 | DOMINQUEZ MARKET | 4095 US HIGHWAY 68 | GOLDEN VALLEY | AZ | 86413 | Mohave | 2 | Perm Closure | 1983-04-25 | 3000 | Gasoline | COMPARTMENT A | Double Walled | Asphalt coated or Bare Steel |  |  |  | Removal | 1999-01-01
0-006059 | PHOENICIAN GOLF COURSE - MAINTENANCE YARD | 4701 N 64TH ST | SCOTTSDALE | AZ | 85251 | Maricopa | 2 | Perm Closure | 1982-03-31 | 1000 | Diesel | COMPARTMENT A | Unknown | Asphalt coated or Bare Steel | Suction - Check Valve at the Tank Top |  |  | Removal | 1992-12-24
0-003495 | PINE MEADOWS COUNTRY CLUB MAINTENANCE SHOP | 2209 COUNTRY CLUB DR | OVERGAARD | AZ | 85928 | Navajo | 1 | Perm Closure | 1978-05-02 | 1000 | Gasoline | COMPARTMENT A |  | Asphalt coated or Bare Steel | Suction - Check Valve at the Tank Top |  |  | Removal | 1998-10-12
0-008685 | PALOMINAS FARMS | 10438 E HIGHWAY 92 | HEREFORD | AZ | 85615 | Cochise | 1 | Perm Closure | 2005-06-17 |  | Unidentified | COMPARTMENT A | Unknown | Unknown |  |  |  | Removal | 1990-01-01
0-009634 | MOUNT ELDEN MOTORS | 3773 N KASPER AVE | FLAGSTAFF | AZ | 86004 | Coconino | 1 | Perm Closure | 1976-01-01 | 500 | Used Oil/Waste Oil | COMPARTMENT A | Unknown | Asphalt coated or Bare Steel | Gravity Feed |  | Bare or Galvanized Steel | Removal | 2000-05-10
0-000334 | PEP BOYS #728 | 4275 W INA RD | MARANA | AZ | 85741 | Pima | 1 | Perm Closure | 1987-01-01 | 550 | Used Oil/Waste Oil | COMPARTMENT A | Double Walled | Fiberglass Reinforced Plastic |  |  |  | Removal | 1998-11-01
0-003685 | PEPSI-COLA BOTTLING COMPANY | 2500 AIRWAY AVE | KINGMAN | AZ | 86409 | Mohave | 2 | Perm Closure | 1977-01-01 | 5000 | Diesel | COMPARTMENT A |  | Asphalt coated or Bare Steel |  |  |  | Removal | 1990-04-19
0-003240 | MOBIL 18-MEN | 7350 W CHANDLER BLVD | CHANDLER | AZ | 85226 | Maricopa | 3 | Perm Closure | 1969-01-01 | 10000 | Gasoline | COMPARTMENT A |  | Asphalt coated or Bare Steel |  |  |  | Removal | 1987-01-01
0-008053 | ROBERT PETERSON''S GAS STATION | 773 N ROBSON | MESA | AZ | 85201 | Maricopa | 2 | Perm Closure | 1955-04-01 | 1000 | Unidentified | COMPARTMENT A | Unknown | Asphalt coated or Bare Steel | Suction - Check Valve at the Tank Top |  | Bare or Galvanized Steel | Removal | 1992-07-01
0-000649 | BASKETT FARMS INC | 13460 N 75TH DR | PEORIA | AZ | 85381 | Maricopa | 3 | Perm Closure | 1976-01-01 | 10000 | Diesel | COMPARTMENT A |  | Asphalt coated or Bare Steel |  |  |  | Removal | 1989-09-01
0-001449 | CIRCLE K #2701618 | 6002 N 7TH AVE | PHOENIX | AZ | 85013 | Maricopa | 1 | Open | 1985-01-01 | 10000 | Gasoline | COMPARTMENT A | Single Walled | Fiberglass Reinforced Plastic | Pressure |  | Fiberglass Reinforced Plastic
0-008909 | AZTEC MOTEL | 22200 W OLD HIGHWAY 66 | SELIGMAN | AZ | 86337 | Yavapai | 3 | Perm Closure | 1950-01-01 | 300 | Gasoline | COMPARTMENT A | Single Walled | Asphalt coated or Bare Steel |  |  |  | Removal | 1996-09-07
0-009325 | ARCO AM/PM | 760 W RAY RD | GILBERT | AZ | 85233 | Maricopa | 2 | Perm Closure | 1998-06-26 | 15000 | Gasoline | COMPARTMENT A | Double Walled | Fiberglass Reinforced Plastic | Pressure | Double Walled | Fiberglass Reinforced Plastic | Removal | 2007-01-11
0-008517 | AJO WAY FUEL CENTER | 2545 E AJO WAY | TUCSON | AZ | 85713 | Pima | 2 | Open | 1994-09-01 | 650 | Unidentified | COMPARTMENT A | Double Walled | Composite (Steel/Fiberglass) | Pressure | Double Walled | Fiberglass Reinforced Plastic
0-004653 | 7-ELEVEN #21821 | 815 S ALMA SCHOOL RD | MESA | AZ | 85210 | Maricopa | 1 | Perm Closure | 1984-01-01 | 10000 | Gasoline | COMPARTMENT A | Single Walled | Fiberglass Reinforced Plastic | Pressure |  | Fiberglass Reinforced Plastic | Removal | 2017-09-12
0-004663 | 7-ELEVEN #23765 | 4302 W MCDOWELL RD | PHOENIX | AZ | 85035 | Maricopa | 6 | Perm Closure | 2002-08-01 | 15000 | Diesel | COMPARTMENT A | Double Walled | Composite (Steel/Fiberglass) | Pressure | Double Walled | Fiberglass Reinforced Plastic | Removal | 2012-09-25
0-002358 | CAVCO INDUSTRIES INC | 2502 W DURANGO ST | PHOENIX | AZ | 85009 | Maricopa | 2 | Perm Closure | 1988-09-01 | 2000 | Gasoline | COMPARTMENT A | Single Walled | Fiberglass Reinforced Plastic | Pressure |  |  | Removal | 1997-03-05
0-009406 | CAMELBACK VOLKSWAGEN | 1499 E CAMELBACK RD | PHOENIX | AZ | 85014 | Maricopa | 1 | Perm Closure | 1983-01-01 | 550 | Used Oil/Waste Oil | COMPARTMENT A | Unknown | Asphalt coated or Bare Steel |  |  |  | Removal | 1999-01-08
0-002373 | GILA BEND FOOD MART LLC | 619 W PIMA ST | GILA BEND | AZ | 85337 | Maricopa | 8 | Open | 2019-08-08 | 10000 | Gasoline (PUL) | COMPARTMENT A | Double Walled | Fiberglass Reinforced Plastic | Pressure | Double Walled | Fiberglass Reinforced Plastic
0-000946 | SHELL #31 | 6705 W BETHANY HOME RD | GLENDALE | AZ | 85303 | Maricopa | 3 | Perm Closure | 1981-01-01 | 10000 | Gasoline | COMPARTMENT A | Single Walled | Asphalt coated or Bare Steel | Pressure | Double Walled | Fiberglass Reinforced Plastic | Removal | 2020-10-08
0-001568 | TRIPLE H ENTERPRISES | 6527 W NORTHVIEW AVE | GLENDALE | AZ | 85301 | Maricopa | 3 | Perm Closure | 1974-01-01 | 2000 | Gasoline | COMPARTMENT A |  | Asphalt coated or Bare Steel |  |  |  | Removal | 1988-08-30
0-006072 | TRUCK SALVAGE COMPANY | 1433 S 19TH AVE | PHOENIX | AZ | 85009 | Maricopa | 3 | Perm Closure | 1978-04-07 | 1000 | Gasoline | COMPARTMENT A | Double Walled | Asphalt coated or Bare Steel |  |  |  | Removal | 1988-04-01
0-009151 | TANQUE VERDE GUEST RANCH | 14301 E SPEEDWAY BLVD | TUCSON | AZ | 85748 | Pima | 2 | Perm Closure | 2005-06-17 | 2000 | Gasoline | COMPARTMENT A |  | Asphalt coated or Bare Steel | Suction - Check Valve at the Dispenser |  |  | Removal | 1998-05-05
0-008717 | SUPERPUMPER #6 | 15752 N FRANK LLOYD WRIGHT BLVD | SCOTTSDALE | AZ | 85260 | Maricopa | 3 | Open | 1995-08-30 | 20000 | Gasoline | COMPARTMENT A | Double Walled | Fiberglass Reinforced Plastic | Pressure | Double Walled | Fiberglass Reinforced Plastic
0-004495 | WINTERSBURG FARM |  | WINTERSBURG |  |  | Maricopa | 1 | Perm Closure | 1980-01-01 | 1000 | Diesel | COMPARTMENT A | Single Walled | Asphalt coated or Bare Steel |  |  |  | Removal | 1990-12-01
0-008301 | U OF A - PHARMACY BUILDING | 1730 E MABEL ST | TUCSON | AZ | 85721 | Pima | 1 | Perm Closure | 1980-10-01 | 1000 | Diesel | COMPARTMENT A | Double Walled | Fiberglass Reinforced Plastic | Suction - Check Valve at the Tank Top |  |  | Removal | 1994-06-23
0-006025 | U-SAVE MINI MART | 2302 E BROADWAY RD | PHOENIX | AZ | 85040 | Maricopa | 1 | Perm Closure | 1984-01-01 | 6000 | Gasoline | COMPARTMENT A |  | Asphalt coated or Bare Steel | Suction - Check Valve at the Tank Top |  | Bare or Galvanized Steel | Removal | 2000-07-25
0-009403 | VACANT | 415 N GILBERT RD | GILBERT | AZ | 85234 | Maricopa | 1 | Perm Closure | 2005-06-17 | 3000 | Unidentified | COMPARTMENT A | Single Walled | Asphalt coated or Bare Steel |  |  |  | Removal | 1998-12-04
0-007406 | 507-07-037 | 312 W 2ND ST | CASA GRANDE | AZ | 85122 | Pinal | 1 | Perm Closure | 1936-01-01 | 1000 | Used Oil/Waste Oil | COMPARTMENT A | Double Walled | Asphalt coated or Bare Steel | Suction - Check Valve at the Tank Top |  | Bare or Galvanized Steel | Removal | 1991-09-25
0-001694 | MCNEECE SHELL #20 | 2400 S 4TH AVE | YUMA | AZ | 85364 | Yuma | 2 | Perm Closure | 1976-01-01 | 10000 | Gasoline | COMPARTMENT A |  | Asphalt coated or Bare Steel | Suction - Check Valve at the Tank Top |  | Fiberglass Reinforced Plastic | Removal | 1994-09-08
0-001694 | MCNEECE SHELL #20 | 2400 S 4TH AVE | YUMA | AZ | 85364 | Yuma | 7 | Open | 1994-09-09 | 12000 | Gasoline | COMPARTMENT A | Double Walled | Fiberglass Reinforced Plastic | Pressure | Double Walled | Fiberglass Reinforced Plastic
0-008910 | MEXICO DELI INC | 12946 W SANTA FE DR | SURPRISE | AZ | 85378 | Maricopa | 2 | Perm Closure | 1982-01-01 | 6000 | Gasoline | COMPARTMENT A | Double Walled | Asphalt coated or Bare Steel | Suction - Check Valve at the Tank Top |  |  | Removal | 1999-04-28
0-003479 | GREYHOUND LINES INC | 401 S MALPAIS LN | FLAGSTAFF | AZ | 86001 | Coconino | 1 | Perm Closure | 1971-05-16 | 2000 | Gasoline | COMPARTMENT A | Unknown | Unknown |  |  |  | Closed in Place | 1989-01-15
0-009789 | FRYS FUEL CENTER #138 | 4036 N 1ST AVE | TUCSON | AZ | 85719 | Pima | 1 | Open | 2001-08-08 | 8000 | Gasoline | COMPARTMENT A | Double Walled | Fiberglass Reinforced Plastic | Pressure | Double Walled | Flexible
0-009789 | FRYS FUEL CENTER #138 | 4036 N 1ST AVE | TUCSON | AZ | 85719 | Pima | 2 | Open | 2001-08-08 | 20000 | Gasoline | COMPARTMENT A | Double Walled | Fiberglass Reinforced Plastic | Pressure | Double Walled | Flexible
0-008721 | LEHR STATION | 4721 E CINDRICH ST | TUCSON | AZ | 85706 | Pima | 1 | Perm Closure | 2005-06-17 | 300 | Unidentified | COMPARTMENT A | Double Walled | Asphalt coated or Bare Steel |  |  |  | Removal | 1995-10-05
0-002701 | JARNAGIS FARMS | 10047 W CAMELBACK RD | PHOENIX | AZ | 85037 | Maricopa | 1 | Perm Closure | 1978-03-13 | 2000 | Diesel | COMPARTMENT A | Unknown | Unknown |  |  |  | Removal | 1989-12-01
0-002635 | SHASTA POOLS | 1740 GRAND AVE | PHOENIX | AZ | 85007 | Maricopa | 1 | Perm Closure | 1964-07-10 | 1000 | Gasoline | COMPARTMENT A | Single Walled | Asphalt coated or Bare Steel |  |  |  | Removal | 1988-09-01
0-005760 | CITY OF PAGE - GARAGE | 9 7TH AVE | PAGE | AZ | 86040 | Coconino | 3 | Perm Closure | 1984-06-05 | 8000 | Diesel | COMPARTMENT A | Double Walled | Asphalt coated or Bare Steel | Pressure |  | Bare or Galvanized Steel | Removal | 1993-06-01
0-006291 | RIO RICO SERVICE CENTER INC | 1041 YAVAPAI DR | RIO RICO | AZ | 85648 | Santa Cruz | 3 | Perm Closure | 1978-01-01 | 10000 | Gasoline | COMPARTMENT A |  | Asphalt coated or Bare Steel | Pressure |  | Fiberglass Reinforced Plastic | Removal | 2020-02-13
0-006291 | RIO RICO SERVICE CENTER INC | 1041 YAVAPAI DR | RIO RICO | AZ | 85648 | Santa Cruz | 5 | Open | 2020-05-15 | 5000 | Diesel #2 | COMPARTMENT A | Double Walled | Fiberglass Reinforced Plastic | Pressure | Double Walled | Fiberglass Reinforced Plastic
0-008264 | PITRE BUICK-ISUZU-SUZUKI | 1560 N 67TH PL | SCOTTSDALE | AZ | 85257 | Maricopa | 1 | Perm Closure | 1982-11-01 | 250 | Used Oil/Waste Oil | COMPARTMENT A | Double Walled | Unknown | Gravity Feed | Double Walled |  | Removal | 1995-02-17
0-007388 | CHASE BANK OPERATIONS CENTER | 3700 N 3RD AVE | PHOENIX | AZ | 85013 | Maricopa | 1 | Perm Closure | 1979-01-01 | 10000 | Diesel | COMPARTMENT A |  | Asphalt coated or Bare Steel | Gravity Feed |  |  | Removal | 1993-12-01
0-004474 | EXXON - SHAY OIL CO INC EXXON SELF SERVE | 280 E MAIN ST | QUARTZSITE | AZ | 85346 | La Paz | 1 | Perm Closure | 1981-01-17 | 5000 | Gasoline | COMPARTMENT A | Double Walled | Asphalt coated or Bare Steel |  |  |  | Removal | 1991-10-30
0-004474 | EXXON - SHAY OIL CO INC EXXON SELF SERVE | 280 E MAIN ST | QUARTZSITE | AZ | 85346 | La Paz | 2 | Perm Closure | 1991-12-27 | 5000 | Gasoline | COMPARTMENT A | Double Walled | Fiberglass Reinforced Plastic |  |  |  | Removal | 2003-03-05
0-005420 | CIRCLE K #2854 | 1262 W CHANDLER BLVD | CHANDLER | AZ | 85224 | Maricopa | 1 | Open | 1972-01-01 | 10000 | Gasoline | COMPARTMENT A | Single Walled | Fiberglass Reinforced Plastic | Pressure | Double Walled | Fiberglass Reinforced Plastic
0-005974 | HUMBOLDT MARKET | 2735 S HIGHWAY 69 | DEWEY | AZ | 86327 | Yavapai | 15 | Open | 2020-06-12 | 6000 | Gasoline (PUL) | COMPARTMENT A | Double Walled | Fiberglass Reinforced Plastic
0-005974 | HUMBOLDT MARKET | 2735 S HIGHWAY 69 | DEWEY | AZ | 86327 | Yavapai | 10 | Perm Closure | 1994-06-08 | 12000 | Gasoline | COMPARTMENT A | Double Walled | Fiberglass Reinforced Plastic | Pressure | Double Walled | Fiberglass Reinforced Plastic | Removal | 2020-05-12
0-004700 | SOUTHWEST GAS | 3401 E GAS RD | TUCSON | AZ | 85714 | Pima | 5 | Perm Closure | 1981-01-01 | 2000 | Used Oil/Waste Oil | COMPARTMENT A | Unknown | Fiberglass Reinforced Plastic | Gravity Feed |  | Fiberglass Reinforced Plastic | Removal | 2000-05-30
0-004366 | EMERALD GAS | 8703 E SPEEDWAY BLVD | TUCSON | AZ | 85710 | Pima | 1 | Perm Closure | 1977-01-01 | 12000 | Gasoline | COMPARTMENT A | Unknown | Asphalt coated or Bare Steel | Pressure |  | Fiberglass Reinforced Plastic | Removal | 2001-06-08
0-006120 | SOFTWIND DEVELOPMENT CO | 219 W LONE CACTUS DR | PHOENIX | AZ | 85027 | Maricopa | 4 | Perm Closure | 1990-11-01 | 1000 | Used Oil/Waste Oil | COMPARTMENT A | Unknown | Fiberglass Reinforced Plastic | Gravity Feed |  | Fiberglass Reinforced Plastic | Removal | 1998-02-20
0-000273 | ADOT - TONOPAH MAINTENANCE | 40801 W CAMELBACK RD | TONOPAH | AZ | 85354 | Maricopa | 2 | Perm Closure | 1974-01-01 | 3000 | Diesel | COMPARTMENT A |  | Asphalt coated or Bare Steel | Suction - Check Valve at the Tank Top |  |  | Removal | 1995-10-05
0-002633 | ASP - FLORENCE COMPLEX | 1305 E BUTTE AVE | FLORENCE | AZ | 85132 | Pinal | 1 | Perm Closure | 1974-01-01 | 10000 | Diesel | COMPARTMENT A | Double Walled | Asphalt coated or Bare Steel |  |  |  | Removal | 1995-12-01
0-002633 | ASP - FLORENCE COMPLEX | 1305 E BUTTE AVE | FLORENCE | AZ | 85132 | Pinal | 3 | Perm Closure | 1952-01-01 | 1000 | Diesel | COMPARTMENT A | Double Walled | Asphalt coated or Bare Steel |  |  |  | Removal | 1990-08-08
0-000839 | AFCO #020210 | 3945 W INDIAN SCHOOL RD | PHOENIX | AZ | 85019 | Maricopa | 2 | Temp Closure | 1981-01-01 | 12000 | Gasoline | COMPARTMENT A | Single Walled | Asphalt coated or Bare Steel | Pressure | Single Walled | Bare or Galvanized Steel |  | 2000-11-22
0-000839 | AFCO #020210 | 3945 W INDIAN SCHOOL RD | PHOENIX | AZ | 85019 | Maricopa | 1 | Perm Closure | 1981-01-01 | 12000 | Diesel | COMPARTMENT A | Single Walled | Asphalt coated or Bare Steel |  |  |  | Removal | 1988-12-20
0-000839 | AFCO #020210 | 3945 W INDIAN SCHOOL RD | PHOENIX | AZ | 85019 | Maricopa | 4 | Temp Closure | 1981-01-01 | 12000 | Gasoline | COMPARTMENT A | Single Walled | Asphalt coated or Bare Steel | Pressure | Single Walled | Bare or Galvanized Steel |  | 2000-11-22
0-007727 | DEIBEL JEEP-EAGLE INC | 2608 N WEST ST | FLAGSTAFF | AZ | 86004 | Coconino | 2 | Perm Closure | 1972-01-01 | 550 | Used Oil/Waste Oil | COMPARTMENT A | Unknown | Asphalt coated or Bare Steel | Gravity Feed |  |  | Removal | 1993-10-06
0-002919 | CRUISE AMERICA | 11 W HAMPTON AVE | MESA | AZ | 85210 | Maricopa | 3 | Perm Closure | 1985-01-01 | 500 | Used Oil/Waste Oil | COMPARTMENT A |  | Asphalt coated or Bare Steel |  |  |  | Removal | 1992-02-11
0-005670 | SUNDOWNER ROOM - FORMER | 701 E ASH ST | GLOBE | AZ | 85501 | Gila | 1 | Perm Closure | 1958-04-29 | 3000 | Gasoline | COMPARTMENT A | Double Walled | Asphalt coated or Bare Steel |  |  |  | Removal | 1988-05-01
0-003414 | PAPE MATERIAL HANDLING INC | 3820 E WINSLOW AVE | PHOENIX | AZ | 85040 | Maricopa | 2 | Perm Closure | 1971-01-16 | 5000 | Gasoline | COMPARTMENT A | Double Walled | Asphalt coated or Bare Steel | Pressure |  |  | Removal | 1994-12-20
0-005384 | USPS - VEHICLE MAINTENANCE FACILITY | 1501 S CHERRYBELL STRA | TUCSON | AZ | 85726 | Pima | 1 | Perm Closure | 1973-02-04 | 5000 | Gasoline | COMPARTMENT A | Double Walled | Asphalt coated or Bare Steel |  |  |  | Removal | 1990-08-22
0-004469 | SHAY OIL #1 | 1200 W 16TH ST | YUMA | AZ | 85364 | Yuma | 4 | Perm Closure | 1986-01-17 | 12000 | Gasoline | COMPARTMENT A | Unknown | Fiberglass Reinforced Plastic | Pressure |  | Fiberglass Reinforced Plastic | Removal | 2002-11-13
0-000902 | CIRCLE K STORE #2706654 | 15412 N 32ND ST | PHOENIX | AZ | 85032 | Maricopa | 3 | Open | 1985-01-01 | 12000 | Gasoline | COMPARTMENT A |  | Fiberglass Reinforced Plastic | Pressure | Double Walled | Fiberglass Reinforced Plastic
0-006883 | ATSF - SE001-2-10-11 | 100 RAILROAD AVE | SELIGMAN | AZ | 86337 | Yavapai | 3 | Perm Closure | 2005-06-17 | 200 | Unidentified | COMPARTMENT A | Double Walled | Asphalt coated or Bare Steel | Suction - Check Valve at the Tank Top |  |  | Removal | 1990-08-17
0-006883 | ATSF - SE001-2-10-11 | 100 RAILROAD AVE | SELIGMAN | AZ | 86337 | Yavapai | 2 | Perm Closure | 2005-06-17 | 200 | Diesel | COMPARTMENT A | Double Walled | Asphalt coated or Bare Steel | Suction - Check Valve at the Tank Top |  |  | Removal | 1990-08-17
0-000762 | RICKETTS TRUCKING INC | 3434 W BROADWAY RD | PHOENIX | AZ | 85041 | Maricopa | 4 | Perm Closure | 1986-01-01 | 4000 | Diesel | COMPARTMENT A | Unknown | Fiberglass Reinforced Plastic | Suction - Check Valve at the Tank Top |  | Fiberglass Reinforced Plastic | Removal | 1998-09-10
0-001567 | PHOENIX BRICK YARD | 1814 S 7TH AVE | PHOENIX | AZ | 85007 | Maricopa | 1 | Perm Closure | 1966-01-01 | 1000 | Gasoline | COMPARTMENT A |  | Asphalt coated or Bare Steel |  |  |  | Removal | 1987-09-25
0-001567 | PHOENIX BRICK YARD | 1814 S 7TH AVE | PHOENIX | AZ | 85007 | Maricopa | 7 | Perm Closure | 1987-12-11 | 10000 | Diesel | COMPARTMENT A | Double Walled | Fiberglass Reinforced Plastic | Pressure |  | Fiberglass Reinforced Plastic | Removal | 2014-02-25
0-007170 | QUEEN CREEK CAFE | 22002 S ELLSWORTH RD | QUEEN CREEK | AZ | 85142 | Maricopa | 2 | Perm Closure | 2005-06-17 | 10000 | Gasoline | COMPARTMENT A | Double Walled | Asphalt coated or Bare Steel | Pressure |  |  | Removal | 1995-09-28
0-007170 | QUEEN CREEK CAFE | 22002 S ELLSWORTH RD | QUEEN CREEK | AZ | 85142 | Maricopa | 3 | Perm Closure | 2005-06-17 | 10000 | Gasoline | COMPARTMENT A | Double Walled | Asphalt coated or Bare Steel | Pressure |  |  | Removal | 1995-09-28
0-006229 | CIRCLE K #2708747 | 3196 E UNION HILLS DR | PHOENIX | AZ | 85050 | Maricopa | 3 | Open | 1987-01-01 | 10000 | Gasoline | COMPARTMENT A | Double Walled | Fiberglass Reinforced Plastic | Pressure |  | Fiberglass Reinforced Plastic
0-001039 | SHELL #21 | 85 W PINEWOOD BLVD | MUNDS PARK | AZ | 86017 | Coconino | 2 | Perm Closure | 1973-01-01 | 5000 | Gasoline | COMPARTMENT A | Double Walled | Fiberglass Reinforced Plastic |  |  |  | Removal | 1993-05-12
0-001892 | WALGREEN #10879 | 7111 E GOLF LINKS RD | TUCSON | AZ | 85730 | Pima | 9 | Perm Closure | 1989-03-01 | 10000 | Gasoline | COMPARTMENT A | Double Walled | Fiberglass Reinforced Plastic | Pressure | Double Walled | Fiberglass Reinforced Plastic | Removal | 2006-03-29
0-001892 | WALGREEN #10879 | 7111 E GOLF LINKS RD | TUCSON | AZ | 85730 | Pima | 4 | Perm Closure | 1981-01-01 | 12000 | Diesel | COMPARTMENT A |  | Fiberglass Reinforced Plastic |  |  |  | Removal | 1989-02-15
0-001892 | WALGREEN #10879 | 7111 E GOLF LINKS RD | TUCSON | AZ | 85730 | Pima | 10 | Perm Closure | 1989-03-01 | 1000 | Used Oil/Waste Oil | COMPARTMENT A | Double Walled | Fiberglass Reinforced Plastic | Gravity Feed | Double Walled | Fiberglass Reinforced Plastic | Removal | 2001-07-25
0-001685 | CREST STEEL CORP | 4543 E UNIVERSITY DR | PHOENIX | AZ | 85034 | Maricopa | 2 | Perm Closure | 2005-06-17 | 5000 | Gasoline | COMPARTMENT A |  | Asphalt coated or Bare Steel |  |  |  | Removal | 1988-06-22
0-000271 | FREEWAY SERVICE CENTERS |  | YUCCA |  |  | Mohave | 1 | Perm Closure | 1974-01-01 | 2000 | Gasoline | COMPARTMENT A |  | Asphalt coated or Bare Steel |  |  |  | Removal | 1991-11-06
0-000271 | FREEWAY SERVICE CENTERS |  | YUCCA |  |  | Mohave | 2 | Perm Closure | 1974-01-01 | 2000 | Used Oil/Waste Oil | COMPARTMENT A |  | Asphalt coated or Bare Steel |  |  |  | Removal | 1991-11-06
0-004971 | PARCEL 214-01-007C | 4905 W INA RD | MARANA | AZ | 85743 | Pima | 2 | Perm Closure | 1985-05-07 | 10000 | Gasoline | COMPARTMENT A | Unknown | Fiberglass Reinforced Plastic | Pressure |  | Fiberglass Reinforced Plastic | Removal | 2000-04-19
0-004310 | SRP - HORSE MESA DAM |  | HORSE MESA |  |  | Maricopa | 1 | Perm Closure | 1986-01-06 | 1000 | Gasoline | COMPARTMENT A | Unknown | Fiberglass Reinforced Plastic |  |  |  | Removal | 1994-02-23
0-005748 | CHEVRON #9-0965 | 3002 S 6TH AVE | TUCSON | AZ | 85713 | Pima | 4 | Perm Closure | 1971-01-01 | 1000 | Used Oil/Waste Oil | COMPARTMENT A | Single Walled | Asphalt coated or Bare Steel | Gravity Feed | Single Walled | Bare or Galvanized Steel | Removal | 1987-01-01
0-006976 | CITY OF PHOENIX - CENTRAL CITY PRECINCT | 1902 S 16TH ST | PHOENIX | AZ | 85034 | Maricopa | 4 | Perm Closure | 2005-06-17 | 1500 | Used Oil/Waste Oil | COMPARTMENT A | Unknown | Asphalt coated or Bare Steel |  |  |  | Removal | 1990-10-04
0-009965 | U OF A - MOTOR POOL | 1597 E 16TH ST | TUCSON | AZ | 85719 | Pima | 1 | Open | 2003-07-11 | 12000 | Gasoline | COMPARTMENT A | Double Walled | Fiberglass Reinforced Plastic | Pressure | Double Walled | Fiberglass Reinforced Plastic
0-003316 | MOTOROLA - RAYMOND STREET PLANT | 4121 E RAYMOND ST | PHOENIX | AZ | 85040 | Maricopa | 1 | Perm Closure | 1975-01-01 | 1000 | Hazardous Substance | COMPARTMENT A | Single Walled | Asphalt coated or Bare Steel |  |  |  | Closed in Place | 1984-09-10
0-001211 | CIRCLE K #252 | 231 E BEALE ST | KINGMAN | AZ | 86401 | Mohave | 1 | Perm Closure | 1969-01-01 | 10000 | Gasoline | COMPARTMENT A |  | Asphalt coated or Bare Steel | Pressure |  |  | Removal | 1999-03-30
0-004084 | GAS & GO MARKET | 869 N GRAND AVE | NOGALES | AZ | 85621 | Santa Cruz | 6 | Perm Closure | 2001-03-30 | 14000 | Gasoline | COMPARTMENT B | Double Walled | Fiberglass Reinforced Plastic |  |  |  | Removal | 2020-01-29
0-008842 | KILMER'S KOUNTRY STORE | 4773 N HWY 188 | GLOBE | AZ | 85501 | Gila | 1 | Perm Closure | 2005-06-17 | 10000 | Gasoline | COMPARTMENT A |  | Asphalt coated or Bare Steel | Pressure |  | Fiberglass Reinforced Plastic | Removal | 2016-12-15
0-000688 | SULLIVAN MOTOR COMPANY | 1515 W BROADWAY RD | MESA | AZ | 85202 | Maricopa | 3 | Perm Closure | 1983-01-01 | 6000 | Gasoline | COMPARTMENT A |  | Asphalt coated or Bare Steel |  |  |  | Removal | 1991-04-30
0-000688 | SULLIVAN MOTOR COMPANY | 1515 W BROADWAY RD | MESA | AZ | 85202 | Maricopa | 1 | Perm Closure | 1983-01-01 | 2000 | Used Oil/Waste Oil | COMPARTMENT A |  | Asphalt coated or Bare Steel |  |  |  | Removal | 1991-04-30
0-004298 | SRP - NORTHEAST GARAGE | 6420 E THOMAS RD | SCOTTSDALE | AZ | 85251 | Maricopa | 7 | Perm Closure | 2005-06-17 | 1000 | Gasoline | COMPARTMENT A |  | Asphalt coated or Bare Steel | Suction - Check Valve at the Tank Top |  | Bare or Galvanized Steel | Removal | 1998-11-17
0-004298 | SRP - NORTHEAST GARAGE | 6420 E THOMAS RD | SCOTTSDALE | AZ | 85251 | Maricopa | 6 | Perm Closure | 2005-06-17 | 620 | Diesel | COMPARTMENT A |  | Asphalt coated or Bare Steel | Suction - Check Valve at the Tank Top |  | Bare or Galvanized Steel | Removal | 1998-11-17
0-008654 | UNION 76 | 3030 E ANDY DEVINE AVE | KINGMAN | AZ | 86401 | Mohave | 2 | Perm Closure | 2005-06-17 | 4000 | Gasoline | COMPARTMENT A | Unknown | Asphalt coated or Bare Steel | Suction - Check Valve at the Tank Top |  | Bare or Galvanized Steel | Removal | 1997-05-14
0-006987 | MARICOPA COUNTY - SURPRISE MAINTENANCE FACILITY | 16821 N DYSART RD | SURPRISE | AZ | 85374 | Maricopa | 3 | Perm Closure | 1988-01-01 | 500 | Used Oil/Waste Oil | COMPARTMENT A | Single Walled | Fiberglass Reinforced Plastic | Gravity Feed |  | Fiberglass Reinforced Plastic | Removal | 1992-10-08
0-001709 | FREEPORT MCMORAN SIERRITA MINE | 6200 W DUVAL MINE RD | GREEN VALLEY | AZ | 85614 | Pima | 8 | Perm Closure | 1968-01-01 | 10000 | Gasoline | COMPARTMENT A |  | Asphalt coated or Bare Steel |  |  |  | Removal | 1990-11-14
0-001709 | FREEPORT MCMORAN SIERRITA MINE | 6200 W DUVAL MINE RD | GREEN VALLEY | AZ | 85614 | Pima | 14 | Perm Closure | 2005-06-17 | 4000 | Used Oil/Waste Oil | COMPARTMENT A |  | Asphalt coated or Bare Steel | Gravity Feed | Single Walled | Bare or Galvanized Steel | Removal | 1993-03-17
0-006424 | WHITE MOUNTAIN FUELS | 610 MAIN ST | TAYLOR | AZ | 85939 | Navajo | 3 | Perm Closure | 1985-01-01 | 10000 | Gasoline | COMPARTMENT A |  | Asphalt coated or Bare Steel | Pressure |  | Bare or Galvanized Steel | Removal | 2014-08-01
0-005474 | CIRCLE K #2939 | 3155 E SPEEDWAY BLVD | TUCSON | AZ | 85716 | Pima | 2 | Perm Closure | 1974-01-01 | 8000 | Gasoline | COMPARTMENT A |  | Asphalt coated or Bare Steel | Pressure |  |  | Removal | 1995-09-24
0-005474 | CIRCLE K #2939 | 3155 E SPEEDWAY BLVD | TUCSON | AZ | 85716 | Pima | 1 | Perm Closure | 1972-01-01 | 10000 | Gasoline | COMPARTMENT A |  | Asphalt coated or Bare Steel | Pressure |  |  | Removal | 1995-09-24
0-000330 | RYAN AIRFIELD | 9400 W AJO HWY | TUCSON | AZ | 85735 | Pima | 5 | Perm Closure | 1960-01-01 | 1000 | Gasoline | COMPARTMENT A |  | Asphalt coated or Bare Steel | Suction - Check Valve at the Tank Top | Single Walled | Bare or Galvanized Steel | Removal | 1991-01-30
0-000330 | RYAN AIRFIELD | 9400 W AJO HWY | TUCSON | AZ | 85735 | Pima | 3 | Perm Closure | 1956-01-01 | 6000 | Gasoline | COMPARTMENT A |  | Asphalt coated or Bare Steel | Suction - Check Valve at the Tank Top | Single Walled | Bare or Galvanized Steel | Removal | 1988-12-01
0-001713 | GOODWILL INDUSTRIES | 409 N 16TH ST | PHOENIX | AZ | 85006 | Maricopa | 2 | Perm Closure | 1971-01-01 | 10000 | Gasoline | COMPARTMENT A |  | Asphalt coated or Bare Steel |  |  |  | Removal | 1990-03-06
0-007681 | AUTOMATIC TRANSMISSION EXPERTS | 4220 N 7TH AVE | PHOENIX | AZ | 85013 | Maricopa | 1 | Perm Closure | 2005-06-17 | 1000 | Gasoline | COMPARTMENT A | Double Walled | Asphalt coated or Bare Steel | Pressure |  | Bare or Galvanized Steel | Removal | 1992-03-01
0-005044 | SPEEDWAY STORE #3002 | 1981 E DEUCE OF CLUBS | SHOW LOW | AZ | 85901 | Navajo | 5 | Open | 2006-09-27 | 7000 | Gasoline (PUL) | COMPARTMENT A | Double Walled | Fiberglass Reinforced Plastic | Pressure | Double Walled | Fiberglass Reinforced Plastic
0-007761 | WESTERN ARIZONA REGIONAL MEDICAL CENTER | 2735 SILVER CREEK RD | BULLHEAD CITY | AZ | 86442 | Mohave | 1 | Perm Closure | 1983-01-01 | 500 | Diesel | COMPARTMENT A | Double Walled | Asphalt coated or Bare Steel | Suction - Check Valve at the Tank Top |  |  | Removal | 1998-12-09
0-000781 | WASTE MANAGEMENT-ELWOOD HAULING | 1580 E ELWOOD ST | PHOENIX | AZ | 85040 | Maricopa | 3 | Perm Closure | 1988-12-01 | 6000 | Diesel | COMPARTMENT A | Double Walled | Fiberglass Reinforced Plastic | Pressure | Double Walled | Fiberglass Reinforced Plastic | Removal | 2018-06-21
0-004255 | SPEEDWAY STORE #2973 | 5217 S HIGHWAY 92 | SIERRA VISTA | AZ | 85650 | Cochise | 2 | Perm Closure | 1972-05-06 | 10000 | Gasoline | COMPARTMENT A | Double Walled | Asphalt coated or Bare Steel |  |  |  | Removal | 1989-11-21
0-004255 | SPEEDWAY STORE #2973 | 5217 S HIGHWAY 92 | SIERRA VISTA | AZ | 85650 | Cochise | 6 | Open | 2003-11-10 | 6000 | Gasoline (PUL) | COMPARTMENT A | Double Walled | Fiberglass Reinforced Plastic
0-003270 | EXXONMOBIL OIL CORP #12388 | 13404 N DEL WEBB BLVD | SUN CITY | AZ | 85351 | Maricopa | 5 | Perm Closure | 1987-12-01 | 10000 | Gasoline | COMPARTMENT A | Double Walled | Fiberglass Reinforced Plastic | Pressure |  | Fiberglass Reinforced Plastic | Removal | 2005-05-26
0-003270 | EXXONMOBIL OIL CORP #12388 | 13404 N DEL WEBB BLVD | SUN CITY | AZ | 85351 | Maricopa | 2 | Perm Closure | 1970-01-01 | 10000 | Gasoline | COMPARTMENT A |  | Asphalt coated or Bare Steel |  |  |  | Removal | 1987-07-02
0-002773 | KAIBAB INDUSTRIES |  | RYAN |  |  | Coconino | 1 | Perm Closure | 1971-04-23 | 7000 | Diesel | COMPARTMENT A | Single Walled | Asphalt coated or Bare Steel |  |  |  | Removal | 1988-11-05
0-010030 | CHRIS PETERSEN FARM | 105 N MCQUEEN RD | GILBERT | AZ | 85233 | Maricopa | 2 | Perm Closure | 1960-01-01 | 1500 | Diesel | COMPARTMENT A | Double Walled | Fiberglass Reinforced Plastic |  |  |  | Removal | 1993-01-01
0-004327 | CANYON STATE OIL | 941 S PARK AVE | TUCSON | AZ | 85719 | Pima | 1 | Perm Closure | 2005-06-17 | 500 | Gasoline | COMPARTMENT A | Unknown | Unknown |  |  |  | Removal | 1988-01-01
0-001262 | CIRCLE K #587 | 711 STATE ROUTE 179 | SEDONA | AZ | 86336 | Coconino | 1 | Perm Closure | 1971-01-01 | 10000 | Gasoline | COMPARTMENT A |  | Asphalt coated or Bare Steel |  |  |  | Removal | 1990-05-09
0-003085 | MCCOY'S LAUNDRY & CLEANERS | 1624 E WASHINGTON ST | PHOENIX | AZ | 85034 | Maricopa | 2 | Perm Closure | 1956-04-29 | 500 | Unidentified | COMPARTMENT A | Double Walled | Asphalt coated or Bare Steel |  |  |  | Removal | 1992-03-24
0-000679 | DANS VALLEY EXXON | 494 S MAIN ST | CAMP VERDE | AZ | 86322 | Yavapai | 1 | Perm Closure | 1979-04-30 | 6000 | Gasoline | COMPARTMENT A | Single Walled | Asphalt coated or Bare Steel | Pressure |  |  | Removal | 1999-03-18
0-000679 | DANS VALLEY EXXON | 494 S MAIN ST | CAMP VERDE | AZ | 86322 | Yavapai | 5 | Perm Closure | 1966-04-29 | 1000 | Used Oil/Waste Oil | COMPARTMENT A | Single Walled | Asphalt coated or Bare Steel |  |  |  | Removal | 1999-03-18
0-003960 | PRECISION COMPONENTS INC | 1820 S 35TH AVE | PHOENIX | AZ | 85009 | Maricopa | 7 | Perm Closure | 2005-06-17 | 500 | Unidentified | COMPARTMENT A | Single Walled | Asphalt coated or Bare Steel |  |  |  | Closed in Place | 1989-04-10
0-007057 | SUPERSONIC CAR WASH | 3202 E THOMAS RD | PHOENIX | AZ | 85018 | Maricopa | 2 | Perm Closure | 2005-06-17 | 10000 | Gasoline | COMPARTMENT A | Unknown | Asphalt coated or Bare Steel | Suction - Check Valve at the Tank Top |  | Fiberglass Reinforced Plastic | Removal | 1991-03-20
0-007057 | SUPERSONIC CAR WASH | 3202 E THOMAS RD | PHOENIX | AZ | 85018 | Maricopa | 5 | Perm Closure | 2005-06-17 | 6000 | Diesel | COMPARTMENT A | Unknown | Asphalt coated or Bare Steel | Suction - Check Valve at the Tank Top |  | Fiberglass Reinforced Plastic | Removal | 1996-06-18
0-001965 | BROWN EVANS DISTRIBUTING - EVANS CARDLOCK #15 | 201 W MAIN ST | MESA | AZ | 85201 | Maricopa | 2 | Perm Closure | 1970-01-01 | 6000 | Gasoline | COMPARTMENT A |  | Asphalt coated or Bare Steel | Pressure |  |  | Removal | 1993-11-22
0-007026 | CITIZEN'S COMMUNICATIONS |  | WIKIEUP |  |  | Mohave | 1 | Perm Closure | 2005-06-17 | 500 | Diesel | COMPARTMENT A | Double Walled | Asphalt coated or Bare Steel | Suction - Check Valve at the Tank Top |  |  | Removal | 1991-01-01
0-007026 | CITIZEN'S COMMUNICATIONS |  | WIKIEUP |  |  | Mohave | 2 | Perm Closure | 2005-06-17 | 500 | Diesel | COMPARTMENT A | Double Walled | Asphalt coated or Bare Steel |  |  |  | Removal | 1999-01-28
0-001264 | CIRCLE K #2700592 | 2080 W RUTHRAUFF RD | TUCSON | AZ | 85705 | Pima | 1 | Open | 1987-01-01 | 10000 | Gasoline | COMPARTMENT A | Single Walled | Fiberglass Reinforced Plastic | Pressure | Single Walled | Fiberglass Reinforced Plastic
0-002216 | CIRCLE K #2708514 | 13961 N SANDARIO RD | MARANA | AZ | 85653 | Pima | 1 | Open | 1987-01-27 | 10000 | Gasoline | COMPARTMENT A | Double Walled | Fiberglass Reinforced Plastic | Pressure |  | Fiberglass Reinforced Plastic
0-005969 | CIRCLE K #2708652 | 1502 W INDIAN SCHOOL RD | PHOENIX | AZ | 85015 | Maricopa | 1 | Open | 1988-02-25 | 10000 | Gasoline | COMPARTMENT A | Double Walled | Fiberglass Reinforced Plastic | Pressure |  | Fiberglass Reinforced Plastic
0-006327 | FORM-A-FAB INC/ ST VINCENT DE PA | 761 LAKE HAVASU AVE N | LAKE HAVASU CITY | AZ | 86403 | Mohave | 1 | Perm Closure | 1978-08-30 | 2000 | Gasoline | COMPARTMENT A | Unknown | Asphalt coated or Bare Steel |  |  |  | Removal | 1990-02-14
0-001505 | CIRCLE K #2701923 | 637 E 32ND ST | YUMA | AZ | 85365 | Yuma | 1 | Open | 1985-01-01 | 10000 | Gasoline | COMPARTMENT A | Single Walled | Fiberglass Reinforced Plastic | Pressure | Double Walled | Fiberglass Reinforced Plastic
0-001634 | CIRCLE K #2701957 | 6700 E TANQUE VERDE RD | TUCSON | AZ | 85715 | Pima | 2 | Open | 1985-01-01 | 10000 | Gasoline (UL) | COMPARTMENT A | Single Walled | Fiberglass Reinforced Plastic | Pressure | Single Walled | Fiberglass Reinforced Plastic
0-002710 | FASTRIP FOOD STORE #7770 | 2199 HIGHWAY 95 | BULLHEAD CITY | AZ | 86442 | Mohave | 2 | Open | 1982-01-01 | 12000 | Gasoline | COMPARTMENT A | Single Walled | Asphalt coated or Bare Steel | Pressure | Double Walled | Fiberglass Reinforced Plastic
0-002710 | FASTRIP FOOD STORE #7770 | 2199 HIGHWAY 95 | BULLHEAD CITY | AZ | 86442 | Mohave | 1 | Open | 1982-01-01 | 12000 | Gasoline | COMPARTMENT A | Single Walled | Asphalt coated or Bare Steel | Pressure | Double Walled | Fiberglass Reinforced Plastic
0-001870 | EXXON #7-1405 | 3433 N 56TH ST | PHOENIX | AZ | 85018 | Maricopa | 1 | Perm Closure | 1961-01-01 | 6000 | Gasoline | COMPARTMENT A |  | Asphalt coated or Bare Steel |  |  |  | Removal | 1988-01-01
0-000046 | FAA FLORENCE JUNCTION RML |  | FLORENCE JUNCTION |  |  | Pinal | 1 | Perm Closure | 1959-01-01 | 500 | Gasoline | COMPARTMENT A |  | Asphalt coated or Bare Steel |  |  |  | Removal | 1992-04-28
0-006483 | DUTCHMAN AUTO/RV | 770 S PINAL PKWY | FLORENCE | AZ | 85132 | Pinal | 2 | Perm Closure | 2005-06-17 | 2500 | Gasoline | COMPARTMENT A |  | Asphalt coated or Bare Steel |  |  |  | Removal | 1998-07-29
0-006755 | GURLEY SERVICE CENTER - FORMER | 1005 E GURLEY ST | PRESCOTT | AZ | 86301 | Yavapai | 1 | Perm Closure | 1967-01-01 | 3000 | Gasoline | COMPARTMENT A | Unknown | Asphalt coated or Bare Steel | Pressure |  |  | Removal | 1996-08-06
0-003763 | UNOCAL #7368 | 245 E FRY BLVD | SIERRA VISTA | AZ | 85635 | Cochise | 4 | Perm Closure | 1963-04-03 | 6000 | Gasoline | COMPARTMENT A | Double Walled | Asphalt coated or Bare Steel |  |  |  | Removal | 1980-03-01
0-000066 | MEDLEY MATERIAL HANDLING COMPANY | 2224 GRAND AVE | PHOENIX | AZ | 85009 | Maricopa | 1 | Perm Closure | 1981-01-01 | 1000 | Gasoline | COMPARTMENT A | Single Walled | Asphalt coated or Bare Steel |  |  |  | Removal | 1991-10-21
0-005014 | COBB'S AUTO SERVICE U-HAUL | 3137 E ANDY DEVINE AVE | KINGMAN | AZ | 86401 | Mohave | 3 | Perm Closure | 1966-01-01 | 4000 | Diesel | COMPARTMENT A |  | Asphalt coated or Bare Steel |  |  |  | Removal | 1993-09-15
0-003352 | QWEST - GLOBE MAIN CENTRAL OFFICE | 150 E CEDAR ST | GLOBE | AZ | 85501 | Gila | 1 | Perm Closure | 1975-01-04 | 1000 | Diesel | COMPARTMENT A | Unknown | Asphalt coated or Bare Steel |  |  |  | Removal | 1995-07-13
0-003341 | US WEST #123446 - TUCSON SE SOC | 7655 S HOUGHTON RD | TUCSON | AZ | 85747 | Pima | 3 | Perm Closure | 1976-01-16 | 1000 | Diesel | COMPARTMENT A | Unknown | Asphalt coated or Bare Steel |  |  |  | Removal | 1991-11-22
0-003341 | US WEST #123446 - TUCSON SE SOC | 7655 S HOUGHTON RD | TUCSON | AZ | 85747 | Pima | 1 | Perm Closure | 1976-01-16 | 6000 | Gasoline | COMPARTMENT A | Unknown | Fiberglass Reinforced Plastic |  |  |  | Removal | 1991-11-22
0-004749 | RAY STEVENS PAVING | 3526 N 42ND AVE | PHOENIX | AZ | 85019 | Maricopa | 1 | Perm Closure | 1971-05-08 | 8000 | Diesel | COMPARTMENT A | Unknown | Asphalt coated or Bare Steel |  |  |  | Removal | 1990-02-02
0-001330 | CIRCLE K #840 | 5400 N US HIGHWAY 89 | FLAGSTAFF | AZ | 86004 | Coconino | 2 | Perm Closure | 1972-01-01 | 10000 | Gasoline | COMPARTMENT A |  | Asphalt coated or Bare Steel |  |  |  | Removal | 1994-11-21
0-001312 | CIRCLE K #795 | 16054 N ORACLE RD | CATALINA | AZ | 85739 | Pima | 5 | Perm Closure | 1994-02-01 | 10000 | Gasoline (UL) | COMPARTMENT A | Double Walled | Fiberglass Reinforced Plastic | Pressure |  | Fiberglass Reinforced Plastic | Removal | 2019-10-29
0-002943 | LAYKE INC | 3330 W OSBORN RD | PHOENIX | AZ | 85017 | Maricopa | 1 | Perm Closure | 1967-01-01 | 1000 | (Null) | COMPARTMENT A | Single Walled | Concrete |  |  |  | Removal | 1990-10-15
0-004354 | LONE STAR SERVICE | 1600 A AVE | DOUGLAS | AZ | 85607 | Cochise | 4 | Perm Closure | 1977-01-01 | 250 | Used Oil/Waste Oil | COMPARTMENT A |  | Asphalt coated or Bare Steel |  |  |  | Removal | 1993-08-04
0-000940 | CONOCOPHILLIPS #257456 | 11503 W BELL RD | SURPRISE | AZ | 85378 | Maricopa | 1 | Perm Closure | 1982-01-01 | 10000 | Gasoline | COMPARTMENT A |  | Asphalt coated or Bare Steel | Pressure |  | Fiberglass Reinforced Plastic | Removal | 1994-10-04
0-000916 | CIRCLE K STORE #2706648 | 2311 W DEER VALLEY RD | PHOENIX | AZ | 85027 | Maricopa | 6 | Open | 1991-08-01 | 10000 | Gasoline | COMPARTMENT A | Double Walled | Fiberglass Reinforced Plastic | Pressure | Double Walled | Fiberglass Reinforced Plastic
0-000916 | CIRCLE K STORE #2706648 | 2311 W DEER VALLEY RD | PHOENIX | AZ | 85027 | Maricopa | 2 | Perm Closure | 1973-01-01 | 12000 | Gasoline | COMPARTMENT A |  | Asphalt coated or Bare Steel |  |  |  | Removal | 1991-09-10
0-004220 | RED ROCK AUTO SERVICE | 11625 N SAGUARO BLVD | FOUNTAIN HILLS | AZ | 85268 | Maricopa | 2 | Perm Closure | 1974-01-01 | 12000 | Gasoline | COMPARTMENT A |  | Asphalt coated or Bare Steel | Pressure |  | Fiberglass Reinforced Plastic | Removal | 1995-12-13
0-004220 | RED ROCK AUTO SERVICE | 11625 N SAGUARO BLVD | FOUNTAIN HILLS | AZ | 85268 | Maricopa | 5 | Perm Closure | 1995-03-02 | 15000 | Gasoline | COMPARTMENT B | Double Walled | Fiberglass Reinforced Plastic | Pressure | Double Walled | Fiberglass Reinforced Plastic | Removal | 2020-04-02
0-007126 | POOL MOTOR PARTNERSHIP | 14596 W JIMMIE KERR BLVD | CASA GRANDE | AZ | 85122 | Pinal | 1 | Perm Closure | 2005-06-17 | 550 | Gasoline | COMPARTMENT A | Double Walled | Asphalt coated or Bare Steel |  |  |  | Removal | 1990-11-06
0-001961 | PORTLAND CARDLOCK #19 | 1024 N 27TH AVE | PHOENIX | AZ | 85009 | Maricopa | 6 | Open | 2012-02-02 | 10000 | Diesel | COMPARTMENT A | Double Walled | Fiberglass Reinforced Plastic | Pressure | Double Walled | Fiberglass Reinforced Plastic
0-003787 | PHILLIPS 66 COMPANY #071802 | 960 W BEALE ST | KINGMAN | AZ | 86401 | Mohave | 4 | Perm Closure | 1967-04-03 | 2000 | Gasoline | COMPARTMENT A | Unknown | Asphalt coated or Bare Steel |  |  |  | Removal | 1978-01-01
0-003787 | PHILLIPS 66 COMPANY #071802 | 960 W BEALE ST | KINGMAN | AZ | 86401 | Mohave | 1 | Perm Closure | 1967-04-03 | 2000 | Gasoline | COMPARTMENT A | Unknown | Asphalt coated or Bare Steel |  |  |  | Removal | 1978-01-01
0-003779 | PHILLIPS 66 COMPANY #024629 | 4401 E MCDOWELL RD | PHOENIX | AZ | 85008 | Maricopa | 3 | Perm Closure | 1967-01-01 | 6000 | Gasoline | COMPARTMENT A |  | Asphalt coated or Bare Steel |  |  |  | Removal | 1979-01-01
0-005020 | GAS UP SHELL | 1182 W BEALE ST | KINGMAN | AZ | 86401 | Mohave | 3 | Perm Closure | 1971-01-01 | 4000 | Diesel | COMPARTMENT A |  | Asphalt coated or Bare Steel |  |  |  | Removal | 1991-01-01
0-005020 | GAS UP SHELL | 1182 W BEALE ST | KINGMAN | AZ | 86401 | Mohave | 1 | Perm Closure | 1971-01-01 | 3000 | Diesel | COMPARTMENT A |  | Asphalt coated or Bare Steel |  |  |  | Removal | 1991-01-01
0-005212 | PEAKVIEW COUNTRY STORE | 3400 N FORT VALLEY RD | FLAGSTAFF | AZ | 86001 | Coconino | 4 | Open | 1998-11-19 | 4000 | Gasoline | COMPARTMENT B | Double Walled | Composite (Steel/Fiberglass) | Pressure | Double Walled | Flexible
0-003579 | OROWEAT FOODS CO | 1115 W BROADWAY RD | TEMPE | AZ | 85282 | Maricopa | 4 | Perm Closure | 1966-01-21 | 500 | Used Oil/Waste Oil | COMPARTMENT A | Unknown | Unknown |  |  |  | Removal | 1989-08-09
0-009044 | MISSION BELL PLAZA | 2501 E BELL RD | PHOENIX | AZ | 85032 | Maricopa | 3 | Perm Closure | 1970-01-01 | 6000 | Gasoline | COMPARTMENT A |  | Asphalt coated or Bare Steel | Pressure |  | Bare or Galvanized Steel | Removal | 1997-01-24
0-009823 | SAM'S CLUB #6692 | 4701 N STONE AVE | TUCSON | AZ | 85704 | Pima | 1 | Open | 2001-11-06 | 20000 | Gasoline | COMPARTMENT A | Double Walled | Fiberglass Reinforced Plastic | Pressure | Double Walled | Flexible
0-005790 | AAA VAN AND TRUCK WRECKING | 3124 E MADISON ST | PHOENIX | AZ | 85034 | Maricopa | 2 | Perm Closure | 1977-09-28 | 2000 | Gasoline | COMPARTMENT A | Unknown | Unknown |  |  |  | Removal | 1989-09-18
0-005559 | PARCEL 112-22-022 | 4110 E COUNTY 13TH ST | YUMA | AZ | 85365 | Yuma | 2 | Perm Closure | 1971-05-21 | 5000 | Gasoline | COMPARTMENT A | Double Walled | Asphalt coated or Bare Steel |  |  |  | Removal | 1990-03-17
0-009491 | PILOT TRAVEL CENTER #279 | 769 E FRONTAGE RD | RIO RICO | AZ | 85648 | Santa Cruz | 5 | Open | 1999-05-12 | 12000 | Gasoline | COMPARTMENT A | Double Walled | Fiberglass Reinforced Plastic | Pressure | Double Walled | Fiberglass Reinforced Plastic
0-001725 | THE TIRE DOCTOR | 801 W THATCHER BLVD | SAFFORD | AZ | 85546 | Graham | 1 | Perm Closure | 1964-01-01 | 4000 | Gasoline | COMPARTMENT A |  | Asphalt coated or Bare Steel |  |  |  | Removal | 1991-09-19
0-005401 | U OF A - GARAGE & MOTOR POOL | 550 N MOUNTAIN AVE BLDG 48 | TUCSON | AZ | 85721 | Pima | 5 | Perm Closure | 1986-07-05 | 12000 | Gasoline | COMPARTMENT A | Unknown | Fiberglass Reinforced Plastic | Pressure |  | Fiberglass Reinforced Plastic | Removal | 2002-01-10
0-005401 | U OF A - GARAGE & MOTOR POOL | 550 N MOUNTAIN AVE BLDG 48 | TUCSON | AZ | 85721 | Pima | 2 | Perm Closure | 1969-05-05 | 10000 | Gasoline | COMPARTMENT A | Double Walled | Asphalt coated or Bare Steel |  |  |  | Removal | 1986-03-01
0-005323 | UNITED METRO MATERIALS | 2800 S CENTRAL AVE | PHOENIX | AZ | 85040 | Maricopa | 2 | Perm Closure | 1976-01-01 | 12000 | Gasoline | COMPARTMENT A | Single Walled | Asphalt coated or Bare Steel | Suction - Check Valve at the Tank Top | Single Walled | Bare or Galvanized Steel | Removal | 1994-03-11
0-005323 | UNITED METRO MATERIALS | 2800 S CENTRAL AVE | PHOENIX | AZ | 85040 | Maricopa | 16 | Perm Closure | 2005-06-17 | 500 | Unidentified | COMPARTMENT A | Single Walled | Asphalt coated or Bare Steel | Gravity Feed |  |  | Removal | 1994-06-09
0-005323 | UNITED METRO MATERIALS | 2800 S CENTRAL AVE | PHOENIX | AZ | 85040 | Maricopa | 4 | Perm Closure | 1974-01-01 | 12000 | Diesel | COMPARTMENT A | Single Walled | Asphalt coated or Bare Steel |  |  |  | Closed in Place | 1987-06-01
0-001040 | CHEVRON #9-1549 | 4705 N US HIGHWAY 89 | FLAGSTAFF | AZ | 86004 | Coconino | 1 | Perm Closure | 1981-01-01 | 10000 | Gasoline | COMPARTMENT A | Single Walled | Fiberglass Reinforced Plastic |  |  |  | Removal | 1993-03-02
0-009214 | HK MOTORS | 701 E CAMELBACK RD | PHOENIX | AZ | 85014 | Maricopa | 1 | Perm Closure | 1940-01-01 | 8000 | Gasoline | COMPARTMENT A | Unknown | Asphalt coated or Bare Steel | Suction - Check Valve at the Dispenser |  | Bare or Galvanized Steel | Removal | 1998-01-22
0-009214 | HK MOTORS | 701 E CAMELBACK RD | PHOENIX | AZ | 85014 | Maricopa | 3 | Perm Closure | 1940-01-01 | 250 | Used Oil/Waste Oil | COMPARTMENT A | Unknown | Asphalt coated or Bare Steel | Gravity Feed |  | Bare or Galvanized Steel | Removal | 1998-01-22
0-001879 | LAWANDO'S INC | 2302 W DEER VALLEY RD | PHOENIX | AZ | 85027 | Maricopa | 8 | Perm Closure | 1986-08-27 | 1000 | Used Oil/Waste Oil | COMPARTMENT A |  | Fiberglass Reinforced Plastic | Gravity Feed |  | Fiberglass Reinforced Plastic | Removal | 2008-10-07
0-001879 | LAWANDO'S INC | 2302 W DEER VALLEY RD | PHOENIX | AZ | 85027 | Maricopa | 6 | Perm Closure | 1986-08-27 | 10000 | Gasoline | COMPARTMENT A |  | Fiberglass Reinforced Plastic | Pressure |  | Fiberglass Reinforced Plastic | Removal | 2012-09-12
0-001882 | DAN'S SUPER SERVICE | 2010 E BROWN RD | MESA | AZ | 85213 | Maricopa | 3 | Perm Closure | 1984-01-01 | 10000 | Gasoline | COMPARTMENT A | Double Walled | Fiberglass Reinforced Plastic | Pressure | Double Walled | Fiberglass Reinforced Plastic | Removal | 2012-09-19
0-003003 | MAACO AUTO PAINTING & BODYWORKS | 2222 W DEER VALLEY RD | PHOENIX | AZ | 85027 | Maricopa | 3 | Perm Closure | 1985-05-05 | 550 | Unidentified | COMPARTMENT A | Double Walled | Fiberglass Reinforced Plastic |  |  |  | Removal | 1992-09-22
0-008664 | ARCO - FORMER | 6TH ST & JEFFERSON ST | PHOENIX | AZ | 85004 | Maricopa | 1 | Perm Closure | 2005-06-17 | 500 | Used Oil/Waste Oil | COMPARTMENT A | Unknown | Asphalt coated or Bare Steel |  |  |  | Removal | 1995-09-24
0-003384 | US WEST #141123 - SOC | 1121 S HORNE | MESA | AZ | 85204 | Maricopa | 1 | Perm Closure | 1975-01-15 | 10000 | Gasoline | COMPARTMENT A | Double Walled | Asphalt coated or Bare Steel | Pressure |  | Fiberglass Reinforced Plastic | Removal | 1996-03-25
0-008253 | JUST BRAKES | 15235 N 32ND ST | PHOENIX | AZ | 85032 | Maricopa | 1 | Perm Closure | 2005-06-17 | 500 | Used Oil/Waste Oil | COMPARTMENT A |  | Asphalt coated or Bare Steel | Gravity Feed |  | Bare or Galvanized Steel | Removal | 1993-12-23
0-004263 | SPEEDWAY STORE #2974 | 1497 E FRY BLVD | SIERRA VISTA | AZ | 85635 | Cochise | 5 | Perm Closure | 1978-05-06 | 10000 | Gasoline | COMPARTMENT A | Unknown | Asphalt coated or Bare Steel | Pressure |  |  | Removal | 1997-09-01
0-004263 | SPEEDWAY STORE #2974 | 1497 E FRY BLVD | SIERRA VISTA | AZ | 85635 | Cochise | 11 | Open | 2004-01-08 | 12000 | Gasoline (UL) | COMPARTMENT A | Double Walled | Fiberglass Reinforced Plastic | Pressure | Double Walled | Flexible
0-004347 | SANDS CHEVROLET | 5418 NW GRAND AVE | GLENDALE | AZ | 85301 | Maricopa | 8 | Perm Closure | 1956-01-01 | 250 | Used Oil/Waste Oil | COMPARTMENT A | Single Walled | Asphalt coated or Bare Steel |  |  |  | Closed in Place | 1985-08-01
0-005108 | BISBEE TIGERMART | 115 NACO RD | BISBEE | AZ | 85603 | Cochise | 1 | Perm Closure | 1984-01-01 | 10000 | Gasoline | COMPARTMENT A | Unknown | Asphalt coated or Bare Steel | Pressure |  | Fiberglass Reinforced Plastic | Removal | 1993-05-20
0-002220 | WINSLOW MINI-MART | 1900 1/2 OLD HIGHWAY 66 | WINSLOW | AZ | 86047 | Navajo | 5 | Perm Closure | 1966-01-01 | 6000 | Gasoline | COMPARTMENT A | Single Walled | Asphalt coated or Bare Steel | Pressure |  | Bare or Galvanized Steel | Removal | 1999-11-04
0-002220 | WINSLOW MINI-MART | 1900 1/2 OLD HIGHWAY 66 | WINSLOW | AZ | 86047 | Navajo | 3 | Perm Closure | 1966-01-01 | 6000 | Gasoline | COMPARTMENT A | Single Walled | Asphalt coated or Bare Steel | Pressure |  | Bare or Galvanized Steel | Removal | 1999-11-04
0-008493 | ARIZONA MOTOR CAR | 1501 W VAN BUREN ST | PHOENIX | AZ | 85007 | Maricopa | 1 | Perm Closure | 1963-12-05 | 4000 | Gasoline | COMPARTMENT A | Unknown | Asphalt coated or Bare Steel |  |  |  | Removal | 1979-06-11
0-001967 | RIVER ROAD CHEVRON | 4851 N 1ST AVE | TUCSON | AZ | 85718 | Pima | 2 | Perm Closure | 1967-02-07 | 8000 | Gasoline | COMPARTMENT A |  | Asphalt coated or Bare Steel | Pressure |  | Fiberglass Reinforced Plastic | Removal | 1995-12-06
0-001967 | RIVER ROAD CHEVRON | 4851 N 1ST AVE | TUCSON | AZ | 85718 | Pima | 7 | Open | 1995-12-01 | 12000 | Gasoline | COMPARTMENT A | Double Walled | Fiberglass Reinforced Plastic | Pressure | Double Walled | Fiberglass Reinforced Plastic
0-001340 | CIRCLE K #876 | 12239 NW GRAND AVE | EL MIRAGE | AZ | 85335 | Maricopa | 3 | Perm Closure | 1973-01-01 | 6000 | Gasoline | COMPARTMENT A |  | Asphalt coated or Bare Steel | Pressure |  |  | Removal | 1993-11-17
0-001340 | CIRCLE K #876 | 12239 NW GRAND AVE | EL MIRAGE | AZ | 85335 | Maricopa | 2 | Perm Closure | 1973-01-01 | 10000 | Gasoline | COMPARTMENT A |  | Asphalt coated or Bare Steel | Pressure |  |  | Removal | 1993-11-17
0-004388 | SCOTT TOYOTA | 6850 E MCDOWELL RD | SCOTTSDALE | AZ | 85257 | Maricopa | 3 | Perm Closure | 1982-01-01 | 1000 | Used Oil/Waste Oil | COMPARTMENT A | Double Walled | Fiberglass Reinforced Plastic | Gravity Feed |  | Bare or Galvanized Steel | Removal | 1999-01-20
0-000380 | CHICKASHA COTTON OIL - DICKEY GIN | 5365 W PRETZER RD | FRIENDLY CORNERS | AZ | 85131 | Pinal | 1 | Perm Closure | 1979-01-01 | 1000 | Diesel | COMPARTMENT A |  | Asphalt coated or Bare Steel |  |  |  | Removal | 1991-01-29
0-006420 | ACCU-GLASS REPAIR & SYSTEMS | 1124 E JIMMIE KERR BLVD | CASA GRANDE | AZ | 85122 | Pinal | 3 | Perm Closure | 2005-06-17 | 6000 | Gasoline | COMPARTMENT A | Unknown | Unknown | Suction - Check Valve at the Tank Top |  |  | Removal | 1998-02-17
0-003023 | SAN MANUEL MINE |  | MAMMOTH |  |  | Pinal | 1 | Perm Closure | 1986-02-11 | 1000 | Unidentified | COMPARTMENT A | Double Walled | Fiberglass Reinforced Plastic | Suction - Check Valve at the Tank Top |  | Bare or Galvanized Steel | Removal | 1995-03-20
0-003023 | SAN MANUEL MINE |  | MAMMOTH |  |  | Pinal | 3 | Perm Closure | 1986-02-11 | 1000 | Unidentified | COMPARTMENT A | Double Walled | Fiberglass Reinforced Plastic | Suction - Check Valve at the Tank Top |  | Bare or Galvanized Steel | Removal | 1995-03-17
0-008222 | SAM DAYS AUTO SALES & WRECKING | 3180 E US HIGHWAY 80 | YUMA | AZ | 85365 | Yuma | 6 | Perm Closure | 1970-01-01 | 10000 | Gasoline | COMPARTMENT A | Unknown | Asphalt coated or Bare Steel |  |  |  | Removal | 1997-08-27
0-008222 | SAM DAYS AUTO SALES & WRECKING | 3180 E US HIGHWAY 80 | YUMA | AZ | 85365 | Yuma | 1 | Perm Closure | 1960-01-01 | 10000 | Gasoline | COMPARTMENT A | Unknown | Asphalt coated or Bare Steel |  |  |  | Removal | 1997-08-28
0-008222 | SAM DAYS AUTO SALES & WRECKING | 3180 E US HIGHWAY 80 | YUMA | AZ | 85365 | Yuma | 5 | Perm Closure | 1970-01-01 | 10000 | Gasoline | COMPARTMENT A | Unknown | Asphalt coated or Bare Steel |  |  |  | Removal | 1997-08-27
0-002139 | FISHERS LANDING RESORT |  | MARTINEZ LAKE |  |  | Yuma | 5 | Perm Closure | 1965-01-01 | 1000 | Gasoline | COMPARTMENT A | Single Walled | Asphalt coated or Bare Steel | Suction - Check Valve at the Tank Top |  |  | Removal | 1990-12-14
0-008806 | MAYAN TACO | 1630 W STATE ROUTE 89A | SEDONA | AZ | 86336 | Yavapai | 4 | Perm Closure | 2005-06-17 | 3000 | Diesel | COMPARTMENT A | Unknown | Asphalt coated or Bare Steel | Suction - Check Valve at the Tank Top |  | Bare or Galvanized Steel | Removal | 1996-01-23
0-000738 | UNION 76 - NOGALES | 981 N GRAND AVE | NOGALES | AZ | 85621 | Santa Cruz | 3 | Perm Closure | 1970-01-01 | 7500 | Gasoline | COMPARTMENT A |  | Asphalt coated or Bare Steel |  |  |  | Removal | 1990-08-02
0-000738 | UNION 76 - NOGALES | 981 N GRAND AVE | NOGALES | AZ | 85621 | Santa Cruz | 2 | Perm Closure | 1961-01-01 | 10000 | Gasoline | COMPARTMENT A |  | Asphalt coated or Bare Steel |  |  |  | Removal | 1990-08-02
0-002786 | WHITING STATION #163 | 4479 W INA RD | MARANA | AZ | 85741 | Pima | 13 | Perm Closure | 1988-10-01 | 12000 | Diesel | COMPARTMENT A |  | Asphalt coated or Bare Steel | Pressure | Double Walled | Flexible | Removal | 2010-12-14
0-002786 | WHITING STATION #163 | 4479 W INA RD | MARANA | AZ | 85741 | Pima | 9 | Perm Closure | 1976-01-01 | 6000 | Gasoline | COMPARTMENT A |  | Asphalt coated or Bare Steel |  |  |  | Removal | 1988-01-01
0-000181 | SANIFILL OF ARIZONA INC | 21001 N 7TH ST | PHOENIX | AZ | 85024 | Maricopa | 5 | Perm Closure | 1967-01-01 | 12000 | Used Oil/Waste Oil | COMPARTMENT A | Single Walled | Asphalt coated or Bare Steel |  |  |  | Removal | 1988-12-17
0-002023 | EXXON #7-7452 | 2638 E MAIN ST | MESA | AZ | 85213 | Maricopa | 2 | Perm Closure | 1984-01-01 | 6000 | Gasoline | COMPARTMENT A | Single Walled | Fiberglass Reinforced Plastic |  |  |  | Removal | 1987-10-23
0-002023 | EXXON #7-7452 | 2638 E MAIN ST | MESA | AZ | 85213 | Maricopa | 3 | Perm Closure | 1984-01-01 | 6000 | Gasoline | COMPARTMENT A | Single Walled | Fiberglass Reinforced Plastic |  |  |  | Removal | 1987-10-23
0-009584 | AAA TIRES & WHEELS | 3030 W BUCKEYE RD | PHOENIX | AZ | 85009 | Maricopa | 1 | Perm Closure | 2005-06-17 | 1000 | Unidentified | COMPARTMENT A | Single Walled | Asphalt coated or Bare Steel |  |  |  | Closed in Place | 2000-02-15
0-008258 | TOWN OF GILA BEND - MAINTENANCE YARD | 274 E STOUT ST | GILA BEND | AZ | 85337 | Maricopa | 1 | Perm Closure | 2005-06-17 | 2000 | Gasoline | COMPARTMENT A | Unknown | Asphalt coated or Bare Steel | Suction - Check Valve at the Tank Top |  |  | Removal | 1997-11-14
0-000144 | CIRCLE K #8593 | 21895 S ELLSWORTH RD | QUEEN CREEK | AZ | 85142 | Maricopa | 1 | Open | 1987-01-01 | 10000 | Gasoline | COMPARTMENT A | Double Walled | Fiberglass Reinforced Plastic | Pressure |  | Fiberglass Reinforced Plastic
0-006317 | HIGHLAND PRODUCTS | 43 N 48TH AVE | PHOENIX | AZ | 85043 | Maricopa | 3 | Perm Closure | 2005-06-17 | 8000 | Diesel | COMPARTMENT A | Unknown | Unknown |  |  |  | Removal | 1988-09-29
0-001095 | THUNDERBIRD AUTOMOTIVE SPECIALISTS | 3502 W THUNDERBIRD RD | PHOENIX | AZ | 85053 | Maricopa | 3 | Perm Closure | 1985-01-01 | 12000 | Gasoline | COMPARTMENT A | Single Walled | Fiberglass Reinforced Plastic | Pressure | Double Walled | Fiberglass Reinforced Plastic | Removal | 2003-03-03
0-001095 | THUNDERBIRD AUTOMOTIVE SPECIALISTS | 3502 W THUNDERBIRD RD | PHOENIX | AZ | 85053 | Maricopa | 5 | Perm Closure | 1985-01-01 | 1000 | Used Oil/Waste Oil | COMPARTMENT A | Single Walled | Fiberglass Reinforced Plastic | Gravity Feed |  | Fiberglass Reinforced Plastic | Removal | 1998-11-06
0-001095 | THUNDERBIRD AUTOMOTIVE SPECIALISTS | 3502 W THUNDERBIRD RD | PHOENIX | AZ | 85053 | Maricopa | 4 | Perm Closure | 1985-01-01 | 10000 | Diesel | COMPARTMENT A | Single Walled | Fiberglass Reinforced Plastic | Pressure | Double Walled | Fiberglass Reinforced Plastic | Removal | 2003-03-03
0-002543 | JIM'S SERVICES STATION | 6141 E CAVE CREEK RD | CAVE CREEK | AZ | 85331 | Maricopa | 1 | Perm Closure | 1965-12-28 | 2000 | Diesel | COMPARTMENT A | Unknown | Unknown |  |  |  | Removal | 1991-03-01
0-000097 | THUNDER GAS & MINI MART | 4326 W THUNDERBIRD RD | PHOENIX | AZ | 85306 | Maricopa | 1 | Perm Closure | 1979-01-01 | 12000 | Gasoline | COMPARTMENT A |  | Asphalt coated or Bare Steel | Pressure |  | Fiberglass Reinforced Plastic | Removal | 1994-02-05
0-002992 | LOVE'S AUTO REPAIR | 4505 W GLENDALE AVE | GLENDALE | AZ | 85301 | Maricopa | 1 | Perm Closure | 1984-01-01 | 10000 | Gasoline | COMPARTMENT A | Single Walled | Fiberglass Reinforced Plastic | Pressure |  | Bare or Galvanized Steel | Removal | 2002-06-27
0-009928 | FINDYSZ PROPERTY | 11115 E TANQUE VERDE RD | TUCSON | AZ | 85749 | Pima | 3 | Perm Closure | 2005-06-17 | 2000 | Gasoline | COMPARTMENT A | Unknown | Asphalt coated or Bare Steel | Suction - Check Valve at the Tank Top |  |  | Removal | 2003-04-17
0-009928 | FINDYSZ PROPERTY | 11115 E TANQUE VERDE RD | TUCSON | AZ | 85749 | Pima | 2 | Perm Closure | 2005-06-17 | 1000 | Gasoline | COMPARTMENT A | Unknown | Asphalt coated or Bare Steel | Suction - Check Valve at the Tank Top |  |  | Removal | 2003-04-17
0-009097 | CITY OF SAINT JOHNS - AIRPORT | 950 W AIRPORT ST | SAINT JOHNS | AZ | 85936 | Apache | 1 | Perm Closure | 1979-01-01 | 1000 | Diesel | COMPARTMENT A | Single Walled | Fiberglass Reinforced Plastic |  |  |  | Removal | 1990-02-26
0-009097 | CITY OF SAINT JOHNS - AIRPORT | 950 W AIRPORT ST | SAINT JOHNS | AZ | 85936 | Apache | 5 | Perm Closure | 1971-01-01 | 10000 | Gasoline | COMPARTMENT A | Single Walled | Fiberglass Reinforced Plastic |  |  |  | Removal | 1997-06-18
0-002988 | GARGIULO FOODS | 5119 W BETHANY HOME RD | GLENDALE | AZ | 85301 | Maricopa | 1 | Perm Closure | 1961-03-11 | 1000 | Diesel | COMPARTMENT A | Single Walled | Asphalt coated or Bare Steel |  |  |  | Removal | 1991-12-24
0-010373 | FRYS FUEL CENTER #28 | 4315 W BELL RD | PHOENIX | AZ | 85308 | Maricopa | 1 | Open | 2009-12-03 | 20000 | Gasoline | COMPARTMENT A | Double Walled | Fiberglass Reinforced Plastic | Pressure | Double Walled | Flexible
0-010380 | SPEEDSMART #112 | 2075 S MILLER RD | BUCKEYE | AZ | 85326 | Maricopa | 4 | Open | 2010-12-18 | 6000 | E-85 | COMPARTMENT B | Double Walled | Fiberglass Reinforced Plastic | Pressure | Double Walled | Fiberglass Reinforced Plastic
0-010382 | FRYS FUEL CENTER #55 | 1915 S POWER RD | MESA | AZ | 85206 | Maricopa | 1 | Open | 2010-11-22 | 20000 | Gasoline | COMPARTMENT A | Double Walled | Fiberglass Reinforced Plastic | Pressure |  | Flexible
0-010382 | FRYS FUEL CENTER #55 | 1915 S POWER RD | MESA | AZ | 85206 | Maricopa | 2 | Open | 2010-11-22 | 10000 | Diesel | COMPARTMENT B | Double Walled | Fiberglass Reinforced Plastic | Pressure |  | Flexible
0-003580 | O'RIELLY CHEVROLET | 6100 E BROADWAY BLVD | TUCSON | AZ | 85711 | Pima | 5 | Perm Closure | 1966-01-01 | 500 | Solvent | COMPARTMENT A |  | Asphalt coated or Bare Steel | Suction - Check Valve at the Tank Top |  |  | Removal | 1988-04-12
0-003580 | O'RIELLY CHEVROLET | 6100 E BROADWAY BLVD | TUCSON | AZ | 85711 | Pima | 10 | Perm Closure | 1966-01-01 | 3000 | New Oil | COMPARTMENT A |  | Asphalt coated or Bare Steel |  |  |  | Removal | 1994-01-14
0-003580 | O'RIELLY CHEVROLET | 6100 E BROADWAY BLVD | TUCSON | AZ | 85711 | Pima | 2 | Perm Closure | 1966-01-01 | 3000 | New Oil | COMPARTMENT A |  | Asphalt coated or Bare Steel | Pressure |  |  | Removal | 1988-04-12
0-005046 | PATIO POOLS & SPAS | 7960 E 22ND ST | TUCSON | AZ | 85710 | Pima | 2 | Perm Closure | 1974-01-01 | 2000 | Diesel | COMPARTMENT A | Single Walled | Asphalt coated or Bare Steel | Pressure | Single Walled | Bare or Galvanized Steel | Removal | 1994-10-11
0-002589 | SPEEDWAY STORE #2935 | 4390 N 1ST AVE | TUCSON | AZ | 85719 | Pima | 1 | Open | 1989-10-01 | 12000 | Gasoline (UL) | COMPARTMENT A | Double Walled | Fiberglass Reinforced Plastic | Pressure | Double Walled | Flexible
0-002000 | SHELL GAS MART | 2414 NAVAJO BLVD | HOLBROOK | AZ | 86025 | Navajo | 4 | Perm Closure | 2005-06-17 | 5000 | Diesel | COMPARTMENT A |  | Asphalt coated or Bare Steel |  |  |  | Removal | 1990-09-24
0-000906 | TEXACO #60-349-0309 | 1837 W VAN BUREN ST | PHOENIX | AZ | 85007 | Maricopa | 4 | Perm Closure | 1966-01-01 | 10000 | Gasoline | COMPARTMENT A |  | Asphalt coated or Bare Steel | Pressure |  | Fiberglass Reinforced Plastic | Removal | 1992-12-21
0-002651 | ATKO BUILDING MATERIALS | 22255 N SCOTTSDALE RD | SCOTTSDALE | AZ | 85255 | Maricopa | 2 | Perm Closure | 1980-01-01 | 10000 | Gasoline | COMPARTMENT A |  | Asphalt coated or Bare Steel |  |  |  | Removal | 1991-05-20
0-006061 | SOUTHERN TRUCK EQUIPMENT INC | 4102 E ELWOOD ST | PHOENIX | AZ | 85040 | Maricopa | 1 | Perm Closure | 1969-04-08 | 1000 | Gasoline | COMPARTMENT A | Double Walled | Asphalt coated or Bare Steel |  |  |  | Removal | 1989-07-18
0-001241 | CIRCLE K #502 | 6116 E CAVE CREEK RD | CAVE CREEK | AZ | 85331 | Maricopa | 2 | Perm Closure | 1970-01-01 | 10000 | Gasoline | COMPARTMENT A |  | Asphalt coated or Bare Steel | Pressure |  |  | Removal | 1995-02-14
0-001241 | CIRCLE K #502 | 6116 E CAVE CREEK RD | CAVE CREEK | AZ | 85331 | Maricopa | 3 | Perm Closure | 1995-02-14 | 10000 | Gasoline | COMPARTMENT A | Single Walled | Fiberglass Reinforced Plastic | Pressure | Double Walled | Fiberglass Reinforced Plastic | Removal | 2000-05-11
0-001428 | CIRCLE K #2701566 | 3502 W PEORIA AVE | PHOENIX | AZ | 85029 | Maricopa | 2 | Open | 1985-01-01 | 10000 | Gasoline | COMPARTMENT A | Single Walled | Fiberglass Reinforced Plastic | Pressure |  | Fiberglass Reinforced Plastic
0-006792 | THATCHER SCHOOL DISTRICT | 3444 W 1ST ST | THATCHER | AZ | 85552 | Graham | 1 | Perm Closure | 1978-01-01 | 4000 | Gasoline | COMPARTMENT A | Unknown | Asphalt coated or Bare Steel |  |  |  | Removal | 1995-05-24
0-008357 | EN SPITLER & SONS PIONEER PORK | 13140 E QUEEN CREEK RD | CHANDLER | AZ | 85249 | Maricopa | 1 | Perm Closure | 1960-01-01 | 10000 | Diesel | COMPARTMENT A | Unknown | Asphalt coated or Bare Steel | Suction - Check Valve at the Tank Top |  |  | Removal | 1994-07-13
0-001754 | SILVERBELL ARMY HELIPORT | 24641 E PINAL AIR PARK RD | MARANA | AZ | 85653 | Pinal | 3 | Perm Closure | 1986-08-28 | 15000 | Jet Fuel | COMPARTMENT A | Single Walled | Fiberglass Reinforced Plastic | Pressure | Single Walled | Bare or Galvanized Steel | Removal | 1998-09-03
0-000317 | ADOT - SHOW LOW MAINTENANCE FACILITY | 200 W MCNEIL | SHOW LOW | AZ | 85901 | Navajo | 2 | Perm Closure | 1985-01-01 | 12000 | Diesel | COMPARTMENT A |  | Asphalt coated or Bare Steel | Suction - Check Valve at the Tank Top | Single Walled | Bare or Galvanized Steel | Removal | 1999-10-08
0-000317 | ADOT - SHOW LOW MAINTENANCE FACILITY | 200 W MCNEIL | SHOW LOW | AZ | 85901 | Navajo | 4 | Perm Closure | 2010-11-09 | 1000 | (Null) | COMPARTMENT A |  | Asphalt coated or Bare Steel |  |  |  | Removal | 1984-01-01
0-000317 | ADOT - SHOW LOW MAINTENANCE FACILITY | 200 W MCNEIL | SHOW LOW | AZ | 85901 | Navajo | 1 | Perm Closure | 1985-01-01 | 12000 | Diesel | COMPARTMENT A | Single Walled | Fiberglass Reinforced Plastic | Suction - Check Valve at the Tank Top |  | Fiberglass Reinforced Plastic | Removal | 1999-10-08
0-003363 | CENTURYLINK #128417 | 1301 N HIGHWAY 89 | PRESCOTT | AZ | 86301 | Yavapai | 2 | Perm Closure | 1980-01-01 | 5000 | Gasoline | COMPARTMENT A |  | Asphalt coated or Bare Steel | Pressure |  |  | Removal | 1996-05-01
0-006124 | MARY MAUDES | 3407 PARKVIEW | HEBER | AZ | 85928 | Navajo | 2 | Perm Closure | 1984-01-01 | 10000 | Diesel | COMPARTMENT A | Double Walled | Asphalt coated or Bare Steel | Pressure |  | Bare or Galvanized Steel | Removal | 2005-01-26
0-000438 | ASP - WINSLOW COMPLEX | 2100 S HIGHWAY 87 | WINSLOW | AZ | 86047 | Navajo | 1 | Open | 1990-11-07 | 6000 | Gasoline | COMPARTMENT A | Double Walled | Fiberglass Reinforced Plastic | Pressure | Double Walled | Fiberglass Reinforced Plastic
0-001506 | CIRCLE K #2701930 | 379 W 1ST ST | YUMA | AZ | 85364 | Yuma | 7 | Perm Closure | 1956-01-01 | 500 | Used Oil/Waste Oil | COMPARTMENT A |  | Asphalt coated or Bare Steel |  |  |  | Removal | 1986-05-01
0-001506 | CIRCLE K #2701930 | 379 W 1ST ST | YUMA | AZ | 85364 | Yuma | 2 | Open | 1985-01-01 | 10000 | Gasoline | COMPARTMENT A | Double Walled | Fiberglass Reinforced Plastic | Pressure |  | Fiberglass Reinforced Plastic
0-006820 | FRONTIER VILLAGE | 3901 E PIMA ST | TUCSON | AZ | 85712 | Pima | 2 | Perm Closure | 1989-03-10 | 12000 | Gasoline | COMPARTMENT A | Double Walled | Fiberglass Reinforced Plastic | Pressure |  | Fiberglass Reinforced Plastic | Removal | 1995-11-02
0-005451 | CIRCLE K #2911 | 3050 E 36TH ST | TUCSON | AZ | 85713 | Pima | 3 | Perm Closure | 1972-04-08 | 6000 | Gasoline | COMPARTMENT A | Double Walled | Asphalt coated or Bare Steel | Pressure |  |  | Removal | 1993-10-12
0-008538 | SASABE STORE | MAIN ST/HWY 286 | SASABE | AZ | 85633 | Pima | 1 | Perm Closure | 1960-01-01 | 500 | Gasoline | COMPARTMENT A | Unknown | Asphalt coated or Bare Steel | Gravity Feed |  |  | Removal | 1995-08-30
0-006787 | DELTA ELECTRIC | 1940 W CHERYL DR | PHOENIX | AZ | 85021 | Maricopa | 1 | Perm Closure | 1972-01-01 | 500 | Gasoline | COMPARTMENT A | Unknown | Asphalt coated or Bare Steel | Suction - Check Valve at the Tank Top |  |  | Removal | 1994-02-24
0-005293 | UNOCAL #5073 | 1349 W BROADWAY RD | TEMPE | AZ | 85282 | Maricopa | 5 | Perm Closure | 1989-01-01 | 12000 | Gasoline | COMPARTMENT A | Double Walled | Composite (Steel/Fiberglass) | Pressure |  | Fiberglass Reinforced Plastic | Removal | 1997-11-14
0-005264 | UNOCAL #0690 | 4042 N 7TH ST | PHOENIX | AZ | 85014 | Maricopa | 2 | Perm Closure | 1984-01-01 | 12000 | Gasoline | COMPARTMENT A | Double Walled | Composite (Steel/Fiberglass) | Pressure | Single Walled | Fiberglass Reinforced Plastic | Removal | 1999-02-23
0-000155 | APACHE SANDS SERVICE CENTER | 7602 E MAIN ST | MESA | AZ | 85207 | Maricopa | 14 | Perm Closure | 1984-01-01 | 4000 | Used Oil/Waste Oil | COMPARTMENT A | Single Walled | Asphalt coated or Bare Steel | Pressure | Single Walled | Bare or Galvanized Steel | Removal | 1994-08-26
0-000155 | APACHE SANDS SERVICE CENTER | 7602 E MAIN ST | MESA | AZ | 85207 | Maricopa | 15 | Perm Closure | 1985-01-01 | 2000 | Used Oil/Waste Oil | COMPARTMENT A | Single Walled | Asphalt coated or Bare Steel | Pressure | Single Walled | Bare or Galvanized Steel | Removal | 1994-08-26
0-004996 | PHOENIX PEST CONTROL INC | 2911 N 26TH AVE | PHOENIX | AZ | 85017 | Maricopa | 1 | Perm Closure | 2005-06-17 | 1000 | Gasoline | COMPARTMENT A | Single Walled | Asphalt coated or Bare Steel | Suction - Check Valve at the Tank Top |  | Bare or Galvanized Steel | Removal | 1992-10-14
0-004937 | BRIDWELL AUTO SERVICE | 7171 E LINCOLN DR | SCOTTSDALE | AZ | 85253 | Maricopa | 4 | Perm Closure | 1973-01-01 | 2000 | Gasoline | COMPARTMENT A |  | Asphalt coated or Bare Steel |  |  |  | Removal | 1990-09-24
0-005295 | UNOCAL #5136 | 5 E SOUTHERN AVE | TEMPE | AZ | 85282 | Maricopa | 3 | Perm Closure | 1963-01-01 | 280 | Used Oil/Waste Oil | COMPARTMENT A | Single Walled | Asphalt coated or Bare Steel | Gravity Feed |  |  | Removal | 1993-11-02
0-005271 | UNOCAL #3166 | 4 W CAMELBACK RD | PHOENIX | AZ | 85013 | Maricopa | 2 | Perm Closure | 1970-04-15 | 10000 | Gasoline | COMPARTMENT A | Double Walled | Asphalt coated or Bare Steel | Pressure |  | Fiberglass Reinforced Plastic | Removal | 1993-08-31
0-001885 | BIG TIGER PUMP | 1919 S 7TH ST | PHOENIX | AZ | 85034 | Maricopa | 5 | Temp Closure | 1987-11-16 | 8000 | Diesel | COMPARTMENT A | Single Walled | Fiberglass Reinforced Plastic | Pressure |  | Fiberglass Reinforced Plastic |  | 2013-05-16
0-001885 | BIG TIGER PUMP | 1919 S 7TH ST | PHOENIX | AZ | 85034 | Maricopa | 8 | Perm Closure | 1987-11-16 | 1000 | Used Oil/Waste Oil | COMPARTMENT A | Single Walled | Fiberglass Reinforced Plastic | Gravity Feed |  | Fiberglass Reinforced Plastic | Removal | 2020-08-17
0-000510 | ARCO #5282 | 4050 N 40TH ST | PHOENIX | AZ | 85018 | Maricopa | 3 | Perm Closure | 1971-01-01 | 12000 | Gasoline | COMPARTMENT A |  | Asphalt coated or Bare Steel | Pressure |  |  | Removal | 1993-03-26
0-000510 | ARCO #5282 | 4050 N 40TH ST | PHOENIX | AZ | 85018 | Maricopa | 4 | Perm Closure | 1993-03-26 | 10000 | Gasoline | COMPARTMENT A | Double Walled | Fiberglass Reinforced Plastic | Pressure | Double Walled | Fiberglass Reinforced Plastic | Removal | 2004-01-08
0-000510 | ARCO #5282 | 4050 N 40TH ST | PHOENIX | AZ | 85018 | Maricopa | 5 | Perm Closure | 1993-03-26 | 10000 | Gasoline | COMPARTMENT A | Double Walled | Fiberglass Reinforced Plastic | Pressure | Double Walled | Fiberglass Reinforced Plastic | Removal | 2004-01-08
0-005488 | CIRCLE K #2820 | 3122 W INDIAN SCHOOL RD | PHOENIX | AZ | 85017 | Maricopa | 2 | Perm Closure | 1971-04-25 | 6000 | Gasoline | COMPARTMENT A | Unknown | Asphalt coated or Bare Steel |  |  |  | Removal | 1992-06-18
0-000616 | BAIRS FUEL STOP | 3227 W MCDOWELL RD | PHOENIX | AZ | 85009 | Maricopa | 1 | Perm Closure | 1968-01-01 | 10000 | Diesel | COMPARTMENT A |  | Asphalt coated or Bare Steel | Pressure |  | Fiberglass Reinforced Plastic | Removal | 1994-12-27
0-003895 | SKY HARBOR AIRPORT - AVIATION DEPARTMENT | 2908 E SKY HARBOR BLVD | PHOENIX | AZ | 85034 | Maricopa | 13 | Perm Closure | 1965-01-01 | 20000 | Jet Fuel | COMPARTMENT A |  | Asphalt coated or Bare Steel | Pressure |  | Bare or Galvanized Steel | Removal | 1997-05-08
0-003895 | SKY HARBOR AIRPORT - AVIATION DEPARTMENT | 2908 E SKY HARBOR BLVD | PHOENIX | AZ | 85034 | Maricopa | 32 | Perm Closure | 1961-01-01 | 16000 | Jet Fuel | COMPARTMENT A |  | Asphalt coated or Bare Steel |  |  |  | Removal | 1990-03-20
0-003895 | SKY HARBOR AIRPORT - AVIATION DEPARTMENT | 2908 E SKY HARBOR BLVD | PHOENIX | AZ | 85034 | Maricopa | 36 | Perm Closure | 1966-01-01 | 15000 | Jet Fuel | COMPARTMENT A |  | Asphalt coated or Bare Steel |  |  |  | Removal | 1990-03-01
0-003895 | SKY HARBOR AIRPORT - AVIATION DEPARTMENT | 2908 E SKY HARBOR BLVD | PHOENIX | AZ | 85034 | Maricopa | 46 | Perm Closure | 1965-01-01 | 1000 | Jet Fuel | COMPARTMENT A |  | Asphalt coated or Bare Steel | Gravity Feed |  | Bare or Galvanized Steel | Removal | 1995-08-29
0-003887 | CITY OF PHOENIX - 91ST AVENUE WWTP | 5615 S 91ST AVE | PHOENIX | AZ | 85353 | Maricopa | 8 | Perm Closure | 1988-02-01 | 550 | New Oil | COMPARTMENT A | Double Walled | Fiberglass Reinforced Plastic | Suction - Check Valve at the Tank Top |  | Fiberglass Reinforced Plastic | Removal | 1997-11-18
0-003887 | CITY OF PHOENIX - 91ST AVENUE WWTP | 5615 S 91ST AVE | PHOENIX | AZ | 85353 | Maricopa | 16 | Perm Closure | 1982-01-01 | 2000 | Diesel | COMPARTMENT A | Double Walled | Fiberglass Reinforced Plastic | Pressure |  | Fiberglass Reinforced Plastic | Removal | 2005-11-08
0-004033 | BIMBO BAKERIES USA | 738 W VAN BUREN ST | PHOENIX | AZ | 85007 | Maricopa | 2 | Perm Closure | 1961-01-01 | 10000 | Gasoline | COMPARTMENT A | Unknown | Unknown |  |  |  | Removal | 1989-12-04
0-005258 | PHOENIX-GOODYEAR AIRPORT - AREA - UNIDYNAMICS | 1000 S LITCHFIELD RD | GOODYEAR | AZ | 85338 | Maricopa | 2 | Perm Closure | 1966-01-27 | 1000 | Gasoline | COMPARTMENT A | Double Walled | Asphalt coated or Bare Steel |  |  |  | Removal | 1986-10-28
0-001721 | ARIZONA AWNINGS & WINDOW SHADE SYSTEMS | 1409 S 21ST DR | PHOENIX | AZ | 85009 | Maricopa | 2 | Perm Closure | 1976-01-01 | 5000 | Gasoline | COMPARTMENT A |  | Asphalt coated or Bare Steel |  |  |  | Removal | 1990-03-27
0-001721 | ARIZONA AWNINGS & WINDOW SHADE SYSTEMS | 1409 S 21ST DR | PHOENIX | AZ | 85009 | Maricopa | 1 | Perm Closure | 1976-01-01 | 10000 | Diesel | COMPARTMENT A |  | Asphalt coated or Bare Steel |  |  |  | Removal | 1990-03-27
0-004341 | SANDERSON FORD SERVICE CENTER | 6400 N 51ST AVE | GLENDALE | AZ | 85301 | Maricopa | 4 | Perm Closure | 1964-01-01 | 500 | Used Oil/Waste Oil | COMPARTMENT A |  | Asphalt coated or Bare Steel |  |  |  | Removal | 1988-01-01
0-006036 | ROOSEVELT WATER CONSERVATION DISTRICT | 2366 S HIGLEY RD | GILBERT | AZ | 85295 | Maricopa | 3 | Perm Closure | 2005-06-17 | 500 | Gasoline | COMPARTMENT A | Double Walled | Asphalt coated or Bare Steel | Suction - Check Valve at the Tank Top |  |  | Removal | 1990-07-20
0-002586 | ASP - PERRYVILLE COMPLEX | 2455 N CITRUS RD | GOODYEAR | AZ | 85395 | Maricopa | 1 | Perm Closure | 1982-05-05 | 10000 | Gasoline | COMPARTMENT A | Single Walled | Asphalt coated or Bare Steel | Suction - Check Valve at the Tank Top |  |  | Removal | 1994-07-09
0-008824 | PARCEL 304-58-024 | 66810 HIGHWAY 60 | SALOME | AZ | 85348 | La Paz | 1 | Perm Closure | 1954-01-01 | 2000 | Gasoline | COMPARTMENT A |  | Asphalt coated or Bare Steel | Suction - Check Valve at the Tank Top |  | Bare or Galvanized Steel | Removal | 1996-03-15
0-008824 | PARCEL 304-58-024 | 66810 HIGHWAY 60 | SALOME | AZ | 85348 | La Paz | 3 | Perm Closure | 1954-01-01 | 2000 | Gasoline | COMPARTMENT A |  | Asphalt coated or Bare Steel | Suction - Check Valve at the Tank Top |  | Bare or Galvanized Steel | Removal | 1996-03-15
0-003944 | KTRANS XPRESS | 420 E THIRD ST | WINSLOW | AZ | 86047 | Navajo | 2 | Perm Closure | 1976-01-01 | 2000 | Gasoline | COMPARTMENT A | Single Walled | Asphalt coated or Bare Steel | Suction - Check Valve at the Tank Top | Single Walled | Bare or Galvanized Steel | Removal | 2006-02-10
0-005973 | PHOENIX, CITY OF - FIRE STATION #36 | 21602 N 9TH AVE | PHOENIX | AZ | 85027 | Maricopa | 1 | Perm Closure | 1988-02-23 | 1000 | Diesel | COMPARTMENT A | Double Walled | Fiberglass Reinforced Plastic | Pressure |  |  | Removal | 1997-04-18
0-003238 | VALERO IN THE ZONE VII | 1925 N SCOTTSDALE RD | TEMPE | AZ | 85281 | Maricopa | 6 | Open | 2009-06-01 | 20000 | Gasoline | COMPARTMENT A | Double Walled | Fiberglass Reinforced Plastic | Pressure | Double Walled | Fiberglass Reinforced Plastic
0-003238 | VALERO IN THE ZONE VII | 1925 N SCOTTSDALE RD | TEMPE | AZ | 85281 | Maricopa | 7 | Open | 2009-06-01 | 10000 | Gasoline | COMPARTMENT A | Double Walled | Fiberglass Reinforced Plastic | Pressure | Double Walled | Fiberglass Reinforced Plastic
0-003221 | EXXONMOBIL OIL CORP #10178 | 3015 N DOBSON RD | CHANDLER | AZ | 85224 | Maricopa | 1 | Perm Closure | 1984-01-01 | 6000 | Gasoline | COMPARTMENT A |  | Fiberglass Reinforced Plastic | Pressure |  | Fiberglass Reinforced Plastic | Removal | 2004-07-28
0-000475 | SILVER BELL MINE | 25000 W AVRA VALLEY RD | MARANA | AZ | 85653 | Pima | 1 | Perm Closure | 1974-01-01 | 4000 | Gasoline | COMPARTMENT A |  | Asphalt coated or Bare Steel | Suction - Check Valve at the Tank Top | Single Walled | Bare or Galvanized Steel | Removal | 1998-06-18
0-000475 | SILVER BELL MINE | 25000 W AVRA VALLEY RD | MARANA | AZ | 85653 | Pima | 6 | Perm Closure | 1956-01-01 | 2000 | Diesel | COMPARTMENT A |  | Asphalt coated or Bare Steel |  |  |  | Removal | 1990-01-16
0-000475 | SILVER BELL MINE | 25000 W AVRA VALLEY RD | MARANA | AZ | 85653 | Pima | 7 | Perm Closure | 1956-01-01 | 4000 | Unidentified | COMPARTMENT A |  | Asphalt coated or Bare Steel | Suction - Check Valve at the Tank Top | Single Walled | Bare or Galvanized Steel | Removal | 1998-05-15
0-005174 | CITY OF TUCSON - PRICE SERVICE CENTER BUILDING #5 | 4004 S PARK AVE | TUCSON | AZ | 85714 | Pima | 4 | Perm Closure | 1976-04-10 | 5000 | Used Oil/Waste Oil | COMPARTMENT A | Unknown | Fiberglass Reinforced Plastic | Gravity Feed |  | Bare or Galvanized Steel | Removal | 1994-04-08
0-003890 | CITY OF PHOENIX - AVIATION DEPARTMENT | 830 S 23RD AVE | PHOENIX | AZ | 85009 | Maricopa | 2 | Perm Closure | 2005-06-17 | 5000 | New Oil | COMPARTMENT A | Single Walled | Asphalt coated or Bare Steel |  |  |  | Removal | 1987-05-01
0-007810 | SRP - PAPAGO PARK CENTER |  | PHOENIX |  |  | Maricopa | 1 | Perm Closure | 2005-06-17 |  | Unidentified | COMPARTMENT A | Unknown | Asphalt coated or Bare Steel |  |  |  | Removal | 1987-01-09
0-010539 | QUIKTRIP #490 | 8877 W THUNDERBIRD RD | PEORIA | AZ | 85381 | Maricopa | 3 | Open | 2015-06-18 | 10000 | Other | COMPARTMENT A | Double Walled | Fiberglass Reinforced Plastic | Pressure | Double Walled | Fiberglass Reinforced Plastic
0-010539 | QUIKTRIP #490 | 8877 W THUNDERBIRD RD | PEORIA | AZ | 85381 | Maricopa | 1 | Open | 2015-06-18 | 20000 | Gasoline | COMPARTMENT A |  | Fiberglass Reinforced Plastic | Pressure | Double Walled | Fiberglass Reinforced Plastic
0-010428 | FRYS FUEL CENTER #17 | 4150 E 22ND ST | TUCSON | AZ | 85711 | Pima | 2 | Open | 2011-10-06 | 8000 | Gasoline | COMPARTMENT B | Double Walled | Fiberglass Reinforced Plastic | Pressure | Double Walled | Flexible
0-005992 | ARCO AM/PM | 2310 N 32ND ST | PHOENIX | AZ | 85008 | Maricopa | 2 | Open | 1987-11-28 | 12000 | Gasoline | COMPARTMENT A | Double Walled | Fiberglass Reinforced Plastic | Pressure | Single Walled | Fiberglass Reinforced Plastic
0-003885 | CITY OF PHOENIX - 23RD AVENUE WWTP | 2470 S 22ND AVE | PHOENIX | AZ | 85009 | Maricopa | 2 | Perm Closure | 1985-01-01 | 1000 | New Oil | COMPARTMENT A | Single Walled | Fiberglass Reinforced Plastic | Suction - Check Valve at the Tank Top |  | Bare or Galvanized Steel | Removal | 1993-03-01
0-000508 | ARCO #5284 | 4249 E THOMAS RD | PHOENIX | AZ | 85018 | Maricopa | 5 | Open | 1993-11-22 | 10000 | Gasoline (UL) | COMPARTMENT A | Double Walled | Fiberglass Reinforced Plastic | Pressure | Double Walled | Fiberglass Reinforced Plastic
0-000508 | ARCO #5284 | 4249 E THOMAS RD | PHOENIX | AZ | 85018 | Maricopa | 3 | Perm Closure | 1973-01-01 | 10000 | Gasoline | COMPARTMENT A |  | Asphalt coated or Bare Steel | Pressure |  |  | Removal | 1993-10-19
0-004753 | WOODYS FOOD STORE #117 | 550 S MAIN ST | COTTONWOOD | AZ | 86326 | Yavapai | 5 | Perm Closure | 1976-05-04 | 700 | Used Oil/Waste Oil | COMPARTMENT A | Unknown | Asphalt coated or Bare Steel |  |  |  | Removal | 1998-11-09
0-004753 | WOODYS FOOD STORE #117 | 550 S MAIN ST | COTTONWOOD | AZ | 86326 | Yavapai | 6 | Perm Closure | 2005-06-17 | 1000 | Used Oil/Waste Oil | COMPARTMENT A | Unknown | Asphalt coated or Bare Steel |  |  |  | Removal | 1998-11-09
0-001983 | EXXON #7-3105 | 5050 W NORTHERN AVE | GLENDALE | AZ | 85301 | Maricopa | 4 | Perm Closure | 1984-01-01 | 1000 | Used Oil/Waste Oil | COMPARTMENT A | Double Walled | Fiberglass Reinforced Plastic | Gravity Feed |  | Fiberglass Reinforced Plastic | Removal | 2003-07-08
0-001288 | CIRCLE K #2700693 | 5850 S 19TH AVE | PHOENIX | AZ | 85041 | Maricopa | 3 | Perm Closure | 1972-01-01 | 4000 | Gasoline | COMPARTMENT A |  | Asphalt coated or Bare Steel | Pressure |  |  | Removal | 1994-10-05
0-000179 | ARIZONA COLISEUM & EXPOSITION CENTER | 1826 W MCDOWELL RD | PHOENIX | AZ | 85007 | Maricopa | 3 | Perm Closure | 1946-01-01 | 550 | Diesel | COMPARTMENT A |  | Asphalt coated or Bare Steel |  |  |  | Removal | 1990-10-04
0-000179 | ARIZONA COLISEUM & EXPOSITION CENTER | 1826 W MCDOWELL RD | PHOENIX | AZ | 85007 | Maricopa | 5 | Perm Closure | 1972-01-01 | 1000 | Gasoline | COMPARTMENT A |  | Asphalt coated or Bare Steel |  |  |  | Removal | 1999-04-09
0-000179 | ARIZONA COLISEUM & EXPOSITION CENTER | 1826 W MCDOWELL RD | PHOENIX | AZ | 85007 | Maricopa | 6 | Perm Closure | 1972-01-01 | 1000 | Gasoline | COMPARTMENT A |  | Asphalt coated or Bare Steel |  |  |  | Removal | 1999-04-09
0-000460 | BELLA VISTA TEXACO | 1001 E FRY BLVD | SIERRA VISTA | AZ | 85635 | Cochise | 1 | Perm Closure | 1976-01-01 | 4000 | Gasoline | COMPARTMENT A |  | Asphalt coated or Bare Steel |  |  |  | Removal | 1994-10-25
0-007987 | BARRY BECKER | 2201 N 24TH ST | PHOENIX | AZ | 85008 | Maricopa | 2 | Perm Closure | 2005-06-17 | 3000 | Gasoline | COMPARTMENT A | Unknown | Asphalt coated or Bare Steel |  |  |  | Removal | 1991-03-07
0-002601 | RAMMER RENTS | 1102 S 17TH AVE | PHOENIX | AZ | 85007 | Maricopa | 2 | Perm Closure | 1969-05-30 | 6000 | Unidentified | COMPARTMENT A | Double Walled | Asphalt coated or Bare Steel |  |  |  | Removal | 1989-06-15
0-009495 | VILLAGE GREEN | 25615 N DANNY LN | RIO VERDE | AZ | 85263 | Maricopa | 1 | Perm Closure | 1979-01-01 | 10000 | Gasoline | COMPARTMENT A |  | Asphalt coated or Bare Steel | Pressure | Single Walled | Fiberglass Reinforced Plastic | Removal | 2014-02-20
0-007262 | SCOTTSDALE UNIFIED SCHOOL DISTRICT |  | SCOTTSDALE |  |  | Maricopa | 4 | Perm Closure | 2005-06-17 | 10000 | Gasoline | COMPARTMENT A | Double Walled | Asphalt coated or Bare Steel |  |  |  | Removal | 1991-05-01
0-007262 | SCOTTSDALE UNIFIED SCHOOL DISTRICT |  | SCOTTSDALE |  |  | Maricopa | 3 | Perm Closure | 2005-06-17 | 10000 | Gasoline | COMPARTMENT A | Double Walled | Asphalt coated or Bare Steel |  |  |  | Removal | 1991-05-01
0-003400 | SCOTTSDALE THUNDERBIRD #142290 | 6916 E DOUBLETREE RANCH RD | PARADISE VALLEY | AZ | 85253 | Maricopa | 3 | Open | 2003-01-01 | 5000 | Diesel | COMPARTMENT A | Double Walled | Fiberglass Reinforced Plastic | Suction - Check Valve at the Tank Top |  | Flexible
0-009209 | 56TH STREET CLASSIC CAR SPA | 9969 S PRIEST DR | TEMPE | AZ | 85284 | Maricopa | 1 | Perm Closure | 1997-10-06 | 20000 | Gasoline (PUL) | COMPARTMENT A | Double Walled | Fiberglass Reinforced Plastic | Pressure | Double Walled | Fiberglass Reinforced Plastic | Removal | 2018-01-23
0-009209 | 56TH STREET CLASSIC CAR SPA | 9969 S PRIEST DR | TEMPE | AZ | 85284 | Maricopa | 2 | Perm Closure | 1997-10-06 | 20000 | Gasoline (UL) | COMPARTMENT A | Double Walled | Fiberglass Reinforced Plastic | Pressure | Double Walled | Fiberglass Reinforced Plastic | Removal | 2018-01-23
0-004743 | DESERT WEST COOLING & HEATING | 3238 E 46TH ST | TUCSON | AZ | 85713 | Pima | 1 | Perm Closure | 1961-07-17 | 500 | Used Oil/Waste Oil | COMPARTMENT A | Unknown | Unknown |  |  |  | Removal | 1993-10-07
0-004886 | CORONA DEL SOL HIGH SCHOOL | 1001 E KNOX RD | TEMPE | AZ | 85284 | Maricopa | 1 | Perm Closure | 1979-12-18 | 1000 | Gasoline | COMPARTMENT A | Unknown | Asphalt coated or Bare Steel | Suction - Check Valve at the Tank Top |  | Bare or Galvanized Steel | Removal | 1995-07-01
0-009958 | COUNTRY MARKET | 6108 W NORTHERN AVE | GLENDALE | AZ | 85301 | Maricopa | 2 | Open | 2003-03-13 | 20000 | Gasoline (UL) | COMPARTMENT A | Double Walled | Fiberglass Reinforced Plastic | Pressure | Double Walled | Fiberglass Reinforced Plastic
0-009958 | COUNTRY MARKET | 6108 W NORTHERN AVE | GLENDALE | AZ | 85301 | Maricopa | 1 | Open | 2003-03-13 | 8000 | Diesel | COMPARTMENT A | Double Walled | Fiberglass Reinforced Plastic
0-000230 | ADOT - MESA ROAD MAINTENANCE | 2409 N COUNTRY CLUB DR | MESA | AZ | 85201 | Maricopa | 4 | Perm Closure | 2005-06-17 | 550 | Diesel | COMPARTMENT A |  | Asphalt coated or Bare Steel |  |  |  | Removal | 1992-10-24
0-000230 | ADOT - MESA ROAD MAINTENANCE | 2409 N COUNTRY CLUB DR | MESA | AZ | 85201 | Maricopa | 5 | Open | 1993-01-21 | 6000 | Diesel | COMPARTMENT A | Double Walled | Composite (Steel/Fiberglass) | Pressure | Double Walled | Fiberglass Reinforced Plastic
0-005315 | UNOCAL #6109 | 6201 N 7TH ST | PHOENIX | AZ | 85014 | Maricopa | 2 | Perm Closure | 1969-04-15 | 10000 | Gasoline | COMPARTMENT A | Double Walled | Asphalt coated or Bare Steel |  |  |  | Closed in Place | 1989-12-19
0-005115 | EXPRESS STOP #107 | 1501 S MAIN ST | FLORENCE | AZ | 85132 | Pinal | 10 | Perm Closure | 1990-11-01 | 10000 | Diesel | COMPARTMENT A | Double Walled | Fiberglass Reinforced Plastic | Pressure |  | Fiberglass Reinforced Plastic | Removal | 2003-07-31
0-005115 | EXPRESS STOP #107 | 1501 S MAIN ST | FLORENCE | AZ | 85132 | Pinal | 7 | Perm Closure | 1990-11-01 | 10000 | Gasoline | COMPARTMENT A | Double Walled | Fiberglass Reinforced Plastic | Pressure |  | Fiberglass Reinforced Plastic | Removal | 2003-07-31
0-003001 | RAY G LUKUS GENERAL AUTOMOTIVE | 5 E BENTON AVE | FLAGSTAFF | AZ | 86001 | Coconino | 2 | Perm Closure | 1961-06-23 | 800 | Gasoline | COMPARTMENT A | Unknown | Asphalt coated or Bare Steel |  |  |  | Removal | 1989-12-08
0-001073 | UPS TEMPE | 1975 E WILDERMUTH AVE | TEMPE | AZ | 85281 | Maricopa | 4 | Perm Closure | 1987-01-01 | 1000 | Used Oil/Waste Oil | COMPARTMENT A | Double Walled | Fiberglass Reinforced Plastic | Gravity Feed |  |  | Removal | 1990-09-01
0-001071 | CHEVRON #9-7019 | 1002 W UNIVERSITY DR | TEMPE | AZ | 85281 | Maricopa | 4 | Perm Closure | 1982-01-01 | 1000 | Used Oil/Waste Oil | COMPARTMENT A | Single Walled | Fiberglass Reinforced Plastic | Gravity Feed |  | Fiberglass Reinforced Plastic | Removal | 1995-09-13
0-001250 | CIRCLE K #2700530 | 1049 W HATCHER RD | PHOENIX | AZ | 85021 | Maricopa | 1 | Perm Closure | 1971-01-01 | 10000 | Gasoline | COMPARTMENT A |  | Asphalt coated or Bare Steel |  |  |  | Removal | 1994-09-20
0-001250 | CIRCLE K #2700530 | 1049 W HATCHER RD | PHOENIX | AZ | 85021 | Maricopa | 2 | Perm Closure | 1971-01-01 | 10000 | Gasoline | COMPARTMENT A |  | Asphalt coated or Bare Steel |  |  |  | Removal | 1994-09-20
0-001250 | CIRCLE K #2700530 | 1049 W HATCHER RD | PHOENIX | AZ | 85021 | Maricopa | 3 | Perm Closure | 1994-09-28 | 10000 | Gasoline | COMPARTMENT A |  | Fiberglass Reinforced Plastic | Pressure | Double Walled | Fiberglass Reinforced Plastic | Removal | 2017-02-01
0-005322 | UNOCAL #6877 | 1300 N KOLB RD | TUCSON | AZ | 85715 | Pima | 2 | Perm Closure | 1976-04-15 | 12000 | Gasoline | COMPARTMENT A | Double Walled | Asphalt coated or Bare Steel | Pressure |  | Fiberglass Reinforced Plastic | Removal | 1994-07-06
0-008100 | ARIZONA CHILDREN'S HOME | 2700 S 8TH AVE | TUCSON | AZ | 85713 | Pima | 1 | Perm Closure | 2005-06-17 | 6000 | Gasoline | COMPARTMENT A | Double Walled | Asphalt coated or Bare Steel | Pressure |  | Bare or Galvanized Steel | Removal | 1993-03-26
0-009339 | XPO LOGISTICS FREIGHT | 7002 W SHERMAN ST | PHOENIX | AZ | 85043 | Maricopa | 4 | Open | 1997-11-17 | 1000 | Used Oil/Waste Oil | COMPARTMENT A | Double Walled | Fiberglass Reinforced Plastic | Suction - Check Valve at the Tank Top | Double Walled | Fiberglass Reinforced Plastic
0-007820 | PHOENIX, CITY OF |  | PHOENIX |  |  | Maricopa | 2 | Perm Closure | 2005-06-17 | 3000 | Gasoline | COMPARTMENT A | Double Walled | Asphalt coated or Bare Steel |  |  |  | Removal | 1988-11-17
0-001503 | CIRCLE K #2701856 | 453 E WHITE MOUNTAIN BLVD | PINETOP-LAKESIDE | AZ | 85935 | Navajo | 3 | Open | 1985-01-01 | 10000 | Gasoline | COMPARTMENT A | Double Walled | Fiberglass Reinforced Plastic | Pressure |  | Fiberglass Reinforced Plastic
0-001513 | CIRCLE K #2703736 | 701 W UNION HILLS DR | PHOENIX | AZ | 85027 | Maricopa | 1 | Perm Closure | 1982-01-01 | 10000 | Gasoline | COMPARTMENT A | Double Walled | Fiberglass Reinforced Plastic | Pressure |  | Fiberglass Reinforced Plastic | Removal | 2015-02-11
0-009188 | FAA FAN MARKER SITE #9001 |  | PAULDEN |  |  | Yavapai | 1 | Perm Closure | 1942-01-01 | 500 | Gasoline | COMPARTMENT A | Double Walled | Asphalt coated or Bare Steel | Gravity Feed |  |  | Removal | 2001-07-24
0-009670 | FLYING H | 13884 W JIMMIE KERR BLVD | CASA GRANDE | AZ | 85122 | Pinal | 2 | Perm Closure | 2005-06-17 | 6000 | Unidentified | COMPARTMENT A | Single Walled | Asphalt coated or Bare Steel |  |  |  | Removal | 2000-07-19
0-009670 | FLYING H | 13884 W JIMMIE KERR BLVD | CASA GRANDE | AZ | 85122 | Pinal | 1 | Perm Closure | 2005-06-17 | 1000 | Unidentified | COMPARTMENT A | Single Walled | Asphalt coated or Bare Steel |  |  |  | Removal | 2000-07-19
0-002798 | MUSTANG #6904 | 7630 E MCDOWELL RD | SCOTTSDALE | AZ | 85257 | Maricopa | 2 | Perm Closure | 1971-01-01 | 10000 | Gasoline | COMPARTMENT A | Single Walled | Asphalt coated or Bare Steel | Pressure | Single Walled | Bare or Galvanized Steel | Removal | 2002-08-29
0-003044 | MARICOPA COUNTY EQUIP SERV | 100 E GERMANN RD | CHANDLER | AZ | 85224 | Maricopa | 3 | Perm Closure | 1970-03-07 | 10000 | Gasoline | COMPARTMENT A | Double Walled | Asphalt coated or Bare Steel |  |  |  | Removal | 1987-02-01
0-000504 | SHELL GASCO MINI MART | 3159 W BUCKEYE RD | PHOENIX | AZ | 85009 | Maricopa | 2 | Perm Closure | 2005-06-17 | 5000 | Gasoline | COMPARTMENT A |  | Asphalt coated or Bare Steel |  |  |  | Removal | 1986-05-01
0-005504 | VALLEY CAR CARE CENTERS INC | 2918 N SCOTTSDALE RD | SCOTTSDALE | AZ | 85251 | Maricopa | 1 | Perm Closure | 1980-12-26 | 550 | Used Oil/Waste Oil | COMPARTMENT A | Double Walled | Asphalt coated or Bare Steel | Gravity Feed |  | Bare or Galvanized Steel | Removal | 1999-05-20
0-007137 | CANYON STATE DRYWALL | 1124 S CENTER ST | MESA | AZ | 85210 | Maricopa | 1 | Perm Closure | 1974-01-01 | 6000 | Gasoline | COMPARTMENT A | Unknown | Unknown |  |  |  | Removal | 1990-11-29
0-001842 | EAGLE MILLING COMPANY INC | 4619 N HIGHWAY DR | TUCSON | AZ | 85705 | Pima | 4 | Perm Closure | 1963-01-01 | 8000 | Gasoline | COMPARTMENT A |  | Asphalt coated or Bare Steel |  |  |  | Removal | 1990-12-11
0-010072 | PARCEL 103-15-368B | 1217 CENTRAL ST | WINSLOW | AZ | 86047 | Navajo | 1 | Perm Closure | 1950-01-01 | 250 | Gasoline | COMPARTMENT A |  | Asphalt coated or Bare Steel |  |  |  | Removal | 2005-11-08
0-010459 | CIRCLE K STORE #2703439 | 4701 E 22ND ST | TUCSON | AZ | 85711 | Pima | 2 | Open | 2012-10-29 | 12000 | Gasoline | COMPARTMENT A | Double Walled | Fiberglass Reinforced Plastic
0-010463 | PARCEL 124-10-030L | 4633 E VAN BUREN ST | PHOENIX | AZ | 85008 | Maricopa | 1 | Perm Closure | 2013-04-22 | 2500 | Jet Fuel | COMPARTMENT A | Double Walled | Composite (Steel/Fiberglass) | Pressure | Single Walled | Fiberglass Reinforced Plastic | Removal | 2013-02-26
0-007422 | EARNHARDT CHRYSLER JEEP DODGE | 1301 N ARIZONA AVE | GILBERT | AZ | 85233 | Maricopa | 3 | Perm Closure | 1986-02-01 | 1000 | Unidentified | COMPARTMENT A | Double Walled | Fiberglass Reinforced Plastic | Suction - Check Valve at the Tank Top |  |  | Removal | 1996-01-12
0-007422 | EARNHARDT CHRYSLER JEEP DODGE | 1301 N ARIZONA AVE | GILBERT | AZ | 85233 | Maricopa | 6 | Perm Closure | 1986-02-01 | 1000 | Unidentified | COMPARTMENT A | Double Walled | Fiberglass Reinforced Plastic | Suction - Check Valve at the Tank Top |  |  | Removal | 1996-01-12
0-006900 | KENWORTH YARD | 1815 S 39TH AVE | PHOENIX | AZ | 85009 | Maricopa | 1 | Perm Closure | 1979-01-01 | 1000 | Gasoline | COMPARTMENT A | Unknown | Asphalt coated or Bare Steel |  |  |  | Removal | 1990-02-28
0-006900 | KENWORTH YARD | 1815 S 39TH AVE | PHOENIX | AZ | 85009 | Maricopa | 2 | Perm Closure | 1979-01-01 | 1000 | Gasoline | COMPARTMENT A | Unknown | Asphalt coated or Bare Steel |  |  |  | Removal | 1990-02-28
0-001532 | CIRCLE K #2701954 | 5907 W BETHANY HOME RD | GLENDALE | AZ | 85301 | Maricopa | 3 | Open | 1986-01-01 | 10000 | Gasoline | COMPARTMENT A | Single Walled | Fiberglass Reinforced Plastic | Pressure | Single Walled | Fiberglass Reinforced Plastic
0-001532 | CIRCLE K #2701954 | 5907 W BETHANY HOME RD | GLENDALE | AZ | 85301 | Maricopa | 6 | Perm Closure | 1964-01-01 | 4000 | Gasoline | COMPARTMENT A |  | Asphalt coated or Bare Steel |  |  |  | Removal | 1986-11-19
0-000037 | FAA PRESCOTT |  | PRESCOTT |  |  | Yavapai | 1 | Perm Closure | 2005-06-17 |  | Diesel | COMPARTMENT A | Single Walled | Asphalt coated or Bare Steel |  |  |  | Removal | 1986-03-17
0-003758 | PHILLIPS 66 COMPANY #018223 | 2404 N SCOTTSDALE RD | TEMPE | AZ | 85257 | Maricopa | 3 | Perm Closure | 1964-01-01 | 560 | Used Oil/Waste Oil | COMPARTMENT A | Single Walled | Asphalt coated or Bare Steel |  |  |  | Removal | 1978-10-25
0-006166 | KNOELL HOMES INC | 2401 S 24TH ST | PHOENIX | AZ | 85034 | Maricopa | 1 | Perm Closure | 1978-05-10 | 10000 | Gasoline | COMPARTMENT A | Double Walled | Asphalt coated or Bare Steel |  |  |  | Removal | 1990-09-26
0-009064 | LYN CENTER | 4410 N 40TH ST | PHOENIX | AZ | 85018 | Maricopa | 3 | Perm Closure | 2005-06-17 | 5000 | Gasoline | COMPARTMENT A | Double Walled | Asphalt coated or Bare Steel | Pressure |  | Bare or Galvanized Steel | Removal | 1997-03-11
0-006099 | MESA SAND & ROCK INC | 2246 N COUNTRY CLUB DR | MESA | AZ | 85201 | Maricopa | 3 | Perm Closure | 1968-01-01 | 6000 | Diesel | COMPARTMENT A | Single Walled | Asphalt coated or Bare Steel |  |  |  | Removal | 1988-10-01
0-010513 | CIRCLE K STORE #3390 | 18141 N JOHN WAYNE PKWY | MARICOPA | AZ | 85139 | Pinal | 2 | Open | 2014-11-14 | 12000 | Gasoline (PUL) | COMPARTMENT A | Double Walled | Fiberglass Reinforced Plastic | Pressure | Double Walled | Fiberglass Reinforced Plastic
0-010513 | CIRCLE K STORE #3390 | 18141 N JOHN WAYNE PKWY | MARICOPA | AZ | 85139 | Pinal | 1 | Open | 2014-11-14 | 20000 | Gasoline (UL) | COMPARTMENT A | Double Walled | Fiberglass Reinforced Plastic | Pressure | Double Walled | Fiberglass Reinforced Plastic
0-006981 | GURUDEV LAKE HAVASU | 311 LAKE HAVASU AVE N | LAKE HAVASU CITY | AZ | 86403 | Mohave | 2 | Open | 1989-12-19 | 10000 | Gasoline | COMPARTMENT A | Double Walled | Fiberglass Reinforced Plastic | Pressure | Double Walled | Fiberglass Reinforced Plastic
0-003753 | PHILLIPS 66 COMPANY #0178 | 824 W ROUTE 66 | FLAGSTAFF | AZ | 86001 | Coconino | 2 | Perm Closure | 1970-01-01 | 6000 | Gasoline | COMPARTMENT A | Single Walled | Asphalt coated or Bare Steel | Suction - Check Valve at the Tank Top |  | Bare or Galvanized Steel | Removal | 1979-02-03
0-003753 | PHILLIPS 66 COMPANY #0178 | 824 W ROUTE 66 | FLAGSTAFF | AZ | 86001 | Coconino | 3 | Perm Closure | 1970-01-01 | 4000 | Gasoline | COMPARTMENT A | Single Walled | Asphalt coated or Bare Steel | Suction - Check Valve at the Tank Top |  | Bare or Galvanized Steel | Removal | 1979-02-03
0-007317 | O F COMPANY INC | 720 W 5TH ST | SAFFORD | AZ | 85546 | Graham | 1 | Perm Closure | 1964-01-01 | 4000 | Gasoline | COMPARTMENT A | Unknown | Asphalt coated or Bare Steel | Pressure |  |  | Removal | 1991-06-05
0-007317 | O F COMPANY INC | 720 W 5TH ST | SAFFORD | AZ | 85546 | Graham | 4 | Perm Closure | 1964-01-01 | 280 | Used Oil/Waste Oil | COMPARTMENT A | Unknown | Asphalt coated or Bare Steel | Gravity Feed |  |  | Removal | 1991-06-05
0-003568 | O'MALLEY GLASS & MILLWORK | 620 S 19TH AVE | PHOENIX | AZ | 85009 | Maricopa | 3 | Perm Closure | 1966-01-01 | 2000 | Kerosene | COMPARTMENT A |  | Asphalt coated or Bare Steel |  |  |  | Removal | 1988-10-15
0-004328 | SAMARITAN HEALTH SERVICES | 2121 E MAGNOLIA ST | PHOENIX | AZ | 85034 | Maricopa | 1 | Perm Closure | 1980-05-02 | 500 | Diesel | COMPARTMENT A | Unknown | Asphalt coated or Bare Steel |  |  |  | Removal | 1988-08-03
0-001630 | RUBEN CONDE STATION | 64503 S AGUA CALIENTE RD | DATELAND | AZ | 85333 | Maricopa | 3 | Perm Closure | 1960-01-01 | 2000 | Gasoline | COMPARTMENT A |  | Asphalt coated or Bare Steel | Suction - Check Valve at the Tank Top |  |  | Closed in Place | 1999-04-20
0-009747 | SAFEWAY #1654 | 8141 W CAMELBACK RD | PHOENIX | AZ | 85033 | Maricopa | 1 | Open | 2000-11-01 | 10000 | Gasoline | COMPARTMENT B | Double Walled | Composite (Steel/Fiberglass)
0-004732 | RENEGADE CLUBHOUSE CART STORAGE | 38580 N DESERT MOUNTAIN PKWY | SCOTTSDALE | AZ | 85262 | Maricopa | 1 | Perm Closure | 1987-12-18 | 550 | Gasoline | COMPARTMENT A | Unknown | Fiberglass Reinforced Plastic | Suction - Check Valve at the Tank Top |  | Fiberglass Reinforced Plastic | Removal | 1996-06-14
0-010527 | QUIKTRIP #405R | 9010 N 19TH AVE | PHOENIX | AZ | 85021 | Maricopa | 1 | Open | 2014-12-30 | 20000 | Gasoline | COMPARTMENT A | Double Walled | Fiberglass Reinforced Plastic | Pressure | Double Walled | Fiberglass Reinforced Plastic
0-000596 | LA OSA JUNCTION BAR | 41400 S SASABE RD | SASABE | AZ | 85702 | Pima | 1 | Perm Closure | 1975-01-01 | 4000 | Gasoline | COMPARTMENT A |  | Asphalt coated or Bare Steel | Pressure |  | Fiberglass Reinforced Plastic | Removal | 2017-07-19
0-002975 | LITTLE AMERICA HOTEL | 2515 E BUTLER AVE | FLAGSTAFF | AZ | 86004 | Coconino | 12 | Perm Closure | 1973-01-01 | 550 | Unidentified | COMPARTMENT A | Double Walled | Fiberglass Reinforced Plastic |  |  |  | Removal | 1992-05-06
0-002975 | LITTLE AMERICA HOTEL | 2515 E BUTLER AVE | FLAGSTAFF | AZ | 86004 | Coconino | 14 | Perm Closure | 1973-01-01 | 6000 | Unidentified | COMPARTMENT A | Double Walled | Fiberglass Reinforced Plastic | Pressure |  |  | Removal | 1997-09-04
0-006241 | ROBERT HOTCHKISS | 2772 W ALVARO RD | TUCSON | AZ | 85746 | Pima | 3 | Perm Closure | 1968-06-24 | 1500 | Gasoline | COMPARTMENT A | Unknown | Asphalt coated or Bare Steel |  |  |  | Removal | 1988-05-28
0-005823 | QUIK MART #23 | 10275 E 22ND ST | TUCSON | AZ | 85748 | Pima | 3 | Perm Closure | 1989-04-03 | 10000 | Gasoline | COMPARTMENT A | Double Walled | Composite (Steel/Fiberglass) | Pressure | Double Walled | Fiberglass Reinforced Plastic | Removal | 2018-09-06
0-010004 | QUIKTRIP #435 | 1610 E HIGHLAND AVE | PHOENIX | AZ | 85016 | Maricopa | 1 | Open | 2004-01-13 | 12000 | Gasoline | COMPARTMENT A | Double Walled | Fiberglass Reinforced Plastic | Pressure |  | Flexible
0-006716 | R & A IMPORT REPAIR | 2932 E ROUTE 66 | FLAGSTAFF | AZ | 86004 | Coconino | 1 | Perm Closure | 2005-06-17 | 500 | Used Oil/Waste Oil | COMPARTMENT A | Unknown | Unknown |  |  |  | Removal | 1989-11-21
0-009672 | CIRCLE K STORE #2703444 | 2933 S TOMAHAWK RD | APACHE JUNCTION | AZ | 85119 | Pinal | 2 | Open | 2000-04-07 | 8000 | Gasoline | COMPARTMENT A | Double Walled | Composite (Steel/Fiberglass) | Pressure | Double Walled | Fiberglass Reinforced Plastic
0-003994 | Q LUBE #1136 | 13801 N 32ND ST | PHOENIX | AZ | 85032 | Maricopa | 2 | Perm Closure | 1986-03-03 | 3000 | Unidentified | COMPARTMENT A | Unknown | Asphalt coated or Bare Steel | Suction - Check Valve at the Tank Top |  |  | Removal | 1996-01-05
0-001465 | CIRCLE K #2701671 | 2815 E UNIVERSITY DR | MESA | AZ | 85213 | Maricopa | 1 | Open | 1985-01-01 | 10000 | Gasoline | COMPARTMENT A | Single Walled | Fiberglass Reinforced Plastic | Pressure | Single Walled | Fiberglass Reinforced Plastic
0-001404 | CIRCLE K #1393 | 1099 W 8TH ST | YUMA | AZ | 85364 | Yuma | 3 | Perm Closure | 1985-01-01 | 10000 | Gasoline | COMPARTMENT A | Double Walled | Fiberglass Reinforced Plastic | Pressure |  | Fiberglass Reinforced Plastic | Removal | 2000-11-15
0-005777 | BECKER SPECIALITIES & MANUFACTURING INC | 3238 E 45TH ST | TUCSON | AZ | 85713 | Pima | 4 | Perm Closure | 1980-02-21 | 1000 | Diesel | COMPARTMENT A | Double Walled | Asphalt coated or Bare Steel |  |  |  | Removal | 1989-06-01
0-000467 | ARNOLDS SERVICE STATION |  | BOWIE |  |  | Cochise | 2 | Perm Closure | 1963-01-01 | 1000 | Gasoline | COMPARTMENT A |  | Asphalt coated or Bare Steel |  |  |  | Removal | 1989-01-01
0-001537 | CIRCLE K/POLAR BEVERAGE | 3910 E WIER AVE | PHOENIX | AZ | 85040 | Maricopa | 3 | Perm Closure | 1975-01-01 | 10000 | Diesel | COMPARTMENT A |  | Asphalt coated or Bare Steel |  |  |  | Removal | 1989-03-01
0-010590 | OCOTILLO GOLF RESORT LLC - MAINTENANCE FACILITY | 2000 SW JACARANDA PKWY | CHANDLER | AZ | 85248 | Maricopa | 2 | Perm Closure | 1986-01-01 | 3000 | Red Diesel | COMPARTMENT A | Single Walled | Asphalt coated or Bare Steel | Suction - Check Valve at the Dispenser |  |  | Removal | 2017-02-21
0-010565 | QUIKTRIP STORE NO. 1424 | 150 N AVONDALE BLVD | AVONDALE | AZ | 85323 | Maricopa | 1 | Open | 2016-05-18 | 20000 | Gasoline (UL) | COMPARTMENT A | Double Walled | Fiberglass Reinforced Plastic
0-010607 | 5 POINTS BIKE SHOP | 702 S STONE AVE | TUCSON | AZ | 85701 | Pima | 3 | Perm Closure | 2017-06-26 | 250 | Unidentified | COMPARTMENT A | Single Walled | Asphalt coated or Bare Steel | No Piping |  |  | Removal | 2017-05-25
0-010606 | CARIOCA SHELL #52 | 3906 W NEW RIVER RD | NEW RIVER | AZ | 85087 | Maricopa | 2 | Open | 2017-10-23 | 12000 | Gasoline (UL) | COMPARTMENT A | Double Walled | Fiberglass Reinforced Plastic | Pressure | Double Walled | Fiberglass Reinforced Plastic
0-000523 | ARCO #5256 | 5101 W THOMAS RD | PHOENIX | AZ | 85031 | Maricopa | 8 | Open | 1988-12-19 | 10000 | Gasoline | COMPARTMENT A | Double Walled | Fiberglass Reinforced Plastic | Pressure | Double Walled | Fiberglass Reinforced Plastic
0-000523 | ARCO #5256 | 5101 W THOMAS RD | PHOENIX | AZ | 85031 | Maricopa | 4 | Perm Closure | 2005-06-17 | 8000 | Gasoline | COMPARTMENT A |  | Asphalt coated or Bare Steel |  |  |  | Removal | 1988-11-01
0-009882 | GPM #4601 | 4020 W RAY RD | CHANDLER | AZ | 85226 | Maricopa | 2 | Open | 2002-08-01 | 15000 | Gasoline (PUL) | COMPARTMENT A | Double Walled | Fiberglass Reinforced Plastic | Pressure | Double Walled | Flexible
0-007448 | ADOT / RIGHT OF WAY | 101 E BENSON HWY | TUCSON | AZ | 85713 | Pima | 1 | Perm Closure | 2005-06-17 | 500 | Gasoline | COMPARTMENT A | Unknown | Asphalt coated or Bare Steel | Suction - Check Valve at the Tank Top |  | Bare or Galvanized Steel | Removal | 1991-08-29
0-000352 | ADOT - RYE |  | RYE |  |  | Gila | 1 | Perm Closure | 1968-01-01 | 1000 | Gasoline | COMPARTMENT A |  | Asphalt coated or Bare Steel |  |  |  | Removal | 1991-03-26
0-004115 | SINCLAIR #1101 | 1101 N 7TH ST | PHOENIX | AZ | 85006 | Maricopa | 3 | Open | 1987-05-26 | 10000 | Gasoline | COMPARTMENT A | Double Walled | Fiberglass Reinforced Plastic | Pressure |  | Fiberglass Reinforced Plastic
0-005723 | CHAS YOUNGKER & SON RANCH |  | BUCKEYE |  |  | Maricopa | 1 | Perm Closure | 1977-02-20 | 2000 | Diesel | COMPARTMENT A | Unknown | Asphalt coated or Bare Steel |  |  |  | Removal | 1988-08-11
0-010572 | FRY'S FUEL #83 | 1805 W VALENCIA RD | TUCSON | AZ | 85746 | Pima | 1 | Open | 2016-06-15 | 20000 | Gasoline (UL) | COMPARTMENT A | Double Walled | Fiberglass Reinforced Plastic | Pressure | Double Walled | Fiberglass Reinforced Plastic
0-007590 | CHECKER AUTO PARTS | 200 E GURLEY ST | PRESCOTT | AZ | 86301 | Yavapai | 3 | Perm Closure | 2005-06-17 |  | Unidentified | COMPARTMENT A | Unknown | Asphalt coated or Bare Steel |  |  |  | Removal | 1989-06-19
0-001029 | CHEVRON #9-1004 | 200 E 4TH ST | BENSON | AZ | 85602 | Cochise | 4 | Perm Closure | 1951-01-01 | 7500 | Gasoline | COMPARTMENT A |  | Asphalt coated or Bare Steel |  |  |  | Removal | 1987-05-01
0-004471 | CHEVRON #3 | 712 S 4TH AVE | YUMA | AZ | 85364 | Yuma | 2 | Perm Closure | 1972-01-01 | 5000 | Gasoline | COMPARTMENT A |  | Asphalt coated or Bare Steel | Pressure |  | Fiberglass Reinforced Plastic | Removal | 2003-01-05
0-004067 | BULLWACKER MARKET #435 | 2311 E STATE ROUTE 69 | PRESCOTT | AZ | 86301 | Yavapai | 2 | Perm Closure | 1978-04-22 | 6000 | Gasoline | COMPARTMENT A | Double Walled | Asphalt coated or Bare Steel |  |  |  | Removal | 1986-01-01
0-009245 | CAKE CHEVROLET | 1200 E SECOND ST | WINSLOW | AZ | 86047 | Navajo | 1 | Perm Closure | 2005-06-17 | 1000 | Gasoline | COMPARTMENT A | Double Walled | Asphalt coated or Bare Steel | Suction - Check Valve at the Dispenser |  |  | Removal | 1998-12-29
0-006516 | ALL AMERICAN FUEL | 1041 ACOMA BLVD S | LAKE HAVASU CITY | AZ | 86406 | Mohave | 4 | Perm Closure | 1992-04-10 | 550 | Used Oil/Waste Oil | COMPARTMENT A |  | Asphalt coated or Bare Steel | Gravity Feed |  | Fiberglass Reinforced Plastic | Removal | 2000-07-20
0-000891 | CARDON FAST GAS # 101 | 260 W UNIVERISTY | MESA | AZ | 85201 | Maricopa | 3 | Perm Closure | 1969-01-01 | 12000 | Gasoline | COMPARTMENT A |  | Asphalt coated or Bare Steel |  |  |  | Removal | 1987-02-01
0-000665 | BELL & DEAN SERVICE | 8650 E MCDOWELL RD | SCOTTSDALE | AZ | 85257 | Maricopa | 4 | Perm Closure | 1971-01-01 | 4000 | Gasoline | COMPARTMENT A |  | Asphalt coated or Bare Steel |  |  |  | Removal | 1988-12-14
0-000665 | BELL & DEAN SERVICE | 8650 E MCDOWELL RD | SCOTTSDALE | AZ | 85257 | Maricopa | 3 | Perm Closure | 1962-01-01 | 4000 | Gasoline | COMPARTMENT A |  | Asphalt coated or Bare Steel |  |  |  | Removal | 1988-12-14
0-009502 | TROON NORTH GOLF MAINTENANCE YARD | 10550 E DYNAMITE BLVD | SCOTTSDALE | AZ | 85262 | Maricopa | 1 | Perm Closure | 1990-10-01 | 6000 | Gasoline | COMPARTMENT A | Double Walled | Fiberglass Reinforced Plastic | Pressure |  | Fiberglass Reinforced Plastic | Removal | 2020-03-11
0-008738 | TRUXTON AUTO REPAIR | 15927 E HWY 66 | TRUXTON | AZ | 86434 | Mohave | 3 | Perm Closure | 2005-06-17 | 3000 | Unidentified | COMPARTMENT A |  | Asphalt coated or Bare Steel |  |  |  | Removal | 2008-09-25
0-000939 | SHELL #26 | 1380 N SCOTTSDALE RD | TEMPE | AZ | 85281 | Maricopa | 3 | Perm Closure | 1979-01-01 | 6000 | Gasoline | COMPARTMENT A | Single Walled | Asphalt coated or Bare Steel | Pressure |  | Fiberglass Reinforced Plastic | Removal | 2020-07-16
0-000939 | SHELL #26 | 1380 N SCOTTSDALE RD | TEMPE | AZ | 85281 | Maricopa | 1 | Perm Closure | 1979-01-01 | 6000 | Gasoline | COMPARTMENT A | Single Walled | Asphalt coated or Bare Steel | Pressure |  | Fiberglass Reinforced Plastic | Removal | 2020-07-16
0-005055 | THUNDERBIRD ADVENTIST ACADEMY | 7410 E SUTTON DR | SCOTTSDALE | AZ | 85260 | Maricopa | 1 | Perm Closure | 1976-01-01 | 6000 | Gasoline | COMPARTMENT A | Single Walled | Asphalt coated or Bare Steel |  |  |  | Removal | 1991-07-19
0-005055 | THUNDERBIRD ADVENTIST ACADEMY | 7410 E SUTTON DR | SCOTTSDALE | AZ | 85260 | Maricopa | 3 | Perm Closure | 2005-06-17 | 500 | Used Oil/Waste Oil | COMPARTMENT A | Double Walled | Asphalt coated or Bare Steel |  |  |  | Removal | 1991-07-19
0-005055 | THUNDERBIRD ADVENTIST ACADEMY | 7410 E SUTTON DR | SCOTTSDALE | AZ | 85260 | Maricopa | 5 | Perm Closure | 1976-01-01 | 6000 | Gasoline | COMPARTMENT A | Single Walled | Asphalt coated or Bare Steel |  |  |  | Removal | 1991-07-19
0-006257 | TOURNAMENT PLAYERS CLUB OF SCOTTDALE | 17020 N HAYDEN RD | SCOTTSDALE | AZ | 85255 | Maricopa | 1 | Perm Closure | 1988-01-01 | 2000 | Gasoline | COMPARTMENT A | Single Walled | Fiberglass Reinforced Plastic | Pressure | Single Walled | Fiberglass Reinforced Plastic | Removal | 2017-04-12
0-008236 | SUNPOINT APARTMENTS | 2727 N ORACLE RD | TUCSON | AZ | 85705 | Pima | 1 | Perm Closure | 1972-01-01 | 2000 | Diesel | COMPARTMENT A | Unknown | Asphalt coated or Bare Steel | Suction - Check Valve at the Tank Top |  | Bare or Galvanized Steel | Removal | 1993-11-17
0-004704 | SOUTHWEST PIPE & SUPPLY CO | 7700 W OLIVE AVE | PEORIA | AZ | 85345 | Maricopa | 3 | Perm Closure | 1975-01-01 | 300 | Used Oil/Waste Oil | COMPARTMENT A | Unknown | Asphalt coated or Bare Steel | Gravity Feed |  |  | Removal | 1994-01-05
0-000636 | STAGE STOP MINI MARKET | 103 OLD WEST HWY | DUNCAN | AZ | 85534 | Greenlee | 4 | Perm Closure | 1976-01-01 | 4000 | Gasoline | COMPARTMENT A |  | Asphalt coated or Bare Steel | Pressure |  | Fiberglass Reinforced Plastic | Closed in Place | 2011-11-15
0-009458 | SHELL #22 | 26602 W US HIGHWAY 85 | BUCKEYE | AZ | 85326 | Maricopa | 2 | Open | 1998-11-06 | 12000 | Gasoline | COMPARTMENT A | Double Walled | Fiberglass Reinforced Plastic
0-009363 | DESERT GARAGE | 4086 N HIGHWAY 87 | COOLIDGE | AZ | 85128 | Pinal | 1 | Perm Closure | 2005-06-17 | 10000 | Gasoline | COMPARTMENT A | Double Walled | Asphalt coated or Bare Steel | Suction - Check Valve at the Tank Top |  | Bare or Galvanized Steel | Removal | 1999-11-01
0-009363 | DESERT GARAGE | 4086 N HIGHWAY 87 | COOLIDGE | AZ | 85128 | Pinal | 2 | Perm Closure | 2005-06-17 | 10000 | Gasoline | COMPARTMENT A | Double Walled | Asphalt coated or Bare Steel | Suction - Check Valve at the Tank Top |  |  | Removal | 1999-11-01
0-003322 | BROADWAY 101 COMMERCE PARK | 2200 W BROADWAY RD | MESA | AZ | 85202 | Maricopa | 6 | Perm Closure | 1985-01-01 | 2000 | Diesel | COMPARTMENT A | Single Walled | Fiberglass Reinforced Plastic | Suction - Check Valve at the Tank Top |  | Fiberglass Reinforced Plastic | Removal | 1994-11-29
0-002769 | WHITING # 33 | 1951 E APACHE BLVD | TEMPE | AZ | 85281 | Maricopa | 1 | Perm Closure | 1971-04-09 | 4000 | Gasoline | COMPARTMENT A | Double Walled | Asphalt coated or Bare Steel |  |  |  | Removal | 1989-06-14
0-002769 | WHITING # 33 | 1951 E APACHE BLVD | TEMPE | AZ | 85281 | Maricopa | 2 | Perm Closure | 1971-04-09 | 8000 | Gasoline | COMPARTMENT A | Double Walled | Asphalt coated or Bare Steel |  |  |  | Removal | 1989-06-14
0-005554 | WAGONERS UNION 76 | 811 W ROUTE 66 | WILLIAMS | AZ | 86046 | Coconino | 4 | Perm Closure | 1989-01-01 | 200 | Used Oil/Waste Oil | COMPARTMENT A | Double Walled | Composite (Steel/Fiberglass) | Gravity Feed |  | Fiberglass Reinforced Plastic | Removal | 1995-12-05
0-003150 | METRO OIL CORPORATION | 3165 E 48TH ST | TUCSON | AZ | 85713 | Pima | 1 | Perm Closure | 1966-01-14 | 6000 | Used Oil/Waste Oil | COMPARTMENT A | Double Walled | Asphalt coated or Bare Steel |  |  |  | Closed in Place | 1973-01-01
0-007113 | MIAMI INDUSTRIAL PROP | 3837 E MIAMI AVE | PHOENIX | AZ | 85040 | Maricopa | 4 | Perm Closure | 2005-06-17 | 8000 | Gasoline | COMPARTMENT A | Unknown | Unknown | Suction - Check Valve at the Tank Top |  |  | Removal | 1990-10-05
0-001954 | AUTO DOC | 1875 S ARIZONA AVE | YUMA | AZ | 85364 | Yuma | 1 | Perm Closure | 1966-01-01 | 500 | Used Oil/Waste Oil | COMPARTMENT A |  | Asphalt coated or Bare Steel | Gravity Feed |  |  | Removal | 1986-09-01
0-006795 | TUNEUP MASTERS #613 | 808 S RURAL RD | TEMPE | AZ | 85281 | Maricopa | 1 | Perm Closure | 2005-06-17 | 550 | Used Oil/Waste Oil | COMPARTMENT A | Unknown | Unknown |  |  |  | Removal | 1990-02-19
0-005209 | TWIN PINES GASER | 2318 N 4TH ST | FLAGSTAFF | AZ | 86004 | Coconino | 1 | Perm Closure | 1971-04-26 | 8000 | Gasoline | COMPARTMENT A | Unknown | Asphalt coated or Bare Steel |  |  |  | Removal | 1988-12-01
0-005209 | TWIN PINES GASER | 2318 N 4TH ST | FLAGSTAFF | AZ | 86004 | Coconino | 5 | Perm Closure | 1967-04-26 | 6000 | Gasoline | COMPARTMENT A | Unknown | Asphalt coated or Bare Steel |  |  |  | Removal | 1988-12-01
0-005209 | TWIN PINES GASER | 2318 N 4TH ST | FLAGSTAFF | AZ | 86004 | Coconino | 9 | Perm Closure | 1990-02-28 | 8000 | Gasoline | COMPARTMENT A | Double Walled | Composite (Steel/Fiberglass) | Pressure |  | Fiberglass Reinforced Plastic | Removal | 2019-10-22
0-005926 | U-HAUL # 723-56 | 800 N HAYDEN RD | TEMPE | AZ | 85281 | Maricopa | 3 | Perm Closure | 1984-01-01 | 10000 | Diesel | COMPARTMENT A | Double Walled | Fiberglass Reinforced Plastic | Pressure |  |  | Removal | 1995-02-08
0-003291 | BIRDNEST CONDOMINIUM | 7419 E GREENWAY RD | SCOTTSDALE | AZ | 85260 | Maricopa | 2 | Perm Closure | 1984-01-01 | 10000 | Gasoline | COMPARTMENT A |  | Asphalt coated or Bare Steel |  |  |  | Removal | 1991-04-02
0-003105 | MCKESSON WINE & SPIRITS | 2929 GRAND AVE | PHOENIX | AZ | 85017 | Maricopa | 1 | Perm Closure | 1985-04-23 |  | Diesel | COMPARTMENT A | Unknown | Asphalt coated or Bare Steel |  |  |  | Removal | 1989-04-16
0-003105 | MCKESSON WINE & SPIRITS | 2929 GRAND AVE | PHOENIX | AZ | 85017 | Maricopa | 4 | Perm Closure | 2005-06-17 | 3000 | Gasoline | COMPARTMENT A | Unknown | Fiberglass Reinforced Plastic |  |  |  | Removal | 2000-01-26
0-003524 | GREENWAY CENTER | 2802 E GREENWAY RD | PHOENIX | AZ | 85032 | Maricopa | 1 | Perm Closure | 1983-01-01 | 2000 | Diesel | COMPARTMENT A |  | Asphalt coated or Bare Steel |  |  |  | Removal | 1995-03-01
0-002302 | GLOBE UNIFIED SCHOOL DISTRICT | 455 N WILLOW ST | GLOBE | AZ | 85501 | Gila | 2 | Perm Closure | 1936-01-01 | 1000 | Gasoline | COMPARTMENT A | Single Walled | Asphalt coated or Bare Steel |  |  |  | Removal | 1985-12-20
0-005871 | GOLDEN VALLEY PARK |  | GOLDEN VALLEY |  |  | Mohave | 2 | Perm Closure | 1987-11-02 | 2000 | Gasoline | COMPARTMENT A | Double Walled | Asphalt coated or Bare Steel |  |  |  | Removal | 1990-12-10
0-005192 | TUCSON NATIONAL GOLF CLUB - MAINTENANCE AREA | 2727 W CLUB DR | TUCSON | AZ | 85742 | Pima | 1 | Perm Closure | 1961-01-22 | 1000 | Gasoline | COMPARTMENT A | Unknown | Unknown |  |  |  | Removal | 1989-06-20
0-005880 | HOPE TRADING INC | 1001 S EDWARD DR | TEMPE | AZ | 85281 | Maricopa | 1 | Perm Closure | 1987-09-29 | 10000 | Diesel | COMPARTMENT A | Unknown | Fiberglass Reinforced Plastic |  |  |  | Removal | 1998-01-07
0-008722 | LAYTON FARM | 1420 N REAY LN | THATCHER | AZ | 85552 | Graham | 1 | Perm Closure | 1975-01-01 | 3000 | Diesel | COMPARTMENT A | Unknown | Asphalt coated or Bare Steel | Suction - Check Valve at the Tank Top |  |  | Removal | 1999-03-19
0-006199 | STEWART'S SAV-A-BIT | 49386 EHRENBERG PARKER HWY | EHRENBERG | AZ | 85334 | La Paz | 1 | Perm Closure | 1974-01-01 | 10000 | Gasoline | COMPARTMENT A |  | Asphalt coated or Bare Steel |  |  |  | Removal | 2010-10-28
0-006199 | STEWART'S SAV-A-BIT | 49386 EHRENBERG PARKER HWY | EHRENBERG | AZ | 85334 | La Paz | 3 | Perm Closure | 1980-01-01 | 3000 | Gasoline | COMPARTMENT A |  | Asphalt coated or Bare Steel |  |  |  | Removal | 2010-09-22
0-006199 | STEWART'S SAV-A-BIT | 49386 EHRENBERG PARKER HWY | EHRENBERG | AZ | 85334 | La Paz | 2 | Perm Closure | 1974-01-01 | 10000 | Gasoline | COMPARTMENT A |  | Asphalt coated or Bare Steel |  |  |  | Removal | 2010-10-28
0-005725 | LESTER PROPERTY | 12951 N KINGAIR DR | ORO VALLEY | AZ | 85755 | Pima | 1 | Perm Closure | 2005-06-17 | 8000 | Gasoline | COMPARTMENT A |  | Asphalt coated or Bare Steel | Suction - Check Valve at the Tank Top |  |  | Removal | 1995-05-16
0-009294 | ARIZONA STATE PARKS - JEROME STATE HISTORIC PARK |  | JEROME |  |  | Yavapai | 1 | Perm Closure | 1960-01-01 | 500 | Gasoline | COMPARTMENT A | Unknown | Unknown |  |  |  | Removal | 1998-06-04
0-001109 | JIFFY LUBE | 1355 S MCCLINTOCK DR | TEMPE | AZ | 85281 | Maricopa | 2 | Perm Closure | 1988-01-01 | 1000 | Used Oil/Waste Oil | COMPARTMENT A | Single Walled | Fiberglass Reinforced Plastic | Gravity Feed |  |  | Removal | 1999-07-14
0-006745 | MAINT OF WAY COMPOUND |  | PHOENIX |  |  | Maricopa | 1 | Perm Closure | 2005-06-17 |  | Diesel | COMPARTMENT A | Unknown | Asphalt coated or Bare Steel |  |  |  | Removal | 1990-02-20
0-003325 | MARANA MAIN CO #121180 | 13750 N SANDARIO RD | MARANA | AZ | 85653 | Pima | 1 | Perm Closure | 1984-01-07 | 500 | Diesel | COMPARTMENT A | Double Walled | Asphalt coated or Bare Steel |  |  |  | Removal | 1990-10-26
0-002541 | HUDGIN AIR SERVICE INC | 1732 E VALENCIA RD | TUCSON | AZ | 85706 | Pima | 1 | Perm Closure | 1967-02-25 | 12000 | Gasoline | COMPARTMENT A | Single Walled | Asphalt coated or Bare Steel |  |  |  | Removal | 1988-12-12
0-008959 | HUDSON VAN OIL SERVICE STATION | 1950 GRAND AVE | PHOENIX | AZ | 85009 | Maricopa | 1 | Perm Closure | 1954-05-24 | 10000 | Gasoline | COMPARTMENT A | Unknown | Asphalt coated or Bare Steel |  |  |  | Removal | 1985-04-04
0-000743 | JACK BOORE''S MOBIL SERVICE STATION | 300 W 4TH ST | BENSON | AZ | 85602 | Cochise | 1 | Perm Closure | 1966-01-01 | 1500 | Gasoline | COMPARTMENT A |  | Asphalt coated or Bare Steel |  |  |  | Removal | 1988-12-22
0-002083 | HIGLEY CITRUS PACKERS |  | GILBERT |  |  | Maricopa | 1 | Perm Closure | 2005-06-17 | 1000 | Unidentified | COMPARTMENT A | Single Walled | Asphalt coated or Bare Steel |  |  |  | Removal | 1986-11-13
0-001614 | HITCHING POST CAR WASH | 3006 N SCOTTSDALE RD | SCOTTSDALE | AZ | 85251 | Maricopa | 3 | Perm Closure | 1970-01-01 | 4000 | Gasoline | COMPARTMENT A |  | Asphalt coated or Bare Steel | Suction - Check Valve at the Tank Top | Single Walled | Bare or Galvanized Steel | Removal | 1999-02-10
0-002087 | OLSON'S SELIGMAN MINI MART | 21145 W I-40 BUSINESS LOOP | SELIGMAN | AZ | 86337 | Yavapai | 2 | Open | 1985-02-27 | 10000 | Gasoline | COMPARTMENT A | Single Walled | Asphalt coated or Bare Steel
0-010297 | MANZANITA SPEEDWAY | 3417 W BROADWAY RD | PHOENIX | AZ | 85041 | Maricopa | 1 | Perm Closure | 2009-05-27 | 10000 | Gasoline | COMPARTMENT A |  | Asphalt coated or Bare Steel |  |  |  | Removal | 2009-05-07
0-001401 | CIRCLE K #2701383 | 815 E MAIN ST | SPRINGERVILLE | AZ | 85938 | Apache | 1 | Perm Closure | 1980-01-01 | 10000 | Gasoline | COMPARTMENT A |  | Fiberglass Reinforced Plastic | Pressure | Double Walled | Fiberglass Reinforced Plastic | Removal | 2008-08-12
0-001594 | COCHISE COUNTY - HIGHWAY DEPARTMENT |  | BENSON |  |  | Cochise | 1 | Perm Closure | 2005-06-17 | 1000 | Diesel | COMPARTMENT A | Single Walled | Asphalt coated or Bare Steel | Suction - Check Valve at the Tank Top | Single Walled | Bare or Galvanized Steel | Removal | 1994-06-15
0-006773 | ASP - DOUGLAS COMPLEX | 6911 N BDI BLVD | DOUGLAS | AZ | 85607 | Cochise | 5 | Perm Closure | 1985-01-01 | 500 | Used Oil/Waste Oil | COMPARTMENT A | Double Walled | Asphalt coated or Bare Steel |  |  |  | Removal | 1990-11-29
0-006773 | ASP - DOUGLAS COMPLEX | 6911 N BDI BLVD | DOUGLAS | AZ | 85607 | Cochise | 3 | Perm Closure | 1986-01-01 | 1000 | Diesel | COMPARTMENT A | Double Walled | Asphalt coated or Bare Steel | Suction - Check Valve at the Tank Top |  |  | Removal | 1994-12-20
0-001038 | CHEVRON #9-4155 | 2275 E BUTLER AVE | FLAGSTAFF | AZ | 86004 | Coconino | 3 | Perm Closure | 1982-01-01 | 10000 | Gasoline | COMPARTMENT A | Single Walled | Fiberglass Reinforced Plastic | Pressure |  | Fiberglass Reinforced Plastic | Removal | 1996-08-30
0-002483 | 7403 N 91ST AVENUE PROPERTY | 7403 N 91ST AVE | GLENDALE | AZ | 85305 | Maricopa | 2 | Perm Closure | 1982-12-22 | 10000 | Diesel | COMPARTMENT A | Single Walled | Asphalt coated or Bare Steel |  |  |  | Removal | 1991-04-12
0-003042 | MARICOPA FEEDYARD - WEST | 15400 N WHITE & PARKER RD | MARICOPA | AZ | 85138 | Pinal | 1 | Perm Closure | 1976-02-13 | 10000 | Diesel | COMPARTMENT A | Unknown | Asphalt coated or Bare Steel |  |  |  | Removal | 1989-07-01
0-001125 | CHEVRON #9-0172 | 777 W BEALE ST | KINGMAN | AZ | 86401 | Mohave | 2 | Perm Closure | 1982-01-01 | 10000 | Gasoline | COMPARTMENT A | Single Walled | Fiberglass Reinforced Plastic | Pressure |  | Fiberglass Reinforced Plastic | Removal | 1994-03-22
0-006435 | HANK'S TIRES | 441 E ROUTE 66 | WILLIAMS | AZ | 86046 | Coconino | 4 | Perm Closure | 1964-01-01 | 6000 | Gasoline | COMPARTMENT A |  | Asphalt coated or Bare Steel | Pressure |  |  | Removal | 1984-01-01
0-005213 | SPRING VALLEY ENTERPRISES | 17301 E SPRING LN | SPRING VALLEY | AZ | 86333 | Yavapai | 2 | Perm Closure | 1985-01-01 | 8000 | Gasoline | COMPARTMENT A |  | Asphalt coated or Bare Steel | Pressure |  | Fiberglass Reinforced Plastic | Removal | 2007-01-24
0-007940 | SHAY OIL CO #18 | 6868 E US HIGHWAY 95 | YUMA | AZ | 85365 | Yuma | 3 | Open | 1992-08-15 | 12000 | Gasoline | COMPARTMENT A | Double Walled | Fiberglass Reinforced Plastic | Pressure | Double Walled | Fiberglass Reinforced Plastic
0-006814 | US WEST NEW VECTOR GROUP INC | 429 N 30TH ST | PHOENIX | AZ | 85008 | Maricopa | 1 | Perm Closure | 1983-05-01 | 2000 | Diesel | COMPARTMENT A | Unknown | Asphalt coated or Bare Steel | Suction - Check Valve at the Tank Top |  |  | Removal | 1990-05-09
0-005583 | GOODYEAR TIRE DEALER | 2220 W CAMELBACK RD | PHOENIX | AZ | 85015 | Maricopa | 1 | Perm Closure | 1984-05-05 | 500 | Used Oil/Waste Oil | COMPARTMENT A | Unknown | Asphalt coated or Bare Steel |  |  |  | Removal | 1994-02-08
0-002766 | KAIBAB LUBRICATING SPECIALISTS | 4451 S COUNTRY CLUB RD | TUCSON | AZ | 85714 | Pima | 3 | Perm Closure | 1979-01-01 | 10000 | Unidentified | COMPARTMENT A | Single Walled | Asphalt coated or Bare Steel | Suction - Check Valve at the Tank Top |  |  | Removal | 1993-05-01
0-002825 | KEENAN SUPPLY | 2845 N FLOWING WELLS RD | TUCSON | AZ | 85705 | Pima | 2 | Perm Closure | 1982-04-29 | 5000 | Gasoline | COMPARTMENT A | Single Walled | Asphalt coated or Bare Steel |  |  |  | Removal | 1987-10-09
0-002825 | KEENAN SUPPLY | 2845 N FLOWING WELLS RD | TUCSON | AZ | 85705 | Pima | 1 | Perm Closure | 1982-04-29 | 10000 | Diesel | COMPARTMENT A | Single Walled | Asphalt coated or Bare Steel |  |  |  | Removal | 1987-10-09
0-009103 | LA MESA RV CENTER | 6651 E GILA RIDGE RD | YUMA | AZ | 85365 | Yuma | 1 | Perm Closure | 2005-06-17 | 8000 | Gasoline | COMPARTMENT A | Unknown | Asphalt coated or Bare Steel | Pressure |  | Bare or Galvanized Steel | Removal | 1997-06-04
0-006190 | HURLEY TRUCKING COMPANY | 227 E JAVELINA AVE | MESA | AZ | 85210 | Maricopa | 2 | Perm Closure | 1988-05-04 | 10000 | Gasoline | COMPARTMENT A | Double Walled | Composite (Steel/Fiberglass) | Pressure |  | Fiberglass Reinforced Plastic | Removal | 2008-01-09
0-002077 | MOUNTAINVIEW QUIKSTOP 1027 | 9500 TOWNSEND WINONA RD | FLAGSTAFF | AZ | 86004 | Coconino | 1 | Perm Closure | 1982-04-27 | 8000 | Gasoline | COMPARTMENT A | Single Walled | Asphalt coated or Bare Steel | Pressure | Single Walled | Bare or Galvanized Steel | Removal | 1998-06-15
0-002077 | MOUNTAINVIEW QUIKSTOP 1027 | 9500 TOWNSEND WINONA RD | FLAGSTAFF | AZ | 86004 | Coconino | 2 | Perm Closure | 1982-04-27 | 8000 | Gasoline | COMPARTMENT A | Single Walled | Asphalt coated or Bare Steel | Pressure | Single Walled | Bare or Galvanized Steel | Removal | 1998-06-15
0-006415 | RED ROCK AUTOMOTIVE | 2950 W STATE ROUTE 89A | SEDONA | AZ | 86336 | Yavapai | 3 | Perm Closure | 1986-09-28 | 10000 | Diesel | COMPARTMENT A | Double Walled | Asphalt coated or Bare Steel |  |  |  | Removal | 1989-05-01
0-002918 | CIRCLE K #2701946 | 333 W GRANT RD | TUCSON | AZ | 85705 | Pima | 6 | Open | 2017-12-07 | 12000 | Diesel | COMPARTMENT A | Double Walled | Fiberglass Reinforced Plastic | Pressure | Double Walled | Fiberglass Reinforced Plastic
0-006248 | TUCSON MEMORIAL SOUTH LAWN | 5433 S WHITE ROCK AVE | TUCSON | AZ | 85706 | Pima | 2 | Perm Closure | 1963-01-01 | 1000 | Diesel | COMPARTMENT A | Single Walled | Asphalt coated or Bare Steel |  |  |  | Removal | 1988-07-14
0-006212 | USDOI BR - YUMA DESALTING PLANT | 7301 S CALLE AGUA SALADA | YUMA | AZ | 85364 | Yuma | 2 | Perm Closure | 1988-01-01 | 15000 | Gasoline | COMPARTMENT A | Double Walled | Fiberglass Reinforced Plastic | Pressure | Double Walled | Fiberglass Reinforced Plastic | Removal | 1998-11-18
0-006518 | TONOPAH TRAVEL CENTER | 1010 N 339TH AVE | TONOPAH | AZ | 85354 | Maricopa | 6 | Open | 1989-05-01 | 4000 | Used Oil/Waste Oil | COMPARTMENT A | Single Walled | Fiberglass Reinforced Plastic | Gravity Feed | Single Walled | Fiberglass Reinforced Plastic
0-006518 | TONOPAH TRAVEL CENTER | 1010 N 339TH AVE | TONOPAH | AZ | 85354 | Maricopa | 7 | Open | 1989-05-01 | 8000 | New Oil | COMPARTMENT A | Single Walled | Fiberglass Reinforced Plastic | Suction - Check Valve at the Tank Top | Single Walled | Fiberglass Reinforced Plastic
0-006518 | TONOPAH TRAVEL CENTER | 1010 N 339TH AVE | TONOPAH | AZ | 85354 | Maricopa | 4 | Open | 1989-05-01 | 20000 | Gasoline | COMPARTMENT A | Single Walled | Fiberglass Reinforced Plastic | Pressure | Single Walled | Fiberglass Reinforced Plastic
0-006378 | SANDPOINT MARINA & RV | 7952 S SANDPOINT | LAKE HAVASU CITY | AZ | 86406 | Mohave | 1 | Perm Closure | 1982-01-01 | 6000 | Gasoline | COMPARTMENT A | Single Walled | Fiberglass Reinforced Plastic | Pressure |  | Fiberglass Reinforced Plastic | Removal | 2017-04-25
0-000676 | BENNETT OIL | 810 E SHELDON ST | PRESCOTT | AZ | 86301 | Yavapai | 7 | Perm Closure | 1984-01-01 | 8000 | Gasoline | COMPARTMENT A | Single Walled | Asphalt coated or Bare Steel | Pressure |  | Fiberglass Reinforced Plastic | Removal | 2015-03-20
0-000676 | BENNETT OIL | 810 E SHELDON ST | PRESCOTT | AZ | 86301 | Yavapai | 6 | Open | 1984-01-01 | 5000 | Diesel | COMPARTMENT A | Single Walled | Asphalt coated or Bare Steel | Pressure | Double Walled | Fiberglass Reinforced Plastic
0-005482 | CIRCLE K #2947 | 3125 N TOLTEC RD | ELOY | AZ | 85131 | Pinal | 4 | Open | 1982-01-01 | 12000 | Gasoline | COMPARTMENT A |  | Asphalt coated or Bare Steel | Pressure |  | Bare or Galvanized Steel
0-001205 | CIRCLE K #2700247 | 760 MARINA BLVD | BULLHEAD CITY | AZ | 86442 | Mohave | 2 | Perm Closure | 1970-01-01 | 10000 | Gasoline | COMPARTMENT A |  | Asphalt coated or Bare Steel | Pressure |  |  | Removal | 1995-02-06
0-004269 | DIGNITY HEALTH -ST. JOSEPH'S HOSPITAL AND MEDICAL CENTER | 350 W THOMAS RD | PHOENIX | AZ | 85013 | Maricopa | 3 | Perm Closure | 1981-01-01 | 5000 | Diesel | COMPARTMENT A | Double Walled | Fiberglass Reinforced Plastic | Suction - Check Valve at the Tank Top |  | Bare or Galvanized Steel | Removal | 1995-04-05
0-004478 | SHAY OIL | 10747 S FORTUNA RD | YUMA | AZ | 85367 | Yuma | 10 | Open | 1993-06-01 | 20000 | Gasoline | COMPARTMENT A | Double Walled | Fiberglass Reinforced Plastic | Pressure | Double Walled | Fiberglass Reinforced Plastic
0-003041 | MARICOPA GREASE PROCESSORS | 3602 W ELWOOD ST | PHOENIX | AZ | 85009 | Maricopa | 5 | Perm Closure | 1974-04-28 | 10000 | Diesel | COMPARTMENT A | Unknown | Asphalt coated or Bare Steel |  |  |  | Removal | 1988-01-01
0-000950 | UNOCAL #6553 | 6205 N 59TH AVE | GLENDALE | AZ | 85301 | Maricopa | 1 | Perm Closure | 1976-01-01 | 10000 | Gasoline | COMPARTMENT A |  | Asphalt coated or Bare Steel | Pressure |  | Fiberglass Reinforced Plastic | Removal | 1994-06-21
0-000950 | UNOCAL #6553 | 6205 N 59TH AVE | GLENDALE | AZ | 85301 | Maricopa | 2 | Perm Closure | 1976-01-01 | 10000 | Gasoline | COMPARTMENT A |  | Asphalt coated or Bare Steel | Pressure |  | Fiberglass Reinforced Plastic | Removal | 1994-06-21
0-006026 | UNITED FENCE CO INC | 111 N 32ND PL | PHOENIX | AZ | 85034 | Maricopa | 2 | Perm Closure | 1978-01-01 | 4000 | Diesel | COMPARTMENT A | Single Walled | Asphalt coated or Bare Steel |  |  |  | Removal | 1991-10-10
0-000154 | APACHE NITROGEN PRODUCTS INC | 1436 S APACHE POWDER RD | SAINT DAVID | AZ | 85630 | Cochise | 2 | Perm Closure | 1956-01-01 | 550 | Diesel | COMPARTMENT A |  | Asphalt coated or Bare Steel |  |  |  | Removal | 1989-09-22
0-000154 | APACHE NITROGEN PRODUCTS INC | 1436 S APACHE POWDER RD | SAINT DAVID | AZ | 85630 | Cochise | 6 | Perm Closure | 1983-01-01 | 1000 | Gasoline | COMPARTMENT A |  | Asphalt coated or Bare Steel |  |  |  | Removal | 1995-03-02
0-001222 | CIRCLE K #2700404 | 524 W THIRD ST | WINSLOW | AZ | 86047 | Navajo | 3 | Perm Closure | 1970-01-01 | 4000 | Gasoline | COMPARTMENT A |  | Asphalt coated or Bare Steel | Pressure |  |  | Removal | 1996-02-14
0-001222 | CIRCLE K #2700404 | 524 W THIRD ST | WINSLOW | AZ | 86047 | Navajo | 5 | Open | 1996-04-17 | 10000 | Gasoline (UL) | COMPARTMENT A |  | Fiberglass Reinforced Plastic | Pressure | Double Walled | Fiberglass Reinforced Plastic
0-006781 | DARYL BACKHOE |  | SKULL VALLEY |  |  | Yavapai | 2 | Perm Closure | 1985-01-01 | 1000 | Gasoline | COMPARTMENT A | Unknown | Asphalt coated or Bare Steel |  |  |  | Removal | 1994-12-07
0-002936 | LAVEEN COUNTRY STORE | 5099 W DOBBINS RD | LAVEEN | AZ | 85339 | Maricopa | 5 | Perm Closure | 2005-06-17 | 1000 | Gasoline | COMPARTMENT A |  | Asphalt coated or Bare Steel |  |  |  | Removal | 2003-04-02
0-002936 | LAVEEN COUNTRY STORE | 5099 W DOBBINS RD | LAVEEN | AZ | 85339 | Maricopa | 2 | Perm Closure | 1978-01-01 | 6000 | Gasoline | COMPARTMENT A |  | Asphalt coated or Bare Steel | Pressure |  |  | Removal | 2003-04-02
0-000051 | RINKER MATERIALS | 1011 W VALENCIA RD | TUCSON | AZ | 85706 | Pima | 1 | Perm Closure | 1985-01-01 | 10000 | Diesel | COMPARTMENT A | Single Walled | Asphalt coated or Bare Steel |  |  |  | Removal | 1987-07-17
0-000051 | RINKER MATERIALS | 1011 W VALENCIA RD | TUCSON | AZ | 85706 | Pima | 5 | Perm Closure | 2005-06-17 |  | Used Oil/Waste Oil | COMPARTMENT A | Single Walled | Asphalt coated or Bare Steel |  |  |  | Removal | 1987-07-17
0-001538 | CITIZEN AUTO STAGE CO | 351 S BRICKYARD LN | TUCSON | AZ | 85745 | Pima | 2 | Perm Closure | 1973-01-01 | 12000 | Gasoline | COMPARTMENT A |  | Asphalt coated or Bare Steel |  |  |  | Removal | 1993-12-21
0-001771 | USDOI NPS - GLEN CANYON - WAHWEAP MAINTENANCE |  | PAGE |  |  | Coconino | 3 | Perm Closure | 1967-01-01 | 2000 | Used Oil/Waste Oil | COMPARTMENT A | Single Walled | Asphalt coated or Bare Steel | Pressure | Single Walled | Bare or Galvanized Steel | Removal | 1991-11-12
0-009264 | IVANHOE TRAILER PARK | 3201 E US HIGHWAY 70 | SAFFORD | AZ | 85546 | Graham | 1 | Perm Closure | 1970-01-01 | 1000 | Diesel | COMPARTMENT A | Unknown | Fiberglass Reinforced Plastic |  |  |  | Removal | 1998-05-14
0-010611 | QUIKTRIP #400 | 2111 W UNIVERSITY DR | TEMPE | AZ | 85281 | Maricopa | 1 | Open | 2017-09-07 | 20000 | Gasoline (UL) | COMPARTMENT A | Double Walled | Fiberglass Reinforced Plastic | Pressure | Double Walled | Fiberglass Reinforced Plastic
0-006251 | SPEEDWAY STORE #2932 | 8845 E TANQUE VERDE RD | TUCSON | AZ | 85749 | Pima | 2 | Open | 1988-07-01 | 10000 | Gasoline (PUL) | COMPARTMENT A | Double Walled | Fiberglass Reinforced Plastic | Pressure | Double Walled | Fiberglass Reinforced Plastic
0-010610 | QUIKTRIP #402 | 1331 S COUNTRY CLUB DR | MESA | AZ | 85210 | Maricopa | 1 | Open | 2017-12-20 | 12000 | Diesel #2 | COMPARTMENT A | Double Walled | Fiberglass Reinforced Plastic | Pressure | Double Walled | Fiberglass Reinforced Plastic
0-006613 | MINIT LUBE 1143 | 5040 N 7TH ST | PHOENIX | AZ | 85014 | Maricopa | 1 | Perm Closure | 1987-10-09 | 6000 | Used Oil/Waste Oil | COMPARTMENT A | Unknown | Asphalt coated or Bare Steel | Suction - Check Valve at the Tank Top |  |  | Removal | 1995-12-13
0-000846 | HENRY'S CHOICE | 7201 W SOUTHERN AVE | LAVEEN | AZ | 85339 | Maricopa | 1 | Perm Closure | 1970-01-01 | 1000 | Gasoline | COMPARTMENT A |  | Asphalt coated or Bare Steel |  |  |  | Removal | 1990-05-05
0-007171 | FIREBIRD FUEL CO #306 | 4703 N PARKWAY DR | TUCSON | AZ | 85705 | Pima | 6 | Perm Closure | 1996-02-12 | 12000 | Gasoline | COMPARTMENT A | Double Walled | Composite (Steel/Fiberglass) | Pressure | Double Walled | Fiberglass Reinforced Plastic | Removal | 2019-05-08
0-007171 | FIREBIRD FUEL CO #306 | 4703 N PARKWAY DR | TUCSON | AZ | 85705 | Pima | 4 | Perm Closure | 1988-05-01 | 10000 | Diesel | COMPARTMENT A | Double Walled | Composite (Steel/Fiberglass) | Pressure |  | Fiberglass Reinforced Plastic | Removal | 1996-01-23
0-002547 | CARIOCA #73 | 1166 N HIGLEY RD | MESA | AZ | 85205 | Maricopa | 3 | Open | 1988-05-05 | 12000 | Gasoline (Super UL) | COMPARTMENT A | Double Walled | Fiberglass Reinforced Plastic | Pressure | Double Walled | Fiberglass Reinforced Plastic
0-002547 | CARIOCA #73 | 1166 N HIGLEY RD | MESA | AZ | 85205 | Maricopa | 1 | Open | 1988-05-05 | 20000 | Gasoline (UL) | COMPARTMENT A | Double Walled | Fiberglass Reinforced Plastic | Pressure | Double Walled | Fiberglass Reinforced Plastic
0-001772 | BROCK SUPPLY COMPANY | 2150 E 1ST ST | TEMPE | AZ | 85281 | Maricopa | 1 | Perm Closure | 1971-01-01 | 1400 | Gasoline | COMPARTMENT A |  | Asphalt coated or Bare Steel |  |  |  | Removal | 1990-07-10
0-009795 | HOPI CORNER | 10356 N PINAL AVE | CASA GRANDE | AZ | 85122 | Pinal | 1 | Perm Closure | 2001-07-09 | 10000 | Gasoline | COMPARTMENT A | Double Walled | Asphalt coated or Bare Steel | Pressure |  | Fiberglass Reinforced Plastic | Removal | 2006-09-13
0-008812 | VALERO #1600 | 4360 E BROADWAY RD | MESA | AZ | 85206 | Maricopa | 1 | Open | 1995-10-09 | 15000 | Gasoline | COMPARTMENT A | Double Walled | Fiberglass Reinforced Plastic | Pressure | Double Walled | Fiberglass Reinforced Plastic
0-008963 | COSTCO WHOLESALE #427 | 15255 N HAYDEN RD | SCOTTSDALE | AZ | 85260 | Maricopa | 3 | Perm Closure | 1996-04-05 | 20000 | Gasoline | COMPARTMENT A | Double Walled | Fiberglass Reinforced Plastic | Pressure |  | Fiberglass Reinforced Plastic | Removal | 2000-10-30
0-008963 | COSTCO WHOLESALE #427 | 15255 N HAYDEN RD | SCOTTSDALE | AZ | 85260 | Maricopa | 2 | Perm Closure | 1996-04-05 | 20000 | Gasoline | COMPARTMENT A | Double Walled | Fiberglass Reinforced Plastic | Pressure |  | Fiberglass Reinforced Plastic | Removal | 2000-10-30
0-008566 | COLE & MAUD MORTUARY | 215 S TOP AND BOTTOM ST | CASA GRANDE | AZ | 85122 | Pinal | 1 | Perm Closure | 1973-01-01 | 500 | Gasoline | COMPARTMENT A |  | Asphalt coated or Bare Steel | Suction - Check Valve at the Tank Top |  | Bare or Galvanized Steel | Removal | 1995-03-08
0-009906 | CIRCLE K #2705954 | 4815 E CAREFREE HWY | PHOENIX | AZ | 85331 | Maricopa | 2 | Open | 2002-11-04 | 12000 | Gasoline | COMPARTMENT A | Double Walled | Fiberglass Reinforced Plastic | Pressure | Double Walled | Fiberglass Reinforced Plastic
0-001347 | CIRCLE K #2700978 | 1682 E US HIGHWAY 70 | SAFFORD | AZ | 85546 | Graham | 2 | Perm Closure | 1981-01-01 | 8000 | Gasoline | COMPARTMENT A | Single Walled | Asphalt coated or Bare Steel | Pressure |  | Fiberglass Reinforced Plastic | Removal | 2018-11-01
0-008539 | CIRCLE K #2705299 | 4728 E RAY RD | PHOENIX | AZ | 85044 | Maricopa | 1 | Perm Closure | 1994-11-08 | 12000 | Gasoline | COMPARTMENT A | Double Walled | Fiberglass Reinforced Plastic | Pressure | Double Walled | Fiberglass Reinforced Plastic | Removal | 2013-10-10
0-001850 | EL DORADO MEDICAL CENTER | 1400 N WILMOT RD | TUCSON | AZ | 85712 | Pima | 1 | Perm Closure | 1978-01-01 | 20000 | Diesel | COMPARTMENT A |  | Asphalt coated or Bare Steel | Suction - Check Valve at the Tank Top |  | Copper | Removal | 1998-04-01
0-005249 | EL RANCHO EXXON | 1740 E ROUTE 66 | FLAGSTAFF | AZ | 86004 | Coconino | 4 | Perm Closure | 1978-04-30 | 500 | Used Oil/Waste Oil | COMPARTMENT A | Double Walled | Asphalt coated or Bare Steel |  |  |  | Removal | 1994-01-11
0-005249 | EL RANCHO EXXON | 1740 E ROUTE 66 | FLAGSTAFF | AZ | 86004 | Coconino | 2 | Perm Closure | 1978-04-30 | 8000 | Gasoline | COMPARTMENT A | Double Walled | Asphalt coated or Bare Steel | Pressure |  |  | Removal | 1994-01-11
0-005756 | E & H INVESTMENT COMPANY | 210 S 55TH AVE | PHOENIX | AZ | 85043 | Maricopa | 2 | Perm Closure | 1969-07-05 | 1000 | Diesel | COMPARTMENT A | Unknown | Asphalt coated or Bare Steel | Suction - Check Valve at the Tank Top |  | Bare or Galvanized Steel | Removal | 1989-06-14
0-006480 | PAGE UNIFIED SCHOOL DISTRICT #8 | 817 AQUA AVE | PAGE | AZ | 86040 | Coconino | 3 | Open | 1983-10-19 | 12000 | Gasoline | COMPARTMENT A | Double Walled | Fiberglass Reinforced Plastic | Pressure | Double Walled
0-006480 | PAGE UNIFIED SCHOOL DISTRICT #8 | 817 AQUA AVE | PAGE | AZ | 86040 | Coconino | 1 | Open | 1983-10-19 | 12000 | Diesel | COMPARTMENT A | Double Walled | Fiberglass Reinforced Plastic | Pressure | Double Walled | Fiberglass Reinforced Plastic
0-000165 | MR & MRS H L ANDERSON | 17001 W OLIVE | GLENDALE | AZ | 85355 | Maricopa | 3 | Perm Closure | 1979-01-01 | 5000 | Gasoline | COMPARTMENT A |  | Asphalt coated or Bare Steel |  |  |  | Removal | 1988-03-01
0-002054 | QUIK MART #19 | 7667 E ESCALANTE RD | TUCSON | AZ | 85730 | Pima | 3 | Open | 1987-01-01 | 10000 | Gasoline | COMPARTMENT A | Double Walled | Composite (Steel/Fiberglass) | Pressure |  | Fiberglass Reinforced Plastic
0-003292 | PRESCOTT BULK PLANT |  | PRESCOTT |  |  | Yavapai | 4 | Perm Closure | 1964-02-27 | 6000 | Gasoline | COMPARTMENT A | Unknown | Asphalt coated or Bare Steel |  |  |  | Removal | 1989-09-01
0-003292 | PRESCOTT BULK PLANT |  | PRESCOTT |  |  | Yavapai | 6 | Perm Closure | 1964-02-27 | 10000 | Diesel | COMPARTMENT A | Unknown | Asphalt coated or Bare Steel |  |  |  | Removal | 1989-09-01
0-005494 | CIRCLE K #2849 | 3851 E APACHE TRL | MESA | AZ | 85205 | Maricopa | 1 | Perm Closure | 1969-04-24 | 8000 | Gasoline | COMPARTMENT A | Double Walled | Asphalt coated or Bare Steel |  |  |  | Removal | 1988-07-05
0-008057 | AT&T - METEOR CRATOR DRIVE |  | METEOR CITY |  |  | Coconino | 1 | Perm Closure | 1966-01-01 | 10000 | Diesel | COMPARTMENT A | Double Walled | Asphalt coated or Bare Steel | Suction - Check Valve at the Tank Top |  |  | Removal | 1992-08-18
0-004174 | ANTIQUE SHOP | 203 TOMBSTONE CYN | BISBEE | AZ | 85603 | Cochise | 2 | Perm Closure | 2005-06-17 | 500 | Gasoline | COMPARTMENT A | Unknown | Asphalt coated or Bare Steel |  |  |  | Closed in Place | 1986-06-04
0-000077 | AGGREGATE PRODUCTS CO INC | 1316 S 19TH DR | PHOENIX | AZ | 85009 | Maricopa | 1 | Perm Closure | 1971-01-01 | 500 | Diesel | COMPARTMENT A |  | Asphalt coated or Bare Steel |  |  |  | Removal | 1987-01-01
0-002896 | AL-DON DUSTING SERVICE INC |  | ELOY |  |  | Pinal | 3 | Perm Closure | 1973-01-01 | 6500 | Gasoline | COMPARTMENT A |  | Asphalt coated or Bare Steel |  |  |  | Removal | 1988-12-07
0-006366 | CAPIN CAR WASH | 7210 E 22ND ST | TUCSON | AZ | 85710 | Pima | 2 | Perm Closure | 1986-09-09 | 12000 | Gasoline | COMPARTMENT A |  | Asphalt coated or Bare Steel | Pressure |  | Fiberglass Reinforced Plastic | Removal | 2003-07-22
0-000684 | BENSON UNIFIED SCHOOL DISTRICT #9 | 109 W 7TH ST | BENSON | AZ | 85602 | Cochise | 2 | Perm Closure | 1987-01-01 | 2000 | Diesel | COMPARTMENT A |  | Asphalt coated or Bare Steel |  |  |  | Removal | 1997-06-30
0-002276 | THUNDERBIRD HIGH SCHOOL | 1750 W THUNDERBIRD RD | PHOENIX | AZ | 85023 | Maricopa | 2 | Perm Closure | 1974-04-21 | 1000 | Gasoline | COMPARTMENT A | Single Walled | Asphalt coated or Bare Steel |  |  |  | Removal | 1989-06-28
0-007736 | SUNBELT WOOD COMPONENTS | 5139 N TOM MURRAY AVE | GLENDALE | AZ | 85301 | Maricopa | 1 | Perm Closure | 1989-01-01 | 15000 | Diesel | COMPARTMENT A | Unknown | Fiberglass Reinforced Plastic | Pressure |  | Fiberglass Reinforced Plastic | Removal | 1999-07-20
0-006109 | SHELL STATION |  | AGUILA |  |  | Maricopa | 2 | Perm Closure | 1968-03-15 | 2000 | Gasoline | COMPARTMENT A | Unknown | Asphalt coated or Bare Steel |  |  |  | Removal | 1990-12-19
0-005500 | VALDEZ TRANSFER INC | 51 W FRY BLVD | SIERRA VISTA | AZ | 85635 | Cochise | 1 | Perm Closure | 1982-05-06 | 4000 | Gasoline | COMPARTMENT A | Unknown | Asphalt coated or Bare Steel |  |  |  | Removal | 1990-12-19
0-009112 | VACANT | 121 W AJO WAY | TUCSON | AZ | 85713 | Pima | 1 | Perm Closure | 1951-01-01 | 600 | Gasoline | COMPARTMENT A | Double Walled | Asphalt coated or Bare Steel | Suction - Check Valve at the Tank Top |  | Bare or Galvanized Steel | Removal | 1997-07-01
0-000134 | U-HAUL | 4646 W PASADENA AVE | GLENDALE | AZ | 85301 | Maricopa | 4 | Perm Closure | 1979-01-01 | 500 | Used Oil/Waste Oil | COMPARTMENT A |  | Asphalt coated or Bare Steel | Gravity Feed |  |  | Removal | 1994-06-16
0-010067 | MAVERIK COUNTRY STORE #292 | 715 N BEELINE HWY | PAYSON | AZ | 85541 | Gila | 1 | Open | 2005-03-10 | 12000 | Gasoline | COMPARTMENT A | Double Walled | Fiberglass Reinforced Plastic | Pressure | Double Walled | Flexible
0-010082 | ASU - COMBINED HEAT & POWER FACILITY | 800 E LEMON ST | TEMPE | AZ | 85281 | Maricopa | 1 | Open | 2005-04-01 | 20000 | Diesel | COMPARTMENT A | Double Walled | Fiberglass Reinforced Plastic | Pressure | Double Walled | Fiberglass Reinforced Plastic
0-000836 | CALJET INC | 125 N 53RD AVE | PHOENIX | AZ | 85043 | Maricopa | 3 | Perm Closure | 1981-01-01 | 8000 | Unidentified | COMPARTMENT A |  | Asphalt coated or Bare Steel | Suction - Check Valve at the Tank Top | Single Walled | Bare or Galvanized Steel | Change in Service | 1988-06-01
0-000611 | JACKSONS ENERGY #6794 | 500 W THIRD ST | WINSLOW | AZ | 86047 | Navajo | 6 | Open | 1987-09-01 | 5000 | Gasoline | COMPARTMENT A | Single Walled | Asphalt coated or Bare Steel | Pressure |  | Fiberglass Reinforced Plastic
0-000611 | JACKSONS ENERGY #6794 | 500 W THIRD ST | WINSLOW | AZ | 86047 | Navajo | 3 | Perm Closure | 2005-06-17 | 4000 | Gasoline | COMPARTMENT A |  | Asphalt coated or Bare Steel |  |  |  | Removal | 1987-08-01
0-006325 | OLD LAKE HAVASU CITY AIRPORT | 550 BEACHCOMBER BLVD | LAKE HAVASU CITY | AZ | 86403 | Mohave | 3 | Perm Closure | 1968-08-25 | 10000 | Gasoline | COMPARTMENT A | Unknown | Unknown |  |  |  | Removal | 1991-07-12
0-003033 | SAN MANUEL HIGH SCHOOL | 711 S MCNAB PKWY | SAN MANUEL | AZ | 85631 | Pinal | 5 | Open | 1989-07-28 | 8000 | Gasoline | COMPARTMENT A | Double Walled | Fiberglass Reinforced Plastic | Pressure | Double Walled | Fiberglass Reinforced Plastic
0-008802 | III COUNTIES DISTRIBUTING | 812 S 11TH AVE | SAFFORD | AZ | 85546 | Graham | 1 | Perm Closure | 1978-01-01 | 5000 | Diesel | COMPARTMENT A | Unknown | Asphalt coated or Bare Steel | Suction - Check Valve at the Tank Top |  |  | Closed in Place | 1998-10-20
0-005373 | ALL ABOUT TIRES | 1205 W APACHE TRL | APACHE JUNCTION | AZ | 85120 | Pinal | 1 | Perm Closure | 1974-07-15 | 10000 | Gasoline | COMPARTMENT A | Double Walled | Asphalt coated or Bare Steel |  |  |  | Removal | 1991-08-28
0-005265 | SAST MART | 1115 W WICKENBURG WAY | WICKENBURG | AZ | 85390 | Maricopa | 8 | Perm Closure | 1994-04-01 | 12000 | Gasoline | COMPARTMENT A | Double Walled | Composite (Steel/Fiberglass) | Pressure | Double Walled | Fiberglass Reinforced Plastic | Removal | 2013-10-25
0-003277 | MOBIL 18-HB6 | 1020 E 16TH ST | YUMA | AZ | 85365 | Yuma | 5 | Perm Closure | 1971-01-01 | 500 | Used Oil/Waste Oil | COMPARTMENT A |  | Asphalt coated or Bare Steel | Gravity Feed |  |  | Removal | 1990-03-28
0-003271 | EXXONMOBIL OIL CORP #11966 | 1502 W CAMELBACK RD | PHOENIX | AZ | 85015 | Maricopa | 5 | Perm Closure | 1988-06-01 | 10000 | Gasoline | COMPARTMENT A | Double Walled | Fiberglass Reinforced Plastic | Pressure |  | Fiberglass Reinforced Plastic | Removal | 2003-12-02
0-003271 | EXXONMOBIL OIL CORP #11966 | 1502 W CAMELBACK RD | PHOENIX | AZ | 85015 | Maricopa | 6 | Perm Closure | 1988-06-01 | 12000 | Gasoline | COMPARTMENT A | Double Walled | Fiberglass Reinforced Plastic | Pressure |  | Fiberglass Reinforced Plastic | Removal | 2003-12-02
0-006574 | CHEVRON - BENSON HWY CHEVRON | 3025 E BENSON HWY | TUCSON | AZ | 85706 | Pima | 4 | Perm Closure | 1958-12-29 | 6000 | Gasoline | COMPARTMENT A | Unknown | Asphalt coated or Bare Steel |  |  |  | Removal | 1988-12-15
0-004637 | 7-ELEVEN #19527 | 1902 W CAMELBACK RD | PHOENIX | AZ | 85015 | Maricopa | 2 | Perm Closure | 1977-01-01 | 8000 | Gasoline | COMPARTMENT A | Single Walled | Asphalt coated or Bare Steel |  |  |  | Removal | 1991-12-18
0-004616 | 7-ELEVEN #16082 | 4831 N 75TH AVE | PHOENIX | AZ | 85033 | Maricopa | 2 | Perm Closure | 1973-01-01 | 8000 | Gasoline | COMPARTMENT A | Single Walled | Asphalt coated or Bare Steel |  |  |  | Removal | 1991-01-18
0-004452 | BUTLER EASY MART | 1311 E BUTLER AVE | FLAGSTAFF | AZ | 86001 | Coconino | 9 | Perm Closure | 1992-05-18 | 12000 | Gasoline (PUL) | COMPARTMENT A | Double Walled | Composite (Steel/Fiberglass) | Pressure |  | Fiberglass Reinforced Plastic | Removal | 2020-10-30
0-005962 | SUN CITY RECREATION CENTER - WILLOCREEK | 10501 W UNION HILLS DR | SUN CITY | AZ | 85373 | Maricopa | 1 | Perm Closure | 1973-01-01 | 1000 | Gasoline | COMPARTMENT A | Unknown | Asphalt coated or Bare Steel |  |  |  | Removal | 1991-10-30
0-002481 | HEXCEL CORPORATION | 1214 W GILA BEND HWY | CASA GRANDE | AZ | 85122 | Pinal | 10 | Perm Closure | 1985-01-01 | 4000 | Hazardous Substance | COMPARTMENT A | Single Walled | Asphalt coated or Bare Steel | Gravity Feed | Single Walled | Bare or Galvanized Steel | Removal | 1993-01-27
0-002481 | HEXCEL CORPORATION | 1214 W GILA BEND HWY | CASA GRANDE | AZ | 85122 | Pinal | 9 | Perm Closure | 1966-01-01 | 2000 | Hazardous Substance | COMPARTMENT A | Single Walled | Asphalt coated or Bare Steel |  |  |  | Closed in Place | 1987-11-27
0-002417 | CARIOCA #18 | 379 S MAIN ST | SNOWFLAKE | AZ | 85937 | Navajo | 8 | Perm Closure | 1990-08-23 | 4000 | Diesel | COMPARTMENT A | Double Walled | Composite (Steel/Fiberglass) | Pressure | Single Walled | Fiberglass Reinforced Plastic | Removal | 2018-10-18
0-002417 | CARIOCA #18 | 379 S MAIN ST | SNOWFLAKE | AZ | 85937 | Navajo | 3 | Perm Closure | 2005-06-17 | 4000 | Gasoline | COMPARTMENT A | Single Walled | Asphalt coated or Bare Steel |  |  |  | Removal | 1990-08-21
0-002005 | ESPERANAZA EXXON | 61 W ESPERANZA BLVD | GREEN VALLEY | AZ | 85614 | Pima | 5 | Perm Closure | 1974-01-01 | 8000 | Gasoline | COMPARTMENT A |  | Asphalt coated or Bare Steel | Pressure | Single Walled | Bare or Galvanized Steel | Removal | 1994-08-24
0-002080 | GCR TRUCK TIRES CENTER | 3151 W THOMAS RD | PHOENIX | AZ | 85017 | Maricopa | 1 | Perm Closure | 1981-01-01 | 10000 | Gasoline | COMPARTMENT A |  | Asphalt coated or Bare Steel |  |  |  | Removal | 1993-01-01
0-001996 | EXXON #7-3504 | 1306 W GRANT RD | TUCSON | AZ | 85745 | Pima | 3 | Perm Closure | 1967-01-01 | 8000 | Gasoline | COMPARTMENT A | Single Walled | Fiberglass Reinforced Plastic | Pressure |  | Fiberglass Reinforced Plastic | Removal | 2002-04-25
0-001996 | EXXON #7-3504 | 1306 W GRANT RD | TUCSON | AZ | 85745 | Pima | 6 | Perm Closure | 2002-06-05 | 12000 | Gasoline | COMPARTMENT A | Double Walled | Fiberglass Reinforced Plastic | Pressure | Double Walled | Fiberglass Reinforced Plastic | Removal | 2011-04-28
0-006569 | PIMA COUNTY - HOUGHTON AUTOMOTIVE SERVICES | 4700 S HOUGHTON RD | TUCSON | AZ | 85730 | Pima | 3 | Perm Closure | 2005-06-17 | 12000 | Gasoline | COMPARTMENT A | Double Walled | Asphalt coated or Bare Steel |  |  |  | Removal | 1989-06-01
0-003176 | MINIT SERVE GAS | 1251 BASELINE RD | BULLHEAD CITY | AZ | 86442 | Mohave | 4 | Open | 1985-01-30 | 8000 | Gasoline | COMPARTMENT A |  | Asphalt coated or Bare Steel | Pressure
0-001126 | CHEVRON #9-9855 | 1995 MCCULLOCH BLVD N | LAKE HAVASU CITY | AZ | 86403 | Mohave | 3 | Perm Closure | 1982-04-16 | 10000 | Gasoline | COMPARTMENT A | Double Walled | Fiberglass Reinforced Plastic | Pressure |  | Fiberglass Reinforced Plastic | Removal | 1994-09-07
0-000985 | CENTRAL ARIZONA COLLEGE - ARAVAIPA | 80440 E ARAVAIPA RD | ARAVAIPA CANYON | AZ | 85192 | Pinal | 1 | Perm Closure | 1975-01-01 | 5000 | Gasoline | COMPARTMENT A |  | Asphalt coated or Bare Steel | Suction - Check Valve at the Tank Top | Single Walled | Bare or Galvanized Steel | Removal | 1994-06-21
0-009353 | CARDON OIL | 604 W MAIN ST | PAYSON | AZ | 85541 | Gila | 1 | Perm Closure | 2005-06-17 | 1000 | Gasoline | COMPARTMENT A | Double Walled | Fiberglass Reinforced Plastic |  |  |  | Removal | 1982-01-01
0-004932 | QUIK TRIP #488 | 4949 N 51ST AVE | PHOENIX | AZ | 85031 | Maricopa | 4 | Perm Closure | 1985-05-07 | 8000 | Diesel | COMPARTMENT A | Double Walled | Fiberglass Reinforced Plastic | Pressure |  | Fiberglass Reinforced Plastic | Removal | 1997-05-03
0-000511 | FOOD MART | 9853 N 19TH AVE | PHOENIX | AZ | 85021 | Maricopa | 6 | Perm Closure | 1975-01-01 | 10000 | Gasoline | COMPARTMENT A |  | Asphalt coated or Bare Steel |  |  |  | Removal | 1989-10-01
0-000511 | FOOD MART | 9853 N 19TH AVE | PHOENIX | AZ | 85021 | Maricopa | 5 | Perm Closure | 1975-01-01 | 10000 | Gasoline | COMPARTMENT A |  | Asphalt coated or Bare Steel |  |  |  | Removal | 1989-10-01
0-000511 | FOOD MART | 9853 N 19TH AVE | PHOENIX | AZ | 85021 | Maricopa | 9 | Open | 1989-11-01 | 10000 | Gasoline | COMPARTMENT A | Double Walled | Fiberglass Reinforced Plastic | Pressure | Double Walled | Fiberglass Reinforced Plastic
0-004360 | SAV-ON GAS | 5107 W BUCKEYE RD | PHOENIX | AZ | 85043 | Maricopa | 3 | Perm Closure | 1990-01-24 | 10000 | Gasoline | COMPARTMENT A | Double Walled | Composite (Steel/Fiberglass) | Pressure | Double Walled | Flexible | Removal | 2020-07-07
0-004360 | SAV-ON GAS | 5107 W BUCKEYE RD | PHOENIX | AZ | 85043 | Maricopa | 10 | Open | 2020-08-13 | 7000 | Diesel | COMPARTMENT B | Double Walled | Polyethylene Jacketed Steel
0-003204 | CIRCLE K STORE #2709171 | 5908 W THUNDERBIRD RD | GLENDALE | AZ | 85306 | Maricopa | 3 | Perm Closure | 1984-01-01 | 6000 | Gasoline | COMPARTMENT A | Double Walled | Fiberglass Reinforced Plastic |  |  |  | Removal | 1996-12-17
0-003204 | CIRCLE K STORE #2709171 | 5908 W THUNDERBIRD RD | GLENDALE | AZ | 85306 | Maricopa | 2 | Perm Closure | 1984-01-01 | 12000 | Gasoline | COMPARTMENT A | Double Walled | Fiberglass Reinforced Plastic |  |  |  | Removal | 1996-12-17
0-010561 | QUIKTRIP #419 | 2026 W BROADWAY RD | MESA | AZ | 85202 | Maricopa | 4 | Open | 2016-01-25 | 10000 | Gasoline (PUL) | COMPARTMENT A | Double Walled | Fiberglass Reinforced Plastic | Pressure | Double Walled | Fiberglass Reinforced Plastic
0-000818 | JOHN ALEXANDER LEASING CO - FORMER | 3845 E UNIVERSITY DR | PHOENIX | AZ | 85034 | Maricopa | 3 | Perm Closure | 2005-06-17 | 6000 | Diesel | COMPARTMENT A |  | Asphalt coated or Bare Steel | Suction - Check Valve at the Tank Top |  |  | Removal | 1991-01-09
0-003247 | 76 SAKOSON GAS | 3502 W DUNLAP AVE | PHOENIX | AZ | 85051 | Maricopa | 4 | Perm Closure | 1986-07-01 | 550 | Used Oil/Waste Oil | COMPARTMENT A | Unknown | Fiberglass Reinforced Plastic | Gravity Feed |  | Fiberglass Reinforced Plastic | Removal | 2001-05-01
0-003247 | 76 SAKOSON GAS | 3502 W DUNLAP AVE | PHOENIX | AZ | 85051 | Maricopa | 1 | Perm Closure | 1972-04-21 | 5000 | Gasoline | COMPARTMENT A | Unknown | Asphalt coated or Bare Steel | Pressure |  |  | Removal | 1986-07-02
0-003247 | 76 SAKOSON GAS | 3502 W DUNLAP AVE | PHOENIX | AZ | 85051 | Maricopa | 2 | Perm Closure | 1970-04-21 | 10000 | Gasoline | COMPARTMENT A | Unknown | Asphalt coated or Bare Steel | Pressure |  |  | Removal | 1986-07-02
0-008864 | 151-24-013 | 2724 W GLENDALE AVE | PHOENIX | AZ | 85051 | Maricopa | 3 | Perm Closure | 1974-01-01 | 6000 | Diesel | COMPARTMENT A | Double Walled | Asphalt coated or Bare Steel | Pressure |  |  | Removal | 1997-03-24
0-006348 | JACKS PLACE | 614 S APACHE DR | HOLBROOK | AZ | 86025 | Navajo | 7 | Perm Closure | 2005-06-17 | 250 | Gasoline | COMPARTMENT A | Double Walled | Asphalt coated or Bare Steel |  |  |  | Removal | 2004-12-14
0-001502 | CIRCLE K #2701850 | 630 E BROADWAY RD | PHOENIX | AZ | 85040 | Maricopa | 3 | Open | 1985-01-01 | 10000 | Gasoline (UL) | COMPARTMENT A | Single Walled | Fiberglass Reinforced Plastic | Pressure |  | Fiberglass Reinforced Plastic
0-008182 | USDOI NPS - LAKE MEAD NRA - WILLOW BEACH | 385 RINGBOLT RD | WILLOW BEACH | AZ | 86445 | Mohave | 2 | Perm Closure | 1987-01-01 | 10000 | Gasoline | COMPARTMENT A | Double Walled | Composite (Steel/Fiberglass) | Gravity Feed |  | Fiberglass Reinforced Plastic | Removal | 1995-11-09
0-006187 | CIRCLE K #2708693 | 4355 E UNIVERSITY DR | MESA | AZ | 85205 | Maricopa | 1 | Perm Closure | 1987-01-01 | 10000 | Gasoline | COMPARTMENT A | Double Walled | Fiberglass Reinforced Plastic | Pressure |  | Fiberglass Reinforced Plastic | Removal | 2010-06-29
0-004285 | THE LUBE PIT | 1900 S 4TH AVE | YUMA | AZ | 85364 | Yuma | 3 | Perm Closure | 1981-02-05 | 550 | Used Oil/Waste Oil | COMPARTMENT A | Double Walled | Asphalt coated or Bare Steel | Gravity Feed |  | Fiberglass Reinforced Plastic | Removal | 1997-08-21
0-009131 | CIRCLE K STORE #2741635 | 3980 E MCDOWELL RD | PHOENIX | AZ | 85008 | Maricopa | 3 | Open | 2010-11-01 | 12000 | Diesel | COMPARTMENT A | Double Walled | Composite (Steel/Fiberglass) | Pressure | Double Walled | Fiberglass Reinforced Plastic
0-005775 | SCHUMACHER EUROPEAN LTD | 8140 E BUTHERUS DR | SCOTTSDALE | AZ | 85260 | Maricopa | 1 | Perm Closure | 1987-01-01 | 1000 | Used Oil/Waste Oil | COMPARTMENT A | Single Walled | Fiberglass Reinforced Plastic |  |  |  | Removal | 1992-06-04
0-004496 | ARIZONA DEPARTMENT OF PUBLIC SAFETY | 11101 W PEORIA AVE | YOUNGTOWN | AZ | 85363 | Maricopa | 1 | Perm Closure | 1980-05-19 | 2000 | Gasoline | COMPARTMENT A | Unknown | Asphalt coated or Bare Steel | Pressure |  |  | Removal | 1998-01-22
0-001199 | CIRCLE K #2700228 | 560 N 2ND AVE | AJO | AZ | 85321 | Pima | 3 | Open | 1977-01-01 | 10000 | Gasoline | COMPARTMENT A |  | Asphalt coated or Bare Steel | Pressure | Double Walled | Fiberglass Reinforced Plastic
0-001199 | CIRCLE K #2700228 | 560 N 2ND AVE | AJO | AZ | 85321 | Pima | 1 | Open | 1977-01-01 | 10000 | Gasoline | COMPARTMENT A |  | Asphalt coated or Bare Steel | Pressure | Double Walled | Fiberglass Reinforced Plastic
0-009916 | CIRCLE K #2706469 | 1720 W IRVINGTON RD | TUCSON | AZ | 85746 | Pima | 3 | Open | 2002-12-02 | 20000 | Gasoline | COMPARTMENT A | Double Walled | Fiberglass Reinforced Plastic | Pressure | Double Walled | Fiberglass Reinforced Plastic
0-001509 | CIRCLE K #2702873 | 3930 E SOUTHERN AVE | PHOENIX | AZ | 85040 | Maricopa | 1 | Open | 1986-07-01 | 10000 | Diesel | COMPARTMENT A | Single Walled | Fiberglass Reinforced Plastic | Pressure |  | Fiberglass Reinforced Plastic
0-004151 | SALT N PEPPER #3 | 110 N REDINGTON RD | SAN MANUEL | AZ | 85631 | Pinal | 1 | Perm Closure | 1966-01-01 | 7500 | Gasoline | COMPARTMENT A |  | Asphalt coated or Bare Steel |  |  |  | Closed in Place | 1990-01-23
0-000063 | PADGETT'S AUTO SERVICE | 1027 N BROAD ST | GLOBE | AZ | 85501 | Gila | 5 | Perm Closure | 1965-01-01 | 5000 | Diesel | COMPARTMENT A | Single Walled | Asphalt coated or Bare Steel | Suction - Check Valve at the Tank Top | Single Walled | Bare or Galvanized Steel | Removal | 1993-05-28
0-003478 | NAUMANN MATERIAL HANDLING INC | 2905 N FLOWING WELLS RD | TUCSON | AZ | 85705 | Pima | 2 | Perm Closure | 1980-01-01 | 4000 | Gasoline | COMPARTMENT A | Single Walled | Asphalt coated or Bare Steel |  |  |  | Removal | 1988-11-01
0-009888 | SAFEWAY #1887 | 3998 N STOCKTON HILL RD | KINGMAN | AZ | 86409 | Mohave | 1 | Open | 2002-06-27 | 10000 | Gasoline | COMPARTMENT B | Double Walled | Composite (Steel/Fiberglass)
0-009888 | SAFEWAY #1887 | 3998 N STOCKTON HILL RD | KINGMAN | AZ | 86409 | Mohave | 2 | Open | 2002-06-27 | 20000 | Gasoline | COMPARTMENT A | Double Walled | Composite (Steel/Fiberglass) | Pressure | Double Walled
0-003476 | Q LUBE #1141 | 6601 W THOMAS RD | PHOENIX | AZ | 85033 | Maricopa | 1 | Perm Closure | 1987-10-16 | 6000 | Used Oil/Waste Oil | COMPARTMENT A | Single Walled | Asphalt coated or Bare Steel | Suction - Check Valve at the Tank Top | Single Walled | Bare or Galvanized Steel | Removal | 1995-12-21
0-002993 | QUICK STOP MARKET | 5423 S PALO VERDE RD | TUCSON | AZ | 85706 | Pima | 2 | Perm Closure | 1977-01-14 | 4000 | Gasoline | COMPARTMENT A | Unknown | Asphalt coated or Bare Steel |  |  |  | Removal | 1992-05-05
0-006674 | BARNEYS #36 | 598 E 16TH ST | YUMA | AZ | 85365 | Yuma | 1 | Perm Closure | 1989-10-01 | 6000 | Diesel | COMPARTMENT A | Double Walled | Fiberglass Reinforced Plastic | Pressure | Single Walled | Fiberglass Reinforced Plastic | Removal | 2002-05-15
0-001302 | CIRCLE K #769 | 1011 N PANTANO RD | TUCSON | AZ | 85710 | Pima | 1 | Perm Closure | 1972-01-01 | 10000 | Gasoline | COMPARTMENT A |  | Asphalt coated or Bare Steel | Pressure |  |  | Removal | 1992-10-28
0-001459 | CIRCLE K #2701635 | 3970 N FLOWING WELLS RD | TUCSON | AZ | 85705 | Pima | 3 | Open | 1985-07-01 | 10000 | Gasoline (UL) | COMPARTMENT A | Single Walled | Fiberglass Reinforced Plastic | Pressure | Single Walled | Fiberglass Reinforced Plastic
0-002444 | ALVAREZ AUTO CENTER | 81 N MAIN ST | SNOWFLAKE | AZ | 85937 | Navajo | 9 | Open | 2020-09-09 | 12000 | Gasoline (UL) | COMPARTMENT A | Double Walled | Fiberglass Reinforced Plastic
0-009969 | GPM #4605 | 8424 S POWER RD | GILBERT | AZ | 85297 | Maricopa | 2 | Open | 2003-06-30 | 15000 | Gasoline (UL) | COMPARTMENT A | Double Walled | Fiberglass Reinforced Plastic | Pressure | Double Walled | Flexible
0-002378 | BOBBY J BAXTER | 516 TOMBSTONE CYN | BISBEE | AZ | 85603 | Cochise | 2 | Perm Closure | 1919-09-19 | 400 | Unidentified | COMPARTMENT A | Single Walled | Asphalt coated or Bare Steel |  |  |  | Removal | 1989-09-30
0-005043 | SPEEDWAY STORE #3001 | 1653 W WHITE MOUNTAIN BLVD | PINETOP-LAKESIDE | AZ | 85929 | Navajo | 5 | Open | 2016-10-12 | 7000 | Gasoline (PUL) | COMPARTMENT A | Double Walled | Composite (Steel/Fiberglass) | Pressure | Double Walled | Fiberglass Reinforced Plastic
0-005015 | KATHERINE LANDING AT LAKE MOHAVE MARINA | 2690 KATHERINE SPUR RD | BULLHEAD CITY | AZ | 86429 | Mohave | 7 | Perm Closure | 1971-01-01 | 4000 | Gasoline | COMPARTMENT A |  | Asphalt coated or Bare Steel |  |  |  | Removal | 1995-01-12
0-005015 | KATHERINE LANDING AT LAKE MOHAVE MARINA | 2690 KATHERINE SPUR RD | BULLHEAD CITY | AZ | 86429 | Mohave | 5 | Perm Closure | 1972-01-01 | 4000 | Gasoline | COMPARTMENT A |  | Asphalt coated or Bare Steel |  |  |  | Removal | 1995-01-12
0-010443 | CIRCLE K #2703440 | 40900 N IRONWOOD DR | SAN TAN VALLEY | AZ | 85140 | Pinal | 2 | Open | 2012-05-30 | 12000 | Gasoline | COMPARTMENT A | Double Walled | Fiberglass Reinforced Plastic | Pressure | Double Walled | Fiberglass Reinforced Plastic
0-010598 | PILOT TRAVEL CENTERS | 9255 S RITA RD | TUCSON | AZ | 85747 | Pima | 2 | Open | 2016-09-01 | 6000 | Gasoline (PUL) | COMPARTMENT B | Double Walled | Fiberglass Reinforced Plastic | Pressure |  | Fiberglass Reinforced Plastic
0-010643 | FRY'S FUEL CENTER #625 | 6815 W BELL RD | GLENDALE | AZ | 85308 | Maricopa | 2 | Open | 2019-01-04 | 8000 | Gasoline (PUL) | COMPARTMENT B | Double Walled | Fiberglass Reinforced Plastic | Pressure | Double Walled | Fiberglass Reinforced Plastic
0-010643 | FRY'S FUEL CENTER #625 | 6815 W BELL RD | GLENDALE | AZ | 85308 | Maricopa | 1 | Open | 2019-01-04 | 30000 | Gasoline (UL) | COMPARTMENT A | Double Walled | Fiberglass Reinforced Plastic | Pressure | Double Walled | Fiberglass Reinforced Plastic
0-010682 | COSTCO WHOLESALE #466-R | 201 N WALKER RD | PRESCOTT | AZ | 86303 | Yavapai | 4 | Open | 2020-03-06 | 2500 | Fuel Additive | COMPARTMENT A | Double Walled | Fiberglass Reinforced Plastic | Pressure | Double Walled | Fiberglass Reinforced Plastic
0-010682 | COSTCO WHOLESALE #466-R | 201 N WALKER RD | PRESCOTT | AZ | 86303 | Yavapai | 2 | Open | 2020-03-06 | 40000 | Gasoline (UL) | COMPARTMENT A | Double Walled | Fiberglass Reinforced Plastic | Pressure | Double Walled | Fiberglass Reinforced Plastic
0-010690 | PARCEL #136-04-008A | 2515 N HARRIS DR | MESA | AZ | 85203 | Maricopa | 2 | Perm Closure | 2019-12-06 | 3800 | Gasoline (UL) | COMPARTMENT A | Single Walled | Asphalt coated or Bare Steel | Suction - Check Valve at the Dispenser | Single Walled | Bare or Galvanized Steel | Removal | 2020-04-15
0-009139 | ARCO #5969 | 8350 E MCDOWELL RD | SCOTTSDALE | AZ | 85257 | Maricopa | 3 | Open | 1997-06-01 | 10000 | Gasoline | COMPARTMENT A | Double Walled | Fiberglass Reinforced Plastic | Pressure | Double Walled | Fiberglass Reinforced Plastic
0-009139 | ARCO #5969 | 8350 E MCDOWELL RD | SCOTTSDALE | AZ | 85257 | Maricopa | 1 | Open | 1997-06-01 | 12000 | Gasoline | COMPARTMENT A | Double Walled | Fiberglass Reinforced Plastic | Pressure | Double Walled | Fiberglass Reinforced Plastic
0-004569 | FIRST STUDENT, INC. #20987 | 690 W SCHOOL BUS LN | SNOWFLAKE | AZ | 85937 | Navajo | 3 | Perm Closure | 1955-05-12 | 1000 | Gasoline | COMPARTMENT A | Double Walled | Asphalt coated or Bare Steel |  |  |  | Removal | 1993-08-16
0-004569 | FIRST STUDENT, INC. #20987 | 690 W SCHOOL BUS LN | SNOWFLAKE | AZ | 85937 | Navajo | 1 | Perm Closure | 1978-05-12 | 10000 | Gasoline | COMPARTMENT A | Double Walled | Asphalt coated or Bare Steel | Suction - Check Valve at the Tank Top |  |  | Removal | 1999-07-16
0-008784 | 847 N STONE - FACILITY | 847 N STONE AVE | TUCSON | AZ | 85705 | Pima | 7 | Perm Closure | 1960-01-01 | 500 | Used Oil/Waste Oil | COMPARTMENT A | Double Walled | Asphalt coated or Bare Steel |  |  |  | Removal | 1998-07-15
0-010453 | FRY'S FUEL CENTER #123 | 2651 E BROADWAY RD | MESA | AZ | 85204 | Maricopa | 1 | Open | 2012-09-28 | 20000 | Gasoline | COMPARTMENT A | Double Walled | Fiberglass Reinforced Plastic | Pressure | Double Walled | Fiberglass Reinforced Plastic
0-010453 | FRY'S FUEL CENTER #123 | 2651 E BROADWAY RD | MESA | AZ | 85204 | Maricopa | 2 | Open | 2012-09-28 | 10000 | Diesel | COMPARTMENT A | Double Walled | Fiberglass Reinforced Plastic | Pressure | Double Walled | Fiberglass Reinforced Plastic
0-002458 | PHOENIX GUARDTOP | 1048 W MARICOPA FWY | PHOENIX | AZ | 85007 | Maricopa | 5 | Perm Closure | 1971-05-08 | 10000 | Diesel | COMPARTMENT A | Single Walled | Asphalt coated or Bare Steel |  |  |  | Removal | 1986-05-01
0-010106 | NATIONAL CAR RENTAL | 1732 E RENTAL CAR WAY | PHOENIX | AZ | 85034 | Maricopa | 1 | Open | 2006-01-18 | 2000 | Used Oil/Waste Oil | COMPARTMENT B | Double Walled | Fiberglass Reinforced Plastic | Pressure | Double Walled | Fiberglass Reinforced Plastic
0-010106 | NATIONAL CAR RENTAL | 1732 E RENTAL CAR WAY | PHOENIX | AZ | 85034 | Maricopa | 1 | Open | 2006-01-18 | 1500 | New Oil | COMPARTMENT A | Double Walled | Fiberglass Reinforced Plastic | Pressure | Double Walled | Fiberglass Reinforced Plastic
0-010126 | QUIKTRIP #404 | 9229 E UNIVERSITY DR | MESA | AZ | 85207 | Maricopa | 4 | Open | 2014-08-26 | 10000 | Diesel | COMPARTMENT A | Double Walled | Fiberglass Reinforced Plastic | Pressure |  | Fiberglass Reinforced Plastic
0-004291 | CORONADO GENERATING PLANT |  | SAINT JOHNS |  |  | Apache | 5 | Perm Closure | 1978-05-01 | 2000 | Unidentified | COMPARTMENT A | Unknown | Asphalt coated or Bare Steel |  |  |  | Removal | 1990-09-01
0-004291 | CORONADO GENERATING PLANT |  | SAINT JOHNS |  |  | Apache | 8 | Perm Closure | 1978-05-01 | 30000 | Diesel | COMPARTMENT A | Unknown | Asphalt coated or Bare Steel |  |  |  | Removal | 1990-09-01
0-004291 | CORONADO GENERATING PLANT |  | SAINT JOHNS |  |  | Apache | 3 | Perm Closure | 1978-05-01 | 3000 | Unidentified | COMPARTMENT A | Unknown | Asphalt coated or Bare Steel |  |  |  | Removal | 1990-09-01
0-010376 | FRYS FUEL CENTER #624 | 1845 E BASELINE RD | GILBERT | AZ | 85233 | Maricopa | 2 | Open | 2010-10-01 | 8000 | Gasoline | COMPARTMENT A | Double Walled | Fiberglass Reinforced Plastic | Pressure | Double Walled | Flexible
0-010508 | FUENTES AUTO REPAIR | 559 E 9TH ST | DOUGLAS | AZ | 85607 | Cochise | 3 | Perm Closure | 2014-09-11 | 2000 | Gasoline | COMPARTMENT A | Single Walled | Asphalt coated or Bare Steel |  |  |  | Removal | 2014-08-07
0-010495 | QUIK TRIP #1483 | 3390 W INA RD | TUCSON | AZ | 85741 | Pima | 2 | Open | 2013-12-19 | 10000 | Gasoline (PUL) | COMPARTMENT A | Double Walled | Fiberglass Reinforced Plastic | Pressure | Double Walled | Fiberglass Reinforced Plastic
0-010526 | LOVES TRAVEL STOPS & COUNTRY STORES-WILLIAMS | 1055 N GRAND CANYON BLVD | WILLIAMS | AZ | 86046 | Coconino | 4 | Open | 2015-02-03 | 20000 | Biodiesel | COMPARTMENT A | Double Walled | Fiberglass Reinforced Plastic | Pressure | Double Walled | Fiberglass Reinforced Plastic
0-010504 | FRY'S FUEL FACILITY #6 | 5771 W THUNDERBIRD RD | GLENDALE | AZ | 85306 | Maricopa | 2 | Open | 2014-05-01 | 10000 | Diesel | COMPARTMENT A | Double Walled | Fiberglass Reinforced Plastic | Pressure | Double Walled | Fiberglass Reinforced Plastic
0-000169 | ARIZONA AIR NATIONAL GUARD | 1500 E VALENCIA RD | TUCSON | AZ | 85706 | Pima | 4 | Perm Closure | 1958-01-01 | 25000 | Jet Fuel | COMPARTMENT A | Single Walled | Asphalt coated or Bare Steel |  |  |  | Removal | 1998-11-19
0-000169 | ARIZONA AIR NATIONAL GUARD | 1500 E VALENCIA RD | TUCSON | AZ | 85706 | Pima | 9 | Perm Closure | 1990-01-01 | 1000 | Other | COMPARTMENT A | Single Walled | Asphalt coated or Bare Steel |  |  |  | Removal | 2007-06-19
0-000169 | ARIZONA AIR NATIONAL GUARD | 1500 E VALENCIA RD | TUCSON | AZ | 85706 | Pima | 6 | Perm Closure | 1978-01-01 | 6000 | Gasoline | COMPARTMENT A | Single Walled | Asphalt coated or Bare Steel |  |  |  | Removal | 1998-10-22
0-000169 | ARIZONA AIR NATIONAL GUARD | 1500 E VALENCIA RD | TUCSON | AZ | 85706 | Pima | 5 | Perm Closure | 1958-01-01 | 6000 | Gasoline | COMPARTMENT A | Single Walled | Asphalt coated or Bare Steel |  |  |  | Removal | 1998-10-22
0-010144 | MAVERIK COUNTRY STORE #356 | 2612 DESERT FOOTHILLS BLVD | BULLHEAD CITY | AZ | 86429 | Mohave | 2 | Open | 2006-05-02 | 12000 | Gasoline | COMPARTMENT A | Double Walled | Fiberglass Reinforced Plastic | Pressure | Double Walled | Flexible
0-010529 | CIRCLE K STORE #2741628 | 1111 N 67TH AVE | PHOENIX | AZ | 85043 | Maricopa | 2 | Open | 2015-03-31 | 10000 | E-85 | COMPARTMENT A | Double Walled | Composite (Steel/Fiberglass) | Pressure | Double Walled | Fiberglass Reinforced Plastic
0-000319 | ADOT - SPRINGERVILLE MAINTENANCE |  | SPRINGERVILLE |  |  | Apache | 4 | Perm Closure | 2005-06-17 | 3000 | Gasoline | COMPARTMENT A | Single Walled | Asphalt coated or Bare Steel | Suction - Check Valve at the Tank Top | Single Walled | Bare or Galvanized Steel | Removal | 1989-10-10
0-008076 | SCOTTSDALE UNIFIED SCHOOL DISTRICT - MATERIAL DISTRIBUTION WAREHOUSE | 9313 N 95TH WAY | SCOTTSDALE | AZ | 85258 | Maricopa | 1 | Open | 1991-11-01 | 10000 | Gasoline | COMPARTMENT A | Double Walled | Fiberglass Reinforced Plastic | Gravity Feed | Double Walled | Fiberglass Reinforced Plastic
0-002097 | CAPITAL GAS | 709 W HOPI DR | HOLBROOK | AZ | 86025 | Navajo | 3 | Perm Closure | 1942-01-01 | 1500 | Gasoline | COMPARTMENT A | Single Walled | Asphalt coated or Bare Steel | Suction - Check Valve at the Tank Top |  |  | Removal | 1992-09-17
0-002097 | CAPITAL GAS | 709 W HOPI DR | HOLBROOK | AZ | 86025 | Navajo | 5 | Perm Closure | 1990-01-01 | 550 | Used Oil/Waste Oil | COMPARTMENT A | Single Walled | Asphalt coated or Bare Steel | Gravity Feed | Single Walled | Bare or Galvanized Steel | Removal | 2002-04-11
0-002097 | CAPITAL GAS | 709 W HOPI DR | HOLBROOK | AZ | 86025 | Navajo | 2 | Perm Closure | 1942-01-01 | 1500 | Gasoline | COMPARTMENT A | Single Walled | Asphalt coated or Bare Steel | Suction - Check Valve at the Tank Top |  |  | Removal | 1992-09-17
0-002857 | GILLIGANS ON COPPER BASIN LLC | 501 COPPER BASIN RD | PRESCOTT | AZ | 86303 | Yavapai | 3 | Open | 1970-01-21 | 6000 | Gasoline | COMPARTMENT A | Single Walled | Asphalt coated or Bare Steel | Pressure |  | Fiberglass Reinforced Plastic
0-005181 | COCA-COLA BOTTLING CO | 3939 N ROMERO RD | TUCSON | AZ | 85705 | Pima | 3 | Perm Closure | 1979-05-15 | 12000 | Gasoline | COMPARTMENT A | Double Walled | Asphalt coated or Bare Steel |  |  |  | Removal | 1990-01-01
0-005076 | CONOCOPHILLIPS #257366 | 502 N CAMPBELL AVE | TUCSON | AZ | 85719 | Pima | 4 | Perm Closure | 1986-04-01 | 12000 | Gasoline | COMPARTMENT A | Double Walled | Composite (Steel/Fiberglass) | Pressure | Double Walled | Fiberglass Reinforced Plastic | Removal | 2003-06-11
0-006137 | HILLCREST GOLF COURSE | 113130 CARAVAN DR | SUN CITY WEST | AZ | 85375 | Maricopa | 2 | Perm Closure | 1978-04-22 | 1000 | Gasoline | COMPARTMENT A | Double Walled | Asphalt coated or Bare Steel |  |  |  | Removal | 1991-11-20
0-002268 | CITY OF GLENDALE - FIRE STATION #54 | 4439 W PEORIA AVE | GLENDALE | AZ | 85302 | Maricopa | 1 | Perm Closure | 1982-04-16 | 10000 | Diesel | COMPARTMENT A | Double Walled | Fiberglass Reinforced Plastic | Pressure |  | Fiberglass Reinforced Plastic | Removal | 2005-02-23
0-004769 | SULPHUR SPRINGS VALLEY ELECTRIC COOP | 1348M GIULIO CESARE AVE | SIERRA VISTA | AZ | 85635 | Cochise | 3 | Perm Closure | 1986-04-12 | 500 | Used Oil/Waste Oil | COMPARTMENT A | Unknown | Asphalt coated or Bare Steel | Gravity Feed |  |  | Removal | 1999-01-13
0-009128 | SUPERPUMPER #16 | 10356 E RIGGS RD | SUN LAKES | AZ | 85248 | Maricopa | 1 | Open | 1997-02-28 | 12000 | Gasoline (UL) | COMPARTMENT A | Double Walled | Composite (Steel/Fiberglass) | Pressure | Double Walled | Flexible
0-009527 | PARCEL 111-24-050 | 1702 W VAN BUREN ST | PHOENIX | AZ | 85007 | Maricopa | 1 | Perm Closure | 1940-01-01 |  | Unidentified | COMPARTMENT A | Single Walled | Asphalt coated or Bare Steel |  |  |  | Closed in Place
0-002402 | LOU GRUBB MITSUBISHI | 1313 E CAMELBACK RD | PHOENIX | AZ | 85014 | Maricopa | 1 | Perm Closure | 1982-04-18 | 500 | Used Oil/Waste Oil | COMPARTMENT A | Single Walled | Asphalt coated or Bare Steel | Gravity Feed |  |  | Removal | 1993-05-05
0-010167 | QUIKTRIP #453 | 11604 W OLIVE AVE | YOUNGTOWN | AZ | 85363 | Maricopa | 1 | Open | 2006-11-16 | 12000 | Gasoline | COMPARTMENT A | Double Walled | Fiberglass Reinforced Plastic | Pressure | Double Walled | Fiberglass Reinforced Plastic
0-010192 | PARCEL #301-26-011 | 22310 W OLD HWY 66 | SELIGMAN | AZ | 86337 | Yavapai | 1 | Perm Closure | 2008-02-04 | 7500 | Gasoline | COMPARTMENT A |  | Asphalt coated or Bare Steel |  |  |  | Removal | 2007-10-03
0-010299 | GENERAL MOTORS DESERT PROVING GROUND | 1500 E GM DR | YUMA | AZ | 85365 | Yuma | 2 | Open | 2009-04-08 | 12000 | Gasoline | COMPARTMENT A | Double Walled | Fiberglass Reinforced Plastic | Pressure | Double Walled | Flexible
0-010299 | GENERAL MOTORS DESERT PROVING GROUND | 1500 E GM DR | YUMA | AZ | 85365 | Yuma | 5 | Open | 2009-04-08 | 4000 | Gasoline | COMPARTMENT A | Double Walled | Fiberglass Reinforced Plastic | Pressure | Double Walled | Flexible
0-010250 | GREENFIELD CARDLOCK | 3353 N GREENFIELD RD | MESA | AZ | 85215 | Maricopa | 2 | Open | 2008-05-30 | 10000 | Diesel | COMPARTMENT B | Double Walled | Fiberglass Reinforced Plastic | Pressure | Double Walled | Fiberglass Reinforced Plastic
0-010255 | SPEEDWAY STORE #2980 | 15841 W EL TIRO RD | MARANA | AZ | 85653 | Pima | 1 | Open | 2008-06-05 | 6000 | Diesel | COMPARTMENT B | Double Walled | Fiberglass Reinforced Plastic | Pressure | Double Walled | Fiberglass Reinforced Plastic
0-010255 | SPEEDWAY STORE #2980 | 15841 W EL TIRO RD | MARANA | AZ | 85653 | Pima | 1 | Open | 2008-06-05 | 5000 | Gasoline (PUL) | COMPARTMENT A | Double Walled | Fiberglass Reinforced Plastic | Pressure | Double Walled | Fiberglass Reinforced Plastic
0-010260 | DISCOVERY FUELS | 295 S ARIZONA BLVD | COOLIDGE | AZ | 85128 | Pinal | 1 | Open | 2008-07-02 | 8000 | E-85 | COMPARTMENT A | Double Walled | Fiberglass Reinforced Plastic | Pressure | Double Walled | Fiberglass Reinforced Plastic
0-005741 | PRESTON CHEVRON | 605 MIKES PIKE | FLAGSTAFF | AZ | 86001 | Coconino | 3 | Perm Closure | 1954-01-01 | 10000 | Gasoline | COMPARTMENT A |  | Asphalt coated or Bare Steel |  |  |  | Removal | 1988-03-01
0-010275 | MARICOPA APN 212-02-001K | 7227 E PINNACLE PEAK RD | SCOTTSDALE | AZ | 85255 | Maricopa | 1 | Perm Closure | 2009-02-23 | 1000 | Gasoline | COMPARTMENT A |  | Asphalt coated or Bare Steel |  |  |  | Removal | 2009-01-26
0-010279 | THE OPTION | 2201 E 22ND ST | TUCSON | AZ | 85713 | Pima | 1 | Perm Closure | 1985-01-01 | 3000 | Gasoline | COMPARTMENT A | Single Walled | Asphalt coated or Bare Steel |  |  |  | Removal | 2009-02-12
0-004348 | NOGALES INTERNATIONAL AIRPORT | 11 ACCESS WAY | NOGALES | AZ | 85621 | Santa Cruz | 4 | Perm Closure | 1966-01-01 | 3000 | Jet Fuel | COMPARTMENT A |  | Asphalt coated or Bare Steel |  |  |  | Removal | 1990-06-25
0-010357 | FRYS FUEL CENTER #103 | 1100 S STATE ROUTE 260 | COTTONWOOD | AZ | 86326 | Yavapai | 2 | Open | 2009-10-20 | 8000 | Diesel | COMPARTMENT B | Double Walled | Fiberglass Reinforced Plastic | Pressure | Double Walled | Flexible
0-010476 | CIRCLE K STORE #2741657 | 4685 E VALENCIA RD | TUCSON | AZ | 85706 | Pima | 3 | Open | 2009-10-08 | 12000 | Diesel | COMPARTMENT A | Double Walled | Fiberglass Reinforced Plastic | Pressure | Double Walled | Fiberglass Reinforced Plastic
0-010340 | CHANDLER AIRPARK ARCO AM/PM | 1735 S COOPER RD | CHANDLER | AZ | 85286 | Maricopa | 2 | Open | 2009-09-03 | 10000 | Diesel | COMPARTMENT B | Double Walled | Fiberglass Reinforced Plastic | Pressure | Double Walled | Fiberglass Reinforced Plastic
0-007698 | BOOKCELLAR | 1020 S 24TH ST | PHOENIX | AZ | 85040 | Maricopa | 1 | Perm Closure | 2005-06-17 | 2000 | Used Oil/Waste Oil | COMPARTMENT A | Unknown | Asphalt coated or Bare Steel | Gravity Feed |  | Bare or Galvanized Steel | Removal | 1992-06-05
0-000074 | AERO RENTAL INC | 1144 N ALVERNON WAY | TUCSON | AZ | 85712 | Pima | 2 | Perm Closure | 1966-01-01 | 550 | Diesel | COMPARTMENT A |  | Asphalt coated or Bare Steel |  |  |  | Closed in Place | 1988-12-21
0-010350 | QUIKTRIP #445 | 2775 S 51ST AVE | PHOENIX | AZ | 85043 | Maricopa | 3 | Open | 2010-05-10 | 12000 | Gasoline | COMPARTMENT A | Double Walled | Fiberglass Reinforced Plastic | Pressure | Double Walled | Fiberglass Reinforced Plastic
0-003830 | CITY OF PHOENIX - FIRE STATION #33 | 2409 W CACTUS RD | PHOENIX | AZ | 85029 | Maricopa | 1 | Perm Closure | 1967-01-01 | 280 | Diesel | COMPARTMENT A | Single Walled | Asphalt coated or Bare Steel | Suction - Check Valve at the Tank Top |  | Bare or Galvanized Steel | Removal | 1994-09-21
0-010359 | QUIKTRIP #1493 | 1925 N KOLB RD | TUCSON | AZ | 85715 | Pima | 1 | Open | 2010-03-03 | 20000 | Gasoline | COMPARTMENT A | Double Walled | Fiberglass Reinforced Plastic | Pressure | Double Walled | Fiberglass Reinforced Plastic
0-010365 | CIRCLE K STORE #2703401 | 3128 N 1ST AVE | TUCSON | AZ | 85719 | Pima | 2 | Open | 2010-07-22 | 12000 | Gasoline | COMPARTMENT A | Double Walled | Fiberglass Reinforced Plastic | Pressure | Double Walled | Fiberglass Reinforced Plastic
0-009649 | CARIOCA #77 - SHELL | 461 N VAL VISTA DR | MESA | AZ | 85213 | Maricopa | 1 | Open | 2000-03-28 | 15000 | Gasoline | COMPARTMENT A | Double Walled | Fiberglass Reinforced Plastic | Pressure | Double Walled | Flexible
0-010396 | QUIKTRIP #1482 | 3345 W VALENCIA RD | TUCSON | AZ | 85746 | Pima | 3 | Open | 2010-10-01 | 12000 | Diesel | COMPARTMENT B | Double Walled | Fiberglass Reinforced Plastic | Pressure | Double Walled | Fiberglass Reinforced Plastic
0-007246 | FORMER CORY'S SELF SERVICE | 2327 N GRAND AVE | NOGALES | AZ | 85621 | Santa Cruz | 3 | Perm Closure | 2005-06-17 | 12000 | Diesel | COMPARTMENT A | Double Walled | Asphalt coated or Bare Steel | Pressure |  |  | Removal | 1991-04-10
0-007246 | FORMER CORY'S SELF SERVICE | 2327 N GRAND AVE | NOGALES | AZ | 85621 | Santa Cruz | 2 | Perm Closure | 2005-06-17 | 12000 | Gasoline | COMPARTMENT A | Double Walled | Asphalt coated or Bare Steel | Pressure |  |  | Removal | 1991-04-10
0-002211 | SMART MOTORS | 5200 E SPEEDWAY BLVD | TUCSON | AZ | 85712 | Pima | 4 | Perm Closure | 1967-05-06 | 1000 | Unidentified | COMPARTMENT A | Single Walled | Asphalt coated or Bare Steel |  |  |  | Removal | 1989-01-21
0-008704 | PINETOP-LAKESIDE SANITARY DISTRICT - COMPOST FACILITY | 2600 ALISA LN | LAKESIDE | AZ | 85929 | Navajo | 1 | Perm Closure | 1980-01-01 | 500 | Diesel | COMPARTMENT A | Unknown | Asphalt coated or Bare Steel |  |  |  | Removal | 1995-11-28
0-004857 | TAYLOR AUTO PARTS & SERVICE | 122 N MAIN ST | TAYLOR | AZ | 85939 | Navajo | 4 | Perm Closure | 1981-01-01 | 5000 | Gasoline | COMPARTMENT A |  | Asphalt coated or Bare Steel | Suction - Check Valve at the Tank Top |  |  | Removal | 1995-11-14
0-003484 | NAVAJO COUNTY - GOVERNMENTAL COMPLEX | 100 E CARTER DR | HOLBROOK | AZ | 86025 | Navajo | 2 | Perm Closure | 1978-05-06 | 10000 | Gasoline | COMPARTMENT A | Unknown | Asphalt coated or Bare Steel | Suction - Check Valve at the Tank Top | Single Walled | Bare or Galvanized Steel | Removal | 1994-11-18
0-004277 | CITY OF LAKE HAVASU CITY - PUBLIC WORKS YARD | 705 LAKE HAVASU AVE N | LAKE HAVASU CITY | AZ | 86403 | Mohave | 2 | Perm Closure | 1972-06-22 | 1000 | Gasoline | COMPARTMENT A | Unknown | Unknown |  |  |  | Removal | 1993-05-26
0-004277 | CITY OF LAKE HAVASU CITY - PUBLIC WORKS YARD | 705 LAKE HAVASU AVE N | LAKE HAVASU CITY | AZ | 86403 | Mohave | 1 | Perm Closure | 1982-06-22 | 5000 | Gasoline | COMPARTMENT A | Double Walled | Asphalt coated or Bare Steel | Suction - Check Valve at the Tank Top |  | Bare or Galvanized Steel | Removal | 1994-04-04
0-005739 | SALVATION ARMY | 1625 S CENTRAL AVE | PHOENIX | AZ | 85004 | Maricopa | 1 | Perm Closure | 1980-08-19 | 10000 | Diesel | COMPARTMENT A | Unknown | Asphalt coated or Bare Steel |  |  |  | Removal | 1995-05-24
0-000998 | CEMEX CORP | 235 E BASELINE RD | GILBERT | AZ | 85233 | Maricopa | 5 | Perm Closure | 1988-01-01 | 500 | Used Oil/Waste Oil | COMPARTMENT A |  | Asphalt coated or Bare Steel |  |  |  | Removal | 1995-03-15
0-003260 | CHECKER #4142 | 6002 N 35TH AVE | PHOENIX | AZ | 85017 | Maricopa | 2 | Perm Closure | 1982-04-21 | 8000 | Gasoline | COMPARTMENT A | Double Walled | Fiberglass Reinforced Plastic |  |  |  | Removal | 1990-12-12
0-003230 | MOBIL 18-KEA | 4402 E MCDOWELL RD | PHOENIX | AZ | 85008 | Maricopa | 2 | Perm Closure | 1972-01-01 | 5000 | Gasoline | COMPARTMENT A |  | Asphalt coated or Bare Steel |  |  |  | Removal | 1989-11-01
0-000070 | SAFWAY STEEL PRODUCTS | 4008 E AIR LN | PHOENIX | AZ | 85034 | Maricopa | 1 | Perm Closure | 1980-01-01 | 2000 | Gasoline | COMPARTMENT A |  | Asphalt coated or Bare Steel |  |  |  | Removal | 1990-11-20
0-005268 | CASHBACK AUTO SALES & LEASING | 2361 E VAN BUREN ST | PHOENIX | AZ | 85006 | Maricopa | 1 | Perm Closure | 1971-05-09 | 10000 | Gasoline | COMPARTMENT A | Unknown | Asphalt coated or Bare Steel |  |  |  | Removal | 1992-05-08
0-002012 | SACKS ART OF SANDWICHERIE | 231 W THOMAS RD | PHOENIX | AZ | 85013 | Maricopa | 4 | Perm Closure | 1966-01-01 | 550 | Used Oil/Waste Oil | COMPARTMENT A |  | Asphalt coated or Bare Steel |  |  |  | Removal | 1990-08-02
0-005588 | DYNAMITE AUTO SALES | 3050 E VAN BUREN ST | PHOENIX | AZ | 85008 | Maricopa | 2 | Perm Closure | 1976-04-30 | 10000 | Gasoline | COMPARTMENT A | Unknown | Asphalt coated or Bare Steel | Pressure |  |  | Removal | 1993-09-09
0-005509 | OWNER SERVICE STATION | 128 E TAYLOR ST | PHOENIX | AZ | 85004 | Maricopa | 1 | Perm Closure | 1978-03-27 | 10000 | Gasoline | COMPARTMENT A | Double Walled | Asphalt coated or Bare Steel |  |  |  | Removal | 1993-11-24
0-005612 | WESTERN COTTON SERVICES - PHOENIX MILL | 615 S 51ST AVE | PHOENIX | AZ | 85043 | Maricopa | 1 | Perm Closure | 1974-01-01 | 10000 | Diesel | COMPARTMENT A | Single Walled | Asphalt coated or Bare Steel |  |  |  | Removal | 1988-05-17
0-005612 | WESTERN COTTON SERVICES - PHOENIX MILL | 615 S 51ST AVE | PHOENIX | AZ | 85043 | Maricopa | 3 | Perm Closure | 1974-01-01 | 10000 | Gasoline | COMPARTMENT A | Single Walled | Asphalt coated or Bare Steel |  |  |  | Removal | 1988-09-09
0-005612 | WESTERN COTTON SERVICES - PHOENIX MILL | 615 S 51ST AVE | PHOENIX | AZ | 85043 | Maricopa | 4 | Perm Closure | 1973-01-01 | 10000 | Unidentified | COMPARTMENT A | Single Walled | Asphalt coated or Bare Steel |  |  |  | Removal | 1988-09-09
0-005096 | CHEROKEE AVIATION HOLDINGS, LLC OFFICE/HANGER FACILITY | 15100 N 78TH WAY | SCOTTSDALE | AZ | 85260 | Maricopa | 2 | Perm Closure | 1986-05-16 | 15000 | Jet Fuel | COMPARTMENT A | Double Walled | Fiberglass Reinforced Plastic | Suction - Check Valve at the Tank Top |  | Fiberglass Reinforced Plastic | Removal | 2019-06-06
0-008316 | FRACTURED FIBERGLASS | 1100 W MAIN ST | MESA | AZ | 85201 | Maricopa | 1 | Perm Closure | 2005-06-17 | 1000 | Gasoline | COMPARTMENT A | Unknown | Asphalt coated or Bare Steel | Pressure |  | Bare or Galvanized Steel | Closed in Place | 1967-01-01
0-009752 | EAST WASHINGTON FLUFF FACILITY | 443 E BUCKEYE RD | PHOENIX | AZ | 85004 | Maricopa | 2 | Perm Closure | 2005-06-17 | 1000 | Unidentified | COMPARTMENT A | Single Walled | Asphalt coated or Bare Steel |  |  |  | Removal | 2001-06-27
0-001255 | CIRCLE K #556 | 8035 N ORACLE RD | ORO VALLEY | AZ | 85704 | Pima | 1 | Perm Closure | 1971-01-01 | 10000 | Gasoline | COMPARTMENT A |  | Asphalt coated or Bare Steel | Pressure |  |  | Removal | 1999-02-02
0-002745 | CHIEFTAIN MOBIL |  | CHAMBERS |  |  | Apache | 9 | Open | 2000-08-11 | 10000 | Diesel | COMPARTMENT A | Single Walled | Fiberglass Reinforced Plastic | Pressure | Double Walled | Flexible
0-006685 | OLD DIXIE GARAGE |  | BISBEE |  |  | Cochise | 1 | Perm Closure | 1939-01-01 | 2500 | Unidentified | COMPARTMENT A |  | Asphalt coated or Bare Steel |  |  |  | Removal | 1992-08-18
0-006685 | OLD DIXIE GARAGE |  | BISBEE |  |  | Cochise | 2 | Perm Closure | 1939-01-01 | 2000 | Diesel | COMPARTMENT A |  | Asphalt coated or Bare Steel |  |  |  | Removal | 1992-08-18
0-004405 | MOUNTAIN VIEW RV PARK | 1120 W BUSINESS LOOP | BOWIE | AZ | 85605 | Cochise | 1 | Open | 1985-01-01 | 10000 | Gasoline (UL) | COMPARTMENT A |  | Asphalt coated or Bare Steel | Pressure |  | Bare or Galvanized Steel
0-005414 | KINGMAN 76 AUTO/TRUCK STOP PLAZA | 946 W BEALE ST | KINGMAN | AZ | 86401 | Mohave | 3 | Open | 1982-01-01 | 20000 | Diesel | COMPARTMENT A | Double Walled | Composite (Steel/Fiberglass) | Pressure | Double Walled | Fiberglass Reinforced Plastic
0-007958 | CLASSIC CAR SPA | 1555 W WARNER RD | GILBERT | AZ | 85233 | Maricopa | 3 | Perm Closure | 1990-02-01 | 12000 | Gasoline | COMPARTMENT A | Double Walled | Composite (Steel/Fiberglass) | Pressure | Double Walled | Fiberglass Reinforced Plastic | Removal | 2007-02-20
0-001365 | CIRCLE K #1116 | 101 MISSION LN | HOLBROOK | AZ | 86025 | Navajo | 3 | Perm Closure | 1977-01-01 | 10000 | Gasoline | COMPARTMENT A |  | Asphalt coated or Bare Steel | Pressure |  |  | Removal | 1995-12-06
0-001365 | CIRCLE K #1116 | 101 MISSION LN | HOLBROOK | AZ | 86025 | Navajo | 6 | Open | 1996-01-05 | 10000 | Gasoline (PUL) | COMPARTMENT A |  | Fiberglass Reinforced Plastic | Pressure | Double Walled | Fiberglass Reinforced Plastic
0-000481 | FUEL STOP 101 | 701 E CAMELBACK RD | PHOENIX | AZ | 85014 | Maricopa | 2 | Open | 1982-01-01 | 10000 | Gasoline | COMPARTMENT A | Double Walled | Fiberglass Reinforced Plastic | Pressure | Double Walled | Fiberglass Reinforced Plastic
0-007798 | FORMER FLICKS & SUBS | 834 S STATE ROUTE 69 | DEWEY | AZ | 86327 | Yavapai | 4 | Perm Closure | 1965-01-01 | 1000 | Gasoline | COMPARTMENT A |  | Asphalt coated or Bare Steel | Gravity Feed |  |  | Removal | 1999-09-02
0-001808 | MCDONNELL DOUGLAS - FLIGHT OPERATIONS C-3 | 4100 S ARIZONA AVE | YUMA | AZ | 85365 | Yuma | 1 | Perm Closure | 1981-01-01 | 2000 | Gasoline | COMPARTMENT A |  | Asphalt coated or Bare Steel |  |  |  | Removal | 1993-04-29
0-001859 | ELMER HAYS ROOFING | 2638 S ALVERNON WAY | TUCSON | AZ | 85713 | Pima | 3 | Perm Closure | 1980-01-01 | 550 | Diesel | COMPARTMENT A |  | Asphalt coated or Bare Steel |  |  |  | Removal | 1995-04-12
0-006590 | SRP - EAST VALLEY GARAGE | 7050 E UNIVERSITY DR | MESA | AZ | 85207 | Maricopa | 3 | Perm Closure | 1988-12-21 | 15000 | Diesel | COMPARTMENT A | Single Walled | Asphalt coated or Bare Steel | Pressure |  | Bare or Galvanized Steel | Removal | 2020-07-09
0-006173 | CITY OF PEORIA - FLEET MAINTENANCE | 8850 N 79TH AVE | PEORIA | AZ | 85345 | Maricopa | 3 | Open | 2016-09-02 | 20000 | Gasoline | COMPARTMENT A | Double Walled | Fiberglass Reinforced Plastic | Pressure | Double Walled | Fiberglass Reinforced Plastic
0-006173 | CITY OF PEORIA - FLEET MAINTENANCE | 8850 N 79TH AVE | PEORIA | AZ | 85345 | Maricopa | 1 | Perm Closure | 1988-05-12 | 20000 | Gasoline | COMPARTMENT A | Double Walled | Fiberglass Reinforced Plastic | Pressure |  | Fiberglass Reinforced Plastic | Removal | 2016-08-02
0-000269 | ADOT - DURANGO MAINTENANCE | 2209 W DURANGO ST | PHOENIX | AZ | 85009 | Maricopa | 1 | Perm Closure | 1965-01-01 | 10000 | Gasoline | COMPARTMENT A | Single Walled | Asphalt coated or Bare Steel | Suction - Check Valve at the Tank Top |  |  | Removal | 1990-09-24
0-000269 | ADOT - DURANGO MAINTENANCE | 2209 W DURANGO ST | PHOENIX | AZ | 85009 | Maricopa | 5 | Open | 1990-07-25 | 12000 | Gasoline | COMPARTMENT A | Double Walled | Composite (Steel/Fiberglass) | Pressure | Double Walled | Fiberglass Reinforced Plastic
0-005029 | COOLIDGE THRIFT STORE | 1495 N ARIZONA BLVD | COOLIDGE | AZ | 85128 | Pinal | 1 | Perm Closure | 1966-01-01 | 5000 | Gasoline | COMPARTMENT A |  | Asphalt coated or Bare Steel | Suction - Check Valve at the Tank Top |  |  | Removal | 1998-08-20
0-005029 | COOLIDGE THRIFT STORE | 1495 N ARIZONA BLVD | COOLIDGE | AZ | 85128 | Pinal | 3 | Perm Closure | 1971-01-01 | 5000 | Gasoline | COMPARTMENT A |  | Asphalt coated or Bare Steel | Suction - Check Valve at the Tank Top |  |  | Removal | 1998-08-20
0-003049 | MARICOPA COUNTY - DURANGO SERVICE CENTER | 3325 W DURANGO ST | PHOENIX | AZ | 85009 | Maricopa | 7 | Perm Closure | 2013-12-10 | 1000 | Gasoline | COMPARTMENT A |  | Asphalt coated or Bare Steel |  |  |  | Removal | 2013-07-03
0-003049 | MARICOPA COUNTY - DURANGO SERVICE CENTER | 3325 W DURANGO ST | PHOENIX | AZ | 85009 | Maricopa | 1 | Perm Closure | 1965-01-01 | 10000 | Gasoline | COMPARTMENT A |  | Asphalt coated or Bare Steel |  |  |  | Removal | 1991-04-03
0-001341 | CIRCLE K #880 | 303 E 16TH ST | DOUGLAS | AZ | 85607 | Cochise | 3 | Perm Closure | 1976-01-01 | 6000 | Gasoline | COMPARTMENT A |  | Asphalt coated or Bare Steel | Pressure |  | Fiberglass Reinforced Plastic | Removal | 1997-08-06
0-003429 | QWEST | 6327 N 67TH AVE | GLENDALE | AZ | 85301 | Maricopa | 3 | Perm Closure | 1984-01-15 | 300 | Used Oil/Waste Oil | COMPARTMENT A | Double Walled | Asphalt coated or Bare Steel |  |  |  | Removal | 1994-06-22
0-003429 | QWEST | 6327 N 67TH AVE | GLENDALE | AZ | 85301 | Maricopa | 5 | Perm Closure | 1996-12-01 | 5000 | Diesel | COMPARTMENT A | Double Walled | Composite (Steel/Fiberglass) | Pressure | Double Walled | Fiberglass Reinforced Plastic | Removal | 2014-09-12
0-008153 | H & Z INVESTMENTS INC | 825 E MONROE AVE | BUCKEYE | AZ | 85326 | Maricopa | 1 | Perm Closure | 1971-01-01 | 4000 | Gasoline | COMPARTMENT A | Single Walled | Asphalt coated or Bare Steel | Pressure | Double Walled |  | Removal | 2018-09-27
0-001036 | CHEVRON #9-1080 | 3035 N TOLTEC RD | ELOY | AZ | 85131 | Pinal | 2 | Perm Closure | 1983-01-01 | 10000 | Gasoline | COMPARTMENT A | Single Walled | Fiberglass Reinforced Plastic | Pressure |  | Fiberglass Reinforced Plastic | Removal | 1994-12-19
0-001036 | CHEVRON #9-1080 | 3035 N TOLTEC RD | ELOY | AZ | 85131 | Pinal | 3 | Perm Closure | 1983-01-01 | 10000 | Gasoline | COMPARTMENT A | Single Walled | Fiberglass Reinforced Plastic | Pressure |  | Fiberglass Reinforced Plastic | Removal | 1994-12-19
0-006490 | HOLIDAY STATION | 859 W MIRACLE MILE | TUCSON | AZ | 85705 | Pima | 2 | Perm Closure | 1973-10-16 | 5000 | Gasoline | COMPARTMENT A | Double Walled | Asphalt coated or Bare Steel |  |  |  | Removal | 1996-07-08
0-006490 | HOLIDAY STATION | 859 W MIRACLE MILE | TUCSON | AZ | 85705 | Pima | 4 | Perm Closure | 2005-06-17 | 5000 | Gasoline | COMPARTMENT A | Double Walled | Asphalt coated or Bare Steel |  |  |  | Removal | 1986-06-30
0-003748 | CHAPMAN MESA AUTO CENTER | 1208 W BROADWAY RD | MESA | AZ | 85202 | Maricopa | 6 | Perm Closure | 1967-01-01 | 3000 | Gasoline | COMPARTMENT A |  | Asphalt coated or Bare Steel |  |  |  | Removal | 1978-08-01
0-003748 | CHAPMAN MESA AUTO CENTER | 1208 W BROADWAY RD | MESA | AZ | 85202 | Maricopa | 5 | Perm Closure | 1967-01-01 | 3000 | Gasoline | COMPARTMENT A |  | Asphalt coated or Bare Steel |  |  |  | Removal | 1978-08-01
0-007095 | CROWN ASPHALT DISTRIBUTION | 1420 US HIGHWAY 89A | FREDONIA | AZ | 86022 | Coconino | 1 | Perm Closure | 1970-01-10 | 10000 | Diesel | COMPARTMENT A | Single Walled | Asphalt coated or Bare Steel |  |  |  | Removal | 1989-05-01
0-007095 | CROWN ASPHALT DISTRIBUTION | 1420 US HIGHWAY 89A | FREDONIA | AZ | 86022 | Coconino | 5 | Perm Closure | 1970-01-01 | 500 | Used Oil/Waste Oil | COMPARTMENT A | Single Walled | Asphalt coated or Bare Steel | Gravity Feed | Single Walled | Bare or Galvanized Steel | Closed in Place | 1993-04-23
0-005259 | SC COMMERCIAL | 885 W GILA BEND HWY | CASA GRANDE | AZ | 85122 | Pinal | 2 | Perm Closure | 1965-01-01 | 6000 | Gasoline | COMPARTMENT A |  | Asphalt coated or Bare Steel | Pressure |  |  | Removal | 1998-07-16
0-005259 | SC COMMERCIAL | 885 W GILA BEND HWY | CASA GRANDE | AZ | 85122 | Pinal | 5 | Perm Closure | 1965-01-01 | 20000 | Diesel | COMPARTMENT A |  | Asphalt coated or Bare Steel | Pressure |  |  | Removal | 1998-07-16
0-005110 | EXXON - LARRYS | 515 W 2ND ST | CASA GRANDE | AZ | 85122 | Pinal | 1 | Perm Closure | 1957-04-22 | 5000 | Gasoline | COMPARTMENT A | Double Walled | Asphalt coated or Bare Steel |  |  |  | Removal | 1988-11-01
0-001260 | CIRCLE K #583 | 3 N LAKE POWELL BLVD | PAGE | AZ | 86040 | Coconino | 6 | Open | 1995-06-07 | 10000 | Gasoline | COMPARTMENT A |  | Fiberglass Reinforced Plastic | Pressure | Double Walled | Fiberglass Reinforced Plastic
0-001564 | CLIFF DWELLERS LODGE | 1408 US HIGHWAY 89A | MARBLE CANYON | AZ | 86036 | Coconino | 3 | Open | 1990-04-16 | 8000 | Gasoline | COMPARTMENT A | Single Walled | Asphalt coated or Bare Steel | Pressure | Single Walled | Bare or Galvanized Steel
0-001564 | CLIFF DWELLERS LODGE | 1408 US HIGHWAY 89A | MARBLE CANYON | AZ | 86036 | Coconino | 2 | Perm Closure | 1971-01-01 | 8000 | Gasoline | COMPARTMENT A | Single Walled | Asphalt coated or Bare Steel |  |  |  | Removal | 1990-04-02
0-003310 | MORMON LAKE LODGE | 1 MAIN ST | MORMON LAKE | AZ | 86038 | Coconino | 5 | Open | 1989-05-01 | 6000 | Gasoline | COMPARTMENT A | Double Walled | Composite (Steel/Fiberglass) | Pressure |  | Fiberglass Reinforced Plastic
0-000767 | SOMERTON AUTO & TIRE CENTER | 153 W MAIN ST | SOMERTON | AZ | 85350 | Yuma | 9 | Perm Closure | 1955-01-01 | 550 | Gasoline | COMPARTMENT A |  | Asphalt coated or Bare Steel |  |  |  | Removal | 1997-07-02
0-005123 | GOOD 2 GO STORES #505 | 1600 S AVENUE B | YUMA | AZ | 85364 | Yuma | 2 | Open | 1986-04-22 | 10000 | Gasoline | COMPARTMENT A | Single Walled | Fiberglass Reinforced Plastic | Pressure | Single Walled | Fiberglass Reinforced Plastic
0-007888 | REDDY RENTS | 2155 S ARIZONA AVE | YUMA | AZ | 85364 | Yuma | 2 | Perm Closure | 2005-06-17 | 3000 | Diesel | COMPARTMENT A | Double Walled | Asphalt coated or Bare Steel |  |  |  | Removal | 1988-12-01
0-003797 | PHOENIX CEMENT | 601 N CEMENT PLANT RD | CLARKDALE | AZ | 86324 | Yavapai | 3 | Perm Closure | 1959-01-01 | 2000 | Gasoline | COMPARTMENT A | Single Walled | Asphalt coated or Bare Steel |  |  |  | Removal | 1990-06-01
0-000609 | WILSON AUTOMOTIVE | 325 W GURLEY ST | PRESCOTT | AZ | 86301 | Yavapai | 3 | Perm Closure | 1966-01-01 | 3000 | Gasoline | COMPARTMENT A | Single Walled | Asphalt coated or Bare Steel |  |  |  | Removal | 1991-04-03
0-001244 | CIRCLE K #507 | 4635 E FORT LOWELL RD | TUCSON | AZ | 85712 | Pima | 1 | Perm Closure | 1971-01-01 | 10000 | Gasoline | COMPARTMENT A |  | Asphalt coated or Bare Steel | Suction - Check Valve at the Tank Top |  |  | Removal | 1993-06-02
0-005201 | TUCSON UNIFIED SCHOOL DISTRICT #1 - CENTRAL MAINTENANCE YARD | 530 S NORRIS AVE | TUCSON | AZ | 85719 | Pima | 2 | Perm Closure | 1980-04-21 | 5000 | Diesel | COMPARTMENT A | Double Walled | Asphalt coated or Bare Steel | Pressure |  |  | Removal | 1994-03-01
0-003132 | NORMAN, WILLIAM, ERNEST MEHLHORN | 8845 S HARDY DR | TEMPE | AZ | 85284 | Maricopa | 2 | Perm Closure | 1979-04-11 | 5000 | Diesel | COMPARTMENT A | Unknown | Asphalt coated or Bare Steel |  |  |  | Removal | 1989-03-23
0-006130 | MOON VALLEY COUNTRY CLUB | 151 W MOON VALLEY DR | PHOENIX | AZ | 85023 | Maricopa | 4 | Open | 1989-01-01 | 1000 | Diesel | COMPARTMENT A | Double Walled | Fiberglass Reinforced Plastic | Pressure |  | Fiberglass Reinforced Plastic
0-004177 | MOUNTAIN COUNTRY SUPPLY | 3560 SUNSHINE DR | KINGMAN | AZ | 86409 | Mohave | 1 | Perm Closure | 1975-03-01 | 1000 | Gasoline | COMPARTMENT A | Double Walled | Asphalt coated or Bare Steel | Suction - Check Valve at the Tank Top |  |  | Removal | 1993-03-16
0-007384 | ARIZONA AUTOMOTIVE INSTITUTE | 6829 N 46TH AVE | GLENDALE | AZ | 85301 | Maricopa | 1 | Perm Closure | 1957-01-01 | 550 | Used Oil/Waste Oil | COMPARTMENT A | Double Walled | Asphalt coated or Bare Steel | Pressure |  |  | Removal | 1991-11-20
0-003483 | NAVAJO COUNTY ROAD DEPARTMENT DISTRICT #11 |  | WINSLOW |  |  | Navajo | 1 | Perm Closure | 1970-01-01 | 2000 | Gasoline | COMPARTMENT A | Unknown | Asphalt coated or Bare Steel | Suction - Check Valve at the Tank Top |  | Bare or Galvanized Steel | Removal | 1994-04-13
0-003483 | NAVAJO COUNTY ROAD DEPARTMENT DISTRICT #11 |  | WINSLOW |  |  | Navajo | 2 | Perm Closure | 1970-01-01 | 1000 | Diesel | COMPARTMENT A | Unknown | Asphalt coated or Bare Steel | Suction - Check Valve at the Tank Top |  | Bare or Galvanized Steel | Removal | 1994-04-13
0-003231 | MOBIL 18-KLQ | 7402 W INDIAN SCHOOL RD | PHOENIX | AZ | 85033 | Maricopa | 1 | Perm Closure | 1984-01-01 | 10000 | Gasoline | COMPARTMENT A | Double Walled | Fiberglass Reinforced Plastic | Pressure |  | Fiberglass Reinforced Plastic | Removal | 2002-04-15
0-006362 | SAN MARCOS GOLF COURSE | 100 S DAKOTA ST | CHANDLER | AZ | 85225 | Maricopa | 1 | Perm Closure | 1953-09-10 | 550 | Gasoline | COMPARTMENT A | Unknown | Unknown |  |  |  | Removal | 1989-02-01
0-000756 | MINNETONKS TRADING POST | 1058 STATE HWY 66 | WINSLOW | AZ | 86047 | Navajo | 1 | Perm Closure | 1971-05-08 | 1000 | Gasoline | COMPARTMENT A | Single Walled | Asphalt coated or Bare Steel |  |  |  | Removal | 2005-02-25
0-008626 | SAFELITE AUTO GLASS | 6020 N BLACK CANYON HWY | PHOENIX | AZ | 85017 | Maricopa | 1 | Perm Closure | 1985-07-01 | 1000 | Used Oil/Waste Oil | COMPARTMENT A | Unknown | Asphalt coated or Bare Steel | Gravity Feed |  |  | Removal | 1995-07-11
0-009745 | SAFEWAY #1732 | 1449 N ARIZONA BLVD | COOLIDGE | AZ | 85128 | Pinal | 1 | Open | 2000-08-01 | 10000 | Gasoline | COMPARTMENT B | Double Walled | Composite (Steel/Fiberglass)
0-007133 | RIVERPOINT |  | PHOENIX |  |  | Maricopa | 10 | Perm Closure | 2005-06-17 | 5000 | Unidentified | COMPARTMENT A | Double Walled | Asphalt coated or Bare Steel | Pressure |  |  | Removal | 1990-09-14
0-008184 | ROBERTS EXXON COUNTRY STORE | 15445 N GREASEWOOD ST | SURPRISE | AZ | 85378 | Maricopa | 2 | Perm Closure | 2005-06-17 | 10000 | Gasoline | COMPARTMENT A | Unknown | Asphalt coated or Bare Steel | Suction - Check Valve at the Tank Top |  | Bare or Galvanized Steel | Removal | 1993-08-18
0-008376 | ROCKIN R RANCH | 6136 E BASELINE RD | MESA | AZ | 85206 | Maricopa | 1 | Perm Closure | 1981-01-01 | 1200 | Diesel | COMPARTMENT A | Double Walled | Asphalt coated or Bare Steel | Pressure |  |  | Removal | 1994-05-27
0-003970 | PRESCOTT UNIFIED SCHOOL DISTRICT - SERVICE CENTER | 926 HINMAN ST | PRESCOTT | AZ | 86305 | Yavapai | 5 | Perm Closure | 1990-09-28 | 4000 | Gasoline | COMPARTMENT A | Double Walled | Fiberglass Reinforced Plastic | Suction - Check Valve at the Tank Top | Double Walled | Fiberglass Reinforced Plastic | Removal | 2009-06-30
0-001429 | CIRCLE K #1567 | 1540 E GLENDALE AVE | PHOENIX | AZ | 85020 | Maricopa | 1 | Perm Closure | 1970-01-01 | 8000 | Gasoline | COMPARTMENT A |  | Asphalt coated or Bare Steel |  |  |  | Removal | 1989-03-25
0-001450 | CIRCLE K #2701619 | 2401 E INDIAN SCHOOL RD | PHOENIX | AZ | 85016 | Maricopa | 2 | Open | 1985-01-01 | 10000 | Gasoline | COMPARTMENT A | Single Walled | Fiberglass Reinforced Plastic | Pressure | Single Walled | Fiberglass Reinforced Plastic
0-001450 | CIRCLE K #2701619 | 2401 E INDIAN SCHOOL RD | PHOENIX | AZ | 85016 | Maricopa | 3 | Open | 1985-01-01 | 10000 | Gasoline | COMPARTMENT A | Single Walled | Fiberglass Reinforced Plastic | Pressure | Single Walled | Fiberglass Reinforced Plastic
0-001454 | CIRCLE K #2701623 | 5102 W CAMELBACK RD | GLENDALE | AZ | 85301 | Maricopa | 3 | Perm Closure | 1985-01-01 | 10000 | Gasoline | COMPARTMENT A | Single Walled | Fiberglass Reinforced Plastic | Pressure |  | Fiberglass Reinforced Plastic | Removal | 2018-05-24
0-001462 | CIRCLE K #2701662 | 4402 E OSBORN RD | PHOENIX | AZ | 85018 | Maricopa | 5 | Open | 2015-03-09 | 12000 | Gasoline (PUL) | COMPARTMENT A | Double Walled | Fiberglass Reinforced Plastic | Pressure | Double Walled | Fiberglass Reinforced Plastic
0-001462 | CIRCLE K #2701662 | 4402 E OSBORN RD | PHOENIX | AZ | 85018 | Maricopa | 2 | Perm Closure | 1985-01-01 | 10000 | Gasoline | COMPARTMENT A | Single Walled | Fiberglass Reinforced Plastic | Pressure |  | Fiberglass Reinforced Plastic | Removal | 2015-03-20
0-000463 | ARMCO | 5555 E VAN BUREN ST | PHOENIX | AZ | 85008 | Maricopa | 1 | Perm Closure | 1983-01-01 | 1000 | Gasoline | COMPARTMENT A |  | Asphalt coated or Bare Steel |  |  |  | Removal | 1990-09-28
0-003269 | MOBIL 18-MX6 | 8345 W GRAND AVE | PEORIA | AZ | 85345 | Maricopa | 4 | Perm Closure | 1987-09-01 | 6000 | Gasoline | COMPARTMENT A | Double Walled | Fiberglass Reinforced Plastic | Pressure |  | Fiberglass Reinforced Plastic | Removal | 2003-11-16
0-003818 | PHOENIX, CITY OF - FIRE STATION #21 | 1212 S 27TH AVE | PHOENIX | AZ | 85009 | Maricopa | 1 | Perm Closure | 1963-01-01 | 280 | Diesel | COMPARTMENT A | Single Walled | Asphalt coated or Bare Steel | Suction - Check Valve at the Tank Top |  | Bare or Galvanized Steel | Removal | 1991-02-21
0-008112 | B&B AMUSEMENT INC | 4433 S 4TH AVE | YUMA | AZ | 85365 | Yuma | 1 | Perm Closure | 2005-06-17 | 8000 | Gasoline | COMPARTMENT A | Unknown | Asphalt coated or Bare Steel |  |  |  | Removal | 1995-05-23
0-007741 | ENRIQUEZ AUTO REPAIR | 3333 S 12TH AVE | TUCSON | AZ | 85713 | Pima | 2 | Perm Closure | 2005-06-17 | 1000 | Gasoline | COMPARTMENT A | Unknown | Asphalt coated or Bare Steel |  |  |  | Removal | 1995-06-12
0-005256 | 5 POINTS MOBIL | 222 S MILTON RD | FLAGSTAFF | AZ | 86001 | Coconino | 4 | Perm Closure | 1971-01-01 | 4000 | Gasoline | COMPARTMENT A | Single Walled | Asphalt coated or Bare Steel |  |  |  | Removal | 1988-10-20
0-005256 | 5 POINTS MOBIL | 222 S MILTON RD | FLAGSTAFF | AZ | 86001 | Coconino | 1 | Perm Closure | 1971-01-01 | 2000 | Gasoline | COMPARTMENT A | Single Walled | Asphalt coated or Bare Steel |  |  |  | Removal | 1988-10-20
0-005256 | 5 POINTS MOBIL | 222 S MILTON RD | FLAGSTAFF | AZ | 86001 | Coconino | 5 | Perm Closure | 1993-05-01 | 10000 | Gasoline | COMPARTMENT A | Single Walled | Asphalt coated or Bare Steel | Pressure |  | Fiberglass Reinforced Plastic | Removal | 2020-04-08
0-000025 | WINSLOW RCAG/A&B |  | METEOR CITY |  |  | Coconino | 1 | Perm Closure | 1978-01-01 | 515 | Diesel | COMPARTMENT A | Single Walled | Asphalt coated or Bare Steel | Suction - Check Valve at the Tank Top | Single Walled | Bare or Galvanized Steel | Removal | 1992-07-28
0-000025 | WINSLOW RCAG/A&B |  | METEOR CITY |  |  | Coconino | 2 | Perm Closure | 1979-01-01 | 500 | Diesel | COMPARTMENT A | Single Walled | Asphalt coated or Bare Steel |  |  |  | Removal | 1989-03-21
0-001979 | CONOCOPHILLIPS #2670028 | 1214 W BASELINE RD | MESA | AZ | 85202 | Maricopa | 5 | Perm Closure | 1983-01-01 | 800 | Used Oil/Waste Oil | COMPARTMENT A | Double Walled | Fiberglass Reinforced Plastic | Gravity Feed |  | Fiberglass Reinforced Plastic | Removal | 2005-03-15
0-001979 | CONOCOPHILLIPS #2670028 | 1214 W BASELINE RD | MESA | AZ | 85202 | Maricopa | 4 | Perm Closure | 1983-01-01 | 10000 | Gasoline | COMPARTMENT A | Double Walled | Fiberglass Reinforced Plastic | Pressure | Double Walled | Fiberglass Reinforced Plastic | Removal | 2005-03-15
0-004917 | SHELL #121382 | 5402 W INDIAN SCHOOL RD | PHOENIX | AZ | 85031 | Maricopa | 2 | Perm Closure | 1983-05-07 | 10000 | Gasoline | COMPARTMENT A | Double Walled | Fiberglass Reinforced Plastic | Pressure | Double Walled | Fiberglass Reinforced Plastic | Removal | 1997-10-21
0-009173 | UNION PACIFIC LEASE PROPERTIES | GILA ST & 4TH ST | BENSON | AZ | 85602 | Cochise | 2 | Perm Closure | 2005-06-17 | 1000 | Gasoline | COMPARTMENT A | Double Walled | Composite (Steel/Fiberglass) |  |  |  | Removal | 1997-12-05
0-001025 | CHAPMAN CHEVROLET-IZUZU | 1717 E BASELINE RD | TEMPE | AZ | 85283 | Maricopa | 7 | Perm Closure | 1982-01-01 | 5000 | Gasoline | COMPARTMENT A |  | Asphalt coated or Bare Steel | Pressure | Single Walled | Bare or Galvanized Steel | Removal | 1998-04-17
0-001025 | CHAPMAN CHEVROLET-IZUZU | 1717 E BASELINE RD | TEMPE | AZ | 85283 | Maricopa | 5 | Perm Closure | 1977-01-01 | 500 | Unidentified | COMPARTMENT A |  | Asphalt coated or Bare Steel |  |  |  | Removal | 1996-05-02
0-004965 | SHELL | 5470 E GRANT RD | TUCSON | AZ | 85712 | Pima | 4 | Perm Closure | 1978-01-01 | 8000 | Diesel | COMPARTMENT A | Double Walled | Asphalt coated or Bare Steel | Pressure |  | Fiberglass Reinforced Plastic | Removal | 1994-05-10
0-004965 | SHELL | 5470 E GRANT RD | TUCSON | AZ | 85712 | Pima | 10 | Perm Closure | 1994-05-10 | 550 | Used Oil/Waste Oil | COMPARTMENT A | Double Walled | Fiberglass Reinforced Plastic | Gravity Feed |  | Fiberglass Reinforced Plastic | Removal | 2003-12-30
0-004965 | SHELL | 5470 E GRANT RD | TUCSON | AZ | 85712 | Pima | 2 | Perm Closure | 1972-01-01 | 8000 | Gasoline | COMPARTMENT A | Double Walled | Asphalt coated or Bare Steel | Pressure |  | Fiberglass Reinforced Plastic | Removal | 1994-05-10
0-004678 | 7-ELEVEN #26062 | 2401 E MCDOWELL RD | PHOENIX | AZ | 85008 | Maricopa | 3 | Perm Closure | 1984-01-01 | 10000 | Gasoline (PUL) | COMPARTMENT A | Double Walled | Fiberglass Reinforced Plastic | Pressure | Single Walled | Fiberglass Reinforced Plastic | Removal | 2014-06-03
0-006762 | FEENSTRA FRIESIAN DAIRY | 26000 S GILBERT RD | CHANDLER | AZ | 85249 | Maricopa | 2 | Perm Closure | 1979-01-01 | 6000 | Gasoline | COMPARTMENT A | Double Walled | Asphalt coated or Bare Steel |  |  |  | Removal | 1990-03-13
0-007391 | SONOITA UNOCAL | HWY 83 & PAPAGO SPRING RD | SONOITA | AZ | 85637 | Santa Cruz | 4 | Perm Closure | 1989-04-01 | 500 | Used Oil/Waste Oil | COMPARTMENT A | Double Walled | Composite (Steel/Fiberglass) |  |  |  | Removal | 2000-02-24
0-008234 | EL MIRAGE MARKET | 12118 W THUNDERBIRD RD | EL MIRAGE | AZ | 85335 | Maricopa | 1 | Perm Closure | 2005-06-17 | 10000 | Gasoline | COMPARTMENT A | Double Walled | Asphalt coated or Bare Steel |  |  |  | Removal | 2003-12-02
0-002660 | PARKER OIL PRODUCTS | 508 S CALIFORNIA AVE | PARKER | AZ | 85344 | La Paz | 6 | Perm Closure | 1961-03-07 | 10000 | Gasoline | COMPARTMENT A | Double Walled | Asphalt coated or Bare Steel |  |  |  | Removal | 1989-08-01
0-003599 | LEGENDS GOLF COURSE | 21010 N 67TH AVE | GLENDALE | AZ | 85308 | Maricopa | 2 | Perm Closure | 1985-01-01 | 2000 | Diesel | COMPARTMENT A | Single Walled | Fiberglass Reinforced Plastic | Suction - Check Valve at the Tank Top |  |  | Removal | 1997-01-24
0-003872 | CITY OF PHOENIX - SOUTH MOUNTAIN COMMUNICATION CENTER |  | PHOENIX |  |  | Maricopa | 1 | Perm Closure | 1978-01-01 | 1000 | Diesel | COMPARTMENT A | Single Walled | Asphalt coated or Bare Steel | Suction - Check Valve at the Tank Top | Single Walled | Bare or Galvanized Steel | Removal | 1995-12-06
0-005387 | USMC YUMA MAIN SYSTEM | AVENUE 3E | YUMA | AZ | 85369 | Yuma | 51 | Perm Closure | 1982-01-01 | 10000 | Gasoline | COMPARTMENT A | Single Walled | Asphalt coated or Bare Steel | Pressure | Single Walled | Bare or Galvanized Steel | Removal | 1998-05-12
0-005387 | USMC YUMA MAIN SYSTEM | AVENUE 3E | YUMA | AZ | 85369 | Yuma | 60 | Perm Closure | 2005-06-17 | 2000 | Diesel | COMPARTMENT A | Single Walled | Asphalt coated or Bare Steel |  |  |  | Removal | 1994-12-01
0-005387 | USMC YUMA MAIN SYSTEM | AVENUE 3E | YUMA | AZ | 85369 | Yuma | 62 | Perm Closure | 2005-06-17 | 1000 | Used Oil/Waste Oil | COMPARTMENT A | Single Walled | Asphalt coated or Bare Steel |  |  |  | Removal | 1995-01-03
0-005387 | USMC YUMA MAIN SYSTEM | AVENUE 3E | YUMA | AZ | 85369 | Yuma | 2 | Perm Closure | 1962-01-01 | 10000 | Gasoline | COMPARTMENT A | Single Walled | Asphalt coated or Bare Steel | Suction - Check Valve at the Tank Top | Single Walled | Bare or Galvanized Steel | Removal | 1991-01-01
0-005387 | USMC YUMA MAIN SYSTEM | AVENUE 3E | YUMA | AZ | 85369 | Yuma | 25 | Perm Closure | 1986-01-01 | 550 | Diesel | COMPARTMENT A | Unknown | Fiberglass Reinforced Plastic | Suction - Check Valve at the Tank Top |  |  | Removal | 1991-04-01
0-005387 | USMC YUMA MAIN SYSTEM | AVENUE 3E | YUMA | AZ | 85369 | Yuma | 14 | Perm Closure | 2005-06-17 | 750 | Gasoline | COMPARTMENT A | Unknown | Unknown |  |  |  | Removal | 1991-02-01
0-005387 | USMC YUMA MAIN SYSTEM | AVENUE 3E | YUMA | AZ | 85369 | Yuma | 71 | Open | 1997-12-03 | 12000 | Gasoline | COMPARTMENT A | Double Walled | Composite (Steel/Fiberglass) | Pressure | Double Walled | Fiberglass Reinforced Plastic
0-005387 | USMC YUMA MAIN SYSTEM | AVENUE 3E | YUMA | AZ | 85369 | Yuma | 33 | Perm Closure | 2005-06-17 | 12200 | Kerosene | COMPARTMENT A | Unknown | Unknown |  |  |  | Removal | 1956-01-01
0-005387 | USMC YUMA MAIN SYSTEM | AVENUE 3E | YUMA | AZ | 85369 | Yuma | 45 | Perm Closure | 1976-01-01 | 12000 | Gasoline | COMPARTMENT A | Single Walled | Asphalt coated or Bare Steel |  |  |  | Removal | 1989-12-01
0-001190 | CIRCLE K #181 | 2090 W 8TH ST | YUMA | AZ | 85364 | Yuma | 3 | Perm Closure | 1985-01-01 | 10000 | Gasoline | COMPARTMENT A | Single Walled | Fiberglass Reinforced Plastic | Pressure |  | Fiberglass Reinforced Plastic | Removal | 1994-03-24
0-003922 | PATS GAS & SERVICES | 300 NAUGLE AVE | PATAGONIA | AZ | 85624 | Santa Cruz | 3 | Open | 1991-01-01 | 2000 | Gasoline | COMPARTMENT A | Double Walled | Fiberglass Reinforced Plastic
0-002806 | SPEEDWAY STORE #2944 | 1850 E PRINCE RD | TUCSON | AZ | 85719 | Pima | 10 | Open | 1990-12-01 | 10000 | Diesel | COMPARTMENT A | Double Walled | Fiberglass Reinforced Plastic | Pressure | Double Walled | Fiberglass Reinforced Plastic
0-005085 | CONOCOPHILLIPS #257369 | 2085 S ALVERNON WAY | TUCSON | AZ | 85711 | Pima | 2 | Perm Closure | 1980-04-01 | 10000 | Gasoline | COMPARTMENT A | Double Walled | Asphalt coated or Bare Steel | Pressure |  | Fiberglass Reinforced Plastic | Removal | 1996-06-06
0-002471 | JP'S SELF SERV GAS & WASH | 2013 N 35TH AVE | PHOENIX | AZ | 85009 | Maricopa | 2 | Perm Closure | 1971-01-01 | 10000 | Gasoline | COMPARTMENT A | Single Walled | Asphalt coated or Bare Steel | Suction - Check Valve at the Tank Top |  |  | Removal | 1992-05-05
0-002471 | JP'S SELF SERV GAS & WASH | 2013 N 35TH AVE | PHOENIX | AZ | 85009 | Maricopa | 1 | Perm Closure | 1971-01-01 | 10000 | Gasoline | COMPARTMENT A | Single Walled | Asphalt coated or Bare Steel | Suction - Check Valve at the Tank Top |  |  | Removal | 1992-05-05
0-002443 | HENSLEY & CO | 2927 S HARDY DR | TEMPE | AZ | 85282 | Maricopa | 5 | Perm Closure | 1980-03-17 | 550 | Unidentified | COMPARTMENT A | Single Walled | Asphalt coated or Bare Steel | Pressure |  | Bare or Galvanized Steel | Removal | 1995-09-28
0-006218 | GREENWOOD MEMORIAL PARK | 2300 W VAN BUREN ST | PHOENIX | AZ | 85009 | Maricopa | 2 | Perm Closure | 1976-06-20 | 500 | Unidentified | COMPARTMENT A | Unknown | Asphalt coated or Bare Steel |  |  |  | Removal | 1989-11-22
0-006218 | GREENWOOD MEMORIAL PARK | 2300 W VAN BUREN ST | PHOENIX | AZ | 85009 | Maricopa | 5 | Perm Closure | 1964-01-01 | 284 | Gasoline | COMPARTMENT A | Unknown | Asphalt coated or Bare Steel |  |  |  | Removal | 1989-11-22
0-005224 | U-HAUL #723-70 | 6001 N 67TH AVE | GLENDALE | AZ | 85301 | Maricopa | 2 | Perm Closure | 1979-04-22 | 12000 | Gasoline | COMPARTMENT A | Double Walled | Asphalt coated or Bare Steel | Pressure |  |  | Removal | 1994-03-11
0-001198 | CIRCLE K #227 | 1301 E FRY BLVD | SIERRA VISTA | AZ | 85635 | Cochise | 2 | Perm Closure | 1973-04-04 | 10000 | Gasoline | COMPARTMENT A | Single Walled | Asphalt coated or Bare Steel | Pressure |  |  | Removal | 1993-10-26
0-001206 | CIRCLE K #2700249 | 121 S TILBURY DR | KEARNY | AZ | 85137 | Pinal | 2 | Perm Closure | 1970-01-01 | 10000 | Gasoline | COMPARTMENT A |  | Asphalt coated or Bare Steel | Pressure |  |  | Removal | 1998-07-14
0-008678 | CIRCLE K #5300 | 7530 S PRIEST DR | TEMPE | AZ | 85283 | Maricopa | 3 | Open | 1995-01-15 | 10000 | Gasoline | COMPARTMENT A | Single Walled | Fiberglass Reinforced Plastic | Pressure | Double Walled | Fiberglass Reinforced Plastic
0-001899 | EXXON #7-3028 | 5502 E PIMA ST | TUCSON | AZ | 85712 | Pima | 7 | Perm Closure | 1989-02-26 | 10000 | Gasoline | COMPARTMENT A | Double Walled | Fiberglass Reinforced Plastic | Pressure | Double Walled | Fiberglass Reinforced Plastic | Removal | 2001-03-28
0-001899 | EXXON #7-3028 | 5502 E PIMA ST | TUCSON | AZ | 85712 | Pima | 5 | Perm Closure | 1989-02-26 | 12000 | Gasoline | COMPARTMENT A | Double Walled | Fiberglass Reinforced Plastic | Pressure | Double Walled | Fiberglass Reinforced Plastic | Removal | 2001-03-28
0-009270 | CIRCLE K STORE #2709187 | 295 S ARIZONA AVE | CHANDLER | AZ | 85225 | Maricopa | 3 | Open | 2001-10-19 | 8000 | Diesel | COMPARTMENT A | Double Walled | Fiberglass Reinforced Plastic
0-009270 | CIRCLE K STORE #2709187 | 295 S ARIZONA AVE | CHANDLER | AZ | 85225 | Maricopa | 3 | Open | 2001-10-19 | 12000 | Gasoline | COMPARTMENT B | Double Walled | Fiberglass Reinforced Plastic
0-003584 | THE ORME SCHOOL | 1000 E ORME SCHOOL RD | MAYER | AZ | 86333 | Yavapai | 2 | Perm Closure | 1982-01-01 | 4000 | Gasoline | COMPARTMENT A |  | Asphalt coated or Bare Steel |  |  |  | Removal | 1992-02-24
0-009216 | DAVIDSON FARM | 3250 N RESERVATION RD | MARANA | AZ | 85653 | Pima | 1 | Perm Closure | 2005-06-17 |  | Gasoline | COMPARTMENT A | Double Walled | Asphalt coated or Bare Steel |  |  |  | Removal | 1998-06-04
0-007296 | CARIOCA #61 | 333 GROVE AVE | PRESCOTT | AZ | 86301 | Yavapai | 2 | Perm Closure | 1968-01-01 | 7500 | Gasoline | COMPARTMENT A |  | Asphalt coated or Bare Steel | Pressure |  |  | Removal | 2020-10-29
0-001829 | DUNTON & DUNTON | 121 E BEALE ST | KINGMAN | AZ | 86401 | Mohave | 3 | Perm Closure | 1961-01-01 | 1000 | Gasoline | COMPARTMENT A |  | Asphalt coated or Bare Steel |  |  |  | Removal | 1990-01-13
0-010027 | SAM'S CLUB #6205 GAS STATION | 1520 S PACIFIC AVE | YUMA | AZ | 85365 | Yuma | 3 | Open | 2004-10-07 | 20000 | Gasoline | COMPARTMENT A | Double Walled | Fiberglass Reinforced Plastic | Pressure | Double Walled | Flexible
0-004191 | ROOSEVELT IRRIGATION DISTRICT | 621 N 4TH ST | BUCKEYE | AZ | 85326 | Maricopa | 2 | Perm Closure | 1956-01-01 | 289 | Unidentified | COMPARTMENT A |  | Asphalt coated or Bare Steel |  |  |  | Removal | 1990-01-17
0-004191 | ROOSEVELT IRRIGATION DISTRICT | 621 N 4TH ST | BUCKEYE | AZ | 85326 | Maricopa | 3 | Perm Closure | 1983-01-01 | 500 | Gasoline | COMPARTMENT A |  | Asphalt coated or Bare Steel |  |  |  | Removal | 1990-01-17
0-004191 | ROOSEVELT IRRIGATION DISTRICT | 621 N 4TH ST | BUCKEYE | AZ | 85326 | Maricopa | 4 | Perm Closure | 1956-01-01 | 1000 | Gasoline | COMPARTMENT A |  | Asphalt coated or Bare Steel |  |  |  | Removal | 1990-01-17
0-003369 | SEDONA MAIN CO #128430 | 1 SMITH RD | SEDONA | AZ | 86336 | Coconino | 1 | Perm Closure | 1980-01-07 | 560 | Diesel | COMPARTMENT A | Unknown | Asphalt coated or Bare Steel | Suction - Check Valve at the Tank Top |  | Bare or Galvanized Steel | Removal | 1993-10-05
0-000898 | CARDON SERVICE STATION | 11022 E APACHE TRAIL | MESA | AZ | 85202 | Maricopa | 1 | Perm Closure | 1966-01-01 | 10000 | Unidentified | COMPARTMENT A | Single Walled | Asphalt coated or Bare Steel |  |  |  | Removal | 1986-01-01
0-001677 | DISCOUNT EXXON | 820 S CALIFORNIA AVE | PARKER | AZ | 85344 | La Paz | 1 | Perm Closure | 1967-01-01 | 10000 | Gasoline | COMPARTMENT A | Single Walled | Asphalt coated or Bare Steel |  |  |  | Removal | 1990-08-20
0-006457 | CREIGHTON ELEMENTARY SCHOOL | 2802 E MCDOWELL RD | PHOENIX | AZ | 85008 | Maricopa | 2 | Perm Closure | 1991-08-01 | 4000 | Gasoline | COMPARTMENT A | Double Walled | Fiberglass Reinforced Plastic | Pressure |  | Fiberglass Reinforced Plastic | Removal | 2018-06-14
0-001695 | SPARKLETTS WATER SYSTEM AQUA | 3302 W EARLL DR | PHOENIX | AZ | 85017 | Maricopa | 1 | Perm Closure | 1985-10-01 | 12000 | Gasoline | COMPARTMENT A | Double Walled | Composite (Steel/Fiberglass) |  |  |  | Removal | 1998-10-05
0-006349 | CITY OF MESA - COMMUNICATIONS BUILDING | 141 E 6TH PL | MESA | AZ | 85201 | Maricopa | 1 | Perm Closure | 1988-09-07 | 2000 | Diesel | COMPARTMENT A | Double Walled | Fiberglass Reinforced Plastic | Suction - Check Valve at the Dispenser |  | Fiberglass Reinforced Plastic | Closed in Place | 2016-09-20
0-001423 | CIRCLE K #2701535 | 2570 W STATE ROUTE 89A | SEDONA | AZ | 86336 | Yavapai | 1 | Open | 1984-01-01 | 10000 | Gasoline (UL) | COMPARTMENT A | Double Walled | Fiberglass Reinforced Plastic | Pressure |  | Fiberglass Reinforced Plastic
0-001601 | CIRCLE K #2708518 | 1901 W CACTUS RD | PHOENIX | AZ | 85029 | Maricopa | 1 | Open | 1987-01-01 | 10000 | Gasoline | COMPARTMENT A | Double Walled | Fiberglass Reinforced Plastic | Pressure | Single Walled | Fiberglass Reinforced Plastic
0-009619 | FELTON'S AUTO | 268 LEWIS ST | ASH FORK | AZ | 86320 | Yavapai | 1 | Perm Closure | 2005-06-17 | 7500 | Gasoline | COMPARTMENT A | Unknown | Unknown |  |  |  | Removal | 2006-07-26
0-009619 | FELTON'S AUTO | 268 LEWIS ST | ASH FORK | AZ | 86320 | Yavapai | 2 | Perm Closure | 2005-06-17 | 7500 | Gasoline | COMPARTMENT A | Unknown | Unknown |  |  |  | Removal | 2006-07-26
0-007489 | FIREBIRD AUTOMOTIVE | 11705 W THUNDERBIRD RD | EL MIRAGE | AZ | 85335 | Maricopa | 2 | Perm Closure | 2005-06-17 | 6000 | Gasoline | COMPARTMENT A | Unknown | Unknown | Pressure |  |  | Removal | 1991-12-11
0-000028 | FAA TUCSON RTR & RTR-A |  | TUCSON |  |  | Pima | 1 | Perm Closure | 1961-01-01 | 500 | Gasoline | COMPARTMENT A | Single Walled | Asphalt coated or Bare Steel | Suction - Check Valve at the Tank Top | Single Walled | Bare or Galvanized Steel | Removal | 1992-05-13
0-007272 | MAGIK AUTO | 1843 W CAMPBELL AVE | PHOENIX | AZ | 85015 | Maricopa | 1 | Perm Closure | 1988-02-01 | 500 | Used Oil/Waste Oil | COMPARTMENT A | Double Walled | Composite (Steel/Fiberglass) | Gravity Feed | Double Walled |  | Removal | 2018-02-03
0-007545 | USDA NRCS - PLANT MATERIALS CENTER | 3241 N ROMERO RD | TUCSON | AZ | 85705 | Pima | 1 | Perm Closure | 1972-06-01 | 500 | Gasoline | COMPARTMENT A | Double Walled | Asphalt coated or Bare Steel |  |  |  | Removal | 1988-08-05
0-006720 | PHILIP MCLELLAN & PAUL MILLES | 3201 E VAN BUREN ST | PHOENIX | AZ | 85008 | Maricopa | 2 | Perm Closure | 1960-01-01 |  | Unidentified | COMPARTMENT A | Unknown | Unknown |  |  |  | Removal | 1999-07-27
0-003749 | PHILLIPS 66 COMPANY #017255 | 7445 S 16TH ST | PHOENIX | AZ | 85042 | Maricopa | 3 | Perm Closure | 1974-01-01 | 10000 | Gasoline | COMPARTMENT A |  | Asphalt coated or Bare Steel |  |  |  | Removal | 1978-11-29
0-009837 | CIRCLE K STORE #2703366 | 1564 E RAY RD | GILBERT | AZ | 85296 | Maricopa | 1 | Open | 2001-07-17 | 10000 | Diesel | COMPARTMENT A | Double Walled | Fiberglass Reinforced Plastic | Pressure | Double Walled | Fiberglass Reinforced Plastic
0-009937 | QUICK & EASY MOBILE | 805 N MCQUEEN RD | GILBERT | AZ | 85233 | Maricopa | 1 | Open | 1999-07-22 | 8000 | Gasoline (UL) | COMPARTMENT A | Double Walled | Fiberglass Reinforced Plastic | Pressure | Double Walled | Flexible
0-009492 | SUPERPUMPER #14 | 4740 E DYNAMITE BLVD | PHOENIX | AZ | 85331 | Maricopa | 1 | Open | 1998-11-19 | 12000 | Gasoline | COMPARTMENT A | Double Walled | Fiberglass Reinforced Plastic | Pressure | Double Walled | Fiberglass Reinforced Plastic
0-004741 | STARRICK PLUMBING INC | 9109 S HARDY DR | TEMPE | AZ | 85284 | Maricopa | 3 | Perm Closure | 1988-06-03 | 1000 | Gasoline | COMPARTMENT A | Single Walled | Asphalt coated or Bare Steel | Pressure |  |  | Removal | 2003-04-24
0-007602 | STATE DRY WALL INC | 4340 S RANDOLPH AVE | TUCSON | AZ | 85714 | Pima | 1 | Perm Closure | 1971-05-01 | 13500 | Gasoline | COMPARTMENT A | Unknown | Asphalt coated or Bare Steel | Gravity Feed |  |  | Removal | 1991-11-04
0-007602 | STATE DRY WALL INC | 4340 S RANDOLPH AVE | TUCSON | AZ | 85714 | Pima | 2 | Perm Closure | 1971-05-01 | 6000 | Gasoline | COMPARTMENT A | Unknown | Asphalt coated or Bare Steel | Gravity Feed |  |  | Removal | 1991-11-04
0-004759 | ELECTRONIC RESPONSIBLE RECYCLERS, LLC | 730 E SOUTHERN AVE | MESA | AZ | 85204 | Maricopa | 2 | Perm Closure | 1966-05-06 | 550 | Gasoline | COMPARTMENT A | Unknown | Asphalt coated or Bare Steel |  |  |  | Removal | 1990-12-11
0-007669 | STUCKYS DATELAND |  | AZTEC |  |  | Yuma | 3 | Perm Closure | 2005-06-17 | 8000 | Gasoline | COMPARTMENT A | Unknown | Asphalt coated or Bare Steel | Pressure |  |  | Removal | 1992-03-27
0-004731 | STANCO PETROLEUM EQUIPMENT INC | 4625 W VAN BUREN ST | PHOENIX | AZ | 85043 | Maricopa | 3 | Perm Closure | 1976-10-16 | 550 | Used Oil/Waste Oil | COMPARTMENT A | Unknown | Asphalt coated or Bare Steel |  |  |  | Removal | 1990-03-22
0-005810 | SHELL |  | VALLE |  |  | Coconino | 3 | Perm Closure | 1974-01-01 | 6000 | Gasoline | COMPARTMENT A | Double Walled | Asphalt coated or Bare Steel | Pressure |  | Bare or Galvanized Steel | Closed in Place | 1999-07-08
0-002753 | ONE STOP GAS & GROCERY | 400 S BEELINE HWY | PAYSON | AZ | 85541 | Gila | 3 | Perm Closure | 1986-01-01 | 12000 | Gasoline | COMPARTMENT A | Single Walled | Fiberglass Reinforced Plastic | Pressure | Single Walled | Fiberglass Reinforced Plastic | Removal | 2018-09-27
0-006780 | CHEVRON SELF SERVE 15 | 721 N MAIN ST | SAN LUIS | AZ | 85336 | Yuma | 6 | Perm Closure | 2005-06-17 | 10000 | Gasoline | COMPARTMENT A | Double Walled | Asphalt coated or Bare Steel | Pressure |  |  | Removal | 1988-07-01
0-006780 | CHEVRON SELF SERVE 15 | 721 N MAIN ST | SAN LUIS | AZ | 85336 | Yuma | 2 | Perm Closure | 1990-12-01 | 12000 | Gasoline | COMPARTMENT A | Double Walled | Fiberglass Reinforced Plastic | Pressure |  | Fiberglass Reinforced Plastic | Removal | 2020-06-25
0-008010 | WACO DRILLING | 2240 W SHANGRI LA RD | PHOENIX | AZ | 85029 | Maricopa | 1 | Perm Closure | 2005-06-17 | 10000 | Diesel | COMPARTMENT A |  | Asphalt coated or Bare Steel | Pressure | Double Walled |  | Removal | 2012-02-24
0-006350 | UPS PRESCOTT | 9235 E VALLEY RD | PRESCOTT VALLEY | AZ | 86314 | Yavapai | 1 | Open | 1988-09-04 | 10000 | Gasoline | COMPARTMENT A | Double Walled | Fiberglass Reinforced Plastic | Pressure | Double Walled | Fiberglass Reinforced Plastic
0-002344 | QUIKTRIP STORE #1464 | 3200 N ORACLE RD | TUCSON | AZ | 85705 | Pima | 4 | Open | 2015-09-01 | 10000 | Gasoline (PUL) | COMPARTMENT A | Double Walled | Fiberglass Reinforced Plastic | Pressure | Double Walled | Fiberglass Reinforced Plastic
0-002344 | QUIKTRIP STORE #1464 | 3200 N ORACLE RD | TUCSON | AZ | 85705 | Pima | 4 | Open | 2015-09-01 | 10000 | Other | COMPARTMENT B | Double Walled | Fiberglass Reinforced Plastic | Pressure | Double Walled | Fiberglass Reinforced Plastic
0-002344 | QUIKTRIP STORE #1464 | 3200 N ORACLE RD | TUCSON | AZ | 85705 | Pima | 3 | Open | 2015-09-01 | 20000 | Gasoline (UL) | COMPARTMENT A | Double Walled | Fiberglass Reinforced Plastic | Pressure | Double Walled | Fiberglass Reinforced Plastic
0-006801 | PRO STAR AUTOMOTIVE | 418 OLD HWY | KINGMAN | AZ | 86401 | Mohave | 4 | Perm Closure | 2005-06-17 |  | Unidentified | COMPARTMENT A | Unknown | Unknown |  |  |  | Closed in Place | 1988-02-09
0-005402 | HIGGINS AIR CONDITIONING & HEAT | 2045 W IRONWOOD DR | PHOENIX | AZ | 85021 | Maricopa | 1 | Perm Closure | 2005-06-17 | 2000 | Gasoline | COMPARTMENT A | Double Walled | Asphalt coated or Bare Steel | Suction - Check Valve at the Tank Top |  |  | Removal | 1991-07-09
0-007934 | PARCEL 111-43-086 | 922 N 3RD ST | PHOENIX | AZ | 85004 | Maricopa | 3 | Perm Closure | 2005-06-17 | 500 | Used Oil/Waste Oil | COMPARTMENT A | Double Walled | Asphalt coated or Bare Steel | Gravity Feed |  | Bare or Galvanized Steel | Removal | 1992-08-02
0-002250 | GENERAL TIRE CO OF PHOENIX | 201 LIVE OAK ST | MIAMI | AZ | 85539 | Gila | 2 | Perm Closure | 1968-05-08 | 2700 | Unidentified | COMPARTMENT A | Unknown | Unknown |  |  |  | Closed in Place | 1985-12-01
0-009412 | LOVE'S TRAVEL STOP #296 | 820 W PIMA ST | GILA BEND | AZ | 85337 | Maricopa | 4 | Open | 1998-06-04 | 20000 | Diesel | COMPARTMENT A | Double Walled | Composite (Steel/Fiberglass) | Pressure | Double Walled | Flexible
0-002184 | FRIEDMAN RECYCLING COMPANY INC | 3640 W LINCOLN ST | PHOENIX | AZ | 85009 | Maricopa | 1 | Open | 1980-01-01 | 10000 | Diesel | COMPARTMENT A | Single Walled | Asphalt coated or Bare Steel | Pressure |  | Bare or Galvanized Steel
0-006827 | KINGS ROOFING CO | 2124 W DESERT COVE AVE | PHOENIX | AZ | 85029 | Maricopa | 3 | Perm Closure | 2005-06-17 | 2000 | Gasoline | COMPARTMENT A | Unknown | Asphalt coated or Bare Steel |  |  |  | Removal | 1990-07-11
0-001322 | ATKO BUILDING MATERIALS | 8132 N 67TH AVE | GLENDALE | AZ | 85302 | Maricopa | 2 | Perm Closure | 1979-01-01 | 8000 | Gasoline | COMPARTMENT A |  | Asphalt coated or Bare Steel |  |  |  | Removal | 1991-04-22
0-008391 | ARCO AM/PM #82525 | 2800 N ORACLE RD | TUCSON | AZ | 85705 | Pima | 4 | Open | 1994-04-15 | 10000 | Gasoline | COMPARTMENT A | Double Walled | Fiberglass Reinforced Plastic | Pressure |  | Fiberglass Reinforced Plastic
0-006657 | AMFAC SUPPLY COMPANY WAREHOUSE | 2800 W OSBORN RD | PHOENIX | AZ | 85017 | Maricopa | 2 | Perm Closure | 1969-03-03 | 500 | Gasoline | COMPARTMENT A | Unknown | Asphalt coated or Bare Steel |  |  |  | Removal | 1979-01-01
0-006478 | ANTELOPE TRAVEL RECREATION | 910 COPPERMINE RD | PAGE | AZ | 86040 | Coconino | 3 | Open | 1987-10-05 | 12000 | Gasoline (UL) | COMPARTMENT A | Single Walled | Fiberglass Reinforced Plastic | Pressure |  | Fiberglass Reinforced Plastic
0-000232 | ADOT - AJO #2 MAINTENANCE CAMP | 1211 N WELL RD | AJO | AZ | 85321 | Pima | 1 | Perm Closure | 1961-01-01 | 1000 | Diesel | COMPARTMENT A | Single Walled | Asphalt coated or Bare Steel | Suction - Check Valve at the Tank Top |  | Bare or Galvanized Steel | Removal | 1996-05-22
0-000245 | ADOT - 3 POINTS MAINTENANCE | 16425 W AJO HWY | THREE POINTS | AZ | 85735 | Pima | 1 | Open | 1983-01-01 | 2000 | Diesel | COMPARTMENT A | Single Walled | Fiberglass Reinforced Plastic | Suction - Check Valve at the Tank Top | Double Walled | Flexible
0-004693 | 7-ELEVEN #27143 | 7084 E BROADWAY BLVD | TUCSON | AZ | 85710 | Pima | 2 | Perm Closure | 1986-01-01 | 10000 | Gasoline | COMPARTMENT A | Unknown | Fiberglass Reinforced Plastic | Pressure |  | Fiberglass Reinforced Plastic | Closed in Place | 2006-01-10
0-006930 | AAMCO TRANSMISSION SHOP | 2710 E ROUTE 66 | FLAGSTAFF | AZ | 86004 | Coconino | 2 | Perm Closure | 2005-06-17 | 10000 | Unidentified | COMPARTMENT A | Double Walled | Asphalt coated or Bare Steel |  |  |  | Removal | 1990-09-01
0-006930 | AAMCO TRANSMISSION SHOP | 2710 E ROUTE 66 | FLAGSTAFF | AZ | 86004 | Coconino | 3 | Perm Closure | 2005-06-17 | 10000 | Unidentified | COMPARTMENT A | Double Walled | Asphalt coated or Bare Steel |  |  |  | Removal | 1990-09-01
0-001058 | CHEVRON #9-6879 | 502 W RAILROAD AVE | WILLIAMS | AZ | 86046 | Coconino | 2 | Perm Closure | 1975-01-01 | 6000 | Gasoline | COMPARTMENT A |  | Asphalt coated or Bare Steel |  |  |  | Removal | 1986-07-01
0-006647 | CAMP VERDE SCHOOL DISTRICT #28 - OLD BUS BARN |  | CAMP VERDE |  |  | Yavapai | 1 | Perm Closure | 2005-06-17 | 500 | Gasoline | COMPARTMENT A | Unknown | Asphalt coated or Bare Steel |  |  |  | Removal | 1989-09-13
0-006013 | BREINHOLT CONSTRUCTION CO INC | 5303 E FAIRVIEW ST | CHANDLER | AZ | 85226 | Maricopa | 2 | Perm Closure | 1976-01-01 | 10000 | Diesel | COMPARTMENT A | Single Walled | Asphalt coated or Bare Steel | Suction - Check Valve at the Tank Top | Single Walled | Bare or Galvanized Steel | Removal | 1995-10-06
0-008294 | BROADWAY MESA CENTER | 404 E BROADWAY RD | MESA | AZ | 85204 | Maricopa | 1 | Perm Closure | 1967-02-01 | 10000 | Unidentified | COMPARTMENT A | Unknown | Asphalt coated or Bare Steel |  |  |  | Closed in Place | 1994-04-15
0-008050 | TOWN OF PRESCOTT VALLEY |  | PRESCOTT VALLEY |  |  | Yavapai | 2 | Perm Closure | 2005-06-17 | 1000 | Gasoline | COMPARTMENT A | Unknown | Unknown |  |  |  | Removal | 1994-05-01
0-008050 | TOWN OF PRESCOTT VALLEY |  | PRESCOTT VALLEY |  |  | Yavapai | 1 | Perm Closure | 1986-10-30 | 4000 | Diesel | COMPARTMENT A | Double Walled | Asphalt coated or Bare Steel | Pressure |  |  | Removal | 1994-05-01
0-001437 | TUCSON FREIGHT DOCK | 526 N 9TH AVE | TUCSON | AZ | 85705 | Pima | 2 | Perm Closure | 1952-01-01 | 4000 | Gasoline | COMPARTMENT A | Single Walled | Asphalt coated or Bare Steel | Pressure | Single Walled | Bare or Galvanized Steel | Removal | 1993-08-25
0-001656 | SUNBELT RENTALS INC | 2066 E UNIVERSITY DR | TEMPE | AZ | 85281 | Maricopa | 4 | Perm Closure | 1978-01-01 | 5000 | Gasoline | COMPARTMENT A |  | Asphalt coated or Bare Steel |  |  |  | Removal | 1990-10-02
0-008436 | ACTION TIRE | 755 E MAIN ST | MESA | AZ | 85203 | Maricopa | 1 | Perm Closure | 2005-06-17 |  | Used Oil/Waste Oil | COMPARTMENT A | Double Walled | Fiberglass Reinforced Plastic |  |  |  | Removal | 1994-11-11
0-005239 | U-HAUL - TECHNICAL CENTER | 8162 S PRIEST DR | TEMPE | AZ | 85284 | Maricopa | 1 | Perm Closure | 1971-01-01 | 10000 | Diesel | COMPARTMENT A | Unknown | Asphalt coated or Bare Steel | Pressure |  |  | Removal | 1997-07-23
0-004029 | HELI-SUPPORT INC | 1715 N PINAL AVE | CASA GRANDE | AZ | 85122 | Pinal | 2 | Perm Closure | 1966-04-25 | 5000 | Gasoline | COMPARTMENT A | Unknown | Unknown |  |  |  | Removal | 1989-04-04
0-005972 | CITY OF PHOENIX - FIRE STATION #5 | 1840 E CAMBRIDGE AVE | PHOENIX | AZ | 85006 | Maricopa | 1 | Perm Closure | 1988-02-23 | 1000 | Diesel | COMPARTMENT A | Double Walled | Fiberglass Reinforced Plastic | Pressure |  | Fiberglass Reinforced Plastic | Removal | 1996-10-07
0-002383 | GRAY'S SERVICE 76 | 1450 S 7TH AVE | PHOENIX | AZ | 85007 | Maricopa | 1 | Perm Closure | 1961-03-13 | 4000 | Gasoline | COMPARTMENT A | Single Walled | Asphalt coated or Bare Steel |  |  |  | Removal | 1989-10-31
0-008679 | DOBSON IV FARMS | 1200 W QUEEN CREEK RD | CHANDLER | AZ | 85248 | Maricopa | 1 | Perm Closure | 1970-01-01 | 5000 | Diesel | COMPARTMENT A | Unknown | Asphalt coated or Bare Steel | Suction - Check Valve at the Tank Top |  |  | Removal | 1995-08-31
0-002911 | SERVICE STATION #1 |  | BISBEE |  |  | Cochise | 1 | Perm Closure | 1936-01-01 | 1020 | Gasoline | COMPARTMENT A | Single Walled | Asphalt coated or Bare Steel |  |  |  | Removal | 1989-10-12
0-002217 | VAL VISTA AUTOMOTIVE | 3613 E SOUTHERN AVE | MESA | AZ | 85206 | Maricopa | 3 | Perm Closure | 1988-07-12 | 10000 | Gasoline | COMPARTMENT A | Double Walled | Fiberglass Reinforced Plastic | Pressure |  | Fiberglass Reinforced Plastic | Removal | 2018-03-14
0-009523 | CIRCLE K #2706287 | 4425 E MAIN ST | MESA | AZ | 85205 | Maricopa | 1 | Open | 1999-08-10 | 10000 | Diesel | COMPARTMENT A | Double Walled | Fiberglass Reinforced Plastic | Pressure | Double Walled | Flexible
0-002582 | NAUMANN MATERIAL HANDLING CORP | 4336 S 43RD PL | PHOENIX | AZ | 85040 | Maricopa | 3 | Perm Closure | 1979-06-29 | 3000 | Gasoline | COMPARTMENT A | Single Walled | Asphalt coated or Bare Steel |  |  |  | Removal | 1988-05-01
0-002582 | NAUMANN MATERIAL HANDLING CORP | 4336 S 43RD PL | PHOENIX | AZ | 85040 | Maricopa | 4 | Perm Closure | 1979-06-29 | 3000 | Gasoline | COMPARTMENT A | Single Walled | Asphalt coated or Bare Steel |  |  |  | Removal | 1988-05-01
0-005246 | JACKSON ENERGY #6789 | 6416 STATE ROUTE 179 | VILLAGE OF OAK CREEK | AZ | 86351 | Yavapai | 4 | Open | 1988-05-10 | 10000 | Gasoline | COMPARTMENT A | Double Walled | Fiberglass Reinforced Plastic | Pressure |  | Fiberglass Reinforced Plastic
0-005246 | JACKSON ENERGY #6789 | 6416 STATE ROUTE 179 | VILLAGE OF OAK CREEK | AZ | 86351 | Yavapai | 6 | Open | 1988-05-10 | 10000 | Gasoline | COMPARTMENT A | Double Walled | Fiberglass Reinforced Plastic | Pressure |  | Fiberglass Reinforced Plastic
0-004011 | MINIT LUBE #1139 | 12614 N CAVE CREEK RD | PHOENIX | AZ | 85022 | Maricopa | 2 | Perm Closure | 1986-07-16 | 5000 | Unidentified | COMPARTMENT A | Unknown | Asphalt coated or Bare Steel | Suction - Check Valve at the Tank Top |  |  | Removal | 1992-04-10
0-004353 | SANTA RITA BOTTLING CO | 107 W FLORES ST | TUCSON | AZ | 85705 | Pima | 1 | Perm Closure | 1966-02-06 | 800 | Gasoline | COMPARTMENT A | Unknown | Asphalt coated or Bare Steel | Pressure |  | Bare or Galvanized Steel | Removal | 1988-11-22
0-004353 | SANTA RITA BOTTLING CO | 107 W FLORES ST | TUCSON | AZ | 85705 | Pima | 3 | Perm Closure | 1971-02-07 | 8000 | Gasoline | COMPARTMENT A | Unknown | Asphalt coated or Bare Steel |  |  |  | Removal | 1986-03-12
0-007230 | RIVERVIEW GOLF COURSE | 2202 W RIO SALADO PKWY | MESA | AZ | 85201 | Maricopa | 2 | Perm Closure | 1987-06-01 | 1000 | Diesel | COMPARTMENT A | Double Walled | Fiberglass Reinforced Plastic | Suction - Check Valve at the Tank Top |  |  | Removal | 1999-11-16
0-009033 | ROBERT GILLS/MARTHA GILLS TRUST | 302 E PIMA | GILA BEND | AZ | 85337 | Maricopa | 1 | Perm Closure | 1950-01-01 | 8000 | Gasoline | COMPARTMENT A | Unknown | Asphalt coated or Bare Steel | Pressure |  | Bare or Galvanized Steel | Removal | 1996-12-31
0-004127 | REESE'S PHILLIPS 66 | 395 N MAIN ST | FREDONIA | AZ | 86022 | Coconino | 2 | Perm Closure | 1976-05-02 | 6000 | Gasoline | COMPARTMENT A | Unknown | Asphalt coated or Bare Steel |  |  |  | Removal | 1992-12-06
0-002960 | LEWIS EXCAVATING INC | 3230 E MOSSMAN RD | TUCSON | AZ | 85706 | Pima | 3 | Perm Closure | 2005-06-17 | 3000 | Gasoline | COMPARTMENT A | Single Walled | Asphalt coated or Bare Steel |  |  |  | Removal | 1990-01-01
0-009029 | HOLLIDAY LOGGING |  | EAGAR |  |  | Apache | 1 | Perm Closure | 2005-06-17 | 10000 | Diesel | COMPARTMENT A | Single Walled | Asphalt coated or Bare Steel |  |  |  | Removal | 1995-09-01
0-007389 | J C PENNEY #144 | 3020 S 4TH AVE | YUMA | AZ | 85364 | Yuma | 1 | Perm Closure | 1969-01-01 | 565 | Used Oil/Waste Oil | COMPARTMENT A | Unknown | Asphalt coated or Bare Steel | Gravity Feed |  |  | Removal | 1992-04-21
0-010000 | QUIKTRIP #479 | 8233 N 7TH ST | PHOENIX | AZ | 85020 | Maricopa | 2 | Open | 2003-10-06 | 20000 | Gasoline | COMPARTMENT A | Double Walled | Fiberglass Reinforced Plastic | Pressure | Double Walled | Flexible
0-008026 | ADOT | 3505 E AVIATION PKWY | TUCSON | AZ | 85713 | Pima | 5 | Perm Closure | 2005-06-17 |  | Unidentified | COMPARTMENT A | Double Walled | Fiberglass Reinforced Plastic |  |  |  | Removal | 1989-11-17
0-007632 | A & K PARTNERSHIP | 3211 S 43RD AVE | PHOENIX | AZ | 85009 | Maricopa | 1 | Perm Closure | 2005-06-17 | 10000 | Gasoline | COMPARTMENT A | Unknown | Asphalt coated or Bare Steel | Pressure |  | Bare or Galvanized Steel | Removal | 1991-12-27
0-006031 | CBS INC FOOD BROKERS | 245 E WATKINS ST | PHOENIX | AZ | 85004 | Maricopa | 1 | Perm Closure | 1976-03-31 | 1000 | Gasoline | COMPARTMENT A | Double Walled | Asphalt coated or Bare Steel |  |  |  | Closed in Place | 1988-08-30
0-001123 | CHEVRON #9-1084 | 501 E ANDY DEVINE AVE | KINGMAN | AZ | 86401 | Mohave | 2 | Perm Closure | 1975-01-01 | 10000 | Gasoline | COMPARTMENT A |  | Asphalt coated or Bare Steel |  |  |  | Removal | 1986-12-01
0-001123 | CHEVRON #9-1084 | 501 E ANDY DEVINE AVE | KINGMAN | AZ | 86401 | Mohave | 5 | Perm Closure | 1968-01-01 | 2000 | Gasoline | COMPARTMENT A |  | Asphalt coated or Bare Steel |  |  |  | Removal | 1986-12-01
0-001028 | CHEVRON #9-4013 | 150 W APACHE TRL | APACHE JUNCTION | AZ | 85120 | Pinal | 3 | Perm Closure | 1982-01-01 | 10000 | Gasoline | COMPARTMENT A | Single Walled | Fiberglass Reinforced Plastic |  |  |  | Removal | 1989-12-15
0-007288 | CAMELBACK HIGH SCHOOL | 4612 N 28TH ST | PHOENIX | AZ | 85016 | Maricopa | 1 | Perm Closure | 2005-06-17 | 1000 | Used Oil/Waste Oil | COMPARTMENT A | Unknown | Asphalt coated or Bare Steel |  |  |  | Removal | 1991-03-24
0-009669 | BLUE HILLS MARKET | 475 W FINNIE FLAT RD | CAMP VERDE | AZ | 86322 | Yavapai | 2 | Perm Closure | 2000-06-02 | 6000 | Diesel | COMPARTMENT B | Double Walled | Fiberglass Reinforced Plastic |  |  |  | Removal | 2007-07-24
0-005363 | BIG LAKE |  | GREER |  |  | Apache | 1 | Perm Closure | 1975-04-01 | 1000 | Diesel | COMPARTMENT A | Double Walled | Asphalt coated or Bare Steel |  |  |  | Removal | 1990-10-23
0-004835 | US HELICOPTERS - TANGO ONE | 15021 N 74TH ST | SCOTTSDALE | AZ | 85260 | Maricopa | 1 | Open | 1986-01-01 | 6000 | Jet Fuel | COMPARTMENT A |  | Fiberglass Reinforced Plastic | Pressure
0-004900 | TERRIBLE HERBST #148 | 1040 ACOMA BLVD S | LAKE HAVASU CITY | AZ | 86406 | Mohave | 1 | Perm Closure | 1981-04-22 | 10000 | Gasoline | COMPARTMENT A | Double Walled | Asphalt coated or Bare Steel | Pressure |  |  | Removal | 1996-11-06
0-003642 | STACO ROOF TILE | 3530 E ELWOOD ST | PHOENIX | AZ | 85040 | Maricopa | 1 | Perm Closure | 1972-01-01 | 4000 | Gasoline | COMPARTMENT A | Single Walled | Asphalt coated or Bare Steel |  |  |  | Removal | 1988-12-27
0-004520 | SIERRITA MINING & RANCHING CO | 9300 W MCGEE RANCH RD | GREEN VALLEY | AZ | 85736 | Pima | 4 | Perm Closure | 1970-01-01 | 4000 | Diesel | COMPARTMENT A |  | Asphalt coated or Bare Steel |  |  |  | Removal | 1996-03-28
0-001153 | UNOCAL | 705 E WHITE MOUNTAIN BLVD | PINETOP-LAKESIDE | AZ | 85935 | Navajo | 2 | Perm Closure | 1971-01-01 | 6000 | Gasoline | COMPARTMENT A |  | Asphalt coated or Bare Steel |  |  |  | Removal | 1989-04-01
0-002393 | GREER FARMS |  | GLENDALE |  |  | Maricopa | 1 | Perm Closure | 1982-05-02 | 7500 | Gasoline | COMPARTMENT A | Single Walled | Asphalt coated or Bare Steel |  |  |  | Removal | 1998-05-15
0-006269 | GLENDALE ELEMENTARY SCHOOL DISTRICT - LANDMARK SCHOOL | 7310 N 57TH AVE | GLENDALE | AZ | 85301 | Maricopa | 1 | Perm Closure | 1963-07-30 | 6000 | Gasoline | COMPARTMENT A | Double Walled | Asphalt coated or Bare Steel |  |  |  | Removal | 1988-07-01
0-006269 | GLENDALE ELEMENTARY SCHOOL DISTRICT - LANDMARK SCHOOL | 7310 N 57TH AVE | GLENDALE | AZ | 85301 | Maricopa | 3 | Perm Closure | 1963-07-30 | 1200 | Diesel | COMPARTMENT A | Double Walled | Asphalt coated or Bare Steel |  |  |  | Removal | 1988-07-01
0-009181 | GLOBE DEPOT | 191 PIMA ST | GLOBE | AZ | 85501 | Gila | 1 | Perm Closure | 2005-06-17 | 1000 | Gasoline | COMPARTMENT A | Single Walled | Asphalt coated or Bare Steel |  |  |  | Removal | 1998-11-24
0-003490 | LNR/CIGNA/TARGET STORE T-210 | 3615 E THOMAS RD | PHOENIX | AZ | 85018 | Maricopa | 1 | Perm Closure | 1965-03-03 | 10000 | Gasoline | COMPARTMENT A |  | Asphalt coated or Bare Steel |  |  |  | Removal | 1983-01-01
0-002979 | LONE MOUNTAIN RANCH INC |  | SUNNYSIDE |  |  | Cochise | 1 | Perm Closure | 1979-01-01 | 2500 | Gasoline | COMPARTMENT A | Single Walled | Asphalt coated or Bare Steel | Suction - Check Valve at the Tank Top |  |  | Removal | 1994-06-02
0-000624 | PREMA, LLC | 2802 S 15TH AVE | PHOENIX | AZ | 85007 | Maricopa | 1 | Perm Closure | 1965-01-01 | 2000 | Gasoline | COMPARTMENT A |  | Asphalt coated or Bare Steel |  |  |  | Removal | 1989-09-29
0-005549 | SUSS MICROTEC INC | 8240 S KYRENE RD | TEMPE | AZ | 85284 | Maricopa | 2 | Perm Closure | 2005-06-17 | 6000 | Diesel | COMPARTMENT A | Double Walled | Asphalt coated or Bare Steel |  |  |  | Removal | 1990-04-01
0-000498 | ARCO #1445 | 1901 W PEORIA AVE | PHOENIX | AZ | 85029 | Maricopa | 4 | Perm Closure | 1962-01-01 | 6000 | Gasoline | COMPARTMENT A |  | Asphalt coated or Bare Steel |  |  |  | Removal | 1991-05-02
0-005291 | UNOCAL #5026 | 10602 N 32ND ST | PHOENIX | AZ | 85028 | Maricopa | 3 | Perm Closure | 1982-04-15 | 7500 | Gasoline | COMPARTMENT A | Double Walled | Fiberglass Reinforced Plastic | Pressure | Double Walled | Fiberglass Reinforced Plastic | Removal | 1999-03-18
0-005291 | UNOCAL #5026 | 10602 N 32ND ST | PHOENIX | AZ | 85028 | Maricopa | 1 | Perm Closure | 1974-04-15 | 10000 | Gasoline | COMPARTMENT A | Double Walled | Asphalt coated or Bare Steel | Pressure |  | Fiberglass Reinforced Plastic | Removal | 1994-08-02
0-003436 | CASA GRANDE SERVICE CENTER | 50 N BROWN AVE | CASA GRANDE | AZ | 85122 | Pinal | 6 | Perm Closure | 1988-01-01 |  | Used Oil/Waste Oil | COMPARTMENT A | Unknown | Fiberglass Reinforced Plastic |  |  |  | Removal | 1987-01-01
0-005038 | THRIFTWAY PLATEAU 117 - FORMER | 421 W DEUCE OF CLUBS | SHOW LOW | AZ | 85901 | Navajo | 3 | Perm Closure | 1976-01-01 | 6000 | Oxygenated Gasoline | COMPARTMENT A |  | Asphalt coated or Bare Steel | Pressure |  |  | Removal | 1996-03-14
0-006477 | GREEN VALLEY FIRE DISTRICT | 1285 W CAMINO ENCANTO | GREEN VALLEY | AZ | 85622 | Pima | 2 | Perm Closure | 1984-10-11 | 1000 | Diesel | COMPARTMENT A | Unknown | Asphalt coated or Bare Steel |  |  |  | Removal | 1995-05-02
0-003148 | METAL PRODUCTS | 1845 E MADISON ST | PHOENIX | AZ | 85034 | Maricopa | 1 | Perm Closure | 1983-12-17 | 1000 | Gasoline | COMPARTMENT A | Double Walled | Asphalt coated or Bare Steel | Suction - Check Valve at the Tank Top |  | Bare or Galvanized Steel | Removal | 1992-02-27
0-006425 | SUN VALLEY EQUIPMENT CORP | 681 JUSTIN DR | COTTONWOOD | AZ | 86326 | Yavapai | 2 | Perm Closure | 1984-01-01 | 6000 | Diesel | COMPARTMENT A | Double Walled | Fiberglass Reinforced Plastic | Pressure |  | Fiberglass Reinforced Plastic | Removal | 2006-03-22
0-004760 | SAGUARO RV | 17715 S HIGHWAY 93 | WIKIEUP | AZ | 85360 | Mohave | 3 | Perm Closure | 1971-01-01 | 2000 | Gasoline | COMPARTMENT A | Double Walled | Asphalt coated or Bare Steel |  |  |  | Closed in Place | 1990-10-20
0-004521 | JOSEPH & LOIS PADULA - FORMER | 501 S HASKELL AVE | WILLCOX | AZ | 85643 | Cochise | 4 | Perm Closure | 2005-06-17 | 1000 | Gasoline | COMPARTMENT A | Single Walled | Asphalt coated or Bare Steel |  |  |  | Removal | 1991-04-09
0-006047 | STOTZ'S TOWING | 290 E WICKENBURG WAY | WICKENBURG | AZ | 85390 | Maricopa | 3 | Perm Closure | 1983-01-01 | 6000 | Gasoline | COMPARTMENT A | Single Walled | Fiberglass Reinforced Plastic | Pressure |  | Fiberglass Reinforced Plastic | Removal | 2005-12-02
0-002722 | J-JON CORPORATION | 3229 W MOHAVE ST | PHOENIX | AZ | 85009 | Maricopa | 2 | Perm Closure | 1976-02-27 | 1000 | Gasoline | COMPARTMENT A | Single Walled | Asphalt coated or Bare Steel |  |  |  | Removal | 1991-09-16
0-004365 | DIRECT CONNECT DETAILING AND CAR WASH | 19395 N JOHN WAYNE PKWY | MARICOPA | AZ | 85139 | Pinal | 6 | Perm Closure | 1981-01-23 | 8000 | Diesel | COMPARTMENT A | Double Walled | Asphalt coated or Bare Steel | Pressure |  | Bare or Galvanized Steel | Removal | 1992-11-09
0-002454 | TNT BULK PLANT | 124 W MAIN ST | SPRINGERVILLE | AZ | 85938 | Apache | 3 | Perm Closure | 1961-01-01 | 10000 | Diesel | COMPARTMENT A | Single Walled | Asphalt coated or Bare Steel | Pressure |  |  | Removal | 2007-07-18
0-006240 | EXXON #7-4950 | 6770 E TANQUE VERDE RD | TUCSON | AZ | 85715 | Pima | 4 | Perm Closure | 1962-01-01 | 10000 | Gasoline | COMPARTMENT A | Single Walled | Asphalt coated or Bare Steel |  |  |  | Removal | 1990-05-13
0-006240 | EXXON #7-4950 | 6770 E TANQUE VERDE RD | TUCSON | AZ | 85715 | Pima | 3 | Perm Closure | 1962-01-01 | 6000 | Gasoline | COMPARTMENT A | Single Walled | Asphalt coated or Bare Steel |  |  |  | Removal | 1990-05-13
0-000640 | CHEVRON #9-2747 | 17002 N CAVE CREEK RD | PHOENIX | AZ | 85032 | Maricopa | 2 | Perm Closure | 1981-01-01 | 10000 | Gasoline | COMPARTMENT A |  | Fiberglass Reinforced Plastic |  |  |  | Removal | 1998-12-15
0-000640 | CHEVRON #9-2747 | 17002 N CAVE CREEK RD | PHOENIX | AZ | 85032 | Maricopa | 4 | Perm Closure | 1981-01-01 | 1000 | Used Oil/Waste Oil | COMPARTMENT A |  | Fiberglass Reinforced Plastic |  |  |  | Removal | 1987-01-01
0-005579 | TEXACO #60-351-2089 | 217 N HUACHUCA BLVD | HUACHUCA CITY | AZ | 85616 | Cochise | 3 | Perm Closure | 1985-01-01 | 10000 | Gasoline | COMPARTMENT A | Unknown | Asphalt coated or Bare Steel | Pressure |  | Fiberglass Reinforced Plastic | Removal | 1997-05-07
0-000854 | CAMELBACK FORD LINCOLN MERCURY | 1400 E CAMELBACK RD | PHOENIX | AZ | 85014 | Maricopa | 2 | Perm Closure | 1974-01-01 | 2000 | Gasoline | COMPARTMENT A |  | Asphalt coated or Bare Steel |  |  |  | Removal | 1988-11-03
0-002341 | PURCELLS WESTERN STATES TIRE | 10607 N 32ND ST | PHOENIX | AZ | 85028 | Maricopa | 1 | Perm Closure | 1974-01-01 | 500 | Used Oil/Waste Oil | COMPARTMENT A | Single Walled | Asphalt coated or Bare Steel | Gravity Feed |  |  | Removal | 1993-07-09
0-008841 | CHAPMAN CHEVROLET | 6011 S KYRENE RD | TEMPE | AZ | 85283 | Maricopa | 4 | Open | 1998-04-01 | 8000 | Gasoline | COMPARTMENT A | Single Walled | Fiberglass Reinforced Plastic | Pressure | Double Walled | Fiberglass Reinforced Plastic
0-004724 | KAIBAB CONSTRUCTION CORPORATION | 689 E STATE ROUTE 89A | COTTONWOOD | AZ | 86326 | Yavapai | 4 | Perm Closure | 1982-01-01 | 8000 | Gasoline | COMPARTMENT A |  | Asphalt coated or Bare Steel |  |  |  | Removal | 1999-07-22
0-001809 | SPEEDWAY STORE #2991 | 1807 E 10TH ST | DOUGLAS | AZ | 85607 | Cochise | 2 | Temp Closure | 1971-01-01 | 6000 | Gasoline | COMPARTMENT A | Single Walled | Asphalt coated or Bare Steel | Pressure | Double Walled | Flexible |  | 2020-11-05
0-001809 | SPEEDWAY STORE #2991 | 1807 E 10TH ST | DOUGLAS | AZ | 85607 | Cochise | 7 | Perm Closure | 1969-01-01 | 500 | Used Oil/Waste Oil | COMPARTMENT A |  | Asphalt coated or Bare Steel |  |  |  | Removal | 1996-10-03
0-004801 | JEFFERSON COMMONS | 1530 E 8TH ST | TEMPE | AZ | 85281 | Maricopa | 2 | Perm Closure | 1965-03-27 | 6000 | Gasoline | COMPARTMENT A | Double Walled | Asphalt coated or Bare Steel |  |  |  | Removal | 1989-03-29
0-005450 | CIRCLE K #2702910 | 822 E JIMMIE KERR BLVD | CASA GRANDE | AZ | 85122 | Pinal | 8 | Perm Closure | 2005-06-17 | 600 | Unidentified | COMPARTMENT A | Double Walled | Fiberglass Reinforced Plastic |  |  |  | Removal | 2003-10-29
0-005450 | CIRCLE K #2702910 | 822 E JIMMIE KERR BLVD | CASA GRANDE | AZ | 85122 | Pinal | 7 | Perm Closure | 2005-06-17 | 600 | Unidentified | COMPARTMENT A | Double Walled | Fiberglass Reinforced Plastic |  |  |  | Removal | 2003-10-29
0-005450 | CIRCLE K #2702910 | 822 E JIMMIE KERR BLVD | CASA GRANDE | AZ | 85122 | Pinal | 5 | Open | 1996-02-07 | 10000 | Gasoline | COMPARTMENT A | Double Walled | Fiberglass Reinforced Plastic | Pressure | Double Walled | Fiberglass Reinforced Plastic
0-009839 | APACHE JUNCTION SCHOOL DISTRICT #43 | 2535 S IRONWOOD DR | APACHE JUNCTION | AZ | 85120 | Pinal | 3 | Perm Closure | 1987-01-01 | 12000 | Diesel | COMPARTMENT A | Double Walled | Fiberglass Reinforced Plastic | Pressure |  | Fiberglass Reinforced Plastic | Closed in Place | 2008-09-30
0-004872 | CITY OF TEMPE - FIRE STATION #72 | 3025 S HARDY DR | TEMPE | AZ | 85282 | Maricopa | 1 | Perm Closure | 1973-06-19 | 550 | Diesel | COMPARTMENT A | Double Walled | Asphalt coated or Bare Steel | Pressure |  |  | Removal | 1988-06-01
0-005774 | SAYA MUSTANG | 609 E ROUTE 66 | WILLIAMS | AZ | 86046 | Coconino | 5 | Open | 1995-02-01 | 6000 | Gasoline | COMPARTMENT B | Double Walled | Composite (Steel/Fiberglass) | Pressure |  | Fiberglass Reinforced Plastic
0-005774 | SAYA MUSTANG | 609 E ROUTE 66 | WILLIAMS | AZ | 86046 | Coconino | 7 | Perm Closure | 1995-03-01 | 1000 | Used Oil/Waste Oil | COMPARTMENT A | Double Walled | Composite (Steel/Fiberglass) | Gravity Feed |  | Fiberglass Reinforced Plastic | Removal | 2003-01-21
0-005250 | INTERSTATE MOBILE MART | 2484 E BUTLER AVE | FLAGSTAFF | AZ | 86004 | Coconino | 2 | Perm Closure | 1985-01-01 | 6000 | Gasoline | COMPARTMENT A | Unknown | Asphalt coated or Bare Steel | Pressure |  |  | Removal | 1997-03-12
0-005250 | INTERSTATE MOBILE MART | 2484 E BUTLER AVE | FLAGSTAFF | AZ | 86004 | Coconino | 1 | Perm Closure | 1985-01-01 | 8000 | Gasoline | COMPARTMENT A | Unknown | Asphalt coated or Bare Steel | Pressure |  |  | Removal | 1997-03-12
0-005599 | LDS CHURCH FARM | 16501 N TRICO RD | MARANA | AZ | 85653 | Pima | 3 | Perm Closure | 2005-06-17 | 10000 | Gasoline | COMPARTMENT A | Double Walled | Asphalt coated or Bare Steel |  |  |  | Removal | 1989-03-01
0-005632 | AUJLA 27 | 2701 W BUCKEYE RD | PHOENIX | AZ | 85009 | Maricopa | 5 | Perm Closure | 1989-01-01 | 12000 | Diesel | COMPARTMENT A |  | Asphalt coated or Bare Steel | Pressure |  | Fiberglass Reinforced Plastic | Removal | 2020-05-29
0-009030 | SAFEWAY #1225 | 1490 E CEDAR AVE | FLAGSTAFF | AZ | 86004 | Coconino | 2 | Perm Closure | 1996-11-01 | 12000 | Gasoline | COMPARTMENT A | Double Walled | Composite (Steel/Fiberglass) | Pressure | Double Walled |  | Removal | 2003-04-22
0-009788 | CIRCLE K STORE #2741650 | 2088 W ORANGE GROVE RD | TUCSON | AZ | 85704 | Pima | 1 | Open | 2001-04-09 | 12000 | Diesel | COMPARTMENT A | Double Walled | Composite (Steel/Fiberglass) | Pressure | Double Walled | Fiberglass Reinforced Plastic
0-009345 | 7-ELEVEN #27876 | 785 W ELLIOT RD | GILBERT | AZ | 85233 | Maricopa | 2 | Open | 1998-08-19 | 10000 | Gasoline (Mid-Grade UL) | COMPARTMENT A | Double Walled | Fiberglass Reinforced Plastic | Pressure | Double Walled | Fiberglass Reinforced Plastic
0-000587 | GUARANTEED AUTO REPAIR | 5528 NW GRAND AVE | GLENDALE | AZ | 85301 | Maricopa | 1 | Perm Closure | 2005-06-17 |  | Gasoline | COMPARTMENT A | Unknown | Unknown |  |  |  | Closed in Place | 1959-01-01
0-001626 | COMMUNITY WATER COMPANY | 650 W WARD LN | GREEN VALLEY | AZ | 85614 | Pima | 1 | Perm Closure | 1983-01-01 | 10000 | Gasoline | COMPARTMENT A |  | Asphalt coated or Bare Steel |  |  |  | Removal | 1988-11-10
0-003963 | CITY OF PRESCOTT - AIRPORT | 6446 CRYSTAL LN | PRESCOTT | AZ | 86301 | Yavapai | 1 | Perm Closure | 1981-01-01 | 20000 | Gasoline | COMPARTMENT A | Unknown | Asphalt coated or Bare Steel | Pressure |  | Bare or Galvanized Steel | Removal | 2000-05-16
0-003963 | CITY OF PRESCOTT - AIRPORT | 6446 CRYSTAL LN | PRESCOTT | AZ | 86301 | Yavapai | 7 | Perm Closure | 1985-01-01 | 3000 | Diesel | COMPARTMENT A | Unknown | Fiberglass Reinforced Plastic |  |  |  | Removal | 1995-09-01
0-004308 | CIRCLE K #2708510 | 3712 W CORTARO FARMS RD | MARANA | AZ | 85742 | Pima | 2 | Open | 1987-01-22 | 10000 | Gasoline | COMPARTMENT A | Double Walled | Fiberglass Reinforced Plastic | Pressure |  | Fiberglass Reinforced Plastic
0-001160 | CIRCLE K #2700014 | 1001 N 16TH ST | PHOENIX | AZ | 85006 | Maricopa | 2 | Open | 1985-01-01 | 10000 | Gasoline | COMPARTMENT A | Single Walled | Fiberglass Reinforced Plastic | Pressure | Single Walled | Fiberglass Reinforced Plastic
0-001160 | CIRCLE K #2700014 | 1001 N 16TH ST | PHOENIX | AZ | 85006 | Maricopa | 1 | Open | 1985-01-01 | 10000 | Gasoline | COMPARTMENT A | Single Walled | Fiberglass Reinforced Plastic | Pressure | Single Walled | Fiberglass Reinforced Plastic
0-001160 | CIRCLE K #2700014 | 1001 N 16TH ST | PHOENIX | AZ | 85006 | Maricopa | 3 | Open | 1985-01-01 | 10000 | Gasoline | COMPARTMENT A | Single Walled | Fiberglass Reinforced Plastic | Pressure | Single Walled | Fiberglass Reinforced Plastic
0-002579 | FAA SDL ATCT | 14960 N 78TH WAY | SCOTTSDALE | AZ | 85260 | Maricopa | 1 | Perm Closure | 1989-05-11 | 1000 | Diesel | COMPARTMENT A | Unknown | Fiberglass Reinforced Plastic |  |  |  | Removal | 1995-04-24
0-003616 | CITY OF PHOENIX - FIRE STATION #10 (NEW) | 2731 N 24TH DR | PHOENIX | AZ | 85009 | Maricopa | 1 | Perm Closure | 1988-01-01 | 1000 | Gasoline | COMPARTMENT A | Double Walled | Fiberglass Reinforced Plastic | Pressure |  | Fiberglass Reinforced Plastic | Removal | 1998-05-28
0-006219 | GIANT 6612 | 4202 W INA RD | MARANA | AZ | 85741 | Pima | 3 | Perm Closure | 1988-01-01 | 10000 | Gasoline | COMPARTMENT A | Double Walled | Fiberglass Reinforced Plastic | Pressure | Double Walled | Fiberglass Reinforced Plastic | Removal | 2000-01-07
0-004830 | GIANT #6669 | 251 N FRONTAGE RD | PEARCE | AZ | 85625 | Cochise | 1 | Perm Closure | 1981-04-28 | 10000 | Gasoline (UL) | COMPARTMENT A | Single Walled | Asphalt coated or Bare Steel |  |  |  | Removal | 2017-11-14
0-000307 | MONTE VISTA MARINE INC | 3122 E ROUTE 66 | FLAGSTAFF | AZ | 86004 | Coconino | 3 | Perm Closure | 1980-01-01 | 10000 | Gasoline | COMPARTMENT A |  | Asphalt coated or Bare Steel |  |  |  | Removal | 1988-07-01
0-009880 | RONALD BECK PROPERTY | 10302 S WILLIAMS ST | WELLTON | AZ | 85356 | Yuma | 2 | Temp Closure | 1959-01-01 | 2000 | Gasoline (PUL) | COMPARTMENT A | Single Walled | Asphalt coated or Bare Steel |  |  |  |  | 1964-01-01
0-001278 | CIRCLE K #656 | 4225 W PEORIA AVE | PHOENIX | AZ | 85029 | Maricopa | 2 | Perm Closure | 1971-01-01 | 10000 | Gasoline | COMPARTMENT A |  | Asphalt coated or Bare Steel |  |  |  | Removal | 1986-12-05
0-001426 | CIRCLE K #2701557 | 15 S HARRISON RD | TUCSON | AZ | 85748 | Pima | 3 | Open | 1985-01-01 | 10000 | Gasoline | COMPARTMENT A | Double Walled | Fiberglass Reinforced Plastic | Pressure |  | Fiberglass Reinforced Plastic
0-004939 | FRY'S FUEL CENTER #5 | 7949 E THOMAS RD | SCOTTSDALE | AZ | 85251 | Maricopa | 1 | Perm Closure | 1984-01-01 | 8000 | Diesel | COMPARTMENT A | Double Walled | Fiberglass Reinforced Plastic | Pressure | Double Walled | Fiberglass Reinforced Plastic | Removal | 2005-09-29
0-004957 | SPEEDWAY STORE #2963 | 3902 E SPEEDWAY BLVD | TUCSON | AZ | 85712 | Pima | 1 | Perm Closure | 1985-01-01 | 12000 | Gasoline | COMPARTMENT A | Double Walled | Fiberglass Reinforced Plastic | Pressure | Double Walled | Fiberglass Reinforced Plastic | Removal | 1992-04-06
0-004483 | SHAY OIL CO #4 | 2491 W 16TH ST | YUMA | AZ | 85364 | Yuma | 2 | Open | 1974-01-17 | 5000 | Gasoline | COMPARTMENT A | Double Walled | Fiberglass Reinforced Plastic | Pressure |  | Fiberglass Reinforced Plastic
0-005582 | ROYAL RADIATOR | 22402 N 24TH AVE | PHOENIX | AZ | 85027 | Maricopa | 1 | Perm Closure | 2005-06-17 |  | Unidentified | COMPARTMENT A | Unknown | Asphalt coated or Bare Steel |  |  |  | Removal | 1988-08-01
0-005204 | TURF PARADISE | 1501 W BELL RD | PHOENIX | AZ | 85023 | Maricopa | 4 | Perm Closure | 1980-01-01 | 9000 | Diesel | COMPARTMENT A | Single Walled | Asphalt coated or Bare Steel |  |  |  | Removal | 1989-10-05
0-003109 | MCLANE SUNWEST | 14149 W MCDOWELL RD | GOODYEAR | AZ | 85395 | Maricopa | 1 | Perm Closure | 1985-01-01 | 12000 | Diesel | COMPARTMENT A | Single Walled | Fiberglass Reinforced Plastic | Pressure | Single Walled | Fiberglass Reinforced Plastic | Removal | 2015-04-23
0-006680 | TUNEUP MASTERS #610 | 5109 E SPEEDWAY BLVD | TUCSON | AZ | 85712 | Pima | 1 | Perm Closure | 2005-06-17 | 550 | Used Oil/Waste Oil | COMPARTMENT A | Unknown | Unknown |  |  |  | Removal | 1989-12-11
0-003353 | US WEST #125256 -SOC | 1996 N HWY 88 | GLOBE | AZ | 85539 | Gila | 2 | Perm Closure | 1978-01-01 | 5000 | Gasoline | COMPARTMENT A | Single Walled | Asphalt coated or Bare Steel | Pressure |  | Fiberglass Reinforced Plastic | Removal | 1998-12-17
0-007404 | GOLDEN VALLEY SHELL | 5405 US HIGHWAY 68 | GOLDEN VALLEY | AZ | 86413 | Mohave | 1 | Perm Closure | 2005-06-17 | 10000 | Gasoline | COMPARTMENT A | Single Walled | Asphalt coated or Bare Steel |  |  |  | Removal | 1991-08-21
0-009355 | JUNCTION EXPRESS | 1090 S HIGHWAY 80 | BENSON | AZ | 85602 | Cochise | 1 | Open | 1998-09-01 | 10000 | Gasoline | COMPARTMENT A | Single Walled | Fiberglass Reinforced Plastic | Pressure |  | Fiberglass Reinforced Plastic
0-006622 | HIGHWAY 69 AUTO SHOP | 2319 E STATE ROUTE 69 | PRESCOTT | AZ | 86301 | Yavapai | 1 | Perm Closure | 1969-05-30 | 1000 | Used Oil/Waste Oil | COMPARTMENT A | Unknown | Asphalt coated or Bare Steel | Suction - Check Valve at the Tank Top |  | Bare or Galvanized Steel | Removal | 1993-07-08
0-005419 | CIRCLE K #2852 | 3450 E VAN BUREN ST | PHOENIX | AZ | 85008 | Maricopa | 1 | Perm Closure | 1979-03-26 | 6000 | Gasoline | COMPARTMENT A | Double Walled | Asphalt coated or Bare Steel | Pressure |  | Fiberglass Reinforced Plastic | Removal | 2002-03-05
0-000216 | MAVERIK COUNTRY STORE #213 | 4495 S HIGHWAY 95 | MOHAVE VALLEY | AZ | 86426 | Mohave | 5 | Open | 2005-02-01 | 10000 | Diesel | COMPARTMENT B | Double Walled | Fiberglass Reinforced Plastic | Pressure | Double Walled | Flexible
0-009170 | MADERA COMPONENT SYSTEMS INC | 6323 W VAN BUREN ST | PHOENIX | AZ | 85043 | Maricopa | 2 | Perm Closure | 1980-01-01 | 3000 | Gasoline | COMPARTMENT A | Double Walled | Asphalt coated or Bare Steel |  |  |  | Removal | 1998-11-25
0-001814 | DUNBAR STONE CO INC | 901 LEWIS AVE | ASH FORK | AZ | 86320 | Yavapai | 3 | Perm Closure | 1966-01-01 | 500 | Gasoline | COMPARTMENT A |  | Asphalt coated or Bare Steel |  |  |  | Removal | 1991-01-18
0-002168 | FCA US LLC ARIZONA PROVING GROUND | 1 PROVING GROUND ROAD | YUCCA | AZ | 86438 | Mohave | 2 | Temp Closure | 1986-04-01 | 12000 | Gasoline (UL) | COMPARTMENT A | Double Walled | Fiberglass Reinforced Plastic | Pressure | Double Walled | Fiberglass Reinforced Plastic |  | 2020-05-11
0-002168 | FCA US LLC ARIZONA PROVING GROUND | 1 PROVING GROUND ROAD | YUCCA | AZ | 86438 | Mohave | 11 | Open | 1993-05-01 | 12000 | Gasoline | COMPARTMENT A | Double Walled | Fiberglass Reinforced Plastic | Pressure | Double Walled | Fiberglass Reinforced Plastic
0-005529 | EDWARD S KELTON CONTRACTING - FORMER | 2141 E BEARDSLEY RD | PHOENIX | AZ | 85024 | Maricopa | 1 | Perm Closure | 2005-06-17 |  | Unidentified | COMPARTMENT A | Unknown | Unknown |  |  |  | Removal | 1987-01-01
0-003031 | SA RECYCLING | 3640 S 35TH AVE | PHOENIX | AZ | 85009 | Maricopa | 2 | Perm Closure | 1981-03-01 | 10000 | Diesel | COMPARTMENT A | Unknown | Asphalt coated or Bare Steel | Suction - Check Valve at the Tank Top |  | Bare or Galvanized Steel | Removal | 1999-06-10
0-002602 | CHEVRON - CORDES JUNCTION | I-17 & HIGHWAY 69 | CORDES JUNCTION | AZ | 86333 | Yavapai | 5 | Perm Closure | 2005-06-17 | 500 | Diesel | COMPARTMENT A | Double Walled | Asphalt coated or Bare Steel |  |  |  | Removal | 1996-12-17
0-002612 | AUTONATION HONDA TUCSON AUTO MALL | 810 W WETMORE RD | TUCSON | AZ | 85705 | Pima | 1 | Perm Closure | 1988-05-23 | 200 | Unidentified | COMPARTMENT A | Double Walled | Fiberglass Reinforced Plastic |  |  |  | Removal | 1987-11-01
0-005471 | CIRCLE K #2702936 | 4305 E PIMA ST | TUCSON | AZ | 85712 | Pima | 4 | Open | 1995-03-20 | 10000 | Gasoline (UL) | COMPARTMENT A | Single Walled | Fiberglass Reinforced Plastic | Pressure | Double Walled | Fiberglass Reinforced Plastic
0-005471 | CIRCLE K #2702936 | 4305 E PIMA ST | TUCSON | AZ | 85712 | Pima | 3 | Open | 1995-03-20 | 10000 | Gasoline (UL) | COMPARTMENT A | Single Walled | Fiberglass Reinforced Plastic | Pressure | Double Walled | Fiberglass Reinforced Plastic
0-005471 | CIRCLE K #2702936 | 4305 E PIMA ST | TUCSON | AZ | 85712 | Pima | 5 | Open | 1995-03-20 | 10000 | Gasoline (PUL) | COMPARTMENT A | Single Walled | Fiberglass Reinforced Plastic | Pressure | Double Walled | Fiberglass Reinforced Plastic
0-004396 | CITY OF SCOTTSDALE - MCCORMICK RAILROAD PARK | 7301 E INDIAN BEND RD | SCOTTSDALE | AZ | 85250 | Maricopa | 1 | Perm Closure | 1973-09-01 | 1000 | Diesel | COMPARTMENT A |  | Asphalt coated or Bare Steel | Suction - Check Valve at the Tank Top |  |  | Removal | 1995-08-31
0-007217 | USDA FS - APACHE SITGREAVES NF - BIG LAKE MULTI-FAMILY CAMP |  | GREER |  |  | Apache | 2 | Perm Closure | 2005-06-17 | 1000 | Gasoline | COMPARTMENT A | Double Walled | Asphalt coated or Bare Steel | Suction - Check Valve at the Tank Top |  |  | Removal | 1991-06-05
0-000540 | ARCO #1509 | 10303 GRAND AVE | SUN CITY | AZ | 85351 | Maricopa | 3 | Perm Closure | 1967-01-01 | 4000 | Gasoline | COMPARTMENT A |  | Asphalt coated or Bare Steel |  |  |  | Removal | 1990-01-09
0-002299 | TOWN OF GILBERT | 149 W VAUGHN AVE | GILBERT | AZ | 85233 | Maricopa | 1 | Perm Closure | 1978-01-28 | 10000 | Gasoline | COMPARTMENT A | Single Walled | Asphalt coated or Bare Steel |  |  |  | Removal | 1992-04-17
0-005127 | SAGUARO TIGERMART EXPRESS | 435 W PIMA ST | GILA BEND | AZ | 85337 | Maricopa | 5 | Perm Closure | 2005-06-17 | 1000 | Unidentified | COMPARTMENT A | Unknown | Asphalt coated or Bare Steel |  |  |  | Removal | 1999-11-02
0-001874 | SUN CITY MINI MARKET | 10249 GRAND AVE | SUN CITY | AZ | 85351 | Maricopa | 1 | Perm Closure | 1985-01-01 | 12000 | Gasoline | COMPARTMENT A | Single Walled | Fiberglass Reinforced Plastic | Pressure |  | Fiberglass Reinforced Plastic | Removal | 2018-02-08
0-003682 | PEPSI-COLA BOTTLING CO |  | PINETOP-LAKESIDE |  |  | Navajo | 1 | Perm Closure | 1983-01-01 | 2000 | Gasoline | COMPARTMENT A | Single Walled | Asphalt coated or Bare Steel |  |  |  | Removal | 1991-08-19
0-004994 | PHOENIX MOTOR COMPANY | 225 W INDIAN SCHOOL RD | PHOENIX | AZ | 85013 | Maricopa | 1 | Perm Closure | 1985-01-20 | 4000 | Gasoline | COMPARTMENT A | Double Walled | Fiberglass Reinforced Plastic | Pressure |  | Fiberglass Reinforced Plastic | Closed in Place | 2001-11-08
0-006764 | LOS DOS AMIGOS | 10602 N 19TH AVE | PHOENIX | AZ | 85029 | Maricopa | 3 | Perm Closure | 1976-01-01 | 10000 | Gasoline | COMPARTMENT A | Unknown | Asphalt coated or Bare Steel | Pressure | Double Walled | Fiberglass Reinforced Plastic | Removal | 2001-07-24
0-006618 | BASHAS | 22402 S ALMA SCHOOL RD | CHANDLER | AZ | 85248 | Maricopa | 5 | Perm Closure | 1972-01-20 | 5000 | Gasoline | COMPARTMENT A | Unknown | Asphalt coated or Bare Steel |  |  |  | Removal | 1994-08-05
0-003196 | CIRCLE K STORE #2709172 | 1435 W BASELINE RD | TEMPE | AZ | 85283 | Maricopa | 6 | Perm Closure | 1991-06-26 | 10000 | Gasoline | COMPARTMENT A | Double Walled | Fiberglass Reinforced Plastic | Pressure |  | Fiberglass Reinforced Plastic | Removal | 1999-05-19
0-003196 | CIRCLE K STORE #2709172 | 1435 W BASELINE RD | TEMPE | AZ | 85283 | Maricopa | 8 | Perm Closure | 1991-06-26 | 10000 | Gasoline | COMPARTMENT A | Double Walled | Fiberglass Reinforced Plastic | Pressure |  | Fiberglass Reinforced Plastic | Removal | 1999-05-19
0-003196 | CIRCLE K STORE #2709172 | 1435 W BASELINE RD | TEMPE | AZ | 85283 | Maricopa | 11 | Open | 1999-05-20 | 6000 | Diesel | COMPARTMENT A | Double Walled | Fiberglass Reinforced Plastic | Pressure |  | Fiberglass Reinforced Plastic
0-003992 | EMERY WORLDWIDE | 2435 E PECAN RD | PHOENIX | AZ | 85040 | Maricopa | 4 | Perm Closure | 2005-06-17 | 550 | Used Oil/Waste Oil | COMPARTMENT A | Unknown | Asphalt coated or Bare Steel | Gravity Feed |  |  | Removal | 1993-01-05
0-002488 | ATKO BUILDING MATERIALS | 3650 N 40TH AVE | PHOENIX | AZ | 85019 | Maricopa | 2 | Perm Closure | 1971-01-01 | 1000 | Diesel | COMPARTMENT A | Single Walled | Asphalt coated or Bare Steel | Pressure |  |  | Removal | 1991-02-06
0-000412 | APS FLAGSTAFF SERVICE CENTER | 2250 E HUNTINGTON DR | FLAGSTAFF | AZ | 86004 | Coconino | 4 | Perm Closure | 1986-09-02 | 12000 | Diesel | COMPARTMENT A | Double Walled | Fiberglass Reinforced Plastic |  |  |  | Removal | 1993-11-03
0-001790 | NATIONAL CONSTRUCTION RENTALS | 2131 W ROOSEVELT ST | PHOENIX | AZ | 85009 | Maricopa | 3 | Perm Closure | 1961-01-01 | 10000 | Diesel | COMPARTMENT A |  | Asphalt coated or Bare Steel |  |  |  | Removal | 1989-09-28
0-004808 | SUPREME OIL CO | 2110 GRAND AVE | PHOENIX | AZ | 85009 | Maricopa | 9 | Open | 1997-05-08 | 1000 | Gasoline | COMPARTMENT A | Single Walled | Fiberglass Reinforced Plastic | Suction - Check Valve at the Tank Top |  | Fiberglass Reinforced Plastic
0-004808 | SUPREME OIL CO | 2110 GRAND AVE | PHOENIX | AZ | 85009 | Maricopa | 3 | Perm Closure | 2005-06-17 | 1000 | Diesel | COMPARTMENT A |  | Asphalt coated or Bare Steel |  |  |  | Removal | 1992-01-10
0-005242 | UNION HILLS COUNTRY CLUB | 9845 W UNION HILLS DR | SUN CITY | AZ | 85373 | Maricopa | 1 | Perm Closure | 1975-04-03 | 1000 | Gasoline | COMPARTMENT A | Unknown | Asphalt coated or Bare Steel |  |  |  | Removal | 1991-07-25
0-002813 | WJ KAMMANN & SON | 5010 AVENUE 18 E | YUMA | AZ | 85365 | Yuma | 3 | Perm Closure | 2005-06-17 | 6500 | Diesel | COMPARTMENT A | Single Walled | Asphalt coated or Bare Steel | Suction - Check Valve at the Tank Top |  |  | Removal | 1991-09-22
0-009825 | WILLIAMS AUTO SUPPLY | 144 W ROUTE 66 | WILLIAMS | AZ | 86046 | Coconino | 1 | Perm Closure | 1940-01-01 | 500 | Used Oil/Waste Oil | COMPARTMENT A | Unknown | Asphalt coated or Bare Steel | Suction - Check Valve at the Dispenser |  | Bare or Galvanized Steel | Removal | 2002-02-21
0-001136 | USDOI NPS - GRAND CANYON NP - NORTH RIM WWTP | NORTH RIM | GRAND CANYON | AZ | 86023 | Coconino | 1 | Perm Closure | 1975-01-01 | 2000 | Diesel | COMPARTMENT A |  | Fiberglass Reinforced Plastic | Suction - Check Valve at the Dispenser |  |  | Removal | 1998-11-10
0-001163 | CIRCLE K #31 | 1602 S CRAYCROFT RD | TUCSON | AZ | 85711 | Pima | 2 | Perm Closure | 1980-01-01 | 10000 | Gasoline | COMPARTMENT A |  | Asphalt coated or Bare Steel | Pressure |  |  | Removal | 1999-01-12
0-006675 | BUEHNER & COMPANY | 213 S ALMA SCHOOL RD | MESA | AZ | 85210 | Maricopa | 1 | Perm Closure | 2005-06-17 | 1000 | Gasoline | COMPARTMENT A | Unknown | Asphalt coated or Bare Steel |  |  |  | Removal | 1989-11-27
0-001925 | EMBRY-RIDDLE AERONAUTICAL UNIVERSITY | 3700 WILLOW CREEK RD | PRESCOTT | AZ | 86301 | Yavapai | 2 | Perm Closure | 1966-01-01 | 1000 | Gasoline | COMPARTMENT A |  | Asphalt coated or Bare Steel |  |  |  | Removal | 1991-02-27
0-001925 | EMBRY-RIDDLE AERONAUTICAL UNIVERSITY | 3700 WILLOW CREEK RD | PRESCOTT | AZ | 86301 | Yavapai | 1 | Perm Closure | 1966-01-01 | 1000 | Gasoline | COMPARTMENT A |  | Asphalt coated or Bare Steel |  |  |  | Removal | 1991-02-27
0-007059 | ARNETT TRANSPORTATION | 830 E SHERMAN ST | PHOENIX | AZ | 85034 | Maricopa | 3 | Perm Closure | 1972-01-01 | 200 | Used Oil/Waste Oil | COMPARTMENT A |  | Asphalt coated or Bare Steel | Gravity Feed |  |  | Removal | 1996-06-28
0-001167 | CIRCLE K #38 - FORMER | 1348 W UNIVERSITY DR | MESA | AZ | 85201 | Maricopa | 1 | Perm Closure | 1980-01-01 | 8000 | Gasoline | COMPARTMENT A | Single Walled | Asphalt coated or Bare Steel | Pressure | Single Walled | Bare or Galvanized Steel | Removal | 1992-05-08
0-002989 | USARMY COE - ALAMO DAM |  | ALAMO CROSSING |  |  | La Paz | 4 | Perm Closure | 1966-06-01 | 285 | Unidentified | COMPARTMENT A | Unknown | Asphalt coated or Bare Steel |  |  |  | Removal | 1994-07-26
0-009318 | BORDER MART SHELL | 100 E 3RD ST | DOUGLAS | AZ | 85607 | Cochise | 1 | Open | 1997-07-01 | 12000 | Gasoline | COMPARTMENT A | Double Walled | Composite (Steel/Fiberglass) | Pressure | Double Walled | Flexible
0-000763 | BRITAIN & SONS FARMS | 4330 W RIVERSIDE DR | YUMA | AZ | 85364 | Yuma | 3 | Perm Closure | 1976-05-01 | 500 | Gasoline | COMPARTMENT A | Unknown | Asphalt coated or Bare Steel |  |  |  | Removal | 1987-02-01
0-002062 | BROWN'S COUNTRY GENERAL | 6533 N FORT GRANT RD | WILLCOX | AZ | 85643 | Cochise | 1 | Perm Closure | 1970-01-01 | 10000 | Gasoline | COMPARTMENT A | Single Walled | Asphalt coated or Bare Steel | Pressure | Single Walled | Bare or Galvanized Steel | Removal | 1990-06-18
0-002062 | BROWN'S COUNTRY GENERAL | 6533 N FORT GRANT RD | WILLCOX | AZ | 85643 | Cochise | 4 | Open | 1990-06-26 | 8000 | Gasoline | COMPARTMENT B | Double Walled | Composite (Steel/Fiberglass) | Pressure | Single Walled | Fiberglass Reinforced Plastic
0-002982 | TUCSON AREA BRANCH #600 | 231 W ALTURAS ST | TUCSON | AZ | 85705 | Pima | 1 | Perm Closure | 1977-12-16 | 10000 | Gasoline | COMPARTMENT A | Double Walled | Asphalt coated or Bare Steel |  |  |  | Removal | 1990-09-20
0-002982 | TUCSON AREA BRANCH #600 | 231 W ALTURAS ST | TUCSON | AZ | 85705 | Pima | 2 | Perm Closure | 1965-12-16 | 3000 | Gasoline | COMPARTMENT A | Double Walled | Asphalt coated or Bare Steel |  |  |  | Removal | 1990-09-20
0-006413 | TONTO BASIN AUTO PARTS & GARAGE |  | PUNKIN CENTER |  |  | Gila | 1 | Perm Closure | 1978-10-04 | 3000 | Gasoline | COMPARTMENT A | Unknown | Asphalt coated or Bare Steel |  |  |  | Removal | 1987-01-01
0-006655 | COOPER ROAD AND COMMERCE AVENUE WQARF SITE | 619 W COMMERCE AVE | GILBERT | AZ | 85233 | Maricopa | 1 | Perm Closure | 1981-01-01 | 6000 | Diesel | COMPARTMENT A |  | Asphalt coated or Bare Steel |  |  |  | Removal | 1989-02-28
0-006655 | COOPER ROAD AND COMMERCE AVENUE WQARF SITE | 619 W COMMERCE AVE | GILBERT | AZ | 85233 | Maricopa | 2 | Perm Closure | 1981-01-01 | 6000 | Diesel | COMPARTMENT A |  | Asphalt coated or Bare Steel |  |  |  | Removal | 1989-02-28
0-001993 | EXXON #7-3357 | 2205 S 24TH ST | PHOENIX | AZ | 85034 | Maricopa | 7 | Perm Closure | 1987-01-01 | 1000 | Used Oil/Waste Oil | COMPARTMENT A | Double Walled | Fiberglass Reinforced Plastic | Gravity Feed |  | Fiberglass Reinforced Plastic | Removal | 1995-06-01
0-005516 | VALLEY UNION HIGH SCHOOL | 4088 W JEFFERSON RD | ELFRIDA | AZ | 85610 | Cochise | 1 | Perm Closure | 1971-01-30 | 1000 | Gasoline | COMPARTMENT A | Unknown | Asphalt coated or Bare Steel |  |  |  | Removal | 1991-11-15
0-010613 | SUPER STAR CARWASH AND GAS | 1742 N HIGLEY RD | GILBERT | AZ | 85234 | Maricopa | 2 | Open | 2016-09-01 | 8000 | Diesel | COMPARTMENT B | Double Walled | Fiberglass Reinforced Plastic | Pressure | Double Walled | Fiberglass Reinforced Plastic
0-006007 | ROUND VALLEY SCHOOL DISTRICT - BUS YARD | 418 E MAIN ST | SPRINGERVILLE | AZ | 85938 | Apache | 2 | Perm Closure | 1983-03-26 | 2000 | Diesel | COMPARTMENT A | Double Walled | Asphalt coated or Bare Steel |  |  |  | Removal | 1994-02-17
0-002803 | SPEEDWAY STORE #2990 | 300 E US HIGHWAY 70 | SAFFORD | AZ | 85546 | Graham | 3 | Perm Closure | 1971-01-01 | 8000 | Gasoline | COMPARTMENT A |  | Asphalt coated or Bare Steel |  |  |  | Removal | 1988-10-01
0-002803 | SPEEDWAY STORE #2990 | 300 E US HIGHWAY 70 | SAFFORD | AZ | 85546 | Graham | 2 | Perm Closure | 1971-01-01 | 2000 | Gasoline | COMPARTMENT A |  | Asphalt coated or Bare Steel |  |  |  | Removal | 1988-10-01
0-002803 | SPEEDWAY STORE #2990 | 300 E US HIGHWAY 70 | SAFFORD | AZ | 85546 | Graham | 1 | Perm Closure | 1971-01-01 | 12000 | Gasoline | COMPARTMENT A |  | Asphalt coated or Bare Steel |  |  |  | Removal | 1988-10-01
0-002803 | SPEEDWAY STORE #2990 | 300 E US HIGHWAY 70 | SAFFORD | AZ | 85546 | Graham | 7 | Open | 2005-11-09 | 8000 | Diesel | COMPARTMENT A | Double Walled | Fiberglass Reinforced Plastic | Pressure | Double Walled | Fiberglass Reinforced Plastic
0-005955 | ROOSEVELT LAKE MARINA |  | ROOSEVELT |  |  | Gila | 1 | Perm Closure | 1972-12-19 | 3000 | Gasoline | COMPARTMENT A | Double Walled | Asphalt coated or Bare Steel | Suction - Check Valve at the Tank Top |  |  | Removal | 1995-06-07
0-001321 | CIRCLE K #816 | 606 N BEELINE HWY | PAYSON | AZ | 85541 | Gila | 4 | Open | 1997-01-23 | 10000 | Gasoline (UL) | COMPARTMENT A | Single Walled | Fiberglass Reinforced Plastic | Pressure | Double Walled | Fiberglass Reinforced Plastic
0-008602 | TRIPLE B | 824 N WILLIAM BROOKS AVE | SAN LUIS | AZ | 85336 | Yuma | 4 | Perm Closure | 1995-03-30 | 12000 | Diesel | COMPARTMENT A | Double Walled | Fiberglass Reinforced Plastic | Pressure | Double Walled | Fiberglass Reinforced Plastic | Removal | 2020-06-05
0-004955 | TEXACO SERVICE | 480 W CONGRESS ST | TUCSON | AZ | 85701 | Pima | 2 | Perm Closure | 1983-01-01 | 10000 | Gasoline | COMPARTMENT A | Double Walled | Fiberglass Reinforced Plastic | Pressure |  | Fiberglass Reinforced Plastic | Removal | 1996-09-23
0-008268 | SPEEDWAY STORE #2970 | 780 N ARIZONA BLVD | COOLIDGE | AZ | 85128 | Pinal | 1 | Open | 1993-12-01 | 10000 | Gasoline (UL) | COMPARTMENT A | Double Walled | Fiberglass Reinforced Plastic | Pressure | Double Walled | Fiberglass Reinforced Plastic
0-004803 | SUPERLITE-6 POINTS | 1400 N ARCO DR | PHOENIX | AZ | 85009 | Maricopa | 4 | Perm Closure | 1974-03-27 | 10000 | Diesel | COMPARTMENT A | Double Walled | Asphalt coated or Bare Steel |  |  |  | Removal | 1988-02-15
0-004803 | SUPERLITE-6 POINTS | 1400 N ARCO DR | PHOENIX | AZ | 85009 | Maricopa | 2 | Perm Closure | 1965-03-27 | 1000 | Used Oil/Waste Oil | COMPARTMENT A | Double Walled | Asphalt coated or Bare Steel |  |  |  | Removal | 1988-02-15
0-005594 | WEISS GUYS CAR WASH #6 | 4210 W GLENDALE AVE | PHOENIX | AZ | 85051 | Maricopa | 4 | Perm Closure | 1990-01-01 | 8000 | Gasoline | COMPARTMENT A | Double Walled | Composite (Steel/Fiberglass) | Pressure |  | Fiberglass Reinforced Plastic | Removal | 1995-10-24
0-008082 | WELLMAN'S TRANSMISSION | 1450 W HATCHER RD | PHOENIX | AZ | 85021 | Maricopa | 2 | Perm Closure | 2005-06-17 | 8000 | Gasoline | COMPARTMENT A | Double Walled | Asphalt coated or Bare Steel | Suction - Check Valve at the Tank Top |  | Bare or Galvanized Steel | Removal | 1993-01-16
0-005611 | WESTERN BLOCK COMPANY | 4021 S 19TH AVE | PHOENIX | AZ | 85041 | Maricopa | 1 | Perm Closure | 1985-01-01 | 20000 | Diesel | COMPARTMENT A | Unknown | Asphalt coated or Bare Steel |  |  |  | Removal | 1991-12-04
0-007767 | WESTPARK MOBILE HOME PARK | 2501 W WICKENBURG WAY | WICKENBURG | AZ | 85390 | Maricopa | 1 | Perm Closure | 1973-01-01 | 550 | Gasoline | COMPARTMENT A | Unknown | Asphalt coated or Bare Steel | Suction - Check Valve at the Tank Top |  |  | Removal | 1993-08-24
0-010228 | QUIKTRIP #469 | 2761 E BASELINE RD | GILBERT | AZ | 85234 | Maricopa | 2 | Open | 2007-09-11 | 20000 | Gasoline | COMPARTMENT A | Double Walled | Fiberglass Reinforced Plastic | Pressure | Double Walled | Fiberglass Reinforced Plastic
0-010655 | SWIFT TRAVEL CENTER | 3051 W SHAMRELL BLVD | FLAGSTAFF | AZ | 86005 | Coconino | 2 | Open | 2019-01-09 | 8000 | Gasoline (PUL) | COMPARTMENT A | Double Walled | Fiberglass Reinforced Plastic | Pressure | Double Walled | Flexible
0-004519 | SIERRA VISTA REGIONAL HEALTH CENTER | 300 EL CAMINO REAL | SIERRA VISTA | AZ | 85635 | Cochise | 1 | Perm Closure | 1973-07-09 | 1000 | Diesel | COMPARTMENT A | Double Walled | Asphalt coated or Bare Steel |  |  |  | Removal | 1986-08-15
0-004149 | DOLLYS RESTURANT |  | QUARTZSITE |  |  | La Paz | 4 | Perm Closure | 1986-01-30 | 6000 | Gasoline | COMPARTMENT A | Double Walled | Fiberglass Reinforced Plastic |  |  |  | Closed in Place | 1992-01-01
0-001105 | CHEVRON #9-6856 | 1901 W BELL RD | PHOENIX | AZ | 85023 | Maricopa | 4 | Perm Closure | 1982-01-01 | 1000 | Used Oil/Waste Oil | COMPARTMENT A | Unknown | Fiberglass Reinforced Plastic | Gravity Feed |  | Fiberglass Reinforced Plastic | Removal | 1996-01-03
0-001105 | CHEVRON #9-6856 | 1901 W BELL RD | PHOENIX | AZ | 85023 | Maricopa | 7 | Open | 1996-08-15 | 10000 | Gasoline | COMPARTMENT A | Double Walled | Fiberglass Reinforced Plastic | Pressure | Double Walled | Fiberglass Reinforced Plastic
0-001609 | USDA FS - COCONINO NF - BEAVER CREEK RANGER STATION |  | RIMROCK |  |  | Yavapai | 1 | Perm Closure | 1966-01-01 | 1000 | Diesel | COMPARTMENT A |  | Asphalt coated or Bare Steel |  |  |  | Removal | 1990-11-01
0-003962 | PRECISION TOYOTA | 3500 E SPEEDWAY BLVD | TUCSON | AZ | 85716 | Pima | 9 | Perm Closure | 2005-06-17 | 800 | Unidentified | COMPARTMENT A | Unknown | Asphalt coated or Bare Steel |  |  |  | Removal | 2003-11-04
0-003962 | PRECISION TOYOTA | 3500 E SPEEDWAY BLVD | TUCSON | AZ | 85716 | Pima | 5 | Perm Closure | 1960-01-01 | 300 | Used Oil/Waste Oil | COMPARTMENT A | Unknown | Asphalt coated or Bare Steel | Gravity Feed |  | Bare or Galvanized Steel | Removal | 1994-12-15
0-003076 | ALPINE HARDWARE | 42653 HIGHWAY 180 | ALPINE | AZ | 85920 | Apache | 3 | Perm Closure | 1970-05-13 | 1000 | Diesel | COMPARTMENT A | Double Walled | Asphalt coated or Bare Steel | Suction - Check Valve at the Dispenser |  | Bare or Galvanized Steel | Removal | 1999-12-17
0-003076 | ALPINE HARDWARE | 42653 HIGHWAY 180 | ALPINE | AZ | 85920 | Apache | 2 | Perm Closure | 1970-05-13 | 2000 | Gasoline | COMPARTMENT A | Double Walled | Asphalt coated or Bare Steel | Suction - Check Valve at the Dispenser |  | Bare or Galvanized Steel | Removal | 1999-12-17
0-001359 | CIRCLE K #1056 | 10650 W INDIAN SCHOOL RD | PHOENIX | AZ | 85037 | Maricopa | 5 | Perm Closure | 1995-03-28 | 10000 | Gasoline | COMPARTMENT A |  | Fiberglass Reinforced Plastic | Pressure | Double Walled | Fiberglass Reinforced Plastic | Removal | 2009-10-06
0-001515 | BIG B'S MARKET | 4835 N 37TH AVE | PHOENIX | AZ | 85019 | Maricopa | 2 | Perm Closure | 1974-01-01 | 10000 | Gasoline | COMPARTMENT A |  | Asphalt coated or Bare Steel | Pressure |  |  | Removal | 1993-11-05
0-001243 | CIRCLE K #506 | 919 N SWAN RD | TUCSON | AZ | 85711 | Pima | 1 | Perm Closure | 1971-01-01 | 10000 | Gasoline | COMPARTMENT A |  | Asphalt coated or Bare Steel |  |  |  | Removal | 1991-05-16
0-000687 | TRUCKS ONLY | 550 S COUNTRY CLUB DR | MESA | AZ | 85210 | Maricopa | 2 | Perm Closure | 2005-06-17 | 550 | Used Oil/Waste Oil | COMPARTMENT A | Single Walled | Asphalt coated or Bare Steel |  |  |  | Removal | 1989-11-21
0-001140 | NICK MAYER HYUNDAI KIA | 2223 W CAMELBACK RD | PHOENIX | AZ | 85015 | Maricopa | 5 | Perm Closure | 1975-01-01 | 1000 | Used Oil/Waste Oil | COMPARTMENT A |  | Asphalt coated or Bare Steel |  |  |  | Removal | 1990-04-17
0-001140 | NICK MAYER HYUNDAI KIA | 2223 W CAMELBACK RD | PHOENIX | AZ | 85015 | Maricopa | 2 | Perm Closure | 1981-01-01 | 5000 | Gasoline | COMPARTMENT A |  | Asphalt coated or Bare Steel |  |  |  | Removal | 1992-03-31
0-001128 | CHEVRON #9-3944 | 3107 E ANDY DEVINE AVE | KINGMAN | AZ | 86401 | Mohave | 5 | Perm Closure | 1963-01-01 | 500 | Used Oil/Waste Oil | COMPARTMENT A |  | Asphalt coated or Bare Steel | Gravity Feed |  | Fiberglass Reinforced Plastic | Removal | 1995-01-11
0-001128 | CHEVRON #9-3944 | 3107 E ANDY DEVINE AVE | KINGMAN | AZ | 86401 | Mohave | 1 | Perm Closure | 1963-01-01 | 5000 | Gasoline | COMPARTMENT A |  | Asphalt coated or Bare Steel | Pressure |  | Fiberglass Reinforced Plastic | Removal | 1995-01-11
0-005251 | UNDERGROUND TESTING & MONITORING | 2026 E ROUTE 66 | FLAGSTAFF | AZ | 86004 | Coconino | 2 | Perm Closure | 1971-05-01 | 10000 | Gasoline | COMPARTMENT A | Double Walled | Asphalt coated or Bare Steel |  |  |  | Removal | 1988-11-28
0-006661 | FORT VALLEY CHEVRON | 1312 N FORT VALLEY RD | FLAGSTAFF | AZ | 86001 | Coconino | 3 | Perm Closure | 1989-11-01 | 10000 | Diesel | COMPARTMENT A | Double Walled | Composite (Steel/Fiberglass) | Pressure |  | Fiberglass Reinforced Plastic | Removal | 2019-09-06
0-008523 | MCDOWELL BUTTES DAIRY QUEEN INC | 3042 N 24TH ST | PHOENIX | AZ | 85016 | Maricopa | 2 | Perm Closure | 1963-01-01 | 10000 | Gasoline | COMPARTMENT A | Unknown | Unknown |  |  |  | Removal | 1977-04-25
0-007199 | MEADVIEW UNIT THREE | 28605 N PIERCE FERRY RD | MEADVIEW | AZ | 86444 | Mohave | 3 | Perm Closure | 1976-01-01 | 8000 | Gasoline | COMPARTMENT A | Double Walled | Asphalt coated or Bare Steel |  |  |  | Removal | 1991-02-26
0-002834 | USGSA -FLEET MANAGEMENT CENTER | 203 MISSION LN | HOLBROOK | AZ | 86025 | Navajo | 2 | Perm Closure | 1979-04-16 | 12000 | Gasoline | COMPARTMENT A | Single Walled | Asphalt coated or Bare Steel | Suction - Check Valve at the Tank Top |  | Bare or Galvanized Steel | Removal | 1992-03-10
0-000957 | USGSA - MOTOR POOL | 4300 N CUMMINGS ST | FLAGSTAFF | AZ | 86004 | Coconino | 1 | Perm Closure | 1978-01-01 | 12000 | Gasoline | COMPARTMENT A |  | Asphalt coated or Bare Steel | Suction - Check Valve at the Tank Top |  |  | Removal | 1991-07-19
0-009459 | GIANT #801 | 344 S POWER RD | MESA | AZ | 85206 | Maricopa | 2 | Perm Closure | 1999-03-01 | 12000 | Gasoline | COMPARTMENT A | Double Walled | Fiberglass Reinforced Plastic | Pressure | Double Walled | Fiberglass Reinforced Plastic | Removal | 2004-03-25
0-009459 | GIANT #801 | 344 S POWER RD | MESA | AZ | 85206 | Maricopa | 1 | Perm Closure | 1999-03-01 | 12000 | Diesel | COMPARTMENT A | Double Walled | Fiberglass Reinforced Plastic | Pressure | Double Walled | Fiberglass Reinforced Plastic | Removal | 2004-03-25
0-008349 | GOLDMAN & KAPLAN | 3801 N CENTRAL AVE | PHOENIX | AZ | 85012 | Maricopa | 1 | Perm Closure | 2005-06-17 | 500 | Used Oil/Waste Oil | COMPARTMENT A | Double Walled | Asphalt coated or Bare Steel | Gravity Feed |  |  | Removal | 1994-04-20
0-008293 | HOLBROOK TRAVEL CENTER #246 | 3747 EXPRESS DR | HOLBROOK | AZ | 86025 | Navajo | 1 | Open | 1992-08-10 | 12000 | Gasoline | COMPARTMENT C | Double Walled | Composite (Steel/Fiberglass)
0-008293 | HOLBROOK TRAVEL CENTER #246 | 3747 EXPRESS DR | HOLBROOK | AZ | 86025 | Navajo | 2 | Open | 2014-02-15 | 4000 | Used Oil/Waste Oil | COMPARTMENT B | Double Walled | Fiberglass Reinforced Plastic | Pressure | Double Walled | Fiberglass Reinforced Plastic
0-004392 | CITY OF SCOTTSDALE - CIVIC CENTER POLICE STATION | 3700 N 75TH ST | SCOTTSDALE | AZ | 85251 | Maricopa | 3 | Perm Closure | 1991-09-01 | 15000 | Gasoline | COMPARTMENT A | Double Walled | Fiberglass Reinforced Plastic | Pressure |  | Fiberglass Reinforced Plastic | Removal | 1993-12-01
0-010141 | FRYS FUEL CENTER #682 | 205 W COMBS RD | QUEEN CREEK | AZ | 85140 | Pinal | 1 | Open | 2008-08-12 | 20000 | Gasoline | COMPARTMENT A | Double Walled | Fiberglass Reinforced Plastic | Pressure | Double Walled | Fiberglass Reinforced Plastic
0-010139 | RIOLOMAS III | 1945 RICHARDO AVE | BULLHEAD CITY | AZ | 86442 | Mohave | 2 | Perm Closure | 2008-10-08 | 4000 | Diesel | COMPARTMENT A | Single Walled | Asphalt coated or Bare Steel |  |  |  | Removal | 2009-04-08
0-010139 | RIOLOMAS III | 1945 RICHARDO AVE | BULLHEAD CITY | AZ | 86442 | Mohave | 1 | Perm Closure | 2008-10-08 | 3800 | Gasoline | COMPARTMENT A | Single Walled | Asphalt coated or Bare Steel |  |  |  | Removal | 2009-04-08
0-005089 | PARKING COMPANY OF AMERICA - FORMER | 2225 E BUCKEYE RD | PHOENIX | AZ | 85034 | Maricopa | 2 | Perm Closure | 2005-06-17 | 500 | Used Oil/Waste Oil | COMPARTMENT A | Unknown | Asphalt coated or Bare Steel |  |  |  | Removal | 1999-03-02
0-000278 | CHEVRON #9-3808 | 5845 N 7TH AVE | PHOENIX | AZ | 85013 | Maricopa | 5 | Perm Closure | 1990-05-18 | 10000 | Gasoline | COMPARTMENT A | Double Walled | Composite (Steel/Fiberglass) | Pressure |  | Fiberglass Reinforced Plastic | Removal | 2020-08-13
0-003894 | PHOENIX-GOODYEAR AIRPORT - FUEL STORAGE | 1658 S LITCHFIELD RD | GOODYEAR | AZ | 85338 | Maricopa | 2 | Perm Closure | 1953-01-01 | 25000 | Gasoline | COMPARTMENT A |  | Asphalt coated or Bare Steel |  |  |  | Removal | 1988-02-22
0-003894 | PHOENIX-GOODYEAR AIRPORT - FUEL STORAGE | 1658 S LITCHFIELD RD | GOODYEAR | AZ | 85338 | Maricopa | 5 | Perm Closure | 1953-01-01 | 25000 | Jet Fuel | COMPARTMENT A |  | Asphalt coated or Bare Steel |  |  |  | Removal | 1988-02-22
0-004890 | COMPADRE HIGH SCHOOL | 500 W GUADALUPE RD | TEMPE | AZ | 85283 | Maricopa | 1 | Perm Closure | 1976-01-01 | 5000 | Gasoline | COMPARTMENT A |  | Asphalt coated or Bare Steel | Suction - Check Valve at the Tank Top |  |  | Removal | 1995-10-24
0-000401 | APS DEER VALLEY SERVICE COMPANY | 2121 W CHERYL DR | PHOENIX | AZ | 85021 | Maricopa | 12 | Perm Closure | 1974-01-01 | 12000 | Gasoline | COMPARTMENT A | Single Walled | Asphalt coated or Bare Steel | Pressure | Single Walled | Bare or Galvanized Steel | Removal | 1994-01-13
0-000401 | APS DEER VALLEY SERVICE COMPANY | 2121 W CHERYL DR | PHOENIX | AZ | 85021 | Maricopa | 1 | Perm Closure | 1984-01-01 | 5000 | New Oil | COMPARTMENT A | Single Walled | Asphalt coated or Bare Steel | Pressure | Single Walled | Bare or Galvanized Steel | Removal | 1991-12-05
0-000401 | APS DEER VALLEY SERVICE COMPANY | 2121 W CHERYL DR | PHOENIX | AZ | 85021 | Maricopa | 4 | Perm Closure | 1984-01-01 | 500 | Other | COMPARTMENT A | Single Walled | Asphalt coated or Bare Steel |  |  |  | Removal | 1991-12-05
0-000401 | APS DEER VALLEY SERVICE COMPANY | 2121 W CHERYL DR | PHOENIX | AZ | 85021 | Maricopa | 9 | Perm Closure | 1963-01-01 | 500 | Solvent | COMPARTMENT A | Single Walled | Asphalt coated or Bare Steel |  |  |  | Closed in Place | 1984-01-01
0-000401 | APS DEER VALLEY SERVICE COMPANY | 2121 W CHERYL DR | PHOENIX | AZ | 85021 | Maricopa | 16 | Perm Closure | 1985-01-01 | 12000 | Gasoline | COMPARTMENT A | Single Walled | Asphalt coated or Bare Steel |  |  |  | Removal | 1993-12-20
0-006338 | KESTER'S SERVICE CENTER | 1201 W HOPI DR | HOLBROOK | AZ | 86025 | Navajo | 2 | Perm Closure | 1956-01-01 | 4000 | Gasoline | COMPARTMENT A |  | Asphalt coated or Bare Steel |  |  |  | Removal | 1990-09-01
0-004863 | BEACON TRUCK STOP #651 |  | PICACHO |  |  | Pinal | 3 | Perm Closure | 1976-01-01 | 8000 | Diesel | COMPARTMENT A | Single Walled | Asphalt coated or Bare Steel |  |  |  | Removal | 1991-10-23
0-001037 | CHEVRON #96401 | 2502 N EAST ST | FLAGSTAFF | AZ | 86004 | Coconino | 4 | Perm Closure | 1982-01-01 | 1000 | Used Oil/Waste Oil | COMPARTMENT A | Single Walled | Fiberglass Reinforced Plastic | Gravity Feed |  | Fiberglass Reinforced Plastic | Removal | 1994-04-27
0-001944 | ENERGY FUELS NUCLEAR - ENERGY PARK |  | FREDONIA |  |  | Coconino | 2 | Perm Closure | 1982-01-01 | 20000 | Gasoline | COMPARTMENT A |  | Asphalt coated or Bare Steel |  |  |  | Removal | 1989-10-15
0-006315 | DATELAND PALMS VILLAGE EXXON | 1720 S AVENUE 64 E | DATELAND | AZ | 85333 | Yuma | 3 | Perm Closure | 1966-01-01 | 10500 | Gasoline | COMPARTMENT A |  | Asphalt coated or Bare Steel | Suction - Check Valve at the Tank Top |  | Bare or Galvanized Steel | Removal | 1989-09-29
0-006315 | DATELAND PALMS VILLAGE EXXON | 1720 S AVENUE 64 E | DATELAND | AZ | 85333 | Yuma | 2 | Perm Closure | 1966-01-01 | 6000 | Gasoline | COMPARTMENT A |  | Asphalt coated or Bare Steel | Pressure | Double Walled | Fiberglass Reinforced Plastic | Removal | 2012-11-07
0-000610 | EXXON - MILLER VALLEY | 847 MILLER VALLEY RD | PRESCOTT | AZ | 86301 | Yavapai | 3 | Perm Closure | 1966-01-01 | 3000 | Gasoline | COMPARTMENT A |  | Asphalt coated or Bare Steel | Pressure |  |  | Removal | 1991-11-06
0-009665 | TIRE INDUSTRIES | 5050 N CASA GRANDE HWY | TUCSON | AZ | 85743 | Pima | 1 | Perm Closure | 2005-06-17 | 12000 | Diesel | COMPARTMENT A | Double Walled | Asphalt coated or Bare Steel |  |  |  | Removal | 2000-09-05
0-009665 | TIRE INDUSTRIES | 5050 N CASA GRANDE HWY | TUCSON | AZ | 85743 | Pima | 2 | Perm Closure | 2005-06-17 | 12000 | Diesel | COMPARTMENT A | Double Walled | Asphalt coated or Bare Steel |  |  |  | Removal | 2000-09-05
0-002210 | GAINEY RANCH | 8500 N SCOTTSDALE RD | PARADISE VALLEY | AZ | 85253 | Maricopa | 1 | Perm Closure | 1961-03-17 | 500 | Gasoline | COMPARTMENT A | Single Walled | Asphalt coated or Bare Steel |  |  |  | Removal | 1989-12-01
0-009106 | GARDEN STONE SUPPLY | 2830 GRAND AVE | PHOENIX | AZ | 85017 | Maricopa | 2 | Perm Closure | 2005-06-17 | 1000 | Unidentified | COMPARTMENT A | Single Walled | Asphalt coated or Bare Steel |  |  |  | Removal | 1997-06-18
0-005005 | GAS & ENERGY | 8722 N 7TH ST | PHOENIX | AZ | 85020 | Maricopa | 7 | Perm Closure | 1991-02-18 | 12000 | Gasoline | COMPARTMENT A | Double Walled | Fiberglass Reinforced Plastic | Pressure |  | Fiberglass Reinforced Plastic | Removal | 2015-04-16
0-008890 | LAKE POWELL CONVENIENCE CENTER | 901 US HIGHWAY 89 | PAGE | AZ | 86040 | Coconino | 2 | Perm Closure | 1996-03-01 | 12000 | Diesel | COMPARTMENT B | Double Walled | Fiberglass Reinforced Plastic | Pressure | Double Walled | Fiberglass Reinforced Plastic | Removal | 2019-10-22
0-008890 | LAKE POWELL CONVENIENCE CENTER | 901 US HIGHWAY 89 | PAGE | AZ | 86040 | Coconino | 3 | Open | 2019-02-08 | 20000 | Gasoline (UL) | COMPARTMENT A | Double Walled | Fiberglass Reinforced Plastic | Pressure | Double Walled | Fiberglass Reinforced Plastic
0-008890 | LAKE POWELL CONVENIENCE CENTER | 901 US HIGHWAY 89 | PAGE | AZ | 86040 | Coconino | 4 | Open | 2019-03-01 | 6000 | Gasoline (PUL) | COMPARTMENT A | Double Walled | Fiberglass Reinforced Plastic | Pressure | Double Walled | Fiberglass Reinforced Plastic
0-008455 | JAY'S SUPER SERVICE | 1051 NAVAJO BLVD | HOLBROOK | AZ | 86025 | Navajo | 2 | Open | 1988-01-01 | 10000 | Gasoline | COMPARTMENT A | Double Walled | Composite (Steel/Fiberglass) | Pressure |  | Fiberglass Reinforced Plastic
0-006030 | INTERSTATE MECHANICAL CORP | 1841 E WASHINGTON ST | PHOENIX | AZ | 85034 | Maricopa | 1 | Perm Closure | 1980-07-30 | 12000 | Gasoline | COMPARTMENT A | Single Walled | Fiberglass Reinforced Plastic | Suction - Check Valve at the Tank Top |  | Fiberglass Reinforced Plastic | Removal | 2015-08-11
0-001862 | CIRCLE K STORE #2705407 | 4259 W MCDOWELL RD | PHOENIX | AZ | 85009 | Maricopa | 5 | Open | 1988-01-01 | 12000 | Gasoline | COMPARTMENT A | Single Walled | Fiberglass Reinforced Plastic | Pressure | Single Walled | Fiberglass Reinforced Plastic
0-010281 | FRYS FUEL CENTER #62 | 550 W BASELINE RD | MESA | AZ | 85210 | Maricopa | 2 | Open | 2008-12-01 | 10000 | Diesel | COMPARTMENT B | Double Walled | Fiberglass Reinforced Plastic | Pressure | Double Walled | Flexible
0-002858 | KLONDYKE STORE |  | KLONDYKE |  |  | Graham | 3 | Perm Closure | 2005-06-17 | 500 | Gasoline | COMPARTMENT A | Single Walled | Asphalt coated or Bare Steel |  |  |  | Removal | 1996-10-25
0-002858 | KLONDYKE STORE |  | KLONDYKE |  |  | Graham | 4 | Perm Closure | 2005-06-17 | 500 | Gasoline | COMPARTMENT A | Single Walled | Asphalt coated or Bare Steel |  |  |  | Removal | 1996-10-25
0-007383 | NORTHERN PIPELINE CONSTRUCTION | 4415 S CONTRACTORS WAY | TUCSON | AZ | 85714 | Pima | 1 | Perm Closure | 1972-01-01 | 10000 | Diesel | COMPARTMENT A | Double Walled | Asphalt coated or Bare Steel | Pressure |  |  | Removal | 1994-01-18
0-007383 | NORTHERN PIPELINE CONSTRUCTION | 4415 S CONTRACTORS WAY | TUCSON | AZ | 85714 | Pima | 8 | Perm Closure | 1972-01-01 | 10000 | Gasoline | COMPARTMENT A | Double Walled | Asphalt coated or Bare Steel | Pressure |  |  | Removal | 1994-01-18
0-007383 | NORTHERN PIPELINE CONSTRUCTION | 4415 S CONTRACTORS WAY | TUCSON | AZ | 85714 | Pima | 10 | Perm Closure | 1972-01-01 | 10000 | Gasoline | COMPARTMENT A |  | Asphalt coated or Bare Steel | Pressure |  |  | Removal | 1994-01-18
0-008284 | CAMPBELL FAIR SHOPPING CENTER | 3175 N CAMPBELL AVE | TUCSON | AZ | 85719 | Pima | 1 | Perm Closure | 1948-01-01 |  | Gasoline | COMPARTMENT A | Single Walled | Asphalt coated or Bare Steel |  |  |  | Removal | 1960-02-01
0-002493 | ALTO AUTOMOTIVE ENTERPRISES | 145 N MCCLINTOCK DR | TEMPE | AZ | 85281 | Maricopa | 5 | Perm Closure | 1972-01-01 | 7500 | Gasoline | COMPARTMENT A | Single Walled | Asphalt coated or Bare Steel | Suction - Check Valve at the Dispenser |  | Bare or Galvanized Steel | Removal | 1999-06-23
0-002493 | ALTO AUTOMOTIVE ENTERPRISES | 145 N MCCLINTOCK DR | TEMPE | AZ | 85281 | Maricopa | 2 | Perm Closure | 1969-01-01 | 10000 | Gasoline | COMPARTMENT A | Single Walled | Asphalt coated or Bare Steel | Suction - Check Valve at the Dispenser |  | Bare or Galvanized Steel | Removal | 1999-06-23
0-000951 | UNOCAL #7455 | 16101 W GRAND AVE | SURPRISE | AZ | 85387 | Maricopa | 6 | Perm Closure | 1994-10-01 | 12000 | Gasoline | COMPARTMENT A | Double Walled | Composite (Steel/Fiberglass) | Pressure | Double Walled | Fiberglass Reinforced Plastic | Removal | 2000-11-29
0-004250 | TEXACO #60-349-2078 | 5402 W GLENDALE AVE | GLENDALE | AZ | 85301 | Maricopa | 2 | Perm Closure | 1956-01-01 | 10000 | Gasoline | COMPARTMENT A |  | Asphalt coated or Bare Steel | Pressure |  |  | Removal | 1995-02-07
0-002792 | GIANT #916 | 1951 E BASELINE RD | GILBERT | AZ | 85233 | Maricopa | 1 | Perm Closure | 1982-04-08 | 12000 | Gasoline | COMPARTMENT A | Double Walled | Fiberglass Reinforced Plastic | Pressure |  | Fiberglass Reinforced Plastic | Closed in Place | 2002-03-07
0-010287 | QUIKTRIP #418 | 2009 W GLENDALE AVE | PHOENIX | AZ | 85021 | Maricopa | 2 | Open | 2008-12-10 | 20000 | Gasoline | COMPARTMENT A | Double Walled | Fiberglass Reinforced Plastic | Pressure | Double Walled | Fiberglass Reinforced Plastic
0-010288 | QUIKTRIP #481 | 3855 N 75TH AVE | PHOENIX | AZ | 85033 | Maricopa | 3 | Open | 2008-12-04 | 12000 | Gasoline | COMPARTMENT A | Double Walled | Fiberglass Reinforced Plastic
0-010300 | CIRCLE K STORE #2703395 | 16247 W BELL RD | SURPRISE | AZ | 85374 | Maricopa | 3 | Open | 2009-03-09 | 12000 | Diesel | COMPARTMENT A | Double Walled | Fiberglass Reinforced Plastic | Pressure | Double Walled | Fiberglass Reinforced Plastic
0-003278 | CIRCLE K STORE #9175 | 1961 S VAL VISTA DR | MESA | AZ | 85204 | Maricopa | 1 | Perm Closure | 1988-06-05 | 10000 | Gasoline | COMPARTMENT A |  | Fiberglass Reinforced Plastic | Pressure |  | Fiberglass Reinforced Plastic | Removal | 2020-01-08
0-001974 | EXXON #7-0808 | 4265 W DUNLAP AVE | PHOENIX | AZ | 85051 | Maricopa | 4 | Perm Closure | 1967-01-01 | 550 | Used Oil/Waste Oil | COMPARTMENT A |  | Asphalt coated or Bare Steel |  |  |  | Removal | 1989-04-01
0-007156 | CROCKETTS UST FACILITY | 1007 E MARICOPA FWY | PHOENIX | AZ | 85034 | Maricopa | 2 | Perm Closure | 2005-06-17 | 550 | Gasoline | COMPARTMENT A | Double Walled | Asphalt coated or Bare Steel | Suction - Check Valve at the Tank Top |  | Bare or Galvanized Steel | Removal | 1990-11-27
0-005314 | UNOCAL #6091 | 2120 S 7TH AVE | PHOENIX | AZ | 85007 | Maricopa | 3 | Perm Closure | 1969-04-15 | 280 | Used Oil/Waste Oil | COMPARTMENT A | Double Walled | Asphalt coated or Bare Steel | Gravity Feed |  |  | Removal | 1994-03-31
0-003876 | CITY OF PHOENIX - NORTH TRANSIT FACILITY | 2010 W DESERT COVE AVE | PHOENIX | AZ | 85029 | Maricopa | 4 | Perm Closure | 1979-01-01 | 20000 | Diesel | COMPARTMENT A | Double Walled | Fiberglass Reinforced Plastic | Pressure |  |  | Removal | 2013-09-05
0-003876 | CITY OF PHOENIX - NORTH TRANSIT FACILITY | 2010 W DESERT COVE AVE | PHOENIX | AZ | 85029 | Maricopa | 10 | Perm Closure | 1979-01-01 | 1000 | Gasoline (UL) | COMPARTMENT A | Single Walled | Fiberglass Reinforced Plastic |  |  |  | Removal | 2013-09-05
0-000513 | ARCO AM/PM #82802 | 2341 W BETHANY HOME RD | PHOENIX | AZ | 85015 | Maricopa | 6 | Open | 1989-03-19 | 12000 | Gasoline | COMPARTMENT A | Double Walled | Fiberglass Reinforced Plastic | Pressure |  | Fiberglass Reinforced Plastic
0-000513 | ARCO AM/PM #82802 | 2341 W BETHANY HOME RD | PHOENIX | AZ | 85015 | Maricopa | 5 | Open | 1989-03-19 | 12000 | Gasoline | COMPARTMENT A | Double Walled | Fiberglass Reinforced Plastic | Pressure |  | Fiberglass Reinforced Plastic
0-007141 | THIO CHEM | 503 W 3RD AVE | MESA | AZ | 85210 | Maricopa | 1 | Perm Closure | 1964-01-01 | 500 | Diesel | COMPARTMENT A |  | Asphalt coated or Bare Steel |  |  |  | Removal | 1991-03-14
0-007337 | FORMER PERRYVILLE FEED STORE | 18635 W YUMA RD | GOODYEAR | AZ | 85338 | Maricopa | 3 | Perm Closure | 2005-06-17 | 1000 | Gasoline | COMPARTMENT A | Unknown | Unknown |  |  |  | Removal | 1991-07-01
0-006233 | CITY OF PEORIA - STONE STREET WELL SITE#1 | 8325 W STONE ST | PEORIA | AZ | 85345 | Maricopa | 2 | Perm Closure | 2005-06-17 | 5000 | Gasoline | COMPARTMENT A | Double Walled | Asphalt coated or Bare Steel | Suction - Check Valve at the Tank Top |  | Bare or Galvanized Steel | Closed in Place | 1991-02-12
0-004837 | CEMEX GLENDALE PLANT | 11920 W GLENDALE AVE | GLENDALE | AZ | 85307 | Maricopa | 4 | Perm Closure | 1965-01-01 | 1000 | Other | COMPARTMENT A | Single Walled | Asphalt coated or Bare Steel | Suction - Check Valve at the Tank Top | Single Walled | Bare or Galvanized Steel | Removal | 1996-03-26
0-004837 | CEMEX GLENDALE PLANT | 11920 W GLENDALE AVE | GLENDALE | AZ | 85307 | Maricopa | 5 | Perm Closure | 1965-01-01 | 550 | Used Oil/Waste Oil | COMPARTMENT A | Single Walled | Asphalt coated or Bare Steel | Suction - Check Valve at the Tank Top | Single Walled | Bare or Galvanized Steel | Closed in Place | 1996-03-26
0-008083 | QUEEN CREEK MIDDLE SCHOOL | 20436 S ELLSWORTH RD | QUEEN CREEK | AZ | 85142 | Maricopa | 1 | Perm Closure | 1986-08-01 | 10000 | Diesel | COMPARTMENT A | Single Walled | Asphalt coated or Bare Steel | Suction - Check Valve at the Tank Top | Single Walled | Bare or Galvanized Steel | Removal | 1993-02-16
0-006455 | MOTOROLA 52ND ST - PARKING LOT | 5149 E MCDOWELL RD | PHOENIX | AZ | 85008 | Maricopa | 4 | Perm Closure | 1960-09-16 | 550 | Used Oil/Waste Oil | COMPARTMENT A | Unknown | Unknown |  |  |  | Removal | 1990-03-23
0-005176 | CITY OF TUCSON - POLICE/FIRE FUEL ISLAND | 270 S STONE AVE | TUCSON | AZ | 85701 | Pima | 6 | Open | 1989-06-19 | 2500 | Diesel | COMPARTMENT A | Double Walled | Fiberglass Reinforced Plastic | Suction - Check Valve at the Tank Top |  | Fiberglass Reinforced Plastic
0-001338 | CIRCLE K #2700865 | 4605 W VALENCIA RD | TUCSON | AZ | 85757 | Pima | 4 | Perm Closure | 1998-10-14 | 12000 | Gasoline | COMPARTMENT A | Double Walled | Fiberglass Reinforced Plastic | Pressure | Double Walled | Fiberglass Reinforced Plastic | Removal | 2018-09-06
0-001115 | CHEVRON #9-8698 | 2011 E MAIN ST | MESA | AZ | 85213 | Maricopa | 4 | Perm Closure | 2005-06-17 | 1000 | Used Oil/Waste Oil | COMPARTMENT A | Unknown | Fiberglass Reinforced Plastic |  |  |  | Removal | 1986-12-03
0-006749 | FLAMINGO CAR WASH | 301 N SCOTTSDALE RD | SCOTTSDALE | AZ | 85257 | Maricopa | 3 | Perm Closure | 1972-01-01 | 10000 | Gasoline | COMPARTMENT A |  | Asphalt coated or Bare Steel | Suction - Check Valve at the Tank Top |  |  | Removal | 1998-08-07
0-006749 | FLAMINGO CAR WASH | 301 N SCOTTSDALE RD | SCOTTSDALE | AZ | 85257 | Maricopa | 1 | Perm Closure | 1972-01-01 | 6000 | Gasoline | COMPARTMENT A |  | Asphalt coated or Bare Steel | Pressure |  |  | Removal | 1998-08-07
0-000086 | SPEEDY PIT STOP | 2817 N 7TH ST | PHOENIX | AZ | 85006 | Maricopa | 1 | Perm Closure | 1969-01-01 | 10000 | Gasoline | COMPARTMENT A | Single Walled | Asphalt coated or Bare Steel | Pressure |  |  | Removal | 1996-02-13
0-000003 | A&A PRECAST | 1988 E 1ST ST | TEMPE | AZ | 85281 | Maricopa | 1 | Perm Closure | 1982-01-01 | 12000 | Diesel | COMPARTMENT A | Single Walled | Asphalt coated or Bare Steel | Pressure | Single Walled | Bare or Galvanized Steel | Removal | 1992-10-20
0-005236 | U-HAUL #723-26 | 4007 E CAMELBACK RD | PHOENIX | AZ | 85018 | Maricopa | 2 | Perm Closure | 1982-04-29 | 10000 | Gasoline | COMPARTMENT A | Double Walled | Asphalt coated or Bare Steel |  |  |  | Removal | 1995-01-12
0-003197 | CIRCLE K STORE #2709173 | 1817 W BASELINE RD | MESA | AZ | 85202 | Maricopa | 6 | Open | 1987-07-01 | 10000 | Gasoline | COMPARTMENT A | Single Walled | Fiberglass Reinforced Plastic | Pressure | Double Walled | Fiberglass Reinforced Plastic
0-003197 | CIRCLE K STORE #2709173 | 1817 W BASELINE RD | MESA | AZ | 85202 | Maricopa | 1 | Perm Closure | 2005-06-17 | 12000 | Gasoline | COMPARTMENT A |  | Asphalt coated or Bare Steel | Pressure |  |  | Removal | 1987-07-02
0-010324 | GILLESPIE GARAGE | 1415 S 1ST AVE | SAFFORD | AZ | 85546 | Graham | 1 | Perm Closure | 2010-03-02 | 1000 | Gasoline | COMPARTMENT A |  | Asphalt coated or Bare Steel |  |  |  | Removal | 2010-01-20
0-010356 | MAVERIK COUNTRY STORE #419 | 3576 N GLASSFORD HILL RD | PRESCOTT VALLEY | AZ | 86314 | Yavapai | 2 | Open | 2010-02-01 | 12000 | Gasoline | COMPARTMENT A | Double Walled | Fiberglass Reinforced Plastic | Pressure | Double Walled | Flexible
0-010704 | PERFORMANCE MOTOR SPORTS INC | 944 N COUNTRY CLUB DR | MESA | AZ | 85201 | Maricopa | 1 | Perm Closure | 2020-05-15 | 300 | Used Oil/Waste Oil | COMPARTMENT A | Single Walled | Asphalt coated or Bare Steel |  |  |  | Removal | 2020-08-06
0-006095 | HARQUAHALA VALLEY SCHOOL |  | HARQUAHALA VALLEY |  |  | Maricopa | 1 | Perm Closure | 1968-04-05 | 1000 | Gasoline | COMPARTMENT A | Unknown | Asphalt coated or Bare Steel | Suction - Check Valve at the Tank Top |  |  | Removal | 1992-07-25
0-005699 | WOODYS FOOD STORE #104 | 595 S MAIN ST | CAMP VERDE | AZ | 86322 | Yavapai | 2 | Perm Closure | 1970-01-21 | 5000 | Gasoline | COMPARTMENT A | Double Walled | Fiberglass Reinforced Plastic | Pressure |  | Fiberglass Reinforced Plastic | Closed in Place | 2005-01-26
0-005910 | GILA BEND, TOWN OF - MUNICIPAL AIRPORT | STATE RT 85 | GILA BEND | AZ | 85337 | Maricopa | 1 | Perm Closure | 1972-11-19 | 10000 | Gasoline | COMPARTMENT A | Double Walled | Asphalt coated or Bare Steel |  |  |  | Removal | 1996-11-21
0-000888 | TEXACO #60-349-0312 | 1152 E BROADWAY RD | MESA | AZ | 85204 | Maricopa | 3 | Perm Closure | 1964-01-01 | 3000 | Gasoline | COMPARTMENT A |  | Asphalt coated or Bare Steel | Pressure |  |  | Removal | 1987-01-01
0-000888 | TEXACO #60-349-0312 | 1152 E BROADWAY RD | MESA | AZ | 85204 | Maricopa | 6 | Perm Closure | 1987-01-01 | 20000 | Gasoline | COMPARTMENT A | Double Walled | Fiberglass Reinforced Plastic | Pressure | Double Walled | Fiberglass Reinforced Plastic | Removal | 2002-10-08
0-006365 | CARIOCA TC # 11 - WIKIEUP | 18183 US HIGHWAY 93 | WIKIEUP | AZ | 85360 | Mohave | 5 | Open | 1988-12-01 | 10000 | Gasoline | COMPARTMENT A |  | Fiberglass Reinforced Plastic | Pressure |  | Fiberglass Reinforced Plastic
0-006063 | METEOR CRATER GAS STATION |  | METEOR CITY |  |  | Coconino | 6 | Open | 2018-06-06 | 10000 | Diesel | COMPARTMENT A | Double Walled | Fiberglass Reinforced Plastic | Pressure | Double Walled | Fiberglass Reinforced Plastic
0-004568 | JIFFY LUBE | 4465 W INA RD | MARANA | AZ | 85741 | Pima | 3 | Perm Closure | 1987-01-01 | 3000 | New Oil | COMPARTMENT A | Double Walled | Asphalt coated or Bare Steel | Suction - Check Valve at the Tank Top |  |  | Removal | 1998-11-17
0-004568 | JIFFY LUBE | 4465 W INA RD | MARANA | AZ | 85741 | Pima | 1 | Perm Closure | 1987-01-01 | 3000 | New Oil | COMPARTMENT A | Double Walled | Asphalt coated or Bare Steel | Suction - Check Valve at the Tank Top |  |  | Removal | 1998-11-17
0-003817 | CITY OF PHOENIX - FIRE STATION #20 | 726 W GLENDALE AVE | PHOENIX | AZ | 85021 | Maricopa | 1 | Perm Closure | 1961-01-01 | 550 | Gasoline (UL) | COMPARTMENT A | Single Walled | Asphalt coated or Bare Steel | Suction - Check Valve at the Tank Top |  |  | Removal | 1993-09-15
0-010367 | QUICKTRIP STORE NO 1492 | 1425 W GRANT RD | TUCSON | AZ | 85745 | Pima | 1 | Open | 2010-04-29 | 20000 | Gasoline | COMPARTMENT A | Double Walled | Fiberglass Reinforced Plastic | Pressure | Double Walled | Fiberglass Reinforced Plastic
0-004515 | CITY OF SIERRA VISTA - PUBLIC WORKS MAINTENCE YARD | 1224 NORTH AVE | SIERRA VISTA | AZ | 85635 | Cochise | 3 | Perm Closure | 1975-05-29 | 6000 | Diesel | COMPARTMENT A | Unknown | Asphalt coated or Bare Steel | Suction - Check Valve at the Tank Top |  | Bare or Galvanized Steel | Removal | 1991-07-19
0-002673 | NORQUIP RENTAL | 3424 N EVANS ST | KINGMAN | AZ | 86409 | Mohave | 2 | Perm Closure | 1986-09-20 | 3000 | Diesel | COMPARTMENT A | Single Walled | Asphalt coated or Bare Steel | Suction - Check Valve at the Tank Top |  |  | Removal | 1997-10-09
0-000313 | CIRCLE K STORE #2705194 | 12042 N 32ND ST | PHOENIX | AZ | 85028 | Maricopa | 2 | Open | 1986-01-01 | 10000 | Gasoline | COMPARTMENT A |  | Fiberglass Reinforced Plastic | Pressure |  | Fiberglass Reinforced Plastic
0-001602 | FAMILY DOLLAR #5168 | 901 W ROUTE 66 | WILLIAMS | AZ | 86046 | Coconino | 2 | Perm Closure | 1966-01-01 | 5000 | Gasoline | COMPARTMENT A |  | Asphalt coated or Bare Steel |  |  |  | Removal | 1996-02-06
0-002534 | WAHWEAP SINCLAIR STATION | 100 LAKESHORE DR | PAGE | AZ | 86040 | Coconino | 1 | Open | 1987-04-01 | 20000 | Gasoline (UL) | COMPARTMENT A | Double Walled | Fiberglass Reinforced Plastic | Pressure | Double Walled | Fiberglass Reinforced Plastic
0-002534 | WAHWEAP SINCLAIR STATION | 100 LAKESHORE DR | PAGE | AZ | 86040 | Coconino | 4 | Open | 1987-04-01 | 10000 | Diesel | COMPARTMENT A | Double Walled | Fiberglass Reinforced Plastic | Pressure | Double Walled | Fiberglass Reinforced Plastic
0-000982 | HILLSIDE RV PARK | 925 W INTERSTATE 40 | ASH FORK | AZ | 86320 | Yavapai | 2 | Open | 1984-01-01 | 10000 | Gasoline | COMPARTMENT A | Single Walled | Asphalt coated or Bare Steel | Pressure |  | Fiberglass Reinforced Plastic
0-008913 | DOLLY MADISON | 1700 S 6TH AVE | TUCSON | AZ | 85713 | Pima | 3 | Perm Closure | 1938-01-01 | 2000 | Gasoline | COMPARTMENT A | Unknown | Asphalt coated or Bare Steel | Suction - Check Valve at the Tank Top |  |  | Removal | 1996-06-27
0-003910 | PIMA COUNTY - TRES RIOS WWRF | 7101 N CASA GRANDE HWY | TUCSON | AZ | 85743 | Pima | 1 | Perm Closure | 1976-01-01 | 4000 | Used Oil/Waste Oil | COMPARTMENT A | Single Walled | Asphalt coated or Bare Steel | Gravity Feed |  |  | Removal | 1992-09-30
0-000945 | CARIOCA #35 | 2623 W DUNLAP AVE | PHOENIX | AZ | 85021 | Maricopa | 7 | Perm Closure | 1989-01-01 | 10000 | Gasoline | COMPARTMENT A | Double Walled | Composite (Steel/Fiberglass) | Pressure | Double Walled | Fiberglass Reinforced Plastic | Removal | 2020-10-06
0-001079 | CHEVRON #9-0597 | 7602 E INDIAN SCHOOL RD | SCOTTSDALE | AZ | 85251 | Maricopa | 3 | Perm Closure | 1969-01-01 | 5000 | Gasoline | COMPARTMENT A | Single Walled | Asphalt coated or Bare Steel | Pressure | Single Walled | Bare or Galvanized Steel | Removal | 1992-10-27
0-000092 | ARIZONA AIR NATIONAL GUARD - 161ST AIR REFUELING | 2001 S 32ND ST | PHOENIX | AZ | 85034 | Maricopa | 13 | Perm Closure | 1953-01-01 | 5000 | Jet Fuel | COMPARTMENT A | Single Walled | Asphalt coated or Bare Steel | Pressure | Single Walled | Bare or Galvanized Steel | Removal | 1999-05-20
0-004985 | MESA FUEL CO | 1850 S SOLOMON | MESA | AZ | 85204 | Maricopa | 3 | Perm Closure | 1986-01-01 | 20000 | Diesel | COMPARTMENT A |  | Fiberglass Reinforced Plastic | Pressure |  | Fiberglass Reinforced Plastic | Removal | 2014-11-19
0-001896 | VACANT LOT | 2427 W NORTHERN AVE | PHOENIX | AZ | 85021 | Maricopa | 2 | Perm Closure | 1964-01-01 | 6000 | Gasoline | COMPARTMENT A |  | Asphalt coated or Bare Steel | Pressure |  | Fiberglass Reinforced Plastic | Removal | 1999-01-27
0-001615 | ADOT - GILA BEND REST STOP |  | GILA BEND |  |  | Maricopa | 1 | Perm Closure | 1975-01-01 | 2000 | Diesel | COMPARTMENT A |  | Asphalt coated or Bare Steel | Suction - Check Valve at the Tank Top |  |  | Removal | 1993-02-26
0-006442 | PLEASANT VALLEY AUTO CENTER | 47817 N AZ HIGHWAY 288 | YOUNG | AZ | 85554 | Gila | 2 | Perm Closure | 1978-01-01 | 4000 | Gasoline | COMPARTMENT A | Unknown | Asphalt coated or Bare Steel | Pressure |  |  | Removal | 2003-04-17
0-003437 | C&M SERVICE CENTER | 1401 E ASH ST | GLOBE | AZ | 85501 | Gila | 5 | Perm Closure | 1996-12-01 | 10000 | Gasoline | COMPARTMENT A | Double Walled | Fiberglass Reinforced Plastic | Pressure |  | Fiberglass Reinforced Plastic | Removal | 2017-07-26
0-003437 | C&M SERVICE CENTER | 1401 E ASH ST | GLOBE | AZ | 85501 | Gila | 1 | Perm Closure | 1942-01-01 | 6000 | Gasoline | COMPARTMENT A |  | Asphalt coated or Bare Steel | Suction - Check Valve at the Tank Top |  | Bare or Galvanized Steel | Removal | 1996-11-19
0-003644 | CIRCLE K #2705291 | 1995 S ARIZONA AVE | CHANDLER | AZ | 85286 | Maricopa | 3 | Open | 1988-01-01 | 10000 | Gasoline | COMPARTMENT A | Single Walled | Fiberglass Reinforced Plastic | Pressure | Single Walled | Fiberglass Reinforced Plastic
0-010024 | FOWLER SCHOOL DISTRICT TRANSPORTATION | 1617 S 67TH AVE | PHOENIX | AZ | 85043 | Maricopa | 3 | Open | 1990-01-01 | 1000 | Gasoline | COMPARTMENT A | Double Walled | Fiberglass Reinforced Plastic | Pressure |  | Fiberglass Reinforced Plastic
0-000310 | ADOT - SNOWFLAKE MAINTENANCE CAMP |  | SNOWFLAKE |  |  | Navajo | 3 | Perm Closure | 1973-01-01 | 1000 | Diesel | COMPARTMENT A |  | Asphalt coated or Bare Steel | Suction - Check Valve at the Tank Top |  |  | Removal | 1991-10-08
0-006761 | CITY OF KINGMAN - PUBLIC WORKS MAINTENANCE YARD | 3700 E ANDY DEVINE AVE | KINGMAN | AZ | 86401 | Mohave | 3 | Perm Closure | 1990-04-01 | 12000 | Gasoline | COMPARTMENT A | Single Walled | Fiberglass Reinforced Plastic |  |  |  | Removal | 2020-06-24
0-006761 | CITY OF KINGMAN - PUBLIC WORKS MAINTENANCE YARD | 3700 E ANDY DEVINE AVE | KINGMAN | AZ | 86401 | Mohave | 1 | Perm Closure | 1983-01-01 | 12000 | Gasoline | COMPARTMENT A |  | Asphalt coated or Bare Steel |  |  |  | Removal | 1990-04-10
0-003544 | CITY OF TUCSON - WEST 18TH ST FUEL ISLAND | 510 W 18TH ST | TUCSON | AZ | 85701 | Pima | 6 | Perm Closure | 1974-01-01 | 500 | Used Oil/Waste Oil | COMPARTMENT A |  | Asphalt coated or Bare Steel | Pressure |  |  | Removal | 1987-12-01
0-003544 | CITY OF TUCSON - WEST 18TH ST FUEL ISLAND | 510 W 18TH ST | TUCSON | AZ | 85701 | Pima | 1 | Perm Closure | 1974-01-01 | 10000 | Gasoline | COMPARTMENT A |  | Asphalt coated or Bare Steel | Pressure |  |  | Removal | 1998-10-15
0-007790 | W A W INVESTMENTS | 201 E ANDY DEVINE AVE | KINGMAN | AZ | 86401 | Mohave | 1 | Perm Closure | 2005-06-17 | 5000 | Gasoline | COMPARTMENT A | Double Walled | Asphalt coated or Bare Steel |  |  |  | Removal | 1993-10-01
0-010474 | MAVERIK #471 | 3480 E ANDY DEVINE AVE | KINGMAN | AZ | 86401 | Mohave | 1 | Open | 2012-08-21 | 12000 | Gasoline | COMPARTMENT A | Double Walled | Fiberglass Reinforced Plastic | Pressure | Double Walled | Flexible
0-010474 | MAVERIK #471 | 3480 E ANDY DEVINE AVE | KINGMAN | AZ | 86401 | Mohave | 4 | Open | 2012-08-21 | 12000 | Diesel | COMPARTMENT A | Double Walled | Fiberglass Reinforced Plastic | Pressure | Double Walled | Flexible
0-004692 | 7-ELEVEN #27036 | 815 S DOBSON RD | MESA | AZ | 85202 | Maricopa | 1 | Perm Closure | 1985-01-01 | 10000 | Gasoline | COMPARTMENT A | Single Walled | Fiberglass Reinforced Plastic | Pressure |  | Fiberglass Reinforced Plastic | Removal | 2013-03-19
0-003547 | ODOM'S INC | 327 N 1ST ST | BUCKEYE | AZ | 85326 | Maricopa | 2 | Perm Closure | 1976-01-08 | 2000 | Diesel | COMPARTMENT A | Double Walled | Asphalt coated or Bare Steel |  |  |  | Removal | 1989-01-02
0-006462 | UNITED CABLE SYSTEMS | 3720 N MARSHALL WAY | SCOTTSDALE | AZ | 85251 | Maricopa | 2 | Perm Closure | 1923-01-01 | 500 | Used Oil/Waste Oil | COMPARTMENT A | Unknown | Unknown |  |  |  | Removal | 1990-07-23
0-003469 | SCOTTSDALE AIRPORT CONTROL TOWER | 15000 N AIRPORT DR | SCOTTSDALE | AZ | 85260 | Maricopa | 2 | Open | 2018-05-23 | 25000 | Jet A (Kerosene-type Jet Fuel) | COMPARTMENT A | Double Walled | Fiberglass Reinforced Plastic | Suction - Check Valve at the Tank Top | Double Walled | Fiberglass Reinforced Plastic
0-004390 | SCOTTSDALE CHRYSLER PLYMOUTH INC | 3131 N SCOTTSDALE RD | SCOTTSDALE | AZ | 85251 | Maricopa | 2 | Perm Closure | 1974-08-06 | 500 | Unidentified | COMPARTMENT A | Double Walled | Asphalt coated or Bare Steel |  |  |  | Removal | 1990-11-09
0-007705 | DATELAND AIRFIELD GAS REPLACEMENT |  | DATELAND |  |  | Yuma | 5 | Perm Closure | 1943-01-01 | 1000 | (Null) | COMPARTMENT A | Single Walled | Concrete | Gravity Feed |  | Bare or Galvanized Steel | Removal | 1995-01-17
0-009727 | COSTCO WHOLESALE #490 | 19001 N 27TH AVE | PHOENIX | AZ | 85027 | Maricopa | 2 | Open | 2000-01-01 | 30000 | Gasoline | COMPARTMENT A | Double Walled | Fiberglass Reinforced Plastic | Pressure | Double Walled | Flexible
0-002969 | FORMER LIPPERT PROPERTY | 3401 E GRANT RD | TUCSON | AZ | 85716 | Pima | 1 | Perm Closure | 1956-05-07 | 1000 | Gasoline | COMPARTMENT A | Unknown | Unknown |  |  |  | Removal | 1989-12-20
0-002208 | WHITING STATION #129 | 5864 W CAMELBACK RD | GLENDALE | AZ | 85301 | Maricopa | 1 | Perm Closure | 1971-05-09 | 10000 | Gasoline | COMPARTMENT A | Single Walled | Asphalt coated or Bare Steel |  |  |  | Removal | 1989-11-10
0-000527 | ARCO #1514 | 3202 E VAN BUREN ST | PHOENIX | AZ | 85008 | Maricopa | 2 | Perm Closure | 1968-01-01 | 6000 | Gasoline | COMPARTMENT A | Single Walled | Asphalt coated or Bare Steel | Pressure |  | Fiberglass Reinforced Plastic | Removal | 1994-09-20
0-000527 | ARCO #1514 | 3202 E VAN BUREN ST | PHOENIX | AZ | 85008 | Maricopa | 7 | Open | 1994-10-05 | 10000 | Gasoline (UL) | COMPARTMENT A | Double Walled | Fiberglass Reinforced Plastic | Pressure | Double Walled | Fiberglass Reinforced Plastic
0-002882 | SIERRA SERVICE STATION | 296 E FRY BLVD | SIERRA VISTA | AZ | 85635 | Cochise | 2 | Perm Closure | 1976-01-01 | 4000 | Gasoline | COMPARTMENT A |  | Asphalt coated or Bare Steel |  |  |  | Removal | 1990-05-01
0-002882 | SIERRA SERVICE STATION | 296 E FRY BLVD | SIERRA VISTA | AZ | 85635 | Cochise | 7 | Perm Closure | 1990-06-12 | 10000 | Gasoline | COMPARTMENT A | Double Walled | Fiberglass Reinforced Plastic | Pressure |  | Fiberglass Reinforced Plastic | Removal | 2017-06-02
0-007837 | BRANDON BROTHERS TEXACO | 1002 W PRINCE RD | TUCSON | AZ | 85705 | Pima | 1 | Perm Closure | 1962-01-01 | 500 | Used Oil/Waste Oil | COMPARTMENT A |  | Asphalt coated or Bare Steel | Gravity Feed |  | Bare or Galvanized Steel | Removal | 2009-03-04
0-004249 | FLORENCE CHEVRON | 320 W FLORENCE BLVD | CASA GRANDE | AZ | 85122 | Pinal | 3 | Perm Closure | 1971-01-01 | 10000 | Gasoline | COMPARTMENT A |  | Asphalt coated or Bare Steel | Pressure |  |  | Removal | 1989-04-10
0-004249 | FLORENCE CHEVRON | 320 W FLORENCE BLVD | CASA GRANDE | AZ | 85122 | Pinal | 2 | Perm Closure | 1971-01-01 | 6000 | Gasoline | COMPARTMENT A |  | Asphalt coated or Bare Steel | Pressure |  |  | Removal | 1989-04-10
0-002320 | WIGWAM GOLF COURSE - EAST | 585 E BIRD LN | LITCHFIELD PARK | AZ | 85340 | Maricopa | 1 | Perm Closure | 1980-04-30 | 3000 | Gasoline | COMPARTMENT A | Single Walled | Asphalt coated or Bare Steel |  |  |  | Removal | 1990-07-17
0-001883 | EXXON #7-2472 | 12042 N CAVE CREEK RD | PHOENIX | AZ | 85020 | Maricopa | 5 | Perm Closure | 1988-01-01 | 12000 | Gasoline | COMPARTMENT A | Double Walled | Fiberglass Reinforced Plastic | Pressure |  | Fiberglass Reinforced Plastic | Removal | 2005-04-28
0-002369 | GRAND MEXICAN ADOBE | 7050 NW GRAND AVE | GLENDALE | AZ | 85301 | Maricopa | 2 | Perm Closure | 1978-06-26 | 4000 | Gasoline | COMPARTMENT A | Single Walled | Asphalt coated or Bare Steel | Suction - Check Valve at the Tank Top |  | Bare or Galvanized Steel | Removal | 1992-06-18
0-000360 | UNOCAL 306459 FORMER | 1634 N 19TH AVE | PHOENIX | AZ | 85009 | Maricopa | 1 | Perm Closure | 1983-01-01 | 10000 | Gasoline | COMPARTMENT A |  | Asphalt coated or Bare Steel |  |  |  | Removal | 1989-11-06
0-005128 | STATEWIDE ENVIRONMENTAL SERVICES | 1747 N ALMA SCHOOL RD | MESA | AZ | 85201 | Maricopa | 3 | Perm Closure | 2005-06-17 | 5000 | Gasoline | COMPARTMENT A |  | Asphalt coated or Bare Steel | Pressure |  | Bare or Galvanized Steel | Removal | 1995-03-09
0-009601 | SPEEDSMART | 9145 E MAIN ST | MESA | AZ | 85207 | Maricopa | 1 | Perm Closure | 1999-04-01 | 15000 | Gasoline | COMPARTMENT A | Double Walled | Composite (Steel/Fiberglass) | Pressure | Double Walled | Fiberglass Reinforced Plastic | Removal | 2017-11-30
0-004942 | TEXACO #60-34-0050 | 915 E BASELINE RD | TEMPE | AZ | 85283 | Maricopa | 5 | Perm Closure | 1988-06-04 | 12000 | Gasoline | COMPARTMENT A | Unknown | Fiberglass Reinforced Plastic | Pressure |  | Fiberglass Reinforced Plastic | Removal | 2008-03-28
0-004942 | TEXACO #60-34-0050 | 915 E BASELINE RD | TEMPE | AZ | 85283 | Maricopa | 3 | Perm Closure | 1971-05-08 | 8000 | Gasoline | COMPARTMENT A | Unknown | Asphalt coated or Bare Steel |  |  |  | Removal | 1988-06-01
0-004339 | BC METROPOINTE, LLC | 7001 S PRIEST DR | TEMPE | AZ | 85283 | Maricopa | 2 | Perm Closure | 1951-01-01 | 500 | Gasoline | COMPARTMENT A | Single Walled | Asphalt coated or Bare Steel |  |  |  | Removal | 1991-01-21
0-000683 | CITY OF BENSON - MAINTENANCE YARD | 898 N MADISON AVE | BENSON | AZ | 85602 | Cochise | 1 | Perm Closure | 1985-01-01 | 1500 | Diesel | COMPARTMENT A |  | Asphalt coated or Bare Steel |  |  |  | Removal | 1994-03-15
0-006544 | CITY OF WILLIAMS - AIRPORT | 3501 N AIRPORT RD | WILLIAMS | AZ | 86046 | Coconino | 2 | Perm Closure | 1976-12-20 | 2000 | Gasoline | COMPARTMENT A | Double Walled | Asphalt coated or Bare Steel |  |  |  | Removal | 1984-01-01
0-002342 | CIRCLE K #2708651 | 5849 N 35TH AVE | PHOENIX | AZ | 85017 | Maricopa | 2 | Open | 1988-05-01 | 10000 | Gasoline | COMPARTMENT A | Double Walled | Fiberglass Reinforced Plastic | Pressure |  | Fiberglass Reinforced Plastic
0-002342 | CIRCLE K #2708651 | 5849 N 35TH AVE | PHOENIX | AZ | 85017 | Maricopa | 1 | Open | 1988-05-01 | 10000 | Gasoline | COMPARTMENT A | Double Walled | Fiberglass Reinforced Plastic | Pressure |  | Fiberglass Reinforced Plastic
0-005970 | CIRCLE K #2708692 | 2524 W THUNDERBIRD RD | PHOENIX | AZ | 85023 | Maricopa | 3 | Open | 1987-02-25 | 10000 | Diesel | COMPARTMENT A | Double Walled | Fiberglass Reinforced Plastic | Pressure |  | Fiberglass Reinforced Plastic
0-003213 | CIRCLE K #2708838 | 2 N FREEWAY | TUCSON | AZ | 85745 | Pima | 1 | Open | 1987-07-01 | 10000 | Diesel | COMPARTMENT A | Double Walled | Fiberglass Reinforced Plastic | Pressure | Single Walled | Fiberglass Reinforced Plastic
0-008610 | FLYING J TRAVEL PLAZA #612 | 400 TRANSCON LN | WINSLOW | AZ | 86047 | Navajo | 8 | Open | 2015-05-01 | 20000 | Diesel | COMPARTMENT A | Double Walled | Fiberglass Reinforced Plastic | Pressure | Double Walled | Fiberglass Reinforced Plastic
0-003705 | FOREST GIFT SHOP |  | SUN VALLEY |  |  | Navajo | 3 | Perm Closure | 1973-01-01 | 8000 | Gasoline | COMPARTMENT A |  | Asphalt coated or Bare Steel |  |  |  | Removal | 1993-06-15
0-009232 | FASTRIP FOOD STORE #9915/9916 | 1620 N PINAL AVE | CASA GRANDE | AZ | 85122 | Pinal | 3 | Open | 1997-11-02 | 12000 | Gasoline | COMPARTMENT A | Double Walled | Fiberglass Reinforced Plastic | Pressure | Double Walled | Fiberglass Reinforced Plastic
0-008986 | FEDERAL COURTHOUSE/TEXACO |  | PHOENIX |  |  | Maricopa | 2 | Perm Closure | 2005-06-17 | 500 | Used Oil/Waste Oil | COMPARTMENT A | Double Walled | Asphalt coated or Bare Steel |  |  |  | Removal | 1997-05-01
0-008111 | 6TH ST CARDLOCK | 2453 S 6TH ST | PHOENIX | AZ | 85004 | Maricopa | 3 | Open | 1992-12-01 | 6000 | Gasoline | COMPARTMENT A | Double Walled | Composite (Steel/Fiberglass) | Pressure | Single Walled | Fiberglass Reinforced Plastic
0-009907 | CIRCLE K #2706468 | 9476 W OLIVE AVE | PEORIA | AZ | 85345 | Maricopa | 1 | Open | 2002-02-28 | 8000 | Diesel | COMPARTMENT A | Single Walled | Fiberglass Reinforced Plastic
0-009907 | CIRCLE K #2706468 | 9476 W OLIVE AVE | PEORIA | AZ | 85345 | Maricopa | 1 | Open | 2002-02-28 | 12000 | Gasoline | COMPARTMENT B | Single Walled | Fiberglass Reinforced Plastic
0-008003 | AARON'S SANITATION SERVICE | 1840 W KAIBAB LN | FLAGSTAFF | AZ | 86001 | Coconino | 1 | Perm Closure | 1986-01-01 | 1000 | Gasoline | COMPARTMENT A |  | Asphalt coated or Bare Steel | Pressure |  | Bare or Galvanized Steel | Removal | 1992-10-07
0-010483 | QUIKTRIP #1428 | 2840 W CACTUS RD | PHOENIX | AZ | 85029 | Maricopa | 2 | Open | 2013-05-13 | 20000 | Gasoline | COMPARTMENT A | Double Walled | Fiberglass Reinforced Plastic | Pressure | Double Walled | Fiberglass Reinforced Plastic
0-010483 | QUIKTRIP #1428 | 2840 W CACTUS RD | PHOENIX | AZ | 85029 | Maricopa | 3 | Open | 2013-05-13 | 10000 | (Null) | COMPARTMENT B | Double Walled | Fiberglass Reinforced Plastic | Pressure | Double Walled | Fiberglass Reinforced Plastic
0-010483 | QUIKTRIP #1428 | 2840 W CACTUS RD | PHOENIX | AZ | 85029 | Maricopa | 3 | Open | 2013-05-13 | 10000 | Gasoline | COMPARTMENT A | Double Walled | Fiberglass Reinforced Plastic | Pressure | Double Walled | Fiberglass Reinforced Plastic
0-010483 | QUIKTRIP #1428 | 2840 W CACTUS RD | PHOENIX | AZ | 85029 | Maricopa | 1 | Open | 2013-05-13 | 20000 | Gasoline | COMPARTMENT A | Double Walled | Fiberglass Reinforced Plastic | Pressure | Double Walled | Fiberglass Reinforced Plastic
0-010485 | CIRCLE K STORE #2703448 | 5155 W OLIVE AVE | GLENDALE | AZ | 85302 | Maricopa | 2 | Open | 2013-08-01 | 12000 | Gasoline (PUL) | COMPARTMENT A | Double Walled | Fiberglass Reinforced Plastic | Pressure | Double Walled | Fiberglass Reinforced Plastic
0-010503 | QUIKTRIP STORE #443R | 4275 W INDIAN SCHOOL RD | PHOENIX | AZ | 85019 | Maricopa | 4 | Open | 2014-03-07 | 12000 | Diesel | COMPARTMENT A | Double Walled | Fiberglass Reinforced Plastic | Pressure | Double Walled | Fiberglass Reinforced Plastic
0-006578 | QUALITY CARE AUTO LUBE | 2410 MIRACLE MILE | BULLHEAD CITY | AZ | 86442 | Mohave | 1 | Perm Closure | 1988-12-29 | 6000 | Used Oil/Waste Oil | COMPARTMENT A | Double Walled | Composite (Steel/Fiberglass) | Suction - Check Valve at the Tank Top |  | Fiberglass Reinforced Plastic | Removal | 1997-04-08
0-006266 | EIGHTY TEXACO & GARAGE | 3329 E BENSON HWY | TUCSON | AZ | 85706 | Pima | 1 | Perm Closure | 1960-07-30 |  | Gasoline | COMPARTMENT A | Unknown | Unknown |  |  |  | Removal | 1989-12-01
0-006266 | EIGHTY TEXACO & GARAGE | 3329 E BENSON HWY | TUCSON | AZ | 85706 | Pima | 2 | Perm Closure | 1960-07-30 |  | Gasoline | COMPARTMENT A | Unknown | Unknown |  |  |  | Removal | 1989-12-01
0-001813 | DUMAS PRODUCTS INC | 909 E 17TH ST | TUCSON | AZ | 85719 | Pima | 1 | Perm Closure | 1960-01-01 | 1000 | Gasoline | COMPARTMENT A |  | Asphalt coated or Bare Steel |  |  |  | Removal | 1988-12-01
0-003009 | PHOENIX JUNCTION MCI | 2965 W OSBORN RD | PHOENIX | AZ | 85017 | Maricopa | 2 | Perm Closure | 2005-06-17 | 3000 | Gasoline | COMPARTMENT A | Unknown | Asphalt coated or Bare Steel |  |  |  | Removal | 1986-04-01
0-003505 | NELSON'S PIPELINE CO INC | 5075 S SWAN RD | TUCSON | AZ | 85706 | Pima | 1 | Perm Closure | 1985-01-01 | 10000 | Diesel | COMPARTMENT A | Unknown | Asphalt coated or Bare Steel | Pressure |  |  | Removal | 2002-08-08
0-001820 | BISBEE BEVERAGE & LIQUOR | 1476 W HIGHWAY 92 | BISBEE | AZ | 85603 | Cochise | 5 | Open | 1992-03-17 | 10000 | Gasoline | COMPARTMENT A | Single Walled | Fiberglass Reinforced Plastic | Pressure | Double Walled | Flexible
0-003674 | PEP BOYS | 5112 W OLIVE AVE | GLENDALE | AZ | 85302 | Maricopa | 1 | Perm Closure | 1982-01-01 | 550 | Used Oil/Waste Oil | COMPARTMENT A | Single Walled | Asphalt coated or Bare Steel |  |  |  | Removal | 1996-09-23
0-005160 | CITY OF TUCSON - PRICE SERVICE CENTER | 4004 S PARK AVE | TUCSON | AZ | 85714 | Pima | 23 | Perm Closure | 1976-01-01 | 12000 | Diesel | COMPARTMENT A | Single Walled | Fiberglass Reinforced Plastic | Pressure | Single Walled | Bare or Galvanized Steel | Removal | 1992-11-15
0-001378 | CIRCLE K #2701200 | 2702 W GLENDALE AVE | PHOENIX | AZ | 85051 | Maricopa | 3 | Open | 1982-01-01 | 10000 | Gasoline | COMPARTMENT A | Single Walled | Fiberglass Reinforced Plastic | Pressure |  | Fiberglass Reinforced Plastic
0-000009 | MCCULLOCH CORPORATION | 6000 S MCCULLOCH DR | TUCSON | AZ | 85756 | Pima | 2 | Perm Closure | 1989-01-01 | 550 | Used Oil/Waste Oil | COMPARTMENT A | Double Walled | Fiberglass Reinforced Plastic |  |  |  | Removal | 2000-09-21
0-001939 | EMPIRE MACHINERY | 165 W IRON AVE | MESA | AZ | 85210 | Maricopa | 37 | Perm Closure | 1988-05-01 | 15000 | Gasoline | COMPARTMENT A | Double Walled | Fiberglass Reinforced Plastic | Pressure |  | Fiberglass Reinforced Plastic | Removal | 1997-02-20
0-001939 | EMPIRE MACHINERY | 165 W IRON AVE | MESA | AZ | 85210 | Maricopa | 5 | Perm Closure | 1969-01-01 | 5000 | Unidentified | COMPARTMENT A |  | Asphalt coated or Bare Steel | Suction - Check Valve at the Tank Top |  |  | Removal | 1989-07-07
0-001939 | EMPIRE MACHINERY | 165 W IRON AVE | MESA | AZ | 85210 | Maricopa | 38 | Perm Closure | 1988-10-01 | 6000 | Used Oil/Waste Oil | COMPARTMENT A | Double Walled | Fiberglass Reinforced Plastic | Gravity Feed | Double Walled | Fiberglass Reinforced Plastic | Removal | 2012-12-21
0-001939 | EMPIRE MACHINERY | 165 W IRON AVE | MESA | AZ | 85210 | Maricopa | 22 | Perm Closure | 1969-01-01 | 5000 | Used Oil/Waste Oil | COMPARTMENT A |  | Asphalt coated or Bare Steel |  |  |  | Removal | 1988-12-09
0-001939 | EMPIRE MACHINERY | 165 W IRON AVE | MESA | AZ | 85210 | Maricopa | 40 | Perm Closure | 1989-06-01 | 5000 | New Oil | COMPARTMENT A | Double Walled | Fiberglass Reinforced Plastic | Suction - Check Valve at the Tank Top | Double Walled | Fiberglass Reinforced Plastic | Removal | 2013-02-07
0-000100 | ALBERT'S SERVICE | 1901 E BROADWAY BLVD | TUCSON | AZ | 85719 | Pima | 2 | Perm Closure | 1985-01-01 | 8000 | Gasoline | COMPARTMENT A |  | Asphalt coated or Bare Steel |  |  |  | Removal | 1997-08-24
0-008938 | MUNICIPAL COURT/STOWE TIRE | 324 W WASHINGTON ST | PHOENIX | AZ | 85003 | Maricopa | 4 | Perm Closure | 2005-06-17 | 1000 | Gasoline | COMPARTMENT A | Double Walled | Asphalt coated or Bare Steel |  |  |  | Removal | 1996-07-02
0-008207 | MIKE'S DETAIL SHOP |  | SAFFORD |  |  | Graham | 1 | Perm Closure | 2005-06-17 | 1000 | Diesel | COMPARTMENT A | Unknown | Asphalt coated or Bare Steel | Suction - Check Valve at the Tank Top |  |  | Removal | 1993-01-01
0-004273 | SALOME HIGH SCHOOL | 519 BUCKEYE RD #3 | SALOME | AZ | 85348 | La Paz | 2 | Perm Closure | 1971-01-01 | 1000 | Gasoline | COMPARTMENT A | Unknown | Asphalt coated or Bare Steel | Pressure |  |  | Removal | 1991-07-25
0-004160 | RIVER COOPERATIVE GIN INC | 9142 N SKOUSEN RD | COOLIDGE | AZ | 85128 | Pinal | 2 | Perm Closure | 1982-04-16 | 10000 | Gasoline | COMPARTMENT A | Double Walled | Asphalt coated or Bare Steel |  |  |  | Removal | 1988-12-13
0-010492 | FRYS FOOD & DRUG STORES #113 | 1245 W MAIN ST | MESA | AZ | 85201 | Maricopa | 1 | Open | 2013-07-11 | 20000 | Gasoline (UL) | COMPARTMENT A | Double Walled | Fiberglass Reinforced Plastic | Pressure | Double Walled | Flexible
0-010431 | FRYS FUEL CENTER #628 | 3949 E CHANDLER BLVD | PHOENIX | AZ | 85048 | Maricopa | 1 | Open | 2011-10-01 | 20000 | Gasoline | COMPARTMENT A | Double Walled | Fiberglass Reinforced Plastic | Pressure | Double Walled | Fiberglass Reinforced Plastic
0-010431 | FRYS FUEL CENTER #628 | 3949 E CHANDLER BLVD | PHOENIX | AZ | 85048 | Maricopa | 2 | Open | 2011-10-01 | 10000 | Diesel | COMPARTMENT A | Double Walled | Fiberglass Reinforced Plastic | Pressure | Double Walled | Fiberglass Reinforced Plastic
0-010160 | VENTURA MARKET | 2528 E COPPER MINE RD | QUEEN CREEK | AZ | 85143 | Pinal | 1 | Open | 2006-11-02 | 12000 | Gasoline | COMPARTMENT B | Double Walled | Composite (Steel/Fiberglass) | Pressure | Double Walled | Fiberglass Reinforced Plastic
0-000517 | ARCO #5272 | 12222 N 32ND ST | PHOENIX | AZ | 85032 | Maricopa | 3 | Perm Closure | 1969-01-01 | 10000 | Gasoline | COMPARTMENT A |  | Asphalt coated or Bare Steel | Pressure |  |  | Removal | 1993-01-27
0-009021 | KAIBAB REPAIR | 314 LEWIS | ASH FORK | AZ | 86320 | Yavapai | 1 | Perm Closure | 1956-01-01 | 3000 | Gasoline | COMPARTMENT A | Single Walled | Asphalt coated or Bare Steel | No Piping |  | Bare or Galvanized Steel | Removal | 2020-02-13
0-007530 | CHEVRON #9-0044 |  | WILLCOX |  |  | Cochise | 1 | Perm Closure | 2005-06-17 |  | Unidentified | COMPARTMENT A | Double Walled | Asphalt coated or Bare Steel |  |  |  | Removal | 1991-10-02
0-009206 | SOUTHEAST PORTION OF SITE 4 | 300 W ADAMS ST | PHOENIX | AZ | 85003 | Maricopa | 1 | Perm Closure | 2005-06-17 | 1000 | Unidentified | COMPARTMENT A | Single Walled | Asphalt coated or Bare Steel |  |  |  | Removal | 1998-01-16
0-002047 | QUIK MART #17 | 6301 S PARK AVE | TUCSON | AZ | 85706 | Pima | 2 | Perm Closure | 1974-04-27 | 7500 | Gasoline | COMPARTMENT A | Single Walled | Asphalt coated or Bare Steel | Suction - Check Valve at the Tank Top | Single Walled | Bare or Galvanized Steel | Removal | 2000-03-21
0-005425 | CIRCLE K #2864 | 7530 W PEORIA AVE | PEORIA | AZ | 85345 | Maricopa | 2 | Perm Closure | 1983-03-19 | 10000 | Gasoline | COMPARTMENT A | Double Walled | Asphalt coated or Bare Steel |  |  |  | Removal | 1987-10-01
0-001410 | CIRCLE K #2701437 | 4008 N STOCKTON HILL RD | KINGMAN | AZ | 86409 | Mohave | 5 | Open | 2018-06-15 | 12000 | Gasoline (PUL) | COMPARTMENT A | Double Walled | Fiberglass Reinforced Plastic
0-001410 | CIRCLE K #2701437 | 4008 N STOCKTON HILL RD | KINGMAN | AZ | 86409 | Mohave | 2 | Perm Closure | 1982-01-01 | 10000 | Gasoline | COMPARTMENT A | Single Walled | Asphalt coated or Bare Steel | Pressure | Single Walled | Bare or Galvanized Steel | Removal | 2018-01-04
0-001458 | CIRCLE K #2701634 | 5801 N ORACLE RD | TUCSON | AZ | 85704 | Pima | 1 | Open | 1984-01-01 | 10000 | Diesel | COMPARTMENT A | Single Walled | Fiberglass Reinforced Plastic | Pressure |  | Fiberglass Reinforced Plastic
0-001466 | CIRCLE K #2701673 | 1910 W DEER VALLEY RD | PHOENIX | AZ | 85027 | Maricopa | 3 | Open | 1985-01-01 | 10000 | Gasoline | COMPARTMENT A | Single Walled | Fiberglass Reinforced Plastic | Pressure | Single Walled | Fiberglass Reinforced Plastic
0-004429 | YUMA CITRUS CO |  | YUMA |  |  | Yuma | 1 | Perm Closure | 1971-05-07 | 2000 | Gasoline | COMPARTMENT A | Double Walled | Asphalt coated or Bare Steel |  |  |  | Removal | 1986-12-01
0-004771 | ARIZONA TRUCKOUTFITTERS | 649 N STONE AVE | TUCSON | AZ | 85705 | Pima | 1 | Perm Closure | 1960-01-01 | 500 | Gasoline | COMPARTMENT A |  | Asphalt coated or Bare Steel | Pressure |  |  | Removal | 1992-01-09
0-010151 | JACKSONS ENERGY #6782 | 1785 S RAILROAD SPRINGS BLVD | FLAGSTAFF | AZ | 86001 | Coconino | 3 | Open | 2006-03-23 | 5000 | Diesel | COMPARTMENT B | Double Walled | Fiberglass Reinforced Plastic | Pressure | Double Walled | Flexible
0-010164 | WORSHIP & WORD, THE NORTHWEST UPC | 8155 W GRAND AVE | PEORIA | AZ | 85345 | Maricopa | 3 | Perm Closure | 2007-05-14 | 1000 | Gasoline | COMPARTMENT A |  | Asphalt coated or Bare Steel |  |  |  | Removal | 2007-03-30
0-010172 | FRYS FUEL CENTER #90 | 8100 S HOUGHTON RD | TUCSON | AZ | 85747 | Pima | 2 | Perm Closure | 2006-07-05 | 20000 | Gasoline | COMPARTMENT A | Double Walled | Fiberglass Reinforced Plastic | Pressure | Double Walled | Flexible | Removal | 2016-08-03
0-010603 | CIRCLE K STORE #2703482 | 18675 S NOGALES HWY | GREEN VALLEY | AZ | 85614 | Pima | 3 | Open | 2017-01-23 | 12000 | Diesel | COMPARTMENT A | Double Walled | Fiberglass Reinforced Plastic | Pressure | Double Walled | Fiberglass Reinforced Plastic
0-010569 | LOVE'S TRAVEL STOP #659 | 8313 W ROOSEVELT ST | TOLLESON | AZ | 85353 | Maricopa | 6 | Open | 2019-12-30 | 2000 | New Oil | COMPARTMENT E | Double Walled | Fiberglass Reinforced Plastic | Suction - Check Valve at the Tank Top | Double Walled | Fiberglass Reinforced Plastic
0-010569 | LOVE'S TRAVEL STOP #659 | 8313 W ROOSEVELT ST | TOLLESON | AZ | 85353 | Maricopa | 3 | Open | 2016-06-13 | 20000 | Biodiesel | COMPARTMENT A | Double Walled | Fiberglass Reinforced Plastic | Pressure | Double Walled | Fiberglass Reinforced Plastic
0-000120 | AMERICAN FENCE CO | 1811 S PARK AVE | TUCSON | AZ | 85713 | Pima | 1 | Perm Closure | 1971-01-01 | 8000 | Gasoline | COMPARTMENT A |  | Asphalt coated or Bare Steel |  |  |  | Removal | 1988-06-20
0-000120 | AMERICAN FENCE CO | 1811 S PARK AVE | TUCSON | AZ | 85713 | Pima | 2 | Perm Closure | 1978-01-01 | 1000 | Gasoline | COMPARTMENT A |  | Asphalt coated or Bare Steel |  |  |  | Removal | 1988-06-20
0-007775 | GAS-N-GRUB 7 | 2996 HIGHWAY 68 | BULLHEAD CITY | AZ | 86429 | Mohave | 3 | Open | 1991-07-15 | 15000 | Gasoline | COMPARTMENT A | Double Walled | Fiberglass Reinforced Plastic | Pressure | Double Walled | Fiberglass Reinforced Plastic
0-007775 | GAS-N-GRUB 7 | 2996 HIGHWAY 68 | BULLHEAD CITY | AZ | 86429 | Mohave | 4 | Open | 1991-07-15 | 15000 | Diesel | COMPARTMENT A | Double Walled | Fiberglass Reinforced Plastic | Pressure | Double Walled | Fiberglass Reinforced Plastic
0-006051 | ADVANCE ROOFING & SUPPLY | 1921 W GRANT ST | PHOENIX | AZ | 85009 | Maricopa | 3 | Perm Closure | 2005-06-17 | 2000 | Gasoline | COMPARTMENT A | Unknown | Unknown |  |  |  | Removal | 1992-08-11
0-000242 | ADOT - ORACLE MAINTENANCE CAMP |  | ORACLE |  |  | Pinal | 1 | Perm Closure | 1979-01-01 | 2000 | Gasoline | COMPARTMENT A | Single Walled | Asphalt coated or Bare Steel | Suction - Check Valve at the Tank Top | Single Walled | Bare or Galvanized Steel | Removal | 1998-01-15
0-005757 | A J WASTE SYSTEMS INC | 3690 S CACTUS RD | APACHE JUNCTION | AZ | 85119 | Pinal | 2 | Perm Closure | 1987-01-01 | 550 | Gasoline | COMPARTMENT A | Single Walled | Asphalt coated or Bare Steel | Suction - Check Valve at the Tank Top |  |  | Removal | 1991-02-21
0-001080 | CHEVRON #9-1513 | 8802 E MCDOWELL RD | SCOTTSDALE | AZ | 85257 | Maricopa | 1 | Perm Closure | 1971-01-01 | 10000 | Gasoline | COMPARTMENT A | Single Walled | Asphalt coated or Bare Steel |  |  |  | Removal | 1990-04-01
0-001068 | CHEVRON #9-7865 | 6651 E TANQUE VERDE RD | TUCSON | AZ | 85715 | Pima | 4 | Perm Closure | 1965-01-01 | 550 | Used Oil/Waste Oil | COMPARTMENT A |  | Asphalt coated or Bare Steel |  |  |  | Removal | 1990-11-26
0-006164 | AIR FORCE PLANT #44 - GWTP | 1151 E HERMANS RD | TUCSON | AZ | 85756 | Pima | 3 | Perm Closure | 1952-01-01 | 120 | Unidentified | COMPARTMENT A |  | Asphalt coated or Bare Steel |  |  |  | Closed in Place | 1977-01-01
0-001133 | FRY'S FUEL #22 | 1760 E ELLIOT RD | TEMPE | AZ | 85284 | Maricopa | 2 | Perm Closure | 1986-12-03 | 10000 | Diesel | COMPARTMENT A | Double Walled | Fiberglass Reinforced Plastic | Pressure | Double Walled | Fiberglass Reinforced Plastic | Removal | 2020-11-13
0-004953 | SPEEDWAY #2965 | 4301 E BROADWAY BLVD | TUCSON | AZ | 85711 | Pima | 3 | Perm Closure | 1974-04-07 | 5000 | Gasoline | COMPARTMENT A | Unknown | Asphalt coated or Bare Steel |  |  |  | Removal | 1986-10-07
0-007191 | BUTLER-HOVDE FARMS | 685 S GILBERT RD | GILBERT | AZ | 85296 | Maricopa | 2 | Perm Closure | 1976-11-01 | 1000 | Diesel | COMPARTMENT A | Double Walled | Asphalt coated or Bare Steel | Suction - Check Valve at the Tank Top |  |  | Removal | 1991-02-21
0-000459 | TOMBSTONE TEXACO | 84 E FREMONT ST | TOMBSTONE | AZ | 85638 | Cochise | 2 | Perm Closure | 1966-01-01 | 4000 | Gasoline | COMPARTMENT A |  | Asphalt coated or Bare Steel | Suction - Check Valve at the Tank Top |  |  | Removal | 1994-04-27
0-008328 | TUBAC MARKET | 2261 E FRONTAGE RD | TUBAC | AZ | 85646 | Santa Cruz | 2 | Open | 1989-08-01 | 12000 | Gasoline | COMPARTMENT A | Double Walled | Asphalt coated or Bare Steel | Pressure | Double Walled | Fiberglass Reinforced Plastic
0-004956 | SPEEDWAY STORE #2966 | 6280 E BROADWAY BLVD | TUCSON | AZ | 85711 | Pima | 5 | Open | 2020-03-04 | 20000 | Gasoline (UL) | COMPARTMENT A | Double Walled | Fiberglass Reinforced Plastic | Pressure | Double Walled | Fiberglass Reinforced Plastic
0-004956 | SPEEDWAY STORE #2966 | 6280 E BROADWAY BLVD | TUCSON | AZ | 85711 | Pima | 1 | Perm Closure | 1982-01-01 | 10000 | Gasoline (UL) | COMPARTMENT A | Double Walled | Fiberglass Reinforced Plastic | Pressure |  | Bare or Galvanized Steel | Removal | 2020-01-09
0-004730 | STELLAR AVIATION | 209 S STELLAR PKWY | CHANDLER | AZ | 85226 | Maricopa | 2 | Perm Closure | 1969-01-01 | 8000 | Gasoline | COMPARTMENT A | Single Walled | Asphalt coated or Bare Steel | Pressure |  |  | Removal | 1997-09-10
0-002118 | SUN CITY WEST FIRE STATION | 19001 N CAMINO DEL SOL | SUN CITY WEST | AZ | 85375 | Maricopa | 3 | Perm Closure | 1982-01-01 | 1000 | Diesel | COMPARTMENT A | Single Walled | Asphalt coated or Bare Steel |  |  |  | Removal | 1988-05-01
0-001646 | SUPERPUMPER #11 | 23609 N SCOTTSDALE RD | SCOTTSDALE | AZ | 85255 | Maricopa | 1 | Open | 1991-02-01 | 12000 | Gasoline | COMPARTMENT A | Single Walled | Fiberglass Reinforced Plastic | Pressure | Single Walled | Fiberglass Reinforced Plastic
0-001646 | SUPERPUMPER #11 | 23609 N SCOTTSDALE RD | SCOTTSDALE | AZ | 85255 | Maricopa | 3 | Open | 1991-02-01 | 12000 | Gasoline | COMPARTMENT A | Single Walled | Fiberglass Reinforced Plastic | Pressure | Single Walled | Fiberglass Reinforced Plastic
0-006671 | SOUTHWEST SAVING ASSOCIATION | 8700 W BELL RD | PEORIA | AZ | 85382 | Maricopa | 3 | Perm Closure | 2005-06-17 | 500 | Gasoline | COMPARTMENT A | Unknown | Unknown |  |  |  | Removal | 1989-12-01
0-008255 | SHELL SERVICE STATION | 5506 W GLENDALE AVE | GLENDALE | AZ | 85301 | Maricopa | 3 | Perm Closure | 2018-03-20 | 4000 | Unidentified | COMPARTMENT A | Single Walled | Asphalt coated or Bare Steel |  |  |  | Removal | 2018-02-09
0-001765 | VILLESCAS GAS STATION | 313 CHASE CREEK ST | CLIFTON | AZ | 85533 | Greenlee | 2 | Perm Closure | 1978-01-01 | 2000 | Gasoline | COMPARTMENT A |  | Asphalt coated or Bare Steel |  |  |  | Removal | 1991-02-19
0-005884 | UTILITY TRAILERS CO OF ARIZONA | 1350 N 22ND AVE | PHOENIX | AZ | 85009 | Maricopa | 4 | Perm Closure | 2005-06-17 | 280 | Used Oil/Waste Oil | COMPARTMENT A |  | Asphalt coated or Bare Steel |  |  |  | Removal | 1990-11-09
0-005884 | UTILITY TRAILERS CO OF ARIZONA | 1350 N 22ND AVE | PHOENIX | AZ | 85009 | Maricopa | 5 | Perm Closure | 2005-06-17 | 1000 | Used Oil/Waste Oil | COMPARTMENT A |  | Asphalt coated or Bare Steel |  |  |  | Removal | 1999-06-23
0-009941 | FRYS FUEL CENTER #59 | 4351 E HIGHWAY 90 | SIERRA VISTA | AZ | 85635 | Cochise | 1 | Open | 2001-08-28 | 8000 | Diesel | COMPARTMENT A | Double Walled | Fiberglass Reinforced Plastic
0-009941 | FRYS FUEL CENTER #59 | 4351 E HIGHWAY 90 | SIERRA VISTA | AZ | 85635 | Cochise | 1 | Open | 2001-08-28 | 12000 | Gasoline | COMPARTMENT B | Double Walled | Fiberglass Reinforced Plastic
0-009941 | FRYS FUEL CENTER #59 | 4351 E HIGHWAY 90 | SIERRA VISTA | AZ | 85635 | Cochise | 2 | Open | 2001-08-28 | 20000 | Gasoline | COMPARTMENT A | Double Walled | Fiberglass Reinforced Plastic | Pressure | Double Walled | Flexible
0-006388 | MASCOT ENTERPRISES INC | 9444 N 19TH AVE | PHOENIX | AZ | 85021 | Maricopa | 2 | Perm Closure | 1987-09-28 | 10000 | Gasoline | COMPARTMENT A |  | Fiberglass Reinforced Plastic | Pressure |  | Fiberglass Reinforced Plastic | Removal | 2008-12-10
0-007371 | EZ LUBE #203 | 1699 MESQUITE AVE | LAKE HAVASU CITY | AZ | 86403 | Mohave | 1 | Perm Closure | 1986-04-16 | 1500 | New Oil | COMPARTMENT A |  | Asphalt coated or Bare Steel | Suction - Check Valve at the Tank Top |  |  | Change in Service | 2000-07-17
0-006482 | MAC MINI MART #482 | 2575 N GRAND AVE | NOGALES | AZ | 85621 | Santa Cruz | 3 | Temp Closure | 2001-11-03 | 10000 | Gasoline (UL) | COMPARTMENT A | Double Walled | Fiberglass Reinforced Plastic | Pressure | Double Walled | Fiberglass Reinforced Plastic |  | 2019-02-15
0-002871 | KMART #4271 | 7902 E MCDOWELL RD | SCOTTSDALE | AZ | 85257 | Maricopa | 3 | Perm Closure | 1968-04-28 | 1000 | Used Oil/Waste Oil | COMPARTMENT A | Double Walled | Asphalt coated or Bare Steel |  |  |  | Removal | 1991-03-06
0-002871 | KMART #4271 | 7902 E MCDOWELL RD | SCOTTSDALE | AZ | 85257 | Maricopa | 1 | Perm Closure | 1968-04-28 | 1000 | Used Oil/Waste Oil | COMPARTMENT A | Double Walled | Asphalt coated or Bare Steel |  |  |  | Removal | 1991-03-06
0-002871 | KMART #4271 | 7902 E MCDOWELL RD | SCOTTSDALE | AZ | 85257 | Maricopa | 2 | Perm Closure | 1968-04-28 | 1000 | Used Oil/Waste Oil | COMPARTMENT A | Double Walled | Asphalt coated or Bare Steel |  |  |  | Removal | 1991-03-06
0-009278 | MAVERIK COUNTY STORE #545 | 690 W STATE ROUTE 89A | COTTONWOOD | AZ | 86326 | Yavapai | 2 | Open | 1998-01-23 | 12000 | Gasoline | COMPARTMENT A | Double Walled | Fiberglass Reinforced Plastic | Pressure | Double Walled
0-004421 | MR C'S | 1100 E ANDY DEVINE AVE | KINGMAN | AZ | 86401 | Mohave | 1 | Perm Closure | 2005-06-17 | 1000 | Gasoline | COMPARTMENT A | Double Walled | Asphalt coated or Bare Steel |  |  |  | Removal | 1989-12-28
0-002346 | WESTERN STATES TIRE COMPANY #787 | 3110 E INDIAN SCHOOL RD | PHOENIX | AZ | 85016 | Maricopa | 1 | Perm Closure | 1976-04-15 | 500 | Used Oil/Waste Oil | COMPARTMENT A | Single Walled | Asphalt coated or Bare Steel |  |  |  | Removal | 1991-01-18
0-009800 | CIRCLE K #2706356 | 1203 E SOUTHERN AVE | MESA | AZ | 85204 | Maricopa | 1 | Open | 2001-04-17 | 10000 | Diesel | COMPARTMENT A | Double Walled | Fiberglass Reinforced Plastic | Pressure | Double Walled | Flexible
0-006390 | GREEN VALLEY SUPER CENTER | 171 W CONTINENTAL RD | GREEN VALLEY | AZ | 85622 | Pima | 4 | Perm Closure | 1984-01-01 | 1000 | Used Oil/Waste Oil | COMPARTMENT A |  | Fiberglass Reinforced Plastic | Gravity Feed |  | Fiberglass Reinforced Plastic | Removal | 2013-08-15
0-003375 | PHOENIX CACTUS CO #143030 | 3102 E THUNDERBIRD RD | PHOENIX | AZ | 85032 | Maricopa | 1 | Perm Closure | 1980-01-01 | 1000 | Diesel | COMPARTMENT A | Unknown | Unknown | Suction - Check Valve at the Tank Top |  | Bare or Galvanized Steel | Removal | 1993-06-30
0-008077 | COMMUNITY RECREATION CENTER | 8001 E VIA DE VIVA | SCOTTSDALE | AZ | 85258 | Maricopa | 1 | Perm Closure | 1979-01-01 | 1000 | Diesel | COMPARTMENT A | Double Walled | Asphalt coated or Bare Steel | Suction - Check Valve at the Tank Top |  | Bare or Galvanized Steel | Removal | 1993-02-26
0-010010 | YOLANDA'S CHUCKWAGON | 8830 N HIGHWAY 79 | FLORENCE | AZ | 85132 | Pinal | 3 | Perm Closure | 2005-06-17 | 5000 | Kerosene | COMPARTMENT A |  | Asphalt coated or Bare Steel |  |  |  | Removal | 2005-05-10
0-008261 | GOOD 2 GO STORES #506 | 915 W BEALE ST | KINGMAN | AZ | 86401 | Mohave | 3 | Open | 1994-03-24 | 12000 | Gasoline | COMPARTMENT A | Double Walled | Composite (Steel/Fiberglass) | Pressure | Double Walled | Fiberglass Reinforced Plastic
0-006301 | NORRIS CHEMICAL | 973 W GILA BEND HWY | CASA GRANDE | AZ | 85122 | Pinal | 1 | Perm Closure | 2005-06-17 | 800 | Gasoline | COMPARTMENT A | Single Walled | Asphalt coated or Bare Steel |  |  |  | Removal | 1989-02-02
0-010065 | SCOTTSDALE CAR CARE | 6816 E INDIAN SCHOOL RD | SCOTTSDALE | AZ | 85251 | Maricopa | 1 | Perm Closure | 1950-01-01 | 1000 | Used Oil/Waste Oil | COMPARTMENT A | Single Walled | Asphalt coated or Bare Steel | Gravity Feed |  | Bare or Galvanized Steel | Removal | 2005-09-13
0-010065 | SCOTTSDALE CAR CARE | 6816 E INDIAN SCHOOL RD | SCOTTSDALE | AZ | 85251 | Maricopa | 2 | Perm Closure | 1950-01-01 | 4000 | Unidentified | COMPARTMENT A | Single Walled | Asphalt coated or Bare Steel | Gravity Feed |  | Bare or Galvanized Steel | Removal | 2005-09-13
0-006818 | EXXON - JB HELMS | 34481 S OLD BLACK CANYON HWY | BLACK CANYON CITY | AZ | 85324 | Yavapai | 2 | Perm Closure | 2005-06-17 | 1000 | Unidentified | COMPARTMENT A | Double Walled | Asphalt coated or Bare Steel |  |  |  | Removal | 1983-09-01
0-005035 | CUNARD MOTORS | 2301 S 4TH AVE | YUMA | AZ | 85364 | Yuma | 2 | Perm Closure | 2005-06-17 | 500 | Gasoline | COMPARTMENT A |  | Asphalt coated or Bare Steel |  |  |  | Removal | 1990-05-15
0-006517 | CHEVRON - CHRISTOPHER CREEK CHEVRON |  | CHRISTOPHER CREEK |  |  | Gila | 1 | Perm Closure | 1973-01-01 | 1000 | Unidentified | COMPARTMENT A | Single Walled | Asphalt coated or Bare Steel |  |  |  | Removal | 1984-01-01
0-006431 | LAKE PATAGONIA STORE |  | PATAGONIA |  |  | Santa Cruz | 1 | Perm Closure | 1976-09-05 | 1000 | Gasoline | COMPARTMENT A | Double Walled | Asphalt coated or Bare Steel | Gravity Feed |  |  | Removal | 1996-08-07
0-007731 | K & R TIRE | 6600 W BUCKEYE RD | PHOENIX | AZ | 85043 | Maricopa | 1 | Perm Closure | 2005-06-17 | 2000 | Gasoline | COMPARTMENT A | Double Walled | Asphalt coated or Bare Steel | Pressure |  | Bare or Galvanized Steel | Removal | 1993-06-15
0-004984 | UPS FLAGSTAFF | 2300 E HUNTINGTON DR | FLAGSTAFF | AZ | 86004 | Coconino | 2 | Perm Closure | 1982-01-01 | 500 | Used Oil/Waste Oil | COMPARTMENT A |  | Asphalt coated or Bare Steel | Gravity Feed |  |  | Removal | 1992-10-13
0-004201 | ROSS AVIATION | 15115 N AIRPORT DR | SCOTTSDALE | AZ | 85260 | Maricopa | 7 | Open | 1990-08-01 | 15000 | Jet Fuel | COMPARTMENT A | Single Walled | Asphalt coated or Bare Steel | Suction - Check Valve at the Tank Top |  | Bare or Galvanized Steel
0-000956 | ALBORADA APARTMENTS | 250 E GRANT RD | TUCSON | AZ | 85705 | Pima | 2 | Perm Closure | 1973-01-01 | 8000 | Gasoline | COMPARTMENT A |  | Asphalt coated or Bare Steel |  |  |  | Removal | 1989-11-08
0-002010 | CIRCLE K #5579 | 655 W 22ND ST | TUCSON | AZ | 85713 | Pima | 4 | Perm Closure | 1965-01-01 | 500 | Used Oil/Waste Oil | COMPARTMENT A |  | Asphalt coated or Bare Steel | Pressure | Single Walled | Bare or Galvanized Steel | Removal | 1991-05-29
0-004625 | 7-ELEVEN #17415 | 1540 E BROADWAY BLVD | TUCSON | AZ | 85719 | Pima | 4 | Perm Closure | 2005-06-17 | 500 | Unidentified | COMPARTMENT A | Single Walled | Asphalt coated or Bare Steel |  |  |  | Removal | 1999-12-29
0-001992 | CIRCLE K #2705406 | 3448 W PEORIA AVE | PHOENIX | AZ | 85029 | Maricopa | 6 | Perm Closure | 1994-10-20 | 12000 | Gasoline | COMPARTMENT A | Double Walled | Fiberglass Reinforced Plastic | Pressure | Double Walled | Fiberglass Reinforced Plastic | Removal | 2004-04-30
0-004774 | MOBIL 18-603 | 3548 W BELL RD | PHOENIX | AZ | 85303 | Maricopa | 8 | Perm Closure | 2005-06-17 | 12000 | Gasoline | COMPARTMENT A | Double Walled | Asphalt coated or Bare Steel | Pressure |  |  | Removal | 1984-12-31
0-000473 | CACTUS MINE | 22580 W MARICOPA HWY | CASA GRANDE | AZ | 85193 | Pinal | 3 | Perm Closure | 1974-01-01 | 317 | Used Oil/Waste Oil | COMPARTMENT A |  | Asphalt coated or Bare Steel |  |  |  | Removal | 1992-02-19
0-006169 | ADOT - VACANT LOT | 4488 NW GRAND AVE | GLENDALE | AZ | 85301 | Maricopa | 1 | Perm Closure | 1979-05-07 | 1000 | Diesel | COMPARTMENT A | Double Walled | Asphalt coated or Bare Steel |  |  |  | Removal | 1990-01-10
0-001985 | DUNLAP CHEVRON | 2710 W DUNLAP AVE | PHOENIX | AZ | 85051 | Maricopa | 6 | Perm Closure | 1981-01-01 | 12000 | Diesel | COMPARTMENT A | Single Walled | Fiberglass Reinforced Plastic | Pressure |  | Fiberglass Reinforced Plastic | Removal | 1989-09-01
0-001985 | DUNLAP CHEVRON | 2710 W DUNLAP AVE | PHOENIX | AZ | 85051 | Maricopa | 7 | Perm Closure | 1971-01-01 | 6000 | Gasoline | COMPARTMENT A |  | Asphalt coated or Bare Steel |  |  |  | Removal | 1989-09-01
0-006996 | PEARCE CARDLOCK #21 | 5032 W COLTER ST | GLENDALE | AZ | 85301 | Maricopa | 6 | Perm Closure | 1975-01-01 | 10000 | Gasoline | COMPARTMENT A |  | Fiberglass Reinforced Plastic | Pressure | Single Walled | Bare or Galvanized Steel | Removal | 1989-05-31
0-007180 | CHEVRON #9-6574 | 825 E APACHE BLVD | TEMPE | AZ | 85281 | Maricopa | 3 | Perm Closure | 1970-01-01 | 8000 | Gasoline | COMPARTMENT A | Single Walled | Asphalt coated or Bare Steel | Pressure | Single Walled | Bare or Galvanized Steel | Removal | 1996-01-16
0-007180 | CHEVRON #9-6574 | 825 E APACHE BLVD | TEMPE | AZ | 85281 | Maricopa | 5 | Open | 1997-06-05 | 10000 | Gasoline | COMPARTMENT A | Double Walled | Fiberglass Reinforced Plastic | Pressure | Double Walled | Fiberglass Reinforced Plastic
0-007180 | CHEVRON #9-6574 | 825 E APACHE BLVD | TEMPE | AZ | 85281 | Maricopa | 2 | Perm Closure | 1970-01-01 | 4000 | Gasoline | COMPARTMENT A | Single Walled | Asphalt coated or Bare Steel | Pressure | Single Walled | Bare or Galvanized Steel | Removal | 1996-01-16
0-001218 | CIRCLE K #383 | 4901 E ELLIOT RD | PHOENIX | AZ | 85044 | Maricopa | 2 | Perm Closure | 1974-01-01 | 10000 | Gasoline | COMPARTMENT A |  | Asphalt coated or Bare Steel | Pressure |  |  | Removal | 1994-07-28
0-006778 | PADDLEWHEELER INDUSTRIES, INTL LTD | 3979 LONDON BRIDGE RD | LAKE HAVASU CITY | AZ | 86404 | Mohave | 1 | Perm Closure | 2005-06-17 | 1000 | Gasoline | COMPARTMENT A | Double Walled | Asphalt coated or Bare Steel |  |  |  | Removal | 1990-04-18
0-002473 | HATCH'S CORNER GAS | 404 NAVAJO BLVD | HOLBROOK | AZ | 86025 | Navajo | 1 | Perm Closure | 1982-04-15 | 6000 | Gasoline | COMPARTMENT A | Single Walled | Asphalt coated or Bare Steel | Suction - Check Valve at the Tank Top |  | Bare or Galvanized Steel | Removal | 1993-06-02
0-005170 | CITY OF TUCSON - JESSE OWENS PARK | 400 S SARNOFF DR | TUCSON | AZ | 85710 | Pima | 1 | Perm Closure | 1979-04-11 | 1000 | Gasoline | COMPARTMENT A | Unknown | Asphalt coated or Bare Steel | Pressure |  | Bare or Galvanized Steel | Removal | 1996-06-11
0-006568 | PIMA COUNTY - AJO AUTOMOTIVE SERVICES | 1295 N WELL RD | AJO | AZ | 85321 | Pima | 2 | Perm Closure | 2005-06-17 | 1000 | Diesel | COMPARTMENT A | Double Walled | Asphalt coated or Bare Steel |  |  |  | Removal | 1990-04-27
0-008125 | CHINO VALLEY STATION | 995 S STATE ROUTE 89 | CHINO VALLEY | AZ | 86323 | Yavapai | 7 | Open | 1994-01-18 | 10000 | Gasoline | COMPARTMENT A | Single Walled | Asphalt coated or Bare Steel | Pressure | Single Walled | Bare or Galvanized Steel
0-000518 | ARCO #5270 | 4733 W THOMAS RD | PHOENIX | AZ | 85031 | Maricopa | 4 | Perm Closure | 2005-06-17 | 10000 | Gasoline | COMPARTMENT A |  | Asphalt coated or Bare Steel | Pressure |  | Fiberglass Reinforced Plastic | Removal | 1993-10-28
0-008585 | CAMELBACK EAST SHOPS | 3201 E CAMELBACK RD | PHOENIX | AZ | 85018 | Maricopa | 4 | Perm Closure | 1977-01-01 | 300 | Used Oil/Waste Oil | COMPARTMENT A |  | Asphalt coated or Bare Steel |  |  |  | Removal | 1998-02-02
0-008585 | CAMELBACK EAST SHOPS | 3201 E CAMELBACK RD | PHOENIX | AZ | 85018 | Maricopa | 1 | Perm Closure | 2005-06-17 | 8000 | Gasoline | COMPARTMENT A | Unknown | Asphalt coated or Bare Steel |  |  |  | Removal | 1977-01-01
0-002001 | CHEVRON | 5960 N ORACLE RD | TUCSON | AZ | 85704 | Pima | 3 | Open | 1985-01-01 | 10000 | Gasoline (PUL) | COMPARTMENT A | Double Walled | Fiberglass Reinforced Plastic | Pressure |  | Fiberglass Reinforced Plastic
0-002770 | SPEEDWAY STORE #2988 | 201 N HASKELL AVE | WILLCOX | AZ | 85643 | Cochise | 5 | Open | 1986-04-08 | 10000 | Diesel | COMPARTMENT A | Double Walled | Composite (Steel/Fiberglass) | Pressure |  | Fiberglass Reinforced Plastic
0-002770 | SPEEDWAY STORE #2988 | 201 N HASKELL AVE | WILLCOX | AZ | 85643 | Cochise | 2 | Perm Closure | 1971-04-09 | 5000 | Gasoline | COMPARTMENT A | Double Walled | Asphalt coated or Bare Steel |  |  |  | Removal | 1986-04-01
0-005456 | CIRCLE K #2917 | 8909 E TANQUE VERDE RD | TUCSON | AZ | 85749 | Pima | 1 | Perm Closure | 1972-04-08 | 10000 | Gasoline | COMPARTMENT A | Double Walled | Asphalt coated or Bare Steel | Pressure |  |  | Removal | 1999-03-30
0-006236 | LAKE HAVASU TRI-MART | 2201 MCCULLOCH BLVD N | LAKE HAVASU CITY | AZ | 86403 | Mohave | 4 | Perm Closure | 1985-02-24 | 1000 | Used Oil/Waste Oil | COMPARTMENT A | Single Walled | Fiberglass Reinforced Plastic |  |  |  | Removal | 1997-02-26
0-007130 | MESA UNIFIED SCHOOL DISTRICT - TRANSPORTATION | 109 E BROADWAY RD | MESA | AZ | 85210 | Maricopa | 1 | Perm Closure | 1988-01-01 | 10000 | Diesel | COMPARTMENT A | Double Walled | Fiberglass Reinforced Plastic | Pressure | Double Walled | Fiberglass Reinforced Plastic | Removal | 2019-03-13
0-007130 | MESA UNIFIED SCHOOL DISTRICT - TRANSPORTATION | 109 E BROADWAY RD | MESA | AZ | 85210 | Maricopa | 7 | Open | 2019-04-08 | 15000 | Diesel | COMPARTMENT A | Double Walled | Fiberglass Reinforced Plastic | Pressure | Double Walled | Fiberglass Reinforced Plastic
0-004252 | RICHARD'S TEXACO | 1150 A AVE | DOUGLAS | AZ | 85607 | Cochise | 4 | Perm Closure | 1946-01-01 | 200 | Used Oil/Waste Oil | COMPARTMENT A |  | Asphalt coated or Bare Steel | Gravity Feed |  |  | Removal | 1998-01-23
0-000886 | TEXACO #60-349-0308 | 5208 E MAIN ST | MESA | AZ | 85205 | Maricopa | 2 | Perm Closure | 1980-01-01 | 12000 | Diesel | COMPARTMENT A |  | Asphalt coated or Bare Steel | Pressure |  | Fiberglass Reinforced Plastic | Removal | 1995-11-15
0-001865 | CONOCOPHILLIPS #2670894 | 6630 W CAMELBACK RD | GLENDALE | AZ | 85301 | Maricopa | 9 | Perm Closure | 1994-04-01 | 12000 | Gasoline | COMPARTMENT A | Double Walled | Fiberglass Reinforced Plastic | Pressure | Double Walled | Fiberglass Reinforced Plastic | Removal | 2005-07-27
0-002889 | SOUTHWEST JET CENTER WEST | 15230 N 75TH ST | SCOTTSDALE | AZ | 85260 | Maricopa | 2 | Open | 1985-01-27 | 15000 | Jet Fuel | COMPARTMENT A | Double Walled | Fiberglass Reinforced Plastic | Suction - Check Valve at the Tank Top |  | Fiberglass Reinforced Plastic
0-007277 | SPEEDWAY STORE #2933 | 3550 N CAMPBELL AVE | TUCSON | AZ | 85719 | Pima | 3 | Open | 1988-04-06 | 12000 | Gasoline (UL) | COMPARTMENT A | Double Walled | Fiberglass Reinforced Plastic | Pressure | Double Walled | Fiberglass Reinforced Plastic
0-010006 | CIRCLE K STORE #2741713 | 16794 W BELL RD | SURPRISE | AZ | 85374 | Maricopa | 1 | Open | 2004-02-06 | 10000 | Gasoline (PUL) | COMPARTMENT A | Double Walled | Fiberglass Reinforced Plastic | Pressure | Double Walled | Flexible
0-004676 | 7-ELEVEN #25730 | 1601 E SOUTHERN AVE | PHOENIX | AZ | 85040 | Maricopa | 3 | Perm Closure | 1985-01-01 | 10000 | Gasoline | COMPARTMENT A | Single Walled | Fiberglass Reinforced Plastic | Pressure | Single Walled | Fiberglass Reinforced Plastic | Removal | 2013-09-23
0-004941 | GREENWAY FAMILY SERVICE | 15030 N 99TH AVE | SUN CITY | AZ | 85351 | Maricopa | 4 | Perm Closure | 1973-05-07 | 550 | Used Oil/Waste Oil | COMPARTMENT A | Unknown | Asphalt coated or Bare Steel | Gravity Feed |  | Bare or Galvanized Steel | Removal | 1993-09-08
0-004941 | GREENWAY FAMILY SERVICE | 15030 N 99TH AVE | SUN CITY | AZ | 85351 | Maricopa | 9 | Perm Closure | 2003-11-19 | 10000 | Gasoline | COMPARTMENT A | Double Walled | Fiberglass Reinforced Plastic | Pressure |  | Fiberglass Reinforced Plastic | Removal | 2018-06-13
0-004855 | TANQUE VERDE UNIFIED SCHOOL DISTRICT - BUS MAINTENANCE YARD | 2300 N TANQUE VERDE LOOP RD | TUCSON | AZ | 85749 | Pima | 1 | Perm Closure | 1977-12-19 | 6000 | Gasoline | COMPARTMENT A | Double Walled | Asphalt coated or Bare Steel |  |  |  | Removal | 1998-07-27
0-004418 | SEARS ROEBUCK & CO | 1717 E MCDOWELL RD | PHOENIX | AZ | 85006 | Maricopa | 2 | Perm Closure | 1969-05-06 | 5000 | Used Oil/Waste Oil | COMPARTMENT A | Double Walled | Asphalt coated or Bare Steel |  |  |  | Removal | 1988-05-09
0-000098 | DIGAS #537 | 2716 N 67TH AVE | PHOENIX | AZ | 85035 | Maricopa | 1 | Perm Closure | 2005-06-17 | 12000 | Gasoline | COMPARTMENT A |  | Asphalt coated or Bare Steel |  |  |  | Removal | 1990-07-06
0-000098 | DIGAS #537 | 2716 N 67TH AVE | PHOENIX | AZ | 85035 | Maricopa | 3 | Perm Closure | 2005-06-17 | 12000 | Gasoline | COMPARTMENT A |  | Asphalt coated or Bare Steel |  |  |  | Removal | 1990-07-06
0-009537 | COSTCO #481 | 1415 N ARIZONA AVE | GILBERT | AZ | 85233 | Maricopa | 4 | Open | 2012-02-14 | 1500 | Unidentified | COMPARTMENT A | Double Walled | Fiberglass Reinforced Plastic | Pressure | Double Walled | Fiberglass Reinforced Plastic
0-008244 | FIESTA GAS | 7002 N 23RD LN | PHOENIX | AZ | 85021 | Maricopa | 2 | Perm Closure | 1990-01-01 | 15000 | Gasoline | COMPARTMENT A | Single Walled | Fiberglass Reinforced Plastic | Pressure |  | Fiberglass Reinforced Plastic | Removal | 2015-02-12
0-006819 | EASTSIDE CARDLOCK | 7980 E SPEEDWAY BLVD | TUCSON | AZ | 85710 | Pima | 3 | Perm Closure | 2006-09-12 | 7500 | Gasoline | COMPARTMENT A | Double Walled | Composite (Steel/Fiberglass) | Pressure | Double Walled | Fiberglass Reinforced Plastic | Removal | 2014-02-11
0-006819 | EASTSIDE CARDLOCK | 7980 E SPEEDWAY BLVD | TUCSON | AZ | 85710 | Pima | 3 | Perm Closure | 2006-09-12 | 7500 | Diesel | COMPARTMENT B | Double Walled | Composite (Steel/Fiberglass) | Pressure | Double Walled | Fiberglass Reinforced Plastic | Removal | 2014-02-11
0-006659 | HUGHES SUPPLY #HDEE 3042 | 3320 N 31ST AVE | PHOENIX | AZ | 85017 | Maricopa | 1 | Perm Closure | 1975-01-01 | 1000 | Gasoline | COMPARTMENT A | Double Walled | Asphalt coated or Bare Steel |  |  |  | Removal | 1989-09-29
0-003724 | LLANTERA MIL AMORES #2 | 702 W SOUTHERN AVE | PHOENIX | AZ | 85041 | Maricopa | 1 | Perm Closure | 1967-01-01 | 6000 | Gasoline | COMPARTMENT A | Single Walled | Asphalt coated or Bare Steel |  |  |  | Removal | 1988-04-05
0-003724 | LLANTERA MIL AMORES #2 | 702 W SOUTHERN AVE | PHOENIX | AZ | 85041 | Maricopa | 2 | Perm Closure | 1967-01-01 | 550 | Used Oil/Waste Oil | COMPARTMENT A | Single Walled | Asphalt coated or Bare Steel |  |  |  | Removal | 1993-05-07
0-003364 | CENTURYLINK | 300 W MAIN ST | PAYSON | AZ | 85541 | Gila | 2 | Perm Closure | 1980-01-07 | 2000 | Gasoline | COMPARTMENT A | Unknown | Asphalt coated or Bare Steel |  |  |  | Removal | 1997-07-01
0-009205 | NORM'S AUTO PARTS | 16256 N ORACLE RD | CATALINA | AZ | 85739 | Pima | 1 | Perm Closure | 2005-06-17 | 4000 | Gasoline | COMPARTMENT A |  | Asphalt coated or Bare Steel |  |  |  | Removal | 2008-04-24
0-005053 | CIRCLE K STORE #2709163 | 2020 W WARNER RD | CHANDLER | AZ | 85224 | Maricopa | 1 | Open | 1989-07-12 | 10000 | Gasoline | COMPARTMENT A | Double Walled | Fiberglass Reinforced Plastic | Pressure | Single Walled | Fiberglass Reinforced Plastic
0-000842 | MOHAVE BUILDING | 511 E MOHAVE ST | PHOENIX | AZ | 85004 | Maricopa | 1 | Perm Closure | 1966-01-01 | 10000 | Diesel | COMPARTMENT A | Single Walled | Asphalt coated or Bare Steel |  |  |  | Removal | 1986-07-01
0-003223 | CIRCLE K STORE #2709167 | 9709 N HAYDEN RD | SCOTTSDALE | AZ | 85258 | Maricopa | 4 | Open | 1985-01-01 | 6000 | Gasoline | COMPARTMENT A | Single Walled | Fiberglass Reinforced Plastic | Pressure |  | Fiberglass Reinforced Plastic
0-003223 | CIRCLE K STORE #2709167 | 9709 N HAYDEN RD | SCOTTSDALE | AZ | 85258 | Maricopa | 1 | Temp Closure | 1985-01-01 | 10000 | Gasoline | COMPARTMENT A | Single Walled | Fiberglass Reinforced Plastic | Pressure |  | Fiberglass Reinforced Plastic |  | 2020-08-26
0-002927 | LA PAZ COUNTY - SALOME PUBLIC WORKS YARDS |  | SALOME |  |  | La Paz | 3 | Perm Closure | 1984-01-01 | 5000 | Used Oil/Waste Oil | COMPARTMENT A | Single Walled | Asphalt coated or Bare Steel | Pressure |  | Fiberglass Reinforced Plastic | Removal | 1993-05-13
0-008628 | JIM BABBITT COLLISION | 2149 E HUNTINGTON DR | FLAGSTAFF | AZ | 86004 | Coconino | 1 | Perm Closure | 1978-01-01 | 3500 | Used Oil/Waste Oil | COMPARTMENT A | Double Walled | Asphalt coated or Bare Steel | Gravity Feed |  |  | Removal | 1995-08-02
0-010003 | QUIKTRIP #467 | 3875 S PRIEST DR | TEMPE | AZ | 85282 | Maricopa | 4 | Open | 2018-03-06 | 10000 | Other | COMPARTMENT B | Double Walled | Fiberglass Reinforced Plastic | Pressure | Double Walled | Flexible
0-010003 | QUIKTRIP #467 | 3875 S PRIEST DR | TEMPE | AZ | 85282 | Maricopa | 4 | Open | 2018-03-06 | 12000 | Diesel #2 | COMPARTMENT A | Double Walled | Fiberglass Reinforced Plastic | Pressure | Double Walled | Flexible
0-002352 | PURCELL TIRE CO | 601 N STONE AVE | TUCSON | AZ | 85705 | Pima | 4 | Perm Closure | 1965-01-01 | 6000 | Used Oil/Waste Oil | COMPARTMENT A | Single Walled | Asphalt coated or Bare Steel |  |  |  | Removal | 1990-01-23
0-002352 | PURCELL TIRE CO | 601 N STONE AVE | TUCSON | AZ | 85705 | Pima | 2 | Perm Closure | 1965-01-01 | 6000 | Gasoline | COMPARTMENT A | Single Walled | Asphalt coated or Bare Steel |  |  |  | Removal | 1990-01-23
0-000195 | ARIZONA DEPARTMENT OF PUBLIC SAFETY | 3030 N GRAND AVE | NOGALES | AZ | 85621 | Santa Cruz | 1 | Perm Closure | 1965-01-01 | 10000 | Gasoline | COMPARTMENT A |  | Asphalt coated or Bare Steel | Pressure |  |  | Removal | 1997-09-17
0-006640 | WESTECH RECYCLERS | 850 W LINCOLN ST | PHOENIX | AZ | 85007 | Maricopa | 1 | Perm Closure | 1989-02-13 | 6000 | Gasoline | COMPARTMENT A | Unknown | Fiberglass Reinforced Plastic | Suction - Check Valve at the Tank Top |  | Fiberglass Reinforced Plastic | Removal | 1994-10-27
0-000721 | BINGHAM EQUIPMENT CO | 1655 S COUNTRY CLUB DR | MESA | AZ | 85210 | Maricopa | 1 | Perm Closure | 1970-01-30 | 1000 | Diesel | COMPARTMENT A | Unknown | Unknown |  |  |  | Removal | 1988-01-01
0-005591 | WEISS GUYS CAR WASH #8 | 1503 W CAMELBACK RD | PHOENIX | AZ | 85015 | Maricopa | 1 | Perm Closure | 1974-01-01 | 10000 | Gasoline | COMPARTMENT A | Single Walled | Asphalt coated or Bare Steel |  |  |  | Removal | 1991-09-04
0-005591 | WEISS GUYS CAR WASH #8 | 1503 W CAMELBACK RD | PHOENIX | AZ | 85015 | Maricopa | 4 | Perm Closure | 1979-01-01 | 10000 | Diesel | COMPARTMENT A | Single Walled | Asphalt coated or Bare Steel |  |  |  | Removal | 1991-09-04
0-000385 | ARIZONA MACHINERY | 197 W WARNER RD | CHANDLER | AZ | 85225 | Maricopa | 2 | Perm Closure | 1976-01-01 | 3000 | Diesel | COMPARTMENT A | Single Walled | Asphalt coated or Bare Steel |  |  |  | Removal | 1989-07-05
0-000378 | PINAL COUNTY - FACILITIES MANAGEMENT | 2207 S WILLOW ST | FLORENCE | AZ | 85132 | Pinal | 1 | Perm Closure | 1974-01-01 | 550 | Gasoline | COMPARTMENT A |  | Asphalt coated or Bare Steel |  |  |  | Removal | 1991-05-30
0-005299 | UNOCAL #5568 | 826 MILLER VALLEY RD | PRESCOTT | AZ | 86301 | Yavapai | 4 | Perm Closure | 1986-01-01 | 12000 | Gasoline | COMPARTMENT A | Double Walled | Fiberglass Reinforced Plastic | Pressure | Double Walled | Fiberglass Reinforced Plastic | Removal | 2003-05-28
0-005274 | UNOCAL #3827 | 4032 N SCOTTSDALE RD | SCOTTSDALE | AZ | 85251 | Maricopa | 2 | Perm Closure | 1984-04-15 | 12000 | Gasoline | COMPARTMENT A | Double Walled | Composite (Steel/Fiberglass) | Pressure |  | Fiberglass Reinforced Plastic | Removal | 1998-03-10
0-003274 | SPEEDSMART #120 | 2402 E WASHINGTON ST | PHOENIX | AZ | 85034 | Maricopa | 1 | Perm Closure | 1986-12-20 | 10000 | Gasoline | COMPARTMENT A | Double Walled | Fiberglass Reinforced Plastic | Pressure | Double Walled | Fiberglass Reinforced Plastic | Removal | 2018-01-03
0-003274 | SPEEDSMART #120 | 2402 E WASHINGTON ST | PHOENIX | AZ | 85034 | Maricopa | 3 | Perm Closure | 1986-12-20 | 10000 | Gasoline | COMPARTMENT A | Double Walled | Fiberglass Reinforced Plastic | Pressure | Double Walled | Fiberglass Reinforced Plastic | Removal | 2018-01-03
0-007225 | ARCO AM/PM #82326 | 2450 E VALENCIA RD | TUCSON | AZ | 85706 | Pima | 2 | Perm Closure | 1990-12-01 | 10000 | Gasoline | COMPARTMENT A | Double Walled | Fiberglass Reinforced Plastic | Pressure | Double Walled | Fiberglass Reinforced Plastic | Removal | 2019-07-11
0-000239 | ADOT - CLIFTON STORAGE SITE |  | CLIFTON |  |  | Greenlee | 1 | Perm Closure | 1957-01-01 | 1000 | Gasoline | COMPARTMENT A |  | Asphalt coated or Bare Steel |  |  |  | Removal | 1990-11-07
0-001277 | CIRCLE K #417 | 9949 E MAIN ST | MESA | AZ | 85207 | Maricopa | 2 | Perm Closure | 1970-01-01 | 10000 | Gasoline | COMPARTMENT A | Single Walled | Asphalt coated or Bare Steel | Pressure |  |  | Removal | 1993-05-27
0-009309 | 4 SONS FOOD STORES #512 | 11425 E VIA LINDA | SCOTTSDALE | AZ | 85259 | Maricopa | 3 | Open | 2004-05-25 | 6000 | Diesel | COMPARTMENT A | Double Walled | Fiberglass Reinforced Plastic | Pressure | Double Walled | Fiberglass Reinforced Plastic
0-009758 | DIGITAL 2121 SOUTH PRICE | 2121 S PRICE RD | CHANDLER | AZ | 85286 | Maricopa | 1 | Open | 2000-06-23 | 15000 | Diesel | COMPARTMENT A | Double Walled | Fiberglass Reinforced Plastic | Suction - Check Valve at the Dispenser | Double Walled | Fiberglass Reinforced Plastic
0-003022 | CHARLES D MAGLEY | 5245 S 5TH ST | PHOENIX | AZ | 85040 | Maricopa | 1 | Perm Closure | 2005-06-17 | 1000 | Gasoline | COMPARTMENT A | Double Walled | Asphalt coated or Bare Steel |  |  |  | Closed in Place | 1989-01-01
0-001042 | RAJWANI INVESTMENTS, LLC (FOOD MART) | 5105 W GLENDALE AVE | GLENDALE | AZ | 85301 | Maricopa | 2 | Perm Closure | 1972-04-17 | 10000 | Gasoline | COMPARTMENT A | Single Walled | Asphalt coated or Bare Steel | Pressure | Single Walled | Bare or Galvanized Steel | Removal | 1986-01-07
0-001042 | RAJWANI INVESTMENTS, LLC (FOOD MART) | 5105 W GLENDALE AVE | GLENDALE | AZ | 85301 | Maricopa | 5 | Open | 1996-11-15 | 12000 | Gasoline | COMPARTMENT A | Single Walled | Fiberglass Reinforced Plastic | Pressure |  | Fiberglass Reinforced Plastic
0-004475 | MERCADO DE AMIGOS #2 | 1529 N AVENUE 64 E | DATELAND | AZ | 85333 | Yuma | 3 | Perm Closure | 1989-12-06 | 8000 | Gasoline | COMPARTMENT A | Double Walled | Composite (Steel/Fiberglass) | Pressure | Single Walled | Fiberglass Reinforced Plastic | Removal | 2017-07-13
0-002198 | BESTWAY FOOD & GAS | 16551 N DYSART RD | SURPRISE | AZ | 85378 | Maricopa | 2 | Perm Closure | 1987-01-01 | 8000 | Gasoline | COMPARTMENT A | Single Walled | Fiberglass Reinforced Plastic | Pressure |  | Fiberglass Reinforced Plastic | Removal | 2016-08-10
0-005134 | GAS PLUS | 421 E SHELDON ST | PRESCOTT | AZ | 86301 | Yavapai | 4 | Perm Closure | 2005-06-17 | 1000 | Used Oil/Waste Oil | COMPARTMENT A |  | Asphalt coated or Bare Steel | Pressure |  |  | Removal | 1995-07-12
0-005134 | GAS PLUS | 421 E SHELDON ST | PRESCOTT | AZ | 86301 | Yavapai | 2 | Perm Closure | 1976-01-01 | 6000 | Gasoline | COMPARTMENT A |  | Asphalt coated or Bare Steel | Pressure | Double Walled | Flexible | Removal | 2010-02-24
0-005134 | GAS PLUS | 421 E SHELDON ST | PRESCOTT | AZ | 86301 | Yavapai | 5 | Perm Closure | 1995-11-06 | 6000 | Gasoline | COMPARTMENT A | Single Walled | Fiberglass Reinforced Plastic | Pressure | Double Walled | Flexible | Removal | 2020-02-13
0-003446 | ARCO AM/PM | 1349 S 4TH AVE | YUMA | AZ | 85364 | Yuma | 7 | Open | 2008-05-23 | 8000 | Gasoline | COMPARTMENT A | Double Walled | Fiberglass Reinforced Plastic | Pressure | Double Walled | Fiberglass Reinforced Plastic
0-003446 | ARCO AM/PM | 1349 S 4TH AVE | YUMA | AZ | 85364 | Yuma | 1 | Perm Closure | 1948-01-01 | 4000 | Gasoline | COMPARTMENT A | Single Walled | Asphalt coated or Bare Steel |  |  |  | Removal | 1990-08-22
0-001311 | CIRCLE K #794 | 100 N HUACHUCA BLVD | HUACHUCA CITY | AZ | 85616 | Cochise | 2 | Perm Closure | 1972-01-01 | 10000 | Gasoline | COMPARTMENT A |  | Asphalt coated or Bare Steel | Pressure |  |  | Removal | 1993-12-15
0-007908 | VT INC | 4623 E UNIVERSITY DR | PHOENIX | AZ | 85034 | Maricopa | 13 | Perm Closure | 2005-06-17 |  | Unidentified | COMPARTMENT A | Unknown | Asphalt coated or Bare Steel |  |  |  | Removal | 1973-01-01
0-006141 | VALLEY FRONTIER BUILDING | 3550 N CENTRAL AVE | PHOENIX | AZ | 85012 | Maricopa | 1 | Perm Closure | 1964-01-01 | 550 | Used Oil/Waste Oil | COMPARTMENT A | Single Walled | Asphalt coated or Bare Steel |  |  |  | Removal | 1990-09-17
0-000992 | CENTRAL YAVAPAI FIRE DISTRICT | 8555 E YAVAPAI RD | PRESCOTT VALLEY | AZ | 86314 | Yavapai | 2 | Perm Closure | 1984-01-01 | 1000 | Diesel | COMPARTMENT A |  | Asphalt coated or Bare Steel |  |  |  | Removal | 1995-06-01
0-000908 | SHELL GAS STATION | 8316 W INDIAN SCHOOL RD | PHOENIX | AZ | 85037 | Maricopa | 2 | Perm Closure | 1969-01-01 | 10000 | Gasoline | COMPARTMENT A |  | Asphalt coated or Bare Steel |  |  |  | Removal | 1990-11-01
0-000908 | SHELL GAS STATION | 8316 W INDIAN SCHOOL RD | PHOENIX | AZ | 85037 | Maricopa | 5 | Open | 1990-11-01 | 10000 | Gasoline | COMPARTMENT A | Double Walled | Fiberglass Reinforced Plastic | Pressure | Double Walled | Fiberglass Reinforced Plastic
0-000908 | SHELL GAS STATION | 8316 W INDIAN SCHOOL RD | PHOENIX | AZ | 85037 | Maricopa | 4 | Open | 1990-11-01 | 10000 | Gasoline | COMPARTMENT A | Double Walled | Fiberglass Reinforced Plastic | Pressure | Double Walled | Fiberglass Reinforced Plastic
0-002463 | EXXON - CHINO VALLEY EXXON | 460 N STATE ROUTE 89 | CHINO VALLEY | AZ | 86323 | Yavapai | 4 | Perm Closure | 1976-05-05 | 2000 | Kerosene | COMPARTMENT A | Single Walled | Asphalt coated or Bare Steel |  |  |  | Removal | 1989-04-12
0-002463 | EXXON - CHINO VALLEY EXXON | 460 N STATE ROUTE 89 | CHINO VALLEY | AZ | 86323 | Yavapai | 5 | Perm Closure | 1976-05-05 | 2000 | Kerosene | COMPARTMENT A | Single Walled | Asphalt coated or Bare Steel |  |  |  | Removal | 1989-04-12
0-007561 | CITY OF MESA - EAST MESA SERVICE CENTER | 6935 E DECATUR ST | MESA | AZ | 85207 | Maricopa | 4 | Open | 1990-10-24 | 2500 | New Oil | COMPARTMENT A | Double Walled | Fiberglass Reinforced Plastic | Suction - Check Valve at the Tank Top |  | Fiberglass Reinforced Plastic
0-000652 | HENSLEY & CO | 4201 N 45TH AVE | PHOENIX | AZ | 85031 | Maricopa | 1 | Perm Closure | 1988-04-01 | 12000 | Diesel | COMPARTMENT A | Double Walled | Fiberglass Reinforced Plastic | Pressure | Double Walled | Fiberglass Reinforced Plastic | Removal | 2020-11-06
0-000652 | HENSLEY & CO | 4201 N 45TH AVE | PHOENIX | AZ | 85031 | Maricopa | 5 | Perm Closure | 1988-04-01 | 2500 | New Oil | COMPARTMENT A | Double Walled | Fiberglass Reinforced Plastic | Pressure | Double Walled | Fiberglass Reinforced Plastic | Removal | 2020-11-06
0-005840 | PILOT TRAVEL CENTER #1180 | 41112 W INDIAN SCHOOL RD | TONOPAH | AZ | 85354 | Maricopa | 6 | Open | 2019-02-15 | 9000 | Gasoline (PUL) | COMPARTMENT B | Double Walled | Fiberglass Reinforced Plastic | Pressure | Double Walled | Fiberglass Reinforced Plastic
0-000682 | THUMB BUTTE EXXON | 1451 W GURLEY ST | PRESCOTT | AZ | 86305 | Yavapai | 3 | Perm Closure | 1971-01-01 | 550 | Used Oil/Waste Oil | COMPARTMENT A | Single Walled | Asphalt coated or Bare Steel |  |  |  | Removal | 1988-01-01
0-004602 | SOUTHERN UNION GAS CO | 501 6TH ST | PRESCOTT | AZ | 86301 | Yavapai | 1 | Perm Closure | 1975-05-03 | 1000 | Gasoline | COMPARTMENT A | Double Walled | Asphalt coated or Bare Steel |  |  |  | Removal | 1989-07-13
0-000835 | SHORT STOP #31 | 1001 S 6TH AVE | TUCSON | AZ | 85701 | Pima | 2 | Perm Closure | 1980-01-01 | 12000 | Diesel | COMPARTMENT A |  | Asphalt coated or Bare Steel |  |  |  | Removal | 1992-01-18
0-000835 | SHORT STOP #31 | 1001 S 6TH AVE | TUCSON | AZ | 85701 | Pima | 5 | Perm Closure | 1980-01-01 | 12000 | Diesel | COMPARTMENT A |  | Asphalt coated or Bare Steel |  |  |  | Removal | 1988-03-22
0-008815 | WILLIAMS CHEVRON | 1050 N GRAND CANYON BLVD | WILLIAMS | AZ | 86046 | Coconino | 1 | Open | 1995-11-01 | 10000 | Gasoline (PUL) | COMPARTMENT A |  | Fiberglass Reinforced Plastic | Pressure | Double Walled | Fiberglass Reinforced Plastic
0-009723 | VALLE TRAVEL STOP LLC | 313 AZ-64 | WILLIAMS | AZ | 86046 | Coconino | 2 | Open | 1999-03-01 | 6000 | Diesel | COMPARTMENT B | Double Walled | Composite (Steel/Fiberglass)
0-002359 | SPECIALTY VERMICULITE LLC | 4220 W GLENROSA AVE | PHOENIX | AZ | 85019 | Maricopa | 1 | Perm Closure | 1980-04-18 | 7500 | Diesel | COMPARTMENT A | Single Walled | Asphalt coated or Bare Steel |  |  |  | Removal | 1987-06-01
0-005917 | HERITAGE TRUCKING | 2333 N COUNTRY CLUB DR | MESA | AZ | 85201 | Maricopa | 1 | Perm Closure | 1976-01-01 | 2000 | Gasoline | COMPARTMENT A | Single Walled | Asphalt coated or Bare Steel |  |  |  | Removal | 1980-01-01
0-009364 | VACANT |  | LA PALMA |  |  | Pinal | 1 | Perm Closure | 2005-06-17 | 750 | Gasoline | COMPARTMENT A |  | Asphalt coated or Bare Steel |  |  |  | Removal | 2011-04-29
0-009190 | SELLERS PETROLEUM | 11274 S FORTUNA RD | YUMA | AZ | 85367 | Yuma | 1 | Perm Closure | 1997-07-30 | 15000 | Gasoline (UL) | COMPARTMENT A | Double Walled | Fiberglass Reinforced Plastic | Pressure | Double Walled | Flexible | Removal | 2018-06-05
0-009190 | SELLERS PETROLEUM | 11274 S FORTUNA RD | YUMA | AZ | 85367 | Yuma | 3 | Perm Closure | 1997-07-30 | 12000 | Diesel #2 | COMPARTMENT A | Double Walled | Fiberglass Reinforced Plastic | Pressure | Double Walled | Flexible | Removal | 2018-06-05
0-002658 | MERWYN C DAVIS REV TRUST |  | PAULDEN |  |  | Yavapai | 2 | Perm Closure | 1968-12-16 | 7600 | Gasoline | COMPARTMENT A | Single Walled | Asphalt coated or Bare Steel |  |  |  | Closed in Place | 1988-12-01
0-005982 | GREEN ACRES MORTUARIES & CEMETERY | 401 N HAYDEN RD | SCOTTSDALE | AZ | 85257 | Maricopa | 2 | Perm Closure | 1978-03-23 | 800 | Diesel | COMPARTMENT A | Unknown | Asphalt coated or Bare Steel |  |  |  | Removal | 1991-05-05
0-008034 | DAVE CLARK CHEVRON | 1600 E ROUTE | FLAGSTAFF | AZ | 86001 | Coconino | 3 | Perm Closure | 1975-01-01 | 8000 | Gasoline | COMPARTMENT A | Double Walled | Asphalt coated or Bare Steel | Pressure |  | Bare or Galvanized Steel | Removal | 1997-11-18
0-001368 | CIRCLE K #2701130 | 11450 W SOUTHERN AVE | TOLLESON | AZ | 85353 | Maricopa | 2 | Open | 1978-01-01 | 10000 | Gasoline | COMPARTMENT A |  | Asphalt coated or Bare Steel | Pressure | Double Walled | Fiberglass Reinforced Plastic
0-000543 | ARCO #1511 | 908 E BROADWAY RD | TEMPE | AZ | 85282 | Maricopa | 2 | Perm Closure | 1984-01-01 | 12000 | Gasoline | COMPARTMENT A | Double Walled | Fiberglass Reinforced Plastic | Pressure |  |  | Removal | 2003-07-22
0-000543 | ARCO #1511 | 908 E BROADWAY RD | TEMPE | AZ | 85282 | Maricopa | 3 | Perm Closure | 1984-01-01 | 12000 | Gasoline | COMPARTMENT A | Double Walled | Fiberglass Reinforced Plastic | Pressure |  |  | Removal | 2003-07-22
0-006678 | ARIZONA AUTO SERVICE | 399 S ARIZONA AVE | CHANDLER | AZ | 85225 | Maricopa | 4 | Perm Closure | 1982-01-01 | 1000 | Used Oil/Waste Oil | COMPARTMENT A | Double Walled | Asphalt coated or Bare Steel | Suction - Check Valve at the Tank Top |  | Fiberglass Reinforced Plastic | Removal | 1995-03-20
0-006678 | ARIZONA AUTO SERVICE | 399 S ARIZONA AVE | CHANDLER | AZ | 85225 | Maricopa | 3 | Perm Closure | 1982-01-01 | 4000 | Gasoline | COMPARTMENT A | Double Walled | Asphalt coated or Bare Steel |  |  |  | Removal | 1995-03-20
0-004784 | SIDEWINDER DAIRY | 20200 S HIGLEY RD | GILBERT | AZ | 85297 | Maricopa | 2 | Perm Closure | 1983-09-17 | 500 | Gasoline | COMPARTMENT A | Double Walled | Asphalt coated or Bare Steel |  |  |  | Removal | 1994-02-14
0-007862 | FROG SERVICE CENTER | 381 S ARIZONA BLVD | COOLIDGE | AZ | 85128 | Pinal | 2 | Perm Closure | 2005-06-17 |  | Gasoline | COMPARTMENT A |  | Asphalt coated or Bare Steel |  |  |  | Closed in Place | 1983-02-02
0-001699 | CUMMINS SOUTHWEST INC | 2239 N BLACK CANYON HWY | PHOENIX | AZ | 85009 | Maricopa | 1 | Perm Closure | 1966-01-01 | 300 | Used Oil/Waste Oil | COMPARTMENT A |  | Asphalt coated or Bare Steel |  |  |  | Removal | 1990-07-18
0-005925 | GUADALUPE PUBLIC WORK MAINTENANCE YARD | 9040 S CALLE MARAVILLA | GUADALUPE | AZ | 85283 | Maricopa | 1 | Perm Closure | 1977-12-01 | 10000 | Gasoline | COMPARTMENT A | Double Walled | Asphalt coated or Bare Steel |  |  |  | Removal | 1993-01-12
0-002395 | GREYHOUND LINES #8612 | 399 S MALPAIS LN | FLAGSTAFF | AZ | 86001 | Coconino | 2 | Perm Closure | 1973-01-01 | 10000 | Diesel | COMPARTMENT A |  | Asphalt coated or Bare Steel | Pressure |  | Bare or Galvanized Steel | Removal | 1994-05-01
0-002395 | GREYHOUND LINES #8612 | 399 S MALPAIS LN | FLAGSTAFF | AZ | 86001 | Coconino | 3 | Perm Closure | 1973-01-01 | 1000 | Used Oil/Waste Oil | COMPARTMENT A |  | Asphalt coated or Bare Steel | Gravity Feed |  |  | Closed in Place | 1996-11-25
0-006335 | SPEEDWAY STORE #2883 | 999 S MAIN ST | COTTONWOOD | AZ | 86326 | Yavapai | 2 | Open | 1988-11-25 | 12000 | Gasoline (UL) | COMPARTMENT A | Double Walled | Fiberglass Reinforced Plastic | Pressure |  | Fiberglass Reinforced Plastic
0-002173 | FOWLER ELEMENTARY SCHOOL | 6707 W VAN BUREN ST | PHOENIX | AZ | 85043 | Maricopa | 2 | Perm Closure | 1981-01-09 | 1000 | Gasoline | COMPARTMENT A | Single Walled | Asphalt coated or Bare Steel | Suction - Check Valve at the Tank Top |  |  | Removal | 1990-08-08
0-006403 | LAKE POWELL TRAVEL PLAZA | 101 W GLEN DR | GREENHAVEN | AZ | 86036 | Coconino | 1 | Perm Closure | 1986-10-01 | 10000 | Gasoline (UL) | COMPARTMENT A | Double Walled | Fiberglass Reinforced Plastic | Pressure |  | Fiberglass Reinforced Plastic | Removal | 2020-05-07
0-009333 | HERTZ EQUIPMENT RENTAL | 755 E BASELINE RD | GILBERT | AZ | 85233 | Maricopa | 2 | Perm Closure | 1997-09-10 | 4000 | Diesel | COMPARTMENT A | Double Walled | Fiberglass Reinforced Plastic | Pressure | Double Walled | Fiberglass Reinforced Plastic | Removal | 2020-12-15
0-006323 | J & E AUTO SERVICE | 8615 N 7TH ST | PHOENIX | AZ | 85020 | Maricopa | 1 | Perm Closure | 2005-06-17 | 250 | Used Oil/Waste Oil | COMPARTMENT A | Unknown | Asphalt coated or Bare Steel |  |  |  | Removal | 1992-02-25
0-009532 | QUIKTRIP #461 | 2535 W CAMELBACK RD | PHOENIX | AZ | 85017 | Maricopa | 5 | Open | 2017-02-17 | 20000 | Gasoline | COMPARTMENT A | Double Walled | Fiberglass Reinforced Plastic | Pressure | Double Walled | Fiberglass Reinforced Plastic
0-009684 | CHEVRON #207557 | 815 N GILBERT RD | GILBERT | AZ | 85234 | Maricopa | 2 | Open | 2000-03-25 | 20000 | Gasoline | COMPARTMENT A | Double Walled | Fiberglass Reinforced Plastic | Pressure | Double Walled | Fiberglass Reinforced Plastic
0-003926 | BHP MIAMI UNIT | HWY 60, PINTO VALLEY RD | MIAMI | AZ | 85539 | Gila | 2 | Perm Closure | 1977-01-01 | 1200 | Gasoline (UL) | COMPARTMENT A | Single Walled | Asphalt coated or Bare Steel |  |  |  | Removal | 1990-03-20
0-002495 | SOLON CORPORATION | 6950 S COUNTRY CLUB RD | TUCSON | AZ | 85756 | Pima | 1 | Perm Closure | 1978-05-07 | 500 | Diesel | COMPARTMENT A | Single Walled | Asphalt coated or Bare Steel |  |  |  | Removal | 1987-10-01
0-002495 | SOLON CORPORATION | 6950 S COUNTRY CLUB RD | TUCSON | AZ | 85756 | Pima | 4 | Perm Closure | 1978-05-07 | 500 | Diesel | COMPARTMENT A | Single Walled | Asphalt coated or Bare Steel |  |  |  | Removal | 1987-10-01
0-002522 | DESERT DRILLING CO | 2484 E 14TH ST | YUMA | AZ | 85365 | Yuma | 1 | Perm Closure | 1966-04-22 | 525 | Gasoline | COMPARTMENT A | Single Walled | Asphalt coated or Bare Steel |  |  |  | Removal | 1988-04-20
0-004684 | 7-ELEVEN #26330 | 2810 E BASELINE RD | MESA | AZ | 85204 | Maricopa | 1 | Perm Closure | 1984-05-05 | 10000 | Gasoline | COMPARTMENT A | Unknown | Fiberglass Reinforced Plastic | Pressure |  | Fiberglass Reinforced Plastic | Removal | 2011-05-25
0-004684 | 7-ELEVEN #26330 | 2810 E BASELINE RD | MESA | AZ | 85204 | Maricopa | 2 | Perm Closure | 1984-05-05 | 10000 | Gasoline | COMPARTMENT A | Unknown | Fiberglass Reinforced Plastic | Pressure |  | Fiberglass Reinforced Plastic | Removal | 2011-05-25
0-004807 | SERVICE MAINTENANCE SYSTEMS | 2029 N BLACK CANYON HWY | PHOENIX | AZ | 85009 | Maricopa | 2 | Perm Closure | 1974-12-21 | 2000 | Unidentified | COMPARTMENT A | Unknown | Asphalt coated or Bare Steel |  |  |  | Removal | 1990-07-11
0-009697 | DESERT ROSE EXPRESS | 777 S GILBERT RD | GILBERT | AZ | 85296 | Maricopa | 2 | Open | 2000-02-24 | 8000 | Diesel #2 | COMPARTMENT B | Double Walled | Fiberglass Reinforced Plastic
0-009697 | DESERT ROSE EXPRESS | 777 S GILBERT RD | GILBERT | AZ | 85296 | Maricopa | 2 | Open | 2000-02-24 | 12000 | Gasoline (UL) | COMPARTMENT A | Double Walled | Fiberglass Reinforced Plastic
0-006228 | CIRCLE K #2703747 | 2730 N SCOTTSDALE RD | TEMPE | AZ | 85281 | Maricopa | 8 | Perm Closure | 1969-01-01 | 10000 | Gasoline | COMPARTMENT A |  | Asphalt coated or Bare Steel |  |  |  | Removal | 1988-06-01
0-009086 | CIRCLE K #2705322 | 24838 N 35TH AVE | PHOENIX | AZ | 85027 | Maricopa | 1 | Open | 1996-11-09 | 12000 | Gasoline | COMPARTMENT A | Double Walled | Fiberglass Reinforced Plastic | Pressure | Double Walled | Fiberglass Reinforced Plastic
0-004557 | CIRCLE K #2708850 | 4965 W AJO HWY | TUCSON | AZ | 85757 | Pima | 4 | Open | 2020-04-07 | 20000 | Gasoline (UL) | COMPARTMENT A | Double Walled | Fiberglass Reinforced Plastic | Pressure | Double Walled | Fiberglass Reinforced Plastic
0-009664 | FIFTY THIRD STREET MARKET | 5302 E VAN BUREN ST | PHOENIX | AZ | 85008 | Maricopa | 2 | Perm Closure | 1958-01-01 | 200 | Unidentified | COMPARTMENT A | Single Walled | Asphalt coated or Bare Steel |  |  |  | Removal | 2001-01-19
0-006071 | PARCEL 225-27-128 | 8694 S HIGHWAY 95 | MOHAVE VALLEY | AZ | 86440 | Mohave | 2 | Perm Closure | 1968-04-04 | 6000 | Unidentified | COMPARTMENT A | Double Walled | Asphalt coated or Bare Steel |  |  |  | Removal | 1989-11-28
0-001849 | EDWARD OLDSMOBILE | 530 E MCDOWELL RD | PHOENIX | AZ | 85004 | Maricopa | 6 | Perm Closure | 1958-01-01 | 4000 | Gasoline | COMPARTMENT A |  | Asphalt coated or Bare Steel |  |  |  | Removal | 1989-06-15
0-003603 | PALO VERDE ELEMENTARY SCHOOL | 10700 S PALO VERDE RD | PALO VERDE | AZ | 85343 | Maricopa | 1 | Perm Closure | 1971-01-01 | 1000 | Gasoline | COMPARTMENT A |  | Asphalt coated or Bare Steel | Suction - Check Valve at the Tank Top |  |  | Removal | 1993-05-01
0-002967 | SPEEDWAY STORE #2983 | 6777 N SANDARIO RD | MARANA | AZ | 85743 | Pima | 3 | Open | 2006-06-26 | 6000 | Gasoline (PUL) | COMPARTMENT B | Double Walled | Composite (Steel/Fiberglass) | Pressure | Double Walled | Fiberglass Reinforced Plastic
0-002967 | SPEEDWAY STORE #2983 | 6777 N SANDARIO RD | MARANA | AZ | 85743 | Pima | 4 | Open | 2006-06-26 | 12000 | Gasoline (UL) | COMPARTMENT A | Double Walled | Composite (Steel/Fiberglass) | Pressure | Double Walled | Fiberglass Reinforced Plastic
0-007640 | S & S PAVING | 3401 E ILLINI ST | PHOENIX | AZ | 85040 | Maricopa | 1 | Perm Closure | 1981-01-01 | 10000 | Diesel | COMPARTMENT A | Double Walled | Asphalt coated or Bare Steel |  |  |  | Removal | 1992-01-01
0-002788 | SPEEDSMART | 5103 W PEORIA AVE | GLENDALE | AZ | 85302 | Maricopa | 1 | Perm Closure | 1978-01-01 | 10000 | Gasoline | COMPARTMENT A |  | Asphalt coated or Bare Steel | Pressure | Double Walled | Flexible | Removal | 2007-10-10
0-002695 | POWER ENTERPRISES | 20220 S POWER RD | GILBERT | AZ | 85236 | Maricopa | 1 | Perm Closure | 2005-06-17 | 1000 | Gasoline | COMPARTMENT A | Single Walled | Asphalt coated or Bare Steel |  |  |  | Removal | 1989-12-29
0-007138 | CITY OF PRESCOTT - FIRE DEPARTMENT #2 | 1700 W IRON SPRINGS RD | PRESCOTT | AZ | 86305 | Yavapai | 1 | Perm Closure | 1978-06-01 | 1000 | Gasoline | COMPARTMENT A | Unknown | Asphalt coated or Bare Steel | Pressure |  |  | Removal | 1992-10-06
0-005417 | CIRCLE K #2850 | 302 E THOMAS RD | PHOENIX | AZ | 85012 | Maricopa | 2 | Perm Closure | 1974-04-24 | 8000 | Gasoline | COMPARTMENT A | Double Walled | Asphalt coated or Bare Steel | Pressure |  | Fiberglass Reinforced Plastic | Removal | 1999-01-26
0-006286 | AUTOMOTIVE SALES CO | 1801 N BLACK CANYON HWY | PHOENIX | AZ | 85009 | Maricopa | 1 | Perm Closure | 1973-08-17 | 500 | Used Oil/Waste Oil | COMPARTMENT A | Unknown | Asphalt coated or Bare Steel | Suction - Check Valve at the Tank Top |  | Bare or Galvanized Steel | Removal | 1992-03-19
0-000158 | AMERIGAS PROPANE LP | 1521 S CALIFORNIA AVE | PARKER | AZ | 85344 | La Paz | 2 | Perm Closure | 1979-01-01 | 1000 | Gasoline | COMPARTMENT A | Single Walled | Asphalt coated or Bare Steel | Suction - Check Valve at the Tank Top | Single Walled | Bare or Galvanized Steel | Removal | 1998-07-14
0-009099 | ARCO AM/PM #5982 | 4060 N CENTRAL AVE | PHOENIX | AZ | 85012 | Maricopa | 4 | Perm Closure | 1996-12-20 | 10000 | Gasoline | COMPARTMENT A | Double Walled | Fiberglass Reinforced Plastic | Pressure | Double Walled |  | Removal | 2010-11-16
0-009099 | ARCO AM/PM #5982 | 4060 N CENTRAL AVE | PHOENIX | AZ | 85012 | Maricopa | 1 | Perm Closure | 1996-12-20 | 10000 | Gasoline | COMPARTMENT A | Double Walled | Fiberglass Reinforced Plastic | Pressure | Double Walled |  | Removal | 2010-11-16
0-004670 | 7-ELEVEN #25124 | 1602 W BUCKEYE RD | PHOENIX | AZ | 85007 | Maricopa | 3 | Perm Closure | 1984-02-05 | 9700 | Gasoline | COMPARTMENT A | Unknown | Fiberglass Reinforced Plastic |  |  |  | Removal | 1988-07-01
0-004670 | 7-ELEVEN #25124 | 1602 W BUCKEYE RD | PHOENIX | AZ | 85007 | Maricopa | 1 | Perm Closure | 1984-02-05 | 9700 | Gasoline | COMPARTMENT A | Unknown | Fiberglass Reinforced Plastic |  |  |  | Removal | 1988-07-01
0-001871 | CIRCLE K STORE #2705405 | 2515 W GLENDALE AVE | PHOENIX | AZ | 85051 | Maricopa | 5 | Perm Closure | 1984-01-01 | 1000 | Used Oil/Waste Oil | COMPARTMENT A | Double Walled | Fiberglass Reinforced Plastic | Gravity Feed |  | Fiberglass Reinforced Plastic | Removal | 2001-06-26
0-001439 | CIRCLE K #2701577 | 1123 W THATCHER BLVD | SAFFORD | AZ | 85546 | Graham | 4 | Perm Closure | 1971-01-01 | 10000 | Gasoline | COMPARTMENT A |  | Asphalt coated or Bare Steel | Pressure | Single Walled | Bare or Galvanized Steel | Removal | 2005-11-29
0-000152 | CITY OF APACHE JUNCTION - FIRE STATION #3 | 1455 E 18TH AVE | APACHE JUNCTION | AZ | 85119 | Pinal | 1 | Perm Closure | 1985-01-01 | 1000 | Diesel | COMPARTMENT A | Single Walled | Fiberglass Reinforced Plastic | Suction - Check Valve at the Tank Top |  | Fiberglass Reinforced Plastic | Removal | 1997-12-30
0-001396 | CIRCLE K #1344 | 1002 N 32ND ST | PHOENIX | AZ | 85008 | Maricopa | 1 | Open | 1979-01-01 | 6000 | Diesel | COMPARTMENT A |  | Asphalt coated or Bare Steel | Pressure |  | Fiberglass Reinforced Plastic
0-001396 | CIRCLE K #1344 | 1002 N 32ND ST | PHOENIX | AZ | 85008 | Maricopa | 3 | Open | 1979-01-01 | 10000 | Gasoline | COMPARTMENT A |  | Asphalt coated or Bare Steel | Pressure |  | Fiberglass Reinforced Plastic
0-002021 | CIRCLE K #5592 | 367 E MCKELLIPS RD | MESA | AZ | 85201 | Maricopa | 6 | Perm Closure | 1996-12-17 | 10000 | Gasoline | COMPARTMENT A | Double Walled | Fiberglass Reinforced Plastic | Pressure | Double Walled | Fiberglass Reinforced Plastic | Removal | 2003-05-15
0-002021 | CIRCLE K #5592 | 367 E MCKELLIPS RD | MESA | AZ | 85201 | Maricopa | 7 | Perm Closure | 1996-12-17 | 10000 | Gasoline | COMPARTMENT A | Double Walled | Fiberglass Reinforced Plastic | Pressure | Double Walled | Fiberglass Reinforced Plastic | Removal | 2003-05-15
0-000534 | ARCO #5271 | 1825 N 24TH ST | PHOENIX | AZ | 85008 | Maricopa | 8 | Perm Closure | 1993-11-01 | 10000 | Gasoline | COMPARTMENT A | Double Walled | Fiberglass Reinforced Plastic | Pressure | Double Walled | Fiberglass Reinforced Plastic | Removal | 2019-11-01
0-000534 | ARCO #5271 | 1825 N 24TH ST | PHOENIX | AZ | 85008 | Maricopa | 5 | Perm Closure | 1993-11-01 | 10000 | Gasoline | COMPARTMENT A | Double Walled | Fiberglass Reinforced Plastic | Pressure | Double Walled | Fiberglass Reinforced Plastic | Removal | 2019-11-01
0-000534 | ARCO #5271 | 1825 N 24TH ST | PHOENIX | AZ | 85008 | Maricopa | 1 | Perm Closure | 2005-06-17 | 10000 | Gasoline | COMPARTMENT A |  | Asphalt coated or Bare Steel | Pressure |  |  | Removal | 1993-11-01
0-000546 | CHEVRON #9-8190 | 1901 W BETHANY HOME RD | PHOENIX | AZ | 85015 | Maricopa | 6 | Open | 1996-03-01 | 12000 | Gasoline | COMPARTMENT A | Double Walled | Fiberglass Reinforced Plastic | Pressure | Double Walled | Fiberglass Reinforced Plastic
0-009689 | MR MAESTAS RESTAURANT | 502 NAVAJO BLVD | HOLBROOK | AZ | 86025 | Navajo | 4 | Perm Closure | 2005-06-17 | 10000 | Gasoline | COMPARTMENT A | Unknown | Asphalt coated or Bare Steel |  |  |  | Removal | 2000-11-01
0-004919 | TEXACO #60-349-0026 | 1551 E INDIAN SCHOOL RD | PHOENIX | AZ | 85014 | Maricopa | 8 | Perm Closure | 1986-05-07 | 10000 | Diesel | COMPARTMENT A | Double Walled | Fiberglass Reinforced Plastic | Pressure |  | Fiberglass Reinforced Plastic | Removal | 2002-10-28
0-004919 | TEXACO #60-349-0026 | 1551 E INDIAN SCHOOL RD | PHOENIX | AZ | 85014 | Maricopa | 2 | Perm Closure | 1971-05-08 | 8000 | Gasoline | COMPARTMENT A | Double Walled | Asphalt coated or Bare Steel |  |  |  | Removal | 1987-01-01
0-003619 | PARKS & SONS OF SUN CITY INC | 11629 NW GRAND AVE | EL MIRAGE | AZ | 85335 | Maricopa | 4 | Perm Closure | 1980-01-01 | 5000 | Diesel | COMPARTMENT A |  | Asphalt coated or Bare Steel | Pressure |  | Bare or Galvanized Steel | Removal | 1998-11-24
0-002832 | ASARCO LLC RAY MINE OPERATIONS | 27809 N MINERAL CREEK RD | KEARNY | AZ | 85137 | Pinal | 3 | Perm Closure | 1975-01-01 | 6300 | Gasoline | COMPARTMENT A |  | Asphalt coated or Bare Steel | Pressure |  | Bare or Galvanized Steel | Removal | 1993-05-05
0-002832 | ASARCO LLC RAY MINE OPERATIONS | 27809 N MINERAL CREEK RD | KEARNY | AZ | 85137 | Pinal | 7 | Perm Closure | 1968-01-01 | 6562 | Gasoline | COMPARTMENT A |  | Asphalt coated or Bare Steel | Pressure |  | Bare or Galvanized Steel | Removal | 1993-05-05
0-002832 | ASARCO LLC RAY MINE OPERATIONS | 27809 N MINERAL CREEK RD | KEARNY | AZ | 85137 | Pinal | 5 | Perm Closure | 1975-01-01 | 12000 | Gasoline | COMPARTMENT A |  | Asphalt coated or Bare Steel | Pressure |  | Bare or Galvanized Steel | Removal | 1993-05-05
0-006298 | PINE MEADOWS SERVICE STATION | 5819 HIGHWAY 260 | PINETOP-LAKESIDE | AZ | 85929 | Navajo | 1 | Perm Closure | 1983-08-16 | 5000 | Diesel | COMPARTMENT A | Double Walled | Asphalt coated or Bare Steel |  |  |  | Removal | 2003-04-11
0-008854 | ARIZONA CAR WASHES | 435 W WETMORE RD | TUCSON | AZ | 85705 | Pima | 1 | Perm Closure | 1978-01-01 | 12000 | Gasoline | COMPARTMENT A | Double Walled | Asphalt coated or Bare Steel | Suction - Check Valve at the Tank Top |  |  | Removal | 1999-06-03
0-008791 | CHICKASHA COTTON OIL STATION |  | FRIENDLY CORNERS |  |  | Pinal | 3 | Perm Closure | 2005-06-17 | 500 | Gasoline | COMPARTMENT A | Double Walled | Asphalt coated or Bare Steel | Suction - Check Valve at the Tank Top |  | Bare or Galvanized Steel | Removal | 1996-01-23
0-009967 | PAYNE CONTRACTORS PROPERTY | 2801 N 35TH AVE | PHOENIX | AZ | 85009 | Maricopa | 1 | Perm Closure | 1950-01-01 | 550 | Used Oil/Waste Oil | COMPARTMENT A | Double Walled | Asphalt coated or Bare Steel | Gravity Feed |  | Bare or Galvanized Steel | Removal | 2003-10-14
0-009967 | PAYNE CONTRACTORS PROPERTY | 2801 N 35TH AVE | PHOENIX | AZ | 85009 | Maricopa | 3 | Perm Closure | 1950-01-01 | 8000 | Gasoline | COMPARTMENT A | Double Walled | Asphalt coated or Bare Steel | Pressure |  | Bare or Galvanized Steel | Removal | 2003-10-14
0-002379 | SPRINGERVILLE 66 |  | SPRINGERVILLE |  |  | Apache | 3 | Perm Closure | 1980-01-01 | 6000 | Diesel | COMPARTMENT A | Single Walled | Asphalt coated or Bare Steel | Pressure | Single Walled | Bare or Galvanized Steel | Removal | 1996-04-25
0-002379 | SPRINGERVILLE 66 |  | SPRINGERVILLE |  |  | Apache | 1 | Perm Closure | 1980-01-01 | 6000 | Gasoline | COMPARTMENT A | Single Walled | Asphalt coated or Bare Steel | Pressure | Single Walled | Bare or Galvanized Steel | Removal | 1996-04-25
0-005578 | FRONTIER MARKET | 3768 W GOLF COURSE RD | THATCHER | AZ | 85552 | Graham | 3 | Perm Closure | 1995-07-28 | 10000 | Gasoline | COMPARTMENT A | Double Walled | Fiberglass Reinforced Plastic | Pressure | Double Walled | Fiberglass Reinforced Plastic | Removal | 2010-12-16
0-003653 | PEMEX LTD |  | PAYSON |  |  | Gila | 1 | Perm Closure | 1981-01-01 | 20000 | Gasoline (UL) | COMPARTMENT A | Single Walled | Asphalt coated or Bare Steel |  |  |  | Removal | 1994-12-15
0-001106 | EXPRESS STOP #127 | 403 S BEELINE HWY | PAYSON | AZ | 85541 | Gila | 1 | Perm Closure | 1981-01-01 | 10000 | Gasoline | COMPARTMENT A | Single Walled | Fiberglass Reinforced Plastic | Pressure |  | Fiberglass Reinforced Plastic | Removal | 1994-02-01
0-001106 | EXPRESS STOP #127 | 403 S BEELINE HWY | PAYSON | AZ | 85541 | Gila | 3 | Perm Closure | 1981-01-01 | 10000 | Gasoline | COMPARTMENT A | Single Walled | Fiberglass Reinforced Plastic | Pressure |  | Fiberglass Reinforced Plastic | Removal | 1994-02-01
0-009510 | LOVE'S TRAVEL STOP | 5000 N SUNLAND GIN RD | ELOY | AZ | 85131 | Pinal | 3 | Open | 1999-03-05 | 20000 | Diesel | COMPARTMENT A | Double Walled | Composite (Steel/Fiberglass) | Pressure | Double Walled | Flexible
0-007644 | CIRCLE K #2705922 | 5650 N US HIGHWAY 89 | FLAGSTAFF | AZ | 86004 | Coconino | 3 | Perm Closure | 1990-10-01 | 10000 | Gasoline | COMPARTMENT A | Double Walled | Fiberglass Reinforced Plastic | Pressure |  | Fiberglass Reinforced Plastic | Removal | 2020-08-06
0-006436 | KING RACING FUEL | 5722 NW GRAND AVE | GLENDALE | AZ | 85301 | Maricopa | 2 | Perm Closure | 1968-09-01 | 2000 | Gasoline | COMPARTMENT A | Unknown | Asphalt coated or Bare Steel | Suction - Check Valve at the Tank Top |  | Bare or Galvanized Steel | Removal | 2002-06-18
0-006346 | CHAPMAN COLLISION CENTER | 5300 S PALO VERDE RD | TUCSON | AZ | 85706 | Pima | 2 | Perm Closure | 1986-08-27 | 1500 | Used Oil/Waste Oil | COMPARTMENT A | Double Walled | Asphalt coated or Bare Steel | Gravity Feed |  | Bare or Galvanized Steel | Removal | 1998-08-11
0-000388 | STOTZ EQUIPMENT | 11111 W MCDOWELL RD | AVONDALE | AZ | 85392 | Maricopa | 3 | Perm Closure | 1978-01-01 | 1000 | Diesel | COMPARTMENT A |  | Asphalt coated or Bare Steel |  |  |  | Removal | 1991-04-11
0-004344 | G & M TIRES | 132 E RAILROAD AVE | WILLIAMS | AZ | 86046 | Coconino | 8 | Perm Closure | 2020-02-28 | 500 | Used Oil/Waste Oil | COMPARTMENT A | Single Walled | Asphalt coated or Bare Steel |  |  |  | Removal | 2019-11-14
0-005565 | MEXICO WAY MARKET | 9418 S NOGALES HWY | TUCSON | AZ | 85756 | Pima | 3 | Perm Closure | 1973-01-01 | 4000 | Gasoline | COMPARTMENT A | Single Walled | Asphalt coated or Bare Steel | Suction - Check Valve at the Tank Top | Single Walled | Bare or Galvanized Steel | Removal | 1999-07-15
0-005565 | MEXICO WAY MARKET | 9418 S NOGALES HWY | TUCSON | AZ | 85756 | Pima | 1 | Perm Closure | 1973-01-01 | 6000 | Gasoline | COMPARTMENT A | Single Walled | Asphalt coated or Bare Steel | Suction - Check Valve at the Tank Top | Single Walled | Bare or Galvanized Steel | Removal | 1999-07-15
0-004986 | FLYERS ENERGY 3057 | 3555 S RICHEY BLVD | TUCSON | AZ | 85713 | Pima | 8 | Perm Closure | 1979-05-01 | 12000 | New Oil | COMPARTMENT A | Double Walled | Asphalt coated or Bare Steel | Suction - Check Valve at the Tank Top |  |  | Removal | 1998-12-15
0-001888 | CIRCLE K #2705537 | 4900 W INA RD | MARANA | AZ | 85743 | Pima | 5 | Perm Closure | 1997-10-03 | 15000 | Gasoline | COMPARTMENT A | Double Walled | Fiberglass Reinforced Plastic | Pressure | Double Walled | Fiberglass Reinforced Plastic | Removal | 2016-11-21
0-001888 | CIRCLE K #2705537 | 4900 W INA RD | MARANA | AZ | 85743 | Pima | 6 | Perm Closure | 1997-10-03 | 15000 | Gasoline | COMPARTMENT A | Double Walled | Fiberglass Reinforced Plastic | Pressure | Double Walled | Fiberglass Reinforced Plastic | Removal | 2016-11-21
0-007077 | PAYLESS CASHWAYS | 2901 S 4TH AVE | TUCSON | AZ | 85713 | Pima | 1 | Perm Closure | 2005-06-17 | 1000 | Gasoline | COMPARTMENT A |  | Asphalt coated or Bare Steel |  |  |  | Removal | 1991-05-29
0-007535 | SHOW LOW TRENCH EXCAVATION - FORMER | 1805 E DEUCE OF CLUBS | SHOW LOW | AZ | 85901 | Navajo | 1 | Perm Closure | 2005-06-17 |  | Unidentified | COMPARTMENT A | Double Walled | Asphalt coated or Bare Steel |  |  |  | Removal | 1991-10-18
0-000909 | CIRCLE K STORE #2706644 | 1850 W UNION HILLS DR | PHOENIX | AZ | 85027 | Maricopa | 1 | Perm Closure | 1975-01-01 | 12000 | Gasoline | COMPARTMENT A |  | Asphalt coated or Bare Steel | Pressure |  | Fiberglass Reinforced Plastic | Removal | 1991-06-11
0-004621 | 7-ELEVEN #17194 | 6650 W THOMAS RD | PHOENIX | AZ | 85033 | Maricopa | 2 | Perm Closure | 1974-02-04 | 8000 | Gasoline | COMPARTMENT A | Unknown | Asphalt coated or Bare Steel |  |  |  | Removal | 1991-12-13
0-004913 | TEXACO #60-349-0097 | 630 E MAIN ST | MESA | AZ | 85203 | Maricopa | 4 | Perm Closure | 1970-05-07 | 10000 | Diesel | COMPARTMENT A | Unknown | Asphalt coated or Bare Steel | Pressure |  | Bare or Galvanized Steel | Removal | 1991-08-23
0-001969 | GILL'S & SONS | 6002 N BLACK CANYON HWY | PHOENIX | AZ | 85017 | Maricopa | 4 | Open | 1999-08-17 | 15000 | Gasoline | COMPARTMENT A | Double Walled | Fiberglass Reinforced Plastic | Pressure | Double Walled | Fiberglass Reinforced Plastic
0-000525 | ARCO #1523 | 2322 E THOMAS RD | PHOENIX | AZ | 85016 | Maricopa | 6 | Perm Closure | 1991-11-29 | 10000 | Diesel | COMPARTMENT A | Double Walled | Fiberglass Reinforced Plastic | Pressure |  | Fiberglass Reinforced Plastic | Removal | 2003-09-10
0-001098 | VALLEY METRO - CENTRAL STATION | 302 N CENTRAL AVE | PHOENIX | AZ | 85004 | Maricopa | 2 | Perm Closure | 1968-01-01 | 10000 | Gasoline | COMPARTMENT A |  | Asphalt coated or Bare Steel |  |  |  | Removal | 1986-08-31
0-001098 | VALLEY METRO - CENTRAL STATION | 302 N CENTRAL AVE | PHOENIX | AZ | 85004 | Maricopa | 1 | Perm Closure | 1968-01-01 | 10000 | Gasoline | COMPARTMENT A |  | Asphalt coated or Bare Steel |  |  |  | Removal | 1986-08-31
0-007595 | CAVE CREEK WATER CO | 634 E VALLEY WAY | CAVE CREEK | AZ | 85331 | Maricopa | 1 | Perm Closure | 2005-06-17 |  | Unidentified | COMPARTMENT A | Unknown | Asphalt coated or Bare Steel |  |  |  | Removal | 1987-06-03
0-003227 | MOBIL 18-AYC | 2750 E UNIVERSITY DR | MESA | AZ | 85213 | Maricopa | 1 | Perm Closure | 1985-01-01 | 8000 | Gasoline | COMPARTMENT A |  | Fiberglass Reinforced Plastic | Pressure |  | Fiberglass Reinforced Plastic | Removal | 2004-05-11
0-008956 | FASTSTOP #5 | 21966 E US HIGHWAY 60 | FLORENCE JUNCTION | AZ | 85118 | Pinal | 3 | Perm Closure | 1996-09-16 | 10000 | Gasoline | COMPARTMENT A | Single Walled | Fiberglass Reinforced Plastic | Pressure | Double Walled | Fiberglass Reinforced Plastic | Closed in Place | 2006-09-25
0-008956 | FASTSTOP #5 | 21966 E US HIGHWAY 60 | FLORENCE JUNCTION | AZ | 85118 | Pinal | 5 | Perm Closure | 1996-09-16 | 6000 | Diesel | COMPARTMENT A | Single Walled | Fiberglass Reinforced Plastic | Pressure | Double Walled | Fiberglass Reinforced Plastic | Closed in Place | 2006-09-25
0-000386 | SUPER PLUS 98 | 1133 E INDIAN SCHOOL RD | PHOENIX | AZ | 85014 | Maricopa | 4 | Perm Closure | 2000-11-17 | 5000 | Gasoline | COMPARTMENT B | Double Walled | Fiberglass Reinforced Plastic |  |  |  | Removal | 2018-12-13
0-010046 | BOLLIN PROPERTY | 1501 E SECOND ST | WINSLOW | AZ | 86047 | Navajo | 1 | Perm Closure | 2006-09-13 | 550 | Diesel | COMPARTMENT A |  | Asphalt coated or Bare Steel |  |  |  | Removal | 2005-02-24
0-009939 | RICH RODGERS SOUTH INC PROPERTY | 151 E BROADWAY BLVD | TUCSON | AZ | 85701 | Pima | 4 | Perm Closure | 2005-06-17 | 1000 | Gasoline | COMPARTMENT A | Double Walled | Asphalt coated or Bare Steel | Suction - Check Valve at the Dispenser |  |  | Removal | 2003-05-14
0-009356 | CIRCLE K STORE #2703484 | 4570 S CAMPBELL AVE | TUCSON | AZ | 85714 | Pima | 1 | Open | 1998-07-13 | 15000 | Gasoline | COMPARTMENT A | Double Walled | Composite (Steel/Fiberglass) | Pressure | Double Walled | Fiberglass Reinforced Plastic
0-009356 | CIRCLE K STORE #2703484 | 4570 S CAMPBELL AVE | TUCSON | AZ | 85714 | Pima | 2 | Open | 1998-07-13 | 12000 | Gasoline | COMPARTMENT A | Double Walled | Composite (Steel/Fiberglass) | Pressure | Double Walled | Fiberglass Reinforced Plastic
0-006538 | CITY OF SCOTTSDALE - POLICE DEPARTMENT DISTRICT 2 | 9065 E VIA LINDA | SCOTTSDALE | AZ | 85258 | Maricopa | 2 | Perm Closure | 1988-01-01 | 1000 | Diesel | COMPARTMENT A | Double Walled | Fiberglass Reinforced Plastic | Pressure |  |  | Removal | 1998-12-16
0-001746 | DENNIS CONSTRUCTION CO OF YUMA | 53 E 16TH PL | YUMA | AZ | 85364 | Yuma | 1 | Perm Closure | 1979-03-14 | 10000 | Gasoline | COMPARTMENT A | Single Walled | Asphalt coated or Bare Steel | Pressure |  |  | Removal | 1992-10-01
0-003029 | DESTINY PHOENIX RV RESORT | 416 N CITRUS RD | GOODYEAR | AZ | 85338 | Maricopa | 3 | Perm Closure | 1986-07-07 | 5000 | Diesel | COMPARTMENT A |  | Asphalt coated or Bare Steel | Pressure |  |  | Removal | 2004-05-03
0-006147 | COTTONWOOD COUNTRY CLUB | 25612 E J ROBSON BLVD | SUN LAKES | AZ | 85248 | Maricopa | 2 | Perm Closure | 1981-04-23 | 500 | Diesel | COMPARTMENT A | Unknown | Asphalt coated or Bare Steel |  |  |  | Removal | 1990-03-15
0-004585 | CONGRESS SERVICE STATION |  | CONGRESS |  |  | Yavapai | 1 | Perm Closure | 1979-03-14 | 8000 | Gasoline | COMPARTMENT A | Double Walled | Asphalt coated or Bare Steel | Pressure |  |  | Removal | 1990-12-03
0-001214 | CIRCLE K STORE #2700260 | 1410 W AJO WAY | TUCSON | AZ | 85713 | Pima | 1 | Perm Closure | 1970-01-01 | 10000 | Gasoline | COMPARTMENT A | Double Walled | Fiberglass Reinforced Plastic | Pressure | Double Walled | Fiberglass Reinforced Plastic | Removal | 2016-04-27
0-001214 | CIRCLE K STORE #2700260 | 1410 W AJO WAY | TUCSON | AZ | 85713 | Pima | 2 | Perm Closure | 1970-01-01 | 10000 | Gasoline | COMPARTMENT A | Double Walled | Fiberglass Reinforced Plastic | Pressure | Double Walled | Fiberglass Reinforced Plastic | Removal | 2016-04-27
0-001342 | CIRCLE K #2700905 | 498 S ARIZONA AVE | CHANDLER | AZ | 85225 | Maricopa | 1 | Open | 1985-01-01 | 10000 | Gasoline | COMPARTMENT A | Double Walled | Fiberglass Reinforced Plastic | Pressure |  | Fiberglass Reinforced Plastic
0-006601 | CIRCLE K #2705024 | 5105 W MCDOWELL RD | PHOENIX | AZ | 85035 | Maricopa | 3 | Open | 1989-01-21 | 10000 | Gasoline | COMPARTMENT A | Double Walled | Fiberglass Reinforced Plastic | Pressure | Single Walled | Fiberglass Reinforced Plastic
0-006418 | CIRCLE K #2708746 | 85 W SUPERSTITION BLVD | APACHE JUNCTION | AZ | 85120 | Pinal | 3 | Open | 1987-10-07 | 10000 | Gasoline | COMPARTMENT A | Double Walled | Fiberglass Reinforced Plastic | Pressure |  | Fiberglass Reinforced Plastic
0-001500 | CIRCLE K #2701848 | 10 W FORT LOWELL RD | TUCSON | AZ | 85705 | Pima | 1 | Open | 1985-01-01 | 10000 | Gasoline | COMPARTMENT A | Single Walled | Fiberglass Reinforced Plastic | Pressure |  | Fiberglass Reinforced Plastic
0-005442 | CIRCLE K #2702902 | 7022 E SPEEDWAY BLVD | TUCSON | AZ | 85710 | Pima | 4 | Open | 1985-01-01 | 10000 | Gasoline | COMPARTMENT A | Double Walled | Fiberglass Reinforced Plastic | Pressure | Single Walled | Fiberglass Reinforced Plastic
0-002110 | FERNOW ROUTE 66 SERVICE STATION | 808 RT 66 | ASH FORK | AZ | 86320 | Yavapai | 1 | Perm Closure | 1974-11-01 | 4000 | Gasoline | COMPARTMENT A | Single Walled | Asphalt coated or Bare Steel | Suction - Check Valve at the Tank Top |  |  | Removal | 2006-07-26
0-006402 | FIESTA MARKET #1 | 505 N ARROYO BLVD | NOGALES | AZ | 85621 | Santa Cruz | 3 | Perm Closure | 1981-01-01 | 8000 | Gasoline | COMPARTMENT A | Single Walled | Asphalt coated or Bare Steel | Pressure | Double Walled | Fiberglass Reinforced Plastic | Removal | 2016-09-29
0-002131 | FIRESTONE TIRE & RUBBER CO | 3307 N CENTRAL AVE | PHOENIX | AZ | 85012 | Maricopa | 1 | Perm Closure | 1956-01-01 | 280 | Used Oil/Waste Oil | COMPARTMENT A |  | Asphalt coated or Bare Steel |  |  |  | Removal | 1984-09-01
0-001955 | ESPIL BROTHER | 5108 N SARIVAL RD | LITCHFIELD PARK | AZ | 85340 | Maricopa | 2 | Perm Closure | 1976-01-14 | 1000 | Diesel | COMPARTMENT A | Single Walled | Asphalt coated or Bare Steel |  |  |  | Removal | 1978-01-01
0-010531 | CIRCLE K STORE #2705301 | 6015 S ARIZONA AVE | CHANDLER | AZ | 85248 | Maricopa | 1 | Open | 2015-06-04 | 20000 | Gasoline (UL) | COMPARTMENT A | Double Walled | Fiberglass Reinforced Plastic | Pressure | Double Walled | Fiberglass Reinforced Plastic
0-004169 | YRC INC - #841 | 2021 S 51ST AVE | PHOENIX | AZ | 85043 | Maricopa | 4 | Open | 1981-01-01 | 12000 | Diesel | COMPARTMENT A | Single Walled | Fiberglass Reinforced Plastic | Pressure | Double Walled | Fiberglass Reinforced Plastic
0-004169 | YRC INC - #841 | 2021 S 51ST AVE | PHOENIX | AZ | 85043 | Maricopa | 3 | Open | 1981-01-01 | 12000 | Diesel | COMPARTMENT A | Single Walled | Fiberglass Reinforced Plastic | Pressure | Double Walled | Fiberglass Reinforced Plastic
0-001869 | SPEEDSMART #119 | 3501 W CAMELBACK RD | PHOENIX | AZ | 85019 | Maricopa | 2 | Open | 1984-04-26 | 10000 | Gasoline | COMPARTMENT A | Single Walled | Fiberglass Reinforced Plastic | Pressure | Double Walled | Flexible
0-002305 | WENDEN GROWERS SERVICE | 71022 HIGHWAY 60 | WENDEN | AZ | 85357 | La Paz | 3 | Perm Closure | 1971-01-01 | 1000 | Gasoline | COMPARTMENT A | Single Walled | Asphalt coated or Bare Steel |  |  |  | Removal | 1987-01-01
0-004681 | 7-ELEVEN #26096 | 5125 S MILL AVE | TEMPE | AZ | 85282 | Maricopa | 1 | Perm Closure | 1985-01-01 | 10000 | Gasoline | COMPARTMENT A | Single Walled | Fiberglass Reinforced Plastic | Pressure |  | Fiberglass Reinforced Plastic | Removal | 2017-08-15
0-004681 | 7-ELEVEN #26096 | 5125 S MILL AVE | TEMPE | AZ | 85282 | Maricopa | 2 | Perm Closure | 1985-01-01 | 10000 | Gasoline | COMPARTMENT A | Single Walled | Fiberglass Reinforced Plastic | Pressure |  | Fiberglass Reinforced Plastic | Removal | 2017-08-15
0-010622 | SPEEDWAY STORE #2891 | 2161 N EAST ST | FLAGSTAFF | AZ | 86004 | Coconino | 2 | Open | 2017-06-28 | 8000 | Diesel #2 | COMPARTMENT A | Double Walled | Fiberglass Reinforced Plastic | Pressure | Double Walled | Fiberglass Reinforced Plastic
0-006260 | PINAL LUMBER INC | 1780 E ASH ST | GLOBE | AZ | 85501 | Gila | 1 | Perm Closure | 1973-07-27 | 1000 | Gasoline | COMPARTMENT A | Double Walled | Asphalt coated or Bare Steel | Suction - Check Valve at the Tank Top |  |  | Removal | 1998-09-23
0-005503 | AGASSIZ LANDSCAPE GROUP | 210 W BENTON AVE | FLAGSTAFF | AZ | 86001 | Coconino | 4 | Perm Closure | 1973-01-01 | 5000 | Gasoline | COMPARTMENT A |  | Asphalt coated or Bare Steel |  |  |  | Removal | 1988-06-16
0-005503 | AGASSIZ LANDSCAPE GROUP | 210 W BENTON AVE | FLAGSTAFF | AZ | 86001 | Coconino | 5 | Perm Closure | 1973-01-01 | 5000 | Gasoline | COMPARTMENT A |  | Asphalt coated or Bare Steel |  |  |  | Removal | 1988-06-16
0-003618 | PARKER BROS CONCRETE INC | 2021 W CHERYL DR | PHOENIX | AZ | 85021 | Maricopa | 4 | Perm Closure | 2005-06-17 | 1000 | Gasoline | COMPARTMENT A |  | Asphalt coated or Bare Steel |  |  |  | Removal | 1991-11-15
0-009563 | OLD MACHINE SHOP AREA |  | PICACHO |  |  | Pinal | 2 | Perm Closure | 2005-06-17 | 1000 | Gasoline | COMPARTMENT A | Single Walled | Asphalt coated or Bare Steel |  |  |  | Removal | 2000-01-04
0-010651 | SHAY SAN LUIS | 1661 N MAIN ST | SAN LUIS | AZ | 85336 | Yuma | 2 | Open | 2019-03-26 | 15000 | Gasoline (PUL) | COMPARTMENT A | Double Walled | Fiberglass Reinforced Plastic | Pressure | Double Walled | Fiberglass Reinforced Plastic
0-010669 | SAFEWAY STORE #2922 FUEL STATION | 4264 S SIGNAL BUTTE ROAD | MESA | AZ | 85212 | Maricopa | 2 | Open | 2019-11-14 | 30000 | Gasoline (UL) | COMPARTMENT A | Double Walled | Fiberglass Reinforced Plastic | Pressure | Double Walled | Flexible
0-003127 | OPAL L MEANS | 101 E ROUTE 66 | WILLIAMS | AZ | 86046 | Coconino | 4 | Perm Closure | 1956-05-08 | 1000 | Used Oil/Waste Oil | COMPARTMENT A | Unknown | Asphalt coated or Bare Steel |  |  |  | Removal | 1987-06-01
0-000461 | NAVAJO COUNTY WINSLOW COMPLEX | 621 E THIRD ST | WINSLOW | AZ | 86047 | Navajo | 2 | Perm Closure | 1978-01-01 | 5000 | Gasoline | COMPARTMENT A | Single Walled | Asphalt coated or Bare Steel | Suction - Check Valve at the Tank Top | Single Walled | Bare or Galvanized Steel | Removal | 1993-04-01
0-000461 | NAVAJO COUNTY WINSLOW COMPLEX | 621 E THIRD ST | WINSLOW | AZ | 86047 | Navajo | 1 | Perm Closure | 1978-01-01 | 5000 | Gasoline | COMPARTMENT A | Single Walled | Asphalt coated or Bare Steel | Suction - Check Valve at the Tank Top | Single Walled | Bare or Galvanized Steel | Removal | 1993-04-01
0-009770 | MIRASTAR #64026 | 5301 S WHITE MOUNTAIN RD | SHOW LOW | AZ | 85901 | Navajo | 1 | Perm Closure | 2001-06-21 | 12000 | Gasoline | COMPARTMENT A | Double Walled | Fiberglass Reinforced Plastic | Pressure | Double Walled | Flexible | Removal | 2008-10-29
0-005646 | CIRCLE K STORE #2709184 | 15262 N TATUM BLVD | PHOENIX | AZ | 85032 | Maricopa | 2 | Open | 1992-03-01 | 20000 | Gasoline | COMPARTMENT A | Double Walled | Fiberglass Reinforced Plastic | Pressure | Double Walled | Fiberglass Reinforced Plastic
0-005646 | CIRCLE K STORE #2709184 | 15262 N TATUM BLVD | PHOENIX | AZ | 85032 | Maricopa | 1 | Open | 1992-03-01 | 20000 | Gasoline | COMPARTMENT A | Double Walled | Fiberglass Reinforced Plastic | Pressure | Double Walled | Fiberglass Reinforced Plastic
0-007445 | CIRCLE K STORE #2709156 | 18452 N 32ND ST | PHOENIX | AZ | 85032 | Maricopa | 2 | Perm Closure | 1989-06-01 | 10000 | Gasoline | COMPARTMENT A | Single Walled | Fiberglass Reinforced Plastic | Pressure |  | Fiberglass Reinforced Plastic | Removal | 2013-05-16
0-007445 | CIRCLE K STORE #2709156 | 18452 N 32ND ST | PHOENIX | AZ | 85032 | Maricopa | 3 | Perm Closure | 1989-06-01 | 10000 | Gasoline | COMPARTMENT A | Single Walled | Fiberglass Reinforced Plastic | Pressure |  | Fiberglass Reinforced Plastic | Removal | 2013-05-16
0-003294 | MONTEZUMA WELCOME INN | 4650 E BEAVER CREEK RD | RIMROCK | AZ | 86335 | Yavapai | 2 | Perm Closure | 1972-01-01 | 3000 | Gasoline | COMPARTMENT A |  | Asphalt coated or Bare Steel |  |  |  | Removal | 1993-08-05
0-003294 | MONTEZUMA WELCOME INN | 4650 E BEAVER CREEK RD | RIMROCK | AZ | 86335 | Yavapai | 1 | Perm Closure | 1972-01-01 | 2000 | Gasoline | COMPARTMENT A |  | Asphalt coated or Bare Steel |  |  |  | Removal | 1993-08-05
0-003729 | SAVON TRANSMISSION | 3701 N 43RD AVE | PHOENIX | AZ | 85031 | Maricopa | 2 | Perm Closure | 1967-01-01 | 6000 | Gasoline | COMPARTMENT A |  | Asphalt coated or Bare Steel |  |  |  | Removal | 1990-01-01
0-009956 | SAFEWAY #1771 | 1365 W DUVAL MINE RD | GREEN VALLEY | AZ | 85614 | Pima | 2 | Open | 2003-03-20 | 10000 | Diesel | COMPARTMENT B | Double Walled | Composite (Steel/Fiberglass)
0-009986 | QUIKTRIP #412 | 8004 N 27TH AVE | PHOENIX | AZ | 85051 | Maricopa | 1 | Open | 2003-09-04 | 12000 | Gasoline | COMPARTMENT A | Double Walled | Fiberglass Reinforced Plastic | Pressure | Double Walled | Flexible
0-003847 | RDO RENTALS | 3251 TOWER RD | PRESCOTT | AZ | 86305 | Yavapai | 1 | Perm Closure | 1988-10-15 | 1000 | Gasoline (UL) | COMPARTMENT A | Double Walled | Composite (Steel/Fiberglass) | Pressure |  | Fiberglass Reinforced Plastic | Removal | 1998-02-10
0-007049 | YELLOW FRONT STORES INC | 2540 N 29TH AVE | PHOENIX | AZ | 85009 | Maricopa | 2 | Perm Closure | 2005-06-17 | 10000 | Diesel | COMPARTMENT A | Unknown | Unknown |  |  |  | Removal | 1990-07-01
0-005721 | YOST CONCRETE INC | 16425 E GUADALUPE | GILBERT | AZ | 85234 | Maricopa | 1 | Perm Closure | 2005-06-17 |  | Unidentified | COMPARTMENT A | Single Walled | Asphalt coated or Bare Steel |  |  |  | Removal | 2016-12-02
0-000796 | FORTNER AEROSPACE MANUFACTURING | 401 N PLEASANT ST | PRESCOTT | AZ | 86301 | Yavapai | 1 | Perm Closure | 1974-01-01 |  | Unidentified | COMPARTMENT A | Single Walled | Asphalt coated or Bare Steel |  |  |  | Removal | 1991-04-30
0-007043 | BANK ONE OF ARIZONA FARM PROPERTY |  | GILBERT |  |  | Maricopa | 1 | Perm Closure | 2005-06-17 |  | Unidentified | COMPARTMENT A | Unknown | Unknown |  |  |  | Removal | 1991-01-23
0-006879 | ATCHISON TOPEKA & SANTA FE |  | SALOME |  |  | La Paz | 2 | Perm Closure | 2005-06-17 | 120 | Gasoline | COMPARTMENT A | Unknown | Asphalt coated or Bare Steel | Gravity Feed |  |  | Removal | 1990-07-24
0-004107 | AVIATION FUELING PAD | 934 N MONTGOMERY | CASA GRANDE | AZ | 85193 | Pinal | 3 | Perm Closure | 2005-06-17 |  | Unidentified | COMPARTMENT A | Double Walled | Asphalt coated or Bare Steel |  |  |  | Removal | 1988-09-15
0-000408 | APS | 501 N NORTHROP | EL MIRAGE | AZ | 85335 | Maricopa | 1 | Perm Closure | 2005-06-17 | 1000 | Gasoline | COMPARTMENT A |  | Asphalt coated or Bare Steel |  |  |  | Removal | 1988-12-19
0-007209 | AMERICA WEST ARENA/FRMR STATION | 102 W MADISON ST | PHOENIX | AZ | 85003 | Maricopa | 8 | Perm Closure | 2005-06-17 | 750 | Used Oil/Waste Oil | COMPARTMENT A | Single Walled | Asphalt coated or Bare Steel |  |  |  | Removal | 1989-10-20
0-007209 | AMERICA WEST ARENA/FRMR STATION | 102 W MADISON ST | PHOENIX | AZ | 85003 | Maricopa | 4 | Perm Closure | 2005-06-17 | 750 | Gasoline | COMPARTMENT A | Single Walled | Asphalt coated or Bare Steel |  |  |  | Removal | 1989-10-20
0-007209 | AMERICA WEST ARENA/FRMR STATION | 102 W MADISON ST | PHOENIX | AZ | 85003 | Maricopa | 3 | Perm Closure | 2005-06-17 | 750 | Gasoline | COMPARTMENT A | Single Walled | Asphalt coated or Bare Steel |  |  |  | Removal | 1989-10-20
0-007280 | 7-ELEVEN #13035 | 1902 S ALVERNON WAY | TUCSON | AZ | 85711 | Pima | 1 | Perm Closure | 1987-05-01 | 10000 | Gasoline | COMPARTMENT A | Single Walled | Fiberglass Reinforced Plastic | Pressure |  | Fiberglass Reinforced Plastic | Removal | 2016-02-01
0-007280 | 7-ELEVEN #13035 | 1902 S ALVERNON WAY | TUCSON | AZ | 85711 | Pima | 2 | Perm Closure | 1987-05-01 | 10000 | Gasoline | COMPARTMENT A | Single Walled | Fiberglass Reinforced Plastic | Pressure |  | Fiberglass Reinforced Plastic | Removal | 2016-02-01
0-004643 | 7-ELEVEN #20196 | 1595 W SAINT MARYS RD | TUCSON | AZ | 85745 | Pima | 1 | Perm Closure | 1986-04-02 | 10000 | Gasoline | COMPARTMENT A | Unknown | Fiberglass Reinforced Plastic | Pressure |  | Fiberglass Reinforced Plastic | Closed in Place | 2005-01-25
0-004643 | 7-ELEVEN #20196 | 1595 W SAINT MARYS RD | TUCSON | AZ | 85745 | Pima | 4 | Open | 2007-06-27 | 10000 | Gasoline | COMPARTMENT A | Double Walled | Fiberglass Reinforced Plastic | Pressure | Double Walled | Fiberglass Reinforced Plastic
0-001091 | 4 SONS FOOD STORES #801 | 10444 N 32ND ST | PHOENIX | AZ | 85028 | Maricopa | 7 | Open | 1988-02-01 | 10000 | Gasoline | COMPARTMENT A | Single Walled | Fiberglass Reinforced Plastic | Pressure | Double Walled | Fiberglass Reinforced Plastic
0-001091 | 4 SONS FOOD STORES #801 | 10444 N 32ND ST | PHOENIX | AZ | 85028 | Maricopa | 1 | Perm Closure | 1972-01-01 | 10000 | Gasoline | COMPARTMENT A |  | Asphalt coated or Bare Steel | Pressure |  |  | Removal | 1987-12-31
0-001091 | 4 SONS FOOD STORES #801 | 10444 N 32ND ST | PHOENIX | AZ | 85028 | Maricopa | 6 | Open | 1988-02-01 | 10000 | Gasoline | COMPARTMENT A | Single Walled | Fiberglass Reinforced Plastic | Pressure | Double Walled | Fiberglass Reinforced Plastic
0-007416 | CAROL GARR | 607 S VINE AVE | TUCSON | AZ | 85719 | Pima | 1 | Perm Closure | 2005-06-17 | 1000 | Gasoline | COMPARTMENT A | Unknown | Unknown |  |  |  | Removal | 1991-09-12
0-000974 | TITAN MACHINERY | 1411 N 27TH AVE | PHOENIX | AZ | 85009 | Maricopa | 2 | Perm Closure | 1974-01-01 | 2000 | Gasoline | COMPARTMENT A |  | Asphalt coated or Bare Steel |  |  |  | Removal | 1989-12-20
0-000772 | APACHE COUNTY - ROAD DEPARTMENT | 405 W 4TH N ST | SAINT JOHNS | AZ | 85936 | Apache | 2 | Perm Closure | 1969-01-01 | 2000 | Gasoline | COMPARTMENT A |  | Asphalt coated or Bare Steel |  |  |  | Removal | 1988-11-30
0-005262 | UNOCAL #0431 BULK PLANT |  | MIAMI |  |  | Gila | 6 | Perm Closure | 1957-05-08 | 20000 | Gasoline | COMPARTMENT A | Double Walled | Asphalt coated or Bare Steel | Pressure |  |  | Removal | 1998-10-15
0-008468 | BUCKEYE GAS & FOOD | 105 E MONROE AVE | BUCKEYE | AZ | 85326 | Maricopa | 1 | Perm Closure | 2005-06-17 | 8000 | Gasoline | COMPARTMENT A | Single Walled | Asphalt coated or Bare Steel | Pressure | Single Walled | Fiberglass Reinforced Plastic | Removal | 2014-05-22
0-008468 | BUCKEYE GAS & FOOD | 105 E MONROE AVE | BUCKEYE | AZ | 85326 | Maricopa | 2 | Perm Closure | 2005-06-17 | 8000 | Gasoline | COMPARTMENT A | Single Walled | Asphalt coated or Bare Steel | Pressure | Single Walled | Fiberglass Reinforced Plastic | Removal | 2014-05-22
0-007526 | BLACKWELL'S AUTO REPAIR/BRUCE'S | 240 W CALLE DE LAS TIENDAS | GREEN VALLEY | AZ | 85614 | Pima | 1 | Perm Closure | 1981-01-01 | 300 | Used Oil/Waste Oil | COMPARTMENT A | Double Walled | Asphalt coated or Bare Steel | Gravity Feed |  |  | Removal | 1988-07-01
0-005831 | TUMACACORI MINI MARKET | 1968 NOGALES HWY | TUMACACORI | AZ | 85640 | Santa Cruz | 1 | Perm Closure | 1984-01-01 | 4000 | Gasoline | COMPARTMENT A |  | Asphalt coated or Bare Steel | Pressure |  | Bare or Galvanized Steel | Removal | 2006-06-30
0-006312 | THE WHY NOT TRAVEL STORE | 230 S SONOYTA WAY | WHY | AZ | 85321 | Pima | 4 | Open | 1998-09-14 | 4000 | Diesel | COMPARTMENT B | Double Walled | Composite (Steel/Fiberglass) | Pressure | Double Walled
0-000742 | CEMEX GLORY PLANT | 5800 N DODGE AVE | FLAGSTAFF | AZ | 86004 | Coconino | 2 | Perm Closure | 1981-01-01 | 5000 | Diesel | COMPARTMENT A |  | Asphalt coated or Bare Steel |  |  |  | Removal | 1996-01-24
0-004936 | SPEEDSMART #118 | 13250 N 7TH ST | PHOENIX | AZ | 85022 | Maricopa | 4 | Perm Closure | 1985-05-07 | 10000 | Diesel | COMPARTMENT A | Double Walled | Fiberglass Reinforced Plastic | Pressure | Double Walled | Fiberglass Reinforced Plastic | Removal | 2016-08-23
0-009405 | CIRCLE K STORE #2706651 | 1010 E CHANDLER BLVD | CHANDLER | AZ | 85225 | Maricopa | 1 | Open | 1998-03-01 | 20000 | Gasoline | COMPARTMENT A | Double Walled | Fiberglass Reinforced Plastic | Pressure | Double Walled | Fiberglass Reinforced Plastic
0-004962 | TEXACO #60-351-1090 | 551 W VALENCIA RD | TUCSON | AZ | 85706 | Pima | 3 | Perm Closure | 1973-05-07 | 4000 | Gasoline | COMPARTMENT A | Double Walled | Asphalt coated or Bare Steel | Pressure |  |  | Removal | 1998-12-22
0-004795 | SUPERIOR MATERIALS CV PLANT | 4175 W 1ST ST | THATCHER | AZ | 85552 | Graham | 2 | Perm Closure | 2005-06-17 | 10000 | Diesel | COMPARTMENT A | Double Walled | Asphalt coated or Bare Steel |  |  |  | Removal | 1988-12-08
0-002775 | KAIBAB INDUSTRIES FOREST PRODUCTS - PAYSON | 113 W MAIN ST | PAYSON | AZ | 85541 | Gila | 1 | Perm Closure | 1986-09-04 | 12000 | Diesel | COMPARTMENT A | Unknown | Fiberglass Reinforced Plastic | Suction - Check Valve at the Tank Top |  | Fiberglass Reinforced Plastic | Removal | 1994-01-07
0-006572 | LHOIST NORTH AMERICA OF ARIZONA - DOUGLAS | 4753 W PAUL SPUR RD | DOUGLAS | AZ | 85607 | Cochise | 1 | Perm Closure | 1971-01-01 | 5288 | Diesel | COMPARTMENT A | Single Walled | Asphalt coated or Bare Steel | Suction - Check Valve at the Tank Top | Single Walled | Bare or Galvanized Steel | Removal | 1993-09-22
0-001358 | CIRCLE K #2701054 | 18610 N 107TH AVE | PEORIA | AZ | 85373 | Maricopa | 2 | Perm Closure | 1975-01-01 | 10000 | Gasoline | COMPARTMENT A |  | Asphalt coated or Bare Steel | Pressure |  |  | Removal | 1995-01-31
0-001358 | CIRCLE K #2701054 | 18610 N 107TH AVE | PEORIA | AZ | 85373 | Maricopa | 3 | Perm Closure | 1975-01-01 | 3000 | Gasoline | COMPARTMENT A |  | Asphalt coated or Bare Steel | Pressure |  |  | Removal | 1995-01-31
0-005111 | GOOD 2 GO STORES #517 | 2234 E FLORENCE BLVD | CASA GRANDE | AZ | 85122 | Pinal | 5 | Open | 1997-09-06 | 15000 | Gasoline | COMPARTMENT A | Single Walled | Fiberglass Reinforced Plastic | Pressure | Double Walled | Fiberglass Reinforced Plastic
0-002544 | PIC-N-RUN | 2018 E BUTLER AVE | FLAGSTAFF | AZ | 86004 | Coconino | 4 | Perm Closure | 1974-01-01 | 550 | Used Oil/Waste Oil | COMPARTMENT A |  | Asphalt coated or Bare Steel | Gravity Feed |  |  | Removal | 2000-03-31
0-002544 | PIC-N-RUN | 2018 E BUTLER AVE | FLAGSTAFF | AZ | 86004 | Coconino | 1 | Perm Closure | 1974-01-01 | 8000 | Gasoline | COMPARTMENT A |  | Asphalt coated or Bare Steel | Pressure |  | Fiberglass Reinforced Plastic | Removal | 2010-12-16
0-002096 | CAMELBACK HYUNDAI | 1500 E CAMELBACK RD | PHOENIX | AZ | 85014 | Maricopa | 5 | Perm Closure | 1975-05-13 | 3000 | Gasoline | COMPARTMENT A | Single Walled | Asphalt coated or Bare Steel | Suction - Check Valve at the Tank Top | Single Walled | Bare or Galvanized Steel | Removal | 1990-01-30
0-001518 | CIRCLE K #3743 | 5350 N 27TH AVE | PHOENIX | AZ | 85017 | Maricopa | 2 | Perm Closure | 1974-01-01 | 10000 | Gasoline | COMPARTMENT A |  | Asphalt coated or Bare Steel |  |  |  | Removal | 1994-10-18
0-002233 | JERRY'S ACCURATE AUTO AC | 3955 E MAIN ST | MESA | AZ | 85205 | Maricopa | 2 | Perm Closure | 1976-05-02 | 12000 | Gasoline | COMPARTMENT A | Single Walled | Asphalt coated or Bare Steel |  |  |  | Removal | 1995-10-15
0-001363 | CIRCLE K #1100 | 4646 S 40TH ST | PHOENIX | AZ | 85040 | Maricopa | 3 | Perm Closure | 1977-01-01 | 10000 | Gasoline | COMPARTMENT A |  | Asphalt coated or Bare Steel | Pressure |  |  | Removal | 1993-11-23
0-004806 | SUPERPUMPER #1 | 4934 E SHEA BLVD | PHOENIX | AZ | 85028 | Maricopa | 1 | Perm Closure | 1983-01-01 | 12000 | Gasoline | COMPARTMENT A | Single Walled | Asphalt coated or Bare Steel | Suction - Check Valve at the Tank Top |  | Fiberglass Reinforced Plastic | Removal | 2020-08-20
0-001361 | SUPERPUMPER #4 | 8990 E SHEA BLVD | SCOTTSDALE | AZ | 85260 | Maricopa | 5 | Open | 2019-11-01 | 15000 | Gasoline (UL) | COMPARTMENT A | Double Walled | Fiberglass Reinforced Plastic
0-001361 | SUPERPUMPER #4 | 8990 E SHEA BLVD | SCOTTSDALE | AZ | 85260 | Maricopa | 4 | Perm Closure | 1988-01-01 | 12000 | Diesel | COMPARTMENT A | Double Walled | Fiberglass Reinforced Plastic | Pressure |  | Fiberglass Reinforced Plastic | Removal | 2019-09-05
0-008178 | SUNDANCE FARMS | 4809 W BECHTEL RD | COOLIDGE | AZ | 85128 | Pinal | 1 | Perm Closure | 1986-01-01 | 5000 | Diesel | COMPARTMENT A | Unknown | Asphalt coated or Bare Steel | Suction - Check Valve at the Tank Top |  |  | Removal | 1993-04-09
0-008107 | SOUTH TEGNER STREET |  | WICKENBURG |  |  | Maricopa | 1 | Perm Closure | 2005-06-17 | 1000 | Gasoline | COMPARTMENT A | Unknown | Unknown |  |  |  | Removal | 1993-03-03
0-008645 | CASA CHICA | 316 W PERKINSVILLE RD | CHINO VALLEY | AZ | 86323 | Yavapai | 1 | Perm Closure | 1983-01-01 | 5000 | Gasoline | COMPARTMENT A |  | Asphalt coated or Bare Steel | Pressure |  | Fiberglass Reinforced Plastic | Removal | 2017-04-05
0-002343 | SHERRY & LOIS AUTOMOTIVE | 5728 E 22ND ST | TUCSON | AZ | 85711 | Pima | 1 | Perm Closure | 1971-04-16 | 1000 | Used Oil/Waste Oil | COMPARTMENT A | Single Walled | Asphalt coated or Bare Steel |  |  |  | Removal | 1992-06-17
0-007345 | ATLAS LOGISTICS | 500 S 99TH AVE | TOLLESON | AZ | 85353 | Maricopa | 4 | Open | 1991-05-14 | 1000 | Used Oil/Waste Oil | COMPARTMENT A | Double Walled | Fiberglass Reinforced Plastic | Gravity Feed | Double Walled | Fiberglass Reinforced Plastic
0-006582 | WOODWORKING ENTERPRISES INC | 3831 E TECHNICAL DR | TUCSON | AZ | 85713 | Pima | 2 | Perm Closure | 1983-01-07 | 1000 | Gasoline | COMPARTMENT A | Unknown | Asphalt coated or Bare Steel |  |  |  | Removal | 1988-12-01
0-005619 | WESTERN MACHINERY COMPANY | 1415 W BASELINE RD | TEMPE | AZ | 85283 | Maricopa | 4 | Perm Closure | 1972-12-18 | 250 | Used Oil/Waste Oil | COMPARTMENT A | Unknown | Asphalt coated or Bare Steel | Gravity Feed |  |  | Removal | 1992-02-25
0-007355 | WESTERN TRUCK EQUIPMENT CO INC | 2400 S 14TH ST | PHOENIX | AZ | 85034 | Maricopa | 1 | Perm Closure | 1973-01-01 | 2000 | Gasoline | COMPARTMENT A | Unknown | Unknown | Suction - Check Valve at the Tank Top |  |  | Removal | 1991-08-13
0-004411 | GO DADDY SOFTWARE INC | 1402 E BUCKEYE RD | PHOENIX | AZ | 85034 | Maricopa | 2 | Perm Closure | 1970-05-07 | 12000 | Diesel | COMPARTMENT A | Double Walled | Asphalt coated or Bare Steel |  |  |  | Removal | 1993-12-02
0-004431 | DISCOUNT TIRE STORE | 2020 S COUNTRY CLUB DR | MESA | AZ | 85210 | Maricopa | 4 | Perm Closure | 2005-06-17 | 3000 | Used Oil/Waste Oil | COMPARTMENT A | Double Walled | Asphalt coated or Bare Steel | Suction - Check Valve at the Tank Top |  | Bare or Galvanized Steel | Removal | 1993-06-17
0-000243 | ADOT - TUCSON SHOP | 1444 W GRANT RD | TUCSON | AZ | 85745 | Pima | 5 | Open | 1987-01-01 | 12000 | Gasoline (UL) | COMPARTMENT A | Single Walled | Fiberglass Reinforced Plastic | Pressure | Double Walled | Fiberglass Reinforced Plastic
0-001812 | DUKE CITY LUMBER | 901 OLD CLEAR CREEK RD | WINSLOW | AZ | 86047 | Navajo | 4 | Perm Closure | 2005-06-17 | 3000 | Diesel | COMPARTMENT A |  | Asphalt coated or Bare Steel |  |  |  | Removal | 1993-11-23
0-005391 | USPS - VEHICLE MAINTENANCE GARAGE | 4949 E VAN BUREN ST | PHOENIX | AZ | 85026 | Maricopa | 7 | Open | 1994-11-07 | 12000 | Gasoline | COMPARTMENT A | Double Walled | Fiberglass Reinforced Plastic | Pressure | Double Walled | Fiberglass Reinforced Plastic
0-005391 | USPS - VEHICLE MAINTENANCE GARAGE | 4949 E VAN BUREN ST | PHOENIX | AZ | 85026 | Maricopa | 5 | Perm Closure | 1984-01-01 | 2000 | New Oil | COMPARTMENT A |  | Fiberglass Reinforced Plastic |  |  |  | Removal | 1994-09-15
0-000562 | DESERT TOYOTA OF TUCSON | 7150 E 22ND ST | TUCSON | AZ | 85710 | Pima | 2 | Perm Closure | 2005-06-17 | 400 | Used Oil/Waste Oil | COMPARTMENT A | Single Walled | Asphalt coated or Bare Steel |  |  |  | Removal | 1987-12-28
0-000405 | APS - YUMA GARAGE | 190 W 14TH ST | YUMA | AZ | 85364 | Yuma | 1 | Perm Closure | 1970-01-01 | 10000 | Gasoline | COMPARTMENT A |  | Asphalt coated or Bare Steel |  |  |  | Removal | 1987-01-01
0-000405 | APS - YUMA GARAGE | 190 W 14TH ST | YUMA | AZ | 85364 | Yuma | 4 | Perm Closure | 1956-01-01 | 10000 | Unidentified | COMPARTMENT A |  | Asphalt coated or Bare Steel |  |  |  | Removal | 1986-07-01
0-005467 | CIRCLE K #2931 | 1503 E FLORENCE BLVD | CASA GRANDE | AZ | 85122 | Pinal | 1 | Perm Closure | 1974-04-25 | 10000 | Gasoline | COMPARTMENT A | Unknown | Asphalt coated or Bare Steel |  |  |  | Removal | 1995-03-27
0-005413 | EXPRESS FUEL CENTER | 3501 N TOLTEC RD | ELOY | AZ | 85131 | Pinal | 3 | Perm Closure | 1970-04-18 | 20000 | Diesel | COMPARTMENT A | Double Walled | Asphalt coated or Bare Steel | Pressure |  | Fiberglass Reinforced Plastic | Removal | 1993-02-08
0-005413 | EXPRESS FUEL CENTER | 3501 N TOLTEC RD | ELOY | AZ | 85131 | Pinal | 2 | Perm Closure | 1970-04-18 | 20000 | Diesel | COMPARTMENT A | Double Walled | Asphalt coated or Bare Steel | Pressure |  | Fiberglass Reinforced Plastic | Removal | 1993-02-08
0-000749 | PICACHO PEAK DAIRY QUEEN STORE |  | PICACHO |  |  | Pinal | 3 | Perm Closure | 1976-01-01 | 4000 | Gasoline | COMPARTMENT A |  | Asphalt coated or Bare Steel | Pressure |  | Fiberglass Reinforced Plastic | Removal | 1995-10-12
0-005469 | CIRCLE K #2934 | 36935 W HIGHWAY 84 | STANFIELD | AZ | 85172 | Pinal | 6 | Perm Closure | 1995-03-27 | 10000 | Gasoline | COMPARTMENT A | Single Walled | Fiberglass Reinforced Plastic | Pressure | Double Walled | Fiberglass Reinforced Plastic | Removal | 2020-03-25
0-009787 | WALMART DISTRIBUTION CENTER #6031 | 23701 W SOUTHERN AVE | BUCKEYE | AZ | 85326 | Maricopa | 2 | Open | 2000-07-17 | 6000 | New Oil | COMPARTMENT A | Double Walled | Fiberglass Reinforced Plastic | Pressure | Double Walled | Fiberglass Reinforced Plastic
0-006654 | GRAND CANYON EXXON | 189 S STATE ROUTE 64 | WILLIAMS | AZ | 86046 | Coconino | 5 | Open | 1992-03-01 | 3000 | Gasoline (UL) | COMPARTMENT A | Double Walled | Composite (Steel/Fiberglass) | Pressure |  | Fiberglass Reinforced Plastic
0-007459 | H W JOHNSON INC | 1824 S 19TH AVE | PHOENIX | AZ | 85009 | Maricopa | 2 | Perm Closure | 2005-06-17 | 8000 | Unidentified | COMPARTMENT A | Unknown | Asphalt coated or Bare Steel |  |  |  | Removal | 1991-05-31
0-007751 | CITY OF BULLHEAD CITY - FUEL FACILITY | 1285 ALONAS WAY | BULLHEAD CITY | AZ | 86442 | Mohave | 2 | Perm Closure | 1993-05-01 | 12000 | Diesel #2 | COMPARTMENT A | Double Walled | Fiberglass Reinforced Plastic | Pressure |  | Fiberglass Reinforced Plastic | Removal | 2020-02-04
0-007751 | CITY OF BULLHEAD CITY - FUEL FACILITY | 1285 ALONAS WAY | BULLHEAD CITY | AZ | 86442 | Mohave | 1 | Perm Closure | 1993-05-01 | 12000 | Gasoline | COMPARTMENT A | Double Walled | Fiberglass Reinforced Plastic | Pressure |  | Fiberglass Reinforced Plastic | Removal | 2020-02-04
0-009914 | 4 SONS FOOD STORES | 3150 W CAREFREE HWY | PHOENIX | AZ | 85086 | Maricopa | 1 | Open | 2002-10-01 | 8000 | Diesel | COMPARTMENT A | Single Walled | Fiberglass Reinforced Plastic | Pressure | Double Walled | Flexible
0-009914 | 4 SONS FOOD STORES | 3150 W CAREFREE HWY | PHOENIX | AZ | 85086 | Maricopa | 2 | Open | 2002-10-01 | 15000 | Gasoline | COMPARTMENT A | Single Walled | Fiberglass Reinforced Plastic | Pressure | Double Walled | Flexible
0-004562 | CIRCLE K #2701948 | 6544 E US HIGHWAY 80 | YUMA | AZ | 85365 | Yuma | 1 | Open | 1986-01-01 | 20000 | Diesel | COMPARTMENT A | Single Walled | Fiberglass Reinforced Plastic | Pressure | Single Walled | Fiberglass Reinforced Plastic
0-004543 | GAMA AUTOMATIVE CENTER INC | 2285 S 4TH AVE | YUMA | AZ | 85364 | Yuma | 1 | Perm Closure | 1959-03-29 | 10000 | Gasoline | COMPARTMENT A | Double Walled | Asphalt coated or Bare Steel |  |  |  | Removal | 1990-10-16
0-005735 | YUMA UNION HIGH SCHOOL DISTRICT #70 | 400 S 9TH AVE | YUMA | AZ | 85364 | Yuma | 3 | Perm Closure | 1976-10-06 | 5000 | Gasoline | COMPARTMENT A | Unknown | Asphalt coated or Bare Steel |  |  |  | Removal | 1993-02-18
0-005731 | CITY OF YUMA - PUBLIC WORKS YARD | 155 W 14TH ST | YUMA | AZ | 85364 | Yuma | 3 | Perm Closure | 1986-05-09 | 6000 | Gasoline | COMPARTMENT A | Double Walled | Fiberglass Reinforced Plastic | Pressure |  | Bare or Galvanized Steel | Removal | 2018-02-22
0-005731 | CITY OF YUMA - PUBLIC WORKS YARD | 155 W 14TH ST | YUMA | AZ | 85364 | Yuma | 2 | Perm Closure | 1986-05-09 | 10000 | Diesel | COMPARTMENT A | Double Walled | Fiberglass Reinforced Plastic | Pressure |  | Bare or Galvanized Steel | Removal | 2018-02-22
0-003526 | AC'S TRUCK STOP | 2651 N GRAND AVE | NOGALES | AZ | 85621 | Santa Cruz | 2 | Perm Closure | 1968-01-01 | 12000 | Diesel | COMPARTMENT A |  | Asphalt coated or Bare Steel | Pressure |  | Fiberglass Reinforced Plastic | Removal | 2016-11-09
0-003526 | AC'S TRUCK STOP | 2651 N GRAND AVE | NOGALES | AZ | 85621 | Santa Cruz | 3 | Perm Closure | 1968-01-01 | 12000 | Diesel | COMPARTMENT A |  | Asphalt coated or Bare Steel | Pressure |  | Fiberglass Reinforced Plastic | Removal | 2016-11-09
0-004843 | CALPORTLAND - VALENCIA | 11800 E VALENCIA RD | TUCSON | AZ | 85747 | Pima | 1 | Perm Closure | 1981-04-22 | 8000 | Gasoline | COMPARTMENT A | Unknown | Asphalt coated or Bare Steel |  |  |  | Removal | 1989-08-15
0-004810 | AZTECA MEXICAN IMPORTS | 1111 S KOLB RD | TUCSON | AZ | 85710 | Pima | 2 | Perm Closure | 1966-01-01 | 12000 | Gasoline | COMPARTMENT A | Single Walled | Asphalt coated or Bare Steel |  |  |  | Removal | 1987-12-30
0-005083 | UNOCAL #7365 | 3460 S 6TH AVE | TUCSON | AZ | 85713 | Pima | 2 | Perm Closure | 1983-01-01 | 10000 | Gasoline | COMPARTMENT A | Single Walled | Asphalt coated or Bare Steel | Pressure |  | Fiberglass Reinforced Plastic | Removal | 1989-03-20
0-001730 | DAVIS-MONTHAN AFB | 3775 S 5TH ST | DAVIS MONTHAN AFB | AZ | 85707 | Pima | 31 | Perm Closure | 1981-01-01 | 10000 | Gasoline | COMPARTMENT A | Single Walled | Fiberglass Reinforced Plastic |  |  |  | Removal | 2003-01-29
0-001730 | DAVIS-MONTHAN AFB | 3775 S 5TH ST | DAVIS MONTHAN AFB | AZ | 85707 | Pima | 52 | Perm Closure | 1971-01-01 | 8000 | Used Oil/Waste Oil | COMPARTMENT A | Single Walled | Asphalt coated or Bare Steel |  |  |  | Removal | 1990-06-26
0-001730 | DAVIS-MONTHAN AFB | 3775 S 5TH ST | DAVIS MONTHAN AFB | AZ | 85707 | Pima | 151 | Perm Closure | 1990-01-01 | 6000 | Kerosene | COMPARTMENT A | Single Walled | Asphalt coated or Bare Steel |  |  |  | Closed in Place | 2004-10-18
0-001730 | DAVIS-MONTHAN AFB | 3775 S 5TH ST | DAVIS MONTHAN AFB | AZ | 85707 | Pima | 43 | Perm Closure | 1965-01-01 | 2000 | Diesel | COMPARTMENT A | Single Walled | Asphalt coated or Bare Steel |  |  |  | Removal | 1988-01-01
0-001730 | DAVIS-MONTHAN AFB | 3775 S 5TH ST | DAVIS MONTHAN AFB | AZ | 85707 | Pima | 116 | Perm Closure | 1940-01-01 | 25000 | Gasoline | COMPARTMENT A | Single Walled | Asphalt coated or Bare Steel |  |  |  | Removal | 1992-01-15
0-001730 | DAVIS-MONTHAN AFB | 3775 S 5TH ST | DAVIS MONTHAN AFB | AZ | 85707 | Pima | 130 | Perm Closure | 1940-01-01 | 25000 | Gasoline | COMPARTMENT A | Single Walled | Asphalt coated or Bare Steel |  |  |  | Removal | 1992-01-15
0-001730 | DAVIS-MONTHAN AFB | 3775 S 5TH ST | DAVIS MONTHAN AFB | AZ | 85707 | Pima | 154 | Open | 2002-09-24 | 12000 | Gasoline | COMPARTMENT A | Double Walled | Composite (Steel/Fiberglass) | Pressure | Double Walled | Flexible
0-001730 | DAVIS-MONTHAN AFB | 3775 S 5TH ST | DAVIS MONTHAN AFB | AZ | 85707 | Pima | 134 | Perm Closure | 2005-06-17 | 1000 | Diesel | COMPARTMENT A | Single Walled | Asphalt coated or Bare Steel |  |  |  | Removal | 1994-01-18
0-001730 | DAVIS-MONTHAN AFB | 3775 S 5TH ST | DAVIS MONTHAN AFB | AZ | 85707 | Pima | 140 | Perm Closure | 2005-06-17 | 1000 | Used Oil/Waste Oil | COMPARTMENT A | Single Walled | Asphalt coated or Bare Steel |  |  |  | Removal | 2000-01-06
0-001730 | DAVIS-MONTHAN AFB | 3775 S 5TH ST | DAVIS MONTHAN AFB | AZ | 85707 | Pima | 37 | Open | 1952-01-01 | 5000 | Biodiesel | COMPARTMENT A | Single Walled | Asphalt coated or Bare Steel
0-001730 | DAVIS-MONTHAN AFB | 3775 S 5TH ST | DAVIS MONTHAN AFB | AZ | 85707 | Pima | 48 | Open | 1963-01-01 | 3000 | Gasoline | COMPARTMENT A | Single Walled | Asphalt coated or Bare Steel
0-001730 | DAVIS-MONTHAN AFB | 3775 S 5TH ST | DAVIS MONTHAN AFB | AZ | 85707 | Pima | 90 | Perm Closure | 1966-01-01 | 300 | (Null) | COMPARTMENT A | Single Walled | Asphalt coated or Bare Steel |  |  |  | Removal | 1995-03-01
0-001730 | DAVIS-MONTHAN AFB | 3775 S 5TH ST | DAVIS MONTHAN AFB | AZ | 85707 | Pima | 4 | Perm Closure | 1984-01-01 | 5000 | Jet Fuel | COMPARTMENT A | Single Walled | Asphalt coated or Bare Steel | Pressure | Single Walled | Bare or Galvanized Steel | Removal | 2015-09-17
0-001730 | DAVIS-MONTHAN AFB | 3775 S 5TH ST | DAVIS MONTHAN AFB | AZ | 85707 | Pima | 23 | Perm Closure | 2005-06-17 | 1000 | Diesel | COMPARTMENT A | Single Walled | Asphalt coated or Bare Steel |  |  |  | Removal | 1990-03-01
0-000474 | ASARCO - MISSION UNIT | 4210 W PIMA MINE RD | SAHUARITA | AZ | 85629 | Pima | 7 | Perm Closure | 1980-01-01 | 10000 | Used Oil/Waste Oil | COMPARTMENT A |  | Asphalt coated or Bare Steel | Suction - Check Valve at the Tank Top |  |  | Removal | 1992-05-14
0-000813 | OLIVERS CLEANERS - FORMER | 300 E 7TH ST | TUCSON | AZ | 85705 | Pima | 1 | Perm Closure | 1951-01-01 | 10000 | Solvent | COMPARTMENT A | Single Walled | Asphalt coated or Bare Steel |  |  |  | Closed in Place | 1989-01-05
0-002234 | LEARJET INC | 1255 E AERO PARK BLVD | TUCSON | AZ | 85756 | Pima | 5 | Perm Closure | 1979-01-01 | 5000 | Diesel | COMPARTMENT A | Single Walled | Asphalt coated or Bare Steel |  |  |  | Removal | 1988-12-10
0-002177 | FRANCIES DATE CO | 2125 W JACKSON ST | PHOENIX | AZ | 85009 | Maricopa | 1 | Perm Closure | 1974-01-01 | 1000 | Gasoline | COMPARTMENT A |  | Asphalt coated or Bare Steel |  |  |  | Removal | 1989-05-01
0-006577 | FERTIZONA THATCHER | 4257 W US HIGHWAY 70 | THATCHER | AZ | 85552 | Graham | 2 | Perm Closure | 1979-01-06 | 8000 | Diesel | COMPARTMENT A | Unknown | Asphalt coated or Bare Steel |  |  |  | Closed in Place | 1984-12-01
0-002884 | KNAPPLE FARMS | 3101 W DOBBINS RD | LAVEEN | AZ | 85339 | Maricopa | 1 | Perm Closure | 2005-06-17 | 8000 | Gasoline | COMPARTMENT A |  | Asphalt coated or Bare Steel |  |  |  | Removal | 1988-01-01
0-004875 | HUDSON FARMS |  | LAVEEN |  |  | Maricopa | 2 | Perm Closure | 1950-05-08 | 500 | Gasoline | COMPARTMENT A | Unknown | Asphalt coated or Bare Steel |  |  |  | Removal | 1993-05-20
0-006234 | BULLHEAD CITY FOOD MART | 2540 HIGHWAY 95 | BULLHEAD CITY | AZ | 86442 | Mohave | 4 | Open | 2020-01-17 | 12000 | Gasoline (UL) | COMPARTMENT A | Double Walled | Fiberglass Reinforced Plastic | Pressure | Double Walled | Flexible
0-008838 | HAVINS PRODUCE & POULTRY | 863 S AVENUE B | YUMA | AZ | 85364 | Yuma | 1 | Perm Closure | 2005-06-17 | 1000 | Gasoline | COMPARTMENT A | Double Walled | Asphalt coated or Bare Steel | Suction - Check Valve at the Tank Top |  | Bare or Galvanized Steel | Removal | 2000-02-24
0-002456 | HEATHMAN COTTON HARVESTING |  | AGUILA |  |  | Maricopa | 2 | Perm Closure | 2005-06-17 | 2000 | Diesel | COMPARTMENT A |  | Asphalt coated or Bare Steel |  |  |  | Removal | 1988-05-01
0-004504 | HOPI TRAVEL PLAZA | 1851 SR 77 | HOLBROOK | AZ | 86025 | Navajo | 3 | Perm Closure | 1978-01-01 | 12000 | Gasoline | COMPARTMENT A | Single Walled | Asphalt coated or Bare Steel |  |  |  | Removal | 1990-09-01
0-002559 | SUPERLITE BLOCK | 4223 W HIGHLAND AVE | PHOENIX | AZ | 85019 | Maricopa | 3 | Perm Closure | 1979-04-15 | 5000 | Diesel | COMPARTMENT A | Single Walled | Asphalt coated or Bare Steel |  |  |  | Removal | 1989-09-18
0-002479 | HERTZ RENT-A-CAR | 1215 S 27TH ST | PHOENIX | AZ | 85034 | Maricopa | 7 | Perm Closure | 1966-01-01 | 550 | Used Oil/Waste Oil | COMPARTMENT A | Double Walled | Asphalt coated or Bare Steel | Gravity Feed |  |  | Removal | 1992-04-30
0-002704 | CITY OF AVONDALE | 1201 S 4TH AVE | AVONDALE | AZ | 85323 | Maricopa | 2 | Perm Closure | 1979-05-06 | 1000 | Gasoline | COMPARTMENT A | Double Walled | Asphalt coated or Bare Steel | Suction - Check Valve at the Tank Top |  |  | Removal | 1995-07-19
0-005999 | JOHNS SUPER SERVICE | 6511 E THOMAS RD | SCOTTSDALE | AZ | 85251 | Maricopa | 1 | Perm Closure | 1973-01-01 | 5000 | Gasoline | COMPARTMENT A |  | Asphalt coated or Bare Steel |  |  |  | Removal | 1991-12-16
0-004554 | PILOT TRAVEL CENTER #227 | 1201 N 59TH AVE | PHOENIX | AZ | 85043 | Maricopa | 4 | Perm Closure | 1986-01-02 | 20000 | Diesel | COMPARTMENT A | Double Walled | Fiberglass Reinforced Plastic | Pressure |  | Fiberglass Reinforced Plastic | Removal | 1998-02-05
0-004554 | PILOT TRAVEL CENTER #227 | 1201 N 59TH AVE | PHOENIX | AZ | 85043 | Maricopa | 2 | Perm Closure | 1986-02-01 | 10000 | Gasoline | COMPARTMENT A | Double Walled | Fiberglass Reinforced Plastic | Pressure | Double Walled | Fiberglass Reinforced Plastic | Removal | 2017-03-16
0-004554 | PILOT TRAVEL CENTER #227 | 1201 N 59TH AVE | PHOENIX | AZ | 85043 | Maricopa | 7 | Perm Closure | 1998-04-01 | 20000 | Diesel | COMPARTMENT A | Double Walled | Fiberglass Reinforced Plastic | Pressure | Double Walled | Fiberglass Reinforced Plastic | Removal | 2017-03-16
0-004554 | PILOT TRAVEL CENTER #227 | 1201 N 59TH AVE | PHOENIX | AZ | 85043 | Maricopa | 8 | Perm Closure | 1998-04-01 | 20000 | Diesel | COMPARTMENT A | Double Walled | Fiberglass Reinforced Plastic | Pressure | Double Walled | Fiberglass Reinforced Plastic | Removal | 2017-03-16
0-001364 | CIRCLE K #1110 | 2404 E BELL RD | PHOENIX | AZ | 85032 | Maricopa | 1 | Perm Closure | 1978-01-01 | 10000 | Gasoline | COMPARTMENT A |  | Asphalt coated or Bare Steel | Pressure |  |  | Removal | 1994-10-24
0-001275 | CIRCLE K #2700652 | 1908 W GREENWAY RD | PHOENIX | AZ | 85023 | Maricopa | 6 | Perm Closure | 1994-03-01 | 12000 | Gasoline | COMPARTMENT A | Double Walled | Fiberglass Reinforced Plastic | Pressure |  | Fiberglass Reinforced Plastic | Removal | 2017-04-27
0-003092 | MCDANIEL TRUCKING CO INC | 420 S 3RD AVE | PHOENIX | AZ | 85003 | Maricopa | 1 | Perm Closure | 1966-04-22 | 1000 | Gasoline | COMPARTMENT A | Unknown | Asphalt coated or Bare Steel |  |  |  | Removal | 1990-01-03
0-001387 | CIRCLE K #1247 | 5202 S CENTRAL AVE | PHOENIX | AZ | 85040 | Maricopa | 3 | Open | 1981-01-01 | 10000 | Gasoline | COMPARTMENT A | Single Walled | Asphalt coated or Bare Steel | Pressure |  | Fiberglass Reinforced Plastic
0-001752 | MALCO M & M SELF SERVICE | 13812 W GLENDALE AVE | GLENDALE | AZ | 85307 | Maricopa | 1 | Perm Closure | 1971-01-01 | 10000 | Gasoline | COMPARTMENT A |  | Asphalt coated or Bare Steel |  |  |  | Removal | 1991-02-28
0-001633 | DURANGO - MCKINLEY PAPER COMPANY | 425 S 15TH AVE | PHOENIX | AZ | 85007 | Maricopa | 1 | Perm Closure | 1986-01-20 | 1000 | Gasoline | COMPARTMENT A |  | Asphalt coated or Bare Steel |  |  |  | Removal | 1991-08-08
0-006817 | DRIVE TIME CAR SALES | 333 S ALMA SCHOOL RD | MESA | AZ | 85210 | Maricopa | 6 | Perm Closure | 1967-01-01 | 500 | Used Oil/Waste Oil | COMPARTMENT A | Double Walled | Asphalt coated or Bare Steel |  |  |  | Removal | 1990-08-01
0-005437 | CIRCLE K #2891 | 5146 E MCDOWELL RD | PHOENIX | AZ | 85008 | Maricopa | 5 | Open | 2015-04-13 | 20000 | Gasoline (UL) | COMPARTMENT A | Double Walled | Fiberglass Reinforced Plastic | Pressure | Double Walled | Fiberglass Reinforced Plastic
0-005333 | SAVCO #11 | 748 E MAIN ST | AVONDALE | AZ | 85323 | Maricopa | 5 | Perm Closure | 2005-06-17 | 500 | Used Oil/Waste Oil | COMPARTMENT A |  | Asphalt coated or Bare Steel |  |  |  | Removal | 1992-12-15
0-005808 | GILA BEND AIR FORCE AUXILLARY FIELD |  | GILA BEND |  |  | Maricopa | 11 | Perm Closure | 2006-10-03 | 250 | Used Oil/Waste Oil | COMPARTMENT A |  | Asphalt coated or Bare Steel |  |  |  | Removal | 1996-08-16
0-005812 | QUIK FILL | 8296 W CAMELBACK RD | GLENDALE | AZ | 85303 | Maricopa | 4 | Perm Closure | 2005-03-01 | 6000 | Diesel | COMPARTMENT A | Double Walled | Fiberglass Reinforced Plastic | Pressure | Double Walled | Fiberglass Reinforced Plastic | Removal | 2017-03-02
0-005812 | QUIK FILL | 8296 W CAMELBACK RD | GLENDALE | AZ | 85303 | Maricopa | 6 | Open | 2019-11-21 | 6000 | Diesel | COMPARTMENT B | Double Walled | Fiberglass Reinforced Plastic | Pressure | Double Walled | Fiberglass Reinforced Plastic
0-009652 | STOP & SHOP | 3183 E WILLIAMS FIELD RD | GILBERT | AZ | 85295 | Maricopa | 2 | Perm Closure | 2005-06-17 | 500 | Unidentified | COMPARTMENT A | Single Walled | Asphalt coated or Bare Steel |  |  |  | Removal | 2000-06-27
0-005648 | CHEVRON #9-1145 | 1952 S GILBERT RD | MESA | AZ | 85204 | Maricopa | 1 | Perm Closure | 1987-06-26 | 12000 | Gasoline | COMPARTMENT A | Unknown | Fiberglass Reinforced Plastic | Pressure | Double Walled | Fiberglass Reinforced Plastic | Removal | 2003-03-14
0-006488 | HAVASU SPRINGS RESORT | 2581 N HIGHWAY 95 | PARKER | AZ | 85344 | La Paz | 5 | Perm Closure | 1982-10-13 | 10000 | Gasoline | COMPARTMENT A | Double Walled | Asphalt coated or Bare Steel |  |  |  | Closed in Place | 1989-11-06
0-010351 | QUIKTRIP #414 | 847 N ARIZONA AVE | GILBERT | AZ | 85233 | Maricopa | 2 | Open | 2010-01-14 | 20000 | Gasoline | COMPARTMENT A | Double Walled | Fiberglass Reinforced Plastic | Pressure | Double Walled | Fiberglass Reinforced Plastic
0-008930 | LONGORIA'S ARCO | 1612 CAMINO ADALANTE | PICACHO | AZ | 85131 | Pinal | 3 | Perm Closure | 1965-01-01 | 500 | Diesel | COMPARTMENT A | Unknown | Asphalt coated or Bare Steel |  |  |  | Removal | 1997-08-27
0-003996 | JIFFY LUBE #2088 | 1202 E NORTHERN AVE | PHOENIX | AZ | 85020 | Maricopa | 4 | Perm Closure | 1978-01-01 | 10000 | Gasoline | COMPARTMENT A |  | Asphalt coated or Bare Steel |  |  |  | Removal | 2001-09-28
0-010363 | CIRCLE K #2703399 | 1122 E INDIAN SCHOOL RD | PHOENIX | AZ | 85014 | Maricopa | 3 | Open | 2010-07-22 | 12000 | Diesel | COMPARTMENT A | Double Walled | Fiberglass Reinforced Plastic | Pressure | Double Walled | Fiberglass Reinforced Plastic
0-010363 | CIRCLE K #2703399 | 1122 E INDIAN SCHOOL RD | PHOENIX | AZ | 85014 | Maricopa | 2 | Open | 2010-07-22 | 12000 | Gasoline | COMPARTMENT A | Double Walled | Fiberglass Reinforced Plastic | Pressure | Double Walled | Fiberglass Reinforced Plastic
0-010381 | QUIK TRIP #1411 | 3605 W GLENDALE AVE | PHOENIX | AZ | 85051 | Maricopa | 4 | Open | 2010-09-02 | 20000 | Gasoline | COMPARTMENT A | Double Walled | Fiberglass Reinforced Plastic | Pressure | Double Walled | Fiberglass Reinforced Plastic
0-010381 | QUIK TRIP #1411 | 3605 W GLENDALE AVE | PHOENIX | AZ | 85051 | Maricopa | 1 | Open | 2010-09-02 | 12000 | Diesel | COMPARTMENT A | Double Walled | Fiberglass Reinforced Plastic | Pressure | Double Walled | Fiberglass Reinforced Plastic
0-010381 | QUIK TRIP #1411 | 3605 W GLENDALE AVE | PHOENIX | AZ | 85051 | Maricopa | 2 | Open | 2010-09-02 | 12000 | Gasoline | COMPARTMENT A | Double Walled | Fiberglass Reinforced Plastic | Pressure | Double Walled | Fiberglass Reinforced Plastic
0-001284 | CIRCLE K #671 | 51 W APACHE TRL | APACHE JUNCTION | AZ | 85120 | Pinal | 4 | Perm Closure | 1995-04-11 | 10000 | Gasoline | COMPARTMENT A | Double Walled | Fiberglass Reinforced Plastic | Pressure | Double Walled | Fiberglass Reinforced Plastic | Removal | 2001-03-20
0-004966 | TEXACO #60-351-1000 | 5460 E 5TH ST | TUCSON | AZ | 85711 | Pima | 3 | Perm Closure | 1969-01-01 | 6000 | Gasoline | COMPARTMENT A | Double Walled | Asphalt coated or Bare Steel | Pressure |  | Bare or Galvanized Steel | Removal | 1994-04-20
0-008109 | NISSAN TEST CENTER NORTH AMERICA | 7815 N WHITE AND PARKER RD | STANFIELD | AZ | 85172 | Pinal | 18 | Open | 2008-01-15 | 4000 | Gasoline | COMPARTMENT A | Double Walled | Fiberglass Reinforced Plastic | Pressure | Double Walled | Fiberglass Reinforced Plastic
0-008109 | NISSAN TEST CENTER NORTH AMERICA | 7815 N WHITE AND PARKER RD | STANFIELD | AZ | 85172 | Pinal | 16 | Open | 2008-01-15 | 4000 | Gasoline | COMPARTMENT A | Double Walled | Fiberglass Reinforced Plastic | Pressure | Double Walled | Fiberglass Reinforced Plastic
0-008109 | NISSAN TEST CENTER NORTH AMERICA | 7815 N WHITE AND PARKER RD | STANFIELD | AZ | 85172 | Pinal | 13 | Open | 2008-01-15 | 4000 | Gasoline | COMPARTMENT A | Double Walled | Fiberglass Reinforced Plastic | Pressure | Double Walled | Fiberglass Reinforced Plastic
0-006296 | EL PUEBLO TIRE SHOP | 302 N GRAND AVE | NOGALES | AZ | 85621 | Santa Cruz | 3 | Perm Closure | 1974-08-12 | 2000 | Gasoline | COMPARTMENT A | Double Walled | Asphalt coated or Bare Steel |  |  |  | Removal | 1990-10-19
0-003598 | PALM HARBOR HOMES | 309 S PERRY LN | TEMPE | AZ | 85281 | Maricopa | 1 | Perm Closure | 1976-01-01 | 1000 | Gasoline | COMPARTMENT A | Single Walled | Asphalt coated or Bare Steel |  |  |  | Removal | 1992-12-28
0-003442 | JOE MUESH | 1612 N WEST ST | FLAGSTAFF | AZ | 86004 | Coconino | 1 | Perm Closure | 1976-06-28 |  | Gasoline | COMPARTMENT A | Double Walled | Asphalt coated or Bare Steel |  |  |  | Removal | 1990-06-15
0-005718 | ESTES EXPRESS LINES INC | 2425 S 43RD AVE | PHOENIX | AZ | 85009 | Maricopa | 6 | Perm Closure | 1978-01-01 | 10000 | Antifreeze / Ethylene Glycol | COMPARTMENT A |  | Asphalt coated or Bare Steel | Suction - Check Valve at the Tank Top |  | Bare or Galvanized Steel | Closed in Place | 1997-12-10
0-007085 | VILLAGE CENTER PROPERTIES | 4401 W CHANDLER BLVD | CHANDLER | AZ | 85226 | Maricopa | 1 | Perm Closure | 2005-06-17 |  | Unidentified | COMPARTMENT A | Unknown | Fiberglass Reinforced Plastic |  |  |  | Removal | 1991-06-18
0-000868 | 88 TRAILS CORP | 1571 W APACHE TRL | APACHE JUNCTION | AZ | 85120 | Pinal | 8 | Open | 1995-11-10 | 10000 | Gasoline | COMPARTMENT A | Double Walled | Fiberglass Reinforced Plastic | Pressure | Double Walled | Fiberglass Reinforced Plastic
0-000868 | 88 TRAILS CORP | 1571 W APACHE TRL | APACHE JUNCTION | AZ | 85120 | Pinal | 10 | Open | 1995-01-11 | 10000 | Diesel | COMPARTMENT A | Double Walled | Fiberglass Reinforced Plastic | Pressure | Double Walled | Fiberglass Reinforced Plastic
0-008765 | DUNLAP OIL COMPANY | 759 S HASKELL AVE | WILLCOX | AZ | 85643 | Cochise | 3 | Perm Closure | 1947-01-01 | 5000 | Gasoline | COMPARTMENT A | Double Walled | Asphalt coated or Bare Steel | Suction - Check Valve at the Tank Top |  |  | Closed in Place | 1987-01-01
0-008746 | LA CHOLLA AIRPARK | 1777 W CESSNA WAY | ORO VALLEY | AZ | 85755 | Pima | 1 | Perm Closure | 1979-01-01 | 10000 | Aviation Gasoline | COMPARTMENT A | Single Walled | Asphalt coated or Bare Steel | Pressure | Single Walled | Bare or Galvanized Steel | Removal | 2018-05-23
0-000293 | CIRCLE K #2705290 | 1501 W WARNER RD | TEMPE | AZ | 85284 | Maricopa | 4 | Open | 1988-01-01 | 10000 | Diesel | COMPARTMENT A | Double Walled | Fiberglass Reinforced Plastic | Pressure |  | Fiberglass Reinforced Plastic
0-000185 | ADOA FLEET MANAGEMENT OFFICE | 1522 W JACKSON ST | PHOENIX | AZ | 85007 | Maricopa | 1 | Perm Closure | 1975-01-01 | 10000 | Gasoline | COMPARTMENT A |  | Asphalt coated or Bare Steel | Suction - Check Valve at the Tank Top |  |  | Removal | 1999-04-14
0-001598 | COCONINO COUNTY PUBLIC WORKS | 5600 E COMMERCE AVE | FLAGSTAFF | AZ | 86004 | Coconino | 5 | Perm Closure | 1984-01-01 | 1000 | Used Oil/Waste Oil | COMPARTMENT A |  | Asphalt coated or Bare Steel |  |  |  | Removal | 1993-09-30
0-001557 | TUCSON OIL PRODUCTS INC | 1057 E MILL ST | TUCSON | AZ | 85719 | Pima | 6 | Perm Closure | 1985-01-01 | 6000 | New Oil | COMPARTMENT A | Single Walled | Asphalt coated or Bare Steel | Suction - Check Valve at the Tank Top |  |  | Removal | 1998-12-04
0-004858 | EPICUREAN FINE FOODS INC | 246 S ROBSON | MESA | AZ | 85210 | Maricopa | 1 | Perm Closure | 1979-05-09 | 10000 | Diesel | COMPARTMENT A | Unknown | Asphalt coated or Bare Steel |  |  |  | Removal | 1988-10-10
0-002204 | GTE GOVERNMENT SYSTEMS | 2010 W 14TH ST | TEMPE | AZ | 85281 | Maricopa | 1 | Perm Closure | 1982-01-01 | 3000 | Diesel | COMPARTMENT A | Single Walled | Fiberglass Reinforced Plastic |  |  |  | Closed in Place | 1985-10-01
0-009305 | THE CARWASHPLEX | 5050 W BELL RD | GLENDALE | AZ | 85308 | Maricopa | 1 | Perm Closure | 1990-01-01 | 12000 | Gasoline | COMPARTMENT A | Double Walled | Fiberglass Reinforced Plastic | Pressure | Double Walled | Fiberglass Reinforced Plastic | Removal | 2018-08-10
0-002410 | DOLLAR GENERAL | 21749 NW GRAND | WITTMANN | AZ | 85361 | Maricopa | 5 | Perm Closure | 1983-04-25 | 5000 | Unidentified | COMPARTMENT A | Single Walled | Asphalt coated or Bare Steel |  |  |  | Removal | 1988-01-01
0-006368 | LAKE HAVASU MARINA | 1100 MCCULLOCH BLVD N | LAKE HAVASU CITY | AZ | 86403 | Mohave | 4 | Perm Closure | 1982-01-01 | 10000 | Gasoline | COMPARTMENT A | Single Walled | Asphalt coated or Bare Steel | Pressure |  |  | Removal | 1998-10-27
0-006368 | LAKE HAVASU MARINA | 1100 MCCULLOCH BLVD N | LAKE HAVASU CITY | AZ | 86403 | Mohave | 2 | Perm Closure | 1982-01-01 | 10000 | Gasoline | COMPARTMENT A | Single Walled | Asphalt coated or Bare Steel | Pressure |  |  | Removal | 1998-10-27
0-010133 | R & S HAULING & DEMO INC | 2494 S HIGHWAY 66 | KINGMAN | AZ | 86401 | Mohave | 2 | Perm Closure | 2006-10-11 | 8000 | Gasoline | COMPARTMENT A |  | Asphalt coated or Bare Steel |  |  |  | Removal | 2006-06-21
0-006816 | PARCEL #126-19-081 | 4810 E MCDOWELL RD | PHOENIX | AZ | 85008 | Maricopa | 2 | Perm Closure | 1970-01-01 | 1000 | Gasoline | COMPARTMENT A |  | Asphalt coated or Bare Steel |  |  |  | Removal | 1990-03-07
0-010201 | TOM'S THUMB FRESH MARKET | 9393 E BELL RD | SCOTTSDALE | AZ | 85260 | Maricopa | 2 | Open | 2007-02-22 | 8000 | Diesel | COMPARTMENT B | Double Walled | Composite (Steel/Fiberglass) | Pressure | Double Walled | Fiberglass Reinforced Plastic
0-010209 | QUIKTRIP #482 | 1627 N PINAL AVE | CASA GRANDE | AZ | 85122 | Pinal | 4 | Open | 2014-01-31 | 12000 | Diesel | COMPARTMENT A | Double Walled | Fiberglass Reinforced Plastic | Pressure | Double Walled | Fiberglass Reinforced Plastic
0-010209 | QUIKTRIP #482 | 1627 N PINAL AVE | CASA GRANDE | AZ | 85122 | Pinal | 3 | Open | 2007-07-06 | 20000 | Gasoline | COMPARTMENT A | Double Walled | Fiberglass Reinforced Plastic | Pressure |  | Fiberglass Reinforced Plastic
0-005628 | BOB'S SHELL AND FOOD MART | 981 S ARIZONA BLVD | COOLIDGE | AZ | 85128 | Pinal | 1 | Perm Closure | 1978-01-01 | 10000 | Gasoline | COMPARTMENT A | Double Walled | Asphalt coated or Bare Steel | Pressure |  | Fiberglass Reinforced Plastic | Removal | 1998-07-23
0-010252 | SPEEDWAY STORE #2890 | 2010 N BEELINE HWY | PAYSON | AZ | 85541 | Gila | 2 | Open | 2008-06-30 | 8000 | Diesel | COMPARTMENT B | Double Walled | Fiberglass Reinforced Plastic | Pressure | Double Walled | Fiberglass Reinforced Plastic
0-006329 | JAKE'S CORNER STORE | 57510 N SR 188 | JAKES CORNER | AZ | 85541 | Gila | 4 | Open | 2009-06-09 | 4000 | Diesel | COMPARTMENT B | Double Walled | Composite (Steel/Fiberglass) | Pressure | Single Walled | Fiberglass Reinforced Plastic
0-010321 | CIRCLE K STORE #2703397 | 537 S WATSON RD | BUCKEYE | AZ | 85326 | Maricopa | 3 | Open | 2009-11-15 | 12000 | Diesel | COMPARTMENT A | Double Walled | Fiberglass Reinforced Plastic | Pressure | Double Walled | Fiberglass Reinforced Plastic
0-005493 | CIRCLE K #2847 | 2801 E VAN BUREN ST | PHOENIX | AZ | 85008 | Maricopa | 1 | Perm Closure | 1976-03-25 | 8000 | Gasoline | COMPARTMENT A | Double Walled | Asphalt coated or Bare Steel | Pressure |  |  | Removal | 1993-11-16
0-004998 | M & P TRANSPORT | 3635 S 43RD AVE | PHOENIX | AZ | 85009 | Maricopa | 2 | Perm Closure | 1971-01-01 | 10000 | Diesel | COMPARTMENT A |  | Asphalt coated or Bare Steel |  |  |  | Removal | 1988-08-01
0-004998 | M & P TRANSPORT | 3635 S 43RD AVE | PHOENIX | AZ | 85009 | Maricopa | 1 | Perm Closure | 1971-01-01 | 10000 | Diesel | COMPARTMENT A |  | Asphalt coated or Bare Steel |  |  |  | Removal | 1988-08-01
0-006283 | THE FILLING STATION | 1149 E FLORENCE BLVD | CASA GRANDE | AZ | 85122 | Pinal | 1 | Perm Closure | 1977-01-01 | 4000 | Gasoline | COMPARTMENT A |  | Asphalt coated or Bare Steel | Pressure |  | Fiberglass Reinforced Plastic | Removal | 2017-07-12
0-006283 | THE FILLING STATION | 1149 E FLORENCE BLVD | CASA GRANDE | AZ | 85122 | Pinal | 3 | Perm Closure | 1977-01-01 | 6000 | Diesel | COMPARTMENT A |  | Asphalt coated or Bare Steel | Pressure |  | Fiberglass Reinforced Plastic | Removal | 2017-07-12
0-005821 | MESQUITE CARWASH | 1697 MESQUITE AVE | LAKE HAVASU CITY | AZ | 86403 | Mohave | 2 | Perm Closure | 1982-01-01 | 10000 | Gasoline | COMPARTMENT A |  | Asphalt coated or Bare Steel | Pressure |  | Fiberglass Reinforced Plastic | Removal | 2004-08-15
0-005056 | TIERNAY PRROPERTIES INC | 1301 E JACKSON ST | PHOENIX | AZ | 85034 | Maricopa | 3 | Perm Closure | 2005-06-17 | 2000 | Diesel | COMPARTMENT A |  | Unknown |  |  |  | Removal | 1988-11-23
0-007437 | EXXONMOBIL OIL CORP #12060 | 353 E BROWN RD | MESA | AZ | 85201 | Maricopa | 1 | Perm Closure | 1989-06-01 | 10000 | Gasoline | COMPARTMENT A |  | Fiberglass Reinforced Plastic | Pressure |  | Fiberglass Reinforced Plastic | Removal | 2007-07-18
0-007437 | EXXONMOBIL OIL CORP #12060 | 353 E BROWN RD | MESA | AZ | 85201 | Maricopa | 4 | Perm Closure | 1989-06-01 | 10000 | Gasoline | COMPARTMENT A |  | Fiberglass Reinforced Plastic | Pressure |  | Fiberglass Reinforced Plastic | Removal | 2007-07-18
0-004505 | CITY OF PHOENIX - POLICE SOUTH RESOURCE BUREAU | 3443 S CENTRAL AVE | PHOENIX | AZ | 85040 | Maricopa | 9 | Open | 1990-01-01 | 550 | Used Oil/Waste Oil | COMPARTMENT A | Double Walled | Fiberglass Reinforced Plastic | Suction - Check Valve at the Tank Top | Double Walled | Fiberglass Reinforced Plastic
0-001901 | CITY OF ELOY - POLICE DEPARTMENT | 628 N MAIN ST | ELOY | AZ | 85131 | Pinal | 1 | Perm Closure | 1956-01-01 | 1000 | Gasoline | COMPARTMENT A |  | Asphalt coated or Bare Steel | Suction - Check Valve at the Tank Top | Single Walled | Bare or Galvanized Steel | Removal | 1992-10-06
0-004627 | 7-ELEVEN #18031 | 3602 E INDIAN SCHOOL RD | PHOENIX | AZ | 85018 | Maricopa | 3 | Perm Closure | 1976-05-05 | 4000 | Gasoline | COMPARTMENT A | Unknown | Asphalt coated or Bare Steel |  |  |  | Removal | 1988-03-01
0-000538 | ARCO AM/PM | 10601 N SCOTTSDALE RD | SCOTTSDALE | AZ | 85254 | Maricopa | 3 | Perm Closure | 1969-01-01 | 6000 | Gasoline | COMPARTMENT A |  | Asphalt coated or Bare Steel |  |  |  | Removal | 1990-08-06
0-000538 | ARCO AM/PM | 10601 N SCOTTSDALE RD | SCOTTSDALE | AZ | 85254 | Maricopa | 11 | Perm Closure | 1990-08-01 | 550 | Used Oil/Waste Oil | COMPARTMENT A | Double Walled | Fiberglass Reinforced Plastic | Pressure | Double Walled | Fiberglass Reinforced Plastic | Removal | 2009-10-05
0-003205 | MOBIL 18-KM8 | 3550 W THUNDERBIRD RD | PHOENIX | AZ | 85053 | Maricopa | 1 | Perm Closure | 1985-01-01 | 10000 | Gasoline | COMPARTMENT A |  | Asphalt coated or Bare Steel | Pressure |  |  | Removal | 1996-04-11
0-000029 | MOUNT LEMMON RCAG |  | MOUNT LEMMON |  |  | Pima | 1 | Perm Closure | 1974-01-01 | 1000 | Diesel | COMPARTMENT A |  | Asphalt coated or Bare Steel |  |  |  | Removal | 1995-06-21
0-000935 | UNOCAL #9647 | 6666 W BELL RD | GLENDALE | AZ | 85308 | Maricopa | 1 | Perm Closure | 1978-01-01 | 10000 | Gasoline | COMPARTMENT A |  | Asphalt coated or Bare Steel | Pressure |  | Fiberglass Reinforced Plastic | Removal | 1996-12-30
0-001878 | CIRCLE K STORE #2705400 | 7351 W CHANDLER BLVD | CHANDLER | AZ | 85226 | Maricopa | 8 | Perm Closure | 1989-01-15 | 10000 | Gasoline | COMPARTMENT A | Double Walled | Fiberglass Reinforced Plastic | Pressure |  | Fiberglass Reinforced Plastic | Removal | 1998-07-17
0-004004 | Q-LUBE #1126 | 2921 N 32ND ST | PHOENIX | AZ | 85018 | Maricopa | 1 | Perm Closure | 1980-01-01 | 3000 | Unidentified | COMPARTMENT A | Single Walled | Asphalt coated or Bare Steel | Suction - Check Valve at the Tank Top | Single Walled | Bare or Galvanized Steel | Removal | 1995-11-21
0-004004 | Q-LUBE #1126 | 2921 N 32ND ST | PHOENIX | AZ | 85018 | Maricopa | 3 | Perm Closure | 1980-01-01 | 3000 | Used Oil/Waste Oil | COMPARTMENT A | Single Walled | Asphalt coated or Bare Steel | Suction - Check Valve at the Tank Top | Single Walled | Bare or Galvanized Steel | Removal | 1995-11-21
0-007854 | CHAPMAN HYUNDAI OF SCOTTSDALE | 6601 E MCDOWELL RD | SCOTTSDALE | AZ | 85257 | Maricopa | 2 | Perm Closure | 1987-01-01 | 6000 | Gasoline | COMPARTMENT A | Double Walled | Fiberglass Reinforced Plastic | Pressure |  | Fiberglass Reinforced Plastic | Removal | 1992-08-27
0-007854 | CHAPMAN HYUNDAI OF SCOTTSDALE | 6601 E MCDOWELL RD | SCOTTSDALE | AZ | 85257 | Maricopa | 4 | Perm Closure | 1987-01-01 | 4000 | New Oil | COMPARTMENT A | Double Walled | Fiberglass Reinforced Plastic | Suction - Check Valve at the Dispenser | Double Walled | Fiberglass Reinforced Plastic | Removal | 2019-09-19
0-007854 | CHAPMAN HYUNDAI OF SCOTTSDALE | 6601 E MCDOWELL RD | SCOTTSDALE | AZ | 85257 | Maricopa | 6 | Perm Closure | 1987-01-01 | 2000 | Used Oil/Waste Oil | COMPARTMENT A | Double Walled | Fiberglass Reinforced Plastic | Gravity Feed | Double Walled | Fiberglass Reinforced Plastic | Removal | 2019-09-19
0-002425 | MOBIL - HALLUM MOBIL | 4501 N US HIGHWAY 89 | FLAGSTAFF | AZ | 86004 | Coconino | 3 | Perm Closure | 1979-04-09 | 4000 | Gasoline (PUL) | COMPARTMENT A | Single Walled | Asphalt coated or Bare Steel | Pressure |  | Fiberglass Reinforced Plastic | Removal | 2019-07-10
0-000265 | SCOTTSDALE ACURA | 6825 E MCDOWELL RD | SCOTTSDALE | AZ | 85257 | Maricopa | 4 | Perm Closure | 1986-10-01 | 500 | New Oil | COMPARTMENT A | Double Walled | Composite (Steel/Fiberglass) | Suction - Check Valve at the Tank Top |  |  | Removal | 1994-02-09
0-003232 | MOBIL 18-KPD | 730 E BETHANY HOME RD | PHOENIX | AZ | 85014 | Maricopa | 2 | Perm Closure | 1984-01-01 | 10000 | Gasoline | COMPARTMENT A |  | Asphalt coated or Bare Steel | Pressure |  |  | Removal | 1987-12-31
0-004987 | FIREBIRD FUEL COMPANY #304 | 2343 N 27TH AVE | PHOENIX | AZ | 85009 | Maricopa | 8 | Perm Closure | 1974-04-30 | 20000 | New Oil | COMPARTMENT A | Double Walled | Asphalt coated or Bare Steel | Suction - Check Valve at the Tank Top |  | Bare or Galvanized Steel | Removal | 1998-10-06
0-004987 | FIREBIRD FUEL COMPANY #304 | 2343 N 27TH AVE | PHOENIX | AZ | 85009 | Maricopa | 7 | Perm Closure | 1974-04-30 | 20000 | New Oil | COMPARTMENT A | Double Walled | Asphalt coated or Bare Steel | Suction - Check Valve at the Tank Top |  | Bare or Galvanized Steel | Removal | 1998-10-06
0-004987 | FIREBIRD FUEL COMPANY #304 | 2343 N 27TH AVE | PHOENIX | AZ | 85009 | Maricopa | 15 | Perm Closure | 1983-05-01 | 10000 | Gasoline | COMPARTMENT A | Double Walled | Asphalt coated or Bare Steel | Suction - Check Valve at the Tank Top |  | Bare or Galvanized Steel | Removal | 1998-10-06
0-008506 | FOXBORO PROPERTY |  | MUNDS PARK |  |  | Coconino | 1 | Perm Closure | 2005-06-17 |  | Gasoline | COMPARTMENT A | Double Walled | Asphalt coated or Bare Steel | Suction - Check Valve at the Tank Top |  | Bare or Galvanized Steel | Removal | 1994-11-14
0-005479 | CIRCLE K #2944 | 1610 E 6TH ST | TUCSON | AZ | 85719 | Pima | 2 | Open | 1981-01-01 | 10000 | Gasoline | COMPARTMENT A |  | Asphalt coated or Bare Steel | Pressure
0-006429 | F1 FOOD & FUEL LLC | 8941 N 12TH ST | PHOENIX | AZ | 85020 | Maricopa | 7 | Open | 1998-03-10 | 12000 | Gasoline | COMPARTMENT A | Double Walled | Composite (Steel/Fiberglass) | Pressure
0-006429 | F1 FOOD & FUEL LLC | 8941 N 12TH ST | PHOENIX | AZ | 85020 | Maricopa | 5 | Perm Closure | 2005-06-17 | 500 | Used Oil/Waste Oil | COMPARTMENT A | Double Walled | Asphalt coated or Bare Steel |  |  |  | Closed in Place | 1998-03-06
0-008646 | CIRCLE K #2701929 | 4808 E BELL RD | PHOENIX | AZ | 85254 | Maricopa | 3 | Open | 1995-06-12 | 10000 | Gasoline | COMPARTMENT A | Double Walled | Fiberglass Reinforced Plastic | Pressure | Double Walled | Fiberglass Reinforced Plastic
0-004669 | 7-ELEVEN #25078 | 1405 N SCOTTSDALE RD | TEMPE | AZ | 85281 | Maricopa | 2 | Perm Closure | 1984-05-05 | 9728 | Gasoline | COMPARTMENT A | Unknown | Fiberglass Reinforced Plastic |  |  |  | Removal | 1991-12-05
0-001565 | EAST SIDE SHELL - FORMER | 2837 E ANDY DEVINE AVE | KINGMAN | AZ | 86401 | Mohave | 3 | Perm Closure | 1979-01-01 | 4000 | Gasoline | COMPARTMENT A | Single Walled | Asphalt coated or Bare Steel | Suction - Check Valve at the Tank Top |  |  | Removal | 1995-04-19
0-001088 | CHEVRON #9-5053 | 201 S MONTEZUMA ST | PRESCOTT | AZ | 86303 | Yavapai | 4 | Perm Closure | 1983-01-01 | 1000 | Used Oil/Waste Oil | COMPARTMENT A | Single Walled | Asphalt coated or Bare Steel | Gravity Feed |  | Fiberglass Reinforced Plastic | Removal | 1996-03-18
0-001411 | WALGREENS | 1880 E IRVINGTON RD | TUCSON | AZ | 85714 | Pima | 1 | Perm Closure | 1984-01-01 | 10000 | Gasoline | COMPARTMENT A |  | Asphalt coated or Bare Steel | Pressure | Single Walled | Bare or Galvanized Steel | Removal | 2001-07-17
0-002426 | BAKER CONOCO | 932 W BEALE ST | KINGMAN | AZ | 86401 | Mohave | 6 | Open | 1990-02-01 | 10000 | Diesel | COMPARTMENT A | Single Walled | Asphalt coated or Bare Steel | Pressure | Single Walled | Fiberglass Reinforced Plastic
0-002426 | BAKER CONOCO | 932 W BEALE ST | KINGMAN | AZ | 86401 | Mohave | 4 | Perm Closure | 1978-01-01 | 2000 | Gasoline | COMPARTMENT A |  | Asphalt coated or Bare Steel |  |  |  | Removal | 1990-02-01
0-004812 | TERRA DESIGNS | 5425 E PIMA ST | TUCSON | AZ | 85712 | Pima | 5 | Perm Closure | 1967-01-01 | 12000 | Gasoline | COMPARTMENT A | Single Walled | Asphalt coated or Bare Steel |  |  |  | Removal | 1986-01-01
0-002385 | A-TEAM AGRI SYSTEMS INC | 11515 E RIGGS RD | CHANDLER | AZ | 85249 | Maricopa | 2 | Perm Closure | 1980-05-08 | 5000 | Gasoline | COMPARTMENT A | Single Walled | Asphalt coated or Bare Steel |  |  |  | Removal | 1988-08-30
0-002385 | A-TEAM AGRI SYSTEMS INC | 11515 E RIGGS RD | CHANDLER | AZ | 85249 | Maricopa | 1 | Perm Closure | 1980-05-08 | 5000 | Gasoline | COMPARTMENT A | Single Walled | Asphalt coated or Bare Steel |  |  |  | Removal | 1988-08-30
0-002385 | A-TEAM AGRI SYSTEMS INC | 11515 E RIGGS RD | CHANDLER | AZ | 85249 | Maricopa | 3 | Perm Closure | 1978-05-08 | 1000 | Diesel | COMPARTMENT A | Single Walled | Asphalt coated or Bare Steel |  |  |  | Removal | 1988-08-29
0-001099 | VALERO FOOD MART | 1949 E OSBORN RD | PHOENIX | AZ | 85016 | Maricopa | 1 | Perm Closure | 1968-01-01 | 5000 | Gasoline | COMPARTMENT A |  | Asphalt coated or Bare Steel |  |  |  | Removal | 1990-05-17
0-003315 | MOTOR CARGO | 946 S 25TH AVE | PHOENIX | AZ | 85009 | Maricopa | 2 | Perm Closure | 1978-11-07 | 10000 | Diesel | COMPARTMENT A | Double Walled | Asphalt coated or Bare Steel | Pressure |  |  | Removal | 1999-02-02
0-006860 | ADOT / MARICOPA COUNTY ANIMAL SHELTER | 99 S PRICE RD | MESA | AZ | 85281 | Maricopa | 1 | Perm Closure | 2005-06-17 | 10000 | Gasoline | COMPARTMENT A |  | Asphalt coated or Bare Steel | Pressure |  | Bare or Galvanized Steel | Removal | 1990-06-08
0-003067 | MARTIN'S AUTO & PETRO | 3636 N 16TH ST | PHOENIX | AZ | 85016 | Maricopa | 3 | Perm Closure | 1985-05-21 | 10000 | Gasoline | COMPARTMENT A | Unknown | Fiberglass Reinforced Plastic | Pressure | Double Walled | Fiberglass Reinforced Plastic | Removal | 2005-11-01
0-003067 | MARTIN'S AUTO & PETRO | 3636 N 16TH ST | PHOENIX | AZ | 85016 | Maricopa | 2 | Perm Closure | 1985-05-21 | 10000 | Gasoline | COMPARTMENT A | Unknown | Fiberglass Reinforced Plastic | Pressure | Double Walled | Fiberglass Reinforced Plastic | Removal | 2005-11-01
0-001143 | USDOI NPS - CHIRICAHUA NATIONAL MONUMENT 23 |  | CHIRICAHUA NATIONAL MONUMENT |  |  | Cochise | 1 | Perm Closure | 1964-04-02 | 550 | (Null) | COMPARTMENT A | Single Walled | Asphalt coated or Bare Steel | Suction - Check Valve at the Tank Top | Single Walled | Bare or Galvanized Steel | Removal | 1992-08-01
0-010044 | J & J TRADING POST | 104 NAVAJO BLVD | HOLBROOK | AZ | 86025 | Navajo | 1 | Perm Closure | 2006-09-13 | 2000 | Gasoline | COMPARTMENT A |  | Asphalt coated or Bare Steel |  |  |  | Removal | 2005-03-08
0-007286 | FULL SERV GAS | 2198 MCCULLOCH BLVD N | LAKE HAVASU CITY | AZ | 86403 | Mohave | 3 | Perm Closure | 1970-01-01 | 8000 | Gasoline | COMPARTMENT A | Double Walled | Asphalt coated or Bare Steel | Pressure |  |  | Removal | 2003-05-20
0-001575 | COBRE TIRE CO | 4800 N SUNRISE AVE | TUCSON | AZ | 85705 | Pima | 1 | Perm Closure | 2005-06-17 | 550 | Used Oil/Waste Oil | COMPARTMENT A |  | Asphalt coated or Bare Steel | Gravity Feed |  |  | Removal | 1988-10-01
0-009016 | COCA-COLA FACILITY | 1301 S CENTRAL AVE | PHOENIX | AZ | 85004 | Maricopa | 1 | Perm Closure | 2005-06-17 | 10000 | Diesel | COMPARTMENT A | Double Walled | Asphalt coated or Bare Steel |  |  |  | Removal | 1996-11-21
0-004106 | LITCHFIELD SCHOOL DISTRICT - BUS MAINTENANCE FACILITY | 18915 W THOMAS RD | BUCKEYE | AZ | 85396 | Maricopa | 3 | Perm Closure | 1987-06-24 | 2500 | Gasoline (UL) | COMPARTMENT A | Double Walled | Fiberglass Reinforced Plastic | Pressure | Double Walled | Flexible | Removal | 2019-12-06
0-004897 | TERRIBLE HERBST #101 | 60 LAKE HAVASU AVE N | LAKE HAVASU CITY | AZ | 86403 | Mohave | 6 | Open | 2002-05-24 | 10000 | Gasoline | COMPARTMENT A | Double Walled | Fiberglass Reinforced Plastic | Pressure | Double Walled | Fiberglass Reinforced Plastic
0-009816 | CIRCLE K STORE #2709188 | 1611 N 83RD AVE | PHOENIX | AZ | 85035 | Maricopa | 1 | Perm Closure | 2001-01-25 | 10000 | Diesel | COMPARTMENT A | Double Walled | Fiberglass Reinforced Plastic | Pressure | Double Walled | Flexible | Removal | 2013-06-06
0-006937 | CATERPILLAR - TUCSON PROVING GROUNDS | 6000 W CATERPILLAR TRL | GREEN VALLEY | AZ | 85614 | Pima | 5 | Perm Closure | 1990-06-01 | 10000 | Diesel | COMPARTMENT A | Double Walled | Fiberglass Reinforced Plastic | Pressure | Double Walled | Fiberglass Reinforced Plastic | Removal | 2013-10-22
0-002520 | DEER VALLEY COMPUTER PARK | 2929 W THUNDERBIRD RD | PHOENIX | AZ | 85053 | Maricopa | 4 | Perm Closure | 1967-01-01 | 800 | Unidentified | COMPARTMENT A | Single Walled | Asphalt coated or Bare Steel |  |  |  | Removal | 1986-03-01
0-002520 | DEER VALLEY COMPUTER PARK | 2929 W THUNDERBIRD RD | PHOENIX | AZ | 85053 | Maricopa | 9 | Perm Closure | 1962-01-01 | 1000 | Used Oil/Waste Oil | COMPARTMENT A | Single Walled | Concrete |  |  |  | Closed in Place | 1965-01-01
0-001903 | CITY OF ELOY - CITY AIRPORT | 2030 W AIRPORT DR | ELOY | AZ | 85131 | Pinal | 3 | Perm Closure | 1981-01-01 | 10000 | Gasoline | COMPARTMENT A |  | Asphalt coated or Bare Steel | Suction - Check Valve at the Tank Top | Single Walled | Bare or Galvanized Steel | Removal | 1996-05-30
0-001889 | EXXON #7-2506 | 8402 E INDIAN SCHOOL RD | SCOTTSDALE | AZ | 85251 | Maricopa | 7 | Perm Closure | 1989-02-01 | 12000 | Gasoline | COMPARTMENT A | Double Walled | Fiberglass Reinforced Plastic | Pressure |  | Fiberglass Reinforced Plastic | Removal | 2000-04-05
0-001889 | EXXON #7-2506 | 8402 E INDIAN SCHOOL RD | SCOTTSDALE | AZ | 85251 | Maricopa | 3 | Perm Closure | 1970-01-01 | 10000 | Gasoline | COMPARTMENT A |  | Asphalt coated or Bare Steel |  |  |  | Removal | 1990-06-01
0-000107 | VULCAN MATERIALS COMPANY- LITCHFIELD FACILITY | 11923 W INDIAN SCHOOL RD | AVONDALE | AZ | 85392 | Maricopa | 2 | Perm Closure | 1980-01-01 | 4000 | Gasoline | COMPARTMENT A |  | Asphalt coated or Bare Steel |  |  |  | Removal | 1990-01-04
0-000107 | VULCAN MATERIALS COMPANY- LITCHFIELD FACILITY | 11923 W INDIAN SCHOOL RD | AVONDALE | AZ | 85392 | Maricopa | 4 | Perm Closure | 1979-01-01 | 10000 | Diesel | COMPARTMENT A |  | Asphalt coated or Bare Steel |  |  |  | Removal | 1990-01-04
0-003226 | MOBIL 18-AKN | 6606 W CAMELBACK RD | GLENDALE | AZ | 85301 | Maricopa | 5 | Perm Closure | 1990-01-01 | 10000 | Gasoline | COMPARTMENT A | Double Walled | Fiberglass Reinforced Plastic | Pressure |  | Fiberglass Reinforced Plastic | Removal | 1994-07-14
0-003226 | MOBIL 18-AKN | 6606 W CAMELBACK RD | GLENDALE | AZ | 85301 | Maricopa | 6 | Perm Closure | 1990-01-01 | 12000 | Gasoline | COMPARTMENT A | Double Walled | Fiberglass Reinforced Plastic | Pressure |  | Fiberglass Reinforced Plastic | Removal | 1994-07-14
0-008078 | SAFARI GAS & REPAIR | 145 W STATE ROUTE 89A | SEDONA | AZ | 86336 | Coconino | 3 | Perm Closure | 2005-06-17 | 6000 | Gasoline | COMPARTMENT A | Unknown | Asphalt coated or Bare Steel | Pressure |  | Fiberglass Reinforced Plastic | Removal | 1993-03-15
0-006336 | ED'S SALES & SERVICE | 490 E MAIN ST | QUARTZSITE | AZ | 85346 | La Paz | 3 | Perm Closure | 1975-01-01 | 6000 | Gasoline | COMPARTMENT A | Single Walled | Asphalt coated or Bare Steel |  |  |  | Removal | 1995-01-24
0-006336 | ED'S SALES & SERVICE | 490 E MAIN ST | QUARTZSITE | AZ | 85346 | La Paz | 1 | Perm Closure | 1975-01-01 | 10000 | Gasoline | COMPARTMENT A | Single Walled | Asphalt coated or Bare Steel |  |  |  | Removal | 1995-01-24
0-001339 | CIRCLE K #2700867 | 1587 N TREKELL RD | CASA GRANDE | AZ | 85122 | Pinal | 3 | Perm Closure | 1973-01-01 | 10000 | Gasoline | COMPARTMENT A |  | Asphalt coated or Bare Steel |  |  |  | Removal | 1995-04-23
0-001339 | CIRCLE K #2700867 | 1587 N TREKELL RD | CASA GRANDE | AZ | 85122 | Pinal | 2 | Perm Closure | 1973-01-01 | 10000 | Gasoline | COMPARTMENT A |  | Asphalt coated or Bare Steel |  |  |  | Removal | 1995-04-23
0-001296 | CIRCLE K #2700733 | 95 E HWY 90 | SIERRA VISTA | AZ | 85635 | Cochise | 4 | Open | 1995-05-11 | 10000 | Gasoline | COMPARTMENT A | Single Walled | Fiberglass Reinforced Plastic | Pressure | Double Walled | Fiberglass Reinforced Plastic
0-006239 | CROSSROADS EXXON | 4702 E GRANT RD | TUCSON | AZ | 85712 | Pima | 4 | Perm Closure | 1985-07-01 | 12000 | Gasoline | COMPARTMENT A | Unknown | Fiberglass Reinforced Plastic | Pressure |  | Fiberglass Reinforced Plastic | Removal | 2012-07-11
0-004467 | SHAY'S MART & SELF SERVE | 4120 W 8TH ST | YUMA | AZ | 85364 | Yuma | 3 | Perm Closure | 1986-06-08 | 12000 | Gasoline | COMPARTMENT A | Unknown | Fiberglass Reinforced Plastic | Pressure | Double Walled | Fiberglass Reinforced Plastic | Removal | 2006-10-12
0-004467 | SHAY'S MART & SELF SERVE | 4120 W 8TH ST | YUMA | AZ | 85364 | Yuma | 5 | Open | 2007-01-26 | 12000 | Gasoline | COMPARTMENT A | Double Walled | Fiberglass Reinforced Plastic | Pressure | Double Walled | Fiberglass Reinforced Plastic
0-002789 | CIRCLE K STORE #2741652 | 5049 W BUCKEYE RD | PHOENIX | AZ | 85043 | Maricopa | 3 | Perm Closure | 1971-01-01 | 10000 | Gasoline | COMPARTMENT A |  | Asphalt coated or Bare Steel |  |  |  | Removal | 1988-09-01
0-000954 | CARNATION DAIRIES | 4140 N CENTRAL AVE | PHOENIX | AZ | 85012 | Maricopa | 2 | Perm Closure | 1987-08-01 | 15000 | Diesel | COMPARTMENT A | Double Walled | Fiberglass Reinforced Plastic | Suction - Check Valve at the Tank Top |  | Fiberglass Reinforced Plastic | Removal | 1997-12-10
0-000954 | CARNATION DAIRIES | 4140 N CENTRAL AVE | PHOENIX | AZ | 85012 | Maricopa | 5 | Perm Closure | 2005-06-17 | 10000 | Unidentified | COMPARTMENT A | Single Walled | Asphalt coated or Bare Steel |  |  |  | Closed in Place | 1958-02-01
0-000930 | SPRINGERVILLE MAVERICK STORE 138 | 606 E MAIN ST | SPRINGERVILLE | AZ | 85938 | Apache | 1 | Perm Closure | 1977-04-17 | 12000 | Gasoline | COMPARTMENT A | Single Walled | Asphalt coated or Bare Steel | Pressure |  |  | Removal | 1991-06-01
0-000833 | AFCO #020214 | 1851 S 19TH AVE | PHOENIX | AZ | 85009 | Maricopa | 4 | Perm Closure | 1982-08-01 | 12000 | Gasoline | COMPARTMENT A |  | Asphalt coated or Bare Steel | Pressure |  | Fiberglass Reinforced Plastic | Removal | 2005-05-25
0-002486 | HIGH COUNTRY MARKET | 102 N 1ST ST | WILLIAMS | AZ | 86046 | Coconino | 2 | Perm Closure | 1977-01-01 | 4000 | Gasoline | COMPARTMENT A |  | Asphalt coated or Bare Steel | Pressure | Single Walled | Bare or Galvanized Steel | Removal | 1995-06-01
0-002486 | HIGH COUNTRY MARKET | 102 N 1ST ST | WILLIAMS | AZ | 86046 | Coconino | 8 | Open | 1995-06-27 | 10000 | Gasoline | COMPARTMENT B | Double Walled | Fiberglass Reinforced Plastic | Pressure | Double Walled | Fiberglass Reinforced Plastic
0-007019 | PHOENIX, CITY OF - FIRE STATION #8 - FORMER | 541 W ENCANTO BLVD | PHOENIX | AZ | 85003 | Maricopa | 1 | Perm Closure | 1950-01-01 | 280 | Gasoline | COMPARTMENT A | Double Walled | Asphalt coated or Bare Steel |  |  |  | Removal | 1990-01-04
0-006185 | DESERT CADILLAC | 1200 N SCOTTSDALE RD | SCOTTSDALE | AZ | 85257 | Maricopa | 3 | Perm Closure | 1968-05-13 | 4000 | Gasoline | COMPARTMENT A | Double Walled | Asphalt coated or Bare Steel |  |  |  | Closed in Place | 1988-04-10
0-001794 | SCOTTSDALE UNIFIED SCHOOL DISTRICT #48 | 9288 E SAN SALVADOR DR | SCOTTSDALE | AZ | 85258 | Maricopa | 6 | Open | 1989-05-15 | 10000 | Gasoline | COMPARTMENT A | Double Walled | Fiberglass Reinforced Plastic | Pressure | Double Walled | Fiberglass Reinforced Plastic
0-001794 | SCOTTSDALE UNIFIED SCHOOL DISTRICT #48 | 9288 E SAN SALVADOR DR | SCOTTSDALE | AZ | 85258 | Maricopa | 1 | Perm Closure | 1982-04-25 | 10000 | Gasoline | COMPARTMENT A |  | Asphalt coated or Bare Steel |  |  |  | Removal | 1989-01-01
0-005667 | PALOMINAS COUNTRY STORE | 9215 E HIGHWAY 92 | PALOMINAS | AZ | 85615 | Cochise | 2 | Perm Closure | 1966-01-01 | 1000 | Gasoline | COMPARTMENT A |  | Asphalt coated or Bare Steel | Suction - Check Valve at the Tank Top |  | Bare or Galvanized Steel | Removal | 1998-11-18
0-005667 | PALOMINAS COUNTRY STORE | 9215 E HIGHWAY 92 | PALOMINAS | AZ | 85615 | Cochise | 1 | Perm Closure | 1976-01-01 | 2000 | Gasoline | COMPARTMENT A |  | Asphalt coated or Bare Steel | Suction - Check Valve at the Tank Top |  | Bare or Galvanized Steel | Removal | 1998-11-18
0-004228 | RYDER TRANSPORTATION SERVICES #0128 | 2301 N BLACK CANYON HWY | PHOENIX | AZ | 85009 | Maricopa | 8 | Open | 1994-02-20 | 12000 | Diesel | COMPARTMENT A | Double Walled | Fiberglass Reinforced Plastic | Pressure | Double Walled | Fiberglass Reinforced Plastic
0-001981 | EXXON #7-3052 | 9001 N 7TH AVE | PHOENIX | AZ | 85021 | Maricopa | 2 | Perm Closure | 1965-01-01 | 6000 | Gasoline | COMPARTMENT A |  | Asphalt coated or Bare Steel | Pressure |  | Fiberglass Reinforced Plastic | Removal | 1995-12-01
0-001981 | EXXON #7-3052 | 9001 N 7TH AVE | PHOENIX | AZ | 85021 | Maricopa | 7 | Perm Closure | 1996-01-09 | 12000 | Gasoline | COMPARTMENT A | Double Walled | Fiberglass Reinforced Plastic | Pressure | Double Walled | Fiberglass Reinforced Plastic | Removal | 2003-06-18
0-001981 | EXXON #7-3052 | 9001 N 7TH AVE | PHOENIX | AZ | 85021 | Maricopa | 3 | Perm Closure | 1965-01-01 | 6000 | Gasoline | COMPARTMENT A |  | Asphalt coated or Bare Steel | Pressure |  | Fiberglass Reinforced Plastic | Removal | 1995-12-01
0-000544 | PRIDE TRAVEL CENTER (TEMPE) | 1734 E APACHE BLVD | TEMPE | AZ | 85281 | Maricopa | 2 | Open | 1986-01-01 | 12000 | Gasoline (UL) | COMPARTMENT A | Double Walled | Fiberglass Reinforced Plastic | Pressure |  | Fiberglass Reinforced Plastic
0-008878 | ALEXAN TEMPE APARTMENTS | 2323 E APACHE BLVD | TEMPE | AZ | 85281 | Maricopa | 1 | Perm Closure | 2005-06-17 | 550 | Used Oil/Waste Oil | COMPARTMENT A | Unknown | Unknown |  |  |  | Removal | 1996-04-16
0-001644 | CONTINENTAL TELEPHONE WAREHOUSE | 655 N WOODLAND RD | LAKESIDE | AZ | 85929 | Navajo | 1 | Perm Closure | 1980-01-01 | 10000 | Gasoline | COMPARTMENT A | Double Walled | Fiberglass Reinforced Plastic |  |  |  | Removal | 1990-09-26
0-001120 | CHEVRON #9-2152 | 3101 S 4TH AVE | YUMA | AZ | 85364 | Yuma | 7 | Perm Closure | 1990-06-01 | 10000 | Gasoline | COMPARTMENT A | Double Walled | Composite (Steel/Fiberglass) | Pressure | Double Walled | Fiberglass Reinforced Plastic | Removal | 1993-04-02
0-001120 | CHEVRON #9-2152 | 3101 S 4TH AVE | YUMA | AZ | 85364 | Yuma | 3 | Perm Closure | 1968-01-01 | 5000 | Gasoline | COMPARTMENT A | Single Walled | Asphalt coated or Bare Steel |  |  |  | Removal | 1990-06-13
0-000641 | WIZZ MART INC | 4302 W THOMAS RD | PHOENIX | AZ | 85031 | Maricopa | 2 | Perm Closure | 1959-04-18 | 2000 | Gasoline | COMPARTMENT A | Single Walled | Asphalt coated or Bare Steel | Pressure |  |  | Removal | 1986-01-01
0-000641 | WIZZ MART INC | 4302 W THOMAS RD | PHOENIX | AZ | 85031 | Maricopa | 5 | Perm Closure | 1959-04-18 | 2000 | Gasoline | COMPARTMENT A | Single Walled | Asphalt coated or Bare Steel | Pressure |  |  | Removal | 1986-01-01
0-002514 | GILA BEND PILOT TRAVEL CENTER | 3006 S BUTTERFIELD TRL | GILA BEND | AZ | 85337 | Maricopa | 4 | Perm Closure | 1972-01-01 | 6000 | Gasoline | COMPARTMENT A |  | Asphalt coated or Bare Steel |  |  |  | Closed in Place | 1986-05-01
0-000456 | PHOENIX ZOO | 455 N GALVIN PKWY | PHOENIX | AZ | 85008 | Maricopa | 2 | Perm Closure | 1962-01-01 | 500 | Gasoline | COMPARTMENT A |  | Asphalt coated or Bare Steel |  |  |  | Removal | 1988-07-08
0-009011 | CIRCLE K #2705316 | 1189 E BASELINE RD | GILBERT | AZ | 85233 | Maricopa | 3 | Open | 1996-05-01 | 12000 | Gasoline | COMPARTMENT A | Double Walled | Fiberglass Reinforced Plastic | Pressure | Double Walled | Fiberglass Reinforced Plastic
0-001712 | WALGREENS | 746 W UNIVERSITY DR | MESA | AZ | 85201 | Maricopa | 3 | Perm Closure | 1971-01-01 | 10000 | Gasoline | COMPARTMENT A |  | Asphalt coated or Bare Steel |  |  |  | Removal | 1990-03-06
0-010153 | STATE ROUTE 85 (SR-85) LANDFILL | 28633 W PATTERSON RD | BUCKEYE | AZ | 85326 | Maricopa | 1 | Open | 2006-09-03 | 2500 | Gasoline | COMPARTMENT A | Double Walled | Fiberglass Reinforced Plastic | Pressure | Double Walled | Fiberglass Reinforced Plastic
0-002797 | MUSTANG #6903 | 2120 HIGHWAY 60 | GLOBE | AZ | 85539 | Gila | 7 | Perm Closure | 1986-04-08 | 10000 | Gasoline | COMPARTMENT A | Double Walled | Composite (Steel/Fiberglass) | Pressure |  | Fiberglass Reinforced Plastic | Removal | 2003-05-22
0-002797 | MUSTANG #6903 | 2120 HIGHWAY 60 | GLOBE | AZ | 85539 | Gila | 5 | Perm Closure | 1986-04-08 | 12000 | Gasoline | COMPARTMENT A | Double Walled | Composite (Steel/Fiberglass) | Pressure |  | Fiberglass Reinforced Plastic | Removal | 2003-05-22
0-008736 | VERDE RIVER RV RESORT & COTTAGES | 1472 W HORSESHOE BEND DR | CAMP VERDE | AZ | 86322 | Yavapai | 2 | Perm Closure | 2005-06-17 | 1000 | Gasoline | COMPARTMENT A | Unknown | Unknown |  |  |  | Removal | 1995-11-29
0-000076 | SCOTT BUICK OLDSMOBILE ISUZU | 1901 E BELL RD | PHOENIX | AZ | 85022 | Maricopa | 1 | Perm Closure | 1987-12-07 | 500 | Antifreeze / Ethylene Glycol | COMPARTMENT A | Unknown | Fiberglass Reinforced Plastic | Gravity Feed |  |  | Removal | 2009-02-04
0-009961 | MAVERIK COUNTRY STORE #288 | 1690 W ROUTE 66 | FLAGSTAFF | AZ | 86001 | Coconino | 3 | Open | 2003-05-30 | 12000 | Gasoline | COMPARTMENT A | Single Walled | Fiberglass Reinforced Plastic | Pressure | Double Walled | Flexible
0-009074 | GPM #4593 | 20205 N CAVE CREEK RD | PHOENIX | AZ | 85024 | Maricopa | 1 | Open | 1997-01-08 | 15000 | Gasoline (UL) | COMPARTMENT A | Double Walled | Composite (Steel/Fiberglass) | Pressure | Double Walled | Fiberglass Reinforced Plastic
0-004489 | COMMERCIAL BUILDING | 3030 N CENTRAL AVE | PHOENIX | AZ | 85012 | Maricopa | 1 | Perm Closure | 1973-01-01 | 1000 | Diesel | COMPARTMENT A | Unknown | Asphalt coated or Bare Steel | Suction - Check Valve at the Dispenser |  | Bare or Galvanized Steel | Removal | 1992-03-06
0-003367 | COTTONWOOD SOC #128162 | 232 S 6TH ST | COTTONWOOD | AZ | 86326 | Yavapai | 2 | Perm Closure | 1980-01-16 | 2000 | Gasoline | COMPARTMENT A | Unknown | Asphalt coated or Bare Steel |  |  |  | Removal | 1997-07-28
0-001416 | CIRCLE K #2701479 | 809 E SOUTHERN AVE | MESA | AZ | 85204 | Maricopa | 3 | Open | 1985-01-01 | 10000 | Gasoline | COMPARTMENT A | Double Walled | Fiberglass Reinforced Plastic | Pressure |  | Fiberglass Reinforced Plastic
0-001427 | CIRCLE K #2701561 | 702 E MCDOWELL RD | PHOENIX | AZ | 85006 | Maricopa | 3 | Perm Closure | 1985-01-01 | 10000 | Gasoline | COMPARTMENT A | Double Walled | Fiberglass Reinforced Plastic | Pressure |  | Fiberglass Reinforced Plastic | Removal | 2009-12-03
0-005447 | CIRCLE K #2702907 | 1675 N WILMOT RD | TUCSON | AZ | 85712 | Pima | 1 | Open | 1985-01-01 | 10000 | Diesel | COMPARTMENT A | Single Walled | Fiberglass Reinforced Plastic | Pressure |  | Fiberglass Reinforced Plastic
0-004981 | PHOENIX COUNTRY CLUB | 2901 N 7TH ST | PHOENIX | AZ | 85014 | Maricopa | 1 | Perm Closure | 1980-03-27 | 2000 | Gasoline | COMPARTMENT A | Unknown | Asphalt coated or Bare Steel |  |  |  | Removal | 1991-07-16
0-003767 | PHILLIPS 66 COMPANY #019663 | 2701 E SPEEDWAY BLVD | TUCSON | AZ | 85716 | Pima | 3 | Perm Closure | 1964-01-01 | 4000 | Gasoline | COMPARTMENT A | Single Walled | Asphalt coated or Bare Steel |  |  |  | Removal | 1979-11-09
0-003959 | PAUL S PRECHEL | 7534 N ATTAWAY RD | COOLIDGE | AZ | 85128 | Pinal | 2 | Perm Closure | 1976-01-22 | 2000 | Gasoline | COMPARTMENT A | Unknown | Asphalt coated or Bare Steel |  |  |  | Removal | 1990-12-01
0-007435 | EXXONMOBIL OIL CORP #10270 | 4302 W UNION HILLS DR | PHOENIX | AZ | 85308 | Maricopa | 3 | Perm Closure | 1989-06-01 | 10000 | Gasoline | COMPARTMENT A | Double Walled | Fiberglass Reinforced Plastic | Pressure |  | Fiberglass Reinforced Plastic | Removal | 2007-08-14
0-007338 | RUBEN & LOUIS PENA | 2315 E APACHE BLVD | TEMPE | AZ | 85281 | Maricopa | 2 | Perm Closure | 1960-01-01 | 5000 | Gasoline | COMPARTMENT A | Unknown | Asphalt coated or Bare Steel |  |  |  | Removal | 1991-07-23
0-007089 | ABANDONED SITE FORMER DEALERSHIP | 2500 W 14TH PL | YUMA | AZ | 85364 | Yuma | 1 | Perm Closure | 2005-06-17 |  | Unidentified | COMPARTMENT A | Double Walled | Asphalt coated or Bare Steel |  |  |  | Removal | 1991-07-05
0-005496 | USVA - CARL T HAYDEN VAMC RMS-138 | 650 E INDIAN SCHOOL RD | PHOENIX | AZ | 85012 | Maricopa | 11 | Perm Closure | 1993-03-01 | 6000 | Diesel | COMPARTMENT A | Double Walled | Fiberglass Reinforced Plastic | Suction - Check Valve at the Tank Top | Double Walled | Fiberglass Reinforced Plastic | Removal | 2007-05-09
0-005773 | TRULY NOLEN OF AMERICA INC | 3620 E SPEEDWAY BLVD | TUCSON | AZ | 85716 | Pima | 2 | Perm Closure | 1975-02-18 | 10000 | Gasoline | COMPARTMENT A | Double Walled | Asphalt coated or Bare Steel |  |  |  | Removal | 1989-02-23
0-000822 | T A CAID & SONS INC | 2275 E GANLEY RD | TUCSON | AZ | 85706 | Pima | 2 | Perm Closure | 1976-01-01 | 1000 | Gasoline | COMPARTMENT A |  | Asphalt coated or Bare Steel |  |  |  | Removal | 1989-10-11
0-007181 | HASKINS ELECTRIC | 1414 N 25TH AVE | PHOENIX | AZ | 85009 | Maricopa | 1 | Perm Closure | 1975-01-01 | 4000 | Gasoline | COMPARTMENT A | Double Walled | Asphalt coated or Bare Steel | Pressure |  | Bare or Galvanized Steel | Removal | 1993-02-23
0-003106 | MCKESSON DRUG CO | 2323 N 27TH AVE | PHOENIX | AZ | 85009 | Maricopa | 1 | Perm Closure | 1981-12-02 | 12000 | Diesel | COMPARTMENT A | Unknown | Asphalt coated or Bare Steel |  |  |  | Removal | 1989-09-01
0-002986 | LOOMIS ARMORED INC | 722 E ROOSEVELT ST | PHOENIX | AZ | 85006 | Maricopa | 1 | Perm Closure | 1966-04-29 | 10000 | Gasoline | COMPARTMENT A | Single Walled | Asphalt coated or Bare Steel |  |  |  | Removal | 1988-12-14
0-007551 | JIMMY'S RADIO & TELEVISION | 4646 N 7TH ST | PHOENIX | AZ | 85014 | Maricopa | 1 | Perm Closure | 2005-06-17 | 500 | Used Oil/Waste Oil | COMPARTMENT A | Double Walled | Asphalt coated or Bare Steel |  |  |  | Removal | 1990-05-05
0-005834 | IMPERIAL MACHINERY | 400 E 16TH ST | YUMA | AZ | 85364 | Yuma | 2 | Perm Closure | 1974-09-14 | 10000 | Diesel | COMPARTMENT A | Double Walled | Asphalt coated or Bare Steel |  |  |  | Removal | 1989-12-27
0-002094 | WOODYS FOOD STORE #131 | 1000 W BEALE ST | KINGMAN | AZ | 86401 | Mohave | 6 | Perm Closure | 1989-01-01 | 10000 | Gasoline | COMPARTMENT A |  | Asphalt coated or Bare Steel | Pressure |  | Fiberglass Reinforced Plastic | Removal | 2019-12-11
0-007176 | HOME FEDERAL SAVINGS & LOAN | 1036 S CENTER ST | MESA | AZ | 85210 | Maricopa | 3 | Perm Closure | 1979-01-01 |  | Gasoline | COMPARTMENT A | Double Walled | Composite (Steel/Fiberglass) | Suction - Check Valve at the Tank Top |  |  | Removal | 1991-02-01
0-007176 | HOME FEDERAL SAVINGS & LOAN | 1036 S CENTER ST | MESA | AZ | 85210 | Maricopa | 2 | Perm Closure | 1979-01-01 |  | Gasoline | COMPARTMENT A | Double Walled | Composite (Steel/Fiberglass) | Suction - Check Valve at the Tank Top |  |  | Removal | 1991-02-01
0-004389 | SCOTTSDALE AIR CONDOS I OWNERS ASSOCIATION | 15035 N 73RD ST | SCOTTSDALE | AZ | 85260 | Maricopa | 1 | Perm Closure | 1986-01-27 | 12000 | Jet A-1 (Kerosene-type Jet Fuel) | COMPARTMENT A | Single Walled | Fiberglass Reinforced Plastic | Suction - Check Valve at the Tank Top | Double Walled | Fiberglass Reinforced Plastic | Removal | 2020-06-24
0-001414 | CIRCLE K #2701449 | 1909 E 36TH ST | TUCSON | AZ | 85713 | Pima | 3 | Open | 1984-01-01 | 10000 | Gasoline | COMPARTMENT A |  | Asphalt coated or Bare Steel | Pressure |  | Fiberglass Reinforced Plastic
0-001392 | CIRCLE K #1293 | 2189 E UNIVERSITY DR | TEMPE | AZ | 85281 | Maricopa | 1 | Perm Closure | 1979-04-25 | 10000 | Gasoline | COMPARTMENT A | Single Walled | Asphalt coated or Bare Steel |  |  |  | Removal | 1988-02-27
0-003647 | ZEB PEARCE & SONS WHOLESALE LIQ | 475 E LINCOLN ST | PHOENIX | AZ | 85004 | Maricopa | 1 | Perm Closure | 1975-01-01 | 12000 | Diesel | COMPARTMENT A | Single Walled | Asphalt coated or Bare Steel |  |  |  | Removal | 1989-05-11
0-005340 | USAF - LUKE AFB - 56 CES/CEV | 13970 GILLESPIE ST | LUKE AFB | AZ | 85309 | Maricopa | 28 | Perm Closure | 1976-01-01 | 275 | Diesel | COMPARTMENT A | Double Walled | Asphalt coated or Bare Steel | Suction - Check Valve at the Tank Top |  | Bare or Galvanized Steel | Removal | 1993-09-02
0-005340 | USAF - LUKE AFB - 56 CES/CEV | 13970 GILLESPIE ST | LUKE AFB | AZ | 85309 | Maricopa | 102 | Perm Closure | 1947-01-01 | 750 | Used Oil/Waste Oil | COMPARTMENT A | Single Walled | Asphalt coated or Bare Steel | Gravity Feed |  | Bare or Galvanized Steel | Removal | 1996-09-06
0-005340 | USAF - LUKE AFB - 56 CES/CEV | 13970 GILLESPIE ST | LUKE AFB | AZ | 85309 | Maricopa | 12 | Perm Closure | 1945-01-01 | 50000 | Diesel | COMPARTMENT A | Single Walled | Concrete | Suction - Check Valve at the Tank Top |  | Bare or Galvanized Steel | Removal | 1997-08-14
0-005340 | USAF - LUKE AFB - 56 CES/CEV | 13970 GILLESPIE ST | LUKE AFB | AZ | 85309 | Maricopa | 34 | Perm Closure | 1969-01-01 | 300 | Diesel | COMPARTMENT A | Double Walled | Asphalt coated or Bare Steel | Suction - Check Valve at the Tank Top |  | Bare or Galvanized Steel | Removal | 1993-03-11
0-005340 | USAF - LUKE AFB - 56 CES/CEV | 13970 GILLESPIE ST | LUKE AFB | AZ | 85309 | Maricopa | 44 | Perm Closure | 1975-01-01 | 280 | Used Oil/Waste Oil | COMPARTMENT A | Double Walled | Asphalt coated or Bare Steel | Gravity Feed |  | Bare or Galvanized Steel | Removal | 1993-12-14
0-005340 | USAF - LUKE AFB - 56 CES/CEV | 13970 GILLESPIE ST | LUKE AFB | AZ | 85309 | Maricopa | 85 | Perm Closure | 1978-01-01 | 5000 | Unidentified | COMPARTMENT A | Unknown | Asphalt coated or Bare Steel |  |  |  | Removal | 1988-07-01
0-005340 | USAF - LUKE AFB - 56 CES/CEV | 13970 GILLESPIE ST | LUKE AFB | AZ | 85309 | Maricopa | 83 | Perm Closure | 2005-06-17 | 10000 | Gasoline | COMPARTMENT A | Single Walled | Asphalt coated or Bare Steel |  |  |  | Removal | 1983-01-01
0-005340 | USAF - LUKE AFB - 56 CES/CEV | 13970 GILLESPIE ST | LUKE AFB | AZ | 85309 | Maricopa | 88 | Perm Closure | 1988-01-01 | 30000 | Diesel | COMPARTMENT A | Unknown | Asphalt coated or Bare Steel |  |  |  | Removal | 1989-02-01
0-005340 | USAF - LUKE AFB - 56 CES/CEV | 13970 GILLESPIE ST | LUKE AFB | AZ | 85309 | Maricopa | 23 | Perm Closure | 1970-01-01 | 1000 | Diesel | COMPARTMENT A | Single Walled | Asphalt coated or Bare Steel | Suction - Check Valve at the Tank Top |  | Fiberglass Reinforced Plastic | Removal | 1996-01-11
0-005340 | USAF - LUKE AFB - 56 CES/CEV | 13970 GILLESPIE ST | LUKE AFB | AZ | 85309 | Maricopa | 26 | Perm Closure | 1973-01-01 | 1300 | Diesel | COMPARTMENT A | Double Walled | Asphalt coated or Bare Steel | Suction - Check Valve at the Tank Top |  | Bare or Galvanized Steel | Removal | 1993-03-12
0-005340 | USAF - LUKE AFB - 56 CES/CEV | 13970 GILLESPIE ST | LUKE AFB | AZ | 85309 | Maricopa | 73 | Open | 1991-01-01 | 8000 | Diesel | COMPARTMENT A | Double Walled | Fiberglass Reinforced Plastic | Suction - Check Valve at the Tank Top | Double Walled | Fiberglass Reinforced Plastic
0-005340 | USAF - LUKE AFB - 56 CES/CEV | 13970 GILLESPIE ST | LUKE AFB | AZ | 85309 | Maricopa | 96 | Perm Closure | 1959-01-01 | 550 | Used Oil/Waste Oil | COMPARTMENT A | Unknown | Unknown | Gravity Feed |  |  | Removal | 1992-12-16
0-005340 | USAF - LUKE AFB - 56 CES/CEV | 13970 GILLESPIE ST | LUKE AFB | AZ | 85309 | Maricopa | 7 | Perm Closure | 1958-01-01 | 10000 | Gasoline | COMPARTMENT A | Single Walled | Asphalt coated or Bare Steel | Suction - Check Valve at the Tank Top |  | Bare or Galvanized Steel | Removal | 1995-11-15
0-005340 | USAF - LUKE AFB - 56 CES/CEV | 13970 GILLESPIE ST | LUKE AFB | AZ | 85309 | Maricopa | 9 | Perm Closure | 1945-01-01 | 50000 | Gasoline | COMPARTMENT A | Single Walled | Concrete | Suction - Check Valve at the Tank Top |  | Bare or Galvanized Steel | Removal | 1997-08-15
0-005340 | USAF - LUKE AFB - 56 CES/CEV | 13970 GILLESPIE ST | LUKE AFB | AZ | 85309 | Maricopa | 15 | Perm Closure | 1945-01-01 | 50000 | Jet Fuel | COMPARTMENT A | Single Walled | Asphalt coated or Bare Steel | Suction - Check Valve at the Tank Top |  | Bare or Galvanized Steel | Removal | 1999-03-09
0-005340 | USAF - LUKE AFB - 56 CES/CEV | 13970 GILLESPIE ST | LUKE AFB | AZ | 85309 | Maricopa | 37 | Perm Closure | 1979-01-01 | 300 | Diesel | COMPARTMENT A | Double Walled | Asphalt coated or Bare Steel | Suction - Check Valve at the Tank Top |  | Bare or Galvanized Steel | Removal | 1993-04-05
0-005340 | USAF - LUKE AFB - 56 CES/CEV | 13970 GILLESPIE ST | LUKE AFB | AZ | 85309 | Maricopa | 92 | Perm Closure | 1975-01-01 | 500 | Unidentified | COMPARTMENT A | Unknown | Asphalt coated or Bare Steel | Gravity Feed |  |  | Removal | 1992-07-22
0-005340 | USAF - LUKE AFB - 56 CES/CEV | 13970 GILLESPIE ST | LUKE AFB | AZ | 85309 | Maricopa | 2 | Perm Closure | 1970-01-01 | 550 | Diesel | COMPARTMENT A | Single Walled | Asphalt coated or Bare Steel | Gravity Feed |  | Bare or Galvanized Steel | Removal | 1993-02-12
0-005340 | USAF - LUKE AFB - 56 CES/CEV | 13970 GILLESPIE ST | LUKE AFB | AZ | 85309 | Maricopa | 43 | Perm Closure | 2005-06-17 | 10000 | Gasoline | COMPARTMENT A | Single Walled | Asphalt coated or Bare Steel | Gravity Feed |  | Bare or Galvanized Steel | Removal | 1992-12-17
0-010119 | UNOCCUPIED ADOT PROPERTY | 5988 W PALMAIRE AVE | GLENDALE | AZ | 85301 | Maricopa | 1 | Perm Closure | 1954-01-01 | 2000 | Unidentified | COMPARTMENT A | Single Walled | Asphalt coated or Bare Steel |  |  |  | Removal | 2004-12-15
0-010119 | UNOCCUPIED ADOT PROPERTY | 5988 W PALMAIRE AVE | GLENDALE | AZ | 85301 | Maricopa | 2 | Perm Closure | 1954-01-01 | 2000 | Unidentified | COMPARTMENT A | Single Walled | Asphalt coated or Bare Steel |  |  |  | Removal | 2004-12-15
0-010505 | FRY'S FUEL CENTER #86 | 19403 N R H JOHNSON BLVD | SUN CITY WEST | AZ | 85375 | Maricopa | 2 | Open | 2014-07-29 | 8000 | Gasoline (PUL) | COMPARTMENT B | Double Walled | Fiberglass Reinforced Plastic | Pressure | Double Walled | Fiberglass Reinforced Plastic
0-004946 | CHEVRON | 1345 N STONE AVE | TUCSON | AZ | 85705 | Pima | 3 | Open | 1983-01-01 | 10000 | Gasoline | COMPARTMENT A | Double Walled | Fiberglass Reinforced Plastic | Pressure | Double Walled | Fiberglass Reinforced Plastic
0-010145 | QUIKTRIP #463 | 4725 E BASELINE RD | PHOENIX | AZ | 85042 | Maricopa | 1 | Open | 2005-12-21 | 12000 | Gasoline | COMPARTMENT A | Double Walled | Fiberglass Reinforced Plastic | Pressure | Double Walled | Flexible
0-009115 | MARLATTS GARAGE | 1249 E 8TH ST | TEMPE | AZ | 85281 | Maricopa | 1 | Perm Closure | 1940-01-01 | 550 | Gasoline | COMPARTMENT A | Single Walled | Asphalt coated or Bare Steel |  |  |  | Removal | 2014-04-04
0-000434 | ARIZONA SOUTHERN COACH LINES - FORMER | 1802 N 27TH AVE | PHOENIX | AZ | 85009 | Maricopa | 1 | Perm Closure | 1981-01-01 | 10000 | Diesel | COMPARTMENT A | Single Walled | Asphalt coated or Bare Steel |  |  |  | Removal | 1990-08-10
0-001803 | CIRCLE K STORE #2705408 | 4403 E VAN BUREN ST | PHOENIX | AZ | 85008 | Maricopa | 5 | Open | 1996-04-08 | 15000 | Gasoline | COMPARTMENT A | Double Walled | Fiberglass Reinforced Plastic | Pressure | Double Walled | Fiberglass Reinforced Plastic
0-001803 | CIRCLE K STORE #2705408 | 4403 E VAN BUREN ST | PHOENIX | AZ | 85008 | Maricopa | 6 | Open | 1996-04-08 | 12000 | Gasoline | COMPARTMENT A | Double Walled | Fiberglass Reinforced Plastic | Pressure | Double Walled | Fiberglass Reinforced Plastic
0-001803 | CIRCLE K STORE #2705408 | 4403 E VAN BUREN ST | PHOENIX | AZ | 85008 | Maricopa | 3 | Perm Closure | 1967-01-01 | 8000 | Gasoline | COMPARTMENT A |  | Asphalt coated or Bare Steel | Pressure |  | Fiberglass Reinforced Plastic | Removal | 1995-12-01
0-000114 | TUCSON INTERNATIONAL AIRPORT | 7005 S PLUMER AVE | TUCSON | AZ | 85756 | Pima | 1 | Perm Closure | 1983-01-01 | 10000 | Gasoline | COMPARTMENT A | Single Walled | Asphalt coated or Bare Steel |  |  |  | Removal | 1992-11-01
0-000114 | TUCSON INTERNATIONAL AIRPORT | 7005 S PLUMER AVE | TUCSON | AZ | 85756 | Pima | 27 | Perm Closure | 1948-01-01 | 1000 | Diesel | COMPARTMENT A | Double Walled | Composite (Steel/Fiberglass) |  |  |  | Removal | 1963-12-01
0-000114 | TUCSON INTERNATIONAL AIRPORT | 7005 S PLUMER AVE | TUCSON | AZ | 85756 | Pima | 13 | Perm Closure | 1983-01-01 | 10000 | Diesel | COMPARTMENT A | Single Walled | Asphalt coated or Bare Steel |  |  |  | Removal | 1988-12-01
0-000114 | TUCSON INTERNATIONAL AIRPORT | 7005 S PLUMER AVE | TUCSON | AZ | 85756 | Pima | 28 | Perm Closure | 1948-01-01 | 500 | Diesel | COMPARTMENT A | Double Walled | Composite (Steel/Fiberglass) |  |  |  | Removal | 1963-12-01
0-000114 | TUCSON INTERNATIONAL AIRPORT | 7005 S PLUMER AVE | TUCSON | AZ | 85756 | Pima | 25 | Open | 1987-12-01 | 12000 | Gasoline | COMPARTMENT A | Double Walled | Composite (Steel/Fiberglass) | Pressure |  | Fiberglass Reinforced Plastic
0-010161 | AVONDALE DEALERSHIP WASH | 825 N 101ST AVE | AVONDALE | AZ | 85323 | Maricopa | 1 | Open | 2006-08-15 | 8000 | Gasoline | COMPARTMENT A | Double Walled | Composite (Steel/Fiberglass) | Pressure | Double Walled | Fiberglass Reinforced Plastic
0-001832 | FLINT'S SELF SERVE #3 - FORMER | 1501 W PRINCE RD | TUCSON | AZ | 85705 | Pima | 4 | Perm Closure | 1978-01-01 | 6000 | Diesel | COMPARTMENT A |  | Asphalt coated or Bare Steel | Pressure |  |  | Removal | 1994-03-07
0-001832 | FLINT'S SELF SERVE #3 - FORMER | 1501 W PRINCE RD | TUCSON | AZ | 85705 | Pima | 2 | Perm Closure | 1978-01-01 | 12000 | Gasoline | COMPARTMENT A |  | Asphalt coated or Bare Steel | Pressure |  |  | Removal | 1994-03-07
0-007990 | QUIK MART #16 | 6363 N LA CHOLLA BLVD | TUCSON | AZ | 85741 | Pima | 2 | Perm Closure | 1991-09-19 | 10000 | Gasoline (PUL) | COMPARTMENT A |  | Asphalt coated or Bare Steel | Pressure | Double Walled | Fiberglass Reinforced Plastic | Removal | 2017-04-20
0-009995 | USDOI - COOLIDGE DAM |  | COOLIDGE DAM |  |  | Gila | 1 | Perm Closure | 2005-06-17 |  | Gasoline | COMPARTMENT A | Single Walled | Concrete |  |  |  | Removal | 1997-10-22
0-004959 | TEXACO #60-351-0151 | 4701 E BROADWAY BLVD | TUCSON | AZ | 85711 | Pima | 2 | Perm Closure | 1986-01-01 | 10000 | Gasoline | COMPARTMENT A | Double Walled | Fiberglass Reinforced Plastic | Pressure | Double Walled | Fiberglass Reinforced Plastic | Removal | 2002-12-03
0-004959 | TEXACO #60-351-0151 | 4701 E BROADWAY BLVD | TUCSON | AZ | 85711 | Pima | 4 | Perm Closure | 1986-01-01 | 8000 | Diesel | COMPARTMENT A | Double Walled | Fiberglass Reinforced Plastic | Pressure | Double Walled | Fiberglass Reinforced Plastic | Removal | 2002-12-03
0-004959 | TEXACO #60-351-0151 | 4701 E BROADWAY BLVD | TUCSON | AZ | 85711 | Pima | 1 | Perm Closure | 1986-01-01 | 12000 | Gasoline | COMPARTMENT A | Double Walled | Fiberglass Reinforced Plastic | Pressure | Double Walled | Fiberglass Reinforced Plastic | Removal | 2002-12-03
0-010186 | FOOD CITY #154 | 9070 W THOMAS RD | PHOENIX | AZ | 85037 | Maricopa | 2 | Perm Closure | 2007-09-01 | 12000 | Gasoline | COMPARTMENT B | Double Walled | Composite (Steel/Fiberglass) | Pressure | Double Walled | Fiberglass Reinforced Plastic | Removal | 2012-09-13
0-010186 | FOOD CITY #154 | 9070 W THOMAS RD | PHOENIX | AZ | 85037 | Maricopa | 1 | Perm Closure | 2007-09-01 | 20000 | Gasoline | COMPARTMENT A | Double Walled | Composite (Steel/Fiberglass) | Pressure | Double Walled | Fiberglass Reinforced Plastic | Removal | 2012-09-13
0-010660 | DESERT SPRINGS TRAVEL PLAZA & TIRE | 4031 E FLEET ST | LITTLEFIELD | AZ | 86432 | Mohave | 1 | Open | 2019-04-18 | 30000 | Gasoline (UL) | COMPARTMENT A | Double Walled | Fiberglass Reinforced Plastic
0-010660 | DESERT SPRINGS TRAVEL PLAZA & TIRE | 4031 E FLEET ST | LITTLEFIELD | AZ | 86432 | Mohave | 2 | Open | 2019-04-18 | 30000 | Diesel | COMPARTMENT A | Double Walled | Fiberglass Reinforced Plastic
0-010196 | SPEEDWAY #2945 | 12030 N DOVE MOUNTAIN BLVD | MARANA | AZ | 85658 | Pima | 2 | Open | 2007-10-13 | 7500 | Diesel #2 | COMPARTMENT B | Double Walled | Composite (Steel/Fiberglass) | Pressure | Double Walled | Flexible
0-006297 | AUTO NATION FORD SCOTTSDALE | 8555 E FRANK LLOYD WRIGHT BLVD | SCOTTSDALE | AZ | 85260 | Maricopa | 1 | Perm Closure | 1988-08-12 | 10000 | Gasoline | COMPARTMENT A | Double Walled | Fiberglass Reinforced Plastic | Pressure | Single Walled | Fiberglass Reinforced Plastic | Removal | 2015-06-17
0-010220 | CITY OF CHANDLER - PROPERTY | 210 S WASHINGTON ST | CHANDLER | AZ | 85225 | Maricopa | 1 | Perm Closure | 2008-05-02 | 1000 | Diesel | COMPARTMENT A | Single Walled | Asphalt coated or Bare Steel |  |  |  | Removal | 2008-03-18
0-010230 | USHSA - CUSTOMS & BORDER PROTECTION | 850 N HIGHWAY 85 | AJO | AZ | 85321 | Pima | 1 | Perm Closure | 1989-01-01 | 10000 | Gasoline | COMPARTMENT A | Double Walled | Fiberglass Reinforced Plastic |  |  |  | Removal | 2008-04-18
0-010269 | LOVE'S TRAVEL STOP #386 | 14875 S HWY 95 | LAKE HAVASU CITY | AZ | 86404 | Mohave | 1 | Open | 2008-11-03 | 8000 | Gasoline | COMPARTMENT A | Double Walled | Fiberglass Reinforced Plastic | Pressure | Double Walled | Fiberglass Reinforced Plastic
0-010278 | MAVERIK COUNTRY STORE #401 | 1344 N PRESCOTT COUNTRY CLUB BLVD | DEWEY | AZ | 86327 | Yavapai | 3 | Open | 2008-12-18 | 12000 | Gasoline | COMPARTMENT A | Double Walled | Fiberglass Reinforced Plastic | Pressure | Double Walled | Flexible
0-010290 | QUIKTRIP #420 | 2450 E UNION HILLS DR | PHOENIX | AZ | 85050 | Maricopa | 1 | Open | 2008-12-23 | 20000 | Gasoline | COMPARTMENT A | Double Walled | Fiberglass Reinforced Plastic | Pressure | Double Walled | Fiberglass Reinforced Plastic
0-003254 | EXXONMOBIL OIL CORP #14856 | 2702 W CAMELBACK RD | PHOENIX | AZ | 85017 | Maricopa | 4 | Perm Closure | 1986-04-21 | 12000 | Gasoline | COMPARTMENT A | Double Walled | Fiberglass Reinforced Plastic | Pressure |  | Fiberglass Reinforced Plastic | Removal | 2003-04-29
0-003254 | EXXONMOBIL OIL CORP #14856 | 2702 W CAMELBACK RD | PHOENIX | AZ | 85017 | Maricopa | 5 | Perm Closure | 1986-04-21 | 10000 | Gasoline | COMPARTMENT A | Double Walled | Fiberglass Reinforced Plastic | Pressure |  | Fiberglass Reinforced Plastic | Removal | 2003-04-29
0-010364 | FRYS FUEL CENTER #670 | 3127 E CHANDLER HEIGHTS RD | GILBERT | AZ | 85298 | Maricopa | 2 | Open | 2010-02-23 | 10000 | Diesel | COMPARTMENT B | Double Walled | Fiberglass Reinforced Plastic | Pressure |  | Flexible
0-005782 | BOORE'S MOBIL SERVICE STATION | 226 W 4TH ST | BENSON | AZ | 85602 | Cochise | 2 | Perm Closure | 2005-06-17 | 20000 | Gasoline | COMPARTMENT A | Unknown | Asphalt coated or Bare Steel |  |  |  | Removal | 1989-04-10
0-000520 | ARCO #5257 | 8501 N 7TH ST | PHOENIX | AZ | 85020 | Maricopa | 2 | Perm Closure | 2005-06-17 | 6000 | Gasoline | COMPARTMENT A |  | Asphalt coated or Bare Steel | Pressure |  |  | Removal | 1993-12-23
0-000520 | ARCO #5257 | 8501 N 7TH ST | PHOENIX | AZ | 85020 | Maricopa | 1 | Perm Closure | 2005-06-17 | 6000 | Gasoline | COMPARTMENT A |  | Asphalt coated or Bare Steel | Pressure |  |  | Removal | 1993-12-23
0-006985 | RYE BAR AND STEAKHOUSE | 16557 N AZ HIGHWAY 87 | PAYSON | AZ | 85541 | Gila | 2 | Perm Closure | 1987-04-01 | 6000 | Gasoline | COMPARTMENT A | Unknown | Asphalt coated or Bare Steel | Pressure |  | Fiberglass Reinforced Plastic | Removal | 1990-09-27
0-010394 | GRAHAM COUNTY APN #102-28-007 | 704 E US HIGHWAY 70 | SAFFORD | AZ | 85546 | Graham | 2 | Perm Closure | 2011-03-17 | 5000 | Gasoline | COMPARTMENT A | Single Walled | Asphalt coated or Bare Steel |  |  |  | Removal | 2010-12-06
0-010397 | 103-16-338 | 513 W THIRD ST | WINSLOW | AZ | 86047 | Navajo | 1 | Perm Closure | 2011-04-11 | 1000 | Gasoline | COMPARTMENT A |  | Asphalt coated or Bare Steel |  |  |  | Removal | 2011-03-30
0-006223 | BRANSONS RESORT | 7804 RIVERSIDE DR | PARKER | AZ | 85344 | La Paz | 1 | Perm Closure | 1987-05-01 | 1000 | Gasoline | COMPARTMENT A | Unknown | Asphalt coated or Bare Steel |  |  |  | Removal | 1991-02-21
0-010407 | CIRCLE K STORE #2703405 | 2120 W NORTHERN AVE | PHOENIX | AZ | 85021 | Maricopa | 3 | Open | 2011-03-01 | 12000 | Diesel | COMPARTMENT A | Double Walled | Fiberglass Reinforced Plastic | Pressure | Double Walled | Fiberglass Reinforced Plastic
0-010425 | DISCOVERY CHEVRON | 2128 E FLORENCE BLVD | CASA GRANDE | AZ | 85122 | Pinal | 2 | Open | 2011-07-15 | 10000 | Gasoline (PUL) | COMPARTMENT A | Double Walled | Fiberglass Reinforced Plastic | Pressure | Double Walled | Fiberglass Reinforced Plastic
0-010435 | QUIKTRIP #1400 | 2150 E UNIVERSITY DR | TEMPE | AZ | 85281 | Maricopa | 3 | Open | 2011-09-22 | 12000 | Gasoline | COMPARTMENT A | Double Walled | Fiberglass Reinforced Plastic | Pressure | Double Walled | Fiberglass Reinforced Plastic
0-008875 | WOODY'S #116 | 480 E DEUCE OF CLUBS | SHOW LOW | AZ | 85901 | Navajo | 2 | Open | 1989-01-01 | 12000 | Gasoline | COMPARTMENT A | Single Walled | Fiberglass Reinforced Plastic | Pressure |  | Fiberglass Reinforced Plastic
0-002707 | SHERMAN AUTOMOTIVE | 9550 N 90TH ST | SCOTTSDALE | AZ | 85258 | Maricopa | 3 | Perm Closure | 1985-04-07 | 1000 | Used Oil/Waste Oil | COMPARTMENT A | Double Walled | Asphalt coated or Bare Steel | Gravity Feed |  |  | Removal | 1998-06-05
0-000233 | ADOT - TUCSON EAST CONSTRUCTION | 633 E 22ND ST | TUCSON | AZ | 85713 | Pima | 1 | Perm Closure | 1963-01-01 | 10000 | Gasoline | COMPARTMENT A | Single Walled | Asphalt coated or Bare Steel |  |  |  | Removal | 1991-01-01
0-001860 | NORTHERN SERVICE | 3502 W NORTHERN AVE | PHOENIX | AZ | 85051 | Maricopa | 6 | Open | 1997-05-30 | 15000 | Gasoline | COMPARTMENT A | Double Walled | Composite (Steel/Fiberglass) | Pressure | Double Walled | Fiberglass Reinforced Plastic
0-001860 | NORTHERN SERVICE | 3502 W NORTHERN AVE | PHOENIX | AZ | 85051 | Maricopa | 4 | Perm Closure | 1962-01-01 | 8000 | Gasoline | COMPARTMENT A |  | Asphalt coated or Bare Steel | Pressure |  | Fiberglass Reinforced Plastic | Removal | 1997-05-28
0-004809 | TUCSON AUTO SALES & BROKERAGE | 3731 E GRANT RD | TUCSON | AZ | 85716 | Pima | 6 | Perm Closure | 1965-05-05 | 10000 | Diesel | COMPARTMENT A | Double Walled | Asphalt coated or Bare Steel |  |  |  | Removal | 1986-03-01
0-004809 | TUCSON AUTO SALES & BROKERAGE | 3731 E GRANT RD | TUCSON | AZ | 85716 | Pima | 3 | Perm Closure | 1965-05-05 | 8000 | Gasoline | COMPARTMENT A | Double Walled | Asphalt coated or Bare Steel |  |  |  | Removal | 1986-03-01
0-003073 | POSITIVE ALTERNATIVE FOR STUDENT SUCCESS (PASS) | 519 W BEALE ST | KINGMAN | AZ | 86401 | Mohave | 3 | Perm Closure | 1969-09-18 | 500 | Used Oil/Waste Oil | COMPARTMENT A | Unknown | Asphalt coated or Bare Steel |  |  |  | Removal | 1994-08-10
0-002801 | WHITING STATION #125 | 667 N MAIN ST | COTTONWOOD | AZ | 86326 | Yavapai | 1 | Perm Closure | 1976-01-01 | 10000 | Gasoline | COMPARTMENT A |  | Asphalt coated or Bare Steel |  |  |  | Removal | 1990-04-05
0-007189 | CHAMBERS MOVING & STORAGE | 523 S 6TH DR | PHOENIX | AZ | 85003 | Maricopa | 1 | Perm Closure | 2005-06-17 | 3000 | Gasoline | COMPARTMENT A | Unknown | Unknown | Suction - Check Valve at the Tank Top |  |  | Removal | 1991-03-07
0-004632 | THE PIT STOP | 3345 N 16TH ST | PHOENIX | AZ | 85016 | Maricopa | 5 | Open | 1996-10-16 | 10000 | Gasoline | COMPARTMENT A | Double Walled | Fiberglass Reinforced Plastic | Pressure | Double Walled | Fiberglass Reinforced Plastic
0-001117 | FASTRIP #9906/9907 | 1891 N GRAND AVE | NOGALES | AZ | 85621 | Santa Cruz | 4 | Perm Closure | 1985-01-01 | 1000 | Used Oil/Waste Oil | COMPARTMENT A | Single Walled | Fiberglass Reinforced Plastic | Gravity Feed |  |  | Removal | 1995-01-03
0-001117 | FASTRIP #9906/9907 | 1891 N GRAND AVE | NOGALES | AZ | 85621 | Santa Cruz | 2 | Perm Closure | 1985-01-01 | 10000 | Gasoline | COMPARTMENT A | Single Walled | Fiberglass Reinforced Plastic | Pressure |  | Fiberglass Reinforced Plastic | Removal | 1995-01-03
0-010460 | FRYS FUEL CENTER #57 | 7840 N SILVERBELL RD | TUCSON | AZ | 85743 | Pima | 2 | Open | 2012-11-01 | 10000 | Diesel | COMPARTMENT A | Double Walled | Fiberglass Reinforced Plastic | Pressure | Double Walled | Flexible
0-002034 | ELLIS METALS SITE | 1800 N STONE AVE | TUCSON | AZ | 85705 | Pima | 1 | Perm Closure | 2005-06-17 |  | Unidentified | COMPARTMENT A | Single Walled | Asphalt coated or Bare Steel |  |  |  | Removal | 1987-09-01
0-010542 | CIRCLE K STORE #2741668 | 2182 E FLORENCE BLVD | CASA GRANDE | AZ | 85122 | Pinal | 2 | Open | 2015-05-19 | 12000 | Diesel | COMPARTMENT B | Double Walled | Fiberglass Reinforced Plastic | Pressure | Double Walled | Fiberglass Reinforced Plastic
0-008114 | ARIZONA DEPARTMENT OF ECONOMIC SECURITY | 1720 W MADISON ST | PHOENIX | AZ | 85007 | Maricopa | 1 | Perm Closure | 1985-01-01 | 1000 | Diesel | COMPARTMENT A | Unknown | Fiberglass Reinforced Plastic | Suction - Check Valve at the Tank Top |  |  | Removal | 1993-04-30
0-006391 | BANK ONE OF ARIZONA - DATA CENTER | 3620 N BLACK CANYON HWY | PHOENIX | AZ | 85017 | Maricopa | 1 | Perm Closure | 1979-09-29 | 15000 | Diesel | COMPARTMENT A | Double Walled | Fiberglass Reinforced Plastic | Suction - Check Valve at the Tank Top |  | Fiberglass Reinforced Plastic | Closed in Place | 2006-05-23
0-009925 | MOUNTAIN PARK HEALTH CENTER | 9169 W VAN BUREN ST | TOLLESON | AZ | 85353 | Maricopa | 2 | Perm Closure | 2005-06-17 | 1000 | Gasoline | COMPARTMENT A | Double Walled | Asphalt coated or Bare Steel |  |  |  | Removal | 2003-06-05
0-009862 | J&D'S WHOLESALE AUTO BROKERS | 4836 N 42ND PL | PHOENIX | AZ | 85018 | Maricopa | 2 | Perm Closure | 2005-06-17 | 2000 | Gasoline | COMPARTMENT A | Unknown | Asphalt coated or Bare Steel |  |  |  | Removal | 2002-06-27
0-002703 | GOMEZ FENCE & GUARD RAIL INC | 3016 S 38TH ST | PHOENIX | AZ | 85040 | Maricopa | 1 | Perm Closure | 2005-06-17 | 2000 | Gasoline | COMPARTMENT A | Unknown | Unknown |  |  |  | Removal | 1989-08-21
0-004603 | SOUTHERN UNION GAS CO | 1459 E BUTLER AVE | FLAGSTAFF | AZ | 86001 | Coconino | 1 | Perm Closure | 1967-04-16 | 1000 | Gasoline | COMPARTMENT A | Double Walled | Asphalt coated or Bare Steel |  |  |  | Removal | 1988-12-13
0-009767 | CIRCLE K STORE #2706645 | 1595 N DYSART RD | AVONDALE | AZ | 85392 | Maricopa | 3 | Perm Closure | 2001-05-24 | 20000 | Gasoline | COMPARTMENT A | Double Walled | Fiberglass Reinforced Plastic | Pressure | Double Walled | Fiberglass Reinforced Plastic | Removal | 2004-10-28
0-001234 | CIRCLE K #473 | 20 N LA CANADA DR | GREEN VALLEY | AZ | 85614 | Pima | 3 | Perm Closure | 1970-01-01 | 10000 | Gasoline | COMPARTMENT A |  | Asphalt coated or Bare Steel | Suction - Check Valve at the Tank Top |  |  | Removal | 1992-12-01
0-009751 | SAFEWAY #1637 | 3606 E SOUTHERN AVE | MESA | AZ | 85206 | Maricopa | 1 | Open | 2001-01-22 | 10000 | Gasoline | COMPARTMENT B | Double Walled | Composite (Steel/Fiberglass)
0-005968 | CIRCLE K #2708654 | 4349 E INDIAN SCHOOL RD | PHOENIX | AZ | 85018 | Maricopa | 3 | Perm Closure | 1988-02-25 | 10000 | Gasoline | COMPARTMENT A | Double Walled | Fiberglass Reinforced Plastic | Pressure |  | Fiberglass Reinforced Plastic | Removal | 2012-11-28
0-005966 | CIRCLE K #2708556 | 2702 W DEER VALLEY RD | PHOENIX | AZ | 85027 | Maricopa | 1 | Open | 1988-02-25 | 10000 | Gasoline | COMPARTMENT A | Double Walled | Fiberglass Reinforced Plastic | Pressure |  | Fiberglass Reinforced Plastic
0-005966 | CIRCLE K #2708556 | 2702 W DEER VALLEY RD | PHOENIX | AZ | 85027 | Maricopa | 2 | Open | 1988-02-25 | 10000 | Gasoline | COMPARTMENT A | Double Walled | Fiberglass Reinforced Plastic | Pressure |  | Fiberglass Reinforced Plastic
0-002105 | USDOJ FCI - PHOENIX | 37900 N 45TH AVE | PHOENIX | AZ | 85086 | Maricopa | 1 | Perm Closure | 1985-02-03 | 2200 | Diesel | COMPARTMENT A | Double Walled | Fiberglass Reinforced Plastic | Pressure |  | Bare or Galvanized Steel | Removal | 1998-12-17
0-005791 | EAST MESA SERVICE CENTER | 7115 E ADOBE ST | MESA | AZ | 85207 | Maricopa | 6 | Open | 1991-01-01 | 12000 | Gasoline | COMPARTMENT A | Double Walled | Fiberglass Reinforced Plastic | Pressure |  | Fiberglass Reinforced Plastic
0-005791 | EAST MESA SERVICE CENTER | 7115 E ADOBE ST | MESA | AZ | 85207 | Maricopa | 9 | Open | 1991-01-01 | 12000 | Gasoline | COMPARTMENT A | Double Walled | Fiberglass Reinforced Plastic | Pressure |  | Fiberglass Reinforced Plastic
0-005088 | EAST SIDE TEXACO | 2901 E ANDY DEVINE AVE | KINGMAN | AZ | 86401 | Mohave | 5 | Open | 1972-01-01 | 8000 | Gasoline | COMPARTMENT A | Single Walled | Asphalt coated or Bare Steel | Pressure |  | Fiberglass Reinforced Plastic
0-004459 | TIRE BROS N MORE | 302 S MONTEZUMA ST | PRESCOTT | AZ | 86303 | Yavapai | 2 | Perm Closure | 1967-01-01 | 4000 | Gasoline | COMPARTMENT A | Single Walled | Asphalt coated or Bare Steel |  |  |  | Removal | 1987-05-01
0-003601 | PALOMA ELEMENTARY SCHOOL | 38739 W I 8 | GILA BEND | AZ | 85337 | Maricopa | 1 | Perm Closure | 1988-01-01 | 1000 | Diesel | COMPARTMENT A | Double Walled | Composite (Steel/Fiberglass) | Suction - Check Valve at the Tank Top | Single Walled | Bare or Galvanized Steel | Removal | 1992-11-03
0-003167 | MILES SERVICE STATION | 633 E MAIN ST | SPRINGERVILLE | AZ | 85938 | Apache | 5 | Perm Closure | 1990-01-13 | 8000 | Gasoline | COMPARTMENT A | Double Walled | Composite (Steel/Fiberglass) | Pressure |  | Fiberglass Reinforced Plastic | Removal | 2004-02-12
0-004000 | JIFFY LUBE #2448 | 405 W VALENCIA RD | TUCSON | AZ | 85706 | Pima | 2 | Perm Closure | 1980-04-03 | 3000 | Unidentified | COMPARTMENT A | Unknown | Asphalt coated or Bare Steel | Suction - Check Valve at the Tank Top |  |  | Removal | 1995-09-11
0-004000 | JIFFY LUBE #2448 | 405 W VALENCIA RD | TUCSON | AZ | 85706 | Pima | 1 | Perm Closure | 1980-04-03 | 3000 | Unidentified | COMPARTMENT A | Unknown | Asphalt coated or Bare Steel | Suction - Check Valve at the Tank Top |  |  | Removal | 1995-09-11
0-002043 | QUIK MART #100908/E-Z SERVE | 6852 E TANQUE VERDE RD | TUCSON | AZ | 85715 | Pima | 1 | Perm Closure | 1969-04-27 | 10000 | Gasoline | COMPARTMENT A | Single Walled | Asphalt coated or Bare Steel | Pressure |  |  | Removal | 1992-08-31
0-002069 | QUIK MART #26 | 15840 N ORACLE RD | CATALINA | AZ | 85739 | Pima | 3 | Perm Closure | 1984-01-01 | 10000 | Gasoline | COMPARTMENT A |  | Asphalt coated or Bare Steel | Pressure | Double Walled | Fiberglass Reinforced Plastic | Removal | 2009-03-04
0-003958 | PRE-CAST MANUFACTURING CO | 301 W BROADWAY RD | PHOENIX | AZ | 85041 | Maricopa | 1 | Perm Closure | 1981-04-07 | 3000 | Gasoline | COMPARTMENT A | Unknown | Asphalt coated or Bare Steel | Suction - Check Valve at the Tank Top |  |  | Removal | 1994-01-27
0-003958 | PRE-CAST MANUFACTURING CO | 301 W BROADWAY RD | PHOENIX | AZ | 85041 | Maricopa | 2 | Perm Closure | 1981-04-07 | 3000 | Diesel | COMPARTMENT A | Unknown | Asphalt coated or Bare Steel | Suction - Check Valve at the Tank Top |  |  | Removal | 1994-01-27
0-001337 | CIRCLE K #861 | 1310 W SPEEDWAY BLVD | TUCSON | AZ | 85745 | Pima | 1 | Perm Closure | 1973-01-01 | 10000 | Gasoline | COMPARTMENT A |  | Asphalt coated or Bare Steel |  |  |  | Removal | 1989-02-01
0-000470 | ARROW STAGE LINES | 3435 E ELWOOD ST | PHOENIX | AZ | 85040 | Maricopa | 2 | Perm Closure | 1982-01-01 | 10000 | Diesel | COMPARTMENT A |  | Asphalt coated or Bare Steel |  |  |  | Removal | 1989-04-15
0-006284 | ARIZONA RIVER RUNNERS | 6939 COLUMBINE BLVD | FLAGSTAFF | AZ | 86004 | Coconino | 2 | Perm Closure | 1980-01-01 | 6000 | Unidentified | COMPARTMENT A | Single Walled | Asphalt coated or Bare Steel | Pressure | Single Walled | Bare or Galvanized Steel | Removal | 1992-03-30
0-006839 | CHURCH OF LDS |  | SPRINGERVILLE |  |  | Apache | 1 | Perm Closure | 1980-01-01 | 4000 | Diesel | COMPARTMENT A | Double Walled | Asphalt coated or Bare Steel |  |  |  | Removal | 1990-06-01
0-000628 | AUTONATION DEALERSHIP ( FORMER) | 145 E MAIN ST | MESA | AZ | 85201 | Maricopa | 8 | Perm Closure | 2005-06-17 | 1000 | Used Oil/Waste Oil | COMPARTMENT A | Single Walled | Asphalt coated or Bare Steel | Suction - Check Valve at the Tank Top | Single Walled | Bare or Galvanized Steel | Removal | 1992-10-30
0-006604 | BUDGET RENT-A-CAR #1203 | 2114 E MOHAVE | PHOENIX | AZ | 85034 | Maricopa | 2 | Perm Closure | 1984-01-01 | 10000 | Gasoline | COMPARTMENT A | Double Walled | Fiberglass Reinforced Plastic | Pressure |  | Fiberglass Reinforced Plastic | Removal | 2006-03-09
0-006715 | BISBEE BUG | 316 TOMBSTONE CYN | BISBEE | AZ | 85603 | Cochise | 1 | Perm Closure | 1950-01-01 | 550 | Used Oil/Waste Oil | COMPARTMENT A |  | Asphalt coated or Bare Steel |  |  |  | Removal | 2011-08-04
0-006334 | SUPER STOP #763 | 8980 E TANQUE VERDE RD | TUCSON | AZ | 85749 | Pima | 6 | Perm Closure | 2003-12-24 | 12000 | Gasoline | COMPARTMENT A | Double Walled | Fiberglass Reinforced Plastic | Pressure | Double Walled | Fiberglass Reinforced Plastic | Removal | 2013-01-17
0-006334 | SUPER STOP #763 | 8980 E TANQUE VERDE RD | TUCSON | AZ | 85749 | Pima | 3 | Perm Closure | 1988-08-25 | 15000 | Gasoline | COMPARTMENT A | Single Walled | Fiberglass Reinforced Plastic | Pressure |  | Fiberglass Reinforced Plastic | Removal | 2003-11-12
0-005071 | CAMELBACK COLLISION CENTER | 4635 N 7TH ST | PHOENIX | AZ | 85014 | Maricopa | 2 | Perm Closure | 1964-01-01 | 300 | Used Oil/Waste Oil | COMPARTMENT A |  | Asphalt coated or Bare Steel |  |  |  | Removal | 1990-11-20
0-004538 | SKY CHEFS FLIGHT KITCHEN | 3650 E SKY HARBOR BLVD | PHOENIX | AZ | 85034 | Maricopa | 2 | Perm Closure | 1969-10-13 | 250 | Used Oil/Waste Oil | COMPARTMENT A | Double Walled | Asphalt coated or Bare Steel |  |  |  | Removal | 1989-11-01
0-008134 | HACKBERRY GENERAL STORE |  | HACKBERRY |  |  | Mohave | 3 | Perm Closure | 2005-06-17 | 500 | Gasoline | COMPARTMENT A | Unknown | Unknown |  |  |  | Removal | 1993-02-25
0-009551 | SPEEDWAY STORE #2985 | 7810 N SILVERBELL RD | MARANA | AZ | 85743 | Pima | 3 | Open | 1999-04-05 | 12000 | Diesel | COMPARTMENT A | Double Walled | Fiberglass Reinforced Plastic | Pressure | Double Walled | Fiberglass Reinforced Plastic
0-009824 | FRYS FUEL CENTER #116 | 950 FAIR ST | PRESCOTT | AZ | 86305 | Yavapai | 1 | Open | 2001-11-08 | 20000 | Gasoline | COMPARTMENT A | Double Walled | Composite (Steel/Fiberglass) | Pressure | Double Walled | Fiberglass Reinforced Plastic
0-002866 | K MART #3304 | 1330 W BASELINE RD | TEMPE | AZ | 85283 | Maricopa | 1 | Perm Closure | 1975-04-29 | 1000 | Used Oil/Waste Oil | COMPARTMENT A | Double Walled | Asphalt coated or Bare Steel | Gravity Feed |  |  | Removal | 1992-07-01
0-003115 | MARKHAM CONTRACTING INC | 2108 W SHANGRI LA RD | PHOENIX | AZ | 85029 | Maricopa | 3 | Perm Closure | 1984-11-01 | 300 | Used Oil/Waste Oil | COMPARTMENT A |  | Asphalt coated or Bare Steel | Suction - Check Valve at the Tank Top |  | Bare or Galvanized Steel | Removal | 1994-05-23
0-005257 | JACKSONS ENERGY #6784 | 2295 E BUTLER AVE | FLAGSTAFF | AZ | 86004 | Coconino | 2 | Perm Closure | 1991-01-01 | 8000 | Gasoline | COMPARTMENT A | Single Walled | Asphalt coated or Bare Steel | Pressure |  | Fiberglass Reinforced Plastic | Removal | 2020-09-30
0-010055 | CIRCLE K #2706639 | 21212 N JOHN WAYNE PKWY | MARICOPA | AZ | 85139 | Pinal | 1 | Open | 2005-04-12 | 15000 | Diesel | COMPARTMENT A | Double Walled | Fiberglass Reinforced Plastic | Pressure | Double Walled | Fiberglass Reinforced Plastic
0-003866 | CITY OF PHOENIX - GLENROSA SERVICE CENTER | 4020 W GLENROSA AVE | PHOENIX | AZ | 85019 | Maricopa | 7 | Perm Closure | 1964-01-01 | 550 | Unidentified | COMPARTMENT A | Single Walled | Asphalt coated or Bare Steel |  |  |  | Removal | 1990-09-13
0-003866 | CITY OF PHOENIX - GLENROSA SERVICE CENTER | 4020 W GLENROSA AVE | PHOENIX | AZ | 85019 | Maricopa | 5 | Perm Closure | 1974-01-01 | 12000 | Diesel | COMPARTMENT A | Single Walled | Asphalt coated or Bare Steel |  |  |  | Removal | 1990-09-13
0-005522 | PIMA PAK INC | 5160 W MISSOURI AVE | GLENDALE | AZ | 85301 | Maricopa | 2 | Perm Closure | 1978-05-01 | 8000 | Unidentified | COMPARTMENT A | Double Walled | Asphalt coated or Bare Steel |  |  |  | Removal | 1989-06-01
0-002356 | PERFORMANCE AUTO | 924 W HIGHWAY 80 | BISBEE | AZ | 85603 | Cochise | 2 | Perm Closure | 1961-05-07 | 4000 | Gasoline | COMPARTMENT A | Single Walled | Asphalt coated or Bare Steel |  |  |  | Removal | 1989-11-09
0-003532 | NORTHERN CONTRACTING COMPANY | 1833 S 59TH AVE | PHOENIX | AZ | 85043 | Maricopa | 1 | Perm Closure | 1978-01-01 | 10000 | Diesel | COMPARTMENT A |  | Asphalt coated or Bare Steel |  |  |  | Removal | 1990-07-11
0-003532 | NORTHERN CONTRACTING COMPANY | 1833 S 59TH AVE | PHOENIX | AZ | 85043 | Maricopa | 4 | Perm Closure | 1978-01-01 | 10000 | Diesel | COMPARTMENT A |  | Asphalt coated or Bare Steel |  |  |  | Removal | 1990-07-11
0-008755 | OASIS SHELL |  | WHITE HILLS |  |  | Mohave | 2 | Perm Closure | 1984-01-01 | 6000 | Gasoline | COMPARTMENT A | Unknown | Asphalt coated or Bare Steel | Pressure |  |  | Removal | 1999-12-09
0-000962 | MENDEZ CAR WASH | 237 W CENTER ST | PIMA | AZ | 85543 | Graham | 2 | Perm Closure | 1966-01-01 | 1000 | Gasoline | COMPARTMENT A |  | Asphalt coated or Bare Steel |  |  |  | Removal | 1990-04-17
0-003208 | EXXONMOBIL OIL CORP #12034 | 4438 N 24TH ST | PHOENIX | AZ | 85016 | Maricopa | 3 | Perm Closure | 1984-01-01 | 10000 | Gasoline | COMPARTMENT A | Double Walled | Fiberglass Reinforced Plastic | Pressure |  | Fiberglass Reinforced Plastic | Removal | 2004-09-08
0-003245 | EXXONMOBIL OIL CORP #12665 | 350 E SOUTHERN AVE | MESA | AZ | 85210 | Maricopa | 4 | Perm Closure | 1988-09-01 | 10000 | Gasoline | COMPARTMENT A | Double Walled | Fiberglass Reinforced Plastic | Pressure |  | Fiberglass Reinforced Plastic | Removal | 2004-07-27
0-006767 | PEPSI-COLA BOTTLING CO | 3131 E TRANSCON WAY | TUCSON | AZ | 85706 | Pima | 2 | Perm Closure | 1987-01-01 | 10000 | Diesel | COMPARTMENT A | Double Walled | Composite (Steel/Fiberglass) | Pressure | Single Walled | Fiberglass Reinforced Plastic | Removal | 2008-10-31
0-000718 | SALOME SHOPPING CENTER | 67230 HIGHWAY 60 | SALOME | AZ | 85348 | La Paz | 4 | Open | 2019-11-22 | 15000 | Gasoline (UL) | COMPARTMENT A | Double Walled | Fiberglass Reinforced Plastic | Pressure | Double Walled | Flexible
0-006359 | ROGERS BORDER SERVICE | 3847 S TOWNER AVE | NACO | AZ | 85620 | Cochise | 2 | Perm Closure | 1975-09-14 | 2000 | Gasoline | COMPARTMENT A | Double Walled | Asphalt coated or Bare Steel | Suction - Check Valve at the Tank Top |  |  | Removal | 1994-01-19
0-001597 | RAIDER TRUCK | 1433 S 39TH AVE | PHOENIX | AZ | 85009 | Maricopa | 1 | Perm Closure | 1974-01-01 | 10000 | Diesel | COMPARTMENT A |  | Asphalt coated or Bare Steel | Pressure |  |  | Removal | 1993-12-14
0-002785 | RAY'S TRADING POST |  | CLAYPOOL |  |  | Gila | 2 | Perm Closure | 1971-05-03 | 10000 | Gasoline | COMPARTMENT A | Unknown | Unknown |  |  |  | Removal | 1988-09-01
0-001632 | RECYCLE AMERICA | 945 E SOUTH ST | TUCSON | AZ | 85706 | Pima | 2 | Perm Closure | 2005-06-17 | 1000 | Diesel | COMPARTMENT A |  | Asphalt coated or Bare Steel |  |  |  | Removal | 1995-08-16
0-003985 | PULICE CONSTRUCTION INC | 2033 W MOUNTAIN VIEW RD | PHOENIX | AZ | 85021 | Maricopa | 4 | Perm Closure | 1979-12-19 | 8000 | Diesel | COMPARTMENT A | Unknown | Asphalt coated or Bare Steel | Suction - Check Valve at the Tank Top |  | Fiberglass Reinforced Plastic | Removal | 2004-07-08
0-001314 | CIRCLE K #799 | 3375 S 4TH AVE | YUMA | AZ | 85365 | Yuma | 2 | Perm Closure | 1986-01-01 | 10000 | Gasoline | COMPARTMENT A | Double Walled | Fiberglass Reinforced Plastic | Pressure |  | Fiberglass Reinforced Plastic | Removal | 1988-03-31
0-003951 | BACKER RANCH HEADQUARTERS |  | CHANDLER |  |  | Maricopa | 3 | Perm Closure | 2005-06-17 | 500 | Gasoline | COMPARTMENT A | Single Walled | Asphalt coated or Bare Steel |  |  |  | Removal | 1988-12-10
0-003951 | BACKER RANCH HEADQUARTERS |  | CHANDLER |  |  | Maricopa | 2 | Perm Closure | 2005-06-17 | 500 | Gasoline | COMPARTMENT A | Single Walled | Asphalt coated or Bare Steel |  |  |  | Removal | 1988-12-10
0-005185 | AUTOMOTIVE FUEL ISLAND | 4350 E IRVINGTON RD | TUCSON | AZ | 85714 | Pima | 1 | Perm Closure | 1974-01-01 | 15000 | Diesel | COMPARTMENT A | Single Walled | Asphalt coated or Bare Steel |  |  |  | Removal | 1989-04-01
0-000171 | ARIZONA BAG CO INC | 2530 W BUCKEYE RD | PHOENIX | AZ | 85009 | Maricopa | 2 | Perm Closure | 1966-01-01 | 12000 | Gasoline | COMPARTMENT A |  | Asphalt coated or Bare Steel |  |  |  | Removal | 1986-08-18
0-002524 | ARIZONA PETROLEUM PRODUCTS | 1015 S CHERRY AVE | TUCSON | AZ | 85719 | Pima | 1 | Perm Closure | 1979-01-01 | 4000 | Gasoline | COMPARTMENT A | Single Walled | Asphalt coated or Bare Steel |  |  |  | Removal | 1988-01-01
0-009781 | ARCO #6360 | 37 N MCQUEEN RD | GILBERT | AZ | 85233 | Maricopa | 2 | Open | 2001-03-22 | 20000 | Gasoline | COMPARTMENT A | Double Walled | Fiberglass Reinforced Plastic | Pressure | Double Walled | Fiberglass Reinforced Plastic
0-004433 | ALL AMERICAN LAUNDRY & ARCADE | 406 E PIMA ST | GILA BEND | AZ | 85337 | Maricopa | 4 | Perm Closure | 1956-01-01 | 2000 | Unidentified | COMPARTMENT A | Single Walled | Asphalt coated or Bare Steel |  |  |  | Closed in Place | 1989-10-01
0-004433 | ALL AMERICAN LAUNDRY & ARCADE | 406 E PIMA ST | GILA BEND | AZ | 85337 | Maricopa | 1 | Perm Closure | 1956-01-01 | 4000 | Gasoline | COMPARTMENT A | Single Walled | Asphalt coated or Bare Steel |  |  |  | Closed in Place | 1989-10-01
0-004433 | ALL AMERICAN LAUNDRY & ARCADE | 406 E PIMA ST | GILA BEND | AZ | 85337 | Maricopa | 2 | Perm Closure | 1956-01-01 | 4000 | Unidentified | COMPARTMENT A | Single Walled | Asphalt coated or Bare Steel |  |  |  | Closed in Place | 1989-10-01
0-000235 | ADOT - RATTLESNAKE MAINTENANCE |  | STRAYHORSE |  |  | Greenlee | 2 | Perm Closure | 1962-01-01 | 1000 | Gasoline | COMPARTMENT A |  | Asphalt coated or Bare Steel |  |  |  | Removal | 1990-11-06
0-008132 | CARQUEST #84 | 2500 E 16TH ST | YUMA | AZ | 85365 | Yuma | 1 | Perm Closure | 2005-06-17 |  | Gasoline | COMPARTMENT A |  | Asphalt coated or Bare Steel |  |  |  | Closed in Place | 1970-07-17
0-003112 | BURKE CO | 1515 S 22ND AVE | PHOENIX | AZ | 85009 | Maricopa | 3 | Perm Closure | 1976-05-08 | 10000 | Gasoline | COMPARTMENT A | Double Walled | Asphalt coated or Bare Steel |  |  |  | Closed in Place | 1987-09-01
0-000824 | A.G. LAYNE PHOENIX, INC. | 3800 S 16TH ST | PHOENIX | AZ | 85040 | Maricopa | 3 | Perm Closure | 1977-01-01 | 5000 | Hazardous Substance | COMPARTMENT A | Single Walled | Asphalt coated or Bare Steel | Suction - Check Valve at the Tank Top |  | Bare or Galvanized Steel | Removal | 1993-04-29
0-000824 | A.G. LAYNE PHOENIX, INC. | 3800 S 16TH ST | PHOENIX | AZ | 85040 | Maricopa | 6 | Perm Closure | 1981-01-01 | 5000 | Other | COMPARTMENT A | Single Walled | Asphalt coated or Bare Steel | Suction - Check Valve at the Tank Top | Single Walled | Bare or Galvanized Steel | Removal | 1993-04-29
0-001663 | CANYON GENERAL | 7298 S HIGHWAY 92 | NICKSVILLE | AZ | 85615 | Cochise | 1 | Open | 1988-01-01 | 6000 | Gasoline | COMPARTMENT A | Double Walled | Composite (Steel/Fiberglass) | Pressure |  | Fiberglass Reinforced Plastic
0-006416 | BOB TEXACO STATION | 22593 E SASCO RD | RED ROCK | AZ | 85145 | Pinal | 3 | Perm Closure | 1973-01-01 | 8000 | Gasoline | COMPARTMENT A |  | Asphalt coated or Bare Steel |  |  |  | Removal | 2014-04-09
0-007203 | BOBBY'S TIRES | 551 N GRAND AVE | NOGALES | AZ | 85621 | Santa Cruz | 1 | Perm Closure | 2005-06-17 |  | Gasoline | COMPARTMENT A | Unknown | Unknown |  |  |  | Closed in Place | 1982-01-01
0-007203 | BOBBY'S TIRES | 551 N GRAND AVE | NOGALES | AZ | 85621 | Santa Cruz | 2 | Perm Closure | 2005-06-17 |  | Gasoline | COMPARTMENT A | Unknown | Unknown |  |  |  | Closed in Place | 1982-01-01
0-000770 | BRADLEY INVESTMENT | 17090 S 54TH ST | CHANDLER | AZ | 85226 | Maricopa | 1 | Perm Closure | 1981-01-01 | 12000 | Diesel | COMPARTMENT A | Single Walled | Asphalt coated or Bare Steel |  |  |  | Removal | 1988-06-24
0-000295 | BRAKE MASTERS | 4260 E GRANT RD | TUCSON | AZ | 85712 | Pima | 1 | Perm Closure | 2005-06-17 | 2000 | Gasoline | COMPARTMENT A | Unknown | Unknown |  |  |  | Removal | 1989-03-03
0-006217 | BELL CREEK SHELL | 17027 N CAVE CREEK RD | PHOENIX | AZ | 85032 | Maricopa | 3 | Perm Closure | 1987-06-01 | 10000 | Gasoline (PUL) | COMPARTMENT A | Single Walled | Fiberglass Reinforced Plastic | Pressure |  | Fiberglass Reinforced Plastic | Removal | 2020-11-19
0-002150 | FLAGSTAFF UNIFIED SCHOOL DISTRICT #1 - SUPERVISORS CENTER/WAREHOUSE | 2701 N IZABEL ST | FLAGSTAFF | AZ | 86004 | Coconino | 1 | Perm Closure | 2005-06-17 |  | Gasoline | COMPARTMENT A | Single Walled | Asphalt coated or Bare Steel |  |  |  | Removal | 1988-06-01
0-003509 | TARGET STORE T179 | 5255 E BROADWAY BLVD | TUCSON | AZ | 85711 | Pima | 4 | Perm Closure | 1966-01-01 | 550 | Used Oil/Waste Oil | COMPARTMENT A |  | Asphalt coated or Bare Steel | Gravity Feed |  |  | Removal | 1992-04-07
0-010701 | LAST STOP TRAVEL CENTER | 20331 N US-HWY 93 | WHITE HILLS | AZ | 86445 | Mohave | 1 | Open | 2020-07-29 | 20000 | Gasoline (UL) | COMPARTMENT A | Double Walled | Fiberglass Reinforced Plastic | Pressure | Double Walled | Fiberglass Reinforced Plastic
0-004777 | SUN COUNTRY MOTORS INC | 2190 HIGHWAY 95 | BULLHEAD CITY | AZ | 86442 | Mohave | 2 | Perm Closure | 1975-01-01 | 5000 | Unidentified | COMPARTMENT A | Single Walled | Asphalt coated or Bare Steel |  |  |  | Removal | 1989-12-27
0-004777 | SUN COUNTRY MOTORS INC | 2190 HIGHWAY 95 | BULLHEAD CITY | AZ | 86442 | Mohave | 4 | Perm Closure | 1975-01-01 | 5000 | Gasoline | COMPARTMENT A | Single Walled | Asphalt coated or Bare Steel |  |  |  | Removal | 1989-12-27
0-004534 | SINCLAIR RETAIL #02002 ADOT POS | 3231 S PARK AVE | TUCSON | AZ | 85713 | Pima | 1 | Perm Closure | 1966-04-21 | 8000 | Gasoline | COMPARTMENT A | Unknown | Asphalt coated or Bare Steel | Pressure |  |  | Removal | 1990-12-28
0-004534 | SINCLAIR RETAIL #02002 ADOT POS | 3231 S PARK AVE | TUCSON | AZ | 85713 | Pima | 3 | Perm Closure | 1966-04-21 | 10000 | Gasoline | COMPARTMENT A | Unknown | Asphalt coated or Bare Steel |  |  |  | Removal | 1990-12-28
0-005672 | WILLIAMS UNFIED SCHOOL DISTRICT - BUS BARN | 575 N 7TH | WILLIAMS | AZ | 86046 | Coconino | 2 | Perm Closure | 1985-01-01 | 500 | Diesel | COMPARTMENT A | Single Walled | Asphalt coated or Bare Steel | Suction - Check Valve at the Tank Top | Single Walled | Bare or Galvanized Steel | Removal | 1993-06-01
0-002926 | WESTIN LA PALOMA | 3530 E SUNRISE DR | TUCSON | AZ | 85718 | Pima | 2 | Perm Closure | 1984-01-01 | 5000 | Gasoline | COMPARTMENT A |  | Asphalt coated or Bare Steel | Pressure |  |  | Removal | 1996-07-19
0-008833 | GIANT 6627 | 5 S HOUGHTON RD | TUCSON | AZ | 85748 | Pima | 3 | Perm Closure | 1989-05-01 | 10000 | Gasoline | COMPARTMENT A |  | Asphalt coated or Bare Steel | Pressure |  | Fiberglass Reinforced Plastic | Removal | 2015-12-21
0-008833 | GIANT 6627 | 5 S HOUGHTON RD | TUCSON | AZ | 85748 | Pima | 1 | Perm Closure | 1989-05-01 | 10000 | Gasoline | COMPARTMENT A |  | Asphalt coated or Bare Steel | Pressure |  | Fiberglass Reinforced Plastic | Removal | 2015-12-21
0-006782 | W F WILLIAMS CO | 2450 E JEFFERSON ST | PHOENIX | AZ | 85034 | Maricopa | 1 | Perm Closure | 2005-06-17 | 8000 | Gasoline | COMPARTMENT A | Unknown | Unknown |  |  |  | Removal | 1990-05-07
0-008388 | VACANT LOT | 7315 E 2ND ST | SCOTTSDALE | AZ | 85251 | Maricopa | 1 | Perm Closure | 2005-06-17 | 500 | Gasoline | COMPARTMENT A | Unknown | Asphalt coated or Bare Steel | Suction - Check Valve at the Tank Top |  | Bare or Galvanized Steel | Removal | 1994-07-01
0-002793 | GIANT #917 | 3559 E UNIVERSITY DR | MESA | AZ | 85213 | Maricopa | 5 | Perm Closure | 1981-01-01 | 12000 | Diesel | COMPARTMENT A | Single Walled | Fiberglass Reinforced Plastic | Pressure | Double Walled | Fiberglass Reinforced Plastic | Removal | 2002-12-04
0-002793 | GIANT #917 | 3559 E UNIVERSITY DR | MESA | AZ | 85213 | Maricopa | 4 | Perm Closure | 1981-01-01 | 12000 | Gasoline | COMPARTMENT A | Single Walled | Fiberglass Reinforced Plastic | Pressure | Double Walled | Fiberglass Reinforced Plastic | Removal | 2002-12-04
0-002793 | GIANT #917 | 3559 E UNIVERSITY DR | MESA | AZ | 85213 | Maricopa | 2 | Perm Closure | 1981-01-01 | 12000 | Gasoline | COMPARTMENT A | Single Walled | Fiberglass Reinforced Plastic | Pressure | Double Walled | Fiberglass Reinforced Plastic | Removal | 2002-12-04
0-008999 | GLEN LAKES GOLF COURSE | 5450 W NORTHERN AVE | GLENDALE | AZ | 85301 | Maricopa | 1 | Perm Closure | 1981-01-01 | 1000 | Gasoline | COMPARTMENT A | Unknown | Unknown | Suction - Check Valve at the Tank Top |  |  | Removal | 1999-01-26
0-004205 | GLENN ROYSTER |  | BOWIE |  |  | Cochise | 2 | Perm Closure | 1978-01-12 | 4000 | Gasoline | COMPARTMENT A | Double Walled | Asphalt coated or Bare Steel |  |  |  | Removal | 1990-09-27
0-002325 | GOODYEAR AUTO SERVICE #8241 | 5834 S CENTRAL AVE | PHOENIX | AZ | 85040 | Maricopa | 1 | Perm Closure | 1980-01-01 | 500 | Used Oil/Waste Oil | COMPARTMENT A | Single Walled | Asphalt coated or Bare Steel | Gravity Feed |  | Bare or Galvanized Steel | Removal | 1993-03-02
0-002212 | GALPIN FORD INC | 1000 SANDRETTO DR | PRESCOTT | AZ | 86305 | Yavapai | 1 | Perm Closure | 1985-05-06 | 350 | Used Oil/Waste Oil | COMPARTMENT A | Unknown | Unknown |  |  |  | Removal | 1985-01-01
0-009586 | GENERAL GMC, INC | 2420 W BETHANY HOME RD | PHOENIX | AZ | 85015 | Maricopa | 3 | Perm Closure | 2005-06-17 | 250 | Gasoline | COMPARTMENT A | Double Walled | Asphalt coated or Bare Steel | Suction - Check Valve at the Dispenser |  | Bare or Galvanized Steel | Removal | 1990-11-14
0-005361 | USDA FS - APACHE SITGREAVES NF - HANNAGAN SITE |  | HANNAGAN MEADOW |  |  | Greenlee | 1 | Perm Closure | 1970-03-14 | 550 | Gasoline | COMPARTMENT A | Double Walled | Asphalt coated or Bare Steel |  |  |  | Removal | 1989-10-01
0-006261 | SHELL #10 | 11235 S FORTUNA RD | YUMA | AZ | 85367 | Yuma | 3 | Perm Closure | 1985-01-01 | 20000 | Gasoline | COMPARTMENT A |  | Fiberglass Reinforced Plastic | Pressure | Double Walled | Fiberglass Reinforced Plastic | Removal | 2015-08-06
0-006261 | SHELL #10 | 11235 S FORTUNA RD | YUMA | AZ | 85367 | Yuma | 7 | Open | 2015-10-22 | 8000 | Gasoline (PUL) | COMPARTMENT B | Double Walled | Fiberglass Reinforced Plastic | Pressure | Double Walled | Fiberglass Reinforced Plastic
0-002777 | WHITING STATION #153 | 804 S BEELINE HWY | PAYSON | AZ | 85541 | Gila | 2 | Perm Closure | 1971-01-01 | 5000 | Gasoline | COMPARTMENT A | Single Walled | Asphalt coated or Bare Steel |  |  |  | Removal | 1989-03-01
0-004171 | SUNMART #605 | 2521 W BUSINESS 1-10 | SAN SIMON | AZ | 85632 | Cochise | 4 | Open | 1985-01-01 | 10000 | Gasoline | COMPARTMENT A | Double Walled | Asphalt coated or Bare Steel | Pressure | Single Walled | Fiberglass Reinforced Plastic
0-004171 | SUNMART #605 | 2521 W BUSINESS 1-10 | SAN SIMON | AZ | 85632 | Cochise | 3 | Perm Closure | 1976-01-01 | 10000 | Gasoline | COMPARTMENT A |  | Asphalt coated or Bare Steel | Pressure |  | Fiberglass Reinforced Plastic | Removal | 2009-12-01
0-001030 | DUNLAP CHEVRON | 6 W HIGHWAY 80 | BISBEE | AZ | 85603 | Cochise | 2 | Perm Closure | 1981-01-01 | 8000 | Gasoline | COMPARTMENT A | Single Walled | Fiberglass Reinforced Plastic | Pressure |  | Fiberglass Reinforced Plastic | Removal | 2019-10-31
0-001122 | CHEVRON #9-7264 | 921 S CALIFORNIA AVE | PARKER | AZ | 85344 | La Paz | 7 | Perm Closure | 2005-06-17 | 500 | Unidentified | COMPARTMENT A | Single Walled | Asphalt coated or Bare Steel |  |  |  | Removal | 2003-10-14
0-001122 | CHEVRON #9-7264 | 921 S CALIFORNIA AVE | PARKER | AZ | 85344 | La Paz | 5 | Perm Closure | 1971-04-17 | 1000 | Used Oil/Waste Oil | COMPARTMENT A | Single Walled | Asphalt coated or Bare Steel | Gravity Feed |  |  | Removal | 1991-08-28
0-009616 | CITY OF TUCSON - HAYDEN-UDALL WATER TREATMENT PLANT | 4401 S TUCSON ESTATES PKWY | TUCSON | AZ | 85735 | Pima | 1 | Perm Closure | 1992-06-17 | 800 | Used Oil/Waste Oil | COMPARTMENT A | Double Walled | Fiberglass Reinforced Plastic | Gravity Feed |  |  | Closed in Place | 2000-05-24
0-008587 | LONE MOUNTAIN RANCH |  | SALOME |  |  | La Paz | 1 | Perm Closure | 2005-06-17 | 4000 | Gasoline | COMPARTMENT A | Unknown | Unknown |  |  |  | Removal | 1990-01-01
0-002886 | KENNYS FLEET SERVICE | 701 N 22ND AVE | PHOENIX | AZ | 85009 | Maricopa | 2 | Perm Closure | 1971-01-01 | 500 | Gasoline | COMPARTMENT A |  | Asphalt coated or Bare Steel |  |  |  | Removal | 1989-12-14
0-002863 | KMART #3188 | 2840 E MAIN ST | MESA | AZ | 85213 | Maricopa | 1 | Perm Closure | 1975-04-29 | 1000 | Used Oil/Waste Oil | COMPARTMENT A | Double Walled | Asphalt coated or Bare Steel |  |  |  | Removal | 1993-08-04
0-002776 | SUN CITY AUTO SPA | 11049 GRAND AVE | SUN CITY | AZ | 85351 | Maricopa | 7 | Perm Closure | 1988-02-01 | 12000 | Gasoline | COMPARTMENT A | Single Walled | Fiberglass Reinforced Plastic | Pressure |  | Fiberglass Reinforced Plastic | Removal | 2016-05-19
0-002516 | HYDER RANCHES |  | HYDER |  |  | Yuma | 2 | Perm Closure | 1966-04-30 | 8000 | Gasoline | COMPARTMENT A | Single Walled | Asphalt coated or Bare Steel |  |  |  | Removal | 1989-12-19
0-005993 | HEREFORD-PALOMINAS AIR STRIP |  | PALOMINAS |  |  | Cochise | 1 | Perm Closure | 2005-06-17 | 2000 | Gasoline | COMPARTMENT A | Unknown | Unknown |  |  |  | Removal | 1989-05-22
0-001994 | EXXON #7-3360 | 5130 S MCCLINTOCK DR | TEMPE | AZ | 85282 | Maricopa | 4 | Perm Closure | 1972-01-01 | 1000 | Used Oil/Waste Oil | COMPARTMENT A |  | Asphalt coated or Bare Steel |  |  |  | Removal | 1992-03-01
0-003928 | PIONEER DISTRIBUTING | 1300 N 24TH AVE | PHOENIX | AZ | 85009 | Maricopa | 4 | Perm Closure | 1981-01-01 | 8000 | New Oil | COMPARTMENT A | Single Walled | Asphalt coated or Bare Steel | Suction - Check Valve at the Tank Top | Single Walled | Bare or Galvanized Steel | Removal | 1999-08-03
0-003928 | PIONEER DISTRIBUTING | 1300 N 24TH AVE | PHOENIX | AZ | 85009 | Maricopa | 5 | Perm Closure | 1981-01-01 | 8000 | New Oil | COMPARTMENT A | Single Walled | Asphalt coated or Bare Steel | Suction - Check Valve at the Tank Top | Single Walled | Bare or Galvanized Steel | Removal | 1999-08-03
0-006258 | GREASE MONKEY #2 | 2505 E GRANT RD | TUCSON | AZ | 85716 | Pima | 1 | Perm Closure | 1987-08-03 | 1000 | Used Oil/Waste Oil | COMPARTMENT A | Single Walled | Asphalt coated or Bare Steel | Gravity Feed | Single Walled | Bare or Galvanized Steel | Removal | 1998-11-12
0-003640 | COSTCO WHOLESALE #665 | 1646 W MONTEBELLO AVE | PHOENIX | AZ | 85015 | Maricopa | 4 | Perm Closure | 2000-11-01 | 30000 | Gasoline | COMPARTMENT A | Double Walled | Fiberglass Reinforced Plastic | Pressure | Double Walled | Flexible | Removal | 2020-11-23
0-004964 | TEXACO #60-351-0042 | 3050 E FORT LOWELL RD | TUCSON | AZ | 85716 | Pima | 5 | Perm Closure | 1996-12-20 | 10000 | Diesel | COMPARTMENT A | Double Walled | Fiberglass Reinforced Plastic | Pressure | Double Walled | Fiberglass Reinforced Plastic | Removal | 2003-10-28
0-002061 | LUBE PIT #3 | 3502 N ORACLE RD | TUCSON | AZ | 85705 | Pima | 3 | Perm Closure | 1981-01-01 | 3000 | New Oil | COMPARTMENT A | Single Walled | Asphalt coated or Bare Steel | Suction - Check Valve at the Tank Top | Single Walled | Bare or Galvanized Steel | Removal | 1996-08-05
0-009526 | FLYING J TRAVEL PLAZA #611 | 6700 W LATHAM ST | PHOENIX | AZ | 85043 | Maricopa | 1 | Open | 1999-04-18 | 20000 | Diesel | COMPARTMENT A | Double Walled | Fiberglass Reinforced Plastic | Pressure | Double Walled | Fiberglass Reinforced Plastic
0-002326 | PEP BOYS #6471 | 1215 N SCOTTSDALE RD | SCOTTSDALE | AZ | 85257 | Maricopa | 1 | Perm Closure | 1986-04-15 | 500 | Used Oil/Waste Oil | COMPARTMENT A | Double Walled | Fiberglass Reinforced Plastic |  |  |  | Closed in Place | 1995-01-17
0-005195 | TUCSON PLUMBING & HEATING INC | 3322 N RICHEY BLVD | TUCSON | AZ | 85716 | Pima | 1 | Perm Closure | 1983-04-05 | 3000 | Gasoline | COMPARTMENT A | Double Walled | Asphalt coated or Bare Steel | Pressure |  |  | Removal | 1991-01-01
0-001379 | CIRCLE K #2701202 | 2005 N POWER RD | MESA | AZ | 85215 | Maricopa | 5 | Open | 1997-12-08 | 15000 | Gasoline | COMPARTMENT A | Double Walled | Fiberglass Reinforced Plastic | Pressure | Double Walled | Fiberglass Reinforced Plastic
0-004257 | SPEEDWAY STORE #2949 | 2211 W US HIGHWAY 70 | THATCHER | AZ | 85552 | Graham | 5 | Open | 1992-04-03 | 10000 | Gasoline | COMPARTMENT A | Single Walled | Fiberglass Reinforced Plastic | Pressure | Double Walled | Fiberglass Reinforced Plastic
0-001090 | CHEVRON #9-2599 | 3148 E INDIAN SCHOOL RD | PHOENIX | AZ | 85016 | Maricopa | 4 | Perm Closure | 1982-04-17 | 1000 | Used Oil/Waste Oil | COMPARTMENT A | Double Walled | Fiberglass Reinforced Plastic |  |  |  | Removal | 1987-01-01
0-007446 | CIRCLE K STORE #2709174 | 10050 E MOUNTAIN VIEW RD | SCOTTSDALE | AZ | 85258 | Maricopa | 5 | Perm Closure | 2005-06-17 | 1000 | Used Oil/Waste Oil | COMPARTMENT A | Double Walled | Fiberglass Reinforced Plastic | Gravity Feed |  | Fiberglass Reinforced Plastic | Removal | 1996-10-24
0-005528 | ALPINE GARAGE | 42694 HIGHWAY 180 | ALPINE | AZ | 85920 | Apache | 3 | Perm Closure | 1979-01-01 | 7500 | Diesel | COMPARTMENT A | Single Walled | Asphalt coated or Bare Steel | Suction - Check Valve at the Tank Top | Single Walled | Bare or Galvanized Steel | Removal | 2013-11-21
0-003480 | CAMP NAVAJO |  | BELLEMONT |  | 86015 | Coconino | 12 | Perm Closure | 1943-01-01 | 1000 | Gasoline | COMPARTMENT A | Single Walled | Asphalt coated or Bare Steel | Suction - Check Valve at the Tank Top |  |  | Removal | 1988-10-22
0-001130 | TUNE-UP MASTERS #632 | 103 W BIRCH AVE | FLAGSTAFF | AZ | 86001 | Coconino | 1 | Perm Closure | 2005-06-17 | 280 | Used Oil/Waste Oil | COMPARTMENT A | Unknown | Unknown |  |  |  | Removal | 1991-07-12
0-003531 | NORTHERN ARIZONA UNIVERSITY | 1705 S SAN FRANCISCO ST | FLAGSTAFF | AZ | 86001 | Coconino | 5 | Perm Closure | 2005-06-17 | 1000 | Gasoline | COMPARTMENT A | Single Walled | Fiberglass Reinforced Plastic |  |  |  | Removal | 1988-04-01
0-002760 | EXXONMOBIL OIL CORP | 100 S 4TH AVE | YUMA | AZ | 85364 | Yuma | 3 | Perm Closure | 2005-06-17 | 3000 | Gasoline | COMPARTMENT A | Unknown | Unknown | Pressure |  |  | Removal | 1988-09-15
0-002075 | #1 FOOD STORE | 755 HIGHWAY 89A | CLARKDALE | AZ | 86324 | Yavapai | 1 | Perm Closure | 1984-01-01 | 10000 | Gasoline (UL) | COMPARTMENT A | Single Walled | Asphalt coated or Bare Steel | Pressure |  |  | Removal | 2019-04-09
0-003781 | FORT VERDE GAS | 328 S MAIN ST | CAMP VERDE | AZ | 86322 | Yavapai | 2 | Perm Closure | 1970-01-01 | 10000 | Gasoline | COMPARTMENT A | Single Walled | Asphalt coated or Bare Steel | Pressure | Double Walled | Fiberglass Reinforced Plastic | Removal | 2007-05-31
0-005369 | USDA FS - PRESCOTT NF - CROWN KING WORK CENTER | FOREST SERVICE RD #259A | CROWN KING | AZ | 86343 | Yavapai | 1 | Perm Closure | 1952-02-26 | 550 | Gasoline | COMPARTMENT A | Unknown | Asphalt coated or Bare Steel |  |  |  | Removal | 1991-12-12
0-001276 | RONTORI DRIVE THRU | 2526 W VALENCIA RD | TUCSON | AZ | 85746 | Pima | 1 | Perm Closure | 1971-04-05 | 10000 | Gasoline | COMPARTMENT A | Single Walled | Asphalt coated or Bare Steel | Suction - Check Valve at the Tank Top | Single Walled | Bare or Galvanized Steel | Removal | 1992-08-11
0-002022 | EXXON #7-6390 | 5471 E BENSON HWY | TUCSON | AZ | 85756 | Pima | 1 | Perm Closure | 1966-01-01 | 8000 | Gasoline | COMPARTMENT A | Single Walled | Asphalt coated or Bare Steel | Pressure |  | Fiberglass Reinforced Plastic | Removal | 1992-02-01
0-002022 | EXXON #7-6390 | 5471 E BENSON HWY | TUCSON | AZ | 85756 | Pima | 4 | Perm Closure | 1976-01-01 | 550 | Used Oil/Waste Oil | COMPARTMENT A | Single Walled | Asphalt coated or Bare Steel |  |  |  | Removal | 1992-02-01
0-001952 | ERV'S EQUIPMENT RENTAL | 1120 S KOLB RD | TUCSON | AZ | 85710 | Pima | 2 | Perm Closure | 1985-01-01 | 2000 | Gasoline | COMPARTMENT A |  | Asphalt coated or Bare Steel | Pressure |  |  | Removal | 1994-12-08
0-005162 | TUCSON TRANSIT MANAGEMENT LLC, DBA SUN TRAN | 4220 S PARK AVE | TUCSON | AZ | 85714 | Pima | 11 | Perm Closure | 1990-12-01 | 20000 | Diesel | COMPARTMENT A | Double Walled | Composite (Steel/Fiberglass) | Pressure |  | Bare or Galvanized Steel | Removal | 2012-06-07
0-005162 | TUCSON TRANSIT MANAGEMENT LLC, DBA SUN TRAN | 4220 S PARK AVE | TUCSON | AZ | 85714 | Pima | 7 | Perm Closure | 1976-01-01 | 2000 | New Oil | COMPARTMENT A | Single Walled | Fiberglass Reinforced Plastic | Suction - Check Valve at the Tank Top |  | Bare or Galvanized Steel | Removal | 1996-04-16
0-005077 | UNOCAL #7360 | 3825 E GRANT RD | TUCSON | AZ | 85716 | Pima | 3 | Perm Closure | 1973-04-01 | 10000 | Gasoline | COMPARTMENT A | Double Walled | Asphalt coated or Bare Steel | Pressure |  | Fiberglass Reinforced Plastic | Removal | 1989-01-01
0-005077 | UNOCAL #7360 | 3825 E GRANT RD | TUCSON | AZ | 85716 | Pima | 7 | Perm Closure | 1988-01-01 | 12000 | Gasoline | COMPARTMENT A | Double Walled | Composite (Steel/Fiberglass) | Pressure | Double Walled | Fiberglass Reinforced Plastic | Removal | 2003-05-20
0-005077 | UNOCAL #7360 | 3825 E GRANT RD | TUCSON | AZ | 85716 | Pima | 6 | Perm Closure | 1988-01-01 | 12000 | Gasoline | COMPARTMENT A | Double Walled | Composite (Steel/Fiberglass) | Pressure | Double Walled | Fiberglass Reinforced Plastic | Removal | 2003-05-20
0-003036 | HOLMES TUTTLE FORD | 800 E BROADWAY BLVD | TUCSON | AZ | 85719 | Pima | 1 | Perm Closure | 1971-01-01 | 10000 | Gasoline | COMPARTMENT A | Single Walled | Asphalt coated or Bare Steel |  |  |  | Removal | 1988-04-20
0-007745 | SPEAR'S | 1800 SAWMILL RD | CLAY SPRINGS | AZ | 85923 | Navajo | 2 | Perm Closure | 1987-01-01 | 1000 | Diesel | COMPARTMENT A | Unknown | Asphalt coated or Bare Steel | Pressure |  |  | Removal | 1993-08-01
0-005685 | CITY OF WINSLOW - WWTP | 600 NORTH RD | WINSLOW | AZ | 86047 | Navajo | 1 | Perm Closure | 1981-01-03 | 500 | Diesel | COMPARTMENT A | Unknown | Asphalt coated or Bare Steel | Suction - Check Valve at the Tank Top |  |  | Removal | 1988-01-01
0-006405 | CITY OF BULLHEAD CITY - FIRE STATION #2 | 1260 HANCOCK RD | BULLHEAD CITY | AZ | 86442 | Mohave | 1 | Perm Closure | 1985-01-01 | 8000 | Diesel | COMPARTMENT A |  | Composite (Steel/Fiberglass) | Pressure | Double Walled | Fiberglass Reinforced Plastic | Removal | 2013-11-19
0-005935 | PETRO STOPPING CENTER | 970 S BLAKE RANCH RD | KINGMAN | AZ | 86401 | Mohave | 1 | Perm Closure | 1987-12-15 | 20000 | Diesel | COMPARTMENT A | Double Walled | Composite (Steel/Fiberglass) | Pressure |  | Fiberglass Reinforced Plastic | Removal | 2001-03-07
0-007691 | FERGUSON BATH & KITCHEN GALLERY | 1951 W NORTH LN | PHOENIX | AZ | 85021 | Maricopa | 1 | Perm Closure | 1977-01-01 | 10000 | Gasoline | COMPARTMENT A | Double Walled | Asphalt coated or Bare Steel | Suction - Check Valve at the Tank Top |  | Bare or Galvanized Steel | Removal | 1993-07-07
0-004358 | SAVCO #5 | 15 E BASELINE RD | PHOENIX | AZ | 85042 | Maricopa | 3 | Perm Closure | 1979-01-24 | 4000 | Gasoline | COMPARTMENT A | Double Walled | Asphalt coated or Bare Steel |  |  |  | Removal | 1991-11-18
0-006155 | SUNNYVALE PROPERTIES | 310 S 43RD AVE | PHOENIX | AZ | 85009 | Maricopa | 1 | Perm Closure | 1978-04-29 | 4000 | Gasoline | COMPARTMENT A | Double Walled | Asphalt coated or Bare Steel | Pressure |  |  | Removal | 1993-04-23
0-008075 | SONIC DRIVE-IN | 4302 W NORTHERN AVE | GLENDALE | AZ | 85301 | Maricopa | 2 | Perm Closure | 1962-01-01 | 10000 | Diesel | COMPARTMENT A | Unknown | Asphalt coated or Bare Steel | Suction - Check Valve at the Tank Top |  | Bare or Galvanized Steel | Removal | 1993-01-14
0-008075 | SONIC DRIVE-IN | 4302 W NORTHERN AVE | GLENDALE | AZ | 85301 | Maricopa | 1 | Perm Closure | 1962-01-01 | 250 | Used Oil/Waste Oil | COMPARTMENT A | Unknown | Asphalt coated or Bare Steel | Gravity Feed |  | Bare or Galvanized Steel | Removal | 1993-01-14
0-002009 | EXXON #7-3874 | 356 N STAPLEY DR | MESA | AZ | 85203 | Maricopa | 4 | Perm Closure | 1983-01-01 | 1000 | Used Oil/Waste Oil | COMPARTMENT A | Single Walled | Fiberglass Reinforced Plastic |  |  |  | Removal | 1990-05-17
0-003942 | AAMCO TRANSMISSIONS | 322 W VAN BUREN ST | PHOENIX | AZ | 85003 | Maricopa | 2 | Perm Closure | 1980-01-01 | 550 | Used Oil/Waste Oil | COMPARTMENT A | Single Walled | Asphalt coated or Bare Steel | Suction - Check Valve at the Tank Top | Single Walled | Bare or Galvanized Steel | Removal | 1994-07-26
0-007193 | QUALITY BUMPER | 405 E MAIN ST | MESA | AZ | 85203 | Maricopa | 1 | Perm Closure | 2005-06-17 | 3000 | Gasoline | COMPARTMENT A | Unknown | Fiberglass Reinforced Plastic |  |  |  | Removal | 1991-11-09
0-000533 | ARCO #1411 | 4245 W BETHANY HOME RD | PHOENIX | AZ | 85019 | Maricopa | 9 | Open | 1990-12-01 | 10000 | Gasoline | COMPARTMENT A | Double Walled | Fiberglass Reinforced Plastic | Pressure | Double Walled | Fiberglass Reinforced Plastic
0-000533 | ARCO #1411 | 4245 W BETHANY HOME RD | PHOENIX | AZ | 85019 | Maricopa | 4 | Perm Closure | 1961-01-01 | 4000 | Gasoline | COMPARTMENT A | Single Walled | Asphalt coated or Bare Steel |  |  |  | Removal | 1990-09-10
0-003860 | CITY OF PHOENIX - UNION HILLS SERVICE CENTER | 138 E UNION HILLS DR | PHOENIX | AZ | 85024 | Maricopa | 15 | Open | 1992-01-01 | 12000 | Diesel | COMPARTMENT A | Double Walled | Fiberglass Reinforced Plastic | Pressure | Double Walled | Fiberglass Reinforced Plastic
0-003860 | CITY OF PHOENIX - UNION HILLS SERVICE CENTER | 138 E UNION HILLS DR | PHOENIX | AZ | 85024 | Maricopa | 18 | Open | 1992-01-01 | 550 | New Oil | COMPARTMENT A | Double Walled | Fiberglass Reinforced Plastic | Suction - Check Valve at the Tank Top | Double Walled | Fiberglass Reinforced Plastic
0-003860 | CITY OF PHOENIX - UNION HILLS SERVICE CENTER | 138 E UNION HILLS DR | PHOENIX | AZ | 85024 | Maricopa | 2 | Perm Closure | 1973-01-01 | 12000 | Gasoline | COMPARTMENT A | Single Walled | Asphalt coated or Bare Steel | Pressure | Single Walled | Bare or Galvanized Steel | Removal | 1992-08-01
0-003860 | CITY OF PHOENIX - UNION HILLS SERVICE CENTER | 138 E UNION HILLS DR | PHOENIX | AZ | 85024 | Maricopa | 6 | Perm Closure | 1973-01-01 | 550 | Unidentified | COMPARTMENT A | Single Walled | Asphalt coated or Bare Steel | Suction - Check Valve at the Tank Top |  | Bare or Galvanized Steel | Removal | 1992-02-01
0-004599 | SOUTHERN PACIFIC TRANSPORTATION - 13TH STREET |  | PHOENIX |  |  | Maricopa | 3 | Perm Closure | 1971-01-01 | 1000 | Gasoline | COMPARTMENT A | Single Walled | Asphalt coated or Bare Steel |  |  |  | Removal | 1990-03-02
0-000119 | ALLIED TUBE & CONDUIT | 2525 N 27TH AVE | PHOENIX | AZ | 85009 | Maricopa | 2 | Perm Closure | 1977-01-01 | 10000 | Gasoline | COMPARTMENT A | Single Walled | Asphalt coated or Bare Steel |  |  |  | Removal | 1990-08-28
0-000119 | ALLIED TUBE & CONDUIT | 2525 N 27TH AVE | PHOENIX | AZ | 85009 | Maricopa | 6 | Perm Closure | 1971-01-01 | 325 | Hazardous Substance | COMPARTMENT A | Single Walled | Asphalt coated or Bare Steel |  |  |  | Removal | 1987-12-09
0-000119 | ALLIED TUBE & CONDUIT | 2525 N 27TH AVE | PHOENIX | AZ | 85009 | Maricopa | 5 | Perm Closure | 1971-01-01 | 325 | Hazardous Substance | COMPARTMENT A | Single Walled | Asphalt coated or Bare Steel |  |  |  | Removal | 1987-12-09
0-007711 | TOYOTA ARIZONA PROVING GROUND | 30700 W PATTON RD | WITTMANN | AZ | 85361 | Maricopa | 2 | Open | 1992-12-01 | 3000 | Gasoline | COMPARTMENT A | Double Walled | Fiberglass Reinforced Plastic | Pressure | Double Walled | Fiberglass Reinforced Plastic
0-009641 | PRECISION MACHINE ENGINEERING | 2746 W PALM LN | PHOENIX | AZ | 85009 | Maricopa | 1 | Perm Closure | 2005-06-17 | 1000 | Gasoline | COMPARTMENT A | Double Walled | Asphalt coated or Bare Steel |  |  |  | Removal | 2000-05-17
0-001990 | SHELL #72 | 2401 E VAN BUREN ST | PHOENIX | AZ | 85008 | Maricopa | 6 | Open | 2020-02-17 | 12000 | Gasoline (UL) | COMPARTMENT A | Double Walled | Fiberglass Reinforced Plastic
0-000402 | APS - TEMPE |  | TEMPE |  |  | Maricopa | 2 | Perm Closure | 1971-01-01 | 2000 | Gasoline | COMPARTMENT A |  | Asphalt coated or Bare Steel |  |  |  | Removal | 1991-04-10
0-005385 | UNITED RENTALS | 1011 S PRUDENCE RD | TUCSON | AZ | 85710 | Pima | 1 | Perm Closure | 1974-01-01 | 2000 | Gasoline | COMPARTMENT A | Single Walled | Asphalt coated or Bare Steel | Suction - Check Valve at the Tank Top |  |  | Removal | 1992-05-22
0-000967 | THE CARWASHER | 324 N COUNTRY CLUB DR | MESA | AZ | 85201 | Maricopa | 3 | Perm Closure | 1976-01-01 | 3000 | Gasoline | COMPARTMENT A | Single Walled | Asphalt coated or Bare Steel | Pressure |  | Fiberglass Reinforced Plastic | Removal | 1998-04-15
0-004498 | TWO GUNS TRADING POST |  | TWO GUNS |  |  | Coconino | 2 | Perm Closure | 1973-01-01 | 10000 | Gasoline | COMPARTMENT A |  | Asphalt coated or Bare Steel | Pressure |  | Fiberglass Reinforced Plastic | Removal | 2007-03-27
0-005231 | U-HAUL - TRI-CITY CENTER | 2340 E APACHE BLVD | TEMPE | AZ | 85281 | Maricopa | 2 | Perm Closure | 1980-04-16 | 1000 | Used Oil/Waste Oil | COMPARTMENT A | Double Walled | Asphalt coated or Bare Steel |  |  |  | Removal | 1996-03-27
0-001385 | CIRCLE K #2701225 | 12301 W LOWER BUCKEYE RD | AVONDALE | AZ | 85323 | Maricopa | 4 | Open | 1995-01-17 | 10000 | Gasoline | COMPARTMENT A | Single Walled | Fiberglass Reinforced Plastic | Pressure | Single Walled | Fiberglass Reinforced Plastic
0-001385 | CIRCLE K #2701225 | 12301 W LOWER BUCKEYE RD | AVONDALE | AZ | 85323 | Maricopa | 3 | Perm Closure | 1977-01-01 | 4000 | Gasoline | COMPARTMENT A |  | Asphalt coated or Bare Steel | Pressure |  |  | Removal | 1995-01-19
0-003249 | EXXONMOBIL #18-MRG | 2780 W PEORIA AVE | PHOENIX | AZ | 85029 | Maricopa | 7 | Perm Closure | 1988-11-21 | 12000 | Gasoline | COMPARTMENT A |  | Fiberglass Reinforced Plastic | Pressure |  | Fiberglass Reinforced Plastic | Removal | 2002-04-04
0-002434 | HAPPY AUTO SALES INC | 2331 N STONE AVE | TUCSON | AZ | 85705 | Pima | 2 | Perm Closure | 1969-01-01 | 12000 | Gasoline | COMPARTMENT A |  | Asphalt coated or Bare Steel |  |  |  | Removal | 1993-10-30
0-004376 | SCHMIT AVIATION INC |  | SOMERTON |  |  | Yuma | 2 | Perm Closure | 1968-05-06 | 2000 | Gasoline | COMPARTMENT A | Unknown | Asphalt coated or Bare Steel |  |  |  | Removal | 1990-11-22
0-003229 | EXXONMOBIL OIL CORP #12728 | 3141 E THOMAS RD | PHOENIX | AZ | 85016 | Maricopa | 3 | Perm Closure | 1970-01-01 | 10000 | Gasoline | COMPARTMENT A | Double Walled | Asphalt coated or Bare Steel |  |  |  | Removal | 1987-07-02
0-009792 | CIRCLE K #5766 | 6972 N 83RD AVE | GLENDALE | AZ | 85303 | Maricopa | 3 | Open | 2001-06-01 | 15000 | Diesel | COMPARTMENT A | Double Walled | Fiberglass Reinforced Plastic | Pressure | Double Walled | Fiberglass Reinforced Plastic
0-000496 | SAM'S CHEVRON | 357 N STAPLEY DR | MESA | AZ | 85203 | Maricopa | 1 | Open | 1986-10-01 | 12000 | Gasoline | COMPARTMENT A | Double Walled | Fiberglass Reinforced Plastic | Pressure |  | Fiberglass Reinforced Plastic
0-000496 | SAM'S CHEVRON | 357 N STAPLEY DR | MESA | AZ | 85203 | Maricopa | 3 | Open | 1986-10-01 | 12000 | Gasoline | COMPARTMENT A | Double Walled | Fiberglass Reinforced Plastic | Pressure |  | Fiberglass Reinforced Plastic
0-006677 | GRAND PRIX CARWASH | 808 S ALMA SCHOOL RD | MESA | AZ | 85210 | Maricopa | 2 | Perm Closure | 1989-11-28 | 12000 | Gasoline | COMPARTMENT A | Double Walled | Fiberglass Reinforced Plastic | Pressure | Double Walled | Fiberglass Reinforced Plastic | Removal | 2011-09-20
0-007709 | ARCO #5815 | 3200 N STOCKTON HILL RD | KINGMAN | AZ | 86409 | Mohave | 1 | Open | 1991-08-01 | 10000 | Gasoline | COMPARTMENT A | Double Walled | Fiberglass Reinforced Plastic | Pressure | Double Walled | Fiberglass Reinforced Plastic
0-009391 | FRANCISCO GRANDE RESORT | 2684 W GILA BEND HWY | CASA GRANDE | AZ | 85193 | Pinal | 1 | Perm Closure | 2005-06-17 | 1000 | Gasoline | COMPARTMENT A | Double Walled | Asphalt coated or Bare Steel |  |  |  | Closed in Place | 1999-01-14
0-000867 | TEXACO #60-349-0324 | 9948 E MAIN ST | MESA | AZ | 85207 | Maricopa | 1 | Perm Closure | 1977-01-01 | 12000 | Gasoline | COMPARTMENT A |  | Asphalt coated or Bare Steel | Pressure | Double Walled | Fiberglass Reinforced Plastic | Removal | 1997-09-17
0-003248 | EXXONMOBIL #18-MRA (10244) | 2804 W BELL RD | PHOENIX | AZ | 85053 | Maricopa | 7 | Perm Closure | 1988-01-02 | 10000 | Gasoline | COMPARTMENT A | Double Walled | Fiberglass Reinforced Plastic | Pressure |  | Fiberglass Reinforced Plastic | Removal | 2006-10-11
0-003100 | GOLDEN STATE FOODS | 5524 W BUCHANAN ST | PHOENIX | AZ | 85043 | Maricopa | 6 | Open | 1997-09-29 | 20000 | Diesel | COMPARTMENT A | Double Walled | Composite (Steel/Fiberglass) | Pressure | Double Walled | Flexible
0-005793 | EXXONMOBIL #18-JA4 | 4310 W INDIAN SCHOOL RD | PHOENIX | AZ | 85031 | Maricopa | 2 | Perm Closure | 1987-01-01 | 10000 | Gasoline | COMPARTMENT A | Double Walled | Fiberglass Reinforced Plastic | Pressure |  | Fiberglass Reinforced Plastic | Removal | 2006-11-29
0-001400 | CIRCLE K #2701356 | 7110 E US HIGHWAY 95 | YUMA | AZ | 85365 | Yuma | 1 | Open | 1986-01-01 | 10000 | Diesel | COMPARTMENT A | Single Walled | Fiberglass Reinforced Plastic | Pressure | Single Walled | Fiberglass Reinforced Plastic
0-006510 | PRIDE ENERGY | 1100 W HOPI DR | HOLBROOK | AZ | 86025 | Navajo | 1 | Perm Closure | 1976-11-09 | 10000 | Gasoline | COMPARTMENT A | Double Walled | Asphalt coated or Bare Steel |  |  |  | Removal | 1995-10-26
0-006510 | PRIDE ENERGY | 1100 W HOPI DR | HOLBROOK | AZ | 86025 | Navajo | 4 | Perm Closure | 1976-11-09 | 2000 | Gasoline | COMPARTMENT A | Double Walled | Asphalt coated or Bare Steel |  |  |  | Removal | 1995-10-26
0-003140 | DOBSON RANCH GOLF COURSE | 2155 S DOBSON RD | MESA | AZ | 85202 | Maricopa | 3 | Open | 2000-03-20 | 3000 | Gasoline | COMPARTMENT A | Double Walled | Fiberglass Reinforced Plastic | Pressure | Double Walled | Fiberglass Reinforced Plastic
0-009952 | DAVIS PROPERTY | 80 S 3RD ST W | SAINT JOHNS | AZ | 85936 | Apache | 1 | Perm Closure | 2005-06-17 | 600 | Unidentified | COMPARTMENT A | Single Walled | Asphalt coated or Bare Steel |  |  |  | Removal | 2003-09-19
0-004968 | APACHE SHELL | 8291 E 22ND ST | TUCSON | AZ | 85710 | Pima | 2 | Perm Closure | 1971-05-08 | 6000 | Gasoline | COMPARTMENT A | Double Walled | Asphalt coated or Bare Steel |  |  |  | Removal | 1988-01-20
0-004968 | APACHE SHELL | 8291 E 22ND ST | TUCSON | AZ | 85710 | Pima | 10 | Perm Closure | 1988-01-24 | 10000 | Gasoline | COMPARTMENT A | Double Walled | Fiberglass Reinforced Plastic | Pressure |  | Fiberglass Reinforced Plastic | Removal | 2003-05-07
0-002934 | LA SIESTA ALLIANCE | 486 E WICKENBURG WAY | WICKENBURG | AZ | 85390 | Maricopa | 5 | Perm Closure | 2005-06-17 | 250 | Used Oil/Waste Oil | COMPARTMENT A | Double Walled | Composite (Steel/Fiberglass) |  |  |  | Removal | 1999-06-23
0-002905 | KYRENE SCHOOL DISTRICT #28 MAINTENANCE FACILITY | 8700 S KYRENE RD | TEMPE | AZ | 85284 | Maricopa | 3 | Perm Closure | 1970-01-01 | 500 | Diesel | COMPARTMENT A |  | Asphalt coated or Bare Steel |  |  |  | Removal | 1990-03-20
0-000647 | ASP - EYMAN PRISON COMPLEX | 4374 E BUTTE AVE | FLORENCE | AZ | 85132 | Pinal | 2 | Open | 1992-07-20 | 10000 | Diesel | COMPARTMENT A | Double Walled | Fiberglass Reinforced Plastic | Pressure |  | Fiberglass Reinforced Plastic
0-005546 | VILLAGE OF OAK CREEK ASSOCIATION | 690 BELL ROCK BLVD | SEDONA | AZ | 86351 | Yavapai | 1 | Perm Closure | 1971-01-01 | 1000 | Gasoline | COMPARTMENT A |  | Asphalt coated or Bare Steel |  |  |  | Removal | 1991-12-13
0-005922 | PRUDENTIAL OVERALL SUPPLY - TUCSON | 4240 S FREMONT AVE | TUCSON | AZ | 85714 | Pima | 1 | Perm Closure | 1979-11-27 | 10000 | Gasoline | COMPARTMENT A | Double Walled | Asphalt coated or Bare Steel |  |  |  | Removal | 1988-06-03
0-005261 | ARTIFICAL KIDNEY CENTER EAST | 2255 N WYATT DR | TUCSON | AZ | 85712 | Pima | 1 | Perm Closure | 1978-01-01 | 500 | Diesel | COMPARTMENT A | Double Walled | Asphalt coated or Bare Steel |  |  |  | Removal | 1992-02-14
0-001251 | CIRCLE K #534 |  | SHOW LOW |  |  | Navajo | 1 | Perm Closure | 1984-01-01 | 10000 | Gasoline | COMPARTMENT A | Single Walled | Fiberglass Reinforced Plastic |  |  |  | Removal | 1993-03-25
0-006396 | FRY'S FUEL #698 | 1311 E BELL RD | PHOENIX | AZ | 85022 | Maricopa | 3 | Perm Closure | 1986-09-08 | 550 | Unidentified | COMPARTMENT A | Unknown | Fiberglass Reinforced Plastic | Gravity Feed |  |  | Removal | 1994-01-07
0-000801 | CAP - SALT/GILA PUMPING PLANT | 23636 N 7TH ST | PHOENIX | AZ | 85024 | Maricopa | 7 | Perm Closure | 1986-01-01 | 1000 | Used Oil/Waste Oil | COMPARTMENT A |  | Fiberglass Reinforced Plastic | Gravity Feed |  |  | Removal | 1991-03-12
0-004178 | KINETIC SYSTEMS, INC. | 2825 W THOMAS RD | PHOENIX | AZ | 85017 | Maricopa | 1 | Perm Closure | 1966-02-24 | 10000 | Gasoline | COMPARTMENT A | Double Walled | Asphalt coated or Bare Steel |  |  |  | Closed in Place | 1988-10-01
0-001033 | CHEVRON #9-5384 | 191 N ARIZONA AVE | CHANDLER | AZ | 85225 | Maricopa | 4 | Perm Closure | 1982-01-01 | 1000 | Used Oil/Waste Oil | COMPARTMENT A | Single Walled | Fiberglass Reinforced Plastic | Gravity Feed |  | Fiberglass Reinforced Plastic | Removal | 1995-12-22
0-001033 | CHEVRON #9-5384 | 191 N ARIZONA AVE | CHANDLER | AZ | 85225 | Maricopa | 1 | Perm Closure | 1982-01-01 | 10000 | Gasoline | COMPARTMENT A | Single Walled | Fiberglass Reinforced Plastic | Pressure | Double Walled | Fiberglass Reinforced Plastic | Removal | 2004-10-19
0-001033 | CHEVRON #9-5384 | 191 N ARIZONA AVE | CHANDLER | AZ | 85225 | Maricopa | 2 | Perm Closure | 1982-01-01 | 10000 | Gasoline | COMPARTMENT A | Single Walled | Fiberglass Reinforced Plastic | Pressure | Double Walled | Fiberglass Reinforced Plastic | Removal | 2004-10-19
0-006397 | BUTCHERS HOOK RESTAURANT | 219 BUTCHER HOOK LN | TONTO BASIN | AZ | 85553 | Gila | 3 | Perm Closure | 1988-01-01 | 10000 | Gasoline | COMPARTMENT A |  | Asphalt coated or Bare Steel | Pressure |  | Fiberglass Reinforced Plastic | Removal | 2019-05-09
0-001588 | COCHISE COUNTY - AIRPORT WILLCOX | 1 AIRPORT RD | WILLCOX | AZ | 85643 | Cochise | 2 | Perm Closure | 1968-01-01 | 10000 | Unidentified | COMPARTMENT A |  | Asphalt coated or Bare Steel |  |  |  | Removal | 1988-12-21
0-006765 | WEBB WAYS INC | 6072 SUTTER DR | PINETOP-LAKESIDE | AZ | 85929 | Navajo | 2 | Perm Closure | 1982-01-01 | 8000 | Diesel | COMPARTMENT A | Unknown | Asphalt coated or Bare Steel | Suction - Check Valve at the Tank Top |  |  | Removal | 1998-10-19
0-009167 | CIRCLE K STORE #2741626 | 6691 W GREENWAY RD | GLENDALE | AZ | 85306 | Maricopa | 1 | Open | 1997-09-12 | 15000 | Gasoline | COMPARTMENT A | Double Walled | Composite (Steel/Fiberglass) | Pressure | Double Walled | Fiberglass Reinforced Plastic
0-006992 | BENSON UNIFIED SCHOOL DISTRICT #9 - SCHOOL BUS BARN | 398 S CENTRAL AVE | BENSON | AZ | 85602 | Cochise | 2 | Perm Closure | 1988-06-01 | 1000 | Gasoline | COMPARTMENT A | Unknown | Asphalt coated or Bare Steel |  |  |  | Removal | 1990-10-01
0-009886 | COSTCO WHOLESALE #691 | 10000 W MCDOWELL RD | AVONDALE | AZ | 85392 | Maricopa | 3 | Open | 2002-06-20 | 20000 | Gasoline | COMPARTMENT A | Double Walled | Fiberglass Reinforced Plastic | Pressure | Double Walled | Flexible
0-003523 | COUNCIL STREET AUTO | 55 E COUNCIL ST | TUCSON | AZ | 85701 | Pima | 1 | Perm Closure | 1984-01-01 | 2000 | Gasoline | COMPARTMENT A |  | Asphalt coated or Bare Steel | Suction - Check Valve at the Tank Top |  | Bare or Galvanized Steel | Removal | 1992-08-08
0-008230 | CITY OF PHOENIX - 305 BUILDING | 305 W WASHINGTON ST | PHOENIX | AZ | 85003 | Maricopa | 1 | Perm Closure | 2005-06-17 | 550 | Gasoline | COMPARTMENT A | Unknown | Asphalt coated or Bare Steel |  |  |  | Removal | 1991-10-09
0-008230 | CITY OF PHOENIX - 305 BUILDING | 305 W WASHINGTON ST | PHOENIX | AZ | 85003 | Maricopa | 2 | Perm Closure | 2005-06-17 | 550 | Gasoline | COMPARTMENT A | Unknown | Asphalt coated or Bare Steel |  |  |  | Removal | 1991-10-09
0-008751 | CITY OF SOUTH TUCSON | 1601 S 5TH AVE | TUCSON | AZ | 85713 | Pima | 2 | Perm Closure | 1992-04-14 | 2500 | Diesel | COMPARTMENT A | Double Walled | Fiberglass Reinforced Plastic | Pressure | Double Walled | Fiberglass Reinforced Plastic | Removal | 2010-03-09
0-007639 | CLIFFORD G MCFARLAND | 3410 W WASHINGTON ST | PHOENIX | AZ | 85009 | Maricopa | 2 | Perm Closure | 1970-06-01 | 1000 | Gasoline | COMPARTMENT A | Unknown | Asphalt coated or Bare Steel | Suction - Check Valve at the Tank Top |  |  | Removal | 1991-12-27
0-002618 | TOWN OF CLIFTON - YARD | 400 SHANNON HILL | CLIFTON | AZ | 85533 | Greenlee | 1 | Perm Closure | 1969-06-26 | 500 | Gasoline | COMPARTMENT A | Single Walled | Asphalt coated or Bare Steel | Pressure |  |  | Removal | 1992-03-04
0-001286 | CIRCLE K #2700684 | 2089 S AVENUE A | YUMA | AZ | 85364 | Yuma | 5 | Open | 2020-09-23 | 12000 | Gasoline (PUL) | COMPARTMENT A |  |  | Pressure | Double Walled | Flexible
0-008946 | CIRCLE K #2705320 | 4420 E SOUTHERN AVE | MESA | AZ | 85206 | Maricopa | 3 | Open | 1996-03-30 | 12000 | Diesel | COMPARTMENT A | Single Walled | Fiberglass Reinforced Plastic | Pressure | Double Walled | Fiberglass Reinforced Plastic
0-009194 | CIRCLE K #2705326 | 1910 N STATE ROUTE 89 | CHINO VALLEY | AZ | 86323 | Yavapai | 1 | Open | 1997-08-08 | 12000 | Gasoline (UL) | COMPARTMENT A | Double Walled | Fiberglass Reinforced Plastic | Pressure | Double Walled | Fiberglass Reinforced Plastic
0-002310 | FELDMAN QUARRY |  | ARAVAIPA CANYON |  |  | Pinal | 1 | Perm Closure | 1984-02-18 | 1000 | Kerosene | COMPARTMENT A | Single Walled | Asphalt coated or Bare Steel |  |  |  | Removal | 1988-06-10
0-001666 | ROUTE 66 AUTO CARE | 801 W ROUTE 66 | WILLIAMS | AZ | 86046 | Coconino | 6 | Perm Closure | 1991-04-15 | 12000 | Gasoline | COMPARTMENT A |  | Fiberglass Reinforced Plastic | Pressure | Double Walled | Fiberglass Reinforced Plastic | Removal | 2018-10-25
0-001666 | ROUTE 66 AUTO CARE | 801 W ROUTE 66 | WILLIAMS | AZ | 86046 | Coconino | 10 | Open | 2018-12-27 | 12000 | Gasoline (UL) | COMPARTMENT A | Double Walled | Fiberglass Reinforced Plastic | Pressure | Double Walled | Fiberglass Reinforced Plastic
0-002142 | SPEEDI CAR WASH & FUEL | 915 S MILTON RD | FLAGSTAFF | AZ | 86001 | Coconino | 3 | Perm Closure | 1974-01-01 | 10000 | Gasoline | COMPARTMENT A |  | Asphalt coated or Bare Steel |  |  |  | Removal | 1990-05-22
0-000194 | ADPS - CASA GRANDE DISTRICT OFFICE | 410 W CENTENNIAL BLVD | CASA GRANDE | AZ | 85122 | Pinal | 1 | Perm Closure | 1982-01-01 | 10000 | Gasoline | COMPARTMENT A | Single Walled | Asphalt coated or Bare Steel | Pressure | Single Walled | Bare or Galvanized Steel | Removal | 1998-01-06
0-002727 | ED'S PARKING & STORAGE | 149 N TERRACE AVE | NOGALES | AZ | 85621 | Santa Cruz | 1 | Perm Closure | 1971-01-01 | 10000 | Gasoline | COMPARTMENT A |  | Asphalt coated or Bare Steel | Suction - Check Valve at the Tank Top |  | Fiberglass Reinforced Plastic | Removal | 2001-12-05
0-002227 | HONEYWELL ENGINES - SYSTEMS & SERVICES | 111 S 34TH ST | PHOENIX | AZ | 85034 | Maricopa | 1 | Perm Closure | 1985-01-01 | 10000 | Jet Fuel | COMPARTMENT A | Double Walled | Fiberglass Reinforced Plastic | Suction - Check Valve at the Tank Top | Double Walled | Fiberglass Reinforced Plastic | Removal | 2011-12-01
0-002227 | HONEYWELL ENGINES - SYSTEMS & SERVICES | 111 S 34TH ST | PHOENIX | AZ | 85034 | Maricopa | 8 | Open | 1986-01-01 | 20000 | Jet Fuel | COMPARTMENT A | Double Walled | Fiberglass Reinforced Plastic | Suction - Check Valve at the Tank Top | Double Walled | Fiberglass Reinforced Plastic
0-002227 | HONEYWELL ENGINES - SYSTEMS & SERVICES | 111 S 34TH ST | PHOENIX | AZ | 85034 | Maricopa | 14 | Open | 1986-01-01 | 20000 | Jet Fuel | COMPARTMENT A | Double Walled | Fiberglass Reinforced Plastic | Suction - Check Valve at the Tank Top | Double Walled | Fiberglass Reinforced Plastic
0-002227 | HONEYWELL ENGINES - SYSTEMS & SERVICES | 111 S 34TH ST | PHOENIX | AZ | 85034 | Maricopa | 6 | Open | 1986-01-01 | 10000 | Jet Fuel | COMPARTMENT A | Double Walled | Fiberglass Reinforced Plastic | Suction - Check Valve at the Tank Top | Double Walled | Fiberglass Reinforced Plastic
0-002227 | HONEYWELL ENGINES - SYSTEMS & SERVICES | 111 S 34TH ST | PHOENIX | AZ | 85034 | Maricopa | 12 | Open | 1986-01-01 | 20000 | Jet Fuel | COMPARTMENT A | Double Walled | Fiberglass Reinforced Plastic | Suction - Check Valve at the Tank Top | Double Walled | Fiberglass Reinforced Plastic
0-002227 | HONEYWELL ENGINES - SYSTEMS & SERVICES | 111 S 34TH ST | PHOENIX | AZ | 85034 | Maricopa | 27 | Perm Closure | 1987-02-01 | 10000 | Unidentified | COMPARTMENT A | Double Walled | Fiberglass Reinforced Plastic |  |  |  | Removal | 2012-11-29
0-002227 | HONEYWELL ENGINES - SYSTEMS & SERVICES | 111 S 34TH ST | PHOENIX | AZ | 85034 | Maricopa | 10 | Open | 1986-01-01 | 20000 | Jet Fuel | COMPARTMENT A | Double Walled | Fiberglass Reinforced Plastic | Suction - Check Valve at the Tank Top | Double Walled | Fiberglass Reinforced Plastic
0-002227 | HONEYWELL ENGINES - SYSTEMS & SERVICES | 111 S 34TH ST | PHOENIX | AZ | 85034 | Maricopa | 24 | Perm Closure | 1987-02-01 | 10000 | Unidentified | COMPARTMENT A | Double Walled | Fiberglass Reinforced Plastic | Suction - Check Valve at the Tank Top | Double Walled | Fiberglass Reinforced Plastic | Removal | 2012-11-19
0-000515 | ARCO #5275 | 2926 GRAND AVE | PHOENIX | AZ | 85017 | Maricopa | 1 | Perm Closure | 2005-06-17 | 10000 | Gasoline | COMPARTMENT A | Single Walled | Asphalt coated or Bare Steel | Pressure |  |  | Removal | 1993-11-17
0-001431 | RAPID IN AND OUT | 125 E MCDOWELL RD | PHOENIX | AZ | 85004 | Maricopa | 1 | Perm Closure | 1987-04-24 | 15000 | Gasoline | COMPARTMENT A | Single Walled | Asphalt coated or Bare Steel | Pressure | Single Walled | Bare or Galvanized Steel | Removal | 2013-02-14
0-005629 | FUELCO #107 | 3839 S 7TH ST | PHOENIX | AZ | 85040 | Maricopa | 6 | Open | 1985-01-01 | 10000 | Diesel | COMPARTMENT A |  | Asphalt coated or Bare Steel | Pressure |  | Fiberglass Reinforced Plastic
0-003702 | PHELPS FORD INC | 393 W ALDEN RD | KEARNY | AZ | 85137 | Pinal | 2 | Perm Closure | 1966-01-01 | 6000 | Gasoline | COMPARTMENT A |  | Asphalt coated or Bare Steel |  |  |  | Removal | 1974-06-01
0-008403 | DISTRICT SERVICES OFFICE | 415 E GRANT ST | PHOENIX | AZ | 85004 | Maricopa | 1 | Perm Closure | 1965-01-01 | 350 | Used Oil/Waste Oil | COMPARTMENT A | Double Walled | Asphalt coated or Bare Steel |  |  |  | Removal | 1991-01-01
0-006014 | MARGARETS COMMISSARY | 5639 N 54TH AVE | GLENDALE | AZ | 85301 | Maricopa | 1 | Perm Closure | 1981-03-26 | 2000 | Gasoline | COMPARTMENT A | Double Walled | Asphalt coated or Bare Steel |  |  |  | Removal | 1989-11-27
0-002920 | USDOJ INS - BORDER PATROL TUCSON AIRPORT | 2000 E AIRPORT DR | TUCSON | AZ | 85756 | Pima | 1 | Perm Closure | 1980-04-01 | 10000 | Jet Fuel | COMPARTMENT A |  | Asphalt coated or Bare Steel | Pressure |  |  | Removal | 2001-06-26
0-009801 | ED PASTOR TRANSIT CENTER | 16 W BROADWAY RD | PHOENIX | AZ | 85041 | Maricopa | 1 | Perm Closure | 1971-01-01 | 1000 | Unidentified | COMPARTMENT A | Single Walled | Asphalt coated or Bare Steel | Suction - Check Valve at the Tank Top | Single Walled | Bare or Galvanized Steel | Removal | 2001-11-29
0-002196 | FLAGSTAFF 4 X 4 | 2920 E ROUTE 66 | FLAGSTAFF | AZ | 86004 | Coconino | 4 | Perm Closure | 1971-04-10 | 4000 | Used Oil/Waste Oil | COMPARTMENT A | Unknown | Unknown |  |  |  | Removal | 1990-05-14
0-009269 | THE BOOK STORE | 4230 N 7TH AVE | PHOENIX | AZ | 85013 | Maricopa | 1 | Perm Closure | 2005-06-17 | 500 | Solvent | COMPARTMENT A | Double Walled | Fiberglass Reinforced Plastic |  |  |  | Removal | 1998-04-22
0-003638 | TOWN OF PAYSON - MAINTENANCE YARD | 500 S GREEN VALLEY PKWY | PAYSON | AZ | 85541 | Gila | 5 | Perm Closure | 1972-01-01 | 2000 | Diesel | COMPARTMENT A |  | Asphalt coated or Bare Steel |  |  |  | Removal | 1987-01-01
0-002149 | FLAGSTAFF UNIFIED SCHOOL DISTRICT #1 - TRANSPORTATION | 5400 E RAILHEAD AVE | FLAGSTAFF | AZ | 86004 | Coconino | 1 | Open | 1983-10-07 | 10000 | Diesel | COMPARTMENT A | Single Walled | Asphalt coated or Bare Steel | Pressure
0-006591 | TRUST SERVICES OF AMERICA INC | 733 N 21ST AVE | PHOENIX | AZ | 85009 | Maricopa | 1 | Perm Closure | 1952-01-01 | 1000 | Gasoline | COMPARTMENT A | Single Walled | Asphalt coated or Bare Steel |  |  |  | Removal | 1988-10-13
0-009635 | TEXACO CRESCENT | 1821 S COUNTRY CLUB DR | MESA | AZ | 85210 | Maricopa | 1 | Perm Closure | 2000-04-14 | 6000 | Gasoline | COMPARTMENT B | Double Walled | Composite (Steel/Fiberglass) |  |  |  | Removal | 2014-11-13
0-002281 | WASHINGTON HIGH SCHOOL | 2217 W GLENDALE AVE | PHOENIX | AZ | 85021 | Maricopa | 1 | Perm Closure | 1978-04-11 | 2000 | Gasoline | COMPARTMENT A | Single Walled | Asphalt coated or Bare Steel |  |  |  | Removal | 1989-07-17
0-005217 | U-HAUL CO | 4655 N ORACLE RD | TUCSON | AZ | 85705 | Pima | 2 | Perm Closure | 1978-12-27 | 8000 | Gasoline | COMPARTMENT A | Double Walled | Asphalt coated or Bare Steel |  |  |  | Removal | 1989-08-03
0-000897 | TWO BROTHERS X | 1163 W BROADWAY RD | MESA | AZ | 85210 | Maricopa | 1 | Perm Closure | 1966-01-01 | 5000 | Unidentified | COMPARTMENT A |  | Asphalt coated or Bare Steel |  |  |  | Removal | 1988-04-19
0-006861 | M L BROWN PROPERTY | 3450 E 34TH ST | TUCSON | AZ | 85713 | Pima | 1 | Perm Closure | 2005-06-17 | 8000 | Gasoline | COMPARTMENT A | Double Walled | Asphalt coated or Bare Steel | Suction - Check Valve at the Tank Top |  | Bare or Galvanized Steel | Removal | 1990-05-22
0-002726 | JOE'S SERVICE STATION | 23396 MAIN ST | SAN LUIS | AZ | 85336 | Yuma | 2 | Perm Closure | 1966-01-08 | 7500 | Gasoline | COMPARTMENT A | Double Walled | Asphalt coated or Bare Steel |  |  |  | Removal | 1991-08-15
0-004455 | SHELL FOOD MART | 2120 S MILTON RD | FLAGSTAFF | AZ | 86001 | Coconino | 3 | Perm Closure | 1987-01-01 | 6000 | Gasoline | COMPARTMENT A | Double Walled | Composite (Steel/Fiberglass) | Pressure |  | Fiberglass Reinforced Plastic | Removal | 2019-10-09
0-004097 | SIGN OR MAILBOX VERDE ENTERPRISE | 1429 E HADLEY ST | PHOENIX | AZ | 85034 | Maricopa | 1 | Perm Closure | 1986-01-01 | 4000 | Gasoline | COMPARTMENT A | Unknown | Asphalt coated or Bare Steel | Gravity Feed |  | Bare or Galvanized Steel | Removal | 1992-06-17
0-005891 | CIRCLE K #2701998 | 1834 W GRANT ST | PHOENIX | AZ | 85007 | Maricopa | 3 | Open | 1986-11-10 | 10000 | Gasoline | COMPARTMENT A | Double Walled | Fiberglass Reinforced Plastic | Pressure |  | Fiberglass Reinforced Plastic
0-001687 | ROBERT CRIST & CO | 8833 N BLACK CANYON HWY | PHOENIX | AZ | 85021 | Maricopa | 1 | Perm Closure | 1975-01-01 | 4000 | Gasoline | COMPARTMENT A |  | Asphalt coated or Bare Steel | Suction - Check Valve at the Tank Top |  |  | Removal | 1992-11-13
0-006081 | BANNER - GOOD SAMARITAN MEDICAL CENTER | 901 E WILLETTA ST | PHOENIX | AZ | 85006 | Maricopa | 1 | Perm Closure | 1988-04-01 | 550 | Diesel | COMPARTMENT A | Single Walled | Fiberglass Reinforced Plastic | Suction - Check Valve at the Dispenser |  | Bare or Galvanized Steel | Removal | 2019-08-08
0-003047 | AVONDALE MAINTENANCE YARD | 936 E VAN BUREN ST | AVONDALE | AZ | 85323 | Maricopa | 4 | Perm Closure | 1971-03-08 | 500 | Used Oil/Waste Oil | COMPARTMENT A | Double Walled | Asphalt coated or Bare Steel |  |  |  | Removal | 1992-10-06
0-003047 | AVONDALE MAINTENANCE YARD | 936 E VAN BUREN ST | AVONDALE | AZ | 85323 | Maricopa | 3 | Perm Closure | 1971-03-08 | 10000 | Gasoline | COMPARTMENT A | Double Walled | Asphalt coated or Bare Steel |  |  |  | Removal | 1988-01-01
0-003069 | MARTINEZ LAKE RESORT - BOAT SHOP | 10430 E MARTINEZ LAKE RD | MARTINEZ LAKE | AZ | 85365 | Yuma | 2 | Perm Closure | 1982-01-01 | 5000 | Gasoline | COMPARTMENT A | Unknown | Asphalt coated or Bare Steel | Pressure |  |  | Removal | 2005-10-11
0-000309 | ARCO #5522 | 1207 N 75TH AVE | PHOENIX | AZ | 85043 | Maricopa | 2 | Open | 1989-07-01 | 12000 | Gasoline | COMPARTMENT A | Double Walled | Fiberglass Reinforced Plastic | Pressure | Double Walled | Fiberglass Reinforced Plastic
0-005466 | CIRCLE K #2930 | 2194 N TREKELL RD | CASA GRANDE | AZ | 85122 | Pinal | 5 | Open | 1995-03-22 | 10000 | Gasoline | COMPARTMENT A | Single Walled | Fiberglass Reinforced Plastic | Pressure | Double Walled | Fiberglass Reinforced Plastic
0-004742 | STAR LIQUOR INC - FORMER | 701 E MOHAVE ST | PHOENIX | AZ | 85034 | Maricopa | 2 | Perm Closure | 1973-05-04 | 10000 | Gasoline | COMPARTMENT A | Unknown | Asphalt coated or Bare Steel | Pressure |  | Bare or Galvanized Steel | Removal | 1996-03-27
0-005465 | CIRCLE K #2928 | 2000 W AMERICAN AVE | ORACLE | AZ | 85623 | Pinal | 3 | Open | 1995-12-02 | 10000 | Gasoline | COMPARTMENT A | Single Walled | Fiberglass Reinforced Plastic | Pressure | Double Walled | Fiberglass Reinforced Plastic
0-006875 | VETERANS AFFAIRS MEDICAL CENTER | 3601 S 6TH AVE | TUCSON | AZ | 85723 | Pima | 9 | Open | 2006-12-09 | 3000 | Diesel | COMPARTMENT A | Double Walled | Fiberglass Reinforced Plastic
0-006875 | VETERANS AFFAIRS MEDICAL CENTER | 3601 S 6TH AVE | TUCSON | AZ | 85723 | Pima | 1 | Perm Closure | 1984-01-01 | 550 | Diesel | COMPARTMENT A |  | Fiberglass Reinforced Plastic | Suction - Check Valve at the Tank Top |  | Bare or Galvanized Steel | Removal | 2000-06-22
0-001319 | CIRCLE K #811 | 4875 S PARK AVE | TUCSON | AZ | 85714 | Pima | 1 | Perm Closure | 1972-01-01 | 10000 | Gasoline | COMPARTMENT A |  | Asphalt coated or Bare Steel |  |  |  | Removal | 1995-10-17
0-001444 | CIRCLE K #1583 | 1401 W GRANT RD | TUCSON | AZ | 85745 | Pima | 1 | Perm Closure | 1969-01-01 | 10000 | Gasoline | COMPARTMENT A |  | Asphalt coated or Bare Steel | Pressure |  |  | Removal | 1995-02-07
0-002244 | POWER PONTIAC BUICK GMC | 6640 E MCDOWELL RD | SCOTTSDALE | AZ | 85257 | Maricopa | 3 | Perm Closure | 1974-01-01 | 500 | Unidentified | COMPARTMENT A | Single Walled | Asphalt coated or Bare Steel |  |  |  | Removal | 1992-02-28
0-007560 | NELSON TRUCKING CO | 6623 W LOWER BUCKEYE RD | PHOENIX | AZ | 85043 | Maricopa | 1 | Perm Closure | 2005-06-17 |  | Unidentified | COMPARTMENT A | Double Walled | Asphalt coated or Bare Steel |  |  |  | Removal | 1990-03-27
0-003877 | CITY OF PHOENIX - SOUTH TRANSIT FACILITY | 2225 W LOWER BUCKEYE RD | PHOENIX | AZ | 85009 | Maricopa | 29 | Open | 2016-02-02 | 3000 | New Oil | COMPARTMENT A | Double Walled | Fiberglass Reinforced Plastic | Suction - Check Valve at the Tank Top | Double Walled | Fiberglass Reinforced Plastic
0-003877 | CITY OF PHOENIX - SOUTH TRANSIT FACILITY | 2225 W LOWER BUCKEYE RD | PHOENIX | AZ | 85009 | Maricopa | 9 | Perm Closure | 1982-01-01 | 6000 | New Oil | COMPARTMENT A | Double Walled | Fiberglass Reinforced Plastic | Suction - Check Valve at the Tank Top | Single Walled | Bare or Galvanized Steel | Removal | 2015-12-22
0-003877 | CITY OF PHOENIX - SOUTH TRANSIT FACILITY | 2225 W LOWER BUCKEYE RD | PHOENIX | AZ | 85009 | Maricopa | 26 | Open | 2017-02-21 | 2500 | Used Oil/Waste Oil | COMPARTMENT A | Double Walled | Fiberglass Reinforced Plastic | Pressure | Double Walled | Fiberglass Reinforced Plastic
0-003877 | CITY OF PHOENIX - SOUTH TRANSIT FACILITY | 2225 W LOWER BUCKEYE RD | PHOENIX | AZ | 85009 | Maricopa | 2 | Perm Closure | 1982-01-01 | 20000 | Diesel | COMPARTMENT A | Double Walled | Fiberglass Reinforced Plastic | Pressure | Single Walled | Bare or Galvanized Steel | Removal | 2016-09-14
0-000938 | SHELL #24 | 5904 W GREENWAY RD | GLENDALE | AZ | 85306 | Maricopa | 4 | Perm Closure | 1983-01-01 | 12000 | Gasoline | COMPARTMENT A |  | Asphalt coated or Bare Steel | Pressure |  |  | Removal | 1988-11-01
0-000938 | SHELL #24 | 5904 W GREENWAY RD | GLENDALE | AZ | 85306 | Maricopa | 8 | Open | 1988-11-18 | 10000 | Gasoline | COMPARTMENT A | Double Walled | Fiberglass Reinforced Plastic | Pressure | Double Walled | Fiberglass Reinforced Plastic
0-000644 | CHEVRON #9-6526 | 5927 N 27TH AVE | PHOENIX | AZ | 85017 | Maricopa | 4 | Perm Closure | 1985-01-01 | 1000 | Used Oil/Waste Oil | COMPARTMENT A | Double Walled | Fiberglass Reinforced Plastic | Gravity Feed |  | Fiberglass Reinforced Plastic | Removal | 1998-03-03
0-005300 | ZAINAB 76 UNION | 6401 N ORACLE RD | TUCSON | AZ | 85704 | Pima | 4 | Perm Closure | 1985-01-01 | 12000 | Gasoline | COMPARTMENT A | Double Walled | Composite (Steel/Fiberglass) | Pressure |  | Fiberglass Reinforced Plastic | Removal | 2015-04-22
0-005300 | ZAINAB 76 UNION | 6401 N ORACLE RD | TUCSON | AZ | 85704 | Pima | 5 | Perm Closure | 1989-01-01 | 250 | Used Oil/Waste Oil | COMPARTMENT A | Double Walled | Composite (Steel/Fiberglass) | Gravity Feed |  |  | Removal | 2015-04-22
0-005341 | USARMY - YUMA PROVING GROUNDS | 301 C ST | YUMA | AZ | 85365 | Yuma | 21 | Perm Closure | 1991-03-22 | 10000 | Gasoline | COMPARTMENT A | Double Walled | Fiberglass Reinforced Plastic | Pressure | Double Walled | Fiberglass Reinforced Plastic | Removal | 2008-10-09
0-006062 | WELLS QUICK STOP | 21855 NW GRAND AVE | WITTMANN | AZ | 85361 | Maricopa | 1 | Perm Closure | 1974-03-02 | 10000 | Gasoline | COMPARTMENT A | Unknown | Asphalt coated or Bare Steel | Pressure |  |  | Removal | 2000-05-01
0-001203 | CIRCLE K #2700241 | 730 N F AVE | DOUGLAS | AZ | 85607 | Cochise | 1 | Perm Closure | 1978-01-01 | 4000 | Gasoline | COMPARTMENT A | Single Walled | Asphalt coated or Bare Steel | Pressure | Single Walled | Fiberglass Reinforced Plastic | Removal | 2017-10-05
0-000526 | ARCO #1519 | 3501 W PEORIA AVE | PHOENIX | AZ | 85029 | Maricopa | 3 | Perm Closure | 1971-01-01 | 6000 | Gasoline | COMPARTMENT A |  | Asphalt coated or Bare Steel |  |  |  | Removal | 1989-01-01
0-000497 | ARCO #5291 | 9805 W PEORIA AVE | PEORIA | AZ | 85345 | Maricopa | 6 | Perm Closure | 1989-09-01 | 10000 | Gasoline | COMPARTMENT A | Double Walled | Fiberglass Reinforced Plastic | Pressure | Double Walled | Fiberglass Reinforced Plastic | Removal | 1993-10-26
0-000497 | ARCO #5291 | 9805 W PEORIA AVE | PEORIA | AZ | 85345 | Maricopa | 2 | Perm Closure | 2005-06-17 | 10000 | Gasoline | COMPARTMENT A |  | Asphalt coated or Bare Steel |  |  |  | Removal | 1989-09-19
0-002939 | PENSKE TRUCK LEASING CO | 1541 W BELL DE MAR DR | TEMPE | AZ | 85283 | Maricopa | 1 | Perm Closure | 1983-01-01 | 12000 | Diesel | COMPARTMENT A | Double Walled | Composite (Steel/Fiberglass) | Pressure |  | Bare or Galvanized Steel | Removal | 1996-01-08
0-001430 | CIRCLE K #27001574 | 2012 W SOUTHERN AVE | MESA | AZ | 85202 | Maricopa | 10 | Open | 2010-07-16 | 12000 | Diesel | COMPARTMENT A | Double Walled | Fiberglass Reinforced Plastic | Pressure | Double Walled | Fiberglass Reinforced Plastic
0-005476 | CIRCLE K #2941 | 500 S HASKELL AVE | WILLCOX | AZ | 85643 | Cochise | 2 | Open | 1981-01-01 | 10000 | Gasoline | COMPARTMENT A |  | Asphalt coated or Bare Steel | Pressure | Double Walled | Fiberglass Reinforced Plastic
0-004695 | SOUTHWEST FOREST INDUSTRIES |  | EAGAR |  |  | Apache | 2 | Perm Closure | 1971-03-25 | 4000 | Gasoline | COMPARTMENT A | Unknown | Asphalt coated or Bare Steel |  |  |  | Removal | 1989-09-30
0-006838 | MAMMOTH AUTO PARTS & SERVICE | 728 S OLD HWY 77 | MAMMOTH | AZ | 85618 | Pinal | 5 | Perm Closure | 1993-01-13 | 6000 | Gasoline | COMPARTMENT A | Double Walled | Composite (Steel/Fiberglass) | Pressure | Double Walled | Fiberglass Reinforced Plastic | Removal | 2016-05-19
0-000733 | BOB M'S TIRE | 201 S ARIZONA AVE | CHANDLER | AZ | 85225 | Maricopa | 2 | Perm Closure | 1961-01-01 | 10000 | Gasoline | COMPARTMENT A |  | Asphalt coated or Bare Steel |  |  |  | Removal | 1990-01-03
0-003235 | LUCKY 7 | 8946 N 7TH ST | PHOENIX | AZ | 85020 | Maricopa | 5 | Perm Closure | 1987-12-01 | 10000 | Gasoline | COMPARTMENT A | Double Walled | Fiberglass Reinforced Plastic | Pressure |  | Fiberglass Reinforced Plastic | Removal | 1993-03-16
0-004597 | BOWIE DEPOT | 1 RAILROAD AVE | BOWIE | AZ | 85605 | Cochise | 7 | Perm Closure | 2005-06-17 | 150 | Kerosene | COMPARTMENT A | Unknown | Unknown |  |  |  | Removal | 1990-02-07
0-004597 | BOWIE DEPOT | 1 RAILROAD AVE | BOWIE | AZ | 85605 | Cochise | 6 | Perm Closure | 2005-06-17 | 150 | Kerosene | COMPARTMENT A | Unknown | Unknown |  |  |  | Removal | 1990-02-07
0-000604 | RAYS TIRE SERVICE | 202 E BROADWAY RD | MESA | AZ | 85210 | Maricopa | 5 | Perm Closure | 1968-01-01 | 7500 | Kerosene | COMPARTMENT A | Single Walled | Asphalt coated or Bare Steel | Pressure |  | Fiberglass Reinforced Plastic | Removal | 1997-02-04
0-003481 | PINETOP ROAD EQUIPMENT YARD | 1892 S PINE LAKE RD | PINETOP-LAKESIDE | AZ | 85935 | Navajo | 4 | Perm Closure | 1989-01-01 | 500 | Used Oil/Waste Oil | COMPARTMENT A | Double Walled | Asphalt coated or Bare Steel |  |  |  | Removal | 1999-06-08
0-001617 | W J COLLUM ROOFING CO | 3928 E ANNE ST | PHOENIX | AZ | 85040 | Maricopa | 2 | Perm Closure | 1983-01-01 | 5000 | Diesel | COMPARTMENT A |  | Asphalt coated or Bare Steel |  |  |  | Removal | 1990-03-19
0-004826 | RICK MURPHY'S SHELL | 1198 W OLD HWY 66 | ASH FORK | AZ | 86320 | Yavapai | 2 | Perm Closure | 1985-01-01 | 6000 | Gasoline | COMPARTMENT A | Single Walled | Asphalt coated or Bare Steel | Pressure |  | Fiberglass Reinforced Plastic | Removal | 2017-11-30
0-002996 | SUN DEVIL AUTO - FORMER | 1824 E BASELINE RD | TEMPE | AZ | 85283 | Maricopa | 2 | Perm Closure | 2005-06-17 | 10000 | Gasoline | COMPARTMENT A | Unknown | Asphalt coated or Bare Steel | Pressure |  |  | Removal | 1992-11-19
0-002015 | EXXONMOBIL OIL CORP #742860 | 6500 S 6TH AVE | TUCSON | AZ | 85756 | Pima | 1 | Perm Closure | 1963-01-01 | 10000 | Gasoline | COMPARTMENT A | Single Walled | Asphalt coated or Bare Steel | Pressure | Single Walled | Bare or Galvanized Steel | Removal | 1992-12-08
0-002015 | EXXONMOBIL OIL CORP #742860 | 6500 S 6TH AVE | TUCSON | AZ | 85756 | Pima | 2 | Perm Closure | 1963-01-01 | 10000 | Gasoline | COMPARTMENT A | Single Walled | Asphalt coated or Bare Steel | Pressure | Single Walled | Bare or Galvanized Steel | Removal | 1992-12-08
0-002203 | PAULEY CONSTRUCTION | 2041 W ADOBE DR | PHOENIX | AZ | 85027 | Maricopa | 5 | Perm Closure | 1981-01-01 | 500 | Used Oil/Waste Oil | COMPARTMENT A |  | Asphalt coated or Bare Steel | Gravity Feed |  |  | Removal | 1998-10-20
0-009136 | CAMPGROUND - STORE - SERVICE STATION |  | PARKS |  |  | Coconino | 2 | Perm Closure | 2005-06-17 | 650 | Gasoline | COMPARTMENT A | Double Walled | Asphalt coated or Bare Steel |  |  |  | Removal | 1997-10-01
0-006503 | DESERT VIDEOLAND OASIS | 10338 N HIGHWAY 191 | ELFRIDA | AZ | 85610 | Cochise | 1 | Perm Closure | 1976-01-01 | 3000 | Gasoline | COMPARTMENT A |  | Asphalt coated or Bare Steel | Suction - Check Valve at the Dispenser |  | Fiberglass Reinforced Plastic | Removal | 1999-09-14
0-009392 | 7-ELEVEN #32281 | 1795 E UNIVERSITY DR | TEMPE | AZ | 85281 | Maricopa | 1 | Perm Closure | 1998-11-01 | 15000 | Gasoline | COMPARTMENT A | Double Walled | Asphalt coated or Bare Steel | Pressure | Double Walled |  | Removal | 2019-05-16
0-005031 | IRMAS MEXICAN FOOD | 9323 W VAN BUREN ST | TOLLESON | AZ | 85353 | Maricopa | 2 | Perm Closure | 1966-01-01 | 8000 | Gasoline | COMPARTMENT A |  | Asphalt coated or Bare Steel |  |  |  | Removal | 1990-09-27
0-004099 | BLUE RIDGE MARKET | 210 S STATE ROUTE 69 | DEWEY | AZ | 86327 | Yavapai | 4 | Open | 1996-05-17 | 6000 | Gasoline (PUL) | COMPARTMENT A | Double Walled | Fiberglass Reinforced Plastic | Pressure | Double Walled | Fiberglass Reinforced Plastic
0-007772 | PAULDEN MINI MART & RV PARK | 23310 N STATE ROUTE 89 | PAULDEN | AZ | 86334 | Yavapai | 4 | Open | 1993-08-10 | 4000 | Gasoline | COMPARTMENT A |  | Fiberglass Reinforced Plastic | Pressure | Double Walled | Fiberglass Reinforced Plastic
0-005716 | YAVAPAI COUNTY - HIGHWAY DEPARTMENT DISTRICT #3 |  | COTTONWOOD |  |  | Yavapai | 5 | Perm Closure | 1980-01-01 | 1000 | Diesel | COMPARTMENT A |  | Asphalt coated or Bare Steel | Pressure |  | Bare or Galvanized Steel | Removal | 1993-03-31
0-000788 | BUCKEYE UNION HIGH SCHOOL DISTRICT | 902 E EASON AVE | BUCKEYE | AZ | 85326 | Maricopa | 2 | Perm Closure | 1974-01-10 | 1000 | Gasoline | COMPARTMENT A |  | Asphalt coated or Bare Steel |  |  |  | Removal | 1992-09-16
0-005433 | CIRCLE K #2885 | 3618 W BUCKEYE RD | PHOENIX | AZ | 85009 | Maricopa | 2 | Perm Closure | 1979-01-01 | 10000 | Diesel | COMPARTMENT A | Single Walled | Asphalt coated or Bare Steel | Pressure |  | Fiberglass Reinforced Plastic | Removal | 2005-01-26
0-005433 | CIRCLE K #2885 | 3618 W BUCKEYE RD | PHOENIX | AZ | 85009 | Maricopa | 8 | Open | 1986-10-01 | 10000 | Gasoline (UL) | COMPARTMENT A | Double Walled | Fiberglass Reinforced Plastic | Pressure | Double Walled | Fiberglass Reinforced Plastic
0-005433 | CIRCLE K #2885 | 3618 W BUCKEYE RD | PHOENIX | AZ | 85009 | Maricopa | 5 | Perm Closure | 1979-04-25 | 6000 | Diesel | COMPARTMENT A | Single Walled | Asphalt coated or Bare Steel | Pressure |  | Fiberglass Reinforced Plastic | Removal | 2005-01-26
0-009129 | ARCO AM/PM #81414 | 10001 S HARBOR AVE | MOHAVE VALLEY | AZ | 86440 | Mohave | 3 | Open | 1989-10-01 | 12000 | Gasoline | COMPARTMENT A |  | Asphalt coated or Bare Steel | Pressure | Double Walled
0-009417 | EWING PROPERTY | 4040 E MAGNOLIA ST | PHOENIX | AZ | 85034 | Maricopa | 3 | Perm Closure | 2005-06-17 | 6000 | Diesel | COMPARTMENT A | Double Walled | Fiberglass Reinforced Plastic |  |  |  | Removal | 1999-02-05
0-004081 | SANDY'S SHORT STOP | 2121 N HIGHWAY 90 | HUACHUCA CITY | AZ | 85616 | Cochise | 1 | Perm Closure | 1979-01-01 | 10000 | Gasoline | COMPARTMENT A |  | Asphalt coated or Bare Steel | Pressure |  | Fiberglass Reinforced Plastic | Removal | 2007-07-11
0-002643 | CAMPBELL REDI-MIX | 1510 COPPER DR | LAKE HAVASU CITY | AZ | 86403 | Mohave | 1 | Perm Closure | 1982-06-16 | 1000 | Diesel | COMPARTMENT A | Single Walled | Asphalt coated or Bare Steel |  |  |  | Removal | 1988-06-23
0-000555 | AT&T - TUCSON CENTRAL OFFICE | 126 E ALAMEDA ST | TUCSON | AZ | 85701 | Pima | 1 | Perm Closure | 1972-01-01 | 10000 | Diesel | COMPARTMENT A | Single Walled | Asphalt coated or Bare Steel |  |  |  | Removal | 1994-11-01
0-003452 | TEXACO - GRANT STONE TEXACO | 1 E GRANT RD | TUCSON | AZ | 85705 | Pima | 4 | Perm Closure | 1959-01-16 | 4000 | Gasoline | COMPARTMENT A | Double Walled | Asphalt coated or Bare Steel |  |  |  | Removal | 1992-01-29
0-002174 | FOXWORTH-GALBRAITH LUMBER | 245 S NEELY ST | GILBERT | AZ | 85233 | Maricopa | 3 | Perm Closure | 1975-12-14 | 1000 | Diesel | COMPARTMENT A | Unknown | Unknown |  |  |  | Removal | 1988-09-30
0-009432 | REUTER PROPERTY | 1748 S 6TH AVE | TUCSON | AZ | 85713 | Pima | 1 | Perm Closure | 2005-06-17 | 1000 | Gasoline | COMPARTMENT A | Double Walled | Asphalt coated or Bare Steel | Suction - Check Valve at the Dispenser |  | Bare or Galvanized Steel | Removal | 1999-03-24
0-003113 | CALIBER COLLISION CENTER | 15055 N HAYDEN RD | SCOTTSDALE | AZ | 85260 | Maricopa | 6 | Perm Closure | 1985-04-17 | 1000 | Used Oil/Waste Oil | COMPARTMENT A | Unknown | Asphalt coated or Bare Steel | Gravity Feed | Single Walled | Bare or Galvanized Steel | Removal | 1992-06-05
0-003113 | CALIBER COLLISION CENTER | 15055 N HAYDEN RD | SCOTTSDALE | AZ | 85260 | Maricopa | 1 | Perm Closure | 1985-04-17 | 2000 | Gasoline | COMPARTMENT A | Unknown | Asphalt coated or Bare Steel | Suction - Check Valve at the Tank Top |  |  | Removal | 1992-06-05
0-000751 | CRIST MACHINERY | 2020 N BLACK CANYON HWY | PHOENIX | AZ | 85009 | Maricopa | 2 | Perm Closure | 1969-01-01 | 1000 | Diesel | COMPARTMENT A | Unknown | Unknown |  |  |  | Removal | 1987-10-01
0-007506 | LIBERTY IRON & METAL, INC. | 2144 W MCDOWELL RD | PHOENIX | AZ | 85009 | Maricopa | 1 | Perm Closure | 2005-06-17 | 280 | Used Oil/Waste Oil | COMPARTMENT A | Unknown | Asphalt coated or Bare Steel |  |  |  | Removal | 1960-01-01
0-003912 | ASCENT AVIATION SERVICES | 24641 E PINAL AIR PARK RD | MARANA | AZ | 85653 | Pinal | 3 | Perm Closure | 1942-01-01 | 25000 | Jet A (Kerosene-type Jet Fuel) | COMPARTMENT A | Single Walled | Asphalt coated or Bare Steel |  |  |  | Removal | 1997-01-03
0-003912 | ASCENT AVIATION SERVICES | 24641 E PINAL AIR PARK RD | MARANA | AZ | 85653 | Pinal | 9 | Perm Closure | 1942-01-01 | 12000 | Jet A (Kerosene-type Jet Fuel) | COMPARTMENT A | Single Walled | Concrete |  |  |  | Removal | 1997-01-14
0-003912 | ASCENT AVIATION SERVICES | 24641 E PINAL AIR PARK RD | MARANA | AZ | 85653 | Pinal | 10 | Perm Closure | 1942-01-01 | 12000 | Jet A (Kerosene-type Jet Fuel) | COMPARTMENT A | Single Walled | Concrete |  |  |  | Removal | 1997-01-14
0-000692 | NATIONAL TRUCK STOP | 4966 N CASA GRANDE HWY | TUCSON | AZ | 85743 | Pima | 2 | Perm Closure | 2005-06-17 | 10000 | Diesel | COMPARTMENT A |  | Asphalt coated or Bare Steel | Pressure |  |  | Removal | 1999-12-09
0-000522 | ARCO #5250 | 2740 W NORTHERN AVE | PHOENIX | AZ | 85051 | Maricopa | 2 | Perm Closure | 2005-06-17 | 10000 | Gasoline | COMPARTMENT A | Single Walled | Asphalt coated or Bare Steel |  |  |  | Removal | 1988-05-01
0-000522 | ARCO #5250 | 2740 W NORTHERN AVE | PHOENIX | AZ | 85051 | Maricopa | 4 | Perm Closure | 2005-06-17 | 10000 | Gasoline | COMPARTMENT A | Single Walled | Asphalt coated or Bare Steel |  |  |  | Removal | 1988-05-01
0-000522 | ARCO #5250 | 2740 W NORTHERN AVE | PHOENIX | AZ | 85051 | Maricopa | 3 | Perm Closure | 2005-06-17 | 10000 | Gasoline | COMPARTMENT A | Single Walled | Asphalt coated or Bare Steel |  |  |  | Removal | 1988-05-01
0-007098 | E-Z SERVE #060239 | 580 E STATE ROUTE 89A | COTTONWOOD | AZ | 86326 | Yavapai | 1 | Perm Closure | 1985-01-01 | 10310 | Gasoline | COMPARTMENT A | Double Walled | Asphalt coated or Bare Steel |  |  |  | Removal | 1993-03-23
0-005320 | UNOCAL #6456 | 2417 W BETHANY HOME RD | PHOENIX | AZ | 85015 | Maricopa | 2 | Perm Closure | 1982-01-01 | 10000 | Gasoline | COMPARTMENT A | Double Walled | Fiberglass Reinforced Plastic | Pressure |  | Fiberglass Reinforced Plastic | Removal | 1993-07-22
0-000109 | VANS EXXON | 3761 S MISSION RD | TUCSON | AZ | 85713 | Pima | 5 | Perm Closure | 1960-01-01 | 1000 | Kerosene | COMPARTMENT A |  | Asphalt coated or Bare Steel |  |  |  | Removal | 1990-02-26
0-000109 | VANS EXXON | 3761 S MISSION RD | TUCSON | AZ | 85713 | Pima | 4 | Perm Closure | 1960-01-01 | 1000 | Diesel | COMPARTMENT A |  | Asphalt coated or Bare Steel |  |  |  | Removal | 1990-02-26
0-001679 | MOBIL - CANYON GATEWAY MOBIL | 711 N GRAND CANYON BLVD | WILLIAMS | AZ | 86046 | Coconino | 4 | Open | 1982-01-01 | 10000 | Gasoline (UL) | COMPARTMENT A | Single Walled | Asphalt coated or Bare Steel | Pressure | Single Walled | Bare or Galvanized Steel
0-001432 | CIRCLE K #2701569 | 699 E BUCKEYE RD | PHOENIX | AZ | 85004 | Maricopa | 4 | Perm Closure | 1978-01-01 | 10000 | Gasoline | COMPARTMENT A |  | Asphalt coated or Bare Steel | Pressure |  | Fiberglass Reinforced Plastic | Removal | 1992-01-08
0-001432 | CIRCLE K #2701569 | 699 E BUCKEYE RD | PHOENIX | AZ | 85004 | Maricopa | 10 | Open | 2008-12-19 | 12000 | Diesel | COMPARTMENT A | Double Walled | Fiberglass Reinforced Plastic | Pressure | Double Walled | Fiberglass Reinforced Plastic
0-001432 | CIRCLE K #2701569 | 699 E BUCKEYE RD | PHOENIX | AZ | 85004 | Maricopa | 8 | Open | 2008-12-19 | 20000 | Gasoline | COMPARTMENT A | Double Walled | Fiberglass Reinforced Plastic | Pressure | Double Walled | Fiberglass Reinforced Plastic
0-001257 | CIRCLE K #576 | 100 EL CAMINO REAL | SIERRA VISTA | AZ | 85635 | Cochise | 1 | Perm Closure | 1972-01-01 | 10000 | Gasoline | COMPARTMENT A |  | Asphalt coated or Bare Steel | Pressure |  |  | Removal | 1993-10-22
0-006195 | MOBIL 18-KAW | 7520 W CACTUS RD | PEORIA | AZ | 85381 | Maricopa | 4 | Perm Closure | 1988-01-01 | 10000 | Gasoline | COMPARTMENT A | Double Walled | Fiberglass Reinforced Plastic | Pressure |  | Fiberglass Reinforced Plastic | Removal | 2003-09-12
0-002816 | KALIL BOTTLING | 4045 S 38TH ST | PHOENIX | AZ | 85040 | Maricopa | 1 | Perm Closure | 1984-01-01 | 6000 | Gasoline | COMPARTMENT A |  | Asphalt coated or Bare Steel | Pressure |  |  | Removal | 1996-02-15
0-002816 | KALIL BOTTLING | 4045 S 38TH ST | PHOENIX | AZ | 85040 | Maricopa | 3 | Perm Closure | 1984-01-01 | 12000 | Diesel | COMPARTMENT A |  | Asphalt coated or Bare Steel | Pressure |  |  | Removal | 1996-02-15
0-002816 | KALIL BOTTLING | 4045 S 38TH ST | PHOENIX | AZ | 85040 | Maricopa | 2 | Perm Closure | 1984-01-01 | 6000 | Gasoline | COMPARTMENT A |  | Asphalt coated or Bare Steel | Pressure |  |  | Removal | 1996-02-15
0-009922 | CIRCLE K #2706470 | 5365 N LA CHOLLA BLVD | TUCSON | AZ | 85741 | Pima | 2 | Open | 2003-01-15 | 12000 | Gasoline | COMPARTMENT A | Double Walled | Fiberglass Reinforced Plastic | Pressure | Double Walled | Fiberglass Reinforced Plastic
0-001413 | CIRCLE K #2701445 | 4303 E US HIGHWAY 60 | CLAYPOOL | AZ | 85532 | Gila | 1 | Open | 1982-01-01 | 10000 | Gasoline (PUL) | COMPARTMENT A | Single Walled | Fiberglass Reinforced Plastic | Pressure | Double Walled | Fiberglass Reinforced Plastic
0-009424 | CIRCLE K #2705543 | 4750 E CHANDLER BLVD | PHOENIX | AZ | 85048 | Maricopa | 1 | Perm Closure | 1998-12-08 | 15000 | Gasoline | COMPARTMENT A | Double Walled | Fiberglass Reinforced Plastic | Pressure | Double Walled | Fiberglass Reinforced Plastic | Removal | 2006-01-10
0-002698 | CIRCLE K #2705070 | 1851 W NORTHERN AVE | PHOENIX | AZ | 85021 | Maricopa | 2 | Perm Closure | 1989-06-22 | 10000 | Gasoline | COMPARTMENT A | Double Walled | Fiberglass Reinforced Plastic | Pressure |  | Fiberglass Reinforced Plastic | Removal | 2011-01-19
0-009873 | FORMER SHELL |  | WICKENBURG |  |  | Maricopa | 1 | Perm Closure | 1950-01-01 | 500 | Gasoline | COMPARTMENT A | Unknown | Asphalt coated or Bare Steel |  |  |  | Removal | 2002-08-16
0-001478 | CIRCLE K #2701779 | 5041 W LOWER BUCKEYE RD | PHOENIX | AZ | 85043 | Maricopa | 2 | Open | 1986-01-01 | 10000 | Gasoline | COMPARTMENT A | Single Walled | Fiberglass Reinforced Plastic | Pressure |  | Fiberglass Reinforced Plastic
0-000049 | FAA BUCKEYE VORTAC |  | TONOPAH |  |  | Maricopa | 1 | Perm Closure | 1977-01-01 | 1000 | Gasoline | COMPARTMENT A |  | Asphalt coated or Bare Steel |  |  |  | Removal | 1992-06-02
0-001843 | EAGLE MOUNTAIN RANCH LTD |  | SEDONA |  |  | Yavapai | 1 | Perm Closure | 1946-01-01 | 250 | Gasoline | COMPARTMENT A |  | Asphalt coated or Bare Steel |  |  |  | Removal | 1987-01-01
0-001802 | DOORS UNLIMITED INC | 17066 S 54TH ST | CHANDLER | AZ | 85226 | Maricopa | 1 | Perm Closure | 1978-01-01 | 500 | Unidentified | COMPARTMENT A |  | Asphalt coated or Bare Steel |  |  |  | Removal | 1990-09-19
0-010094 | QUIKTRIP #422 | 8302 W BUCKEYE RD | TOLLESON | AZ | 85353 | Maricopa | 2 | Open | 2005-06-20 | 20000 | Gasoline | COMPARTMENT A | Double Walled | Fiberglass Reinforced Plastic | Pressure | Double Walled | Flexible
0-003838 | CITY OF PHOENIX - FIRE STATION | 3315 W INDIAN SCHOOL RD | PHOENIX | AZ | 85017 | Maricopa | 1 | Perm Closure | 1960-01-01 | 280 | Unidentified | COMPARTMENT A | Single Walled | Asphalt coated or Bare Steel |  |  |  | Removal | 1988-05-23
0-003420 | PHOENIX SOUTHEAST CO #163210 | 5827 S 40TH ST | PHOENIX | AZ | 85040 | Maricopa | 1 | Perm Closure | 1984-01-07 | 1000 | Diesel | COMPARTMENT A | Double Walled | Fiberglass Reinforced Plastic | Suction - Check Valve at the Tank Top |  |  | Removal | 1990-02-01
0-003420 | PHOENIX SOUTHEAST CO #163210 | 5827 S 40TH ST | PHOENIX | AZ | 85040 | Maricopa | 2 | Open | 1999-07-15 | 2500 | Diesel | COMPARTMENT A | Double Walled | Fiberglass Reinforced Plastic | Gravity Feed |  | Fiberglass Reinforced Plastic
0-002641 | ARIZONA SASH & DOOR | 657 W SAINT MARYS RD | TUCSON | AZ | 85701 | Pima | 1 | Perm Closure | 1989-06-28 | 6000 | Gasoline | COMPARTMENT A | Double Walled | Composite (Steel/Fiberglass) |  |  |  | Removal | 1995-02-02
0-004300 | AUTOZONE #2728 | 1523 W THATCHER BLVD | SAFFORD | AZ | 85546 | Graham | 1 | Perm Closure | 1978-01-21 | 10000 | Gasoline | COMPARTMENT A | Unknown | Asphalt coated or Bare Steel |  |  |  | Removal | 1992-01-24
0-007619 | SUPERLITE BLOCK | 2830 E 16TH ST | YUMA | AZ | 85365 | Yuma | 2 | Perm Closure | 1979-10-01 | 15000 | Diesel | COMPARTMENT A | Unknown | Asphalt coated or Bare Steel | Suction - Check Valve at the Tank Top |  | Bare or Galvanized Steel | Removal | 1991-10-29
0-000876 | NEW EASY TRIP/SHELL STATION | 5059 W OLIVE AVE | GLENDALE | AZ | 85302 | Maricopa | 1 | Perm Closure | 1975-01-01 | 10000 | Gasoline | COMPARTMENT A |  | Asphalt coated or Bare Steel |  |  |  | Removal | 1991-03-07
0-000876 | NEW EASY TRIP/SHELL STATION | 5059 W OLIVE AVE | GLENDALE | AZ | 85302 | Maricopa | 2 | Perm Closure | 1975-01-01 | 10000 | Gasoline | COMPARTMENT A |  | Asphalt coated or Bare Steel |  |  |  | Removal | 1991-03-07
0-000850 | SOMBRERO SHELL | 501 E MONROE AVE | BUCKEYE | AZ | 85326 | Maricopa | 5 | Open | 1989-01-01 | 6000 | Gasoline (PUL) | COMPARTMENT A | Double Walled | Fiberglass Reinforced Plastic | Pressure |  | Fiberglass Reinforced Plastic
0-000850 | SOMBRERO SHELL | 501 E MONROE AVE | BUCKEYE | AZ | 85326 | Maricopa | 9 | Open | 2004-01-09 | 4000 | Diesel | COMPARTMENT A | Double Walled | Fiberglass Reinforced Plastic | Pressure | Double Walled | Fiberglass Reinforced Plastic
0-002480 | PENSKE TRUCK LEASING CO | 2219 S 2ND PL | PHOENIX | AZ | 85004 | Maricopa | 2 | Perm Closure | 1978-05-07 | 12000 | Diesel | COMPARTMENT A | Single Walled | Asphalt coated or Bare Steel |  |  |  | Removal | 1987-07-24
0-002480 | PENSKE TRUCK LEASING CO | 2219 S 2ND PL | PHOENIX | AZ | 85004 | Maricopa | 6 | Perm Closure | 1978-05-07 | 500 | Diesel | COMPARTMENT A | Single Walled | Asphalt coated or Bare Steel |  |  |  | Removal | 1987-07-24
0-002480 | PENSKE TRUCK LEASING CO | 2219 S 2ND PL | PHOENIX | AZ | 85004 | Maricopa | 8 | Perm Closure | 1987-06-07 | 12000 | Diesel | COMPARTMENT A | Double Walled | Composite (Steel/Fiberglass) | Pressure |  | Fiberglass Reinforced Plastic | Removal | 2013-07-10
0-003694 | PETRO TRUCK STOP | 5265 N SUNLAND GIN RD | ELOY | AZ | 85131 | Pinal | 5 | Open | 1984-01-01 | 8000 | Used Oil/Waste Oil | COMPARTMENT A | Single Walled | Asphalt coated or Bare Steel | Gravity Feed | Single Walled | Fiberglass Reinforced Plastic
0-003694 | PETRO TRUCK STOP | 5265 N SUNLAND GIN RD | ELOY | AZ | 85131 | Pinal | 7 | Open | 1984-01-01 | 10000 | Gasoline (UL) | COMPARTMENT A | Single Walled | Asphalt coated or Bare Steel | Pressure | Single Walled | Fiberglass Reinforced Plastic
0-003694 | PETRO TRUCK STOP | 5265 N SUNLAND GIN RD | ELOY | AZ | 85131 | Pinal | 8 | Open | 1984-01-01 | 10000 | Gasoline (PUL) | COMPARTMENT A | Single Walled | Asphalt coated or Bare Steel | Pressure | Single Walled | Fiberglass Reinforced Plastic
0-007218 | US AIRWAYS ARENA | 201 E JEFFERSON ST | PHOENIX | AZ | 85004 | Maricopa | 3 | Perm Closure | 2005-06-17 | 4000 | Diesel | COMPARTMENT A | Unknown | Asphalt coated or Bare Steel |  |  |  | Removal | 2003-10-08
0-007218 | US AIRWAYS ARENA | 201 E JEFFERSON ST | PHOENIX | AZ | 85004 | Maricopa | 1 | Perm Closure | 2005-06-17 | 500 | Gasoline | COMPARTMENT A | Unknown | Asphalt coated or Bare Steel |  |  |  | Removal | 1990-09-26
0-005463 | SAMROSE MARKET | 5710 S CAMINO VERDE | TUCSON | AZ | 85757 | Pima | 3 | Open | 1998-02-04 | 10000 | Gasoline | COMPARTMENT A | Double Walled | Composite (Steel/Fiberglass) | Pressure | Double Walled | Flexible
0-002178 | FRAZEE PAINT AND WALLCOVERING | 3212 W THOMAS RD | PHOENIX | AZ | 85017 | Maricopa | 2 | Perm Closure | 1977-01-01 | 5000 | Gasoline | COMPARTMENT A | Unknown | Fiberglass Reinforced Plastic |  |  |  | Removal | 1989-12-21
0-002265 | CITY OF GLENDALE - FLEET MAINTENANCE | 6210 W MYRTLE AVE | GLENDALE | AZ | 85301 | Maricopa | 1 | Perm Closure | 1973-04-30 | 10000 | Gasoline | COMPARTMENT A | Unknown | Unknown |  |  |  | Removal | 1990-12-01
0-006117 | ORA B HOPPER & SON INC | 202 S 30TH ST | PHOENIX | AZ | 85034 | Maricopa | 2 | Perm Closure | 1978-04-12 | 2500 | Gasoline | COMPARTMENT A | Unknown | Asphalt coated or Bare Steel |  |  |  | Removal | 1993-09-16
0-008853 | MOBIL LUBE XPRESS | 7221 E MAIN ST | MESA | AZ | 85207 | Maricopa | 1 | Perm Closure | 1990-02-01 | 4000 | Used Oil/Waste Oil | COMPARTMENT A | Double Walled | Composite (Steel/Fiberglass) | Gravity Feed |  |  | Removal | 2008-07-28
0-003282 | PARCEL 305-06-065A | 3555 KAYENTA RD | GOLDEN VALLEY | AZ | 86413 | Mohave | 1 | Perm Closure | 1985-05-08 | 2000 | Diesel | COMPARTMENT A | Double Walled | Asphalt coated or Bare Steel |  |  |  | Removal | 1990-04-04
0-000936 | SHELL #20 | 942 E PIMA ST | GILA BEND | AZ | 85337 | Maricopa | 6 | Open | 1999-01-01 | 15000 | Diesel | COMPARTMENT A | Double Walled | Fiberglass Reinforced Plastic | Pressure | Double Walled | Fiberglass Reinforced Plastic
0-001093 | KEARA'S WESTOWN CHEVRON | 2850 W CACTUS RD | PHOENIX | AZ | 85029 | Maricopa | 3 | Perm Closure | 1985-01-01 | 10000 | Gasoline | COMPARTMENT A | Double Walled | Fiberglass Reinforced Plastic | Pressure | Double Walled | Fiberglass Reinforced Plastic | Removal | 2019-07-02
0-007740 | R E CANION SALVAGE CITY | 2940 W LINCOLN ST | PHOENIX | AZ | 85009 | Maricopa | 2 | Perm Closure | 1962-01-01 | 2500 | Diesel | COMPARTMENT A | Unknown | Asphalt coated or Bare Steel | Suction - Check Valve at the Tank Top |  |  | Removal | 1993-06-08
0-002231 | GASAMAT #107 | 580 MILLER VALLEY RD | PRESCOTT | AZ | 86301 | Yavapai | 2 | Perm Closure | 1967-01-01 | 15000 | Gasoline | COMPARTMENT A | Double Walled | Composite (Steel/Fiberglass) | Pressure |  | Fiberglass Reinforced Plastic | Removal | 2005-10-05
0-001201 | CIRCLE K #230 | 401 GARDEN AVE | BISBEE | AZ | 85603 | Cochise | 4 | Open | 1998-12-03 | 12000 | Gasoline | COMPARTMENT A | Double Walled | Fiberglass Reinforced Plastic | Pressure | Double Walled | Fiberglass Reinforced Plastic
0-002370 | STILLWELL GRAND PRIX | 4633 E 22ND ST | TUCSON | AZ | 85711 | Pima | 2 | Perm Closure | 1966-05-12 | 550 | Used Oil/Waste Oil | COMPARTMENT A | Single Walled | Asphalt coated or Bare Steel | Gravity Feed |  | Bare or Galvanized Steel | Removal | 1993-11-09
0-001789 | WICKENBURG SHELL/PACK PRIDE | 30210 W HIGHWAY 60 | WICKENBURG | AZ | 85390 | Maricopa | 5 | Temp Closure | 1986-01-01 | 8000 | Diesel | COMPARTMENT A | Single Walled | Asphalt coated or Bare Steel | Pressure |  | Fiberglass Reinforced Plastic |  | 2019-03-01
0-001375 | CIRCLE K #2701184 | 12707 W GRAND AVE | SURPRISE | AZ | 85374 | Maricopa | 3 | Open | 1994-12-21 | 10000 | Gasoline (PUL) | COMPARTMENT A | Single Walled | Fiberglass Reinforced Plastic | Pressure | Double Walled | Fiberglass Reinforced Plastic
0-001375 | CIRCLE K #2701184 | 12707 W GRAND AVE | SURPRISE | AZ | 85374 | Maricopa | 5 | Open | 1994-12-21 | 10000 | Gasoline (UL) | COMPARTMENT A | Single Walled | Fiberglass Reinforced Plastic | Pressure | Double Walled | Fiberglass Reinforced Plastic
0-003188 | HAREE MART | 10444 N SCOTTSDALE RD | SCOTTSDALE | AZ | 85253 | Maricopa | 3 | Perm Closure | 1980-01-01 | 10000 | Gasoline | COMPARTMENT A | Single Walled | Fiberglass Reinforced Plastic | Pressure |  | Fiberglass Reinforced Plastic | Removal | 1998-10-05
0-007675 | SQUAW PEAK EXXON | 707 E GLENDALE AVE | PHOENIX | AZ | 85020 | Maricopa | 4 | Perm Closure | 1987-01-01 | 1000 | Used Oil/Waste Oil | COMPARTMENT A | Single Walled | Fiberglass Reinforced Plastic | Gravity Feed |  | Fiberglass Reinforced Plastic | Removal | 2008-03-19
0-003935 | PLUMBING SUPPLIERS INC | 2555 E GRANT RD | TUCSON | AZ | 85716 | Pima | 2 | Perm Closure | 1981-01-01 | 1000 | Diesel | COMPARTMENT A | Single Walled | Asphalt coated or Bare Steel | Pressure | Single Walled | Bare or Galvanized Steel | Removal | 1992-04-23
0-007625 | BARBARA NICHOLSON | 624 E ROUTE 66 | FLAGSTAFF | AZ | 86001 | Coconino | 2 | Perm Closure | 2005-06-17 | 4000 | Gasoline | COMPARTMENT A | Double Walled | Asphalt coated or Bare Steel |  |  |  | Removal | 1991-11-19
0-000010 | ARIZONA CITRUS GROWERS | 4520 W CAMELBACK RD | GLENDALE | AZ | 85301 | Maricopa | 1 | Perm Closure | 2005-06-17 | 500 | Gasoline | COMPARTMENT A |  | Asphalt coated or Bare Steel |  |  |  | Removal | 1989-10-25
0-008900 | ABC GRINGO GAS |  | LUKEVILLE |  |  | Pima | 2 | Perm Closure | 1992-01-01 | 7500 | Gasoline | COMPARTMENT A | Double Walled | Asphalt coated or Bare Steel | Pressure |  |  | Removal | 1998-10-05
0-008900 | ABC GRINGO GAS |  | LUKEVILLE |  |  | Pima | 4 | Perm Closure | 2005-06-17 | 4000 | Diesel | COMPARTMENT A | Double Walled | Asphalt coated or Bare Steel | Pressure |  |  | Removal | 1998-10-05
0-004609 | 7-ELEVEN #13005 | 1810 W GLENDALE AVE | PHOENIX | AZ | 85021 | Maricopa | 1 | Perm Closure | 1971-02-05 | 8000 | Gasoline | COMPARTMENT A | Unknown | Asphalt coated or Bare Steel |  |  |  | Removal | 1986-07-01
0-001056 | CHEVRON #9-1652 | 92 E CENTER | WICKENBURG | AZ | 85390 | Maricopa | 4 | Perm Closure | 1964-01-01 | 6000 | Gasoline | COMPARTMENT A |  | Asphalt coated or Bare Steel |  |  |  | Removal | 1986-12-31
0-003346 | CASA GRANDE SOC #125108 | 13333 W SELMA HWY | CASA GRANDE | AZ | 85122 | Pinal | 3 | Perm Closure | 1980-01-01 | 4000 | Diesel | COMPARTMENT A | Single Walled | Asphalt coated or Bare Steel | Pressure |  | Fiberglass Reinforced Plastic | Removal | 1997-05-01
0-005065 | TOLLESON ELEMENTARY SCHOOL DISTRICT #17 | 9255 W MONROE | TOLLESON | AZ | 85353 | Maricopa | 1 | Perm Closure | 1965-01-01 | 750 | Gasoline | COMPARTMENT A |  | Asphalt coated or Bare Steel | Suction - Check Valve at the Tank Top |  |  | Removal | 1993-12-29
0-004892 | BUFFALO SOLDIER TRAIL QUARRY | 5231 E BUFFALO SOLDIER TRL | SIERRA VISTA | AZ | 85650 | Cochise | 2 | Perm Closure | 2005-06-17 | 10000 | Gasoline | COMPARTMENT A | Double Walled | Asphalt coated or Bare Steel |  |  |  | Removal | 1989-05-22
0-009486 | EMPIRE 8126 | 2367 S VAL VISTA DR | GILBERT | AZ | 85295 | Maricopa | 1 | Open | 1998-07-29 | 15000 | Gasoline | COMPARTMENT A | Double Walled | Composite (Steel/Fiberglass) | Pressure | Double Walled | Fiberglass Reinforced Plastic
0-002795 | SERVICE STATION | 2109 N 35TH AVE | PHOENIX | AZ | 85009 | Maricopa | 2 | Perm Closure | 1972-01-01 | 6000 | Gasoline | COMPARTMENT A | Single Walled | Asphalt coated or Bare Steel | Pressure |  | Bare or Galvanized Steel | Removal | 1992-05-06
0-003028 | CITY ROOFING | 3620 N 40TH AVE | PHOENIX | AZ | 85019 | Maricopa | 1 | Perm Closure | 2005-06-17 | 1000 | Gasoline | COMPARTMENT A | Double Walled | Asphalt coated or Bare Steel |  |  |  | Removal | 1984-01-01
0-006984 | FOOD N THINGS | 4995 N GRANITE REEF RD | SCOTTSDALE | AZ | 85251 | Maricopa | 2 | Perm Closure | 1986-01-01 | 10000 | Gasoline | COMPARTMENT A | Double Walled | Fiberglass Reinforced Plastic | Pressure |  | Fiberglass Reinforced Plastic | Removal | 1990-12-27
0-006984 | FOOD N THINGS | 4995 N GRANITE REEF RD | SCOTTSDALE | AZ | 85251 | Maricopa | 5 | Open | 2002-06-13 | 12000 | Gasoline | COMPARTMENT A | Double Walled | Composite (Steel/Fiberglass) | Pressure | Double Walled | Flexible
0-001490 | CIRCLE K #2701798 | 4702 E SPEEDWAY BLVD | TUCSON | AZ | 85712 | Pima | 3 | Open | 1985-01-01 | 10000 | Gasoline | COMPARTMENT A | Single Walled | Fiberglass Reinforced Plastic | Pressure | Single Walled | Fiberglass Reinforced Plastic
0-009783 | THRIFTWAY | 2300 NAVAJO BLVD | HOLBROOK | AZ | 86025 | Navajo | 3 | Perm Closure | 2005-06-17 | 10000 | Unidentified | COMPARTMENT A | Double Walled | Asphalt coated or Bare Steel |  |  |  | Removal | 2001-10-17
0-006939 | CIRCLE K STORE #2706647 | 3449 W GREENWAY RD | PHOENIX | AZ | 85053 | Maricopa | 5 | Perm Closure | 1990-09-10 | 10000 | Gasoline | COMPARTMENT A | Double Walled | Fiberglass Reinforced Plastic | Pressure |  | Fiberglass Reinforced Plastic | Removal | 2000-09-22
0-000398 | SNOWFLAKE SERVICE CENTER | 741 S MAIN ST | SNOWFLAKE | AZ | 85937 | Navajo | 3 | Perm Closure | 1977-01-01 | 350 | Used Oil/Waste Oil | COMPARTMENT A |  | Asphalt coated or Bare Steel | Gravity Feed |  |  | Removal | 1991-10-11
0-003843 | CITY OF PHOENIX - SOUTH MOUNTAIN PARK | 10919 S CENTRAL AVE | PHOENIX | AZ | 85042 | Maricopa | 1 | Perm Closure | 1961-01-01 | 550 | Gasoline | COMPARTMENT A | Single Walled | Asphalt coated or Bare Steel |  |  |  | Removal | 1991-10-21
0-004567 | SMITH PIPE & STEEL CO | 405 S 7TH ST | PHOENIX | AZ | 85034 | Maricopa | 1 | Perm Closure | 2005-06-17 | 1000 | Gasoline | COMPARTMENT A | Double Walled | Asphalt coated or Bare Steel | Suction - Check Valve at the Tank Top |  | Bare or Galvanized Steel | Removal | 1989-06-02
0-005675 | FEDEX NATIONAL LTL | 2455 N FAIRVIEW AVE | TUCSON | AZ | 85705 | Pima | 1 | Perm Closure | 1983-05-07 | 12000 | Diesel | COMPARTMENT A | Unknown | Asphalt coated or Bare Steel | Pressure |  |  | Removal | 1996-09-12
0-006583 | HOLBROOK CHEVRON | 950 NAVAJO BLVD | HOLBROOK | AZ | 86025 | Navajo | 4 | Open | 1988-12-19 | 8000 | Diesel | COMPARTMENT A | Single Walled | Fiberglass Reinforced Plastic | Pressure |  | Fiberglass Reinforced Plastic
0-005531 | AMERICAN ENGINES | 503 W WATKINS RD | PHOENIX | AZ | 85003 | Maricopa | 1 | Perm Closure | 1982-01-01 | 2000 | Gasoline | COMPARTMENT A | Double Walled | Asphalt coated or Bare Steel |  |  |  | Removal | 1989-11-27
0-006479 | TWIN LAKES MARKET | 3122 N STATE ROUTE 89 | PRESCOTT | AZ | 86301 | Yavapai | 4 | Open | 2019-06-13 | 10000 | Diesel #2 | COMPARTMENT B | Double Walled | Fiberglass Reinforced Plastic | Pressure | Double Walled | Fiberglass Reinforced Plastic
0-005120 | GOOD 2 GO STORES #503 | 1501 E ASH ST | GLOBE | AZ | 85501 | Gila | 4 | Open | 1985-04-22 | 12000 | Diesel | COMPARTMENT A | Double Walled | Fiberglass Reinforced Plastic | Pressure |  | Fiberglass Reinforced Plastic
0-005120 | GOOD 2 GO STORES #503 | 1501 E ASH ST | GLOBE | AZ | 85501 | Gila | 1 | Open | 1985-04-22 | 20000 | Gasoline | COMPARTMENT A | Double Walled | Fiberglass Reinforced Plastic | Pressure |  | Fiberglass Reinforced Plastic
0-001828 | DUNTON & DUNTON | 128 E BEALE ST | KINGMAN | AZ | 86401 | Mohave | 2 | Perm Closure | 2005-06-17 | 500 | Diesel | COMPARTMENT A |  | Asphalt coated or Bare Steel |  |  |  | Removal | 1990-01-12
0-003947 | EAST CHANDLER GIN FACILITY | 18818 S GILBERT RD | CHANDLER | AZ | 85249 | Maricopa | 2 | Perm Closure | 1982-01-01 | 2000 | Diesel | COMPARTMENT A | Single Walled | Asphalt coated or Bare Steel |  |  |  | Removal | 1988-08-01
0-003590 | PAGE CHEVRON/KAR MART | 153 S LAKE POWELL BLVD | PAGE | AZ | 86040 | Coconino | 2 | Perm Closure | 1982-01-01 | 5000 | Gasoline | COMPARTMENT A |  | Asphalt coated or Bare Steel | Pressure |  | Fiberglass Reinforced Plastic | Removal | 2004-09-16
0-000138 | YES! MART - SHELL GAS STATION | 5448 S CENTRAL AVE | PHOENIX | AZ | 85040 | Maricopa | 6 | Perm Closure | 1960-01-01 | 235 | Used Oil/Waste Oil | COMPARTMENT A | Single Walled | Asphalt coated or Bare Steel |  |  |  | Removal | 1988-07-10
0-000138 | YES! MART - SHELL GAS STATION | 5448 S CENTRAL AVE | PHOENIX | AZ | 85040 | Maricopa | 10 | Temp Closure | 1988-09-01 | 12000 | Gasoline | COMPARTMENT A |  | Fiberglass Reinforced Plastic | Pressure |  | Fiberglass Reinforced Plastic |  | 2020-12-11
0-003663 | PEP BOYS | 2930 N 24TH ST | PHOENIX | AZ | 85016 | Maricopa | 1 | Perm Closure | 1976-01-01 | 750 | Used Oil/Waste Oil | COMPARTMENT A | Single Walled | Asphalt coated or Bare Steel |  |  |  | Removal | 1991-06-07
0-003716 | RECYCO #2 | 5851 E 22ND ST | TUCSON | AZ | 85711 | Pima | 1 | Perm Closure | 1964-04-02 | 4000 | Gasoline | COMPARTMENT A | Unknown | Asphalt coated or Bare Steel |  |  |  | Removal | 1977-08-30
0-003555 | OLSON BROTHERS | 520 E ROUTE 66 | WILLIAMS | AZ | 86046 | Coconino | 1 | Perm Closure | 1956-01-01 | 2000 | Used Oil/Waste Oil | COMPARTMENT A |  | Asphalt coated or Bare Steel |  |  |  | Removal | 1988-11-09
0-005054 | CIRCLE K STORE #2709164 | 4001 E CHANDLER BLVD | PHOENIX | AZ | 85048 | Maricopa | 3 | Open | 1989-06-28 | 10000 | Gasoline | COMPARTMENT A | Double Walled | Fiberglass Reinforced Plastic | Pressure |  | Fiberglass Reinforced Plastic
0-008871 | CIRCLE K STORE #2709179 | 1203 S POWER RD | MESA | AZ | 85206 | Maricopa | 4 | Open | 1995-01-01 | 12000 | Diesel | COMPARTMENT A | Double Walled | Fiberglass Reinforced Plastic | Pressure | Double Walled | Fiberglass Reinforced Plastic
0-004334 | SAN CARLOS IRRIGATION PROJECT | 4224 E HWY 287 | COOLIDGE | AZ | 85128 | Pinal | 3 | Perm Closure | 2005-06-17 | 10000 | Gasoline | COMPARTMENT A | Double Walled | Asphalt coated or Bare Steel | Pressure |  |  | Removal | 1997-10-30
0-004334 | SAN CARLOS IRRIGATION PROJECT | 4224 E HWY 287 | COOLIDGE | AZ | 85128 | Pinal | 6 | Perm Closure | 2005-06-17 | 1000 | Gasoline | COMPARTMENT A | Double Walled | Asphalt coated or Bare Steel |  |  |  | Removal | 1998-07-09
0-004334 | SAN CARLOS IRRIGATION PROJECT | 4224 E HWY 287 | COOLIDGE | AZ | 85128 | Pinal | 5 | Perm Closure | 2005-06-17 | 10000 | Gasoline | COMPARTMENT A | Double Walled | Asphalt coated or Bare Steel | Pressure |  |  | Removal | 1997-10-30
0-003778 | PURE WATER POOL | 1965 W GARDNER LN | TUCSON | AZ | 85705 | Pima | 1 | Perm Closure | 2005-06-17 | 3000 | Gasoline | COMPARTMENT A |  | Asphalt coated or Bare Steel | Gravity Feed |  | Bare or Galvanized Steel | Removal | 1992-06-23
0-001461 | CIRCLE K #2701637 | 2402 E SOUTHERN AVE | PHOENIX | AZ | 85040 | Maricopa | 2 | Open | 1984-01-01 | 10000 | Gasoline (PUL) | COMPARTMENT A | Double Walled | Fiberglass Reinforced Plastic | Pressure |  | Fiberglass Reinforced Plastic
0-006253 | SPEEDWAY STORE #2998 | 2750 S KOLB RD | TUCSON | AZ | 85730 | Pima | 4 | Open | 1988-07-14 | 12000 | Gasoline | COMPARTMENT A | Double Walled | Composite (Steel/Fiberglass) | Pressure |  | Fiberglass Reinforced Plastic
0-000163 | LAST CHANCE BAR & GRILL | 6909 N DOUBLE ADOBE RD | MC NEAL | AZ | 85617 | Cochise | 2 | Perm Closure | 1984-01-01 | 4000 | Gasoline | COMPARTMENT A |  | Asphalt coated or Bare Steel | Suction - Check Valve at the Tank Top |  |  | Removal | 2005-08-25
0-004076 | HUALAPAI KWIK STOP #451 | 2500 HUALAPAI MOUNTAIN RD | KINGMAN | AZ | 86401 | Mohave | 2 | Open | 1979-01-01 | 6000 | Gasoline | COMPARTMENT A | Single Walled | Asphalt coated or Bare Steel | Pressure | Double Walled | Flexible
0-004951 | INA & ORACLE TEXACO/SHELL | 7210 N ORACLE RD | TUCSON | AZ | 85704 | Pima | 9 | Perm Closure | 1988-06-01 | 10000 | Diesel | COMPARTMENT A | Double Walled | Fiberglass Reinforced Plastic | Pressure |  | Fiberglass Reinforced Plastic | Removal | 2003-10-23
0-004951 | INA & ORACLE TEXACO/SHELL | 7210 N ORACLE RD | TUCSON | AZ | 85704 | Pima | 11 | Perm Closure | 2003-11-25 | 6000 | Gasoline | COMPARTMENT A | Double Walled | Fiberglass Reinforced Plastic |  |  |  | Removal | 2010-09-16
0-004951 | INA & ORACLE TEXACO/SHELL | 7210 N ORACLE RD | TUCSON | AZ | 85704 | Pima | 2 | Perm Closure | 1976-01-01 | 6000 | Gasoline | COMPARTMENT A |  | Asphalt coated or Bare Steel | Pressure |  | Bare or Galvanized Steel | Removal | 1988-01-01
0-001332 | CIRCLE K #848 | 22026 S ELLSWORTH RD | QUEEN CREEK | AZ | 85142 | Maricopa | 2 | Perm Closure | 1980-01-01 | 10000 | Gasoline | COMPARTMENT A |  | Asphalt coated or Bare Steel |  |  |  | Removal | 1988-06-15
0-000139 | ANDERSON CONTRACTING CO INC | 11030 N 21ST AVE | PHOENIX | AZ | 85029 | Maricopa | 1 | Perm Closure | 1972-01-01 | 500 | Diesel | COMPARTMENT A |  | Asphalt coated or Bare Steel |  |  |  | Removal | 1990-10-15
0-001075 | CHEVRON #9-5880 | 517 S 5TH AVE | SAFFORD | AZ | 85546 | Graham | 3 | Perm Closure | 1982-01-01 | 10000 | Gasoline | COMPARTMENT A | Double Walled | Fiberglass Reinforced Plastic |  |  |  | Removal | 1989-12-27
0-006785 | BANNER CASA GRANDE REGIONAL MEDICAL CENTER | 1800 E FLORENCE BLVD | CASA GRANDE | AZ | 85122 | Pinal | 3 | Perm Closure | 1983-01-01 | 6000 | Diesel | COMPARTMENT A | Single Walled | Fiberglass Reinforced Plastic | Suction - Check Valve at the Tank Top | Single Walled | Bare or Galvanized Steel | Removal | 2018-09-25
0-005712 | C R WRIGHT ELECTRIC INC | 2444 KINGMAN AVE | KINGMAN | AZ | 86401 | Mohave | 1 | Perm Closure | 1978-05-08 | 500 | Gasoline | COMPARTMENT A | Unknown | Asphalt coated or Bare Steel | Gravity Feed |  | Bare or Galvanized Steel | Removal | 1994-01-20
0-004805 | SUPERPUMPER #2 | 4501 N SCOTTSDALE RD | SCOTTSDALE | AZ | 85251 | Maricopa | 1 | Perm Closure | 1976-01-01 | 10000 | Gasoline | COMPARTMENT A |  | Fiberglass Reinforced Plastic | Pressure |  | Fiberglass Reinforced Plastic | Removal | 2005-06-23
0-004805 | SUPERPUMPER #2 | 4501 N SCOTTSDALE RD | SCOTTSDALE | AZ | 85251 | Maricopa | 3 | Perm Closure | 1971-01-01 | 10000 | Gasoline | COMPARTMENT A |  | Asphalt coated or Bare Steel | Pressure |  | Fiberglass Reinforced Plastic | Removal | 2005-06-23
0-006994 | JACKSON OIL #5818 | 680 N OCOTILLO RD | BENSON | AZ | 85602 | Cochise | 2 | Open | 1990-09-01 | 10000 | Gasoline | COMPARTMENT A | Double Walled | Composite (Steel/Fiberglass) | Pressure |  | Fiberglass Reinforced Plastic
0-001561 | CAMELBACK TOYOTA | 1550 E CAMELBACK RD | PHOENIX | AZ | 85014 | Maricopa | 1 | Perm Closure | 1961-01-01 | 6000 | Gasoline | COMPARTMENT A | Single Walled | Asphalt coated or Bare Steel | Pressure | Single Walled | Bare or Galvanized Steel | Removal | 1993-12-21
0-000926 | TEXACO #61-274-0345 | 1501 S 4TH AVE | YUMA | AZ | 85364 | Yuma | 8 | Perm Closure | 1998-11-05 | 12000 | Gasoline | COMPARTMENT A | Double Walled | Fiberglass Reinforced Plastic | Pressure | Double Walled | Fiberglass Reinforced Plastic | Removal | 2007-04-04
0-006597 | BINGHAM FORD-NEW HOLLAND | 4838 S AVENUE 38 E | ROLL | AZ | 85347 | Yuma | 2 | Perm Closure | 2005-06-17 | 1000 | Diesel | COMPARTMENT A | Double Walled | Asphalt coated or Bare Steel |  |  |  | Removal | 1988-04-01
0-005278 | UNOCAL #3888 | 821 E BENSON HWY | TUCSON | AZ | 85713 | Pima | 1 | Perm Closure | 1955-04-16 | 7500 | Gasoline | COMPARTMENT A | Double Walled | Asphalt coated or Bare Steel | Pressure |  |  | Closed in Place | 1991-04-03
0-008658 | WRIGHTSTOWN LLC | 7670 E WRIGHTSTOWN RD | TUCSON | AZ | 85715 | Pima | 1 | Perm Closure | 2005-06-17 | 12000 | Gasoline | COMPARTMENT A | Unknown | Asphalt coated or Bare Steel |  |  |  | Removal | 1983-01-01
0-007374 | IWX MOTOR FREIGHT | 3100 S GATLIN DR | MCCONNICO | AZ | 86413 | Mohave | 3 | Perm Closure | 1987-01-01 | 1000 | Used Oil/Waste Oil | COMPARTMENT A | Unknown | Asphalt coated or Bare Steel | Gravity Feed |  | Bare or Galvanized Steel | Removal | 1994-01-21
0-007374 | IWX MOTOR FREIGHT | 3100 S GATLIN DR | MCCONNICO | AZ | 86413 | Mohave | 4 | Perm Closure | 1987-01-01 | 1000 | Used Oil/Waste Oil | COMPARTMENT A | Unknown | Asphalt coated or Bare Steel | Gravity Feed |  | Bare or Galvanized Steel | Removal | 1994-01-21
0-001880 | COLLEGE EXXON | 2015 W SOUTHERN AVE | MESA | AZ | 85202 | Maricopa | 2 | Perm Closure | 1969-01-01 | 8000 | Gasoline | COMPARTMENT A | Single Walled | Asphalt coated or Bare Steel | Pressure | Single Walled | Bare or Galvanized Steel | Removal | 1997-05-22
0-001880 | COLLEGE EXXON | 2015 W SOUTHERN AVE | MESA | AZ | 85202 | Maricopa | 5 | Perm Closure | 1997-05-30 | 15000 | Gasoline | COMPARTMENT A | Double Walled | Fiberglass Reinforced Plastic | Pressure | Double Walled | Fiberglass Reinforced Plastic | Removal | 2005-10-04
0-000593 | AURA INC/NOAO | 950 N CHERRY AVE | TUCSON | AZ | 85721 | Pima | 3 | Perm Closure | 1975-01-01 | 5000 | Gasoline | COMPARTMENT A |  | Asphalt coated or Bare Steel |  |  |  | Removal | 1990-01-15
0-005836 | ARCO #5321 | 13801 N 19TH AVE | PHOENIX | AZ | 85023 | Maricopa | 1 | Perm Closure | 2005-06-17 | 8000 | Gasoline | COMPARTMENT A |  | Asphalt coated or Bare Steel |  |  |  | Removal | 1986-08-01
0-002682 | CHEVRON #705 | 3445 W VAN BUREN ST | PHOENIX | AZ | 85009 | Maricopa | 6 | Perm Closure | 1999-06-01 | 12000 | Diesel | COMPARTMENT A | Double Walled | Fiberglass Reinforced Plastic | Pressure | Double Walled | Fiberglass Reinforced Plastic | Removal | 2016-12-14
0-004284 | GRANDVIEW CAR WASH | 5123 N 59TH AVE | GLENDALE | AZ | 85301 | Maricopa | 2 | Perm Closure | 1967-06-30 | 5000 | Gasoline | COMPARTMENT A | Double Walled | Asphalt coated or Bare Steel | Pressure |  | Bare or Galvanized Steel | Removal | 1996-01-30
0-002800 | WHITING STATION #120 | 945 N ARIZONA AVE | CHANDLER | AZ | 85225 | Maricopa | 5 | Perm Closure | 1988-01-01 | 12000 | Gasoline | COMPARTMENT A | Double Walled | Composite (Steel/Fiberglass) | Pressure |  | Fiberglass Reinforced Plastic | Removal | 2014-01-15
0-006306 | NATIONAL CAR RENTAL | 2246 E WASHINGTON ST | PHOENIX | AZ | 85034 | Maricopa | 1 | Perm Closure | 1980-01-01 | 12000 | Gasoline | COMPARTMENT A |  | Asphalt coated or Bare Steel |  |  |  | Removal | 1989-09-01
0-008066 | NUTRIEN AG SOLUTIONS 7521 | 121 W PIMA ST | GILA BEND | AZ | 85337 | Maricopa | 1 | Perm Closure | 2005-06-17 | 10000 | Diesel | COMPARTMENT A |  | Asphalt coated or Bare Steel | Suction - Check Valve at the Tank Top |  |  | Removal | 1996-02-21
0-003051 | MARICOPA COUNTY - WEST JACKSON FACILITY | 101 W JACKSON ST | PHOENIX | AZ | 85003 | Maricopa | 3 | Perm Closure | 1965-03-07 | 500 | Used Oil/Waste Oil | COMPARTMENT A | Unknown | Asphalt coated or Bare Steel | Gravity Feed |  |  | Removal | 1999-10-15
0-005589 | WEISS GUYS CAR WASH #2 | 15 W CAMELBACK RD | PHOENIX | AZ | 85013 | Maricopa | 1 | Perm Closure | 1976-01-01 | 8000 | Diesel | COMPARTMENT A | Double Walled | Composite (Steel/Fiberglass) | Suction - Check Valve at the Tank Top |  |  | Removal | 1996-02-08
0-003851 | CITY OF PHOENIX - SQUAW PEAK STATION | 6206 N 24TH ST | PHOENIX | AZ | 85016 | Maricopa | 4 | Perm Closure | 1974-01-01 | 1000 | Used Oil/Waste Oil | COMPARTMENT A | Single Walled | Asphalt coated or Bare Steel |  |  |  | Removal | 1991-06-03
0-005338 | PHOENIX-MESA GATEWAY AIRPORT | 5835 S SOSSAMAN RD | MESA | AZ | 85212 | Maricopa | 6 | Perm Closure | 1942-01-01 | 1000 | Used Oil/Waste Oil | COMPARTMENT A | Single Walled | Asphalt coated or Bare Steel | Gravity Feed |  | Bare or Galvanized Steel | Removal | 1992-06-18
0-005338 | PHOENIX-MESA GATEWAY AIRPORT | 5835 S SOSSAMAN RD | MESA | AZ | 85212 | Maricopa | 82 | Perm Closure | 2005-06-17 | 12000 | Unidentified | COMPARTMENT A | Single Walled | Asphalt coated or Bare Steel | Suction - Check Valve at the Tank Top |  | Bare or Galvanized Steel | Removal | 1990-12-10
0-005338 | PHOENIX-MESA GATEWAY AIRPORT | 5835 S SOSSAMAN RD | MESA | AZ | 85212 | Maricopa | 83 | Perm Closure | 2005-06-17 | 1000 | Diesel | COMPARTMENT A | Single Walled | Asphalt coated or Bare Steel | Suction - Check Valve at the Tank Top |  | Bare or Galvanized Steel | Removal | 1990-12-10
0-005338 | PHOENIX-MESA GATEWAY AIRPORT | 5835 S SOSSAMAN RD | MESA | AZ | 85212 | Maricopa | 47 | Perm Closure | 1970-01-01 | 550 | Diesel | COMPARTMENT A | Single Walled | Asphalt coated or Bare Steel |  |  |  | Removal | 1993-11-01
0-005338 | PHOENIX-MESA GATEWAY AIRPORT | 5835 S SOSSAMAN RD | MESA | AZ | 85212 | Maricopa | 52 | Perm Closure | 1974-01-01 | 150 | Diesel | COMPARTMENT A | Single Walled | Asphalt coated or Bare Steel |  |  |  | Removal | 1981-01-01
0-001161 | SPEEDWAY CONVENIENCE | 3202 E MCDOWELL RD | PHOENIX | AZ | 85008 | Maricopa | 4 | Perm Closure | 1995-02-07 | 10000 | Gasoline | COMPARTMENT A | Double Walled | Fiberglass Reinforced Plastic | Pressure | Double Walled | Fiberglass Reinforced Plastic | Removal | 2011-06-15
0-001233 | CIRCLE K #453 | 13641 N 32ND ST | PHOENIX | AZ | 85032 | Maricopa | 1 | Perm Closure | 1970-01-01 | 10000 | Gasoline | COMPARTMENT A |  | Asphalt coated or Bare Steel | Pressure |  |  | Removal | 1992-06-17
0-001233 | CIRCLE K #453 | 13641 N 32ND ST | PHOENIX | AZ | 85032 | Maricopa | 2 | Perm Closure | 1970-01-01 | 10000 | Gasoline | COMPARTMENT A |  | Asphalt coated or Bare Steel | Pressure |  |  | Removal | 1992-06-17
0-006643 | UNOCAL #5974 | 4002 E VAN BUREN ST | PHOENIX | AZ | 85008 | Maricopa | 1 | Perm Closure | 1969-02-13 | 10000 | Gasoline | COMPARTMENT A | Double Walled | Asphalt coated or Bare Steel |  |  |  | Removal | 1988-09-01
0-003822 | CITY OF PHOENIX - FIRE STATION #24 | 2602 N 43RD AVE | PHOENIX | AZ | 85009 | Maricopa | 3 | Perm Closure | 1987-08-27 | 1000 | Diesel | COMPARTMENT A | Single Walled | Fiberglass Reinforced Plastic | Pressure |  | Fiberglass Reinforced Plastic | Removal | 1995-04-27
0-005010 | UPS PHOENIX HUB | 3150 N 31ST AVE | PHOENIX | AZ | 85017 | Maricopa | 3 | Perm Closure | 1976-01-01 | 10000 | Diesel | COMPARTMENT A | Single Walled | Asphalt coated or Bare Steel |  |  |  | Removal | 1990-08-06
0-005010 | UPS PHOENIX HUB | 3150 N 31ST AVE | PHOENIX | AZ | 85017 | Maricopa | 10 | Perm Closure | 1976-01-01 | 1000 | New Oil | COMPARTMENT A | Single Walled | Asphalt coated or Bare Steel |  |  |  | Removal | 1990-11-29
0-003161 | MILUM TEXTILE SERVICES (MTS) | 333 N 7TH AVE | PHOENIX | AZ | 85007 | Maricopa | 5 | Perm Closure | 2005-06-17 | 1000 | Unidentified | COMPARTMENT A | Unknown | Asphalt coated or Bare Steel | Suction - Check Valve at the Tank Top |  |  | Closed in Place | 1968-12-01
0-007010 | DEER-O PAINTS & CHEMICALS | 2431 E VAN BUREN ST | PHOENIX | AZ | 85008 | Maricopa | 7 | Perm Closure | 2005-06-17 | 3000 | Other | COMPARTMENT A | Single Walled | Asphalt coated or Bare Steel | Suction - Check Valve at the Tank Top | Single Walled | Bare or Galvanized Steel | Removal | 1985-05-29
0-004207 | RUAN | 4150 E MAGNOLIA ST | PHOENIX | AZ | 85034 | Maricopa | 2 | Perm Closure | 1974-01-24 | 10000 | Diesel | COMPARTMENT A | Double Walled | Asphalt coated or Bare Steel | Pressure |  |  | Removal | 1992-04-02
0-002316 | WILHELM GARAGE | 200 W INDIAN SCHOOL RD | LITCHFIELD PARK | AZ | 85340 | Maricopa | 5 | Perm Closure | 1966-04-29 | 500 | Used Oil/Waste Oil | COMPARTMENT A | Single Walled | Asphalt coated or Bare Steel |  |  |  | Removal | 1990-04-26
0-006142 | CASHION TANK & STEEL | 12505 W BUCKEYE RD | AVONDALE | AZ | 85323 | Maricopa | 3 | Perm Closure | 1980-01-01 | 5000 | Gasoline | COMPARTMENT A | Double Walled | Asphalt coated or Bare Steel |  |  |  | Removal | 1991-03-01
0-000606 | AMCEP METALS | 4484 E TENNESSEE ST | TUCSON | AZ | 85714 | Pima | 1 | Perm Closure | 1976-01-01 | 1000 | Diesel | COMPARTMENT A |  | Asphalt coated or Bare Steel |  |  |  | Removal | 1991-02-19
0-006909 | BERGE FORD | 460 E AUTO CENTER DR | MESA | AZ | 85204 | Maricopa | 2 | Open | 1990-01-01 | 2000 | Used Oil/Waste Oil | COMPARTMENT D | Double Walled | Composite (Steel/Fiberglass)
0-000234 | ADOT - CASA GRANDE |  | CASA GRANDE |  |  | Pinal | 3 | Perm Closure | 1979-01-01 | 1000 | Used Oil/Waste Oil | COMPARTMENT A | Single Walled | Asphalt coated or Bare Steel |  |  |  | Removal | 1990-03-27
0-005569 | WASH WORLD INC | 2425 W MCDOWELL RD | PHOENIX | AZ | 85009 | Maricopa | 5 | Perm Closure | 1978-01-01 | 10000 | Diesel | COMPARTMENT A | Single Walled | Asphalt coated or Bare Steel |  |  |  | Removal | 1991-06-03
0-002241 | GM DESERT PROVING GROUND | 13303 S ELLSWORTH RD | MESA | AZ | 85212 | Maricopa | 15 | Perm Closure | 1976-01-01 | 10000 | Gasoline | COMPARTMENT A | Single Walled | Fiberglass Reinforced Plastic |  |  |  | Removal | 1990-05-10
0-002241 | GM DESERT PROVING GROUND | 13303 S ELLSWORTH RD | MESA | AZ | 85212 | Maricopa | 35 | Perm Closure | 1976-01-01 | 550 | Used Oil/Waste Oil | COMPARTMENT A |  | Asphalt coated or Bare Steel | Gravity Feed |  |  | Removal | 1992-03-09
0-002241 | GM DESERT PROVING GROUND | 13303 S ELLSWORTH RD | MESA | AZ | 85212 | Maricopa | 24 | Perm Closure | 1976-01-01 | 6000 | Diesel | COMPARTMENT A |  | Asphalt coated or Bare Steel |  |  |  | Removal | 1990-05-10
0-002241 | GM DESERT PROVING GROUND | 13303 S ELLSWORTH RD | MESA | AZ | 85212 | Maricopa | 5 | Perm Closure | 1966-01-01 | 550 | Diesel | COMPARTMENT A | Single Walled | Fiberglass Reinforced Plastic |  |  |  | Removal | 1990-05-08
0-002241 | GM DESERT PROVING GROUND | 13303 S ELLSWORTH RD | MESA | AZ | 85212 | Maricopa | 38 | Perm Closure | 1976-01-01 | 550 | Oxygenated Gasoline | COMPARTMENT A |  | Asphalt coated or Bare Steel | Gravity Feed |  |  | Removal | 1992-03-09
0-002241 | GM DESERT PROVING GROUND | 13303 S ELLSWORTH RD | MESA | AZ | 85212 | Maricopa | 41 | Perm Closure | 1989-12-01 | 25000 | Gasoline | COMPARTMENT A | Double Walled | Fiberglass Reinforced Plastic | Pressure | Double Walled | Fiberglass Reinforced Plastic | Removal | 2014-02-21
0-002241 | GM DESERT PROVING GROUND | 13303 S ELLSWORTH RD | MESA | AZ | 85212 | Maricopa | 58 | Perm Closure | 1993-10-01 | 4000 | Gasoline | COMPARTMENT B | Double Walled | Fiberglass Reinforced Plastic | Pressure | Double Walled | Fiberglass Reinforced Plastic | Removal | 2014-02-11
0-002241 | GM DESERT PROVING GROUND | 13303 S ELLSWORTH RD | MESA | AZ | 85212 | Maricopa | 54 | Perm Closure | 1989-12-01 | 12000 | Gasoline | COMPARTMENT A | Double Walled | Fiberglass Reinforced Plastic | Pressure | Double Walled | Fiberglass Reinforced Plastic | Removal | 2014-02-11
0-005875 | MOUNTAIN PASS TRUCK STOP | MP 54 HIGHWAY 60 | HARVUCAR | AZ | 85348 | La Paz | 4 | Perm Closure | 1986-10-21 | 10000 | Diesel | COMPARTMENT A | Double Walled | Fiberglass Reinforced Plastic | Pressure |  | Bare or Galvanized Steel | Removal | 1992-09-02
0-008270 | LIL MIKES #2 | 10102 RIVERSIDE DR | PARKER | AZ | 85344 | La Paz | 3 | Perm Closure | 2005-06-17 | 10000 | Gasoline | COMPARTMENT A | Double Walled | Asphalt coated or Bare Steel |  |  |  | Removal | 1996-02-16
0-004100 | BUCKAROO ROUNDUP MARKET #419 | 1496 N STATE ROUTE 89 | CHINO VALLEY | AZ | 86323 | Yavapai | 3 | Perm Closure | 1975-01-01 | 6000 | Gasoline | COMPARTMENT A |  | Asphalt coated or Bare Steel | Pressure |  | Fiberglass Reinforced Plastic | Removal | 1997-08-05
0-004100 | BUCKAROO ROUNDUP MARKET #419 | 1496 N STATE ROUTE 89 | CHINO VALLEY | AZ | 86323 | Yavapai | 4 | Perm Closure | 1997-07-17 | 20000 | Gasoline | COMPARTMENT A | Double Walled | Fiberglass Reinforced Plastic | Pressure | Double Walled | Fiberglass Reinforced Plastic | Removal | 2010-06-09
0-008603 | EXPRESS STOP #701 | 640 S HIGHWAY 90 | BENSON | AZ | 85602 | Cochise | 4 | Open | 1995-04-14 | 10000 | Diesel | COMPARTMENT A | Double Walled | Fiberglass Reinforced Plastic | Pressure | Double Walled | Fiberglass Reinforced Plastic
0-008918 | AUTO INC | 1930 W 1ST ST | YUMA | AZ | 85364 | Yuma | 3 | Perm Closure | 1960-01-01 | 3000 | Gasoline | COMPARTMENT A | Double Walled | Asphalt coated or Bare Steel |  |  |  | Removal | 1999-02-03
0-001283 | CIRCLE K #690 | 4422 S 19TH AVE | PHOENIX | AZ | 85041 | Maricopa | 3 | Perm Closure | 1981-01-01 | 10000 | Gasoline | COMPARTMENT A |  | Asphalt coated or Bare Steel | Pressure |  |  | Removal | 1993-11-30
0-001156 | R14 INVESTMENT PARTNERS LLC | 33040 N 203RD AVE | WITTMANN | AZ | 85361 | Maricopa | 5 | Perm Closure | 1984-01-01 | 4000 | Gasoline | COMPARTMENT A | Double Walled | Fiberglass Reinforced Plastic | Pressure |  | Fiberglass Reinforced Plastic | Removal | 1995-06-06
0-009069 | AIRWAYS EXPRESS | 3461 E ANDY DEVINE AVE | KINGMAN | AZ | 86401 | Mohave | 2 | Open | 1997-05-22 | 3000 | Diesel | COMPARTMENT A | Single Walled | Asphalt coated or Bare Steel | Pressure | Double Walled | Fiberglass Reinforced Plastic
0-004445 | SHAMROCK FOODS COMPANY | 425 N WILLOW ST | GLOBE | AZ | 85501 | Gila | 2 | Perm Closure | 1949-01-01 | 1000 | Gasoline | COMPARTMENT A | Single Walled | Asphalt coated or Bare Steel |  |  |  | Removal | 1989-12-30
0-000730 | SCHROEDER'S AUTO SERVICE | 2701 N CAMPBELL AVE | TUCSON | AZ | 85719 | Pima | 3 | Perm Closure | 1948-01-01 | 4000 | Gasoline | COMPARTMENT A | Single Walled | Asphalt coated or Bare Steel |  |  |  | Removal | 1988-03-31
0-010008 | COUNTRY CLUB CHEVRON | 414 W GUADALUPE RD | MESA | AZ | 85210 | Maricopa | 2 | Open | 1998-01-01 | 15000 | Gasoline | COMPARTMENT A |  | Fiberglass Reinforced Plastic
0-005738 | NAPA AUTO PARTS | 502 E BUCKEYE RD | PHOENIX | AZ | 85004 | Maricopa | 1 | Perm Closure | 2005-06-17 | 1000 | Gasoline | COMPARTMENT A | Double Walled | Asphalt coated or Bare Steel | Gravity Feed |  | Bare or Galvanized Steel | Removal | 1990-11-14
0-000104 | CURTIS DEPOT |  | SAINT DAVID |  |  | Cochise | 1 | Perm Closure | 1980-01-01 | 1000 | (Null) | COMPARTMENT A |  | Asphalt coated or Bare Steel |  |  |  | Removal | 1990-02-08
0-005674 | WILLIG FREIGHT LINES | 1648 S 51ST AVE | PHOENIX | AZ | 85043 | Maricopa | 3 | Perm Closure | 1980-12-01 | 10000 | Diesel | COMPARTMENT A | Unknown | Asphalt coated or Bare Steel | Pressure |  |  | Removal | 1996-05-17
0-000439 | ASU | 651 E UNIVERSITY DR | TEMPE | AZ | 85281 | Maricopa | 13 | Perm Closure | 1983-11-01 | 550 | Diesel | COMPARTMENT A |  | Asphalt coated or Bare Steel |  |  |  | Removal | 1996-04-02
0-000439 | ASU | 651 E UNIVERSITY DR | TEMPE | AZ | 85281 | Maricopa | 15 | Perm Closure | 1989-01-25 | 10000 | Gasoline | COMPARTMENT A | Unknown | Fiberglass Reinforced Plastic | Suction - Check Valve at the Tank Top |  | Fiberglass Reinforced Plastic | Removal | 2007-04-04
0-007456 | COMMERCIAL PIPE INC | 1429 S 7TH ST | PHOENIX | AZ | 85034 | Maricopa | 1 | Perm Closure | 2005-06-17 | 1000 | Gasoline | COMPARTMENT A | Double Walled | Asphalt coated or Bare Steel | Suction - Check Valve at the Tank Top |  | Bare or Galvanized Steel | Removal | 1992-04-16
0-000345 | ADOT - PHOENIX MOTOR POOL | 1655 W JACKSON ST | PHOENIX | AZ | 85007 | Maricopa | 3 | Perm Closure | 1993-08-27 | 12000 | Gasoline | COMPARTMENT A | Double Walled | Composite (Steel/Fiberglass) | Pressure | Double Walled | Fiberglass Reinforced Plastic | Removal | 2000-10-24
0-000277 | ADOT - KINGMAN MAINTENANCE | 3670 E ANDY DEVINE AVE | KINGMAN | AZ | 86401 | Mohave | 5 | Open | 1981-11-01 | 12000 | Diesel | COMPARTMENT A | Single Walled | Fiberglass Reinforced Plastic | Suction - Check Valve at the Dispenser | Single Walled | Fiberglass Reinforced Plastic
0-003209 | CIRCLE K STORE #2709169 | 4101 N HAYDEN RD | SCOTTSDALE | AZ | 85251 | Maricopa | 4 | Perm Closure | 1985-11-01 | 12000 | Gasoline | COMPARTMENT A | Double Walled | Fiberglass Reinforced Plastic | Pressure | Single Walled | Fiberglass Reinforced Plastic | Removal | 2018-09-19
0-003209 | CIRCLE K STORE #2709169 | 4101 N HAYDEN RD | SCOTTSDALE | AZ | 85251 | Maricopa | 5 | Perm Closure | 1985-11-01 | 12000 | Gasoline | COMPARTMENT A | Double Walled | Fiberglass Reinforced Plastic | Pressure | Single Walled | Fiberglass Reinforced Plastic | Removal | 2018-09-19
0-002267 | VACANT LOT |  | TUCSON |  |  | Pima | 1 | Perm Closure | 2005-06-17 |  | Gasoline | COMPARTMENT A | Single Walled | Asphalt coated or Bare Steel | Pressure |  | Bare or Galvanized Steel | Removal | 1990-11-01
0-000193 | ADPS - SIERRA VISTA DISTRICT OFFICE | 2599 E TACOMA ST | SIERRA VISTA | AZ | 85635 | Cochise | 1 | Perm Closure | 1983-01-01 | 10000 | Gasoline | COMPARTMENT A | Single Walled | Asphalt coated or Bare Steel | Pressure | Single Walled | Bare or Galvanized Steel | Removal | 1997-09-24
0-002466 | HENNY PENNY EGG & POULTRY CO | 307 E BUCKEYE RD | PHOENIX | AZ | 85004 | Maricopa | 2 | Perm Closure | 2005-06-17 | 3000 | Diesel | COMPARTMENT A | Single Walled | Asphalt coated or Bare Steel | Pressure |  | Bare or Galvanized Steel | Removal | 1996-12-16
0-000799 | 10TH STREET TEXACO | 1800 E 10TH ST | DOUGLAS | AZ | 85607 | Cochise | 1 | Perm Closure | 1988-01-01 | 10000 | Gasoline | COMPARTMENT A | Double Walled | Composite (Steel/Fiberglass) | Pressure |  | Fiberglass Reinforced Plastic | Removal | 2019-06-20
0-000799 | 10TH STREET TEXACO | 1800 E 10TH ST | DOUGLAS | AZ | 85607 | Cochise | 3 | Perm Closure | 1988-01-01 | 5000 | Gasoline | COMPARTMENT A | Double Walled | Composite (Steel/Fiberglass) | Pressure |  | Fiberglass Reinforced Plastic | Removal | 2019-06-20
0-000322 | ADOT - JACOB LAKE |  | JACOB LAKE |  |  | Coconino | 1 | Perm Closure | 1959-01-01 | 1000 | Gasoline | COMPARTMENT A |  | Asphalt coated or Bare Steel |  |  |  | Removal | 1990-06-01
0-000440 | COPPER STATE COMMUNICATIONS | 1919 S COUNTRY CLUB RD | TUCSON | AZ | 85713 | Pima | 1 | Perm Closure | 2005-06-17 | 1000 | Gasoline | COMPARTMENT A | Single Walled | Asphalt coated or Bare Steel | Suction - Check Valve at the Tank Top |  | Bare or Galvanized Steel | Removal | 1992-07-14
0-003556 | CLOVER HILL SERVICE | 2590 W ROUTE 66 | WILLIAMS | AZ | 86046 | Coconino | 6 | Open | 1990-02-01 | 10000 | Gasoline | COMPARTMENT A | Double Walled | Composite (Steel/Fiberglass) | Pressure | Single Walled | Fiberglass Reinforced Plastic
0-003556 | CLOVER HILL SERVICE | 2590 W ROUTE 66 | WILLIAMS | AZ | 86046 | Coconino | 7 | Open | 1990-02-01 | 10000 | Diesel | COMPARTMENT A | Double Walled | Composite (Steel/Fiberglass) | Pressure | Single Walled | Fiberglass Reinforced Plastic
0-008967 | CORNER MARKET | 15111 N HAYDEN RD | SCOTTSDALE | AZ | 85260 | Maricopa | 3 | Perm Closure | 1988-09-01 | 12000 | Gasoline (PUL) | COMPARTMENT A | Single Walled | Fiberglass Reinforced Plastic | Pressure |  | Fiberglass Reinforced Plastic | Removal | 2018-07-13
0-001348 | CIRCLE K #2700990 | 29105 HWY 80 | WELLTON | AZ | 85356 | Yuma | 1 | Open | 1985-01-01 | 10000 | Diesel | COMPARTMENT A | Single Walled | Fiberglass Reinforced Plastic | Pressure |  | Fiberglass Reinforced Plastic
0-001435 | CIRCLE K #2701572 | 904 W BROADWAY RD | TEMPE | AZ | 85282 | Maricopa | 2 | Open | 1986-01-01 | 10000 | Gasoline | COMPARTMENT A | Double Walled | Fiberglass Reinforced Plastic | Pressure | Single Walled | Fiberglass Reinforced Plastic
0-009520 | CIRCLE K #2706346 | 1810 S COUNTRY CLUB DR | MESA | AZ | 85210 | Maricopa | 2 | Open | 1999-08-11 | 10000 | Gasoline | COMPARTMENT A | Single Walled | Fiberglass Reinforced Plastic | Pressure | Double Walled | Fiberglass Reinforced Plastic
0-002164 | CIRCLE K #2705281 | 6802 E CAVE CREEK RD | CAVE CREEK | AZ | 85331 | Maricopa | 1 | Open | 1984-01-01 | 10000 | Diesel | COMPARTMENT A | Single Walled | Asphalt coated or Bare Steel | Pressure | Double Walled | Fiberglass Reinforced Plastic
0-004208 | CIRCLE K #2705286 | 751 N ARIZONA AVE | GILBERT | AZ | 85233 | Maricopa | 4 | Open | 1987-05-03 | 8000 | Diesel | COMPARTMENT A | Double Walled | Fiberglass Reinforced Plastic | Pressure |  | Fiberglass Reinforced Plastic
0-001702 | CIRCLE K #2701918 | 3151 E BROADWAY RD | PHOENIX | AZ | 85040 | Maricopa | 3 | Open | 1987-01-01 | 10000 | Gasoline (UL) | COMPARTMENT A | Single Walled | Fiberglass Reinforced Plastic | Pressure |  | Fiberglass Reinforced Plastic
0-001535 | CIRCLE K #2701974 | 2402 E MCDOWELL RD | PHOENIX | AZ | 85008 | Maricopa | 2 | Perm Closure | 1986-01-01 | 10000 | Gasoline (PUL) | COMPARTMENT A | Single Walled | Fiberglass Reinforced Plastic | Pressure |  | Fiberglass Reinforced Plastic | Removal | 2019-11-12
0-001861 | EXXON #7-0827/HONTECH ACCURA | 400 N ARIZONA AVE | CHANDLER | AZ | 85225 | Maricopa | 3 | Perm Closure | 1962-01-01 | 6000 | Gasoline | COMPARTMENT A |  | Asphalt coated or Bare Steel |  |  |  | Removal | 1987-11-12
0-008577 | FAA SKY HARBOR PAPAGO H FACILITY |  | TEMPE |  |  | Maricopa | 1 | Perm Closure | 2005-06-17 | 500 | Diesel | COMPARTMENT A | Unknown | Fiberglass Reinforced Plastic |  |  |  | Removal | 1989-12-14
0-002569 | INTEL - DEER VALLEY | 2402 E BEARDSLEY RD | PHOENIX | AZ | 85050 | Maricopa | 1 | Perm Closure | 1981-05-01 | 10000 | Diesel | COMPARTMENT A | Double Walled | Fiberglass Reinforced Plastic |  |  |  | Removal | 1988-03-08
0-003902 | WINONA TRADING POST | 13644 TOWNSEND WINONA RD | FLAGSTAFF | AZ | 86004 | Coconino | 9 | Open | 2020-01-30 | 4000 | Gasoline (PUL) | COMPARTMENT B | Double Walled | Fiberglass Reinforced Plastic | Pressure
0-008079 | JUST ENTERPRISES INC DBA U-PULL IT | 3250 W BROADWAY RD | PHOENIX | AZ | 85041 | Maricopa | 2 | Perm Closure | 2005-06-17 | 1000 | Gasoline | COMPARTMENT A | Double Walled | Asphalt coated or Bare Steel | Pressure |  | Bare or Galvanized Steel | Removal | 1993-01-22
0-002732 | JOHNSON MANLEY LUMBER COMPANY | 1501 N 15TH AVE | TUCSON | AZ | 85705 | Pima | 4 | Perm Closure | 1971-01-01 |  | Unidentified | COMPARTMENT A | Single Walled | Asphalt coated or Bare Steel |  |  |  | Removal | 1988-10-01
0-005453 | SHELDONS LANDSCAPE CENTER | 4999 N SABINO CANYON RD | TUCSON | AZ | 85750 | Pima | 1 | Perm Closure | 1972-04-08 | 8000 | Gasoline | COMPARTMENT A | Double Walled | Asphalt coated or Bare Steel |  |  |  | Removal | 1988-01-01
0-005596 | WEISS GUYS CAR WASH | 711 GRAND AVE | PHOENIX | AZ | 85007 | Maricopa | 5 | Perm Closure | 1992-06-25 | 10000 | Gasoline | COMPARTMENT A | Double Walled | Fiberglass Reinforced Plastic | Pressure |  | Fiberglass Reinforced Plastic | Closed in Place | 2007-10-01
0-005596 | WEISS GUYS CAR WASH | 711 GRAND AVE | PHOENIX | AZ | 85007 | Maricopa | 4 | Perm Closure | 1992-06-25 | 10000 | Gasoline | COMPARTMENT A | Double Walled | Fiberglass Reinforced Plastic | Pressure |  | Fiberglass Reinforced Plastic | Closed in Place | 2007-10-01
0-001370 | CIRCLE K #2701149 | 1955 W UNIVERSITY DR | MESA | AZ | 85201 | Maricopa | 5 | Perm Closure | 1993-11-01 | 12000 | Gasoline | COMPARTMENT A |  | Fiberglass Reinforced Plastic | Pressure |  | Fiberglass Reinforced Plastic | Removal | 2016-08-18
0-001864 | DENMART #877 | 809 S RURAL RD | TEMPE | AZ | 85281 | Maricopa | 4 | Perm Closure | 1987-01-01 | 12000 | Gasoline | COMPARTMENT A | Single Walled | Fiberglass Reinforced Plastic | Pressure |  | Fiberglass Reinforced Plastic | Removal | 2019-07-09
0-005112 | CARDLOCK - W 2ND ST | 401 W 2ND ST | CASA GRANDE | AZ | 85122 | Pinal | 1 | Perm Closure | 1971-04-23 | 3000 | Gasoline | COMPARTMENT A | Double Walled | Asphalt coated or Bare Steel |  |  |  | Removal | 1988-12-01
0-004073 | RAY BELL #448 - H D M CORB VILLAGE LIQUOR S | 1995 W AMERICAN AVE | ORACLE | AZ | 85623 | Pinal | 1 | Perm Closure | 1976-04-22 | 10000 | Gasoline | COMPARTMENT A | Unknown | Asphalt coated or Bare Steel |  |  |  | Removal | 1990-08-15
0-002841 | KLEIN'S KUSTOM ELECTRIC INC | 2101 W 25TH ST | YUMA | AZ | 85364 | Yuma | 1 | Perm Closure | 1980-03-19 | 500 | Gasoline | COMPARTMENT A | Double Walled | Asphalt coated or Bare Steel |  |  |  | Removal | 1995-06-07
0-003211 | FAST FUEL | 3601 N ORACLE RD | TUCSON | AZ | 85705 | Pima | 3 | Perm Closure | 1967-01-01 | 10000 | Gasoline | COMPARTMENT A |  | Asphalt coated or Bare Steel | Pressure |  |  | Removal | 1988-06-02
0-003211 | FAST FUEL | 3601 N ORACLE RD | TUCSON | AZ | 85705 | Pima | 5 | Open | 1999-07-29 | 20000 | Gasoline | COMPARTMENT A | Double Walled | Fiberglass Reinforced Plastic | Pressure | Double Walled | Fiberglass Reinforced Plastic
0-008072 | BANNER UNIVERSITY MEDICAL CENTER SOUTH | 2800 E AJO WAY | TUCSON | AZ | 85713 | Pima | 1 | Perm Closure | 1976-01-01 | 12000 | Diesel | COMPARTMENT A | Single Walled | Asphalt coated or Bare Steel | Suction - Check Valve at the Tank Top |  | Bare or Galvanized Steel | Removal | 1992-12-16
0-005000 | FARM SHOP | 6748 N EL MIRAGE RD | AVONDALE | AZ | 85353 | Maricopa | 1 | Perm Closure | 1971-01-01 | 2500 | Gasoline | COMPARTMENT A |  | Asphalt coated or Bare Steel |  |  |  | Removal | 1989-01-31
0-008170 | ESS PROPERTY | 201 S WASHINGTON ST | CHANDLER | AZ | 85225 | Maricopa | 3 | Perm Closure | 2005-06-17 | 550 | Gasoline | COMPARTMENT A | Unknown | Asphalt coated or Bare Steel | Suction - Check Valve at the Tank Top |  | Bare or Galvanized Steel | Removal | 1993-04-22
0-005921 | E & S FARMS |  | AGUA CALIENTE |  |  | Maricopa | 3 | Perm Closure | 1976-01-01 | 6000 | Gasoline | COMPARTMENT A | Single Walled | Asphalt coated or Bare Steel |  |  |  | Removal | 1988-07-25
0-001645 | PORTER MOUNTAIN MICROWAVE |  | PINETOP-LAKESIDE |  |  | Navajo | 1 | Perm Closure | 1975-01-01 | 500 | Diesel | COMPARTMENT A | Single Walled | Asphalt coated or Bare Steel | Suction - Check Valve at the Tank Top | Single Walled | Bare or Galvanized Steel | Removal | 1997-10-01
0-009996 | PETE BARNETT PROPERTY | 2717 E SOUTHERN AVE | PHOENIX | AZ | 85040 | Maricopa | 1 | Perm Closure | 1978-08-10 | 6000 | Gasoline | COMPARTMENT A |  | Asphalt coated or Bare Steel |  |  |  | Removal | 2004-03-05
0-003723 | PHILLIPS 66 COMPANY #015203 | 3501 W ENCANTO BLVD | PHOENIX | AZ | 85009 | Maricopa | 2 | Perm Closure | 1964-04-02 | 6000 | Gasoline | COMPARTMENT A | Unknown | Asphalt coated or Bare Steel |  |  |  | Removal | 2006-04-25
0-003737 | PHILLIPS 66 COMPANY #016475 | 6771 E MAIN ST | MESA | AZ | 85205 | Maricopa | 3 | Perm Closure | 1964-01-01 | 6000 | Gasoline | COMPARTMENT A |  | Asphalt coated or Bare Steel |  |  |  | Removal | 1983-01-01
0-003737 | PHILLIPS 66 COMPANY #016475 | 6771 E MAIN ST | MESA | AZ | 85205 | Maricopa | 2 | Perm Closure | 1964-01-01 | 6000 | Gasoline | COMPARTMENT A |  | Asphalt coated or Bare Steel |  |  |  | Removal | 1983-01-01
0-004406 | GRIGGS PAINT | 3635 S 16TH ST | PHOENIX | AZ | 85040 | Maricopa | 2 | Perm Closure | 1966-05-02 | 1000 | Diesel | COMPARTMENT A | Double Walled | Asphalt coated or Bare Steel |  |  |  | Removal | 1991-11-08
0-000753 | BRADLEY INVESTMENT CO | 2235 S 19TH AVE | PHOENIX | AZ | 85009 | Maricopa | 2 | Perm Closure | 1976-01-01 | 10000 | Gasoline | COMPARTMENT A | Single Walled | Asphalt coated or Bare Steel |  |  |  | Removal | 1988-06-24
0-009501 | TOOR FACILITY #207202 | 3925 N 107TH AVE | AVONDALE | AZ | 85392 | Maricopa | 1 | Open | 1998-11-02 | 15000 | Gasoline | COMPARTMENT A | Double Walled | Fiberglass Reinforced Plastic | Pressure | Double Walled | Fiberglass Reinforced Plastic
0-010107 | SUPERSTAR CHEVRON | 1615 N 99TH AVE | AVONDALE | AZ | 85037 | Maricopa | 2 | Open | 2005-07-27 | 20000 | Gasoline | COMPARTMENT A | Double Walled | Composite (Steel/Fiberglass) | Pressure |  | Fiberglass Reinforced Plastic
0-002374 | KERR MCGEE CORP/GRAVES OIL |  | RED ROCK |  |  | Pinal | 1 | Perm Closure | 1980-04-08 | 3000 | Gasoline | COMPARTMENT A | Single Walled | Asphalt coated or Bare Steel |  |  |  | Removal | 1989-04-15
0-007949 | PJS MARKET | 12421 S FRONTAGE RD | YUCCA | AZ | 86438 | Mohave | 2 | Perm Closure | 1993-10-01 | 4000 | Diesel | COMPARTMENT A | Double Walled | Composite (Steel/Fiberglass) | Suction - Check Valve at the Tank Top |  | Fiberglass Reinforced Plastic | Removal | 2014-02-18
0-010471 | CHEVRON FOOD MART | 3160 E CHANDLER HEIGHTS RD | GILBERT | AZ | 85298 | Maricopa | 1 | Open | 2013-02-01 | 20000 | Gasoline | COMPARTMENT A | Double Walled | Fiberglass Reinforced Plastic | Pressure | Double Walled | Fiberglass Reinforced Plastic
0-003121 | CHAPPARAL WELL #10 | 16402 E PALISADES BLVD | FOUNTAIN HILLS | AZ | 85268 | Maricopa | 1 | Perm Closure | 1970-05-06 | 10000 | Diesel | COMPARTMENT A | Double Walled | Asphalt coated or Bare Steel |  |  |  | Removal | 1987-12-01
0-008274 | EQUILON #120122 | 91 HIPKOE DR | WINSLOW | AZ | 86047 | Navajo | 2 | Perm Closure | 1986-10-10 | 12000 | Gasoline | COMPARTMENT A | Single Walled | Asphalt coated or Bare Steel | Pressure |  | Fiberglass Reinforced Plastic | Removal | 2003-02-07
0-005247 | JACKSONS ENERGY #6783 | 2020 S MILTON RD | FLAGSTAFF | AZ | 86001 | Coconino | 3 | Perm Closure | 1979-05-01 | 10000 | Gasoline (PUL) | COMPARTMENT A | Single Walled | Asphalt coated or Bare Steel | Pressure |  | Fiberglass Reinforced Plastic | Removal | 2020-10-21
0-006738 | HUGHES SUPPLY #HDEE 3038 | 13 S MIKES PIKE | FLAGSTAFF | AZ | 86001 | Coconino | 1 | Perm Closure | 1975-01-01 | 1500 | Gasoline | COMPARTMENT A | Double Walled | Asphalt coated or Bare Steel |  |  |  | Removal | 1991-01-09
0-008557 | CAROLLO PROPERTY | 1215 N SCOTTSDALE RD | TEMPE | AZ | 85281 | Maricopa | 1 | Open | 2005-06-17 | 550 | Unidentified | COMPARTMENT A | Single Walled | Asphalt coated or Bare Steel
0-003506 | TARGET STORE #T0209 | 740 W CAMELBACK RD | PHOENIX | AZ | 85013 | Maricopa | 3 | Perm Closure | 1965-01-01 | 12000 | Gasoline | COMPARTMENT A |  | Asphalt coated or Bare Steel |  |  |  | Removal | 1990-03-12
0-003525 | NOGALES HWY IRON & STEEL INC | 9421 S NOGALES HWY | TUCSON | AZ | 85756 | Pima | 4 | Perm Closure | 1975-01-01 | 500 | Gasoline | COMPARTMENT A | Single Walled | Asphalt coated or Bare Steel |  |  |  | Removal | 1975-12-01
0-005795 | OCOTILLO LODGE | 27866 HIGHWAY 72 | BOUSE | AZ | 85325 | La Paz | 2 | Perm Closure | 1984-09-29 | 5000 | Gasoline | COMPARTMENT A | Unknown | Asphalt coated or Bare Steel | Suction - Check Valve at the Tank Top |  |  | Removal | 1996-04-05
0-003447 | NACCARATIS CHEVRON STATION | 167462 US HIGHWAY 191 | MORENCI | AZ | 85540 | Greenlee | 4 | Perm Closure | 1966-01-01 | 1000 | Used Oil/Waste Oil | COMPARTMENT A | Double Walled | Asphalt coated or Bare Steel | Gravity Feed |  |  | Removal | 2007-12-05
0-003279 | EXXONMOBIL OIL CORP #12070 | 9906 W THUNDERBIRD BLVD | SUN CITY | AZ | 85351 | Maricopa | 1 | Perm Closure | 1972-01-01 | 4000 | Gasoline | COMPARTMENT A | Single Walled | Asphalt coated or Bare Steel |  |  |  | Removal | 1987-04-29
0-003696 | Q1 GAS AND MART | 3926 N 19TH AVE | PHOENIX | AZ | 85015 | Maricopa | 5 | Perm Closure | 1986-08-02 | 12000 | Gasoline | COMPARTMENT A | Double Walled | Fiberglass Reinforced Plastic | Pressure | Double Walled | Fiberglass Reinforced Plastic | Removal | 2017-11-15
0-009989 | SAM'S CLUB #4830 | 1459 N DYSART RD | AVONDALE | AZ | 85323 | Maricopa | 2 | Open | 2004-01-29 | 20000 | Gasoline | COMPARTMENT A | Double Walled | Fiberglass Reinforced Plastic | Pressure |  | Flexible
0-009989 | SAM'S CLUB #4830 | 1459 N DYSART RD | AVONDALE | AZ | 85323 | Maricopa | 3 | Open | 2004-01-29 | 20000 | Gasoline | COMPARTMENT A | Double Walled | Fiberglass Reinforced Plastic | Pressure |  | Flexible
0-003774 | RENT-A-RIDE | 5635 E BROADWAY BLVD | TUCSON | AZ | 85711 | Pima | 3 | Perm Closure | 1974-04-02 | 10000 | Gasoline | COMPARTMENT A | Double Walled | Asphalt coated or Bare Steel |  |  |  | Removal | 1992-02-15
0-010509 | FRY'S FOOD & DRUG #0101-660 | 3232 S MILL AVE | TEMPE | AZ | 85282 | Maricopa | 2 | Open | 2014-04-17 | 8000 | Gasoline (PUL) | COMPARTMENT B | Double Walled | Fiberglass Reinforced Plastic | Pressure | Double Walled | Fiberglass Reinforced Plastic
0-004969 | D & F SHELL | 6101 E 22ND ST | TUCSON | AZ | 85711 | Pima | 4 | Perm Closure | 1970-05-07 | 6000 | Gasoline | COMPARTMENT A | Double Walled | Asphalt coated or Bare Steel |  |  |  | Removal | 1988-07-21
0-010552 | CIRCLE K STORE #2703477 | 13051 W GLENDALE AVE | GLENDALE | AZ | 85307 | Maricopa | 1 | Open | 2015-12-03 | 20000 | Gasoline (UL) | COMPARTMENT A | Double Walled | Fiberglass Reinforced Plastic | Pressure | Double Walled | Fiberglass Reinforced Plastic
0-006161 | RED MOUNTAIN MACHINERY CO | 197 E WARNER RD | CHANDLER | AZ | 85225 | Maricopa | 1 | Perm Closure | 1988-05-12 | 6000 | Diesel | COMPARTMENT A | Double Walled | Fiberglass Reinforced Plastic | Pressure |  | Fiberglass Reinforced Plastic | Removal | 2017-12-06
0-000570 | AT&T - MESA 1 AZ3340 | 1231 W UNIVERSITY DR | MESA | AZ | 85201 | Maricopa | 3 | Perm Closure | 1972-01-01 | 10000 | Diesel | COMPARTMENT A |  | Asphalt coated or Bare Steel |  |  |  | Removal | 1994-10-14
0-006696 | 76 GAS STATION | 2309 E UNIVERSITY DR | TEMPE | AZ | 85281 | Maricopa | 2 | Open | 1989-01-01 | 12000 | Gasoline | COMPARTMENT A | Double Walled | Fiberglass Reinforced Plastic | Pressure |  | Fiberglass Reinforced Plastic
0-002237 | ANDERSON GENERAL TIRE | 2400 E 2ND AVE | FLAGSTAFF | AZ | 86004 | Coconino | 1 | Perm Closure | 1961-03-15 | 500 | Used Oil/Waste Oil | COMPARTMENT A | Single Walled | Asphalt coated or Bare Steel |  |  |  | Removal | 1987-12-01
0-000075 | AERO RENTAL INC | 1144 N ALVERNON WAY | TUCSON | AZ | 85712 | Pima | 1 | Perm Closure | 1965-01-01 | 500 | Diesel | COMPARTMENT A |  | Asphalt coated or Bare Steel |  |  |  | Removal | 1994-01-01
0-010207 | NEW GRAND PRIX AUTO BODY | 3825 W INDIAN SCHOOL RD | PHOENIX | AZ | 85019 | Maricopa | 1 | Perm Closure | 2008-01-28 | 1200 | Used Oil/Waste Oil | COMPARTMENT A |  | Asphalt coated or Bare Steel |  |  |  | Removal | 2008-01-11
0-010399 | FRYS FUEL CENTER #131 | 2480 N SWAN RD | TUCSON | AZ | 85712 | Pima | 1 | Open | 2010-12-03 | 20000 | Gasoline | COMPARTMENT A | Double Walled | Fiberglass Reinforced Plastic | Pressure | Double Walled | Flexible
0-010399 | FRYS FUEL CENTER #131 | 2480 N SWAN RD | TUCSON | AZ | 85712 | Pima | 2 | Open | 2010-12-03 | 8000 | Gasoline | COMPARTMENT A | Double Walled | Fiberglass Reinforced Plastic | Pressure | Double Walled | Flexible
0-010330 | FRYS FUEL CENTER #617 | 2727 W BELL RD | PHOENIX | AZ | 85053 | Maricopa | 1 | Open | 2009-11-01 | 20000 | Gasoline | COMPARTMENT A | Double Walled | Fiberglass Reinforced Plastic | Pressure |  | Flexible
0-006588 | PILOT TRAVEL CENTER #328 | 1201 W MAIN ST | QUARTZSITE | AZ | 85346 | La Paz | 3 | Open | 1988-11-01 | 10000 | Gasoline | COMPARTMENT A | Double Walled | Fiberglass Reinforced Plastic | Pressure |  | Fiberglass Reinforced Plastic
0-004256 | TEXACO SELF SERVE | 517 S 17TH AVE | PHOENIX | AZ | 85007 | Maricopa | 1 | Perm Closure | 1983-01-01 | 5000 | Gasoline | COMPARTMENT A |  | Asphalt coated or Bare Steel | Pressure |  | Fiberglass Reinforced Plastic | Removal | 2006-01-06
0-007522 | HATTAR CHEVRON | 6261 E BENSON HWY | TUCSON | AZ | 85756 | Pima | 7 | Perm Closure | 1963-01-01 | 550 | New Oil | COMPARTMENT A | Single Walled | Asphalt coated or Bare Steel |  |  |  | Removal | 1996-04-03
0-007522 | HATTAR CHEVRON | 6261 E BENSON HWY | TUCSON | AZ | 85756 | Pima | 14 | Perm Closure | 1963-01-01 | 12000 | Diesel | COMPARTMENT A | Single Walled | Asphalt coated or Bare Steel |  |  |  | Removal | 1998-12-04
0-007522 | HATTAR CHEVRON | 6261 E BENSON HWY | TUCSON | AZ | 85756 | Pima | 15 | Perm Closure | 1963-01-01 | 12000 | Diesel | COMPARTMENT A | Single Walled | Asphalt coated or Bare Steel |  |  |  | Removal | 1998-12-04
0-007522 | HATTAR CHEVRON | 6261 E BENSON HWY | TUCSON | AZ | 85756 | Pima | 18 | Open | 1999-12-22 | 10000 | Diesel | COMPARTMENT A | Double Walled | Fiberglass Reinforced Plastic | Pressure | Double Walled | Flexible
0-003379 | CHANDLER MAIN CO #141060 | 151 N OREGON ST | CHANDLER | AZ | 85225 | Maricopa | 1 | Perm Closure | 1973-01-03 | 2000 | Diesel | COMPARTMENT A | Double Walled | Asphalt coated or Bare Steel |  |  |  | Removal | 1990-05-11
0-001057 | MICKS AUTO CARE CHEVRON # 9-1235 | 102 N HASKELL AVE | WILLCOX | AZ | 85643 | Cochise | 1 | Perm Closure | 1981-01-01 | 10000 | Gasoline | COMPARTMENT A | Single Walled | Fiberglass Reinforced Plastic | Pressure |  | Fiberglass Reinforced Plastic | Removal | 2016-06-01
0-008772 | GRIFFIN STATION | 2150 E WASHINGTON ST | PHOENIX | AZ | 85034 | Maricopa | 1 | Perm Closure | 1980-01-01 | 1000 | Gasoline | COMPARTMENT A | Double Walled | Asphalt coated or Bare Steel |  |  |  | Removal | 1995-12-02
0-010593 | DOLAN SPRINGS CHEVRON | 14097 N PIERCE FERRY RD | DOLAN SPRINGS | AZ | 86441 | Mohave | 2 | Open | 2017-07-03 | 5000 | Gasoline (PUL) | COMPARTMENT B | Double Walled | Fiberglass Reinforced Plastic | Pressure | Double Walled | Flexible
0-010600 | CORY'S GAS STATION | 2475 E MCKELLIPS RD | MESA | AZ | 85213 | Maricopa | 1 | Perm Closure | 1966-01-01 |  | Unidentified | COMPARTMENT A |  | Unknown |  |  |  | Closed in Place | 1977-12-31
0-002987 | ALEX'S SERVICE | 808 S 20TH ST | PHOENIX | AZ | 85040 | Maricopa | 2 | Perm Closure | 1969-05-22 | 5000 | Gasoline | COMPARTMENT A | Double Walled | Asphalt coated or Bare Steel |  |  |  | Removal | 1988-05-31
0-002987 | ALEX'S SERVICE | 808 S 20TH ST | PHOENIX | AZ | 85040 | Maricopa | 3 | Perm Closure | 1974-05-22 | 2000 | Diesel | COMPARTMENT A | Double Walled | Asphalt coated or Bare Steel |  |  |  | Removal | 1988-05-31
0-006628 | AAMCO TRANSMISSIONS | 333 W VALENCIA RD | TUCSON | AZ | 85706 | Pima | 1 | Perm Closure | 1988-02-10 | 500 | Used Oil/Waste Oil | COMPARTMENT A | Double Walled | Composite (Steel/Fiberglass) | Gravity Feed | Single Walled | Bare or Galvanized Steel | Removal | 2009-12-10
0-000240 | ADOT - BOWIE MAINTENANCE CAMP |  | BOWIE |  |  | Cochise | 2 | Perm Closure | 1959-01-01 | 1000 | Gasoline | COMPARTMENT A |  | Asphalt coated or Bare Steel |  |  |  | Removal | 1988-01-01
0-000284 | ADOT - CAMP VERDE |  | CAMP VERDE |  |  | Yavapai | 1 | Perm Closure | 1981-01-01 | 12000 | Gasoline | COMPARTMENT A |  | Asphalt coated or Bare Steel | Suction - Check Valve at the Tank Top | Single Walled | Bare or Galvanized Steel | Removal | 1999-11-16
0-001628 | ADOT / PARCEL 10-613 | 1300 E 17TH ST | TUCSON | AZ | 85719 | Pima | 1 | Perm Closure | 1974-01-01 | 5000 | Gasoline | COMPARTMENT A |  | Asphalt coated or Bare Steel | Suction - Check Valve at the Dispenser |  |  | Removal | 1989-10-01
0-000253 | ADOT - ROOSEVELT MAINTENANCE CAMP |  | ROOSEVELT |  |  | Gila | 2 | Perm Closure | 1973-01-01 | 1000 | Diesel | COMPARTMENT A | Single Walled | Asphalt coated or Bare Steel | Suction - Check Valve at the Tank Top | Single Walled | Bare or Galvanized Steel | Removal | 1997-11-20
0-006497 | FRY'S #107 | 2380 S 4TH AVE | YUMA | AZ | 85364 | Yuma | 1 | Perm Closure | 1987-01-01 | 10000 | Gasoline | COMPARTMENT A |  | Fiberglass Reinforced Plastic | Pressure |  | Fiberglass Reinforced Plastic | Removal | 1994-07-19
0-006497 | FRY'S #107 | 2380 S 4TH AVE | YUMA | AZ | 85364 | Yuma | 3 | Perm Closure | 1987-01-01 | 10000 | Gasoline | COMPARTMENT A | Unknown | Fiberglass Reinforced Plastic | Pressure |  | Fiberglass Reinforced Plastic | Removal | 1994-07-19
0-002553 | MELROSE GAS & FOOD | 4405 N 7TH AVE | PHOENIX | AZ | 85013 | Maricopa | 2 | Perm Closure | 1969-01-01 | 10000 | Gasoline | COMPARTMENT A |  | Asphalt coated or Bare Steel | Pressure |  | Fiberglass Reinforced Plastic | Removal | 2014-03-26
0-001188 | CIRCLE K #171 | 1002 W CONGRESS ST | TUCSON | AZ | 85745 | Pima | 2 | Perm Closure | 1969-01-01 | 10000 | Gasoline | COMPARTMENT A |  | Asphalt coated or Bare Steel | Pressure |  |  | Removal | 1998-02-26
0-001838 | ADJC - CATALINA MOUNTAIN JUVENILE SCHOOL | 14500 N ORACLE RD | CATALINA | AZ | 85739 | Pima | 1 | Perm Closure | 1981-01-01 | 1000 | Diesel | COMPARTMENT A | Double Walled | Composite (Steel/Fiberglass) |  |  |  | Removal | 1995-05-17
0-010007 | MISTER CAR WASH & EXPRESS | 8175 N ORACLE RD | ORO VALLEY | AZ | 85704 | Pima | 1 | Open | 2003-08-20 | 8000 | Diesel | COMPARTMENT B |  | Asphalt coated or Bare Steel
0-002723 | BOB LEWIS MOTORS | 4155 E SPEEDWAY BLVD | TUCSON | AZ | 85712 | Pima | 1 | Perm Closure | 2005-06-17 | 550 | Used Oil/Waste Oil | COMPARTMENT A | Double Walled | Asphalt coated or Bare Steel |  |  |  | Removal | 1988-12-01
0-010579 | CIRCLE K STORE #2703473 | 1541 N ARIZONA BLVD | COOLIDGE | AZ | 85128 | Pinal | 3 | Open | 2016-10-11 | 12000 | Diesel | COMPARTMENT A | Double Walled | Fiberglass Reinforced Plastic | Pressure | Double Walled | Fiberglass Reinforced Plastic
0-010608 | CIRCLE K STORE #2705578 | 9875 W CAMELBACK RD | PHOENIX | AZ | 85037 | Maricopa | 3 | Open | 2017-03-23 | 12000 | Diesel | COMPARTMENT A | Double Walled | Fiberglass Reinforced Plastic | Pressure | Double Walled | Fiberglass Reinforced Plastic
0-006443 | BUDGET RENT-A-CAR | 4550 E SPEEDWAY BLVD | TUCSON | AZ | 85712 | Pima | 1 | Perm Closure | 1984-01-01 | 10000 | Gasoline | COMPARTMENT A | Double Walled | Fiberglass Reinforced Plastic | Pressure |  | Fiberglass Reinforced Plastic | Removal | 1999-01-29
0-006443 | BUDGET RENT-A-CAR | 4550 E SPEEDWAY BLVD | TUCSON | AZ | 85712 | Pima | 2 | Perm Closure | 1984-01-01 | 500 | Used Oil/Waste Oil | COMPARTMENT A | Double Walled | Fiberglass Reinforced Plastic | Gravity Feed |  |  | Removal | 1994-03-10
0-008857 | TRAILS END |  | KIRKLAND JUNCTION |  |  | Yavapai | 1 | Perm Closure | 1980-01-01 | 4000 | Unidentified | COMPARTMENT A | Single Walled | Asphalt coated or Bare Steel | Pressure |  |  | Removal | 1996-08-22
0-002614 | TUCSON NATIONAL RESORT & SPA | 2727 W CLUB DR | TUCSON | AZ | 85742 | Pima | 2 | Perm Closure | 1969-05-26 | 1000 | Gasoline | COMPARTMENT A | Double Walled | Asphalt coated or Bare Steel |  |  |  | Removal | 1989-06-20
0-004974 | THE MARKET | 4811 E SUNRISE DR | TUCSON | AZ | 85718 | Pima | 6 | Perm Closure | 1999-02-25 | 20000 | Gasoline | COMPARTMENT A | Double Walled | Fiberglass Reinforced Plastic | Pressure | Double Walled | Fiberglass Reinforced Plastic | Removal | 2015-08-27
0-000879 | AT YOUR CONVENIENCE | 8461 E BROADWAY RD | MESA | AZ | 85208 | Maricopa | 2 | Perm Closure | 1977-01-01 | 12000 | Gasoline | COMPARTMENT A |  | Asphalt coated or Bare Steel | Pressure |  | Fiberglass Reinforced Plastic | Removal | 1996-09-24
0-000879 | AT YOUR CONVENIENCE | 8461 E BROADWAY RD | MESA | AZ | 85208 | Maricopa | 4 | Perm Closure | 1996-10-25 | 10000 | Gasoline | COMPARTMENT A | Double Walled | Fiberglass Reinforced Plastic | Pressure | Double Walled | Fiberglass Reinforced Plastic | Removal | 2002-10-17
0-000893 | CIRCLE K STORE #2706656 | 2011 E MCKELLIPS RD | MESA | AZ | 85213 | Maricopa | 2 | Perm Closure | 1985-01-01 | 20000 | Gasoline | COMPARTMENT A | Double Walled | Fiberglass Reinforced Plastic | Pressure |  | Fiberglass Reinforced Plastic | Removal | 1997-09-16
0-004904 | TEXACO #60-349-0410 | 482 W APACHE TRL | APACHE JUNCTION | AZ | 85120 | Pinal | 2 | Perm Closure | 1983-05-07 | 8000 | Gasoline | COMPARTMENT A | Double Walled | Fiberglass Reinforced Plastic | Pressure | Double Walled | Fiberglass Reinforced Plastic | Removal | 2003-04-22
0-010628 | BLOCK 23 COMMERICIAL | 125 E WASHINGTON ST | PHOENIX | AZ | 85004 | Maricopa | 2 | Perm Closure | 2017-11-21 | 3000 | (Null) | COMPARTMENT A | Single Walled | Asphalt coated or Bare Steel |  |  |  | Removal | 2017-10-02
0-003628 | SUTHERLAND'S LUMBER PROPERTY | 1333 S PANTANO PKWY | TUCSON | AZ | 85710 | Pima | 1 | Perm Closure | 1973-01-01 | 1000 | Gasoline | COMPARTMENT A |  | Asphalt coated or Bare Steel |  |  |  | Removal | 1987-08-05
0-004733 | STANDAGE CONCRETE INC | 1059 S LEWIS | MESA | AZ | 85210 | Maricopa | 3 | Perm Closure | 1974-01-01 | 500 | Diesel | COMPARTMENT A | Single Walled | Asphalt coated or Bare Steel |  |  |  | Removal | 1988-12-22
0-000088 | STAR REDI MIX | 1500 ACOMA LN W | LAKE HAVASU CITY | AZ | 86403 | Mohave | 2 | Perm Closure | 1965-01-01 |  | Diesel | COMPARTMENT A |  | Asphalt coated or Bare Steel |  |  |  | Removal | 2016-12-02
0-008324 | SHELL | 608 E WHITE MOUNTAIN BLVD | PINETOP | AZ | 85935 | Navajo | 2 | Perm Closure | 1987-01-01 | 6000 | Gasoline | COMPARTMENT A | Double Walled | Fiberglass Reinforced Plastic | Pressure |  | Fiberglass Reinforced Plastic | Removal | 2016-10-26
0-008499 | MARICOPA COUNTY SHERIFF'S OFFICE HEADQUARTERS | 550 W JACKSON ST | PHOENIX | AZ | 85003 | Maricopa | 4 | Perm Closure | 2005-06-17 | 5000 | Gasoline | COMPARTMENT A |  | Asphalt coated or Bare Steel | Suction - Check Valve at the Tank Top |  | Bare or Galvanized Steel | Removal | 1995-01-04
0-008499 | MARICOPA COUNTY SHERIFF'S OFFICE HEADQUARTERS | 550 W JACKSON ST | PHOENIX | AZ | 85003 | Maricopa | 5 | Open | 2013-02-13 | 5000 | Diesel | COMPARTMENT A | Double Walled | Fiberglass Reinforced Plastic | Pressure | Double Walled | Flexible
0-007363 | SILVER SADDLE TRADING POST | 9001 N US HIGHWAY 89 | FLAGSTAFF | AZ | 86004 | Coconino | 5 | Open | 2015-01-22 | 6000 | Diesel | COMPARTMENT A | Double Walled | Fiberglass Reinforced Plastic | Pressure | Double Walled | Fiberglass Reinforced Plastic
0-004023 | JACKSONS ENERGY #6798 | 3713 HIGHWAY 95 | BULLHEAD CITY | AZ | 86442 | Mohave | 3 | Open | 1996-03-01 | 12000 | Gasoline (UL) | COMPARTMENT A | Single Walled | Fiberglass Reinforced Plastic | Pressure |  | Fiberglass Reinforced Plastic
0-010672 | QUIKTRIP #1407 | 900 S WATSON RD | BUCKEYE | AZ | 85326 | Maricopa | 4 | Open | 2019-10-16 | 10000 | Unidentified | COMPARTMENT B | Double Walled | Fiberglass Reinforced Plastic | Pressure | Double Walled | Fiberglass Reinforced Plastic
0-006006 | WESTERN CHEVRON | 204 E PIMA ST | GILA BEND | AZ | 85337 | Maricopa | 3 | Perm Closure | 2005-06-17 | 4000 | Gasoline | COMPARTMENT A | Unknown | Unknown |  |  |  | Removal | 1990-12-21
0-006006 | WESTERN CHEVRON | 204 E PIMA ST | GILA BEND | AZ | 85337 | Maricopa | 1 | Perm Closure | 2005-06-17 | 2000 | Gasoline | COMPARTMENT A | Unknown | Unknown |  |  |  | Removal | 1990-12-21
0-006563 | MESSENGER CORPORATION | 110 S 41ST AVE | PHOENIX | AZ | 85009 | Maricopa | 1 | Perm Closure | 1983-01-01 | 1000 | Hazardous Substance | COMPARTMENT A | Single Walled | Asphalt coated or Bare Steel |  |  |  | Removal | 1993-08-16
0-005839 | HANKS TRADING POST | 31926 N US HIGHWAY 89 | FLAGSTAFF | AZ | 86004 | Coconino | 3 | Open | 1998-05-12 | 11000 | Gasoline | COMPARTMENT B | Double Walled | Composite (Steel/Fiberglass) | Pressure | Double Walled | Flexible
0-002526 | MCNEECE MART #21 | 796 S 4TH AVE | YUMA | AZ | 85364 | Yuma | 2 | Perm Closure | 1966-05-05 | 6250 | Gasoline | COMPARTMENT A | Single Walled | Asphalt coated or Bare Steel |  |  |  | Removal | 1990-09-13
0-010075 | STUDIO MODERN LLC | 990 E 17TH ST | TUCSON | AZ | 85719 | Pima | 1 | Perm Closure | 2008-06-17 | 300 | Used Oil/Waste Oil | COMPARTMENT A |  | Asphalt coated or Bare Steel |  |  |  | Removal | 2008-05-15
0-010225 | FRYS FUEL CENTER #34 | 7770 E SPEEDWAY BLVD | TUCSON | AZ | 85710 | Pima | 1 | Open | 2008-02-27 | 8000 | Diesel | COMPARTMENT B | Double Walled | Fiberglass Reinforced Plastic | Pressure | Double Walled | Flexible
0-010223 | FRYS FUEL CENTER #689 | 12020 N THORNYDALE RD | MARANA | AZ | 85658 | Pima | 2 | Open | 2007-12-01 | 20000 | Gasoline | COMPARTMENT A | Double Walled | Fiberglass Reinforced Plastic | Pressure |  | Flexible
0-009578 | SPEEDWAY STORE #2986 | 10505 N ORACLE RD | ORO VALLEY | AZ | 85737 | Pima | 1 | Open | 1999-09-09 | 12000 | Gasoline | COMPARTMENT A | Double Walled | Fiberglass Reinforced Plastic | Pressure | Double Walled | Fiberglass Reinforced Plastic
0-004427 | QUIK MART #31 | 2200 E BROADWAY BLVD | TUCSON | AZ | 85719 | Pima | 5 | Open | 1992-05-01 | 10000 | Gasoline | COMPARTMENT A | Double Walled | Fiberglass Reinforced Plastic | Pressure | Double Walled | Fiberglass Reinforced Plastic
0-008843 | GARY RADIATOR SERVICE | 101 HWY 60 | MIAMI | AZ | 85539 | Gila | 1 | Perm Closure | 2005-06-17 | 2500 | Gasoline | COMPARTMENT A | Double Walled | Asphalt coated or Bare Steel | Pressure |  |  | Removal | 1989-12-01
0-006492 | LUNCH CLUB | 12224 N 111TH AVE | YOUNGTOWN | AZ | 85363 | Maricopa | 2 | Perm Closure | 1963-10-25 | 10000 | Gasoline | COMPARTMENT A | Double Walled | Asphalt coated or Bare Steel |  |  |  | Removal | 1988-11-01
0-002482 | PARCEL #122-16-171A | 3701 E SENECA ST | TUCSON | AZ | 85716 | Pima | 3 | Perm Closure | 1959-01-01 | 1000 | Used Oil/Waste Oil | COMPARTMENT A | Single Walled | Asphalt coated or Bare Steel | Suction - Check Valve at the Dispenser |  |  | Removal | 2001-09-25
0-002983 | LOOMIS ARMORED INC | 655 S MADISON AVE | YUMA | AZ | 85364 | Yuma | 1 | Perm Closure | 1946-01-01 | 500 | Gasoline | COMPARTMENT A | Single Walled | Asphalt coated or Bare Steel | Suction - Check Valve at the Tank Top |  | Bare or Galvanized Steel | Removal | 1990-05-16
0-005755 | LAKE HAVASU MAVERIK STORE #201 | 2197 MCCULLOCH BLVD N | LAKE HAVASU CITY | AZ | 86403 | Mohave | 7 | Open | 2015-10-21 | 12000 | Diesel | COMPARTMENT A | Double Walled | Fiberglass Reinforced Plastic
0-005755 | LAKE HAVASU MAVERIK STORE #201 | 2197 MCCULLOCH BLVD N | LAKE HAVASU CITY | AZ | 86403 | Mohave | 5 | Open | 2015-10-21 | 12000 | Gasoline | COMPARTMENT A | Double Walled | Fiberglass Reinforced Plastic | Pressure | Double Walled | Flexible
0-006079 | CARMES AUTOMOTIVE REPAIR SHOP | 206 E WESTERN AVE | AVONDALE | AZ | 85323 | Maricopa | 2 | Perm Closure | 1954-01-01 | 4000 | Gasoline | COMPARTMENT A | Single Walled | Asphalt coated or Bare Steel |  |  |  | Removal | 1990-02-15
0-002872 | KMART #4996 | 7055 E BROADWAY BLVD | TUCSON | AZ | 85710 | Pima | 1 | Perm Closure | 1970-04-28 | 1000 | Used Oil/Waste Oil | COMPARTMENT A | Double Walled | Asphalt coated or Bare Steel |  |  |  | Removal | 1990-01-15
0-006332 | KINDER MORGAN | 3841 E REFINERY WAY | TUCSON | AZ | 85713 | Pima | 4 | Perm Closure | 2005-06-17 | 22000 | Unidentified | COMPARTMENT A | Unknown | Asphalt coated or Bare Steel | Gravity Feed |  | Bare or Galvanized Steel | Removal | 1992-02-26
0-004688 | QUIKTRIP #447 | 5957 E MCDOWELL RD | MESA | AZ | 85215 | Maricopa | 4 | Open | 2004-11-16 | 12000 | Gasoline | COMPARTMENT A | Double Walled | Fiberglass Reinforced Plastic | Pressure | Double Walled | Flexible
0-002367 | GRAND CANYON NATIONAL PARK | 366 HERMIT CIR | GRAND CANYON | AZ | 86023 | Coconino | 41 | Perm Closure | 2005-06-17 | 2500 | Gasoline | COMPARTMENT A | Single Walled | Asphalt coated or Bare Steel |  |  |  | Removal | 1990-10-03
0-010687 | COSTCO SURPRISE #1375 |  | SURPRISE |  |  | Maricopa | 1 | Open | 2020-08-05 | 40000 | Gasoline (UL) | COMPARTMENT A | Double Walled | Fiberglass Reinforced Plastic | Pressure | Double Walled | Fiberglass Reinforced Plastic
0-001137 | PIZZA HUT | 6 S LAKE POWELL BLVD | PAGE | AZ | 86040 | Coconino | 3 | Perm Closure | 1961-06-27 | 8000 | Gasoline | COMPARTMENT A | Single Walled | Asphalt coated or Bare Steel |  |  |  | Removal | 1988-05-01
0-009330 | MARICOPA WATER DISTRICT | 18600 W GREENWAY RD | SURPRISE | AZ | 85388 | Maricopa | 3 | Perm Closure | 1986-12-01 | 8000 | Diesel | COMPARTMENT A | Double Walled | Fiberglass Reinforced Plastic |  |  |  | Removal | 1998-09-09
0-000952 | INTERSTATE TRANSMISSIONS | 2900 N MIRACLE MILE | TUCSON | AZ | 85705 | Pima | 1 | Perm Closure | 1976-01-01 | 500 | Unidentified | COMPARTMENT A |  | Asphalt coated or Bare Steel |  |  |  | Removal | 1990-12-26
0-006441 | HILLSIDE GROCERY |  | HILLSIDE |  |  | Yavapai | 1 | Perm Closure | 2005-06-17 | 500 | Gasoline | COMPARTMENT A | Double Walled | Asphalt coated or Bare Steel |  |  |  | Removal | 1991-01-21
0-010258 | QUIKTRIP #499 | 20530 N JOHN WAYNE PKWY | MARICOPA | AZ | 85139 | Pinal | 4 | Open | 2014-07-31 | 10000 | Diesel | COMPARTMENT A | Double Walled | Fiberglass Reinforced Plastic | Pressure | Double Walled | Fiberglass Reinforced Plastic
0-010706 | PEACE SURPLUS | 14 W ROUTE 66 | FLAGSTAFF | AZ | 86001 | Coconino | 1 | Perm Closure | 2020-06-19 | 2000 | Unidentified | COMPARTMENT A |  | Unknown |  |  |  | Removal | 2020-08-12
0-010715 | FORMER CEMEX CENTRAL AVENUE SITE | 3205 S 7TH ST | PHOENIX | AZ | 85040 | Maricopa | 1 | Perm Closure |  | 5000 | Unidentified | COMPARTMENT A | Single Walled | Asphalt coated or Bare Steel |  |  |  | Removal | 2020-08-27
0-008421 | TUMBLEWEED CORNER | 501 N FRONTAGE RD | SUNSITES | AZ | 85625 | Cochise | 3 | Perm Closure | 1988-01-01 | 6000 | Gasoline | COMPARTMENT A |  | Asphalt coated or Bare Steel | Pressure |  | Fiberglass Reinforced Plastic | Removal | 2014-12-18
0-000901 | SPEEDWAY STORE #2951 | 910 S BEELINE HWY | PAYSON | AZ | 85541 | Gila | 4 | Open | 2004-01-22 | 6000 | Gasoline | COMPARTMENT A | Double Walled | Fiberglass Reinforced Plastic
0-007222 | MAYBELLE R CLAYTON | 655 S HASKELL AVE | WILLCOX | AZ | 85643 | Cochise | 4 | Perm Closure | 2005-06-17 | 2900 | Gasoline | COMPARTMENT A | Unknown | Unknown |  |  |  | Removal | 1991-04-10
0-001165 | CIRCLE K #36 | 2098 W BELL RD | PHOENIX | AZ | 85023 | Maricopa | 1 | Perm Closure | 1982-01-01 | 10000 | Gasoline | COMPARTMENT A |  | Asphalt coated or Bare Steel |  |  |  | Removal | 1995-04-27
0-000703 | CEMEX | 4100 E COLUMBIA ST | TUCSON | AZ | 85714 | Pima | 3 | Perm Closure | 1983-01-01 | 1000 | Used Oil/Waste Oil | COMPARTMENT A |  | Asphalt coated or Bare Steel | Suction - Check Valve at the Tank Top | Single Walled | Bare or Galvanized Steel | Removal | 1994-03-18
0-000703 | CEMEX | 4100 E COLUMBIA ST | TUCSON | AZ | 85714 | Pima | 1 | Perm Closure | 1984-01-01 | 8000 | Diesel | COMPARTMENT A |  | Asphalt coated or Bare Steel | Suction - Check Valve at the Tank Top | Single Walled | Bare or Galvanized Steel | Removal | 1994-03-18
0-009946 | MARTHA LINDA DAIRY | 12239 E OCOTILLO RD | CHANDLER | AZ | 85249 | Maricopa | 2 | Perm Closure | 1969-01-01 | 1500 | Gasoline | COMPARTMENT A | Unknown | Asphalt coated or Bare Steel |  |  |  | Removal | 2002-10-10
0-007112 | SCOTTSDALE JAGUAR | 6725 E MCDOWELL RD | SCOTTSDALE | AZ | 85257 | Maricopa | 2 | Perm Closure | 1989-07-20 | 3000 | Used Oil/Waste Oil | COMPARTMENT A | Double Walled | Composite (Steel/Fiberglass) | Gravity Feed |  |  | Removal | 1995-12-12
0-003252 | CVS PHARMACY #9297 | 6002 N 7TH ST | PHOENIX | AZ | 85014 | Maricopa | 3 | Perm Closure | 1972-01-01 | 6000 | Gasoline | COMPARTMENT A | Single Walled | Asphalt coated or Bare Steel |  |  |  | Removal | 1988-07-01
0-010294 | FRYS FUEL CENTER #21 | 695 E GRANT RD | TUCSON | AZ | 85705 | Pima | 2 | Open | 2009-02-12 | 8000 | Diesel | COMPARTMENT A | Double Walled | Fiberglass Reinforced Plastic | Pressure | Double Walled | Flexible
0-010304 | COBBLESTONE #30 | 22111 N SCOTTSDALE RD | SCOTTSDALE | AZ | 85255 | Maricopa | 3 | Open | 2008-07-01 | 10000 | E-85 | COMPARTMENT A | Double Walled | Fiberglass Reinforced Plastic | Pressure | Double Walled | Fiberglass Reinforced Plastic
0-002684 | BCW INC | 11300 E DREXEL RD | TUCSON | AZ | 85747 | Pima | 1 | Perm Closure | 2005-06-17 | 1000 | Used Oil/Waste Oil | COMPARTMENT A | Single Walled | Asphalt coated or Bare Steel |  |  |  | Removal | 1989-12-01
0-004873 | CITY OF TEMPE - FIRE STATION #1 | 1000 E UNIVERSITY DR | TEMPE | AZ | 85281 | Maricopa | 2 | Perm Closure | 1988-01-01 | 1000 | Diesel | COMPARTMENT A | Double Walled | Fiberglass Reinforced Plastic |  |  |  | Removal | 1995-01-20
0-004295 | SRP - WEST VALLEY GARAGE | 221 N 79TH AVE | TOLLESON | AZ | 85353 | Maricopa | 5 | Perm Closure | 1987-02-06 | 5000 | New Oil | COMPARTMENT A | Unknown | Asphalt coated or Bare Steel | Gravity Feed |  |  | Removal | 1992-01-31
0-004295 | SRP - WEST VALLEY GARAGE | 221 N 79TH AVE | TOLLESON | AZ | 85353 | Maricopa | 14 | Perm Closure | 1987-02-06 | 550 | Used Oil/Waste Oil | COMPARTMENT A | Unknown | Fiberglass Reinforced Plastic |  |  |  | Removal | 1990-06-15
0-001268 | CIRCLE K #599 | 1440 W BELL RD | PHOENIX | AZ | 85023 | Maricopa | 2 | Perm Closure | 1971-01-01 | 10000 | Gasoline | COMPARTMENT A |  | Asphalt coated or Bare Steel |  |  |  | Removal | 1994-10-25
0-003979 | PALOMA RANCH |  | GILA BEND |  |  | Maricopa | 5 | Perm Closure | 1980-01-01 | 10000 | Gasoline | COMPARTMENT A | Unknown | Asphalt coated or Bare Steel | Suction - Check Valve at the Tank Top |  | Bare or Galvanized Steel | Removal | 1991-05-29
0-000999 | BRUCE CHURCH INC | 6162 E BRUCE CHURCH LOOP | YUMA | AZ | 85365 | Yuma | 3 | Perm Closure | 1954-01-01 | 10000 | Diesel | COMPARTMENT A |  | Asphalt coated or Bare Steel | Suction - Check Valve at the Tank Top |  |  | Removal | 1991-04-26
0-000713 | BERGE FORD | 260 E MAIN ST | MESA | AZ | 85201 | Maricopa | 4 | Perm Closure | 1961-01-01 | 2000 | Gasoline | COMPARTMENT A | Single Walled | Asphalt coated or Bare Steel |  |  |  | Removal | 1988-12-01
0-000203 | CHEVRON #9-0433 | 702 E VAN BUREN ST | PHOENIX | AZ | 85006 | Maricopa | 1 | Perm Closure | 1958-01-01 | 3000 | Gasoline | COMPARTMENT A |  | Asphalt coated or Bare Steel |  |  |  | Removal | 1987-11-01
0-000531 | ARCO #1399 | 5105 W CAMELBACK RD | PHOENIX | AZ | 85031 | Maricopa | 3 | Perm Closure | 1961-01-01 | 4000 | Gasoline | COMPARTMENT A |  | Asphalt coated or Bare Steel |  |  |  | Removal | 1986-03-19
0-001873 | EXXON #7-1485 | 909 E BROADWAY RD | TEMPE | AZ | 85282 | Maricopa | 5 | Perm Closure | 1964-01-01 | 550 | Used Oil/Waste Oil | COMPARTMENT A |  | Asphalt coated or Bare Steel |  |  |  | Removal | 1994-07-21
0-005288 | UNOCAL #4839 | 6470 S 12TH AVE | TUCSON | AZ | 85706 | Pima | 3 | Perm Closure | 1988-01-01 | 500 | Used Oil/Waste Oil | COMPARTMENT A | Double Walled | Composite (Steel/Fiberglass) | Gravity Feed |  | Fiberglass Reinforced Plastic | Removal | 1997-11-04
0-005288 | UNOCAL #4839 | 6470 S 12TH AVE | TUCSON | AZ | 85706 | Pima | 1 | Perm Closure | 1984-04-15 | 12000 | Gasoline | COMPARTMENT A | Unknown | Fiberglass Reinforced Plastic | Pressure |  | Fiberglass Reinforced Plastic | Removal | 1997-11-04
0-010395 | QUIKTRIP #442 | 2010 S ARIZONA AVE | CHANDLER | AZ | 85286 | Maricopa | 2 | Open | 2010-09-30 | 20000 | Gasoline | COMPARTMENT A | Double Walled | Fiberglass Reinforced Plastic | Pressure | Double Walled | Fiberglass Reinforced Plastic
0-000147 | ANTELOPE UNION HIGH SCHOOL | 9168 S AVENUE 36 E | WELLTON | AZ | 85356 | Yuma | 2 | Perm Closure | 1979-01-01 | 5000 | Gasoline | COMPARTMENT A |  | Asphalt coated or Bare Steel |  |  |  | Removal | 1991-06-01
0-003210 | CIRCLE K STORE #2709170 | 10200 N SCOTTSDALE RD | SCOTTSDALE | AZ | 85253 | Maricopa | 7 | Open | 2019-01-03 | 12000 | Gasoline (PUL) | COMPARTMENT A | Double Walled | Fiberglass Reinforced Plastic | Pressure | Double Walled | Fiberglass Reinforced Plastic
0-008014 | CIRCLE K #5294 | 755 W WARNER RD | GILBERT | AZ | 85233 | Maricopa | 1 | Open | 1991-07-01 | 15000 | Gasoline | COMPARTMENT A | Single Walled | Fiberglass Reinforced Plastic | Pressure | Single Walled | Fiberglass Reinforced Plastic
0-001988 | CASA ADOBE EXXON | 7201 N ORACLE RD | TUCSON | AZ | 85704 | Pima | 6 | Perm Closure | 1999-02-23 | 15000 | Gasoline | COMPARTMENT A | Double Walled | Fiberglass Reinforced Plastic | Pressure | Double Walled | Fiberglass Reinforced Plastic | Removal | 2014-01-23
0-006056 | ATKO BUILDING MATERIALS | 600 W 25TH ST | TUCSON | AZ | 85713 | Pima | 2 | Perm Closure | 1968-01-01 | 2000 | Gasoline | COMPARTMENT A |  | Asphalt coated or Bare Steel |  |  |  | Removal | 1988-03-22
0-002187 | FRITO-LAY - CASA GRANDE FACILITY | 1450 W MARICOPA HWY | CASA GRANDE | AZ | 85193 | Pinal | 1 | Perm Closure | 1984-01-01 | 30000 | Diesel | COMPARTMENT A | Unknown | Unknown |  |  |  | Removal | 1996-05-30
0-002904 | TUCSON ESTATES UNIT 4 - LOT 73 | 3085 S KINNEY RD | TUCSON | AZ | 85713 | Pima | 3 | Perm Closure | 1970-01-01 | 5500 | Gasoline | COMPARTMENT A |  | Asphalt coated or Bare Steel | Suction - Check Valve at the Tank Top |  | Bare or Galvanized Steel | Removal | 1996-02-21
0-006070 | OSCO DRUG | 1904 W GLENDALE AVE | PHOENIX | AZ | 85021 | Maricopa | 3 | Perm Closure | 2007-07-31 | 500 | Used Oil/Waste Oil | COMPARTMENT A |  | Asphalt coated or Bare Steel |  |  |  | Removal | 2007-05-07
0-001384 | CIRCLE K #1217 | 500 N CLARK RD | SHOW LOW | AZ | 85901 | Navajo | 4 | Open | 1995-06-20 | 10000 | Gasoline (UL) | COMPARTMENT A | Double Walled | Fiberglass Reinforced Plastic | Pressure | Double Walled | Fiberglass Reinforced Plastic
0-004130 | SUNBELT RENTALS PC #554 | 930 E FORT LOWELL RD | TUCSON | AZ | 85719 | Pima | 1 | Perm Closure | 1978-01-01 | 2000 | Gasoline | COMPARTMENT A |  | Asphalt coated or Bare Steel | Suction - Check Valve at the Tank Top |  |  | Removal | 1994-12-22
0-004130 | SUNBELT RENTALS PC #554 | 930 E FORT LOWELL RD | TUCSON | AZ | 85719 | Pima | 3 | Perm Closure | 1966-01-01 | 1000 | Gasoline | COMPARTMENT A | Double Walled | Asphalt coated or Bare Steel |  |  |  | Removal | 1987-12-17
0-004130 | SUNBELT RENTALS PC #554 | 930 E FORT LOWELL RD | TUCSON | AZ | 85719 | Pima | 5 | Perm Closure | 1978-01-01 | 4000 | Diesel | COMPARTMENT A | Double Walled | Asphalt coated or Bare Steel | Suction - Check Valve at the Tank Top |  |  | Removal | 1994-12-22
0-006874 | TEXACO #60-349-0301 | 102 N GILBERT RD | GILBERT | AZ | 85234 | Maricopa | 8 | Perm Closure | 1975-01-01 | 5000 | Gasoline | COMPARTMENT A |  | Asphalt coated or Bare Steel |  |  |  | Removal | 1990-06-26
0-004337 | CIRCLE K #8553 | 1605 E BELL RD | PHOENIX | AZ | 85022 | Maricopa | 2 | Open | 1988-02-03 | 10000 | Gasoline | COMPARTMENT A | Double Walled | Fiberglass Reinforced Plastic | Pressure |  | Fiberglass Reinforced Plastic
0-004592 | SOUTHERN PACIFIC TRANSPORTATION - WELLTON RAILROAD YRD | NO ADDRESS ON RECORD | WELLTON | AZ | 85356 | Yuma | 1 | Perm Closure | 1976-05-06 | 1000 | Gasoline | COMPARTMENT A | Double Walled | Asphalt coated or Bare Steel |  |  |  | Removal | 1990-02-01
0-003463 | ARIZONA ARMY NATIONAL GUARD - UNIT TRAINING EQUIPMENT SITE | 600 E TRACK RD | FLORENCE | AZ | 85132 | Pinal | 1 | Perm Closure | 1981-04-14 | 2000 | Diesel | COMPARTMENT A | Double Walled | Asphalt coated or Bare Steel | Pressure |  |  | Removal | 1997-03-19
0-004907 | CIRCLE K STORE #2706646 | 1619 W BASELINE RD | GUADALUPE | AZ | 85283 | Maricopa | 7 | Open | 2001-06-14 | 12000 | Gasoline | COMPARTMENT A | Double Walled | Fiberglass Reinforced Plastic | Pressure | Double Walled | Fiberglass Reinforced Plastic
0-000363 | RPI COATING INC @ SKY HARBOR INTL AIRPORT | 4200 E AIR LN | PHOENIX | AZ | 85034 | Maricopa | 1 | Perm Closure | 1981-01-01 | 550 | Kerosene | COMPARTMENT A | Double Walled | Composite (Steel/Fiberglass) | Suction - Check Valve at the Tank Top |  |  | Removal | 1997-11-21
0-000885 | SPEEDY MARKET | 1510 S COUNTRY CLUB DR | MESA | AZ | 85210 | Maricopa | 2 | Perm Closure | 1980-01-01 | 12000 | Gasoline | COMPARTMENT A |  | Asphalt coated or Bare Steel | Pressure |  | Fiberglass Reinforced Plastic | Removal | 1994-01-13
0-003267 | FREEWAY TEXACO | 1203 W REX ALLEN DR | WILLCOX | AZ | 85643 | Cochise | 7 | Open | 1995-05-18 | 6000 | Diesel | COMPARTMENT A | Double Walled | Fiberglass Reinforced Plastic
0-004226 | RYDER TRUCK RENTAL AND LEASING #0489 | 1717 W RILLITO DR | TUCSON | AZ | 85745 | Pima | 3 | Perm Closure | 1986-02-17 | 12000 | Gasoline | COMPARTMENT A | Single Walled | Fiberglass Reinforced Plastic | Pressure | Single Walled | Fiberglass Reinforced Plastic | Removal | 1999-01-30
0-009334 | VILLAGE SQUARE CHEVRON | 6500 STATE ROUTE 179 | VILLAGE OF OAK CREEK | AZ | 86351 | Yavapai | 3 | Perm Closure | 1998-01-23 | 6000 | Diesel | COMPARTMENT A | Double Walled | Fiberglass Reinforced Plastic | Pressure | Double Walled | Fiberglass Reinforced Plastic | Removal | 2005-12-28
0-000259 | ADOT - SAFFORD MAINTENANCE | 3268 S US HIGHWAY 191 | SAFFORD | AZ | 85546 | Graham | 3 | Perm Closure | 1977-01-01 | 2000 | Diesel | COMPARTMENT A |  | Asphalt coated or Bare Steel | Suction - Check Valve at the Dispenser | Single Walled | Bare or Galvanized Steel | Removal | 2000-01-11
0-001335 | CIRCLE K #2700853 | 307 N HIGHWAY 77 | MAMMOTH | AZ | 85618 | Pinal | 3 | Perm Closure | 1973-01-01 | 6000 | Gasoline | COMPARTMENT A |  | Asphalt coated or Bare Steel |  |  |  | Removal | 1995-11-28
0-001335 | CIRCLE K #2700853 | 307 N HIGHWAY 77 | MAMMOTH | AZ | 85618 | Pinal | 2 | Perm Closure | 1973-01-01 | 10000 | Gasoline | COMPARTMENT A |  | Asphalt coated or Bare Steel |  |  |  | Removal | 1995-11-28
0-000530 | SAL MARKETS | 1201 E MISSOURI AVE | PHOENIX | AZ | 85014 | Maricopa | 1 | Perm Closure | 1976-01-01 | 8000 | Gasoline | COMPARTMENT A |  | Asphalt coated or Bare Steel | Pressure |  | Fiberglass Reinforced Plastic | Removal | 1992-11-03
0-001984 | CONOCOPHILLIPS #2673147 | 7885 E SPEEDWAY BLVD | TUCSON | AZ | 85710 | Pima | 3 | Perm Closure | 1986-01-01 | 8000 | Gasoline | COMPARTMENT A | Double Walled | Fiberglass Reinforced Plastic | Pressure |  | Fiberglass Reinforced Plastic | Removal | 2005-07-12
0-001229 | CIRCLE K #424 | 2483 E WHITE MOUNTAIN BLVD | PINETOP-LAKESIDE | AZ | 85935 | Navajo | 5 | Open | 1995-03-28 | 10000 | Gasoline | COMPARTMENT A | Double Walled | Fiberglass Reinforced Plastic | Pressure | Double Walled | Fiberglass Reinforced Plastic
0-006427 | JUDD AUTO SERVICE | 623 S MAIN ST | FREDONIA | AZ | 86022 | Coconino | 4 | Open | 1999-02-17 | 12000 | Gasoline | COMPARTMENT A | Single Walled | Fiberglass Reinforced Plastic | Pressure | Single Walled | Fiberglass Reinforced Plastic
0-009988 | SCP CONSTRUCTION CO | 723 W GUADALUPE RD | GILBERT | AZ | 85233 | Maricopa | 6 | Perm Closure | 1970-01-01 | 10000 | Gasoline | COMPARTMENT A | Unknown | Asphalt coated or Bare Steel | Suction - Check Valve at the Dispenser |  | Bare or Galvanized Steel | Removal | 2004-03-24
0-000539 | SCOTTSDALE MINI MART | 6842 E THOMAS RD | SCOTTSDALE | AZ | 85251 | Maricopa | 3 | Perm Closure | 2005-06-17 | 10000 | Gasoline | COMPARTMENT A | Single Walled | Asphalt coated or Bare Steel |  |  |  | Removal | 1987-07-01
0-003206 | MOBIL 18-606 | 4310 W PEORIA AVE | GLENDALE | AZ | 85302 | Maricopa | 1 | Perm Closure | 2005-06-17 | 10000 | Gasoline | COMPARTMENT A |  | Asphalt coated or Bare Steel | Pressure |  |  | Removal | 1989-02-28
0-000922 | SHELL | 2165 E BASELINE RD | TEMPE | AZ | 85283 | Maricopa | 4 | Perm Closure | 1975-01-01 | 12000 | Gasoline | COMPARTMENT A |  | Asphalt coated or Bare Steel | Pressure |  |  | Removal | 1991-01-23
0-000922 | SHELL | 2165 E BASELINE RD | TEMPE | AZ | 85283 | Maricopa | 8 | Open | 1991-03-01 | 10000 | Gasoline | COMPARTMENT A | Double Walled | Fiberglass Reinforced Plastic | Pressure | Double Walled | Fiberglass Reinforced Plastic
0-000922 | SHELL | 2165 E BASELINE RD | TEMPE | AZ | 85283 | Maricopa | 7 | Open | 1991-03-01 | 10000 | Gasoline | COMPARTMENT A | Double Walled | Fiberglass Reinforced Plastic | Pressure | Double Walled | Fiberglass Reinforced Plastic
0-005216 | U-DO-IT RENTAL | 1731 N ARIZONA AVE | CHANDLER | AZ | 85225 | Maricopa | 1 | Perm Closure | 1979-01-09 | 8000 | Gasoline | COMPARTMENT A | Double Walled | Asphalt coated or Bare Steel | Suction - Check Valve at the Dispenser |  | Bare or Galvanized Steel | Removal | 1999-07-13
0-006989 | DEPOT MARKETPLACE | 202 E SHELDON ST | PRESCOTT | AZ | 86301 | Yavapai | 1 | Perm Closure | 2005-06-17 | 750 | Gasoline | COMPARTMENT A | Double Walled | Asphalt coated or Bare Steel | Suction - Check Valve at the Tank Top |  |  | Removal | 1990-11-20
0-008779 | PACIFIC MARINE LOGISTICS | 14300 N 76TH PL | SCOTTSDALE | AZ | 85260 | Maricopa | 1 | Perm Closure | 1990-01-01 | 15000 | Jet Fuel | COMPARTMENT A | Single Walled | Asphalt coated or Bare Steel | Suction - Check Valve at the Tank Top |  | Fiberglass Reinforced Plastic | Removal | 2020-02-12
0-006997 | BROADWAY CARDLOCK #23 | 1307 W BROADWAY RD | PHOENIX | AZ | 85041 | Maricopa | 1 | Perm Closure | 1988-01-01 | 10000 | Gasoline | COMPARTMENT A | Double Walled | Fiberglass Reinforced Plastic | Pressure |  | Fiberglass Reinforced Plastic | Removal | 1999-03-11
0-004229 | SCP CONSTRUCTION | 5340 W LUKE AVE | GLENDALE | AZ | 85301 | Maricopa | 4 | Perm Closure | 1978-06-02 | 550 | Used Oil/Waste Oil | COMPARTMENT A | Double Walled | Asphalt coated or Bare Steel | Suction - Check Valve at the Tank Top |  |  | Removal | 1997-02-20
0-008521 | GPM #4595 | 4305 E RAY RD | PHOENIX | AZ | 85044 | Maricopa | 4 | Open | 1994-01-12 | 12000 | Gasoline | COMPARTMENT A | Double Walled | Fiberglass Reinforced Plastic | Pressure | Double Walled | Fiberglass Reinforced Plastic
0-008521 | GPM #4595 | 4305 E RAY RD | PHOENIX | AZ | 85044 | Maricopa | 5 | Open | 1994-01-12 | 12000 | Diesel | COMPARTMENT A | Double Walled | Fiberglass Reinforced Plastic | Pressure | Double Walled | Fiberglass Reinforced Plastic
0-006540 | DIESEL POWER SPECIALISTS | 355 S 83RD AVE | TOLLESON | AZ | 85353 | Maricopa | 1 | Perm Closure | 2005-06-17 | 5000 | Diesel | COMPARTMENT A | Unknown | Asphalt coated or Bare Steel |  |  |  | Removal | 1988-12-08
0-005253 | JACKSONS ENERGY #6785 | 3960 N COUNTRY CLUB DR | FLAGSTAFF | AZ | 86004 | Coconino | 7 | Open | 1990-05-22 | 10000 | Gasoline (PUL) | COMPARTMENT A | Double Walled | Composite (Steel/Fiberglass) | Pressure |  | Fiberglass Reinforced Plastic
0-005253 | JACKSONS ENERGY #6785 | 3960 N COUNTRY CLUB DR | FLAGSTAFF | AZ | 86004 | Coconino | 1 | Perm Closure | 1971-01-01 | 6000 | Gasoline | COMPARTMENT A | Single Walled | Asphalt coated or Bare Steel |  |  |  | Removal | 1990-04-24
0-006847 | COMMERCIAL BUILDINGS | 1548 S EUCLID AVE | TUCSON | AZ | 85713 | Pima | 1 | Perm Closure | 1980-01-01 | 5000 | Gasoline | COMPARTMENT A | Unknown | Unknown | Suction - Check Valve at the Tank Top |  |  | Removal | 1990-06-05
0-009899 | PHOENIX, CITY OF - AVIATION PROPERTY |  | PHOENIX |  |  | Maricopa | 14 | Perm Closure | 2005-06-17 | 300 | Unidentified | COMPARTMENT A | Single Walled | Asphalt coated or Bare Steel |  |  |  | Removal | 2004-02-06
0-009899 | PHOENIX, CITY OF - AVIATION PROPERTY |  | PHOENIX |  |  | Maricopa | 12 | Perm Closure | 2005-06-17 | 550 | Unidentified | COMPARTMENT A | Single Walled | Asphalt coated or Bare Steel |  |  |  | Removal | 2004-11-09
0-001320 | CIRCLE K #2700813 | 7402 W THOMAS RD | PHOENIX | AZ | 85033 | Maricopa | 5 | Perm Closure | 1988-11-23 | 10000 | Gasoline | COMPARTMENT A | Double Walled | Fiberglass Reinforced Plastic | Pressure |  | Fiberglass Reinforced Plastic | Removal | 2014-03-20
0-004561 | CIRCLE K #2701995 | 3101 WILLOW CREEK RD | PRESCOTT | AZ | 86301 | Yavapai | 2 | Open | 1986-07-13 | 10000 | Gasoline | COMPARTMENT A | Double Walled | Fiberglass Reinforced Plastic | Pressure |  | Fiberglass Reinforced Plastic
0-008742 | FIREBIRD FUEL CO | 22464 N 19TH AVE | PHOENIX | AZ | 85027 | Maricopa | 3 | Open | 1995-06-28 | 15000 | Diesel | COMPARTMENT A | Double Walled | Composite (Steel/Fiberglass) | Pressure | Double Walled | Fiberglass Reinforced Plastic
0-000023 | FAA GLOBE RMLR |  | GLOBE |  |  | Gila | 1 | Perm Closure | 1975-01-01 | 1000 | Diesel | COMPARTMENT A | Single Walled | Asphalt coated or Bare Steel | Suction - Check Valve at the Tank Top | Single Walled | Bare or Galvanized Steel | Removal | 1992-09-15
0-000041 | FAA RTR-3 PHX SKY HARBOR |  | PHOENIX |  |  | Maricopa | 1 | Perm Closure | 1976-01-01 | 500 | Diesel | COMPARTMENT A |  | Asphalt coated or Bare Steel |  |  |  | Removal | 1995-06-08
0-001948 | BERGMAN TRANSPORT INC | 5701 W MARYLAND AVE | GLENDALE | AZ | 85301 | Maricopa | 2 | Perm Closure | 1993-07-29 | 4000 | Diesel | COMPARTMENT A | Single Walled | Fiberglass Reinforced Plastic |  |  |  | Removal | 2010-11-16
0-005843 | PIC-N-RUN INC | 2104 KACHINA BLVD | FLAGSTAFF | AZ | 86005 | Coconino | 1 | Open | 1987-01-01 | 10000 | Gasoline | COMPARTMENT A | Double Walled | Asphalt coated or Bare Steel | Pressure | Double Walled | Flexible
0-006757 | PERFORMANCE UNLIMITED INC | 3721 E HARDY DR | TUCSON | AZ | 85716 | Pima | 1 | Perm Closure | 1973-01-01 | 1100 | Gasoline | COMPARTMENT A | Unknown | Asphalt coated or Bare Steel |  |  |  | Removal | 1990-05-15
0-003709 | USDOI NPS - PETRIFIED FOREST NATIONAL PARK |  | PETRIFIED FOREST NATIONAL PARK |  |  | Navajo | 3 | Perm Closure | 2005-06-17 | 2000 | Gasoline | COMPARTMENT A | Unknown | Asphalt coated or Bare Steel |  |  |  | Removal | 1986-07-01
0-003739 | PHILLIPS 66 COMPANY #016633 | 3449 W BROADWAY RD | PHOENIX | AZ | 85041 | Maricopa | 3 | Perm Closure | 1964-01-01 | 6000 | Gasoline | COMPARTMENT A | Single Walled | Asphalt coated or Bare Steel |  |  |  | Removal | 1988-04-01
0-003746 | PHILLIPS 66 COMPANY #017018 | 5001 N GRANITE REEF RD | SCOTTSDALE | AZ | 85250 | Maricopa | 1 | Perm Closure | 1964-01-01 | 6000 | Gasoline | COMPARTMENT A |  | Asphalt coated or Bare Steel |  |  |  | Removal | 2016-02-11
0-003200 | CIRCLE K STORE #2709168 | 4801 E THOMAS RD | PHOENIX | AZ | 85018 | Maricopa | 4 | Perm Closure | 2005-06-17 | 10000 | Gasoline | COMPARTMENT A |  | Asphalt coated or Bare Steel | Pressure |  |  | Removal | 1985-07-31
0-003258 | PRIDE TRAVEL CENTER IV | 2440 W BETHANY HOME RD | PHOENIX | AZ | 85015 | Maricopa | 1 | Perm Closure | 1973-01-01 | 5000 | Gasoline | COMPARTMENT A |  | Asphalt coated or Bare Steel |  |  |  | Removal | 1987-12-02
0-006897 | CITY OF TUCSON - RONSTADT BUS TRANSIT CENTER | 315 E CONGRESS ST | TUCSON | AZ | 85701 | Pima | 1 | Perm Closure | 2005-06-17 | 300 | Gasoline | COMPARTMENT A | Double Walled | Asphalt coated or Bare Steel |  |  |  | Removal | 1990-07-24
0-008307 | YOUNGS CUSTOM PHOTO | 345 S MONTEZUMA ST | PRESCOTT | AZ | 86303 | Yavapai | 1 | Perm Closure | 1946-01-01 | 1000 | Gasoline | COMPARTMENT A | Unknown | Asphalt coated or Bare Steel | Gravity Feed |  |  | Removal | 1994-03-01
0-008214 | AMERICAN BRAKE & AUTO | 2248 E MCDOWELL RD | PHOENIX | AZ | 85006 | Maricopa | 1 | Perm Closure | 1940-01-01 | 500 | Used Oil/Waste Oil | COMPARTMENT A | Unknown | Asphalt coated or Bare Steel | Suction - Check Valve at the Tank Top |  |  | Removal | 1993-12-26
0-010122 | AA MCDANIEL WELL & MACHINE CO | 2838 W RUTHRAUFF RD | TUCSON | AZ | 85705 | Pima | 2 | Perm Closure | 2006-07-05 | 5000 | Diesel | COMPARTMENT A | Single Walled | Asphalt coated or Bare Steel |  |  |  | Removal | 2006-06-12
0-004216 | RUSSELL HEAT TRANSFER PRODUCTS | 3800 S ARIZONA AVE | YUMA | AZ | 85365 | Yuma | 1 | Perm Closure | 1986-01-01 | 500 | Used Oil/Waste Oil | COMPARTMENT A | Unknown | Asphalt coated or Bare Steel |  |  |  | Removal | 1997-02-26
0-003374 | YUMA SOC #129589 | 2185 E PALO VERDE ST | YUMA | AZ | 85365 | Yuma | 2 | Perm Closure | 1973-01-15 | 5000 | Gasoline | COMPARTMENT A | Unknown | Asphalt coated or Bare Steel |  |  |  | Removal | 1987-01-01
0-000599 | AVIS RENT-A-CAR | 6909 S PLUMER AVE | TUCSON | AZ | 85756 | Pima | 1 | Perm Closure | 1985-01-01 | 10000 | Gasoline | COMPARTMENT A | Double Walled | Fiberglass Reinforced Plastic | Pressure |  | Fiberglass Reinforced Plastic | Removal | 2007-11-15
0-009706 | ADOT / EASEMENT | 21400 GRAND AVE | WITTMANN | AZ | 85361 | Maricopa | 5 | Perm Closure | 2005-06-17 | 1000 | Gasoline | COMPARTMENT A | Double Walled | Asphalt coated or Bare Steel |  |  |  | Removal | 2001-01-17
0-000005 | ABC MOVING & STORAGE CO INC | 2102 S 3RD DR | PHOENIX | AZ | 85003 | Maricopa | 1 | Perm Closure | 1966-01-01 | 1000 | Gasoline | COMPARTMENT A |  | Asphalt coated or Bare Steel |  |  |  | Removal | 1988-11-01
0-001215 | CIRCLE K #285 | 12000 E UNIVERSITY DR | APACHE JUNCTION | AZ | 85120 | Pinal | 2 | Perm Closure | 1972-04-24 | 10000 | Gasoline | COMPARTMENT A | Single Walled | Asphalt coated or Bare Steel |  |  |  | Removal | 1987-11-16
0-004028 | FLYING J TRAVEL PLAZA #610 | 3300 E ANDY DEVINE AVE | KINGMAN | AZ | 86401 | Mohave | 7 | Perm Closure | 1974-01-01 | 1000 | Used Oil/Waste Oil | COMPARTMENT A | Single Walled | Asphalt coated or Bare Steel |  |  |  | Removal | 1988-06-01
0-004028 | FLYING J TRAVEL PLAZA #610 | 3300 E ANDY DEVINE AVE | KINGMAN | AZ | 86401 | Mohave | 1 | Perm Closure | 1974-01-01 | 12000 | Diesel | COMPARTMENT A | Single Walled | Asphalt coated or Bare Steel |  |  |  | Removal | 1988-06-01
0-003915 | PINAL COUNTY - SUPERIOR MAINTENANCE YARD | 301 N PINAL AVE | SUPERIOR | AZ | 85173 | Pinal | 4 | Perm Closure | 1951-01-01 | 500 | Diesel | COMPARTMENT A | Single Walled | Asphalt coated or Bare Steel | Suction - Check Valve at the Tank Top |  |  | Removal | 1994-01-19
0-002011 | EXXON #7-3927 | 1151 W UNIVERSITY DR | MESA | AZ | 85201 | Maricopa | 3 | Perm Closure | 1966-01-01 | 3000 | Gasoline | COMPARTMENT A |  | Asphalt coated or Bare Steel | Pressure | Single Walled | Bare or Galvanized Steel | Removal | 1993-05-04
0-001986 | TIEMCO | 102 S 24TH ST | PHOENIX | AZ | 85034 | Maricopa | 11 | Open | 1995-03-21 | 10000 | Diesel | COMPARTMENT A | Double Walled | Composite (Steel/Fiberglass) | Pressure | Double Walled
0-001986 | TIEMCO | 102 S 24TH ST | PHOENIX | AZ | 85034 | Maricopa | 3 | Perm Closure | 1981-01-01 | 8000 | Gasoline | COMPARTMENT A | Single Walled | Asphalt coated or Bare Steel |  |  |  | Removal | 1994-10-17
0-003625 | CANYON SERVICE CENTER | 34400 S OLD BLACK CANYON HWY | BLACK CANYON CITY | AZ | 85324 | Yavapai | 1 | Perm Closure | 2005-06-17 | 10000 | Gasoline | COMPARTMENT A |  | Asphalt coated or Bare Steel | Pressure |  | Fiberglass Reinforced Plastic | Removal | 2020-06-11
0-005282 | GASCO | 5465 E BROADWAY BLVD | TUCSON | AZ | 85711 | Pima | 6 | Perm Closure | 1997-03-14 | 15000 | Gasoline | COMPARTMENT A | Double Walled | Composite (Steel/Fiberglass) | Pressure | Double Walled | Fiberglass Reinforced Plastic | Removal | 2014-09-12
0-005282 | GASCO | 5465 E BROADWAY BLVD | TUCSON | AZ | 85711 | Pima | 2 | Perm Closure | 1969-01-01 | 10000 | Gasoline | COMPARTMENT A |  | Asphalt coated or Bare Steel | Pressure |  |  | Removal | 1997-03-10
0-000172 | ARIZONA BAKING CO OF SOUTHWEST | 2601 E WASHINGTON ST | PHOENIX | AZ | 85034 | Maricopa | 1 | Perm Closure | 1979-01-01 | 10000 | Gasoline | COMPARTMENT A |  | Asphalt coated or Bare Steel |  |  |  | Removal | 1989-12-06
0-000160 | BASHAS -FORMER | 3435 W BUCKEYE RD | PHOENIX | AZ | 85009 | Maricopa | 1 | Perm Closure | 1972-01-01 | 5000 | Diesel | COMPARTMENT A | Single Walled | Asphalt coated or Bare Steel |  |  |  | Removal | 1991-12-11
0-004995 | SIMONIZ CAR WASH & QUICK LUBE | 4119 E THOMAS RD | PHOENIX | AZ | 85018 | Maricopa | 4 | Perm Closure | 1966-04-17 | 5500 | Gasoline | COMPARTMENT A | Unknown | Asphalt coated or Bare Steel | Pressure |  |  | Removal | 1995-03-28
0-009260 | PARCEL 117-04-2130 | 503 N STONE AVE | TUCSON | AZ | 85705 | Pima | 3 | Perm Closure | 2005-06-17 | 500 | Gasoline | COMPARTMENT A | Unknown | Asphalt coated or Bare Steel |  |  |  | Removal | 1998-07-23
0-004862 | TEDS TRUCK CENTER INC #2 |  | ASH FORK |  |  | Yavapai | 3 | Perm Closure | 1985-04-23 | 12000 | Diesel | COMPARTMENT A | Unknown | Asphalt coated or Bare Steel |  |  |  | Removal | 1999-07-21
0-004862 | TEDS TRUCK CENTER INC #2 |  | ASH FORK |  |  | Yavapai | 8 | Perm Closure | 1985-04-23 | 12000 | Diesel | COMPARTMENT A | Unknown | Asphalt coated or Bare Steel |  |  |  | Removal | 1999-07-21
0-003434 | SUNNYSLOPE SOC #165211 | 9050 N 9TH ST | PHOENIX | AZ | 85020 | Maricopa | 1 | Perm Closure | 1980-01-16 | 10000 | Gasoline | COMPARTMENT A | Unknown | Asphalt coated or Bare Steel |  |  |  | Removal | 1988-11-18
0-003434 | SUNNYSLOPE SOC #165211 | 9050 N 9TH ST | PHOENIX | AZ | 85020 | Maricopa | 2 | Perm Closure | 1980-01-16 | 10000 | Diesel | COMPARTMENT A | Unknown | Asphalt coated or Bare Steel |  |  |  | Removal | 1988-11-18
0-004480 | SHAY OIL CO #13 | 800 E 24TH ST | YUMA | AZ | 85365 | Yuma | 2 | Perm Closure | 1995-12-22 | 10000 | Gasoline | COMPARTMENT A | Double Walled | Fiberglass Reinforced Plastic | Pressure | Double Walled | Fiberglass Reinforced Plastic | Removal | 2005-05-05
0-005597 | WELCH GARAGE | 21201 NW GRAND AVE | WITTMANN | AZ | 85361 | Maricopa | 4 | Perm Closure | 1978-01-01 | 6000 | Diesel | COMPARTMENT A | Double Walled | Asphalt coated or Bare Steel |  |  |  | Removal | 1994-08-30
0-005597 | WELCH GARAGE | 21201 NW GRAND AVE | WITTMANN | AZ | 85361 | Maricopa | 3 | Perm Closure | 1973-01-01 | 4000 | Gasoline | COMPARTMENT A | Double Walled | Asphalt coated or Bare Steel |  |  |  | Removal | 1983-01-01
0-007815 | WAKEFIELD INVESTMENTS | 107 E 6TH ST | TUCSON | AZ | 85705 | Pima | 3 | Perm Closure | 2015-11-24 | 600 | Gasoline | COMPARTMENT A | Single Walled | Asphalt coated or Bare Steel | Suction - Check Valve at the Dispenser | Single Walled | Bare or Galvanized Steel | Removal | 2015-10-08
0-001443 | CIRCLE K #1582 | 2351 N ALVERNON WAY | TUCSON | AZ | 85712 | Pima | 3 | Perm Closure | 1969-01-01 | 8000 | Gasoline | COMPARTMENT A |  | Asphalt coated or Bare Steel |  |  |  | Removal | 1986-06-01
0-001374 | CIRCLE K #1181 | 2375 S PACIFIC AVE | YUMA | AZ | 85365 | Yuma | 3 | Perm Closure | 1974-01-01 | 10000 | Gasoline | COMPARTMENT A | Single Walled | Asphalt coated or Bare Steel | Pressure | Single Walled | Bare or Galvanized Steel | Removal | 1999-04-13
0-004666 | 7-ELEVEN #24169 | 850 E BELL RD | PHOENIX | AZ | 85022 | Maricopa | 2 | Perm Closure | 1984-01-01 | 10000 | Gasoline | COMPARTMENT A | Single Walled | Fiberglass Reinforced Plastic | Pressure |  | Fiberglass Reinforced Plastic | Removal | 2014-11-11
0-006320 | CRABTREE AUTO CENTER | 615 NAVAJO BLVD | HOLBROOK | AZ | 86025 | Navajo | 3 | Perm Closure | 1979-08-23 | 1000 | Used Oil/Waste Oil | COMPARTMENT A | Unknown | Asphalt coated or Bare Steel |  |  |  | Removal | 1995-09-21
0-004654 | 7-ELEVEN #21889 | 4002 E MCDOWELL RD | PHOENIX | AZ | 85008 | Maricopa | 3 | Perm Closure | 1980-01-01 | 12000 | Gasoline | COMPARTMENT A |  | Asphalt coated or Bare Steel | Pressure | Double Walled | Flexible | Removal | 2010-11-02
0-004628 | 7-ELEVEN #18381 | 4302 E GRANT RD | TUCSON | AZ | 85712 | Pima | 2 | Perm Closure | 1976-03-25 | 8000 | Gasoline | COMPARTMENT A | Unknown | Asphalt coated or Bare Steel |  |  |  | Removal | 1991-01-30
0-004628 | 7-ELEVEN #18381 | 4302 E GRANT RD | TUCSON | AZ | 85712 | Pima | 3 | Perm Closure | 1976-03-25 | 6000 | Gasoline | COMPARTMENT A | Unknown | Asphalt coated or Bare Steel |  |  |  | Removal | 1991-01-30
0-006210 | FLYING J TRAVEL PLAZA #609 | 16189 S SUNSHINE BLVD | ELOY | AZ | 85131 | Pinal | 4 | Open | 1988-01-01 | 12000 | Gasoline | COMPARTMENT A | Single Walled | Fiberglass Reinforced Plastic | Pressure |  | Fiberglass Reinforced Plastic
0-007853 | RANCHO DEL RIO REMEDIATION | 2800 N SABINO CANYON RD | TUCSON | AZ | 85715 | Pima | 1 | Perm Closure | 1943-01-01 | 500 | Gasoline | COMPARTMENT A | Unknown | Asphalt coated or Bare Steel | Suction - Check Valve at the Tank Top |  | Bare or Galvanized Steel | Removal | 1993-07-06
0-006178 | IMMAN & SONS AUTO & TRUCK CENTER | 6335 N 7TH ST | PHOENIX | AZ | 85014 | Maricopa | 2 | Perm Closure | 1978-05-03 | 5000 | Gasoline | COMPARTMENT A | Unknown | Unknown |  |  |  | Removal | 1990-11-06
0-004497 | FARR'S DOWNTOWN SHELL | 101 W HOPI DR | HOLBROOK | AZ | 86025 | Navajo | 3 | Perm Closure | 1978-01-01 | 4000 | Gasoline | COMPARTMENT A |  | Asphalt coated or Bare Steel |  |  |  | Removal | 1989-11-01
0-004497 | FARR'S DOWNTOWN SHELL | 101 W HOPI DR | HOLBROOK | AZ | 86025 | Navajo | 6 | Open | 1989-12-01 | 10000 | Gasoline | COMPARTMENT A | Double Walled | Fiberglass Reinforced Plastic | Pressure |  | Fiberglass Reinforced Plastic
0-007829 | US WEST - MOUNTAIN BELL | 110 S 5TH ST | BUCKEYE | AZ | 85326 | Maricopa | 1 | Perm Closure | 2005-06-17 |  | Unidentified | COMPARTMENT A | Unknown | Asphalt coated or Bare Steel |  |  |  | Removal | 1989-06-06
0-001087 | CHEVRON #9-5694 | 3233 S MILL AVE | TEMPE | AZ | 85282 | Maricopa | 4 | Perm Closure | 1964-01-01 | 550 | Used Oil/Waste Oil | COMPARTMENT A | Single Walled | Asphalt coated or Bare Steel |  |  |  | Removal | 1989-08-18
0-005983 | UNIVERSITY CAR WASH | 1336 W UNIVERSITY DR | TEMPE | AZ | 85281 | Maricopa | 2 | Perm Closure | 1973-03-23 | 10000 | Gasoline | COMPARTMENT A | Double Walled | Asphalt coated or Bare Steel |  |  |  | Removal | 1989-01-09
0-000948 | UNOCAL #6726 | 2810 E BELL RD | PHOENIX | AZ | 85032 | Maricopa | 3 | Perm Closure | 1983-04-19 | 5000 | Gasoline | COMPARTMENT A | Single Walled | Asphalt coated or Bare Steel | Pressure |  | Fiberglass Reinforced Plastic | Removal | 1994-09-02
0-005215 | TYRELL-MARXEN CHEV/OLDS/CAD INC | 1118 W ROUTE 66 | FLAGSTAFF | AZ | 86001 | Coconino | 2 | Perm Closure | 1967-01-01 | 2000 | Gasoline | COMPARTMENT A | Single Walled | Asphalt coated or Bare Steel | Suction - Check Valve at the Tank Top | Single Walled | Bare or Galvanized Steel | Removal | 1993-04-27
0-005248 | UNDERGROUND TESTING & MONITORING | 690 LAKE MARY RD | FLAGSTAFF | AZ | 86001 | Coconino | 2 | Perm Closure | 1971-05-01 | 4000 | Gasoline | COMPARTMENT A | Double Walled | Asphalt coated or Bare Steel |  |  |  | Removal | 1991-08-27
0-007313 | GAS PLUS #487 | 2266 KINGMAN AVE | KINGMAN | AZ | 86401 | Mohave | 2 | Open | 1991-04-02 | 6000 | Gasoline | COMPARTMENT A | Double Walled | Composite (Steel/Fiberglass) | Pressure |  | Fiberglass Reinforced Plastic
0-002035 | LAVICIO'S #102/E-Z SERVE #100901 | 2510 E BROADWAY BLVD | TUCSON | AZ | 85716 | Pima | 2 | Perm Closure | 1979-04-28 | 8000 | Gasoline | COMPARTMENT A | Single Walled | Asphalt coated or Bare Steel | Pressure |  |  | Removal | 1993-04-30
0-004038 | HOSTESS CAKES | 101 N 35TH AVE | PHOENIX | AZ | 85009 | Maricopa | 2 | Perm Closure | 1963-01-01 | 1000 | Gasoline | COMPARTMENT A |  | Asphalt coated or Bare Steel |  |  |  | Removal | 1988-12-19
0-009893 | HUFFSTETLER PROPERTY | 5736 S 12TH AVE | TUCSON | AZ | 85706 | Pima | 1 | Perm Closure | 2005-06-17 | 280 | Used Oil/Waste Oil | COMPARTMENT A | Unknown | Asphalt coated or Bare Steel |  |  |  | Removal | 2002-12-05
0-008126 | HWY 66 EXXON | 427 W CHINO | SELIGMAN | AZ | 86337 | Yavapai | 1 | Perm Closure | 1972-08-01 | 10000 | Gasoline | COMPARTMENT A | Unknown | Asphalt coated or Bare Steel | Pressure |  | Fiberglass Reinforced Plastic | Removal | 2002-02-15
0-008126 | HWY 66 EXXON | 427 W CHINO | SELIGMAN | AZ | 86337 | Yavapai | 3 | Perm Closure | 1972-08-01 | 10000 | Gasoline | COMPARTMENT A | Unknown | Asphalt coated or Bare Steel | Pressure |  | Fiberglass Reinforced Plastic | Removal | 2002-02-15
0-002446 | DEAN'S AUTO REPAIR | 2242 N 32ND ST | PHOENIX | AZ | 85008 | Maricopa | 2 | Perm Closure | 1967-06-03 | 500 | Used Oil/Waste Oil | COMPARTMENT A | Single Walled | Asphalt coated or Bare Steel |  |  |  | Removal | 1992-02-28
0-000777 | CITY OF SCOTTSDALE - CORPORATE YARD | 9191 E SAN SALVADOR DR | SCOTTSDALE | AZ | 85258 | Maricopa | 9 | Perm Closure | 1987-01-01 | 500 | New Oil | COMPARTMENT A | Single Walled | Fiberglass Reinforced Plastic | Suction - Check Valve at the Tank Top |  |  | Removal | 1994-07-26
0-000777 | CITY OF SCOTTSDALE - CORPORATE YARD | 9191 E SAN SALVADOR DR | SCOTTSDALE | AZ | 85258 | Maricopa | 14 | Perm Closure | 1987-01-01 | 15000 | Diesel | COMPARTMENT A | Single Walled | Fiberglass Reinforced Plastic | Pressure | Double Walled | Flexible | Removal | 2019-04-16
0-000777 | CITY OF SCOTTSDALE - CORPORATE YARD | 9191 E SAN SALVADOR DR | SCOTTSDALE | AZ | 85258 | Maricopa | 15 | Perm Closure | 1987-01-01 | 15000 | Diesel | COMPARTMENT A | Single Walled | Fiberglass Reinforced Plastic | Pressure | Double Walled | Flexible | Removal | 2019-04-16
0-004261 | TEXACO #60-349-2079 | 185 S ARIZONA BLVD | COOLIDGE | AZ | 85128 | Pinal | 2 | Perm Closure | 1977-01-01 | 10000 | Gasoline | COMPARTMENT A | Single Walled | Asphalt coated or Bare Steel | Pressure |  | Fiberglass Reinforced Plastic | Removal | 1997-11-24
0-005495 | CIRCLE K #2932 | 2246 N PINAL AVE | CASA GRANDE | AZ | 85122 | Pinal | 2 | Perm Closure | 1977-04-25 | 6000 | Gasoline | COMPARTMENT A | Double Walled | Asphalt coated or Bare Steel | Pressure |  |  | Removal | 1995-05-09
0-005495 | CIRCLE K #2932 | 2246 N PINAL AVE | CASA GRANDE | AZ | 85122 | Pinal | 5 | Perm Closure | 1995-05-10 | 10000 | Gasoline | COMPARTMENT A | Double Walled | Fiberglass Reinforced Plastic | Pressure | Double Walled | Fiberglass Reinforced Plastic | Removal | 2015-08-03
0-007100 | STUCKEYS OLD WEST | 1288 N SIBYL RD | BENSON | AZ | 85602 | Cochise | 4 | Perm Closure | 1970-01-01 | 4000 | Gasoline | COMPARTMENT A | Double Walled | Asphalt coated or Bare Steel | Pressure |  | Fiberglass Reinforced Plastic | Removal | 1995-06-13
0-004108 | AUTOMOTIVE XPRESS | 7224 E MCDOWELL RD | SCOTTSDALE | AZ | 85257 | Maricopa | 6 | Perm Closure | 1966-01-01 | 500 | Used Oil/Waste Oil | COMPARTMENT A | Single Walled | Asphalt coated or Bare Steel |  |  |  | Removal | 1989-09-06
0-001279 | CIRCLE K #660 | 335 W AMERICAN AVE | ORACLE | AZ | 85623 | Pinal | 4 | Perm Closure | 1995-12-07 | 10000 | Gasoline | COMPARTMENT A | Single Walled | Fiberglass Reinforced Plastic | Pressure |  | Fiberglass Reinforced Plastic | Removal | 2020-10-20
0-001381 | CIRCLE K #1213 | 1654 W WHITE MOUNTAIN BLVD | PINETOP-LAKESIDE | AZ | 85929 | Navajo | 4 | Open | 1995-11-08 | 10000 | Gasoline (UL) | COMPARTMENT A |  | Fiberglass Reinforced Plastic | Pressure | Double Walled | Fiberglass Reinforced Plastic
0-001425 | CIRCLE K #1556 | 2360 W BROADWAY AVE | APACHE JUNCTION | AZ | 85120 | Pinal | 2 | Perm Closure | 1974-01-01 | 6000 | Gasoline | COMPARTMENT A |  | Asphalt coated or Bare Steel |  |  |  | Removal | 1996-02-20
0-001943 | FLAGSTAFF FUELS | 4200 E US HIGHWAY 66 | FLAGSTAFF | AZ | 86004 | Coconino | 6 | Perm Closure | 1964-01-01 | 500 | Used Oil/Waste Oil | COMPARTMENT A |  | Asphalt coated or Bare Steel |  |  |  | Removal | 1998-11-17
0-001943 | FLAGSTAFF FUELS | 4200 E US HIGHWAY 66 | FLAGSTAFF | AZ | 86004 | Coconino | 1 | Perm Closure | 1964-01-01 | 10000 | Diesel | COMPARTMENT A |  | Asphalt coated or Bare Steel |  |  |  | Removal | 1998-11-17
0-001659 | ROSS AVIATION | 14600 N AIRPORT DR | SCOTTSDALE | AZ | 85260 | Maricopa | 2 | Perm Closure | 1968-01-01 | 12000 | Gasoline | COMPARTMENT A |  | Asphalt coated or Bare Steel | Pressure | Single Walled | Bare or Galvanized Steel | Removal | 2010-02-23
0-001659 | ROSS AVIATION | 14600 N AIRPORT DR | SCOTTSDALE | AZ | 85260 | Maricopa | 1 | Perm Closure | 1968-01-01 | 12000 | Gasoline | COMPARTMENT A |  | Asphalt coated or Bare Steel | Pressure | Single Walled | Bare or Galvanized Steel | Removal | 2010-02-23
0-001659 | ROSS AVIATION | 14600 N AIRPORT DR | SCOTTSDALE | AZ | 85260 | Maricopa | 5 | Perm Closure | 1968-01-01 | 1500 | Gasoline | COMPARTMENT A |  | Asphalt coated or Bare Steel |  |  |  | Removal | 1990-03-22
0-001989 | EXXON #7-3265 | 14626 N DEL WEBB BLVD | SUN CITY | AZ | 85351 | Maricopa | 1 | Perm Closure | 1969-01-01 | 6000 | Gasoline | COMPARTMENT A |  | Asphalt coated or Bare Steel | Pressure | Single Walled | Bare or Galvanized Steel | Removal | 1993-07-15
0-000894 | SHELL | 1957 N COUNTRY CLUB DR | MESA | AZ | 85201 | Maricopa | 4 | Open | 2005-09-01 | 7000 | Diesel | COMPARTMENT A | Double Walled | Fiberglass Reinforced Plastic | Pressure | Double Walled | Fiberglass Reinforced Plastic
0-004712 | UA BIOSPHERE 2 | 32540 S BIOSPHERE RD | ORACLE | AZ | 85623 | Pinal | 4 | Perm Closure | 2005-06-17 | 500 | Gasoline | COMPARTMENT A |  | Asphalt coated or Bare Steel |  |  |  | Removal | 1984-06-01
0-009201 | TOWN OF WICKENBURG - FIRE STATION | 734 W WICKENBURG WAY | WICKENBURG | AZ | 85390 | Maricopa | 1 | Perm Closure | 1980-01-01 | 1000 | Diesel | COMPARTMENT A | Double Walled | Asphalt coated or Bare Steel | Pressure |  | Bare or Galvanized Steel | Removal | 1997-12-30
0-007674 | 24TH ST & HIGHLAND BUILDING | 4722 N 24TH ST | PHOENIX | AZ | 85016 | Maricopa | 1 | Perm Closure | 1985-01-01 | 350 | Diesel | COMPARTMENT A | Unknown | Asphalt coated or Bare Steel | Gravity Feed |  |  | Removal | 1996-07-25
0-005238 | DESERT PUMP & SUPPLY | 3320 N 29TH AVE | PHOENIX | AZ | 85017 | Maricopa | 2 | Perm Closure | 2005-06-17 | 500 | Gasoline | COMPARTMENT A | Unknown | Unknown |  |  |  | Removal | 1990-05-14
0-004456 | ARIZONA TRAILS INC | 820 RODEO DR | PRESCOTT | AZ | 86305 | Yavapai | 5 | Perm Closure | 1960-01-01 | 20000 | Gasoline | COMPARTMENT A | Single Walled | Asphalt coated or Bare Steel |  |  |  | Removal | 1987-08-01
0-004566 | SMITTY'S SUPER VALU INC | 2626 S 7TH ST | PHOENIX | AZ | 85034 | Maricopa | 2 | Perm Closure | 1975-01-01 | 10000 | Diesel | COMPARTMENT A | Single Walled | Asphalt coated or Bare Steel | Pressure | Single Walled | Bare or Galvanized Steel | Removal | 1993-03-09
0-004566 | SMITTY'S SUPER VALU INC | 2626 S 7TH ST | PHOENIX | AZ | 85034 | Maricopa | 3 | Perm Closure | 1979-01-01 | 10000 | Gasoline | COMPARTMENT A | Single Walled | Asphalt coated or Bare Steel | Pressure | Single Walled | Bare or Galvanized Steel | Removal | 1993-03-09
0-003198 | SHELL GAS ON THE GO | 1961 E UNIVERSITY DR | MESA | AZ | 85203 | Maricopa | 6 | Perm Closure | 1987-07-01 | 10000 | Gasoline | COMPARTMENT A | Double Walled | Fiberglass Reinforced Plastic | Suction - Check Valve at the Tank Top | Double Walled | Fiberglass Reinforced Plastic | Removal | 2001-09-18
0-003198 | SHELL GAS ON THE GO | 1961 E UNIVERSITY DR | MESA | AZ | 85203 | Maricopa | 3 | Perm Closure | 2005-06-17 | 12000 | Gasoline | COMPARTMENT A |  | Asphalt coated or Bare Steel |  |  |  | Removal | 1987-06-30
0-006556 | PIMA COUNTY - INA ROAD AUTOMOTIVE SERVICES | 4901 W INA RD | MARANA | AZ | 85743 | Pima | 6 | Open | 1999-06-09 | 15000 | Diesel | COMPARTMENT A | Double Walled | Composite (Steel/Fiberglass) | Pressure | Double Walled | Fiberglass Reinforced Plastic
0-001097 | CHEVRON #9-0712 | 2501 W INDIAN SCHOOL RD | PHOENIX | AZ | 85017 | Maricopa | 1 | Perm Closure | 1974-01-01 | 6000 | Gasoline | COMPARTMENT A |  | Asphalt coated or Bare Steel |  |  |  | Removal | 1989-08-20
0-010045 | JW RADIATOR & MARINE | 1100 W THIRD ST | WINSLOW | AZ | 86047 | Navajo | 1 | Perm Closure | 2005-09-09 | 2000 | Gasoline | COMPARTMENT A |  | Asphalt coated or Bare Steel |  |  |  | Removal | 2005-06-29
0-005710 | PALM VALLEY | 14202 N 73RD AVE | PEORIA | AZ | 85381 | Maricopa | 1 | Perm Closure | 1976-01-01 | 2000 | Gasoline | COMPARTMENT A | Unknown | Fiberglass Reinforced Plastic | Suction - Check Valve at the Tank Top |  |  | Removal | 2006-05-09
0-000880 | CIRCLE K #2706649 | 1953 E SOUTHERN AVE | MESA | AZ | 85204 | Maricopa | 1 | Open | 1986-01-01 | 20000 | Gasoline | COMPARTMENT A | Double Walled | Fiberglass Reinforced Plastic | Pressure | Double Walled | Fiberglass Reinforced Plastic
0-004487 | 7-ELEVEN #23823 | 1001 E SPEEDWAY BLVD | TUCSON | AZ | 85719 | Pima | 4 | Perm Closure | 1940-01-01 | 1500 | Gasoline | COMPARTMENT A | Single Walled | Asphalt coated or Bare Steel |  |  |  | Removal | 1981-05-01
0-008901 | DEL SOL IGA | 29854 E LOS ANGELES AVE | WELLTON | AZ | 85356 | Yuma | 4 | Open | 1992-01-01 | 12000 | Diesel | COMPARTMENT A | Double Walled | Fiberglass Reinforced Plastic | Pressure | Double Walled | Fiberglass Reinforced Plastic
0-001422 | CIRCLE K #2701520 | 6090 S PARK AVE | TUCSON | AZ | 85706 | Pima | 2 | Open | 1984-04-04 | 10000 | Gasoline | COMPARTMENT A | Double Walled | Fiberglass Reinforced Plastic | Pressure |  | Fiberglass Reinforced Plastic
0-008876 | FEDEX GROUND | 3410 S 51ST AVE | PHOENIX | AZ | 85043 | Maricopa | 4 | Open | 2016-06-29 | 20000 | Biodiesel | COMPARTMENT A | Double Walled | Fiberglass Reinforced Plastic | Suction - Check Valve at the Dispenser | Double Walled | Flexible
0-003359 | FLAGSTAFF SOC #127149 | 1201 W ROUTE 66 | FLAGSTAFF | AZ | 86001 | Coconino | 3 | Perm Closure | 1985-01-01 | 3000 | Diesel | COMPARTMENT A | Single Walled | Asphalt coated or Bare Steel |  |  |  | Removal | 1998-09-25
0-001863 | EXXON #7-0847 | 8101 E 22ND ST | TUCSON | AZ | 85710 | Pima | 1 | Perm Closure | 1963-01-01 | 3000 | Gasoline | COMPARTMENT A |  | Asphalt coated or Bare Steel |  |  |  | Removal | 1987-08-18
0-001806 | DOSS MOVING & STORAGE INC | 400 W WILCOX DR | SIERRA VISTA | AZ | 85635 | Cochise | 1 | Perm Closure | 1963-01-01 | 1000 | Gasoline | COMPARTMENT A |  | Asphalt coated or Bare Steel |  |  |  | Removal | 1990-01-02
0-003581 | NATIONAL CAR RENTAL | 6610 S TUCSON BLVD | TUCSON | AZ | 85756 | Pima | 2 | Perm Closure | 1962-01-01 | 10000 | Gasoline | COMPARTMENT A |  | Asphalt coated or Bare Steel |  |  |  | Removal | 1986-09-04
0-003189 | MOBIL 18-564 | 1901 W NORTHERN AVE | PHOENIX | AZ | 85021 | Maricopa | 2 | Perm Closure | 1972-01-01 | 12000 | Gasoline | COMPARTMENT A |  | Asphalt coated or Bare Steel | Pressure |  |  | Removal | 1987-11-30
0-009153 | SALT RIVER ROOFING | 210 W BROADWAY RD | PHOENIX | AZ | 85041 | Maricopa | 1 | Perm Closure | 2005-06-17 | 10000 | Gasoline | COMPARTMENT A | Unknown | Asphalt coated or Bare Steel | Pressure |  | Bare or Galvanized Steel | Removal | 2001-11-29
0-007185 | ZIEMAN MANUFACTURING | 4205 W LOWER BUCKEYE RD | PHOENIX | AZ | 85009 | Maricopa | 1 | Perm Closure | 1989-01-10 | 1000 | Gasoline | COMPARTMENT A | Double Walled | Fiberglass Reinforced Plastic |  |  |  | Removal | 1994-09-28
0-007944 | SPEEDWAY STORE #2952 | 2830 S PACIFIC AVE | YUMA | AZ | 85365 | Yuma | 2 | Open | 1992-08-30 | 12000 | Gasoline | COMPARTMENT A | Double Walled | Fiberglass Reinforced Plastic | Pressure |  | Fiberglass Reinforced Plastic
0-005376 | CIRCLE K STORE #2703480 | 4810 E WARNER RD | PHOENIX | AZ | 85044 | Maricopa | 2 | Open | 1991-06-01 | 10000 | Gasoline | COMPARTMENT A | Double Walled | Fiberglass Reinforced Plastic | Pressure | Double Walled | Fiberglass Reinforced Plastic
0-000027 | ACME TRANSMISSION | 402 E SHELDON ST | PRESCOTT | AZ | 86301 | Yavapai | 4 | Perm Closure | 2005-06-17 | 250 | Used Oil/Waste Oil | COMPARTMENT A | Single Walled | Asphalt coated or Bare Steel |  |  |  | Removal | 1989-07-15
0-000027 | ACME TRANSMISSION | 402 E SHELDON ST | PRESCOTT | AZ | 86301 | Yavapai | 1 | Perm Closure | 2005-06-17 | 1000 | Gasoline | COMPARTMENT A | Single Walled | Asphalt coated or Bare Steel |  |  |  | Removal | 1989-07-15
0-000058 | A & H BUILDING MATERIALS CO INC | 3361 E 36TH ST | TUCSON | AZ | 85713 | Pima | 2 | Perm Closure | 1981-01-01 | 10000 | Gasoline | COMPARTMENT A |  | Asphalt coated or Bare Steel |  |  |  | Removal | 1987-09-30
0-002018 | CENTRAL TRANSPORT INTERNATIONAL | 5939 W WASHINGTON ST | PHOENIX | AZ | 85043 | Maricopa | 2 | Perm Closure | 1979-01-01 | 12000 | Diesel | COMPARTMENT A |  | Asphalt coated or Bare Steel | Pressure | Single Walled | Bare or Galvanized Steel | Removal | 1998-05-13
0-002018 | CENTRAL TRANSPORT INTERNATIONAL | 5939 W WASHINGTON ST | PHOENIX | AZ | 85043 | Maricopa | 3 | Temp Closure | 1998-05-21 | 12000 | Diesel | COMPARTMENT A | Double Walled | Fiberglass Reinforced Plastic | Suction - Check Valve at the Dispenser | Double Walled | Fiberglass Reinforced Plastic |  | 2018-06-25
0-000993 | BROOKS CROSSING WATER PRODUCTION | 1405 W CALLE DEL NORTE | CHANDLER | AZ | 85224 | Maricopa | 1 | Perm Closure | 1986-01-01 | 2500 | Diesel | COMPARTMENT A | Double Walled | Fiberglass Reinforced Plastic | Suction - Check Valve at the Dispenser | Single Walled | Bare or Galvanized Steel | Removal | 2019-06-25
0-008158 | THE TIRE OUTLET | 1835 E GUADALUPE RD | TEMPE | AZ | 85283 | Maricopa | 1 | Perm Closure | 1988-07-01 | 1000 | Used Oil/Waste Oil | COMPARTMENT A | Unknown | Asphalt coated or Bare Steel | Gravity Feed |  |  | Removal | 1994-12-30
0-005887 | CIRCLE K STORE #2706662 | 1146 N 35TH AVE | PHOENIX | AZ | 85009 | Maricopa | 3 | Open | 1988-11-05 | 12000 | Gasoline | COMPARTMENT A | Double Walled | Fiberglass Reinforced Plastic | Pressure | Double Walled | Fiberglass Reinforced Plastic
0-005887 | CIRCLE K STORE #2706662 | 1146 N 35TH AVE | PHOENIX | AZ | 85009 | Maricopa | 2 | Open | 1988-11-05 | 20000 | Gasoline | COMPARTMENT A | Double Walled | Fiberglass Reinforced Plastic | Pressure | Double Walled | Fiberglass Reinforced Plastic
0-004972 | ST MARY'S FOOD STORE | 880 W SAINT MARYS RD | TUCSON | AZ | 85745 | Pima | 4 | Open | 1984-01-01 | 8000 | Diesel | COMPARTMENT A | Single Walled | Fiberglass Reinforced Plastic | Gravity Feed | Single Walled | Fiberglass Reinforced Plastic
0-004972 | ST MARY'S FOOD STORE | 880 W SAINT MARYS RD | TUCSON | AZ | 85745 | Pima | 3 | Open | 1984-01-01 | 10000 | Gasoline | COMPARTMENT A | Single Walled | Fiberglass Reinforced Plastic | Pressure | Single Walled | Fiberglass Reinforced Plastic
0-004465 | SUNSHINE FUEL & PROPERTIES | 205 S LAKE POWELL BLVD | PAGE | AZ | 86040 | Coconino | 2 | Perm Closure | 1976-01-01 | 4000 | Gasoline | COMPARTMENT A |  | Asphalt coated or Bare Steel |  |  |  | Closed in Place | 1988-12-01
0-005697 | SKY RANCH AIRPORT AT CAREFREE | 8302 E CAVE CREEK RD | CAREFREE | AZ | 85377 | Maricopa | 4 | Perm Closure | 1989-09-01 | 10000 | Jet Fuel | COMPARTMENT A | Double Walled | Fiberglass Reinforced Plastic | Pressure | Double Walled | Fiberglass Reinforced Plastic | Removal | 2020-04-22
0-004541 | SKYLINE COUNTRY CLUB | 5200 E SAINT ANDREWS DR | TUCSON | AZ | 85718 | Pima | 2 | Perm Closure | 1989-03-02 | 1000 | Gasoline | COMPARTMENT A | Double Walled | Composite (Steel/Fiberglass) | Suction - Check Valve at the Dispenser |  | Fiberglass Reinforced Plastic | Removal | 2020-04-14
0-010016 | WHITE'S AUTO REPAIR | 5802 E MAIN ST | MESA | AZ | 85205 | Maricopa | 1 | Perm Closure | 2005-06-17 | 200 | Used Oil/Waste Oil | COMPARTMENT A | Double Walled | Asphalt coated or Bare Steel |  |  |  | Removal | 2004-08-20
0-002856 | SHELL SERVICE STATION | 261 N HASKELL AVE | WILLCOX | AZ | 85643 | Cochise | 4 | Perm Closure | 1968-01-01 | 3000 | Gasoline | COMPARTMENT A |  | Asphalt coated or Bare Steel |  |  |  | Removal | 1993-06-23
0-002856 | SHELL SERVICE STATION | 261 N HASKELL AVE | WILLCOX | AZ | 85643 | Cochise | 2 | Perm Closure | 1953-01-01 | 1000 | Gasoline | COMPARTMENT A |  | Asphalt coated or Bare Steel |  |  |  | Removal | 1993-06-23
0-008578 | WELLS PROPERTY | 1501 S ARIZONA AVE | CHANDLER | AZ | 85224 | Maricopa | 1 | Perm Closure | 2005-06-17 | 1000 | Gasoline | COMPARTMENT A | Double Walled | Fiberglass Reinforced Plastic |  |  |  | Removal | 1995-03-28
0-001745 | GALE INSULATION OF ARIZONA INC | 6619 N 57TH DR | GLENDALE | AZ | 85301 | Maricopa | 1 | Perm Closure | 1979-01-01 | 5000 | Gasoline | COMPARTMENT A |  | Asphalt coated or Bare Steel |  |  |  | Removal | 1993-11-24
0-009762 | FORTIS/TREES PLUS | 1721 E WASHINGTON ST | PHOENIX | AZ | 85034 | Maricopa | 1 | Perm Closure | 1943-01-01 | 550 | Gasoline | COMPARTMENT A | Unknown | Asphalt coated or Bare Steel |  |  |  | Removal | 2001-07-15
0-001327 | SALT N PEPPER SHELL #4 | 1555 E BASELINE RD | PHOENIX | AZ | 85042 | Maricopa | 6 | Perm Closure | 1992-01-01 | 10000 | Gasoline | COMPARTMENT A | Single Walled | Fiberglass Reinforced Plastic | Pressure | Single Walled | Fiberglass Reinforced Plastic | Removal | 2018-11-29
0-002515 | HOLT OIL COMPANY INC | 111 S MARTIN AVE | GILA BEND | AZ | 85337 | Maricopa | 1 | Perm Closure | 1975-11-19 | 12000 | Diesel | COMPARTMENT A | Single Walled | Asphalt coated or Bare Steel | Pressure |  |  | Removal | 1996-02-21
0-006724 | IMPERIAL LITHO & DRYOGRAPHY, INC | 210 S 4TH AVE | PHOENIX | AZ | 85003 | Maricopa | 6 | Perm Closure | 2005-06-17 | 500 | Used Oil/Waste Oil | COMPARTMENT A | Double Walled | Asphalt coated or Bare Steel |  |  |  | Removal | 1990-02-07
0-007495 | ISLAND OF BIG SURF | 1500 N MCCLINTOCK DR | TEMPE | AZ | 85281 | Maricopa | 2 | Perm Closure | 1969-01-01 | 350 | Diesel | COMPARTMENT A | Unknown | Asphalt coated or Bare Steel | Suction - Check Valve at the Tank Top |  |  | Removal | 1991-10-18
0-009810 | ARCO #6354 | 2711 W UNION HILLS DR | PHOENIX | AZ | 85027 | Maricopa | 1 | Open | 1998-01-01 | 10000 | Diesel | COMPARTMENT B | Double Walled | Fiberglass Reinforced Plastic | Pressure |  | Fiberglass Reinforced Plastic
0-004552 | CIRCLE K #2701947 | 5501 E GOLF LINKS RD | TUCSON | AZ | 85711 | Pima | 2 | Open | 1986-01-01 | 10000 | Gasoline | COMPARTMENT A | Single Walled | Fiberglass Reinforced Plastic | Pressure |  | Fiberglass Reinforced Plastic
0-001507 | CIRCLE K #2701931 | 2590 S MISSION RD | TUCSON | AZ | 85713 | Pima | 1 | Perm Closure | 1985-12-23 | 10000 | Gasoline | COMPARTMENT A |  | Fiberglass Reinforced Plastic | Pressure |  | Fiberglass Reinforced Plastic | Removal | 2015-06-25
0-000409 | APS - WEST 1ST STREET YARD | 735 W 1ST ST | CASA GRANDE | AZ | 85122 | Pinal | 1 | Perm Closure | 1956-01-01 | 12000 | Gasoline | COMPARTMENT A |  | Asphalt coated or Bare Steel |  |  |  | Removal | 1988-11-01
0-005304 | ADOT | 695 W SAINT MARYS RD | TUCSON | AZ | 85701 | Pima | 5 | Perm Closure | 1996-04-25 | 7500 | Diesel | COMPARTMENT B | Double Walled | Composite (Steel/Fiberglass) | Pressure | Double Walled | Fiberglass Reinforced Plastic | Removal | 2011-08-31
0-004446 | SHAMROCK FOODS - N BLACK CANYON HWY | 2228 N BLACK CANYON HWY | PHOENIX | AZ | 85009 | Maricopa | 3 | Perm Closure | 1970-04-01 | 3000 | Gasoline | COMPARTMENT A | Double Walled | Asphalt coated or Bare Steel |  |  |  | Removal | 1989-10-30
0-001225 | CIRCLE K #2700418 | 3320 W MAIN ST | THATCHER | AZ | 85552 | Graham | 4 | Perm Closure | 1996-06-28 | 10000 | Gasoline | COMPARTMENT A | Double Walled | Fiberglass Reinforced Plastic | Pressure | Double Walled | Fiberglass Reinforced Plastic | Removal | 2005-06-15
0-002300 | FREEWAY CHEVRON | 2905 S HASKELL AVE | WILLCOX | AZ | 85643 | Cochise | 4 | Perm Closure | 1971-01-01 | 500 | Used Oil/Waste Oil | COMPARTMENT A |  | Asphalt coated or Bare Steel | Gravity Feed |  |  | Removal | 2001-01-26
0-006159 | CIRCLE K #2705283 | 3201 E CHANDLER BLVD | PHOENIX | AZ | 85048 | Maricopa | 1 | Open | 1987-04-19 | 15000 | Gasoline (UL) | COMPARTMENT A | Double Walled | Fiberglass Reinforced Plastic | Pressure | Single Walled | Fiberglass Reinforced Plastic
0-001673 | COURTESY CHEVROLET | 1233 E CAMELBACK RD | PHOENIX | AZ | 85014 | Maricopa | 6 | Perm Closure | 1965-01-01 | 7500 | Gasoline | COMPARTMENT A |  | Asphalt coated or Bare Steel | Pressure | Single Walled | Bare or Galvanized Steel | Removal | 1997-01-30
0-001673 | COURTESY CHEVROLET | 1233 E CAMELBACK RD | PHOENIX | AZ | 85014 | Maricopa | 9 | Perm Closure | 1979-01-01 | 4000 | New Oil | COMPARTMENT A |  | Asphalt coated or Bare Steel | Pressure | Single Walled | Bare or Galvanized Steel | Removal | 1994-09-22
0-005426 | CIRCLE K STORE #2703393 | 301 N 43RD AVE | PHOENIX | AZ | 85009 | Maricopa | 4 | Open | 2008-11-07 | 20000 | Gasoline | COMPARTMENT A | Double Walled | Fiberglass Reinforced Plastic | Pressure | Double Walled | Fiberglass Reinforced Plastic
0-005426 | CIRCLE K STORE #2703393 | 301 N 43RD AVE | PHOENIX | AZ | 85009 | Maricopa | 1 | Perm Closure | 1973-01-01 | 8000 | Gasoline | COMPARTMENT A |  | Asphalt coated or Bare Steel | Pressure | Double Walled | Fiberglass Reinforced Plastic | Removal | 2008-12-03
0-008428 | UNOCAL #0584 | 1620 N 19TH AVE | PHOENIX | AZ | 85009 | Maricopa | 1 | Perm Closure | 1945-01-01 | 7500 | Gasoline | COMPARTMENT A | Unknown | Asphalt coated or Bare Steel |  |  |  | Removal | 1974-01-01
0-008428 | UNOCAL #0584 | 1620 N 19TH AVE | PHOENIX | AZ | 85009 | Maricopa | 4 | Perm Closure | 1986-01-01 | 280 | New Oil | COMPARTMENT A | Unknown | Asphalt coated or Bare Steel |  |  |  | Removal | 1979-01-01
0-009089 | BLEHI PROPERTY/YOUNG/GULF OIL |  | SALOME |  |  | La Paz | 3 | Perm Closure | 1940-01-01 | 7500 | Gasoline | COMPARTMENT A |  | Asphalt coated or Bare Steel | Suction - Check Valve at the Dispenser |  | Bare or Galvanized Steel | Removal | 2000-01-27
0-002736 | SUNWARD | 11701 W INDIAN SCHOOL RD | AVONDALE | AZ | 85392 | Maricopa | 5 | Perm Closure | 1981-01-01 | 500 | New Oil | COMPARTMENT A |  | Asphalt coated or Bare Steel |  |  |  | Removal | 1989-12-22
0-002736 | SUNWARD | 11701 W INDIAN SCHOOL RD | AVONDALE | AZ | 85392 | Maricopa | 3 | Perm Closure | 1981-01-01 | 8000 | Diesel | COMPARTMENT A |  | Asphalt coated or Bare Steel |  |  |  | Removal | 1989-12-22
0-002736 | SUNWARD | 11701 W INDIAN SCHOOL RD | AVONDALE | AZ | 85392 | Maricopa | 6 | Perm Closure | 2005-06-17 | 500 | Used Oil/Waste Oil | COMPARTMENT A |  | Asphalt coated or Bare Steel |  |  |  | Removal | 1989-12-22
0-002455 | WHITE MOUNTAIN UNOCAL 76 | 1040 E DEUCE OF CLUBS | SHOW LOW | AZ | 85901 | Navajo | 8 | Perm Closure | 1989-08-15 | 10000 | Diesel | COMPARTMENT A | Double Walled | Fiberglass Reinforced Plastic | Pressure |  | Fiberglass Reinforced Plastic | Removal | 2019-04-18
0-002455 | WHITE MOUNTAIN UNOCAL 76 | 1040 E DEUCE OF CLUBS | SHOW LOW | AZ | 85901 | Navajo | 1 | Perm Closure | 1961-01-01 | 10000 | Diesel | COMPARTMENT A |  | Asphalt coated or Bare Steel | Pressure |  | Bare or Galvanized Steel | Removal | 1989-08-21
0-002215 | GANNETT OUTDOOR | 2502 N BLACK CANYON HWY | PHOENIX | AZ | 85009 | Maricopa | 1 | Perm Closure | 1966-05-05 | 1000 | Gasoline | COMPARTMENT A | Single Walled | Asphalt coated or Bare Steel |  |  |  | Removal | 1988-12-01
0-010039 | MORRIS PROPERTY | 801 E DEUCE OF CLUBS | SHOW LOW | AZ | 85901 | Navajo | 1 | Perm Closure | 2005-06-17 | 8000 | Unidentified | COMPARTMENT A | Single Walled | Asphalt coated or Bare Steel |  |  |  | Removal | 1998-03-12
0-010023 | BASHAS #172 | 25 S HIGLEY RD | GILBERT | AZ | 85296 | Maricopa | 1 | Perm Closure | 2004-07-21 | 15000 | Gasoline | COMPARTMENT A | Double Walled | Fiberglass Reinforced Plastic | Pressure | Double Walled | Flexible | Removal | 2012-12-13
0-010023 | BASHAS #172 | 25 S HIGLEY RD | GILBERT | AZ | 85296 | Maricopa | 2 | Perm Closure | 2004-07-21 | 20000 | Gasoline | COMPARTMENT A | Double Walled | Fiberglass Reinforced Plastic | Pressure | Double Walled | Flexible | Removal | 2012-12-13
0-010537 | CWIE HANGER | 7880 E BECK LN | SCOTTSDALE | AZ | 85260 | Maricopa | 1 | Open | 2006-01-01 | 20000 | Jet A (Kerosene-type Jet Fuel) | COMPARTMENT A | Double Walled | Fiberglass Reinforced Plastic | Suction - Check Valve at the Dispenser | Double Walled | Fiberglass Reinforced Plastic
0-010546 | KINGMAN AIRPORT | NW CORNER OF SHIPPING LANE AND BONANZA DRIVE | KINGMAN | AZ | 86409 | Mohave | 2 | Perm Closure | 2015-10-23 | 3000 | Diesel | COMPARTMENT A | Single Walled | Asphalt coated or Bare Steel |  |  |  | Removal | 2015-09-23
0-010548 | CIRCLE K STORE #2703452 | 3033 N DOBSON RD | CHANDLER | AZ | 85224 | Maricopa | 1 | Open | 2015-10-01 | 20000 | Gasoline (UL) | COMPARTMENT A | Double Walled | Fiberglass Reinforced Plastic | Pressure | Double Walled | Fiberglass Reinforced Plastic
0-010021 | FRY FUEL CENTER #137 | 7050 E 22ND ST | TUCSON | AZ | 85710 | Pima | 2 | Open | 2003-10-02 | 20000 | Gasoline | COMPARTMENT A | Double Walled | Fiberglass Reinforced Plastic | Pressure | Double Walled | Flexible
0-006833 | MOBILE MINI STORAGE SYSTEMS | 1485 W GLENN ST | TUCSON | AZ | 85705 | Pima | 1 | Perm Closure | 1965-01-01 | 1500 | Gasoline | COMPARTMENT A | Double Walled | Asphalt coated or Bare Steel |  |  |  | Removal | 1989-10-25
0-004444 | SHAMROCK FOODS COMPANY | 1900 W RUTHRAUFF RD | TUCSON | AZ | 85705 | Pima | 2 | Perm Closure | 1969-01-01 | 10000 | Gasoline | COMPARTMENT A | Single Walled | Asphalt coated or Bare Steel |  |  |  | Removal | 1990-01-05
0-002916 | SOUTHWEST FREEPORT | 431 N 47TH AVE | PHOENIX | AZ | 85043 | Maricopa | 2 | Perm Closure | 1986-01-01 | 10000 | Diesel | COMPARTMENT A |  | Asphalt coated or Bare Steel |  |  |  | Removal | 1992-10-14
0-008968 | GPM #4611 | 1810 W PRINCE RD | TUCSON | AZ | 85705 | Pima | 2 | Open | 1996-05-01 | 12000 | Gasoline (PUL) | COMPARTMENT A | Double Walled | Fiberglass Reinforced Plastic | Pressure | Double Walled | Fiberglass Reinforced Plastic
0-008968 | GPM #4611 | 1810 W PRINCE RD | TUCSON | AZ | 85705 | Pima | 3 | Open | 1996-05-01 | 6000 | Diesel | COMPARTMENT A | Double Walled | Fiberglass Reinforced Plastic | Pressure | Double Walled | Fiberglass Reinforced Plastic
0-004408 | ML RIDDLE PAINTING INC | 5922 N BLACK CANYON HWY | PHOENIX | AZ | 85017 | Maricopa | 1 | Perm Closure | 1971-12-14 | 2000 | Gasoline | COMPARTMENT A | Double Walled | Asphalt coated or Bare Steel | Suction - Check Valve at the Tank Top |  |  | Removal | 1991-01-09
0-001051 | CITY OF PEORIA | 9353 W SCOTLAND AVE | PEORIA | AZ | 85345 | Maricopa | 2 | Perm Closure | 1978-01-01 | 10000 | Diesel | COMPARTMENT A |  | Asphalt coated or Bare Steel |  |  |  | Removal | 1987-09-26
0-009786 | CIRCLE K #2706348 | 995 W ELLIOT RD | TEMPE | AZ | 85284 | Maricopa | 2 | Open | 2001-03-23 | 12000 | Gasoline | COMPARTMENT B | Double Walled | Fiberglass Reinforced Plastic
0-009282 | CIRCLE K #2705549 | 4939 E RAY RD | PHOENIX | AZ | 85044 | Maricopa | 1 | Open | 1998-01-27 | 15000 | Gasoline | COMPARTMENT A | Double Walled | Fiberglass Reinforced Plastic | Pressure | Double Walled | Fiberglass Reinforced Plastic
0-009623 | CIRCLE K #2705598 | 6210 E CAVE CREEK RD | CAVE CREEK | AZ | 85331 | Maricopa | 2 | Open | 1998-11-12 | 10000 | Gasoline | COMPARTMENT A | Double Walled | Fiberglass Reinforced Plastic
0-009901 | CIRCLE K #2705918 | 320 E HUNT HWY | QUEEN CREEK | AZ | 85143 | Pinal | 1 | Open | 2002-10-15 | 15000 | Gasoline | COMPARTMENT A | Double Walled | Fiberglass Reinforced Plastic | Pressure | Double Walled | Fiberglass Reinforced Plastic
0-001668 | CIRCLE K #2708591 | 505 W GUADALUPE RD | TEMPE | AZ | 85283 | Maricopa | 1 | Open | 1988-01-19 | 10000 | Gasoline | COMPARTMENT A | Double Walled | Fiberglass Reinforced Plastic | Pressure | Single Walled | Fiberglass Reinforced Plastic
0-001668 | CIRCLE K #2708591 | 505 W GUADALUPE RD | TEMPE | AZ | 85283 | Maricopa | 3 | Open | 1988-01-19 | 10000 | Gasoline | COMPARTMENT A | Double Walled | Fiberglass Reinforced Plastic | Pressure | Single Walled | Fiberglass Reinforced Plastic
0-009477 | FIESTA SOFT CLOTH CAR WASH 109-1 | 900 S 4TH AVE | YUMA | AZ | 85364 | Yuma | 1 | Perm Closure | 2005-06-17 | 6000 | Unidentified | COMPARTMENT A | Double Walled | Composite (Steel/Fiberglass) |  |  |  | Closed in Place | 1987-08-24
0-000934 | FLAGSTAFF MAVERIK STORE 290 | 5700 N US HIGHWAY 89 | FLAGSTAFF | AZ | 86004 | Coconino | 4 | Open | 2002-08-01 | 12000 | Gasoline | COMPARTMENT A | Single Walled | Fiberglass Reinforced Plastic | Pressure | Double Walled | Flexible
0-001938 | EMPIRE TRANSPORT | 34 W IRON AVE | MESA | AZ | 85210 | Maricopa | 11 | Perm Closure | 1969-01-01 | 6000 | Gasoline | COMPARTMENT A |  | Asphalt coated or Bare Steel | Suction - Check Valve at the Tank Top |  |  | Removal | 1988-07-25
0-006645 | EATON ASSOCIATED LIMITED PARTNER | 6977 E BASELINE RD | MESA | AZ | 85209 | Maricopa | 1 | Perm Closure | 1950-01-01 | 1000 | Gasoline | COMPARTMENT A | Single Walled | Asphalt coated or Bare Steel |  |  |  | Removal | 1989-02-17
0-003770 | PHILLIPS 66 COMPANY #019686 | 2 W VALENCIA RD | TUCSON | AZ | 85706 | Pima | 3 | Perm Closure | 1964-04-02 | 560 | Used Oil/Waste Oil | COMPARTMENT A | Unknown | Asphalt coated or Bare Steel |  |  |  | Removal | 1983-10-01
0-003788 | PHILLIPS 66 COMPANY #071803 | 700 E 32ND ST | YUMA | AZ | 85365 | Yuma | 3 | Perm Closure | 1967-01-01 | 5000 | Gasoline | COMPARTMENT A |  | Asphalt coated or Bare Steel |  |  |  | Removal | 1978-07-03
0-007360 | SPEEDWAY STORE #2936 | 8080 N ORACLE RD | ORO VALLEY | AZ | 85704 | Pima | 1 | Open | 1986-12-31 | 10000 | Gasoline | COMPARTMENT A | Double Walled | Fiberglass Reinforced Plastic | Pressure |  | Fiberglass Reinforced Plastic
0-010634 | FIREBIRD FUEL CO | 5821 W BUCKEYE RD | PHOENIX | AZ | 85043 | Maricopa | 3 | Open | 2019-03-08 | 12000 | Gasoline (UL) | COMPARTMENT A | Double Walled | Fiberglass Reinforced Plastic | Pressure | Double Walled | Fiberglass Reinforced Plastic
0-010654 | QUIKTRIP 473 | 20221 S GILBERT RD | CHANDLER | AZ | 85286 | Maricopa | 2 | Open | 2019-04-08 | 20000 | Gasoline (UL) | COMPARTMENT A | Double Walled | Fiberglass Reinforced Plastic | Pressure | Double Walled | Fiberglass Reinforced Plastic
0-010654 | QUIKTRIP 473 | 20221 S GILBERT RD | CHANDLER | AZ | 85286 | Maricopa | 3 | Open | 2019-04-08 | 12000 | Diesel #2 | COMPARTMENT A | Double Walled | Fiberglass Reinforced Plastic | Pressure | Double Walled | Fiberglass Reinforced Plastic
0-009130 | PACIFIC PRIDE | 214 W LONGHORN RD | PAYSON | AZ | 85541 | Gila | 3 | Open | 1997-01-05 | 5000 | Diesel | COMPARTMENT B | Double Walled | Fiberglass Reinforced Plastic | Pressure | Double Walled | Fiberglass Reinforced Plastic
0-006351 | CAR CARE CENTER | 723 E 22ND ST | TUCSON | AZ | 85713 | Pima | 1 | Perm Closure | 2005-06-17 | 10000 | Gasoline | COMPARTMENT A | Unknown | Unknown |  |  |  | Removal | 1991-07-01
0-007375 | MOUNT FRANCIS RADIO 128617 |  | PRESCOTT |  |  | Yavapai | 1 | Perm Closure | 1975-01-10 | 1000 | Diesel | COMPARTMENT A | Unknown | Asphalt coated or Bare Steel |  |  |  | Removal | 1991-05-22
0-006979 | NEELY VINEYARDS |  | GILBERT |  |  | Maricopa | 1 | Perm Closure | 2005-06-17 | 8000 | Diesel | COMPARTMENT A | Unknown | Unknown |  |  |  | Removal | 1990-09-14
0-006196 | CHEVRON | 18441 N 7TH ST | PHOENIX | AZ | 85022 | Maricopa | 3 | Perm Closure | 1987-01-01 | 10000 | Gasoline | COMPARTMENT A | Double Walled | Fiberglass Reinforced Plastic | Pressure |  | Fiberglass Reinforced Plastic | Removal | 2015-05-07
0-007438 | EXXONMOBIL OIL CORP #17869 | 1221 N RECKER RD | MESA | AZ | 85205 | Maricopa | 1 | Perm Closure | 1989-06-01 | 10000 | Gasoline | COMPARTMENT A | Double Walled | Fiberglass Reinforced Plastic | Pressure |  | Fiberglass Reinforced Plastic | Removal | 2007-05-16
0-002595 | MOBIL STATION |  | CORDES JUNCTION |  |  | Yavapai | 3 | Perm Closure | 1969-05-22 | 10000 | Gasoline | COMPARTMENT A | Single Walled | Asphalt coated or Bare Steel |  |  |  | Closed in Place | 1989-04-01
0-009987 | SAFEWAY #1521 | 12122 N RANCHO VISTOSO BLVD | ORO VALLEY | AZ | 85755 | Pima | 1 | Open | 2003-10-01 | 10000 | Diesel | COMPARTMENT B | Double Walled | Composite (Steel/Fiberglass)
0-009987 | SAFEWAY #1521 | 12122 N RANCHO VISTOSO BLVD | ORO VALLEY | AZ | 85755 | Pima | 1 | Open | 2003-10-01 | 10000 | Gasoline | COMPARTMENT A | Double Walled | Composite (Steel/Fiberglass)
0-009953 | SAFEWAY #1636 | 5810 W THUNDERBIRD RD | GLENDALE | AZ | 85306 | Maricopa | 1 | Perm Closure | 2003-04-04 | 10000 | Diesel | COMPARTMENT B | Double Walled | Composite (Steel/Fiberglass) |  |  |  | Removal | 2019-11-21
0-010653 | QUIKTRIP #431R | 1939 S MESA DR | MESA | AZ | 85210 | Maricopa | 4 | Open | 2019-04-23 | 10000 | Gasoline (PUL) | COMPARTMENT A | Double Walled | Fiberglass Reinforced Plastic | Pressure | Double Walled | Fiberglass Reinforced Plastic
0-010653 | QUIKTRIP #431R | 1939 S MESA DR | MESA | AZ | 85210 | Maricopa | 4 | Open | 2019-04-23 | 10000 | Other | COMPARTMENT B | Double Walled | Fiberglass Reinforced Plastic | Pressure | Double Walled | Fiberglass Reinforced Plastic
0-010652 | MAVERIK #600 | 784 W WICKENBURG WAY | WICKENBURG | AZ | 85390 | Maricopa | 2 | Open | 2018-12-04 | 8000 | Gasoline (UL) | COMPARTMENT A | Double Walled | Fiberglass Reinforced Plastic | Pressure | Double Walled | Fiberglass Reinforced Plastic
0-002033 | REGAL AUTO WASH | 4600 E BROADWAY BLVD | TUCSON | AZ | 85711 | Pima | 1 | Perm Closure | 1987-09-24 | 10000 | Gasoline | COMPARTMENT A | Unknown | Fiberglass Reinforced Plastic | Pressure |  | Fiberglass Reinforced Plastic | Removal | 2005-10-18
0-002057 | QUIK MART #100921 | 1250 E FORT LOWELL RD | TUCSON | AZ | 85719 | Pima | 2 | Perm Closure | 1977-04-27 | 6000 | Gasoline | COMPARTMENT A | Single Walled | Asphalt coated or Bare Steel | Suction - Check Valve at the Tank Top |  |  | Removal | 1992-08-31
0-007269 | RANCH TIRE - GOODYEAR | 6205 W CHANDLER BLVD | CHANDLER | AZ | 85226 | Maricopa | 1 | Perm Closure | 1988-06-01 | 550 | Used Oil/Waste Oil | COMPARTMENT A | Unknown | Fiberglass Reinforced Plastic | Gravity Feed |  |  | Removal | 1996-06-06
0-000728 | RANDY BLANSETT |  | JOSEPH CITY |  |  | Navajo | 3 | Perm Closure | 2005-06-17 |  | Unidentified | COMPARTMENT A |  | Asphalt coated or Bare Steel |  |  |  | Removal | 1994-02-03
0-003941 | RED STAR GENERAL STORE | 2581 S HWY 69 | HUMBOLDT | AZ | 86329 | Yavapai | 1 | Perm Closure | 1983-01-01 | 10000 | Gasoline | COMPARTMENT A | Single Walled | Asphalt coated or Bare Steel | Pressure | Single Walled | Bare or Galvanized Steel | Removal | 2001-04-12
0-002532 | PRINCESS PROPERTY MANAGEMENT | 1045 E CURRY RD | TEMPE | AZ | 85281 | Maricopa | 2 | Perm Closure | 1972-03-19 | 1000 | Diesel | COMPARTMENT A | Single Walled | Asphalt coated or Bare Steel | Suction - Check Valve at the Tank Top |  |  | Removal | 1993-01-01
0-003977 | PROGESSIVE ROOFING | 1501 W BROADWAY RD | PHOENIX | AZ | 85041 | Maricopa | 1 | Perm Closure | 1985-02-26 | 6000 | Gasoline | COMPARTMENT A | Unknown | Asphalt coated or Bare Steel | Gravity Feed |  | Bare or Galvanized Steel | Removal | 1992-08-04
0-001294 | CIRCLE K #726 | 5301 S PARK AVE | TUCSON | AZ | 85706 | Pima | 2 | Perm Closure | 1972-01-01 | 10000 | Gasoline | COMPARTMENT A |  | Asphalt coated or Bare Steel | Pressure |  |  | Removal | 1994-04-13
0-001448 | CIRCLE K #2701613 | 8001E E THOMAS RD | SCOTTSDALE | AZ | 85251 | Maricopa | 2 | Open | 1985-01-01 | 10000 | Gasoline | COMPARTMENT A | Double Walled | Fiberglass Reinforced Plastic | Pressure |  | Fiberglass Reinforced Plastic
0-003645 | YUMA COUNTY SHERIFFS DEPARTMENT | 289 S 4TH AVE | YUMA | AZ | 85364 | Yuma | 3 | Perm Closure | 1972-01-01 | 6000 | Gasoline | COMPARTMENT A | Unknown | Unknown |  |  |  | Removal | 1988-09-01
0-009812 | BANK ONE PROPERTY | 2010 W MAIN ST | MESA | AZ | 85201 | Maricopa | 1 | Perm Closure | 2005-06-17 | 5000 | Unidentified | COMPARTMENT A | Single Walled | Asphalt coated or Bare Steel |  |  |  | Removal | 2001-12-27
0-000205 | ARIZONA DEPARTMENT OF PUBLIC SAFETY |  | BLACK CANYON CITY |  |  | Yavapai | 1 | Perm Closure | 1962-01-01 | 1000 | Gasoline | COMPARTMENT A |  | Asphalt coated or Bare Steel | Suction - Check Valve at the Tank Top |  |  | Removal | 1999-01-21
0-000122 | ARIZONA FARM MANAGEMENT SITE 14 |  | WENDEN |  |  | La Paz | 1 | Perm Closure | 1976-01-01 | 1000 | Gasoline | COMPARTMENT A |  | Asphalt coated or Bare Steel |  |  |  | Removal | 1992-04-03
0-004645 | 7-ELEVEN #20433 | 12033 N 28TH DR | PHOENIX | AZ | 85029 | Maricopa | 3 | Perm Closure | 1978-02-04 | 10000 | Gasoline | COMPARTMENT A | Unknown | Asphalt coated or Bare Steel | Pressure |  | Fiberglass Reinforced Plastic | Removal | 2014-10-14
0-002712 | ABB'S TRENCHING SERVICE | 3025 S 40TH ST | PHOENIX | AZ | 85040 | Maricopa | 2 | Perm Closure | 1976-01-01 | 1000 | Diesel | COMPARTMENT A |  | Asphalt coated or Bare Steel |  |  |  | Removal | 1988-09-20
0-002712 | ABB'S TRENCHING SERVICE | 3025 S 40TH ST | PHOENIX | AZ | 85040 | Maricopa | 4 | Perm Closure | 1980-01-01 | 2000 | Diesel | COMPARTMENT A |  | Asphalt coated or Bare Steel | Suction - Check Valve at the Tank Top |  |  | Removal | 2006-08-17
0-006973 | CHLORIDE UNION 76 |  | CHLORIDE |  |  | Mohave | 2 | Perm Closure | 2005-06-17 | 500 | Gasoline | COMPARTMENT A |  | Asphalt coated or Bare Steel | Suction - Check Valve at the Tank Top |  |  | Removal | 1991-06-11
0-004978 | NEXTEER AUTOMOTIVE | 1230 W GILA BEND HWY | CASA GRANDE | AZ | 85122 | Pinal | 2 | Perm Closure | 1978-01-01 | 7500 | Diesel | COMPARTMENT A |  | Asphalt coated or Bare Steel |  |  |  | Removal | 1991-08-14
0-004430 | SELLERS PETROLEUM | 490 S GILA ST | YUMA | AZ | 85364 | Yuma | 1 | Perm Closure | 1985-01-01 | 10000 | Diesel | COMPARTMENT A | Double Walled | Fiberglass Reinforced Plastic | Pressure |  | Fiberglass Reinforced Plastic | Removal | 2012-03-22
0-001960 | BROWN EVANS DISTRIBUTING | 1149 S SIRRINE | MESA | AZ | 85210 | Maricopa | 1 | Perm Closure | 1979-01-01 | 10000 | Gasoline | COMPARTMENT A |  | Asphalt coated or Bare Steel | Pressure |  |  | Removal | 2006-06-09
0-010717 | SPEEDWAY #1509 |  | MESA |  |  | Maricopa | 1 | Open | 2020-12-10 |  | (Null) |  | Double Walled | Fiberglass Reinforced Plastic
0-001816 | BENSON LITTLE GENERAL | 696 N OCOTILLO RD | BENSON | AZ | 85602 | Cochise | 2 | Perm Closure | 1976-01-01 | 10000 | Gasoline | COMPARTMENT A | Single Walled | Asphalt coated or Bare Steel | Pressure |  |  | Removal | 1994-05-20
0-003339 | TUCSON CATALINA CO #123420 | 5770 N SWAN RD | TUCSON | AZ | 85718 | Pima | 1 | Perm Closure | 1986-01-06 | 1000 | Diesel | COMPARTMENT A | Double Walled | Asphalt coated or Bare Steel |  |  |  | Removal | 1995-05-05
0-009238 | CARONDELET HEART & VASCULAR INSTITUTE | 4888 N STONE AVE | TUCSON | AZ | 85704 | Pima | 1 | Perm Closure | 1997-09-19 | 6000 | Diesel | COMPARTMENT A | Double Walled | Fiberglass Reinforced Plastic | Pressure |  | Bare or Galvanized Steel | Removal | 2020-08-14
0-006524 | THRIFTWAY #281 |  | GRAY MOUNTAIN |  |  | Coconino | 3 | Perm Closure | 1978-11-17 | 6016 | Gasoline | COMPARTMENT A | Double Walled | Asphalt coated or Bare Steel | Pressure |  |  | Removal | 1994-12-01
0-008282 | THUNDERBIRD GOLF SOUTH MOUNTAIN | 701 E THUNDERBIRD TRL | PHOENIX | AZ | 85042 | Maricopa | 2 | Perm Closure | 2005-06-17 | 1000 | Gasoline | COMPARTMENT A | Double Walled | Asphalt coated or Bare Steel | Suction - Check Valve at the Tank Top |  |  | Removal | 1994-01-27
0-004813 | TOTAL RENTAL CENTER | 1200 E ROUTE 66 | FLAGSTAFF | AZ | 86001 | Coconino | 2 | Perm Closure | 1979-01-31 | 550 | Gasoline | COMPARTMENT A | Double Walled | Asphalt coated or Bare Steel | Suction - Check Valve at the Tank Top |  |  | Removal | 1993-04-01
0-004938 | TEXACO #60-349-1024 | 7401 E MCDOWELL RD | SCOTTSDALE | AZ | 85257 | Maricopa | 1 | Perm Closure | 1985-05-07 | 12000 | Gasoline | COMPARTMENT A | Double Walled | Fiberglass Reinforced Plastic | Pressure | Double Walled | Fiberglass Reinforced Plastic | Removal | 2005-04-20
0-000816 | BUXTON-SMITH MERC CO | 1702 S EUCLID AVE | TUCSON | AZ | 85713 | Pima | 5 | Perm Closure | 1979-01-01 | 5000 | Diesel | COMPARTMENT A |  | Asphalt coated or Bare Steel |  |  |  | Removal | 1990-03-13
0-000816 | BUXTON-SMITH MERC CO | 1702 S EUCLID AVE | TUCSON | AZ | 85713 | Pima | 1 | Perm Closure | 1971-01-01 | 5000 | Gasoline | COMPARTMENT A |  | Asphalt coated or Bare Steel |  |  |  | Removal | 1990-03-13
0-000816 | BUXTON-SMITH MERC CO | 1702 S EUCLID AVE | TUCSON | AZ | 85713 | Pima | 2 | Perm Closure | 1971-01-01 | 5000 | Gasoline | COMPARTMENT A |  | Asphalt coated or Bare Steel |  |  |  | Removal | 1990-03-13
0-004820 | SWARTZ CONCRETE INC | 21443 N 23RD AVE | PHOENIX | AZ | 85027 | Maricopa | 1 | Perm Closure | 1979-05-03 | 10000 | Diesel | COMPARTMENT A | Unknown | Asphalt coated or Bare Steel |  |  |  | Removal | 1990-02-02
0-002380 | AMERIGAS PROPANE - ST. JOHNS | 445 W CLEVELAND ST | SAINT JOHNS | AZ | 85936 | Apache | 2 | Perm Closure | 1975-01-01 | 6000 | Gasoline | COMPARTMENT A | Single Walled | Asphalt coated or Bare Steel |  |  |  | Removal | 1988-08-01
0-002380 | AMERIGAS PROPANE - ST. JOHNS | 445 W CLEVELAND ST | SAINT JOHNS | AZ | 85936 | Apache | 7 | Perm Closure | 1988-09-18 | 10000 | Gasoline | COMPARTMENT A | Double Walled | Composite (Steel/Fiberglass) | Pressure | Single Walled | Bare or Galvanized Steel | Removal | 1996-04-16
0-004312 | SRP - ROOSEVELT DAM |  | ROOSEVELT DAM |  |  | Maricopa | 2 | Perm Closure | 1988-06-01 | 1000 | Gasoline | COMPARTMENT A | Double Walled | Asphalt coated or Bare Steel | Pressure |  |  | Removal | 1994-06-16
0-002141 | RUNDLE'S PERFORMANCE | 904 S BEELINE HWY | PAYSON | AZ | 85541 | Gila | 2 | Perm Closure | 1950-01-01 | 1000 | Gasoline | COMPARTMENT A | Single Walled | Asphalt coated or Bare Steel | Suction - Check Valve at the Tank Top |  |  | Removal | 1999-09-30
0-010132 | B J CECIL TRUCKING | 5555 COBRE VALLEY HOSPITAL RD | GLOBE | AZ | 85501 | Gila | 1 | Perm Closure | 1990-06-01 | 500 | Used Oil/Waste Oil | COMPARTMENT A | Double Walled | Composite (Steel/Fiberglass) | Gravity Feed |  |  | Removal | 2006-06-15
0-002063 | HATCH'S GROCERY | 13116 S HIGHWAY 191 | PEARCE | AZ | 85625 | Cochise | 2 | Perm Closure | 1981-04-27 | 1000 | Gasoline | COMPARTMENT A | Single Walled | Asphalt coated or Bare Steel |  |  |  | Removal | 1990-01-29
0-002063 | HATCH'S GROCERY | 13116 S HIGHWAY 191 | PEARCE | AZ | 85625 | Cochise | 1 | Perm Closure | 1981-04-27 | 2000 | Gasoline | COMPARTMENT A | Single Walled | Asphalt coated or Bare Steel |  |  |  | Removal | 1990-01-29
0-007851 | DOUGLAS DIESEL | 1715 N PAN AMERICAN AVE | DOUGLAS | AZ | 85607 | Cochise | 3 | Perm Closure | 1977-01-01 | 10000 | Used Oil/Waste Oil | COMPARTMENT A | Double Walled | Asphalt coated or Bare Steel | Suction - Check Valve at the Tank Top |  | Bare or Galvanized Steel | Removal | 1996-09-20
0-009379 | JACKSONS #801 | 8369 W BELL RD | PEORIA | AZ | 85382 | Maricopa | 3 | Open | 1998-05-05 | 20000 | Gasoline | COMPARTMENT A | Double Walled | Fiberglass Reinforced Plastic | Pressure |  | Fiberglass Reinforced Plastic
0-005348 | USDA FS - CORONADO NF - COLUMBINE WORK STATION |  | TURKEY FLAT |  |  | Graham | 3 | Perm Closure | 2005-06-17 | 1500 | Diesel | COMPARTMENT A | Double Walled | Asphalt coated or Bare Steel |  |  |  | Removal | 1991-07-23
0-000349 | ADOT - QUARTZSITE MAINTENANCE | 771 W KUEHN ST | QUARTZSITE | AZ | 85346 | La Paz | 2 | Perm Closure | 1974-01-01 | 1000 | Diesel | COMPARTMENT A |  | Asphalt coated or Bare Steel |  |  |  | Removal | 1991-07-29
0-004851 | TANNER COMPANIES | 4302 S 40TH ST | PHOENIX | AZ | 85040 | Maricopa | 1 | Perm Closure | 1985-04-22 | 2000 | Gasoline | COMPARTMENT A | Unknown | Asphalt coated or Bare Steel |  |  |  | Removal | 1988-12-01
0-004722 | SPRINGERVILLE AUTO SUPPLY CO | 511 E MAIN ST | SPRINGERVILLE | AZ | 85938 | Apache | 4 | Perm Closure | 1990-08-01 | 6000 | Gasoline | COMPARTMENT A |  | Asphalt coated or Bare Steel | Pressure |  | Fiberglass Reinforced Plastic | Removal | 2008-11-17
0-009026 | SHIRLEY PROUTY PROPERTY |  | PHOENIX |  |  | Maricopa | 1 | Perm Closure | 1970-01-01 | 500 | Used Oil/Waste Oil | COMPARTMENT A |  | Asphalt coated or Bare Steel |  |  |  | Removal | 1996-12-12
0-004511 | SKIP MOBILE SERVICE | 222 S SUNSHINE BLVD | ELOY | AZ | 85131 | Pinal | 1 | Perm Closure | 1971-04-29 | 3000 | Gasoline | COMPARTMENT A | Double Walled | Asphalt coated or Bare Steel |  |  |  | Removal | 1988-12-10
0-006804 | SHAY OIL CO #6 | 39880 E HIGHWAY 80 | TACNA | AZ | 85352 | Yuma | 8 | Open | 2004-06-29 | 12000 | Diesel | COMPARTMENT A | Double Walled | Fiberglass Reinforced Plastic | Pressure | Double Walled | Flexible
0-005576 | WATSON CHEVROLET INC | 1000 E 22ND ST | TUCSON | AZ | 85713 | Pima | 2 | Perm Closure | 1963-01-01 |  | Gasoline | COMPARTMENT A | Single Walled | Asphalt coated or Bare Steel |  |  |  | Removal | 1988-10-04
0-001769 | US WEST #141056 | 375 E COMMONWEALTH AVE | CHANDLER | AZ | 85225 | Maricopa | 1 | Perm Closure | 1987-01-01 | 10000 | Diesel | COMPARTMENT A | Double Walled | Fiberglass Reinforced Plastic | Pressure |  | Fiberglass Reinforced Plastic | Removal | 1993-07-13
0-002261 | GILBERT UNIFIED SCHOOL DISTRICT # 41 - MAINTENANCE FACILITY | 140 S GILBERT RD | GILBERT | AZ | 85296 | Maricopa | 8 | Open | 1990-01-01 | 550 | Used Oil/Waste Oil | COMPARTMENT A | Double Walled | Fiberglass Reinforced Plastic | Gravity Feed
0-008879 | NICKERSON FARMS RESTURANT |  | PICACHO |  |  | Pinal | 1 | Perm Closure | 2005-06-17 | 10000 | Gasoline | COMPARTMENT A | Unknown | Asphalt coated or Bare Steel | Pressure |  | Fiberglass Reinforced Plastic | Removal | 1997-01-16
0-008879 | NICKERSON FARMS RESTURANT |  | PICACHO |  |  | Pinal | 2 | Perm Closure | 2005-06-17 | 10000 | Gasoline | COMPARTMENT A | Unknown | Asphalt coated or Bare Steel | Pressure |  | Fiberglass Reinforced Plastic | Removal | 1997-01-16
0-001227 | CIRCLE K #2700420 | 1062 HIGHWAY 95 | BULLHEAD CITY | AZ | 86429 | Mohave | 6 | Open | 1997-02-04 | 10000 | Diesel | COMPARTMENT A | Double Walled | Fiberglass Reinforced Plastic
0-001227 | CIRCLE K #2700420 | 1062 HIGHWAY 95 | BULLHEAD CITY | AZ | 86429 | Mohave | 2 | Perm Closure | 1969-01-01 | 10000 | Gasoline | COMPARTMENT A |  | Asphalt coated or Bare Steel | Pressure |  |  | Removal | 1997-02-13
0-001227 | CIRCLE K #2700420 | 1062 HIGHWAY 95 | BULLHEAD CITY | AZ | 86429 | Mohave | 3 | Perm Closure | 1969-01-01 | 6000 | Gasoline | COMPARTMENT A |  | Asphalt coated or Bare Steel | Pressure |  |  | Removal | 1997-02-13
0-000889 | FAST GAS #115 | 760 E BROADWAY RD | MESA | AZ | 85204 | Maricopa | 5 | Perm Closure | 1969-01-01 | 10000 | Gasoline | COMPARTMENT A |  | Asphalt coated or Bare Steel |  |  |  | Removal | 1989-01-01
0-001231 | CIRCLE K #428 | 1953 HIGHWAY 260 | HEBER | AZ | 85928 | Navajo | 1 | Perm Closure | 1981-01-01 | 10000 | Gasoline | COMPARTMENT A |  | Asphalt coated or Bare Steel | Pressure |  |  | Removal | 1997-10-14
0-004167 | ROADWAY EXPRESS | 795 W 32ND ST | YUMA | AZ | 85364 | Yuma | 1 | Perm Closure | 1979-05-02 | 10000 | Diesel | COMPARTMENT A | Unknown | Asphalt coated or Bare Steel | Suction - Check Valve at the Tank Top |  | Bare or Galvanized Steel | Removal | 1994-04-13
0-007670 | CHEVRON | 592 E 16TH ST | YUMA | AZ | 85365 | Yuma | 3 | Open | 1999-04-06 | 20000 | Gasoline | COMPARTMENT A | Double Walled | Fiberglass Reinforced Plastic | Pressure | Double Walled | Flexible
0-005730 | CITY OF YUMA - FIRE DEPARTMENT #1 | 298 W 4TH ST | YUMA | AZ | 85364 | Yuma | 1 | Perm Closure | 1958-05-14 | 1000 | Gasoline | COMPARTMENT A | Double Walled | Asphalt coated or Bare Steel | Suction - Check Valve at the Tank Top |  |  | Removal | 1991-10-17
0-002580 | CC TIRES & RIMS | 1004 E GURLEY ST | PRESCOTT | AZ | 86301 | Yavapai | 2 | Perm Closure | 1968-06-01 | 10000 | Gasoline | COMPARTMENT A | Single Walled | Asphalt coated or Bare Steel | Pressure |  | Bare or Galvanized Steel | Removal | 1997-02-27
0-005200 | TUCSON UNIFIED SCHOOL DISTRICT #1 - MAINTENANCE YARD #2 | 9300 E BROADWAY BLVD | TUCSON | AZ | 85710 | Pima | 3 | Perm Closure | 1971-04-22 | 1000 | Gasoline | COMPARTMENT A | Double Walled | Asphalt coated or Bare Steel | Pressure | Double Walled | Fiberglass Reinforced Plastic | Removal | 1992-07-09
0-005200 | TUCSON UNIFIED SCHOOL DISTRICT #1 - MAINTENANCE YARD #2 | 9300 E BROADWAY BLVD | TUCSON | AZ | 85710 | Pima | 5 | Perm Closure | 1985-04-21 | 6000 | Diesel | COMPARTMENT A | Double Walled | Fiberglass Reinforced Plastic | Pressure | Double Walled | Fiberglass Reinforced Plastic | Removal | 1992-07-08
0-005200 | TUCSON UNIFIED SCHOOL DISTRICT #1 - MAINTENANCE YARD #2 | 9300 E BROADWAY BLVD | TUCSON | AZ | 85710 | Pima | 6 | Open | 1992-09-01 | 12000 | Gasoline | COMPARTMENT A | Double Walled | Composite (Steel/Fiberglass) | Pressure | Double Walled | Fiberglass Reinforced Plastic
0-004213 | W R RYAN COMPANY | 3 BISBEE RD | BISBEE | AZ | 85603 | Cochise | 2 | Perm Closure | 1966-03-27 | 1000 | Gasoline | COMPARTMENT A | Unknown | Unknown |  |  |  | Removal | 1988-11-18
0-007793 | PROS TIRE SERVICE | 123 E DURANGO ST | PHOENIX | AZ | 85004 | Maricopa | 1 | Perm Closure | 2005-06-17 | 1000 | Gasoline | COMPARTMENT A | Unknown | Asphalt coated or Bare Steel | Suction - Check Valve at the Tank Top |  | Bare or Galvanized Steel | Removal | 1993-11-03
0-007793 | PROS TIRE SERVICE | 123 E DURANGO ST | PHOENIX | AZ | 85004 | Maricopa | 3 | Perm Closure | 2005-06-17 | 500 | Gasoline | COMPARTMENT A | Unknown | Asphalt coated or Bare Steel | Suction - Check Valve at the Tank Top |  | Bare or Galvanized Steel | Removal | 1993-11-03
0-009383 | UNK FORMER S/S & LAUNDROMAT | 208 E MONROE AVE | BUCKEYE | AZ | 85326 | Maricopa | 2 | Perm Closure | 1929-01-01 | 600 | Gasoline | COMPARTMENT A | Double Walled | Asphalt coated or Bare Steel |  |  |  | Removal | 2003-03-12
0-009372 | VACANT | 214 N 3RD AVE | TUCSON | AZ | 85705 | Pima | 1 | Perm Closure | 1920-01-01 | 550 | Gasoline | COMPARTMENT A | Double Walled | Asphalt coated or Bare Steel |  |  |  | Removal | 1999-05-14
0-005211 | TWIN PINES WASHER | 2614 N 4TH ST | FLAGSTAFF | AZ | 86004 | Coconino | 1 | Perm Closure | 1976-04-21 | 10000 | Gasoline | COMPARTMENT A | Double Walled | Asphalt coated or Bare Steel | Pressure |  |  | Removal | 1993-06-28
0-002424 | JACKSONS ENERGY #6792 | 2205 N 4TH ST | FLAGSTAFF | AZ | 86004 | Coconino | 3 | Open | 1989-09-01 | 10000 | Gasoline (UL) | COMPARTMENT A | Single Walled | Asphalt coated or Bare Steel | Pressure | Single Walled | Fiberglass Reinforced Plastic
0-002404 | GRUPE MANAGEMENT - DOS CAMINOS | 10115 E MOUNTAIN VIEW RD | SCOTTSDALE | AZ | 85258 | Maricopa | 1 | Perm Closure | 1985-01-01 | 500 | Diesel | COMPARTMENT A | Single Walled | Asphalt coated or Bare Steel | Suction - Check Valve at the Tank Top |  | Bare or Galvanized Steel | Removal | 1992-04-24
0-002296 | GILBERT PUMP & EQUIPMENT CO | 4532 E WASHINGTON | PHOENIX | AZ | 85034 | Maricopa | 4 | Perm Closure | 1952-12-20 | 4000 | Used Oil/Waste Oil | COMPARTMENT A | Single Walled | Asphalt coated or Bare Steel |  |  |  | Removal | 1988-10-10
0-003212 | MOBIL 18-675 | 6265 E 22ND ST | TUCSON | AZ | 85711 | Pima | 1 | Perm Closure | 1980-04-21 | 10000 | Gasoline | COMPARTMENT A | Double Walled | Fiberglass Reinforced Plastic | Pressure |  | Fiberglass Reinforced Plastic | Removal | 1988-06-02
0-003212 | MOBIL 18-675 | 6265 E 22ND ST | TUCSON | AZ | 85711 | Pima | 3 | Perm Closure | 1958-04-21 | 6000 | Gasoline | COMPARTMENT A | Double Walled | Asphalt coated or Bare Steel | Pressure |  |  | Removal | 1988-06-02
0-002901 | ABF FREIGHT SYSTEM INC | 2943 E WIEDING RD | TUCSON | AZ | 85706 | Pima | 1 | Perm Closure | 1976-01-01 | 10000 | Diesel | COMPARTMENT A |  | Composite (Steel/Fiberglass) | Pressure |  |  | Removal | 1995-06-23
0-003700 | FREEPORT MINERALS CORP - AJO OPERATIONS | NO ADDRESS ON RECORD | AJO | AZ | 85321 | Pima | 6 | Perm Closure | 1921-01-01 | 53550 | Unidentified | COMPARTMENT A | Single Walled | Concrete |  |  |  | Removal | 1985-04-01
0-006200 | CANADA MART | 210 W ANDY DEVINE AVE | KINGMAN | AZ | 86401 | Mohave | 1 | Perm Closure | 1980-05-20 | 10000 | Gasoline | COMPARTMENT A | Double Walled | Asphalt coated or Bare Steel | Pressure |  | Bare or Galvanized Steel | Removal | 1999-01-04
0-006200 | CANADA MART | 210 W ANDY DEVINE AVE | KINGMAN | AZ | 86401 | Mohave | 2 | Perm Closure | 1980-05-20 | 10000 | Gasoline | COMPARTMENT A | Double Walled | Asphalt coated or Bare Steel | Pressure |  | Bare or Galvanized Steel | Removal | 1999-01-04
0-001127 | LONDON BRIDGE CHEVRON, INC | 1597 MCCULLOCH BLVD N | LAKE HAVASU CITY | AZ | 86403 | Mohave | 5 | Open | 1990-02-01 | 10000 | Gasoline | COMPARTMENT A | Double Walled | Composite (Steel/Fiberglass) | Pressure |  | Fiberglass Reinforced Plastic
0-004068 | RAY BELL #440 - HOGGS KOUNTRY KUZINS | 416 LONDON BRIDGE RD | LAKE HAVASU CITY | AZ | 86403 | Mohave | 1 | Perm Closure | 1976-01-01 | 10000 | Gasoline | COMPARTMENT A | Double Walled | Asphalt coated or Bare Steel |  |  |  | Removal | 1989-02-01
0-001844 | MCCUMBERS SUPER SERVICE | 1423 E ANDY DEVINE AVE | KINGMAN | AZ | 86401 | Mohave | 3 | Perm Closure | 1965-01-01 | 10000 | Gasoline | COMPARTMENT A |  | Asphalt coated or Bare Steel |  |  |  | Removal | 1991-01-21
0-001844 | MCCUMBERS SUPER SERVICE | 1423 E ANDY DEVINE AVE | KINGMAN | AZ | 86401 | Mohave | 1 | Perm Closure | 1965-01-01 | 10000 | Gasoline | COMPARTMENT A |  | Asphalt coated or Bare Steel |  |  |  | Removal | 1991-01-21
0-002239 | RUSH TRUCK CENTER OF PHOENIX | 2600 W MCDOWELL RD | PHOENIX | AZ | 85009 | Maricopa | 1 | Perm Closure | 1965-12-10 | 1500 | Used Oil/Waste Oil | COMPARTMENT A | Single Walled | Asphalt coated or Bare Steel |  |  |  | Removal | 1988-07-01
0-002239 | RUSH TRUCK CENTER OF PHOENIX | 2600 W MCDOWELL RD | PHOENIX | AZ | 85009 | Maricopa | 3 | Perm Closure | 1965-12-10 | 5000 | Diesel | COMPARTMENT A | Single Walled | Asphalt coated or Bare Steel |  |  |  | Removal | 1988-09-12
0-007737 | LEVELOR HANGAR | 14619 N 74TH ST | SCOTTSDALE | AZ | 85260 | Maricopa | 1 | Perm Closure | 2005-06-17 | 550 | Used Oil/Waste Oil | COMPARTMENT A | Double Walled | Asphalt coated or Bare Steel | Suction - Check Valve at the Tank Top |  | Bare or Galvanized Steel | Removal | 1993-07-07
0-007999 | L & N FULL SERVICE FUEL STOP | 295 E WICKENBURG WAY | WICKENBURG | AZ | 85390 | Maricopa | 5 | Perm Closure | 1960-01-01 | 10000 | Gasoline | COMPARTMENT A |  | Asphalt coated or Bare Steel |  |  |  | Removal | 1998-12-29
0-007999 | L & N FULL SERVICE FUEL STOP | 295 E WICKENBURG WAY | WICKENBURG | AZ | 85390 | Maricopa | 4 | Perm Closure | 1960-01-01 | 500 | Used Oil/Waste Oil | COMPARTMENT A | Unknown | Asphalt coated or Bare Steel |  |  |  | Removal | 1998-12-29
0-002518 | HOLT'S AJO SALES INC | 429 N 2ND AVE | AJO | AZ | 85321 | Pima | 3 | Perm Closure | 1972-01-01 | 10000 | Gasoline | COMPARTMENT A | Single Walled | Asphalt coated or Bare Steel |  |  |  | Removal | 1989-11-01
0-002518 | HOLT'S AJO SALES INC | 429 N 2ND AVE | AJO | AZ | 85321 | Pima | 8 | Perm Closure | 2020-09-29 | 2500 | Unidentified | COMPARTMENT A | Single Walled | Asphalt coated or Bare Steel |  |  |  | Removal | 2020-08-28
0-007776 | WARM SPRINGS RESORT | 850 HIGHWAY 68 | BULLHEAD CITY | AZ | 86429 | Mohave | 1 | Perm Closure | 1962-01-01 | 2000 | Gasoline | COMPARTMENT A | Double Walled | Asphalt coated or Bare Steel | Pressure |  |  | Closed in Place | 1997-10-20
0-000911 | CHECKER AUTO PARTS | 3409 W VAN BUREN ST | PHOENIX | AZ | 85009 | Maricopa | 2 | Perm Closure | 1978-01-01 | 10000 | Gasoline | COMPARTMENT A |  | Asphalt coated or Bare Steel |  |  |  | Removal | 1988-12-09
0-000911 | CHECKER AUTO PARTS | 3409 W VAN BUREN ST | PHOENIX | AZ | 85009 | Maricopa | 1 | Perm Closure | 1978-01-01 | 10000 | Gasoline | COMPARTMENT A |  | Asphalt coated or Bare Steel |  |  |  | Removal | 1988-12-09
0-005813 | ARCO #5447 | 7501 W PEORIA AVE | PEORIA | AZ | 85345 | Maricopa | 4 | Open | 2001-04-04 | 6000 | Diesel | COMPARTMENT A | Double Walled | Fiberglass Reinforced Plastic | Pressure | Double Walled | Fiberglass Reinforced Plastic
0-002452 | HAYS ROOFING & SUPPLY | 747 E BUCKEYE RD | PHOENIX | AZ | 85034 | Maricopa | 2 | Perm Closure | 1956-05-07 | 1000 | Gasoline | COMPARTMENT A | Single Walled | Asphalt coated or Bare Steel | Suction - Check Valve at the Tank Top |  |  | Removal | 1992-01-03
0-002452 | HAYS ROOFING & SUPPLY | 747 E BUCKEYE RD | PHOENIX | AZ | 85034 | Maricopa | 1 | Perm Closure | 1956-05-07 | 1000 | Gasoline | COMPARTMENT A | Single Walled | Asphalt coated or Bare Steel | Suction - Check Valve at the Tank Top |  |  | Removal | 1992-01-03
0-002652 | CIRCLE K #5032 | 6950 W CHANDLER BLVD | CHANDLER | AZ | 85226 | Maricopa | 3 | Open | 1989-06-22 | 10000 | Gasoline | COMPARTMENT A | Double Walled | Fiberglass Reinforced Plastic | Pressure |  | Fiberglass Reinforced Plastic
0-002650 | EARL CLARK ROOFING | 210 N PERRY LN | TEMPE | AZ | 85281 | Maricopa | 2 | Perm Closure | 1976-01-01 | 550 | Gasoline | COMPARTMENT A | Single Walled | Asphalt coated or Bare Steel | Suction - Check Valve at the Tank Top |  | Bare or Galvanized Steel | Removal | 1996-03-28
0-002650 | EARL CLARK ROOFING | 210 N PERRY LN | TEMPE | AZ | 85281 | Maricopa | 1 | Perm Closure | 1978-01-01 | 1000 | Gasoline | COMPARTMENT A | Single Walled | Asphalt coated or Bare Steel | Suction - Check Valve at the Tank Top |  | Bare or Galvanized Steel | Removal | 1996-03-28
0-002581 | BROADWAY CAR WASH | 1016 E BROADWAY RD | TEMPE | AZ | 85282 | Maricopa | 3 | Perm Closure | 1972-05-22 | 10000 | Gasoline | COMPARTMENT A | Single Walled | Asphalt coated or Bare Steel | Pressure |  | Bare or Galvanized Steel | Removal | 1993-11-23
0-000915 | TEXACO #60-349-0300 | 2107 S 7TH AVE | PHOENIX | AZ | 85007 | Maricopa | 2 | Perm Closure | 1969-01-01 | 10000 | Gasoline | COMPARTMENT A |  | Asphalt coated or Bare Steel | Pressure |  |  | Removal | 1993-02-10
0-000915 | TEXACO #60-349-0300 | 2107 S 7TH AVE | PHOENIX | AZ | 85007 | Maricopa | 1 | Perm Closure | 1969-01-01 | 10000 | Gasoline | COMPARTMENT A |  | Asphalt coated or Bare Steel | Pressure |  |  | Removal | 1993-02-01
0-006131 | YELLOW CAB | 156 E MOHAVE ST | PHOENIX | AZ | 85004 | Maricopa | 6 | Perm Closure | 1968-01-01 | 5000 | Gasoline | COMPARTMENT A |  | Asphalt coated or Bare Steel | Pressure |  | Bare or Galvanized Steel | Removal | 1993-06-24
0-006131 | YELLOW CAB | 156 E MOHAVE ST | PHOENIX | AZ | 85004 | Maricopa | 1 | Perm Closure | 1972-01-01 | 12000 | Gasoline | COMPARTMENT A |  | Asphalt coated or Bare Steel | Pressure |  |  | Removal | 1993-06-24
0-006131 | YELLOW CAB | 156 E MOHAVE ST | PHOENIX | AZ | 85004 | Maricopa | 3 | Perm Closure | 1968-01-01 | 550 | Used Oil/Waste Oil | COMPARTMENT A |  | Asphalt coated or Bare Steel | Pressure |  | Bare or Galvanized Steel | Removal | 1993-06-24
0-001113 | 4 SONS FOOD STORES #510 | 1205 W BASELINE RD | MESA | AZ | 85202 | Maricopa | 9 | Open | 1999-01-04 | 15000 | Gasoline | COMPARTMENT A | Double Walled | Fiberglass Reinforced Plastic | Pressure |  | Fiberglass Reinforced Plastic
0-001083 | CHEVRON #9-9037 | 7003 E CAMELBACK RD | SCOTTSDALE | AZ | 85251 | Maricopa | 4 | Perm Closure | 1961-04-17 | 550 | Used Oil/Waste Oil | COMPARTMENT A | Single Walled | Asphalt coated or Bare Steel |  |  |  | Removal | 1990-08-01
0-001796 | GENERAL PLUMBING | 22 W 8TH AVE | MESA | AZ | 85210 | Maricopa | 1 | Perm Closure | 1970-01-01 | 2000 | Gasoline | COMPARTMENT A |  | Asphalt coated or Bare Steel |  |  |  | Removal | 1991-11-15
0-004934 | TEXACO #60-349-0028 | 4252 W BETHANY HOME RD | PHOENIX | AZ | 85019 | Maricopa | 7 | Perm Closure | 1995-12-01 | 10000 | Gasoline | COMPARTMENT A | Double Walled | Fiberglass Reinforced Plastic | Pressure | Double Walled | Fiberglass Reinforced Plastic | Removal | 2004-12-14
0-005305 | UNOCAL #5910 | 1210 S COUNTRY CLUB DR | MESA | AZ | 85210 | Maricopa | 3 | Perm Closure | 1983-04-16 | 10000 | Diesel | COMPARTMENT A | Double Walled | Fiberglass Reinforced Plastic | Pressure |  | Fiberglass Reinforced Plastic | Removal | 1993-08-01
0-005272 | UNOCAL #3782 | 3948 E INDIAN SCHOOL RD | PHOENIX | AZ | 85018 | Maricopa | 2 | Perm Closure | 1983-12-15 | 12000 | Gasoline | COMPARTMENT A | Double Walled | Fiberglass Reinforced Plastic | Pressure |  | Fiberglass Reinforced Plastic | Removal | 1993-08-18
0-005206 | NEW CANYON CONSTRUCTION CO | 1004 N 24TH ST | PHOENIX | AZ | 85008 | Maricopa | 2 | Perm Closure | 2005-06-17 | 10000 | Gasoline | COMPARTMENT A | Double Walled | Asphalt coated or Bare Steel | Pressure |  | Fiberglass Reinforced Plastic | Removal | 1991-12-10
0-005206 | NEW CANYON CONSTRUCTION CO | 1004 N 24TH ST | PHOENIX | AZ | 85008 | Maricopa | 3 | Perm Closure | 2005-06-17 | 550 | Used Oil/Waste Oil | COMPARTMENT A | Double Walled | Asphalt coated or Bare Steel | Pressure |  | Fiberglass Reinforced Plastic | Removal | 1991-12-10
0-004230 | S & G CONVENIENCE MARKET | 115 MAIN ST | BAGDAD | AZ | 86321 | Yavapai | 2 | Open | 1983-01-01 | 12000 | Gasoline | COMPARTMENT A | Single Walled | Asphalt coated or Bare Steel | Pressure | Double Walled | Fiberglass Reinforced Plastic
0-002400 | POWER CHEVROLET CAMELBACK ROAD | 2646 W CAMELBACK RD | PHOENIX | AZ | 85017 | Maricopa | 8 | Perm Closure | 1966-05-08 | 2000 | Unidentified | COMPARTMENT A | Single Walled | Asphalt coated or Bare Steel |  |  |  | Removal | 1989-11-01
0-002400 | POWER CHEVROLET CAMELBACK ROAD | 2646 W CAMELBACK RD | PHOENIX | AZ | 85017 | Maricopa | 7 | Perm Closure | 1966-05-08 | 2000 | Unidentified | COMPARTMENT A | Single Walled | Asphalt coated or Bare Steel |  |  |  | Removal | 1989-11-01
0-001141 | USDOI NPS - CHIRICAHUA NATIONAL MONUMENT 24 |  | CHIRICAHUA NATIONAL MONUMENT |  |  | Cochise | 1 | Perm Closure | 1978-01-01 | 1000 | (Null) | COMPARTMENT A | Single Walled | Asphalt coated or Bare Steel | Suction - Check Valve at the Tank Top | Single Walled | Bare or Galvanized Steel | Removal | 1992-08-01
0-007235 | OLD FED MART |  | SPRINGERVILLE |  |  | Apache | 2 | Perm Closure | 1975-01-01 | 6000 | Gasoline | COMPARTMENT A | Unknown | Asphalt coated or Bare Steel |  |  |  | Removal | 1987-10-10
0-000848 | CALMAT - SUN CITY PLANT | 14521 N 15TH AVE | EL MIRAGE | AZ | 85335 | Maricopa | 1 | Perm Closure | 1979-01-01 | 12000 | Diesel | COMPARTMENT A |  | Asphalt coated or Bare Steel |  |  |  | Removal | 1989-11-30
0-000650 | SHAY OIL CO | 39820 E HIGHWAY 80 | TACNA | AZ | 85352 | Yuma | 3 | Perm Closure | 1973-01-01 | 5000 | Gasoline | COMPARTMENT A |  | Asphalt coated or Bare Steel |  |  |  | Removal | 1988-09-01
0-005803 | SHELL STATION | 3949 N COUNTRY CLUB DR | FLAGSTAFF | AZ | 86004 | Coconino | 3 | Perm Closure | 2005-06-17 | 6000 | Gasoline | COMPARTMENT A |  | Asphalt coated or Bare Steel |  |  |  | Removal | 1988-12-01
0-002138 | FISHER-MILLER HAY & DEVELOPMENT | 635 S GILBERT RD | MESA | AZ | 85296 | Maricopa | 2 | Perm Closure | 1972-02-01 | 5000 | Diesel | COMPARTMENT A | Single Walled | Asphalt coated or Bare Steel | Suction - Check Valve at the Tank Top |  |  | Removal | 1993-03-19
0-005662 | WICKENBURG HIGH SCHOOL | 250 S TEGNER ST | WICKENBURG | AZ | 85390 | Maricopa | 1 | Perm Closure | 1974-05-20 | 1000 | Gasoline | COMPARTMENT A | Double Walled | Asphalt coated or Bare Steel | Pressure |  |  | Removal | 1995-05-02
0-008693 | CENTURY FLOOR COVERINGS | 9145 W SCOTLAND AVE | PEORIA | AZ | 85345 | Maricopa | 2 | Perm Closure | 2005-06-17 | 10000 | Gasoline | COMPARTMENT A | Unknown | Asphalt coated or Bare Steel | Pressure |  | Bare or Galvanized Steel | Removal | 1995-12-28
0-006798 | WENDEN SHELL |  | WENDEN |  |  | La Paz | 4 | Perm Closure | 2005-06-17 | 1000 | Gasoline | COMPARTMENT A | Unknown | Asphalt coated or Bare Steel | Suction - Check Valve at the Tank Top |  |  | Removal | 1990-11-23
0-000921 | SHELL #81 | 808 S PRIEST DR | TEMPE | AZ | 85281 | Maricopa | 2 | Perm Closure | 1976-01-01 | 12000 | Gasoline | COMPARTMENT A |  | Asphalt coated or Bare Steel | Pressure | Double Walled | Fiberglass Reinforced Plastic | Removal | 1996-04-24
0-008326 | CHEVRON #9-3310 | 4101 N 67TH AVE | PHOENIX | AZ | 85033 | Maricopa | 1 | Perm Closure | 1982-01-17 | 10000 | Gasoline | COMPARTMENT A | Unknown | Fiberglass Reinforced Plastic | Pressure |  |  | Removal | 1996-01-24
0-000605 | CHANDLER READY MIX | 3250 E LEHI RD | MESA | AZ | 85213 | Maricopa | 1 | Perm Closure | 1980-01-01 | 3000 | Diesel | COMPARTMENT A |  | Asphalt coated or Bare Steel |  |  |  | Removal | 1994-01-31
0-000471 | NESTLE WATERS NORTH AMERICA | 12815 N 39TH AVE | PHOENIX | AZ | 85029 | Maricopa | 2 | Perm Closure | 1976-01-01 | 10000 | Diesel | COMPARTMENT A | Double Walled | Composite (Steel/Fiberglass) | Suction - Check Valve at the Tank Top | Single Walled | Bare or Galvanized Steel | Removal | 1994-10-14
0-002371 | GRANITE CONSTRUCTION COMPANY | 4115 E ILLINOIS ST | TUCSON | AZ | 85714 | Pima | 2 | Perm Closure | 1963-02-28 | 10000 | Diesel | COMPARTMENT A | Single Walled | Asphalt coated or Bare Steel | Pressure |  | Bare or Galvanized Steel | Removal | 1998-12-09
0-002371 | GRANITE CONSTRUCTION COMPANY | 4115 E ILLINOIS ST | TUCSON | AZ | 85714 | Pima | 4 | Perm Closure | 1979-02-28 | 3000 | Used Oil/Waste Oil | COMPARTMENT A | Single Walled | Asphalt coated or Bare Steel | Gravity Feed |  | Bare or Galvanized Steel | Removal | 1998-12-09
0-004868 | CITY OF TEMPE - SOUTH TEMPE WATER TREATMENT PLANT | 6600 S PRICE RD | TEMPE | AZ | 85283 | Maricopa | 1 | Perm Closure | 1986-06-19 | 1000 | Diesel | COMPARTMENT A | Double Walled | Fiberglass Reinforced Plastic | Suction - Check Valve at the Tank Top |  |  | Removal | 1996-07-26
0-003471 | RED DIAMOND METAL FINISHING | 4801 S 35TH ST | PHOENIX | AZ | 85040 | Maricopa | 1 | Perm Closure | 1980-03-18 | 5000 | Diesel | COMPARTMENT A | Unknown | Asphalt coated or Bare Steel |  |  |  | Removal | 1988-09-07
0-005335 | GETZ RECYCLING | 2800 W LINCOLN ST | PHOENIX | AZ | 85009 | Maricopa | 1 | Perm Closure | 1976-05-07 | 2000 | Gasoline | COMPARTMENT A | Double Walled | Asphalt coated or Bare Steel |  |  |  | Removal | 1989-12-15
0-001546 | CITIZENS UTILITIES - LAKE HAVASU CITY | 705 KIOWA AVE | LAKE HAVASU CITY | AZ | 86403 | Mohave | 1 | Perm Closure | 1982-01-01 | 10000 | Gasoline | COMPARTMENT A |  | Asphalt coated or Bare Steel |  |  |  | Removal | 1991-07-26
0-009681 | DOUBLE D TIRE CORRAL | 317 W HOPI DR | HOLBROOK | AZ | 86025 | Navajo | 1 | Perm Closure | 1966-01-01 | 4000 | Gasoline | COMPARTMENT A | Unknown | Unknown |  |  |  | Removal | 2000-10-25
0-004048 | HANCOCK FARMS II | 8431 S HIGHWAY 95 | MOHAVE VALLEY | AZ | 86440 | Mohave | 3 | Perm Closure | 1981-04-22 | 10000 | Gasoline | COMPARTMENT A | Double Walled | Asphalt coated or Bare Steel |  |  |  | Removal | 1990-11-03
0-004048 | HANCOCK FARMS II | 8431 S HIGHWAY 95 | MOHAVE VALLEY | AZ | 86440 | Mohave | 1 | Perm Closure | 1981-04-22 | 10000 | Gasoline | COMPARTMENT A | Double Walled | Asphalt coated or Bare Steel |  |  |  | Removal | 1990-11-03
0-003234 | QUIKTRIP STORE #405 | 9010 N 19TH AVE | PHOENIX | AZ | 85021 | Maricopa | 3 | Perm Closure | 1988-11-02 | 1000 | Used Oil/Waste Oil | COMPARTMENT A | Double Walled | Fiberglass Reinforced Plastic | Gravity Feed |  | Fiberglass Reinforced Plastic | Removal | 2013-11-20
0-009983 | STADIUM CHEVRON | 9031 W NORTHERN AVE | GLENDALE | AZ | 85305 | Maricopa | 2 | Open | 2003-06-13 | 20000 | Gasoline | COMPARTMENT A | Double Walled | Fiberglass Reinforced Plastic | Pressure | Double Walled | Fiberglass Reinforced Plastic
0-008122 | PENSKE TRUCK LEASING CO., LP | 2626 W HOLLY ST | PHOENIX | AZ | 85009 | Maricopa | 1 | Perm Closure | 1992-10-01 | 20000 | Diesel | COMPARTMENT A | Double Walled | Fiberglass Reinforced Plastic | Pressure | Double Walled | Fiberglass Reinforced Plastic | Removal | 2002-05-10
0-006673 | HAPPY JACK HOLDINGS, LLC | 2550 STATE ROUTE 87 | HAPPY JACK | AZ | 86024 | Coconino | 5 | Perm Closure | 1981-01-01 | 2000 | Diesel | COMPARTMENT A | Single Walled | Asphalt coated or Bare Steel |  |  |  | Removal | 1994-08-11
0-006673 | HAPPY JACK HOLDINGS, LLC | 2550 STATE ROUTE 87 | HAPPY JACK | AZ | 86024 | Coconino | 4 | Perm Closure | 1981-01-01 | 4000 | Diesel | COMPARTMENT A | Single Walled | Asphalt coated or Bare Steel |  |  |  | Removal | 1994-08-11
0-005226 | ALLISON AUTOMOTIVE INC | 528 W GURLEY ST | PRESCOTT | AZ | 86301 | Yavapai | 5 | Perm Closure | 1966-04-25 |  | Used Oil/Waste Oil | COMPARTMENT A | Unknown | Unknown |  |  |  | Removal | 1988-10-01
0-005226 | ALLISON AUTOMOTIVE INC | 528 W GURLEY ST | PRESCOTT | AZ | 86301 | Yavapai | 2 | Perm Closure | 1966-04-25 | 2000 | Gasoline | COMPARTMENT A | Double Walled | Asphalt coated or Bare Steel |  |  |  | Removal | 1988-10-01
0-009349 | LUCKY'S #7 CONVENIENCE MART | 724 W UNIVERSITY DR | MESA | AZ | 85201 | Maricopa | 1 | Perm Closure | 2005-06-17 | 3000 | Gasoline | COMPARTMENT A | Unknown | Asphalt coated or Bare Steel |  |  |  | Removal | 1986-02-01
0-003220 | EXXONMOBIL #18-805 | 3550 E SOUTHERN AVE | MESA | AZ | 85204 | Maricopa | 4 | Perm Closure | 1983-01-01 | 6000 | Diesel | COMPARTMENT A |  | Fiberglass Reinforced Plastic | Pressure |  | Fiberglass Reinforced Plastic | Removal | 2003-12-03
0-003220 | EXXONMOBIL #18-805 | 3550 E SOUTHERN AVE | MESA | AZ | 85204 | Maricopa | 3 | Perm Closure | 1983-01-01 | 12000 | Gasoline | COMPARTMENT A |  | Fiberglass Reinforced Plastic | Pressure |  | Fiberglass Reinforced Plastic | Removal | 2003-12-03
0-001800 | THE BUTTERFLY GARDEN INN | 9440 N US HIGHWAY 89 | OAK CREEK CANYON | AZ | 86336 | Coconino | 1 | Perm Closure | 1952-01-01 | 500 | Gasoline | COMPARTMENT A |  | Asphalt coated or Bare Steel |  |  |  | Removal | 1990-01-17
0-001995 | CAMELBACK MOUNTAIN SINCLAIR | 3940 E CAMELBACK RD | PHOENIX | AZ | 85018 | Maricopa | 4 | Perm Closure | 1969-04-26 | 1000 | Used Oil/Waste Oil | COMPARTMENT A | Double Walled | Composite (Steel/Fiberglass) | Gravity Feed | Single Walled | Bare or Galvanized Steel | Removal | 1997-04-02
0-002915 | LAKIN FARMS | 4456 S DYSART RD | AVONDALE | AZ | 85323 | Maricopa | 1 | Perm Closure | 1966-01-01 | 8000 | Diesel | COMPARTMENT A |  | Asphalt coated or Bare Steel |  |  |  | Removal | 1989-10-23
0-008457 | GOOD 2 GO STORE #509 | 19538 N MARICOPA RD | MARICOPA | AZ | 85139 | Pinal | 1 | Perm Closure | 2005-06-17 |  | Gasoline | COMPARTMENT A | Double Walled | Composite (Steel/Fiberglass) |  |  |  | Removal | 1974-01-01
0-001306 | CIRCLE K #2700781 | 10068 S STATE ROUTE 69 | MAYER | AZ | 86333 | Yavapai | 5 | Open | 1995-07-04 | 10000 | Gasoline (UL) | COMPARTMENT A | Double Walled | Fiberglass Reinforced Plastic | Pressure |  | Fiberglass Reinforced Plastic
0-003285 | KJS MINI MART | 1945 E ANDY DEVINE AVE | KINGMAN | AZ | 86401 | Mohave | 5 | Perm Closure | 1990-02-08 | 10000 | Gasoline | COMPARTMENT A |  | Fiberglass Reinforced Plastic | Pressure |  | Fiberglass Reinforced Plastic | Removal | 2010-05-20
0-010457 | QUIK TRIP #1461 | 1401 S ALVERNON WAY | TUCSON | AZ | 85711 | Pima | 4 | Open | 2012-06-01 | 12000 | Diesel | COMPARTMENT A | Double Walled | Fiberglass Reinforced Plastic | Pressure | Double Walled | Fiberglass Reinforced Plastic
0-000303 | ADOT - LITTLEFIELD MAINTENANCE YARD |  | LITTLEFIELD |  |  | Mohave | 2 | Perm Closure | 1979-01-01 | 1000 | Diesel | COMPARTMENT A |  | Asphalt coated or Bare Steel | Suction - Check Valve at the Tank Top | Single Walled | Bare or Galvanized Steel | Removal | 1994-08-09
0-002554 | HYDRO CONDUIT CORPORATION | 4242 W BUCKEYE RD | PHOENIX | AZ | 85009 | Maricopa | 5 | Perm Closure | 1958-01-01 | 10300 | Unidentified | COMPARTMENT A | Single Walled | Asphalt coated or Bare Steel |  |  |  | Removal | 1990-03-14
0-002255 | GEORGIA-PACIFIC CORP | 4739 N 49TH AVE | GLENDALE | AZ | 85301 | Maricopa | 2 | Perm Closure | 1976-05-02 | 2500 | Unidentified | COMPARTMENT A | Unknown | Unknown |  |  |  | Closed in Place | 1985-12-01
0-003597 | GIANT #928 | 6608 E MAIN ST | MESA | AZ | 85205 | Maricopa | 4 | Perm Closure | 1988-01-01 | 12000 | Gasoline | COMPARTMENT A | Double Walled | Fiberglass Reinforced Plastic | Pressure |  | Fiberglass Reinforced Plastic | Closed in Place | 2002-02-12
0-010118 | COSTCO WHOLESALE #738 | 2450 E BEARDSLEY RD | PHOENIX | AZ | 85050 | Maricopa | 1 | Open | 2005-10-01 | 30000 | Gasoline | COMPARTMENT A | Double Walled | Fiberglass Reinforced Plastic | Pressure | Double Walled | Flexible
0-004296 | SRP - WESTERN GARAGE | 4141 N 67TH AVE | PHOENIX | AZ | 85033 | Maricopa | 4 | Perm Closure | 1976-01-01 | 10000 | Gasoline | COMPARTMENT A |  | Asphalt coated or Bare Steel |  |  |  | Removal | 1987-03-17
0-010510 | GILA COUNTY APN #206-20-001B | 701 W LIVE OAK ST | MIAMI | AZ | 85539 | Gila | 2 | Perm Closure | 2014-09-25 | 550 | Gasoline | COMPARTMENT A |  | Asphalt coated or Bare Steel |  |  |  | Removal | 2014-08-28
0-005329 | B & K STEEL FABRICATIONS INC | 619 N COOPER RD | GILBERT | AZ | 85233 | Maricopa | 3 | Perm Closure | 1983-02-28 | 4000 | Unidentified | COMPARTMENT A | Unknown | Asphalt coated or Bare Steel |  |  |  | Removal | 1989-09-07
0-010109 | AVIS RENT-A-CAR | 1625 E BUCKEYE RD | PHOENIX | AZ | 85034 | Maricopa | 2 | Open | 2006-01-18 | 30000 | Gasoline | COMPARTMENT A | Double Walled | Fiberglass Reinforced Plastic | Pressure | Double Walled | Fiberglass Reinforced Plastic
0-006733 | BANK ONE OF ARIZONA TRUSTEE NOW | 1345 W CAMELBACK RD | PHOENIX | AZ | 85013 | Maricopa | 1 | Perm Closure | 1960-01-01 | 250 | Used Oil/Waste Oil | COMPARTMENT A | Unknown | Asphalt coated or Bare Steel |  |  |  | Removal | 1990-03-02
0-008851 | CENTRAL RADIATOR & AUTO SERVICE | 202 W FRONTIER ST | ELOY | AZ | 85131 | Pinal | 3 | Perm Closure | 2005-06-17 | 8000 | Gasoline | COMPARTMENT A | Double Walled | Asphalt coated or Bare Steel | Pressure |  | Fiberglass Reinforced Plastic | Removal | 2001-02-15
0-005761 | CITY OF PAGE MUNICIPAL SOLID WASTE LANDFILL |  | PAGE |  |  | Coconino | 2 | Perm Closure | 1986-06-05 | 500 | Used Oil/Waste Oil | COMPARTMENT A | Double Walled | Asphalt coated or Bare Steel |  |  |  | Removal | 1989-07-01
0-003166 | MIDWAY CHEVROLET COMPANY | 2323 W BELL RD | PHOENIX | AZ | 85023 | Maricopa | 1 | Perm Closure | 1980-04-07 | 500 | Used Oil/Waste Oil | COMPARTMENT A | Double Walled | Asphalt coated or Bare Steel | Gravity Feed |  |  | Removal | 1994-04-21
0-010127 | PARCEL 322-23-085 | 416 W ANDY DEVINE AVE | KINGMAN | AZ | 86401 | Mohave | 3 | Perm Closure | 2007-08-03 | 2000 | Gasoline | COMPARTMENT A |  | Asphalt coated or Bare Steel |  |  |  | Removal | 2007-07-19
0-005398 | U OF A - COTTON CENTER TANK WASHING SUMP | 4201 E BROADWAY RD | PHOENIX | AZ | 85040 | Maricopa | 1 | Perm Closure | 1975-05-06 | 2000 | Gasoline | COMPARTMENT A | Unknown | Asphalt coated or Bare Steel |  |  |  | Removal | 1991-06-25
0-004235 | SAAB VALLEY IMPORTS | 1433 E CAMELBACK RD | PHOENIX | AZ | 85014 | Maricopa | 2 | Perm Closure | 1979-05-02 | 1000 | Used Oil/Waste Oil | COMPARTMENT A | Unknown | Unknown |  |  |  | Removal | 1987-01-10
0-005720 | UPS GROUND FREIGHT | 2750 W ENCANTO BLVD | PHOENIX | AZ | 85009 | Maricopa | 1 | Perm Closure | 1971-01-01 | 10000 | Diesel | COMPARTMENT A |  | Asphalt coated or Bare Steel |  |  |  | Removal | 1990-07-11
0-006728 | SHELL | 999 N GRAND CANYON BLVD | WILLIAMS | AZ | 86046 | Coconino | 3 | Open | 1984-01-01 | 10000 | Gasoline (PUL) | COMPARTMENT A | Double Walled | Composite (Steel/Fiberglass) | Pressure | Double Walled | Fiberglass Reinforced Plastic
0-004192 | ROOSEVELT SCHOOL DISTRICT - MAINTENANCE FACILITY | 6000 S 7TH ST | PHOENIX | AZ | 85042 | Maricopa | 5 | Open | 2020-08-04 | 7500 | Diesel | COMPARTMENT B | Double Walled | Polyethylene Jacketed Steel
0-004192 | ROOSEVELT SCHOOL DISTRICT - MAINTENANCE FACILITY | 6000 S 7TH ST | PHOENIX | AZ | 85042 | Maricopa | 4 | Open | 2020-08-04 | 12000 | Red Diesel | COMPARTMENT A | Double Walled | Fiberglass Reinforced Plastic
0-006586 | CIRCLE K #2708592 | 2196 E APACHE BLVD | TEMPE | AZ | 85281 | Maricopa | 1 | Open | 1987-01-01 | 10000 | Gasoline | COMPARTMENT A | Single Walled | Fiberglass Reinforced Plastic | Pressure | Single Walled | Fiberglass Reinforced Plastic
0-007216 | TANNER MATERIALS | 10201 N 19TH AVE | PHOENIX | AZ | 85021 | Maricopa | 3 | Perm Closure | 1963-01-01 | 10000 | Gasoline | COMPARTMENT A |  | Asphalt coated or Bare Steel | Pressure |  | Bare or Galvanized Steel | Removal | 1992-03-03
0-008734 | BLM/MCHEFFY GAS STATION |  | OATMAN |  |  | Mohave | 1 | Perm Closure | 2005-06-17 | 580 | Gasoline | COMPARTMENT A | Double Walled | Asphalt coated or Bare Steel |  |  |  | Removal | 1995-09-18
0-009393 | ECHO TRUCKING CO | 680 E 4TH ST | BENSON | AZ | 85602 | Cochise | 2 | Perm Closure | 1980-01-01 | 2000 | Gasoline | COMPARTMENT A |  | Asphalt coated or Bare Steel | Suction - Check Valve at the Dispenser |  | Bare or Galvanized Steel | Removal | 1999-02-26
0-005981 | NADABURG ELEMENTARY SCHOOL | 32919 N CENTER ST | WITTMANN | AZ | 85361 | Maricopa | 3 | Open | 2019-01-24 | 10000 | Diesel #2 | COMPARTMENT A | Double Walled | Fiberglass Reinforced Plastic | Pressure | Double Walled | Fiberglass Reinforced Plastic
0-000920 | CIRCLE K STORE #2706663 | 6349 S MCCLINTOCK DR | TEMPE | AZ | 85283 | Maricopa | 5 | Perm Closure | 1980-01-01 | 12000 | Diesel | COMPARTMENT A |  | Asphalt coated or Bare Steel | Pressure | Double Walled | Fiberglass Reinforced Plastic | Removal | 1996-12-11
0-009259 | 7-ELEVEN #32265 | 485 W WARNER RD | TEMPE | AZ | 85284 | Maricopa | 2 | Open | 1997-10-24 | 10000 | Gasoline | COMPARTMENT A | Double Walled | Fiberglass Reinforced Plastic | Pressure
0-001445 | CIRCLE K #2701584 | 2640 W VAN BUREN ST | PHOENIX | AZ | 85009 | Maricopa | 2 | Temp Closure | 1985-01-01 | 10000 | Gasoline | COMPARTMENT A | Single Walled | Fiberglass Reinforced Plastic | Pressure | Single Walled | Fiberglass Reinforced Plastic |  | 2020-10-12
0-001445 | CIRCLE K #2701584 | 2640 W VAN BUREN ST | PHOENIX | AZ | 85009 | Maricopa | 3 | Open | 1985-01-01 | 10000 | Gasoline | COMPARTMENT A | Single Walled | Fiberglass Reinforced Plastic | Pressure | Single Walled | Fiberglass Reinforced Plastic
0-004260 | MOBIL 3001 | 3001 E WASHINGTON ST | PHOENIX | AZ | 85034 | Maricopa | 7 | Perm Closure | 1987-08-01 | 10000 | Gasoline | COMPARTMENT A | Double Walled | Fiberglass Reinforced Plastic | Pressure | Double Walled | Fiberglass Reinforced Plastic | Removal | 2019-01-17
0-004260 | MOBIL 3001 | 3001 E WASHINGTON ST | PHOENIX | AZ | 85034 | Maricopa | 2 | Perm Closure | 1960-01-01 | 3000 | Diesel | COMPARTMENT A |  | Asphalt coated or Bare Steel |  |  |  | Removal | 1989-08-01
0-010146 | PARCEL #102-10-148 |  | GLENDALE |  |  | Maricopa | 1 | Perm Closure | 2006-09-11 | 2300 | Gasoline | COMPARTMENT A | Single Walled | Asphalt coated or Bare Steel |  |  |  | Removal | 2006-04-27
0-010157 | QUIKTRIP #486 | 726 S GILBERT RD | GILBERT | AZ | 85296 | Maricopa | 3 | Open | 2006-06-14 | 12000 | Gasoline | COMPARTMENT A | Double Walled | Fiberglass Reinforced Plastic | Pressure | Double Walled | Flexible
0-010202 | SPEEDWAY STORE #2938 | 7335 S HOUGHTON RD | TUCSON | AZ | 85747 | Pima | 1 | Open | 2007-12-12 | 2000 | Gasoline | COMPARTMENT A | Double Walled | Composite (Steel/Fiberglass) | Pressure | Double Walled | Fiberglass Reinforced Plastic
0-010202 | SPEEDWAY STORE #2938 | 7335 S HOUGHTON RD | TUCSON | AZ | 85747 | Pima | 3 | Open | 2007-12-12 | 6000 | E-85 | COMPARTMENT A | Double Walled | Composite (Steel/Fiberglass) | Pressure | Double Walled | Fiberglass Reinforced Plastic
0-009023 | COPPERVIEW APARTMENTS | 2559 N TUCSON BLVD | TUCSON | AZ | 85716 | Pima | 2 | Perm Closure | 1961-06-01 | 4000 | Gasoline | COMPARTMENT A | Double Walled | Asphalt coated or Bare Steel | Suction - Check Valve at the Tank Top |  | Bare or Galvanized Steel | Removal | 1983-01-01
0-010224 | FRYS FUEL CENTER #119 | 904 W IRVINGTON RD | TUCSON | AZ | 85714 | Pima | 1 | Perm Closure | 2008-04-07 | 8000 | Diesel | COMPARTMENT B | Double Walled | Fiberglass Reinforced Plastic | Pressure | Double Walled | Flexible | Removal | 2017-05-17
0-010226 | FAST LANE SHELL | 1999 E AJO WAY | TUCSON | AZ | 85713 | Pima | 1 | Open | 2007-11-12 | 20000 | Gasoline | COMPARTMENT A | Double Walled | Composite (Steel/Fiberglass) | Pressure | Double Walled | Flexible
0-010232 | CIRCLE K STORE #2703498 | 615 N MAIN ST | TAYLOR | AZ | 85939 | Navajo | 1 | Open | 2008-05-08 | 12000 | Diesel | COMPARTMENT B | Double Walled | Fiberglass Reinforced Plastic | Pressure | Double Walled | Fiberglass Reinforced Plastic
0-010232 | CIRCLE K STORE #2703498 | 615 N MAIN ST | TAYLOR | AZ | 85939 | Navajo | 2 | Open | 2008-05-08 | 20000 | Gasoline (UL) | COMPARTMENT A | Double Walled | Fiberglass Reinforced Plastic | Pressure | Double Walled | Fiberglass Reinforced Plastic
0-010239 | DIAZ PROPERTY | 404 W FRONTIER ST | ELOY | AZ | 85131 | Pinal | 1 | Perm Closure | 2008-06-16 | 8000 | Unidentified | COMPARTMENT A | Single Walled | Asphalt coated or Bare Steel |  |  |  | Removal | 2008-05-22
0-010057 | COBBLESTONE AUTO SPA | 1855 S SIGNAL BUTTE RD | MESA | AZ | 85209 | Maricopa | 2 | Open | 2008-04-11 | 8000 | Gasoline | COMPARTMENT A | Double Walled | Fiberglass Reinforced Plastic | Pressure | Double Walled | Fiberglass Reinforced Plastic
0-010344 | MAVERIK COUNTRY STORE #350 | 1060 S STATE ROUTE 89 | CHINO VALLEY | AZ | 86323 | Yavapai | 2 | Open | 2009-09-01 | 12000 | Gasoline | COMPARTMENT A | Double Walled | Fiberglass Reinforced Plastic | Pressure | Double Walled | Flexible
0-010344 | MAVERIK COUNTRY STORE #350 | 1060 S STATE ROUTE 89 | CHINO VALLEY | AZ | 86323 | Yavapai | 3 | Open | 2009-09-01 | 12000 | Gasoline | COMPARTMENT A | Double Walled | Fiberglass Reinforced Plastic | Pressure | Double Walled | Flexible
0-010089 | CIRCLE K STORE #2703410 | 2275 S BUFFALO SOLDIER TRL | SIERRA VISTA | AZ | 85635 | Cochise | 3 | Open | 2005-10-24 | 7500 | Diesel | COMPARTMENT B | Double Walled | Composite (Steel/Fiberglass) | Pressure | Double Walled | Flexible
0-004990 | CITY OF PHOENIX - STEELE INDIAN SCHOOL PARK |  | PHOENIX |  |  | Maricopa | 1 | Perm Closure | 1976-04-21 | 500 | Gasoline | COMPARTMENT A |  | Asphalt coated or Bare Steel | Suction - Check Valve at the Tank Top |  |  | Removal | 1995-09-25
0-004990 | CITY OF PHOENIX - STEELE INDIAN SCHOOL PARK |  | PHOENIX |  |  | Maricopa | 2 | Perm Closure | 1961-04-21 | 1500 | Gasoline | COMPARTMENT A |  | Asphalt coated or Bare Steel |  |  |  | Removal | 1995-09-25
0-001055 | VENTURE WEST | 2402 N 1ST AVE | TUCSON | AZ | 85719 | Pima | 2 | Perm Closure | 1983-01-01 | 10000 | Gasoline | COMPARTMENT A | Double Walled | Fiberglass Reinforced Plastic | Pressure |  | Fiberglass Reinforced Plastic | Removal | 1997-03-05
0-001253 | DESERT TAEKWONDO SOUTHWEST | 6221 E GOLF LINKS RD | TUCSON | AZ | 85711 | Pima | 1 | Perm Closure | 1971-01-01 | 10000 | Gasoline | COMPARTMENT A |  | Asphalt coated or Bare Steel | Pressure |  |  | Removal | 1993-04-02
0-002144 | BEAVER HOLLOW MINI MART | 1955 E CORNVILLE RD | RIMROCK | AZ | 86335 | Yavapai | 6 | Perm Closure | 2005-06-17 |  | Gasoline | COMPARTMENT A | Double Walled | Composite (Steel/Fiberglass) |  |  |  | Removal | 1991-06-13
0-002144 | BEAVER HOLLOW MINI MART | 1955 E CORNVILLE RD | RIMROCK | AZ | 86335 | Yavapai | 3 | Perm Closure | 2005-06-17 |  | Gasoline | COMPARTMENT A | Double Walled | Composite (Steel/Fiberglass) |  |  |  | Removal | 1991-06-13
0-002144 | BEAVER HOLLOW MINI MART | 1955 E CORNVILLE RD | RIMROCK | AZ | 86335 | Yavapai | 5 | Perm Closure | 2005-06-17 |  | Gasoline | COMPARTMENT A | Double Walled | Composite (Steel/Fiberglass) |  |  |  | Removal | 1991-06-13
0-002144 | BEAVER HOLLOW MINI MART | 1955 E CORNVILLE RD | RIMROCK | AZ | 86335 | Yavapai | 2 | Open | 1991-07-01 | 6000 | Diesel | COMPARTMENT C | Double Walled | Composite (Steel/Fiberglass) | Pressure |  | Fiberglass Reinforced Plastic
0-007784 | PHOENIX BAPTIST HOSPITAL | 2000 W BETHANY HOME RD | PHOENIX | AZ | 85015 | Maricopa | 2 | Perm Closure | 1973-01-01 | 3000 | Diesel | COMPARTMENT A | Single Walled | Asphalt coated or Bare Steel | Suction - Check Valve at the Tank Top |  | Bare or Galvanized Steel | Closed in Place | 1999-05-20
0-005118 | SHORTSTOP #502 | 1591 N PINAL AVE | CASA GRANDE | AZ | 85122 | Pinal | 3 | Perm Closure | 1984-01-01 | 12000 | Gasoline | COMPARTMENT A |  | Asphalt coated or Bare Steel | Pressure |  | Fiberglass Reinforced Plastic | Removal | 2006-04-18
0-009303 | LOVE'S TRAVEL STOP #286 | 760 S QUARTZSITE BLVD | QUARTZSITE | AZ | 85346 | La Paz | 6 | Open | 1997-10-30 | 12000 | Gasoline | COMPARTMENT B | Double Walled | Composite (Steel/Fiberglass) | Pressure | Double Walled | Fiberglass Reinforced Plastic
0-009303 | LOVE'S TRAVEL STOP #286 | 760 S QUARTZSITE BLVD | QUARTZSITE | AZ | 85346 | La Paz | 3 | Open | 1997-10-30 | 20000 | Diesel | COMPARTMENT A | Double Walled | Composite (Steel/Fiberglass) | Pressure | Double Walled | Fiberglass Reinforced Plastic
0-005478 | CIRCLE K #2943 | 495 S ARIZONA BLVD | COOLIDGE | AZ | 85128 | Pinal | 1 | Open | 1981-04-25 | 10000 | Gasoline | COMPARTMENT A | Double Walled | Fiberglass Reinforced Plastic | Pressure | Double Walled | Fiberglass Reinforced Plastic
0-007542 | COCHISE FUEL & OIL | 108 S HUACHUCA BLVD | HUACHUCA CITY | AZ | 85616 | Cochise | 1 | Perm Closure | 2005-06-17 | 10000 | Unidentified | COMPARTMENT A |  | Asphalt coated or Bare Steel |  |  |  | Removal | 2012-11-01
0-009362 | DOUGLAS PROPERTY | 4796 E BATEMAN ST | COOLIDGE | AZ | 85128 | Pinal | 3 | Perm Closure | 2005-06-17 | 1000 | Gasoline | COMPARTMENT A | Double Walled | Asphalt coated or Bare Steel | Suction - Check Valve at the Tank Top |  | Bare or Galvanized Steel | Removal | 2002-10-09
0-006624 | CIRCLE K #2705318 | 7510 E 22ND ST | TUCSON | AZ | 85710 | Pima | 1 | Open | 1989-02-02 | 15000 | Gasoline | COMPARTMENT A | Double Walled | Fiberglass Reinforced Plastic | Pressure |  | Fiberglass Reinforced Plastic
0-005481 | CIRCLE K #2702946 | 720 S 7TH ST | SIERRA VISTA | AZ | 85635 | Cochise | 2 | Open | 1981-08-01 | 10000 | Gasoline | COMPARTMENT A | Single Walled | Asphalt coated or Bare Steel | Pressure |  | Fiberglass Reinforced Plastic
0-000826 | CTI INC | 1130 INTERSTATE PL | BULLHEAD CITY | AZ | 86442 | Mohave | 1 | Perm Closure | 1976-01-01 | 10000 | Diesel | COMPARTMENT A |  | Asphalt coated or Bare Steel |  |  |  | Removal | 1991-01-08
0-001742 | DELGADILLO EXXON SERVICE STATION |  | SELIGMAN |  |  | Yavapai | 1 | Perm Closure | 1968-01-01 | 3000 | Gasoline | COMPARTMENT A |  | Asphalt coated or Bare Steel |  |  |  | Removal | 1991-11-20
0-001683 | CRANE & HAYES TRUCKING | 440 S 67TH AVE | PHOENIX | AZ | 85043 | Maricopa | 2 | Perm Closure | 1971-01-01 | 4000 | Gasoline | COMPARTMENT A |  | Asphalt coated or Bare Steel |  |  |  | Removal | 1987-02-01
0-006593 | CIRCLE K #2701788 | 6710 W THUNDERBIRD RD | PEORIA | AZ | 85381 | Maricopa | 3 | Perm Closure | 1988-01-01 | 10000 | Gasoline | COMPARTMENT A | Double Walled | Fiberglass Reinforced Plastic | Pressure |  | Fiberglass Reinforced Plastic | Removal | 2011-01-06
0-006593 | CIRCLE K #2701788 | 6710 W THUNDERBIRD RD | PEORIA | AZ | 85381 | Maricopa | 2 | Perm Closure | 1988-01-01 | 10000 | Gasoline | COMPARTMENT A | Double Walled | Fiberglass Reinforced Plastic | Pressure |  | Fiberglass Reinforced Plastic | Removal | 2011-01-06
0-002627 | CIRCLE K #2705287 | 4801 E ELLIOT RD | PHOENIX | AZ | 85044 | Maricopa | 4 | Open | 1988-05-26 | 10000 | Diesel | COMPARTMENT A | Double Walled | Fiberglass Reinforced Plastic | Pressure | Single Walled | Fiberglass Reinforced Plastic
0-000093 | FEDERAL EXPRESS CORP | 2850 E VALENCIA RD | TUCSON | AZ | 85706 | Pima | 2 | Perm Closure | 1985-08-01 | 550 | Used Oil/Waste Oil | COMPARTMENT A | Single Walled | Asphalt coated or Bare Steel | Gravity Feed | Single Walled | Bare or Galvanized Steel | Removal | 1990-09-01
0-002340 | FIRESTONE | 5106 W MCDOWELL RD | PHOENIX | AZ | 85035 | Maricopa | 1 | Perm Closure | 1971-04-16 | 550 | Used Oil/Waste Oil | COMPARTMENT A | Single Walled | Asphalt coated or Bare Steel |  |  |  | Removal | 1997-07-21
0-007519 | EJM DEVELOPMENT CO |  | PHOENIX |  |  | Maricopa | 1 | Perm Closure | 2005-06-17 |  | Gasoline | COMPARTMENT A | Unknown | Asphalt coated or Bare Steel |  |  |  | Removal | 1987-10-23
0-001817 | DUNLAP OIL #2 | 380 N HASKELL AVE | WILLCOX | AZ | 85643 | Cochise | 3 | Perm Closure | 1960-01-01 | 3000 | Unidentified | COMPARTMENT A |  | Asphalt coated or Bare Steel |  |  |  | Removal | 1987-11-01
0-001817 | DUNLAP OIL #2 | 380 N HASKELL AVE | WILLCOX | AZ | 85643 | Cochise | 2 | Perm Closure | 1960-01-01 | 5000 | Gasoline | COMPARTMENT A |  | Asphalt coated or Bare Steel |  |  |  | Removal | 1987-11-01
0-003627 | PAUELIN, AMBROSE & BROWN | 201 W ASH ST | GLOBE | AZ | 85501 | Gila | 1 | Perm Closure | 1962-01-01 | 1000 | Gasoline | COMPARTMENT A |  | Asphalt coated or Bare Steel |  |  |  | Removal | 1990-03-13
0-003646 | AIRBAGIT.COM SUSPENSION LLC | 260 S HIBBERT | MESA | AZ | 85210 | Maricopa | 1 | Perm Closure | 1972-02-28 | 10000 | Diesel | COMPARTMENT A | Double Walled | Fiberglass Reinforced Plastic |  |  |  | Removal | 1988-12-01
0-003646 | AIRBAGIT.COM SUSPENSION LLC | 260 S HIBBERT | MESA | AZ | 85210 | Maricopa | 3 | Perm Closure | 1972-02-28 | 6000 | Gasoline | COMPARTMENT A | Double Walled | Fiberglass Reinforced Plastic |  |  |  | Removal | 1988-12-01
0-003646 | AIRBAGIT.COM SUSPENSION LLC | 260 S HIBBERT | MESA | AZ | 85210 | Maricopa | 4 | Perm Closure | 1972-02-28 | 6000 | Diesel | COMPARTMENT A | Double Walled | Fiberglass Reinforced Plastic |  |  |  | Removal | 1988-12-01
0-003565 | O''MALLEY BUILDING MATERIALS - MESA | 1126 S GILBERT RD | MESA | AZ | 85204 | Maricopa | 1 | Perm Closure | 1975-01-01 | 5000 | Gasoline | COMPARTMENT A |  | Asphalt coated or Bare Steel |  |  |  | Removal | 1988-09-01
0-007718 | MOHAWK PLAZA | 20635 N CAVE CREEK RD | PHOENIX | AZ | 85024 | Maricopa | 1 | Perm Closure | 2005-06-17 | 10000 | Diesel | COMPARTMENT A | Double Walled | Asphalt coated or Bare Steel | Pressure |  | Bare or Galvanized Steel | Removal | 1993-10-06
0-007718 | MOHAWK PLAZA | 20635 N CAVE CREEK RD | PHOENIX | AZ | 85024 | Maricopa | 3 | Perm Closure | 2005-06-17 | 3000 | Gasoline | COMPARTMENT A | Double Walled | Asphalt coated or Bare Steel | Pressure |  | Bare or Galvanized Steel | Removal | 1993-10-06
0-005254 | SANTA FE EXXON | 3200 E ROUTE 66 | FLAGSTAFF | AZ | 86004 | Coconino | 6 | Perm Closure | 1977-04-30 | 500 | Used Oil/Waste Oil | COMPARTMENT A | Unknown | Asphalt coated or Bare Steel | Gravity Feed |  | Fiberglass Reinforced Plastic | Removal | 1994-06-03
0-008817 | ROSEVIEW SERVICE |  | HARQUAHALA VALLEY |  |  | Maricopa | 1 | Perm Closure | 1965-01-01 | 3000 | Gasoline | COMPARTMENT A | Single Walled | Asphalt coated or Bare Steel |  |  |  | Removal | 2014-04-02
0-008817 | ROSEVIEW SERVICE |  | HARQUAHALA VALLEY |  |  | Maricopa | 3 | Perm Closure | 1965-01-01 | 1000 | Gasoline | COMPARTMENT A | Single Walled | Asphalt coated or Bare Steel |  |  |  | Removal | 2014-04-02
0-004217 | R-DELS | 1960 E ASH ST | GLOBE | AZ | 85501 | Gila | 3 | Perm Closure | 1988-01-01 | 10000 | Gasoline | COMPARTMENT A | Double Walled | Fiberglass Reinforced Plastic | Pressure |  | Fiberglass Reinforced Plastic | Removal | 1992-11-17
0-004217 | R-DELS | 1960 E ASH ST | GLOBE | AZ | 85501 | Gila | 2 | Perm Closure | 1988-01-01 | 10000 | Gasoline | COMPARTMENT A | Double Walled | Fiberglass Reinforced Plastic | Pressure |  | Fiberglass Reinforced Plastic | Removal | 1992-11-17
0-009279 | QUICK LUBE | 5308 N 59TH AVE | GLENDALE | AZ | 85301 | Maricopa | 3 | Perm Closure | 2005-06-17 | 4000 | New Oil | COMPARTMENT A | Single Walled | Asphalt coated or Bare Steel | Pressure | Single Walled | Bare or Galvanized Steel | Removal | 1998-08-21
0-009949 | QUIK MART #11 | 13142 E COLOSSAL CAVE RD | VAIL | AZ | 85641 | Pima | 2 | Open | 2003-05-23 | 14000 | Gasoline | COMPARTMENT A | Double Walled | Fiberglass Reinforced Plastic | Pressure | Double Walled | Flexible
0-004891 | PUEBLO DEL SOL GOLF COURSE | 2772 SAINT ANDREWS DR | SIERRA VISTA | AZ | 85650 | Cochise | 1 | Perm Closure | 1974-10-14 | 2000 | Gasoline | COMPARTMENT A | Unknown | Asphalt coated or Bare Steel | Suction - Check Valve at the Tank Top |  |  | Removal | 1995-03-02
0-000365 | AG&F | 3 BAR RD | ROOSEVELT | AZ | 85545 | Gila | 1 | Perm Closure | 1978-01-01 | 1000 | Gasoline | COMPARTMENT A |  | Asphalt coated or Bare Steel | Suction - Check Valve at the Tank Top |  |  | Removal | 1990-12-07
0-008581 | AME FOOD SERVICE | 8705 E MCDOWELL RD | SCOTTSDALE | AZ | 85257 | Maricopa | 2 | Perm Closure | 2005-06-17 | 5000 | Diesel | COMPARTMENT A | Unknown | Asphalt coated or Bare Steel |  |  |  | Removal | 1995-05-16
0-004686 | 7-ELEVEN #26618 | 601 N CRAYCROFT RD | TUCSON | AZ | 85711 | Pima | 3 | Perm Closure | 1986-10-20 | 10000 | Gasoline | COMPARTMENT A | Unknown | Fiberglass Reinforced Plastic | Pressure |  | Fiberglass Reinforced Plastic | Removal | 1993-07-21
0-009233 | 7-ELEVEN #32253 | 8323 W PEORIA AVE | PEORIA | AZ | 85345 | Maricopa | 2 | Perm Closure | 1997-12-22 | 10000 | Gasoline | COMPARTMENT A |  | Asphalt coated or Bare Steel | Pressure | Double Walled | Flexible | Removal | 2001-09-13
0-000060 | A TO Z EQUIPMENT RENTALS & SALES | 4050 E INDIAN SCHOOL RD | PHOENIX | AZ | 85018 | Maricopa | 1 | Perm Closure | 1986-08-28 | 1000 | Gasoline | COMPARTMENT A | Single Walled | Fiberglass Reinforced Plastic |  |  |  | Removal | 1994-01-11
0-009104 | 4 SONS FOOD STORES #506 | 15059 W R H JOHNSON BLVD | SUN CITY WEST | AZ | 85375 | Maricopa | 4 | Open | 1997-04-22 | 6000 | Diesel | COMPARTMENT A | Double Walled | Fiberglass Reinforced Plastic | Pressure | Double Walled | Fiberglass Reinforced Plastic
0-000910 | CARDON FAST GAS #133/SAMUEL & CO | 4345 E INDIAN SCHOOL RD | PHOENIX | AZ | 85018 | Maricopa | 2 | Perm Closure | 1976-01-01 | 8000 | Gasoline | COMPARTMENT A |  | Asphalt coated or Bare Steel |  |  |  | Removal | 1987-11-17
0-000910 | CARDON FAST GAS #133/SAMUEL & CO | 4345 E INDIAN SCHOOL RD | PHOENIX | AZ | 85018 | Maricopa | 3 | Perm Closure | 1976-01-01 | 8000 | Gasoline | COMPARTMENT A |  | Asphalt coated or Bare Steel |  |  |  | Removal | 1987-11-17
0-000809 | C S CONSTRUCTION INC | 22023 N 20TH AVE | PHOENIX | AZ | 85027 | Maricopa | 2 | Perm Closure | 1984-01-01 | 10000 | Diesel | COMPARTMENT A | Single Walled | Fiberglass Reinforced Plastic | Pressure | Double Walled | Fiberglass Reinforced Plastic | Removal | 2016-09-21
0-001936 | TRACTOR MACHINING CO | 41 W IRON AVE | MESA | AZ | 85210 | Maricopa | 1 | Perm Closure | 1983-01-01 | 1000 | Unidentified | COMPARTMENT A | Single Walled | Concrete | Gravity Feed |  |  | Removal | 1989-09-02
0-007779 | PARADISE VALLEY UNIFIED SCHOOL DISTRICT #69 - TRANSPORTATION | 20621 N 32ND ST | PHOENIX | AZ | 85050 | Maricopa | 3 | Open | 1993-08-10 | 20000 | Gasoline | COMPARTMENT A | Double Walled | Fiberglass Reinforced Plastic | Gravity Feed | Double Walled | Fiberglass Reinforced Plastic
0-009306 | AUTO MAX INC | 3575 E GRANT RD | TUCSON | AZ | 85716 | Pima | 1 | Perm Closure | 1970-01-01 | 1000 | Used Oil/Waste Oil | COMPARTMENT A | Unknown | Asphalt coated or Bare Steel |  |  |  | Removal | 1998-07-21
0-003861 | CITY OF PHOENIX - MUNICIPAL PARKING LOT | 301 W WASHINGTON ST | PHOENIX | AZ | 85003 | Maricopa | 11 | Perm Closure | 2005-06-17 | 450 | Diesel | COMPARTMENT A | Single Walled | Asphalt coated or Bare Steel |  |  |  | Removal | 1992-05-13
0-006525 | ARCO AM/PM | 8271 W THUNDERBIRD RD | PEORIA | AZ | 85381 | Maricopa | 4 | Open | 1989-07-24 | 10000 | Diesel | COMPARTMENT A | Single Walled | Fiberglass Reinforced Plastic | Pressure | Single Walled | Fiberglass Reinforced Plastic
0-000174 | SUPERLITE BLOCK | 301 E BASELINE RD | GILBERT | AZ | 85233 | Maricopa | 1 | Perm Closure | 1980-01-01 | 10000 | Diesel | COMPARTMENT A |  | Asphalt coated or Bare Steel |  |  |  | Removal | 1988-03-01
0-006501 | MARANA HIGH SCHOOL | 12000 W EMIGH RD | MARANA | AZ | 85743 | Pima | 2 | Perm Closure | 1973-11-01 | 10000 | Gasoline | COMPARTMENT A | Unknown | Asphalt coated or Bare Steel | Suction - Check Valve at the Tank Top |  | Bare or Galvanized Steel | Removal | 1992-07-13
0-000845 | CALPORTLAND - RILLITO CEMENT PLANT | 11115 N CASA GRANDE HWY | MARANA | AZ | 85653 | Pima | 3 | Perm Closure | 1985-01-01 | 12000 | Gasoline | COMPARTMENT A | Single Walled | Fiberglass Reinforced Plastic | Pressure | Single Walled | Bare or Galvanized Steel | Removal | 2010-08-10
0-000845 | CALPORTLAND - RILLITO CEMENT PLANT | 11115 N CASA GRANDE HWY | MARANA | AZ | 85653 | Pima | 4 | Perm Closure | 1956-01-01 | 850 | Used Oil/Waste Oil | COMPARTMENT A |  | Asphalt coated or Bare Steel |  |  |  | Closed in Place | 1986-04-01
0-005296 | UNOCAL #5294 | 10703 W PEORIA AVE | SUN CITY | AZ | 85351 | Maricopa | 1 | Perm Closure | 1966-04-15 | 10000 | Gasoline | COMPARTMENT A | Double Walled | Asphalt coated or Bare Steel | Pressure |  | Fiberglass Reinforced Plastic | Removal | 1995-05-24
0-001972 | EVERKRISP VEGETABLES INC | 9202 W HARRISON ST | TOLLESON | AZ | 85353 | Maricopa | 2 | Perm Closure | 1974-01-01 | 3000 | Gasoline | COMPARTMENT A |  | Asphalt coated or Bare Steel |  |  |  | Removal | 1988-12-28
0-002850 | TEXACO CERTIFIED TIRE | 1927 OLD HIGHWAY 66 | WINSLOW | AZ | 86047 | Navajo | 1 | Perm Closure | 1967-04-19 | 10000 | Gasoline | COMPARTMENT A | Double Walled | Asphalt coated or Bare Steel | Pressure |  |  | Removal | 1994-09-28
0-006052 | GILLS GAS & CARWASH | 4129 N 43RD AVE | PHOENIX | AZ | 85031 | Maricopa | 1 | Perm Closure | 1975-01-01 | 10000 | Gasoline | COMPARTMENT A |  | Asphalt coated or Bare Steel | Pressure | Double Walled | Fiberglass Reinforced Plastic | Removal | 2011-08-11
0-002076 | SUPERPUMPER #5 | 13240 N SCOTTSDALE RD | PHOENIX | AZ | 85254 | Maricopa | 3 | Open | 1991-09-01 | 20000 | Gasoline | COMPARTMENT A | Single Walled | Fiberglass Reinforced Plastic | Pressure | Double Walled | Fiberglass Reinforced Plastic
0-002076 | SUPERPUMPER #5 | 13240 N SCOTTSDALE RD | PHOENIX | AZ | 85254 | Maricopa | 1 | Open | 1991-09-01 | 12000 | Diesel | COMPARTMENT A | Single Walled | Fiberglass Reinforced Plastic | Pressure | Double Walled | Fiberglass Reinforced Plastic
0-002642 | STAR AUTOMOTIVE INC | 25018 HWY 260 | STAR VALLEY | AZ | 85541 | Gila | 3 | Perm Closure | 1981-08-08 | 1000 | Gasoline | COMPARTMENT A | Double Walled | Asphalt coated or Bare Steel |  |  |  | Removal | 1989-09-01
0-004776 | CLIFF FINDLAY AUTO CENTER | 3730 N STOCKTON HILL RD | KINGMAN | AZ | 86409 | Mohave | 2 | Perm Closure | 1979-01-01 | 10000 | Diesel | COMPARTMENT A |  | Asphalt coated or Bare Steel | Suction - Check Valve at the Tank Top |  |  | Removal | 1990-11-27
0-004706 | SOUTHWEST RENTAL CORPORATION | 1025 S 48TH ST | TEMPE | AZ | 85281 | Maricopa | 2 | Perm Closure | 1980-07-31 | 10000 | Diesel | COMPARTMENT A | Unknown | Asphalt coated or Bare Steel |  |  |  | Removal | 1989-12-01
0-004706 | SOUTHWEST RENTAL CORPORATION | 1025 S 48TH ST | TEMPE | AZ | 85281 | Maricopa | 3 | Perm Closure | 1984-07-31 | 1000 | Unidentified | COMPARTMENT A | Unknown | Asphalt coated or Bare Steel |  |  |  | Removal | 1989-12-01
0-004514 | SIERRA VISTA - MUNICIPAL AIRPORT | 2100 AIRPORT AVE | SIERRA VISTA | AZ | 85635 | Cochise | 3 | Perm Closure | 1969-05-28 | 25000 | Gasoline | COMPARTMENT A | Unknown | Unknown |  |  |  | Removal | 1990-03-08
0-006803 | WELLTON ELEMENTARY SCHOOL | 29126 E SAN JOSE AVE | WELLTON | AZ | 85356 | Yuma | 2 | Perm Closure | 2005-06-17 | 1000 | Diesel | COMPARTMENT A | Unknown | Unknown | Pressure |  |  | Removal | 1990-04-01
0-008424 | WEST MCDOWELL BUSINESS CENTER | 2750 W MCDOWELL RD | PHOENIX | AZ | 85009 | Maricopa | 1 | Perm Closure | 2005-06-17 | 3000 | Gasoline | COMPARTMENT A | Unknown | Unknown |  |  |  | Closed in Place | 1980-01-01
0-008117 | SPEEDWAY STORE #2981 | 325 E HWY 70 | PIMA | AZ | 85543 | Graham | 4 | Open | 1994-10-01 | 10000 | Gasoline | COMPARTMENT A | Double Walled | Composite (Steel/Fiberglass) | Pressure | Double Walled | Fiberglass Reinforced Plastic
0-008117 | SPEEDWAY STORE #2981 | 325 E HWY 70 | PIMA | AZ | 85543 | Graham | 3 | Open | 1994-10-01 | 10000 | Gasoline | COMPARTMENT A | Double Walled | Composite (Steel/Fiberglass) | Pressure | Double Walled | Fiberglass Reinforced Plastic
0-007079 | CONWEST GROUP | 3700 E ANNE ST | PHOENIX | AZ | 85040 | Maricopa | 1 | Perm Closure | 2005-06-17 |  | Unidentified | COMPARTMENT A | Unknown | Asphalt coated or Bare Steel |  |  |  | Removal | 1991-05-30
0-006384 | PARADISE CAR SPA | 12621 N PARADISE VILLAGE PKWY W | PHOENIX | AZ | 85032 | Maricopa | 2 | Perm Closure | 1983-01-01 | 12000 | Gasoline | COMPARTMENT A | Single Walled | Asphalt coated or Bare Steel | Pressure |  | Bare or Galvanized Steel | Removal | 2018-04-19
0-006384 | PARADISE CAR SPA | 12621 N PARADISE VILLAGE PKWY W | PHOENIX | AZ | 85032 | Maricopa | 4 | Perm Closure | 1983-01-01 | 12000 | Gasoline | COMPARTMENT A | Single Walled | Asphalt coated or Bare Steel | Pressure |  | Bare or Galvanized Steel | Removal | 2018-04-19
0-007031 | HAMILTON PROPERTY - FORMER |  | CHANDLER |  |  | Maricopa | 1 | Perm Closure | 1962-01-01 | 3000 | Gasoline | COMPARTMENT A | Unknown | Unknown |  |  |  | Removal | 1989-01-19
0-007031 | HAMILTON PROPERTY - FORMER |  | CHANDLER |  |  | Maricopa | 4 | Perm Closure | 1962-01-01 | 1000 | Gasoline | COMPARTMENT A | Unknown | Unknown |  |  |  | Removal | 1989-01-19
0-000884 | TEXACO #60-349-0306 | 1210 E SOUTHERN AVE | MESA | AZ | 85204 | Maricopa | 5 | Perm Closure | 1990-09-10 | 10000 | Gasoline | COMPARTMENT A | Double Walled | Fiberglass Reinforced Plastic | Pressure | Double Walled | Fiberglass Reinforced Plastic | Removal | 2005-03-24
0-000884 | TEXACO #60-349-0306 | 1210 E SOUTHERN AVE | MESA | AZ | 85204 | Maricopa | 7 | Perm Closure | 1990-09-10 | 10000 | Diesel | COMPARTMENT A | Double Walled | Fiberglass Reinforced Plastic | Pressure | Double Walled | Fiberglass Reinforced Plastic | Removal | 2005-03-24
0-004165 | ROADRUNNER TRUCK STOP | 1902 N BLACK CANYON HWY | PHOENIX | AZ | 85009 | Maricopa | 1 | Perm Closure | 1960-01-01 | 10000 | Diesel | COMPARTMENT A |  | Asphalt coated or Bare Steel |  |  |  | Removal | 1992-03-17
0-004165 | ROADRUNNER TRUCK STOP | 1902 N BLACK CANYON HWY | PHOENIX | AZ | 85009 | Maricopa | 8 | Perm Closure | 1960-01-01 | 10000 | Gasoline | COMPARTMENT A |  | Asphalt coated or Bare Steel |  |  |  | Removal | 1992-03-17
0-007959 | CHEVRON #9-9454 | 2885 N 91ST AVE | PHOENIX | AZ | 85037 | Maricopa | 4 | Open | 2009-03-01 | 20000 | Gasoline | COMPARTMENT A | Double Walled | Fiberglass Reinforced Plastic | Pressure | Double Walled | Fiberglass Reinforced Plastic
0-001587 | COCHISE COUNTY - ROAD MAINTENCE YARD | 110 NACO RD | BISBEE | AZ | 85603 | Cochise | 4 | Perm Closure | 1975-01-01 | 10000 | Gasoline | COMPARTMENT A |  | Asphalt coated or Bare Steel | Suction - Check Valve at the Tank Top |  |  | Removal | 1998-07-14
0-001232 | CIRCLE K #431 | 7835 E GOLF LINKS RD | TUCSON | AZ | 85730 | Pima | 3 | Perm Closure | 1977-01-01 | 6000 | Gasoline | COMPARTMENT A |  | Asphalt coated or Bare Steel | Pressure |  | Fiberglass Reinforced Plastic | Removal | 1994-06-29
0-006557 | PIMA COUNTY FLEET SERVICES | 1291 S MISSION RD | TUCSON | AZ | 85713 | Pima | 5 | Perm Closure | 2005-06-17 | 10000 | Diesel | COMPARTMENT A | Single Walled | Asphalt coated or Bare Steel |  |  |  | Removal | 1989-04-01
0-001382 | CIRCLE K #1214 | 611 E BEARDSLEY RD | PHOENIX | AZ | 85027 | Maricopa | 3 | Perm Closure | 1984-01-01 | 10000 | Gasoline | COMPARTMENT A | Double Walled | Fiberglass Reinforced Plastic | Pressure |  | Fiberglass Reinforced Plastic | Removal | 1995-09-26
0-001998 | CARMEL AUTOMOTIVE | 1901 W THUNDERBIRD RD | PHOENIX | AZ | 85023 | Maricopa | 5 | Perm Closure | 1989-01-01 | 12000 | Gasoline | COMPARTMENT A | Double Walled | Fiberglass Reinforced Plastic | Pressure | Double Walled | Fiberglass Reinforced Plastic | Removal | 2014-10-08
0-001046 | JACKSON ENERGY #6790 | 4126 N 411TH AVE | TONOPAH | AZ | 85354 | Maricopa | 6 | Open | 2005-03-04 | 20000 | Gasoline (UL) | COMPARTMENT A | Double Walled | Composite (Steel/Fiberglass) | Pressure | Double Walled | Flexible
0-001046 | JACKSON ENERGY #6790 | 4126 N 411TH AVE | TONOPAH | AZ | 85354 | Maricopa | 4 | Perm Closure | 1974-01-01 | 5000 | Gasoline | COMPARTMENT A | Single Walled | Asphalt coated or Bare Steel | Pressure |  | Fiberglass Reinforced Plastic | Removal | 1993-11-16
0-000506 | ARCO #5287 | 15401 N CAVE CREEK RD | PHOENIX | AZ | 85032 | Maricopa | 3 | Perm Closure | 1978-01-01 | 10000 | Gasoline | COMPARTMENT A | Double Walled | Fiberglass Reinforced Plastic | Pressure |  | Fiberglass Reinforced Plastic | Removal | 2001-03-09
0-003262 | MOBIL 18-MB4 | 6750 E THOMAS RD | SCOTTSDALE | AZ | 85251 | Maricopa | 1 | Perm Closure | 1972-01-01 | 6000 | Gasoline | COMPARTMENT A |  | Asphalt coated or Bare Steel | Pressure |  |  | Removal | 1988-09-02
0-003657 | BRIDGESTONE FIRESTONE # 26 F4/180157 | 3501 E BROADWAY BLVD | TUCSON | AZ | 85716 | Pima | 1 | Perm Closure | 1976-01-01 | 500 | Used Oil/Waste Oil | COMPARTMENT A | Single Walled | Asphalt coated or Bare Steel |  |  |  | Removal | 1997-07-25
0-009813 | CLARK'S CLEANERS | 402 W SECOND ST | WINSLOW | AZ | 86047 | Navajo | 2 | Perm Closure | 2005-06-17 | 250 | Used Oil/Waste Oil | COMPARTMENT A | Double Walled | Asphalt coated or Bare Steel | Gravity Feed |  |  | Removal | 2001-12-19
0-000741 | BONITA ELEMENTARY SCHOOL | 18008 S FORT GRANT RD | BONITA | AZ | 85643 | Graham | 1 | Perm Closure | 1966-01-01 | 1500 | Gasoline | COMPARTMENT A |  | Asphalt coated or Bare Steel |  |  |  | Removal | 1988-12-03
0-010427 | CEMEX | 1901 N ALMA SCHOOL RD | MESA | AZ | 85201 | Maricopa | 3 | Perm Closure | 2012-03-01 | 1000 | New Oil | COMPARTMENT A |  | Asphalt coated or Bare Steel |  |  |  | Removal | 2011-11-16
0-008555 | JACKSONS #809 | 1954 E HIGHLAND AVE | PHOENIX | AZ | 85016 | Maricopa | 2 | Open | 1994-12-20 | 10000 | Oxygenated Gasoline | COMPARTMENT A | Double Walled | Fiberglass Reinforced Plastic | Pressure | Double Walled | Fiberglass Reinforced Plastic
0-008937 | GRAB N GO #404 | 784 N MCQUEEN RD | GILBERT | AZ | 85233 | Maricopa | 2 | Open | 1996-03-12 | 15000 | Gasoline | COMPARTMENT A | Double Walled | Fiberglass Reinforced Plastic | Pressure | Double Walled | Fiberglass Reinforced Plastic
0-009782 | COSTCO WHOLESALE #674 | 17550 N 79TH AVE | GLENDALE | AZ | 85308 | Maricopa | 1 | Open | 2001-06-01 | 30000 | Gasoline | COMPARTMENT A | Double Walled | Fiberglass Reinforced Plastic | Pressure | Double Walled | Flexible
0-009630 | CIRCLE K #2706285 | 11339 W BELL RD | SURPRISE | AZ | 85378 | Maricopa | 3 | Open | 1999-12-01 | 10000 | Gasoline | COMPARTMENT A | Double Walled | Fiberglass Reinforced Plastic | Pressure | Double Walled | Flexible
0-004391 | CITY OF SCOTTSDALE - MCKELLIPS | 7601 E MCKELLIPS RD | SCOTTSDALE | AZ | 85257 | Maricopa | 7 | Open | 2008-07-24 | 20000 | Gasoline | COMPARTMENT A | Double Walled | Fiberglass Reinforced Plastic | Pressure | Double Walled | Fiberglass Reinforced Plastic
0-005435 | CIRCLE K #2702889 | 1342 W THOMAS RD | PHOENIX | AZ | 85013 | Maricopa | 1 | Open | 1985-01-01 | 10000 | Gasoline | COMPARTMENT A | Single Walled | Fiberglass Reinforced Plastic | Pressure | Single Walled | Fiberglass Reinforced Plastic
0-006433 | FASTRIP FOOD STORE #7795 | 1131 HIGHWAY 95 | BULLHEAD CITY | AZ | 86429 | Mohave | 1 | Open | 1987-09-01 | 12000 | Gasoline | COMPARTMENT A | Double Walled | Composite (Steel/Fiberglass) | Pressure | Single Walled | Fiberglass Reinforced Plastic
0-006633 | ECONO LUBE N TUNE #143 | 4031 N 59TH AVE | PHOENIX | AZ | 85033 | Maricopa | 1 | Perm Closure | 1988-02-10 | 500 | Used Oil/Waste Oil | COMPARTMENT A | Double Walled | Composite (Steel/Fiberglass) | Gravity Feed | Double Walled | Fiberglass Reinforced Plastic | Removal | 2004-12-03
0-002086 | PERFORMANCE INDUSTRIES | 2605 W 1ST ST | TEMPE | AZ | 85281 | Maricopa | 3 | Perm Closure | 1982-01-01 | 7500 | Hazardous Substance | COMPARTMENT A | Single Walled | Asphalt coated or Bare Steel | Suction - Check Valve at the Tank Top | Single Walled | Bare or Galvanized Steel | Removal | 1994-07-01
0-004831 | SPEEDWAY STORE #2968 | 101 W 2ND ST | WINKELMAN | AZ | 85192 | Pinal | 1 | Perm Closure | 1981-04-28 | 10000 | Gasoline | COMPARTMENT A | Double Walled | Asphalt coated or Bare Steel |  |  |  | Removal | 1999-03-01
0-004155 | QUIK MART #22 | 3797 S KOLB RD | TUCSON | AZ | 85730 | Pima | 3 | Perm Closure | 1984-04-22 | 6000 | Gasoline | COMPARTMENT A | Double Walled | Asphalt coated or Bare Steel | Pressure |  | Fiberglass Reinforced Plastic | Removal | 1996-03-11
0-000224 | CIRCLE K #2701668 | 4306 W MARYLAND AVE | GLENDALE | AZ | 85301 | Maricopa | 1 | Perm Closure | 1985-01-01 | 10000 | Gasoline | COMPARTMENT A |  | Fiberglass Reinforced Plastic | Pressure | Single Walled | Fiberglass Reinforced Plastic | Removal | 2014-05-08
0-005049 | ARCO #5608 | 10809 N FRANK LLOYD WRIGHT BLVD | SCOTTSDALE | AZ | 85259 | Maricopa | 3 | Open | 1989-09-01 | 12000 | Gasoline | COMPARTMENT A | Double Walled | Fiberglass Reinforced Plastic | Pressure | Double Walled | Fiberglass Reinforced Plastic
0-009028 | ARCO AM/PM #5983 | 786 W GUADALUPE RD | GILBERT | AZ | 85233 | Maricopa | 4 | Open | 1996-10-01 | 10000 | Gasoline | COMPARTMENT A | Double Walled | Fiberglass Reinforced Plastic | Pressure | Double Walled | Fiberglass Reinforced Plastic
0-009028 | ARCO AM/PM #5983 | 786 W GUADALUPE RD | GILBERT | AZ | 85233 | Maricopa | 1 | Open | 1996-10-01 | 10000 | Gasoline | COMPARTMENT A | Double Walled | Fiberglass Reinforced Plastic | Pressure | Double Walled | Fiberglass Reinforced Plastic
0-008996 | 4 SONS FOOD STORES #505 | 75 E 29TH AVE | APACHE JUNCTION | AZ | 85119 | Pinal | 1 | Open | 1996-08-26 | 6000 | Diesel | COMPARTMENT A | Double Walled | Fiberglass Reinforced Plastic | Pressure | Double Walled | Fiberglass Reinforced Plastic
0-000686 | BENTLEY-DILLE GRADALL RENTALS INC | 3951 S 30TH ST | PHOENIX | AZ | 85040 | Maricopa | 10 | Perm Closure | 1978-01-01 | 5000 | Unidentified | COMPARTMENT A | Single Walled | Asphalt coated or Bare Steel |  |  |  | Removal | 1990-09-01
0-000686 | BENTLEY-DILLE GRADALL RENTALS INC | 3951 S 30TH ST | PHOENIX | AZ | 85040 | Maricopa | 1 | Perm Closure | 1972-01-01 | 8000 | Gasoline | COMPARTMENT A | Single Walled | Asphalt coated or Bare Steel |  |  |  | Removal | 1990-09-01
0-000686 | BENTLEY-DILLE GRADALL RENTALS INC | 3951 S 30TH ST | PHOENIX | AZ | 85040 | Maricopa | 9 | Perm Closure | 1978-01-01 | 10000 | Unidentified | COMPARTMENT A | Single Walled | Asphalt coated or Bare Steel |  |  |  | Removal | 1990-09-01
0-004253 | SERVE RITE #1021 | 1242 A AVE | DOUGLAS | AZ | 85607 | Cochise | 2 | Perm Closure | 1973-01-01 | 1000 | Gasoline | COMPARTMENT A |  | Asphalt coated or Bare Steel |  |  |  | Removal | 1987-05-26
0-007643 | W-P PROPERTIES | 5614 W BETHANY HOME RD | GLENDALE | AZ | 85301 | Maricopa | 2 | Perm Closure | 2005-06-17 | 1000 | Gasoline | COMPARTMENT A | Unknown | Unknown | Suction - Check Valve at the Tank Top |  |  | Removal | 1991-12-16
0-008330 | UNKNOWN PROPERTY | 148 N CORTEZ ST | PRESCOTT | AZ | 86301 | Yavapai | 1 | Perm Closure | 2005-06-17 | 700 | Gasoline | COMPARTMENT A | Double Walled | Asphalt coated or Bare Steel |  |  |  | Removal | 1994-02-28
0-008330 | UNKNOWN PROPERTY | 148 N CORTEZ ST | PRESCOTT | AZ | 86301 | Yavapai | 2 | Perm Closure | 2005-06-17 | 700 | Gasoline | COMPARTMENT A | Double Walled | Asphalt coated or Bare Steel |  |  |  | Removal | 1994-02-28
0-009905 | FRYS FUEL CENTER #63 | 3100 N GLASSFORD HILL RD | PRESCOTT VALLEY | AZ | 86314 | Yavapai | 1 | Open | 2001-05-08 | 8000 | Diesel | COMPARTMENT B | Double Walled | Fiberglass Reinforced Plastic
0-009559 | BROMAX #602 | 5439 E CAREFREE HWY | CAVE CREEK | AZ | 85331 | Maricopa | 1 | Open | 1999-05-12 | 15000 | Gasoline | COMPARTMENT A | Double Walled | Fiberglass Reinforced Plastic | Pressure | Double Walled | Fiberglass Reinforced Plastic
0-002171 | FOUNTAIN CAR WASH | 2197 S 4TH AVE | YUMA | AZ | 85364 | Yuma | 2 | Perm Closure | 1978-02-08 | 12000 | Gasoline | COMPARTMENT A | Single Walled | Asphalt coated or Bare Steel | Pressure |  | Bare or Galvanized Steel | Removal | 1988-12-15
0-004815 | JESSE R COURY | 38390 W HIGHWAY 84 | STANFIELD | AZ | 85172 | Pinal | 3 | Perm Closure | 1971-04-16 | 1000 | Kerosene | COMPARTMENT A | Unknown | Asphalt coated or Bare Steel |  |  |  | Removal | 1991-08-15
0-009522 | PAUL MILLET SIGN COMPANY | 1065 S CENTER ST | MESA | AZ | 85210 | Maricopa | 1 | Perm Closure | 1974-01-01 | 275 | Gasoline | COMPARTMENT A | Unknown | Asphalt coated or Bare Steel | Suction - Check Valve at the Tank Top |  |  | Removal | 1995-01-01
0-006922 | DEAL CONCRETE | 9036 N 12TH AVE | PHOENIX | AZ | 85021 | Maricopa | 1 | Perm Closure | 2005-06-17 | 1000 | Gasoline | COMPARTMENT A | Unknown | Asphalt coated or Bare Steel |  |  |  | Removal | 1988-11-17
0-009252 | COSTCO WHOLESALE #436 | 1445 W ELLIOT RD | TEMPE | AZ | 85284 | Maricopa | 1 | Open | 1998-01-22 | 20000 | Gasoline | COMPARTMENT A | Double Walled | Fiberglass Reinforced Plastic | Pressure | Double Walled
0-002609 | JERRY FOUNTAIN | 234 BROAD ST | CLAYPOOL | AZ | 85532 | Gila | 1 | Perm Closure | 1955-05-17 | 1000 | Gasoline | COMPARTMENT A | Single Walled | Asphalt coated or Bare Steel |  |  |  | Removal | 1989-08-24
0-006454 | SABAN RENT A CAR | 2934 E MCDOWELL RD | PHOENIX | AZ | 85008 | Maricopa | 4 | Perm Closure | 2005-06-17 | 2000 | Gasoline | COMPARTMENT A |  | Asphalt coated or Bare Steel |  |  |  | Removal | 1992-07-14
0-006080 | COASTAL MODULAR WEST | 3550 W LINCOLN ST | PHOENIX | AZ | 85009 | Maricopa | 1 | Perm Closure | 1981-04-05 | 5000 | Gasoline | COMPARTMENT A | Unknown | Asphalt coated or Bare Steel |  |  |  | Removal | 1989-09-15
0-001189 | CIRCLE K #179 | 890 E 24TH ST | YUMA | AZ | 85365 | Yuma | 3 | Perm Closure | 1986-01-01 | 10000 | Gasoline | COMPARTMENT A | Double Walled | Fiberglass Reinforced Plastic |  |  |  | Removal | 1988-04-01
0-001189 | CIRCLE K #179 | 890 E 24TH ST | YUMA | AZ | 85365 | Yuma | 1 | Perm Closure | 1986-01-01 | 10000 | Gasoline | COMPARTMENT A | Double Walled | Fiberglass Reinforced Plastic |  |  |  | Removal | 1988-04-01
0-005006 | HONORHEALTH SCOTTSDALE SHEA MEDICAL CENTER | 9003 E SHEA BLVD | SCOTTSDALE | AZ | 85260 | Maricopa | 1 | Perm Closure | 1984-01-01 | 4000 | Diesel | COMPARTMENT A | Double Walled | Fiberglass Reinforced Plastic |  |  |  | Closed in Place | 1989-01-01
0-007947 | LOCAL UNION 75 IRON WORKERS UNION | 950 E ELWOOD ST | PHOENIX | AZ | 85040 | Maricopa | 2 | Perm Closure | 2005-06-17 | 4000 | Gasoline | COMPARTMENT A | Double Walled | Asphalt coated or Bare Steel | Pressure |  | Bare or Galvanized Steel | Removal | 1992-09-10
0-007977 | PRESCOTT GOLF & COUNTRY CLUB | 965 N COTTONWOOD SPRING DR | DEWEY | AZ | 86327 | Yavapai | 2 | Perm Closure | 1972-05-01 | 1500 | Gasoline | COMPARTMENT A | Unknown | Asphalt coated or Bare Steel | Suction - Check Valve at the Tank Top |  |  | Closed in Place | 1999-02-03
0-000486 | COWLEY INDUSTRIAL PARK | 624 S 25TH AVE | PHOENIX | AZ | 85009 | Maricopa | 8 | Perm Closure | 1974-01-01 | 10000 | Diesel | COMPARTMENT A |  | Asphalt coated or Bare Steel | Pressure | Single Walled | Bare or Galvanized Steel | Removal | 1999-01-20
0-000486 | COWLEY INDUSTRIAL PARK | 624 S 25TH AVE | PHOENIX | AZ | 85009 | Maricopa | 10 | Perm Closure | 1970-01-01 | 10000 | Gasoline | COMPARTMENT A |  | Asphalt coated or Bare Steel |  |  |  | Removal | 1990-06-20
0-004470 | SHAY OIL #12 | 1201 W 16TH ST | YUMA | AZ | 85364 | Yuma | 1 | Perm Closure | 1976-01-18 | 7500 | Gasoline | COMPARTMENT A | Unknown | Fiberglass Reinforced Plastic | Pressure | Double Walled | Fiberglass Reinforced Plastic | Removal | 2002-11-12
0-000947 | CARIOCA #33 | 701 W DUNLAP AVE | PHOENIX | AZ | 85021 | Maricopa | 1 | Perm Closure | 1979-01-01 | 12000 | Gasoline | COMPARTMENT A | Double Walled | Composite (Steel/Fiberglass) | Pressure |  | Fiberglass Reinforced Plastic | Removal | 1989-01-01
0-000947 | CARIOCA #33 | 701 W DUNLAP AVE | PHOENIX | AZ | 85021 | Maricopa | 6 | Perm Closure | 1989-05-15 | 10000 | Gasoline | COMPARTMENT A | Double Walled | Composite (Steel/Fiberglass) | Pressure | Double Walled | Fiberglass Reinforced Plastic | Removal | 2005-10-20
0-000947 | CARIOCA #33 | 701 W DUNLAP AVE | PHOENIX | AZ | 85021 | Maricopa | 8 | Perm Closure | 1989-05-15 | 10000 | Diesel | COMPARTMENT A | Double Walled | Composite (Steel/Fiberglass) | Pressure | Double Walled | Fiberglass Reinforced Plastic | Removal | 2005-10-20
0-000866 | CARDLOCK - W TOLTEC ROAD - #14 | 2925 W TOLTEC RD | ELOY | AZ | 85131 | Pinal | 5 | Perm Closure | 1974-01-01 | 12000 | Diesel | COMPARTMENT A |  | Asphalt coated or Bare Steel |  |  |  | Removal | 1988-12-01
0-000866 | CARDLOCK - W TOLTEC ROAD - #14 | 2925 W TOLTEC RD | ELOY | AZ | 85131 | Pinal | 4 | Perm Closure | 1974-01-01 | 12000 | Diesel | COMPARTMENT A |  | Asphalt coated or Bare Steel |  |  |  | Removal | 1988-12-01
0-000797 | DESERT WEST COACH SERVICE | 1243 S 7TH ST | PHOENIX | AZ | 85034 | Maricopa | 2 | Perm Closure | 1988-09-01 | 2000 | Diesel | COMPARTMENT A | Double Walled | Composite (Steel/Fiberglass) | Suction - Check Valve at the Tank Top |  |  | Removal | 2016-09-01
0-004239 | CITY OF SAFFORD - MUNICIPAL AIRPORT |  | SAFFORD |  |  | Graham | 5 | Perm Closure | 1966-05-14 | 1000 | Diesel | COMPARTMENT A | Double Walled | Asphalt coated or Bare Steel |  |  |  | Removal | 1995-06-19
0-001031 | CHEVRON #9-0560 | 25 N MAIN ST | FLORENCE | AZ | 85132 | Pinal | 1 | Perm Closure | 1982-01-01 | 10000 | Gasoline | COMPARTMENT A | Single Walled | Fiberglass Reinforced Plastic | Pressure |  | Fiberglass Reinforced Plastic | Removal | 1993-07-08
0-005947 | BIG TWO TOYOTA | 1301 W BROADWAY RD | MESA | AZ | 85202 | Maricopa | 2 | Perm Closure | 1982-01-01 | 3000 | Diesel | COMPARTMENT A | Double Walled | Asphalt coated or Bare Steel | Suction - Check Valve at the Tank Top |  |  | Removal | 1991-09-10
0-005947 | BIG TWO TOYOTA | 1301 W BROADWAY RD | MESA | AZ | 85202 | Maricopa | 4 | Perm Closure | 1982-01-01 | 500 | Used Oil/Waste Oil | COMPARTMENT A | Double Walled | Asphalt coated or Bare Steel | Gravity Feed |  |  | Removal | 1991-09-10
0-004144 | DAMAGE CONTROL LLC | 422 S DREW ST | MESA | AZ | 85210 | Maricopa | 3 | Perm Closure | 1986-01-01 | 350 | Used Oil/Waste Oil | COMPARTMENT A | Double Walled | Fiberglass Reinforced Plastic |  |  |  | Removal | 1990-01-11
0-001315 | CIRCLE K #804 | 4002 E BASELINE RD | PHOENIX | AZ | 85042 | Maricopa | 5 | Perm Closure | 1995-01-20 | 10000 | Gasoline | COMPARTMENT A | Double Walled | Fiberglass Reinforced Plastic | Pressure | Double Walled | Fiberglass Reinforced Plastic | Removal | 2012-09-13
0-001204 | CIRCLE K #246 | 5102 E SPEEDWAY BLVD | TUCSON | AZ | 85712 | Pima | 1 | Perm Closure | 1983-01-01 | 10000 | Gasoline | COMPARTMENT A |  | Asphalt coated or Bare Steel | Pressure |  |  | Removal | 1996-11-11
0-001103 | CHEVRON #9-8544 | 7001 N 16TH ST | PHOENIX | AZ | 85020 | Maricopa | 3 | Perm Closure | 1960-01-01 | 5000 | Gasoline | COMPARTMENT A |  | Asphalt coated or Bare Steel |  |  |  | Removal | 1985-12-01
0-002064 | MUSTANG CORNERS | 65 E HIGHWAY 82 | HUACHUCA CITY | AZ | 85616 | Cochise | 4 | Perm Closure | 1976-01-01 | 8000 | Kerosene | COMPARTMENT A | Single Walled | Asphalt coated or Bare Steel | Pressure | Single Walled | Bare or Galvanized Steel | Removal | 1998-01-28
0-004189 | ROOFING WHOLESALE CO INC | 1918 W GRANT ST | PHOENIX | AZ | 85009 | Maricopa | 5 | Perm Closure | 1975-03-28 | 500 | Gasoline | COMPARTMENT A | Double Walled | Asphalt coated or Bare Steel |  |  |  | Removal | 1989-06-20
0-002894 | DOUG KOHLER SERVICES | 665 N STATE ROUTE 89 | CHINO VALLEY | AZ | 86323 | Yavapai | 2 | Open | 1975-01-01 | 8000 | Gasoline | COMPARTMENT A | Double Walled | Composite (Steel/Fiberglass) | Pressure | Single Walled | Fiberglass Reinforced Plastic
0-005570 | WASHINGTON ELEMENTARY SCHOOL DISTRICT - SERVICE CENTER | 12641 N 39TH AVE | PHOENIX | AZ | 85029 | Maricopa | 4 | Open | 1993-05-04 | 12000 | Diesel | COMPARTMENT A | Double Walled | Fiberglass Reinforced Plastic | Pressure | Double Walled | Fiberglass Reinforced Plastic
0-005562 | BILLY'S FREEWAY TEXACO | 820 N VIRGINIA AVE | WILLCOX | AZ | 85643 | Cochise | 1 | Perm Closure | 1971-08-03 | 10000 | Gasoline | COMPARTMENT A | Double Walled | Asphalt coated or Bare Steel |  |  |  | Removal | 1991-01-31
0-001982 | EXXON #7-3104 | 2723 W SWEETWATER AVE | PHOENIX | AZ | 85029 | Maricopa | 1 | Perm Closure | 1984-01-01 | 8000 | Gasoline | COMPARTMENT A | Double Walled | Fiberglass Reinforced Plastic | Pressure |  | Fiberglass Reinforced Plastic | Removal | 2000-02-03
0-000178 | ARIZONA CITY DEVELOPMENT CORP | 301 N SUNLAND GIN RD | ARIZONA CITY | AZ | 85123 | Pinal | 3 | Perm Closure | 1970-01-01 | 2000 | Diesel | COMPARTMENT A | Single Walled | Asphalt coated or Bare Steel |  |  |  | Removal | 1989-08-09
0-005542 | NORTHERN ARIZONA VA HEALTHCARE SYSTEM | 500 N STATE ROUTE 89 | PRESCOTT | AZ | 86313 | Yavapai | 4 | Perm Closure | 1976-01-01 | 400 | Diesel | COMPARTMENT A |  | Asphalt coated or Bare Steel | Suction - Check Valve at the Tank Top |  |  | Removal | 1990-10-30
0-003233 | CIRCLE K #2700127 | 7555 E CAMELBACK RD | SCOTTSDALE | AZ | 85251 | Maricopa | 9 | Open | 2017-03-09 | 10000 | Gasoline (PUL) | COMPARTMENT A | Double Walled | Fiberglass Reinforced Plastic | Pressure | Double Walled | Fiberglass Reinforced Plastic
0-003233 | CIRCLE K #2700127 | 7555 E CAMELBACK RD | SCOTTSDALE | AZ | 85251 | Maricopa | 9 | Open | 2017-03-09 | 10000 | Diesel | COMPARTMENT C | Double Walled | Fiberglass Reinforced Plastic | Pressure | Double Walled | Fiberglass Reinforced Plastic
0-004306 | SRP - TEMPE SERVICE CENTER | 110 W ELLIOT RD | TEMPE | AZ | 85283 | Maricopa | 3 | Perm Closure | 1981-05-07 | 10000 | Gasoline | COMPARTMENT A | Unknown | Fiberglass Reinforced Plastic |  |  |  | Removal | 1991-08-27
0-004306 | SRP - TEMPE SERVICE CENTER | 110 W ELLIOT RD | TEMPE | AZ | 85283 | Maricopa | 7 | Perm Closure | 1981-05-07 | 550 | Unidentified | COMPARTMENT A | Unknown | Fiberglass Reinforced Plastic |  |  |  | Removal | 1990-03-26
0-005004 | TUCSON TRUCK ACCESSORIES AND SERVICE | 750 E EVANS BLVD | TUCSON | AZ | 85713 | Pima | 2 | Perm Closure | 1982-01-01 | 10000 | Gasoline | COMPARTMENT A |  | Asphalt coated or Bare Steel | Suction - Check Valve at the Tank Top |  | Bare or Galvanized Steel | Removal | 1993-06-07
0-004916 | TEXACO #60-349-0165 | 8355 W GRAND AVE | PEORIA | AZ | 85345 | Maricopa | 1 | Perm Closure | 1984-01-01 | 12000 | Gasoline (UL) | COMPARTMENT A | Single Walled | Fiberglass Reinforced Plastic | Pressure |  | Fiberglass Reinforced Plastic | Removal | 1994-11-01
0-004916 | TEXACO #60-349-0165 | 8355 W GRAND AVE | PEORIA | AZ | 85345 | Maricopa | 2 | Perm Closure | 1984-01-01 | 10000 | Gasoline (UL) | COMPARTMENT A | Single Walled | Fiberglass Reinforced Plastic | Pressure |  | Fiberglass Reinforced Plastic | Removal | 1994-11-01
0-001326 | CIRCLE K #823 | 18444 N CAVE CREEK RD | PHOENIX | AZ | 85032 | Maricopa | 5 | Perm Closure | 1994-10-06 | 9816 | Gasoline | COMPARTMENT A | Double Walled | Fiberglass Reinforced Plastic | Pressure | Double Walled | Fiberglass Reinforced Plastic | Removal | 2000-02-25
0-001326 | CIRCLE K #823 | 18444 N CAVE CREEK RD | PHOENIX | AZ | 85032 | Maricopa | 6 | Perm Closure | 1994-10-06 | 9816 | Gasoline | COMPARTMENT A | Double Walled | Fiberglass Reinforced Plastic | Pressure | Double Walled | Fiberglass Reinforced Plastic | Removal | 2000-02-25
0-004924 | ECONO LUBE N TUNE | 7950 E THOMAS RD | SCOTTSDALE | AZ | 85251 | Maricopa | 4 | Perm Closure | 2005-06-17 | 500 | Used Oil/Waste Oil | COMPARTMENT A | Unknown | Unknown |  |  |  | Removal | 1990-05-11
0-000390 | PASSORT IN TIME | 6099 E SPEEDWAY BLVD | TUCSON | AZ | 85712 | Pima | 1 | Perm Closure | 1971-03-20 | 2000 | Diesel | COMPARTMENT A | Single Walled | Asphalt coated or Bare Steel | Suction - Check Valve at the Tank Top | Single Walled | Bare or Galvanized Steel | Removal | 1991-10-11
0-003945 | POMERENE ELEMENTARY SCHOOL | 1396 N OLD POMERENE RD | POMERENE | AZ | 85602 | Cochise | 1 | Perm Closure | 1961-01-01 | 500 | Gasoline | COMPARTMENT A | Single Walled | Asphalt coated or Bare Steel |  |  |  | Removal | 1989-11-14
0-003415 | PHOENIX EAST CO #163154 | 2946 E VAN BUREN ST | PHOENIX | AZ | 85008 | Maricopa | 1 | Perm Closure | 1977-01-01 | 1000 | Diesel | COMPARTMENT A | Single Walled | Asphalt coated or Bare Steel |  |  |  | Removal | 1994-02-17
0-004836 | CEMEX - 19TH AVE | 3640 S 19TH AVE | PHOENIX | AZ | 85009 | Maricopa | 8 | Open | 1989-03-20 | 8000 | Gasoline | COMPARTMENT A | Double Walled | Fiberglass Reinforced Plastic | Pressure | Single Walled | Bare or Galvanized Steel
0-004836 | CEMEX - 19TH AVE | 3640 S 19TH AVE | PHOENIX | AZ | 85009 | Maricopa | 2 | Perm Closure | 1968-01-01 | 10000 | Diesel | COMPARTMENT A | Single Walled | Asphalt coated or Bare Steel |  |  |  | Removal | 1988-08-01
0-003331 | TUCSON FLOWING WELLS CO #121410 | 4425 N FLOWING WELLS RD | TUCSON | AZ | 85705 | Pima | 3 | Perm Closure | 1996-02-01 | 6000 | Gasoline | COMPARTMENT A | Double Walled | Composite (Steel/Fiberglass) | Pressure | Double Walled | Fiberglass Reinforced Plastic | Removal | 2001-10-30
0-002060 | JIFFY LUBE #1600 | 7443 E BROADWAY BLVD | TUCSON | AZ | 85710 | Pima | 6 | Perm Closure | 1980-01-01 | 3000 | Used Oil/Waste Oil | COMPARTMENT A | Single Walled | Asphalt coated or Bare Steel | Suction - Check Valve at the Tank Top |  |  | Removal | 1996-07-29
0-002908 | THUNDERBIRD BUILDING MATERIALS | 2744 W VIRGINIA AVE | PHOENIX | AZ | 85009 | Maricopa | 1 | Perm Closure | 1972-01-01 | 2000 | Gasoline | COMPARTMENT A |  | Asphalt coated or Bare Steel |  |  |  | Removal | 1992-03-10
0-006506 | GOLD CANYON RESORT | 6219 S KINGS RANCH RD | GOLD CANYON | AZ | 85118 | Pinal | 1 | Perm Closure | 1983-06-07 | 1500 | Gasoline | COMPARTMENT A | Unknown | Asphalt coated or Bare Steel |  |  |  | Removal | 1991-07-25
0-003156 | AZTEC MOBIL SERVICE |  | AZTEC |  |  | Yuma | 2 | Perm Closure | 1972-03-20 | 10000 | Gasoline | COMPARTMENT A | Double Walled | Asphalt coated or Bare Steel | Suction - Check Valve at the Tank Top |  |  | Removal | 1996-05-24
0-008478 | RZ MINI MARKET | 66785 HIGHWAY 60 | SALOME | AZ | 85348 | La Paz | 6 | Perm Closure | 1960-01-01 | 1000 | Gasoline | COMPARTMENT A | Unknown | Asphalt coated or Bare Steel |  |  |  | Removal | 1995-10-24
0-008478 | RZ MINI MARKET | 66785 HIGHWAY 60 | SALOME | AZ | 85348 | La Paz | 1 | Perm Closure | 1985-01-17 | 4000 | Diesel | COMPARTMENT A |  | Asphalt coated or Bare Steel | Suction - Check Valve at the Tank Top |  | Bare or Galvanized Steel | Removal | 2015-05-20
0-004517 | GRIGGS PAINT OF DOMCOM ENTERPRISES INC | 5632 N 54TH AVE | GLENDALE | AZ | 85301 | Maricopa | 1 | Perm Closure | 1978-03-18 | 2000 | Gasoline | COMPARTMENT A | Unknown | Asphalt coated or Bare Steel |  |  |  | Removal | 1990-12-01
0-005764 | SOUTHERN PACIFIC TRANSPORTATION | 249 S FARMER AVE | TEMPE | AZ | 85281 | Maricopa | 2 | Perm Closure | 2005-06-17 | 5000 | Gasoline | COMPARTMENT A | Unknown | Unknown | Suction - Check Valve at the Tank Top |  |  | Removal | 1990-11-20
0-004662 | 7-ELEVEN #23347 | 3856 E 5TH ST | TUCSON | AZ | 85716 | Pima | 3 | Perm Closure | 1983-01-01 | 10000 | Gasoline | COMPARTMENT A | Double Walled | Fiberglass Reinforced Plastic | Pressure |  | Fiberglass Reinforced Plastic | Removal | 2009-12-14
0-004199 | ROYAL BUICK COMPANY | 4333 E SPEEDWAY BLVD | TUCSON | AZ | 85712 | Pima | 1 | Perm Closure | 1985-04-24 | 3000 | Gasoline | COMPARTMENT A | Double Walled | Asphalt coated or Bare Steel |  |  |  | Removal | 1988-11-30
0-004199 | ROYAL BUICK COMPANY | 4333 E SPEEDWAY BLVD | TUCSON | AZ | 85712 | Pima | 2 | Perm Closure | 1969-04-24 | 10000 | Unidentified | COMPARTMENT A | Double Walled | Asphalt coated or Bare Steel |  |  |  | Removal | 1988-11-30
0-009596 | FRY'S FUEL #120 | 6347 E GREENWAY RD | PHOENIX | AZ | 85254 | Maricopa | 1 | Perm Closure | 1999-07-01 | 15000 | Gasoline | COMPARTMENT A | Double Walled | Fiberglass Reinforced Plastic | Pressure | Double Walled | Fiberglass Reinforced Plastic | Removal | 2016-04-05
0-009790 | RAINBOW BREAD CO | 905 N 2ND ST | HOLBROOK | AZ | 86025 | Navajo | 1 | Perm Closure | 1971-01-01 | 500 | Gasoline | COMPARTMENT A | Double Walled | Asphalt coated or Bare Steel |  |  |  | Removal | 2002-04-05
0-010174 | TONTO BASIN MARKETPLACE | 45994 N HWY 188 | TONTO BASIN | AZ | 85553 | Gila | 1 | Open | 2007-02-01 | 15000 | Gasoline | COMPARTMENT A | Double Walled | Composite (Steel/Fiberglass)
0-010684 | CIRCLE K STORE #9530 | 8390 E STATE ROUTE 69 | PRESCOTT VALLEY | AZ | 86314 | Yavapai | 2 | Open | 2020-03-10 | 12000 | Gasoline (PUL) | COMPARTMENT A | Double Walled | Fiberglass Reinforced Plastic
0-004864 | SUNMART TRAVEL CENTER & CONVENIENCE STORE | 18221 TOM WELLS RD | EHRENBERG | AZ | 85334 | La Paz | 6 | Perm Closure | 1976-01-01 | 7500 | Gasoline | COMPARTMENT A | Single Walled | Asphalt coated or Bare Steel |  |  |  | Removal | 1990-09-27
0-010199 | QUIKTRIP #471 | 297 N 99TH AVE | TOLLESON | AZ | 85353 | Maricopa | 1 | Open | 2007-06-26 | 12000 | Gasoline | COMPARTMENT A | Double Walled | Fiberglass Reinforced Plastic | Pressure | Double Walled | Fiberglass Reinforced Plastic
0-010693 | QUIKTRIP #1469 | 5050 W INA RD | TUCSON | AZ | 85743 | Pima | 2 | Open | 2020-09-04 | 20000 | Gasoline (UL) | COMPARTMENT A | Double Walled | Fiberglass Reinforced Plastic
0-010218 | ACE MUFFLER | 5847 S CENTRAL AVE | PHOENIX | AZ | 85040 | Maricopa | 1 | Perm Closure | 2008-04-28 | 500 | Used Oil/Waste Oil | COMPARTMENT A |  | Asphalt coated or Bare Steel |  |  |  | Removal | 2008-03-05
0-010277 | SAM'S CLUB #4955 | 16573 W BELL RD | SURPRISE | AZ | 85374 | Maricopa | 3 | Open | 2008-10-31 | 12000 | Gasoline | COMPARTMENT B | Double Walled | Fiberglass Reinforced Plastic | Pressure | Double Walled | Flexible
0-010277 | SAM'S CLUB #4955 | 16573 W BELL RD | SURPRISE | AZ | 85374 | Maricopa | 2 | Open | 2008-10-31 | 20000 | Gasoline | COMPARTMENT A | Double Walled | Fiberglass Reinforced Plastic | Pressure | Double Walled | Flexible
0-010267 | SUN VALLEY FLEET | 1351 N 25TH AVE | PHOENIX | AZ | 85009 | Maricopa | 1 | Perm Closure | 2009-09-24 | 6000 | New Oil | COMPARTMENT A |  | Asphalt coated or Bare Steel | Suction - Check Valve at the Tank Top |  |  | Removal | 2008-11-20
0-009680 | CIRCLE K STORE #2706665 | 1600 W DEUCE OF CLUBS | SHOW LOW | AZ | 85901 | Navajo | 1 | Open | 1999-01-27 | 20000 | Gasoline | COMPARTMENT A | Double Walled | Fiberglass Reinforced Plastic | Pressure | Double Walled | Fiberglass Reinforced Plastic
0-010318 | T & M RECYCLING | 1860 W ROUTE 66 | FLAGSTAFF | AZ | 86001 | Coconino | 2 | Perm Closure | 2010-02-08 | 500 | Used Oil/Waste Oil | COMPARTMENT A |  | Asphalt coated or Bare Steel | Suction - Check Valve at the Dispenser |  | Bare or Galvanized Steel | Removal | 2009-12-14
0-010320 | SUPERIOR PROPANE | 35427 HWY 180-A | CONCHO | AZ | 85924 | Apache | 2 | Perm Closure | 2010-02-22 | 330 | Gasoline | COMPARTMENT A |  | Asphalt coated or Bare Steel |  |  |  | Removal | 2010-01-13
0-003219 | CIRCLE K STORE #2709152 | 5105 E ELLIOT RD | PHOENIX | AZ | 85044 | Maricopa | 7 | Open | 1988-01-01 | 10000 | Gasoline (UL) | COMPARTMENT A | Single Walled | Fiberglass Reinforced Plastic | Pressure | Single Walled | Fiberglass Reinforced Plastic
0-010312 | COSTCO WHOLESALE #1058 | 4570 E CACTUS RD | PHOENIX | AZ | 85032 | Maricopa | 2 | Open | 2009-06-16 | 30000 | Gasoline | COMPARTMENT A | Double Walled | Fiberglass Reinforced Plastic | Pressure | Double Walled | Fiberglass Reinforced Plastic
0-008367 | CHEVRON #9-3660 | 3 W CAMELBACK RD | PHOENIX | AZ | 85013 | Maricopa | 1 | Perm Closure | 2005-06-17 |  | Gasoline | COMPARTMENT A | Unknown | Unknown |  |  |  | Removal | 1996-11-22
0-010374 | CIRCLE K STORE #2741665 | 10335 E DREXEL RD | TUCSON | AZ | 85747 | Pima | 2 | Open | 2010-04-20 | 15000 | Gasoline (PUL) | COMPARTMENT A | Double Walled | Composite (Steel/Fiberglass) | Pressure | Double Walled | Fiberglass Reinforced Plastic
0-010374 | CIRCLE K STORE #2741665 | 10335 E DREXEL RD | TUCSON | AZ | 85747 | Pima | 1 | Open | 2010-04-20 | 20000 | Gasoline (UL) | COMPARTMENT A | Double Walled | Composite (Steel/Fiberglass) | Pressure | Double Walled | Fiberglass Reinforced Plastic
0-002128 | TANQUE VERDE EXXON | 6675 E GRANT RD | TUCSON | AZ | 85715 | Pima | 2 | Perm Closure | 1984-01-01 | 10000 | Gasoline | COMPARTMENT A | Double Walled | Fiberglass Reinforced Plastic | Pressure |  | Fiberglass Reinforced Plastic | Removal | 2010-03-24
0-002128 | TANQUE VERDE EXXON | 6675 E GRANT RD | TUCSON | AZ | 85715 | Pima | 4 | Perm Closure | 1984-01-01 | 8000 | Diesel | COMPARTMENT A | Double Walled | Fiberglass Reinforced Plastic | Pressure |  | Fiberglass Reinforced Plastic | Removal | 2010-03-24
0-000949 | CARIOCA #10 | 3514 W CACTUS RD | PHOENIX | AZ | 85029 | Maricopa | 3 | Perm Closure | 1977-04-18 | 10000 | Gasoline | COMPARTMENT A | Single Walled | Asphalt coated or Bare Steel | Pressure |  | Fiberglass Reinforced Plastic | Removal | 1994-06-23
0-009999 | SAFEWAY FUEL #1819 | 18495 E QUEEN CREEK RD | QUEEN CREEK | AZ | 85142 | Maricopa | 1 | Open | 2003-12-09 | 10000 | Diesel | COMPARTMENT B | Double Walled | Composite (Steel/Fiberglass)
0-004102 | RANCHERO MARKET | 7 BOWIE AVE | SOLOMON | AZ | 85546 | Graham | 1 | Perm Closure | 1976-04-22 | 10000 | Gasoline | COMPARTMENT A | Unknown | Asphalt coated or Bare Steel | Suction - Check Valve at the Tank Top |  |  | Removal | 1999-12-29
0-010442 | QUIKTRIP STORE #1404 | 3720 S VAL VISTA DR | GILBERT | AZ | 85297 | Maricopa | 1 | Open | 2012-01-06 | 20000 | Gasoline | COMPARTMENT A | Double Walled | Fiberglass Reinforced Plastic | Pressure | Double Walled | Fiberglass Reinforced Plastic
0-006533 | YAVAPAI COUNTY - SEDONA ARIZONA AIRPORT SERVICE |  | SEDONA |  |  | Yavapai | 5 | Perm Closure | 1982-12-17 | 1000 | Gasoline | COMPARTMENT A | Double Walled | Fiberglass Reinforced Plastic | Suction - Check Valve at the Tank Top |  |  | Removal | 1993-09-01
0-010553 | QUIK TRIP #1463 | 6520 S I 19 FRONTAGE RD | TUCSON | AZ | 85756 | Pima | 4 | Open | 2015-06-15 | 12000 | Diesel | COMPARTMENT A | Double Walled | Fiberglass Reinforced Plastic | Pressure | Double Walled | Fiberglass Reinforced Plastic
0-010555 | GPM #4596 | 37657 N GANTZEL RD | SAN TAN VALLEY | AZ | 85140 | Pinal | 2 | Open | 2015-12-09 | 12000 | Diesel | COMPARTMENT B | Double Walled | Fiberglass Reinforced Plastic | Pressure | Double Walled | Flexible
0-008673 | COOLIDGE AIRPORT |  | COOLIDGE |  |  | Pinal | 3 | Perm Closure | 1942-01-01 | 290 | Diesel | COMPARTMENT A | Single Walled | Concrete |  |  |  | Removal | 1995-11-02
0-003745 | PHILLIPS 66 COMPANY #016875 | 7361 E BROADWAY BLVD | TUCSON | AZ | 85710 | Pima | 3 | Perm Closure | 1973-01-01 | 560 | Used Oil/Waste Oil | COMPARTMENT A | Single Walled | Asphalt coated or Bare Steel |  |  |  | Removal | 1990-05-29
0-000712 | BENNETTS & ASSSOCIATES | 997 MARINA BLVD | BULLHEAD CITY | AZ | 86442 | Mohave | 2 | Perm Closure | 1961-01-01 | 1000 | Gasoline | COMPARTMENT A |  | Asphalt coated or Bare Steel | Suction - Check Valve at the Tank Top |  |  | Removal | 1994-08-29
0-006125 | STANTON INDUSTRIES OF ARIZONA | 4215 W LOWER BUCKEYE RD | PHOENIX | AZ | 85009 | Maricopa | 1 | Perm Closure | 1985-04-13 | 10000 | Diesel | COMPARTMENT A | Double Walled | Asphalt coated or Bare Steel | Pressure |  | Bare or Galvanized Steel | Removal | 1992-04-18
0-003268 | FRYS FUEL CENTER #136 | 4301 W NORTHERN AVE | GLENDALE | AZ | 85301 | Maricopa | 8 | Open | 1988-12-01 | 10000 | Gasoline | COMPARTMENT A | Double Walled | Fiberglass Reinforced Plastic | Pressure |  | Fiberglass Reinforced Plastic
0-000034 | FAA PHOENIX LOC | 2641 E BUCKEYE RD | PHOENIX | AZ | 85034 | Maricopa | 1 | Perm Closure | 1978-01-01 | 500 | Diesel | COMPARTMENT A |  | Asphalt coated or Bare Steel |  |  |  | Removal | 1991-04-26
0-010506 | IRIS AUTO SERVICE | 51521 W HIGHWAY 60 | AGUILA | AZ | 85320 | Maricopa | 3 | Perm Closure | 2014-09-05 | 1000 | Gasoline | COMPARTMENT A |  | Asphalt coated or Bare Steel |  |  |  | Closed in Place | 2014-07-28
0-010576 | CIRCLE K STORE #2703472 | 1113 W US HIGHWAY 60 | SUPERIOR | AZ | 85173 | Pinal | 2 | Open | 2016-06-08 | 12000 | Gasoline (PUL) | COMPARTMENT A | Double Walled | Fiberglass Reinforced Plastic | Pressure | Double Walled | Fiberglass Reinforced Plastic
0-006289 | MICHAEL J CLARK | 1053 E MILL ST | TUCSON | AZ | 85719 | Pima | 1 | Perm Closure | 1976-08-15 | 10000 | Gasoline | COMPARTMENT A | Unknown | Asphalt coated or Bare Steel |  |  |  | Removal | 1991-07-16
0-010530 | CIRCLE K #2703463 | 2737 S ELLSWORTH RD | MESA | AZ | 85209 | Maricopa | 3 | Open | 2015-05-01 | 12000 | Diesel | COMPARTMENT A | Double Walled | Fiberglass Reinforced Plastic | Pressure | Double Walled | Fiberglass Reinforced Plastic
0-001369 | CIRCLE K #2701140 | 9810 S NOGALES HWY | TUCSON | AZ | 85756 | Pima | 1 | Perm Closure | 1974-01-01 | 10000 | Gasoline | COMPARTMENT A |  | Asphalt coated or Bare Steel |  |  |  | Removal | 1995-07-18
0-008665 | AMERIGAS | 25102 W MONROE AVE | BUCKEYE | AZ | 85326 | Maricopa | 1 | Perm Closure | 2005-06-17 | 8000 | Gasoline | COMPARTMENT A |  | Asphalt coated or Bare Steel |  |  |  | Removal | 2014-08-13
0-006623 | SUPERSTITION MOUNTAIN ELEMENTARY SCHOOL | 550 S IRONWOOD DR | APACHE JUNCTION | AZ | 85120 | Pinal | 1 | Perm Closure | 1983-01-01 | 3000 | Diesel | COMPARTMENT A | Double Walled | Asphalt coated or Bare Steel |  |  |  | Removal | 1989-10-06
0-002254 | ALLIED BUILDING MATERIALS | 1510 N 21ST AVE | PHOENIX | AZ | 85009 | Maricopa | 1 | Perm Closure | 1974-04-25 | 2000 | Gasoline | COMPARTMENT A | Single Walled | Asphalt coated or Bare Steel |  |  |  | Removal | 1996-03-19
0-008224 | WHY CHEVRON # 315 | 201 S SONOYTA WAY | WHY | AZ | 85321 | Pima | 3 | Perm Closure | 1996-01-01 | 12000 | Gasoline | COMPARTMENT A | Double Walled | Fiberglass Reinforced Plastic | Pressure | Double Walled | Fiberglass Reinforced Plastic | Removal | 2017-01-26
0-004313 | USDOI BR - STEWART MOUNTAIN DAM |  | MESA |  |  | Maricopa | 3 | Perm Closure | 1988-05-01 | 1000 | Diesel | COMPARTMENT A | Single Walled | Asphalt coated or Bare Steel | Pressure | Single Walled | Bare or Galvanized Steel | Removal | 1994-05-12
0-010599 | CIRCLE K STORE #2703487 | 1875 W GREENWAY RD | PHOENIX | AZ | 85023 | Maricopa | 2 | Open | 2017-03-10 | 6000 | Diesel | COMPARTMENT B | Double Walled | Fiberglass Reinforced Plastic | Pressure | Double Walled | Fiberglass Reinforced Plastic
0-010131 | LLANTERA LLAMAS | 10 W MAIN ST | AVONDALE | AZ | 85323 | Maricopa | 2 | Perm Closure | 2006-06-13 | 500 | Gasoline | COMPARTMENT A |  | Asphalt coated or Bare Steel |  |  |  | Removal | 2006-05-24
0-010131 | LLANTERA LLAMAS | 10 W MAIN ST | AVONDALE | AZ | 85323 | Maricopa | 3 | Perm Closure | 2006-06-13 | 4000 | Gasoline | COMPARTMENT A |  | Asphalt coated or Bare Steel |  |  |  | Removal | 2006-05-24
0-009834 | AJ'S MINI MART | 3940 S IRONWOOD DR | APACHE JUNCTION | AZ | 85120 | Pinal | 2 | Open | 2000-03-10 | 6000 | Gasoline | COMPARTMENT A | Double Walled | Composite (Steel/Fiberglass) | Pressure | Double Walled | Fiberglass Reinforced Plastic
0-008146 | ABANDONED FACILITY | 1011 N ARIZONA BLVD | COOLIDGE | AZ | 85128 | Pinal | 3 | Perm Closure | 1950-01-01 | 2000 | Gasoline | COMPARTMENT A | Double Walled | Asphalt coated or Bare Steel | Suction - Check Valve at the Tank Top |  | Bare or Galvanized Steel | Removal | 1994-06-03
0-008036 | USF&W - CABEZA PRIETA NATIONAL WILDLIFE REFUGE | 1611 N 2ND AVE | AJO | AZ | 85321 | Pima | 1 | Perm Closure | 1980-01-01 | 1000 | Diesel | COMPARTMENT A | Unknown | Fiberglass Reinforced Plastic | Suction - Check Valve at the Tank Top |  |  | Removal | 1992-12-17
0-007257 | J C PENNEY #1480 | 4510 E CACTUS RD | PHOENIX | AZ | 85032 | Maricopa | 1 | Perm Closure | 1979-01-01 | 6000 | Gasoline | COMPARTMENT A | Unknown | Fiberglass Reinforced Plastic | Suction - Check Valve at the Tank Top |  |  | Removal | 1993-03-16
0-010618 | FRY'S #43 FUEL CENTER | 5110 S WENDLER DR | TEMPE | AZ | 85282 | Maricopa | 2 | Open | 2017-11-08 | 10000 | Gasoline (PUL) | COMPARTMENT B | Double Walled | Fiberglass Reinforced Plastic | Pressure | Double Walled | Fiberglass Reinforced Plastic
0-010618 | FRY'S #43 FUEL CENTER | 5110 S WENDLER DR | TEMPE | AZ | 85282 | Maricopa | 2 | Open | 2017-11-08 | 8000 | Diesel | COMPARTMENT A | Double Walled | Fiberglass Reinforced Plastic | Pressure | Double Walled | Fiberglass Reinforced Plastic
0-010618 | FRY'S #43 FUEL CENTER | 5110 S WENDLER DR | TEMPE | AZ | 85282 | Maricopa | 1 | Open | 2017-11-08 | 20000 | Gasoline (UL) | COMPARTMENT A | Double Walled | Fiberglass Reinforced Plastic | Pressure | Double Walled | Fiberglass Reinforced Plastic
0-005028 | WALKER E THOMAS EXPRESS STOP | 1647 S 16TH ST | PHOENIX | AZ | 85034 | Maricopa | 3 | Perm Closure | 1971-01-01 | 4000 | Gasoline | COMPARTMENT A |  | Asphalt coated or Bare Steel |  |  |  | Removal | 1988-09-30
0-002529 | HORIZON MOVING SYS YUMA | 2333 S PACIFIC AVE | YUMA | AZ | 85365 | Yuma | 1 | Perm Closure | 1982-06-04 | 4000 | Gasoline | COMPARTMENT A | Single Walled | Asphalt coated or Bare Steel | Pressure |  |  | Removal | 1995-01-11
0-004342 | INTERSTATE MOBIL | 56 W LEWIS AVE | ASH FORK | AZ | 86320 | Yavapai | 3 | Perm Closure | 1964-09-15 | 7500 | Gasoline | COMPARTMENT A | Unknown | Asphalt coated or Bare Steel | Suction - Check Valve at the Tank Top |  |  | Removal | 1993-12-07
0-006756 | RUCKER MOTORS INC | 3350 N EVANS ST | KINGMAN | AZ | 86409 | Mohave | 1 | Perm Closure | 2005-06-17 | 10000 | Gasoline | COMPARTMENT A | Unknown | Asphalt coated or Bare Steel |  |  |  | Removal | 1990-03-12
0-006322 | RIGO AUTO SALES | 520 N GRAND AVE | NOGALES | AZ | 85621 | Santa Cruz | 1 | Perm Closure | 1958-08-21 | 8000 | Gasoline | COMPARTMENT A | Double Walled | Asphalt coated or Bare Steel |  |  |  | Removal | 1990-09-30
0-006322 | RIGO AUTO SALES | 520 N GRAND AVE | NOGALES | AZ | 85621 | Santa Cruz | 3 | Perm Closure | 1958-08-21 | 8000 | Gasoline | COMPARTMENT A | Double Walled | Asphalt coated or Bare Steel |  |  |  | Removal | 1990-09-30
0-004154 | QUIK MART #2 | 1841 S CRAYCROFT RD | TUCSON | AZ | 85711 | Pima | 1 | Perm Closure | 1984-01-01 | 10000 | Gasoline | COMPARTMENT A |  | Asphalt coated or Bare Steel | Pressure | Double Walled | Flexible | Removal | 2014-03-19
0-009863 | DENMART CONVENIENCE STORES #8755 | 2733 N RECKER RD | MESA | AZ | 85215 | Maricopa | 3 | Open | 2020-08-05 | 20000 | Gasoline (UL) | COMPARTMENT A | Double Walled | Fiberglass Reinforced Plastic | Pressure | Double Walled | Fiberglass Reinforced Plastic
0-003401 | BEARDSLEY CO AGUA FRIA #143025 | 19002 NW GRAND AVE | SURPRISE | AZ | 85374 | Maricopa | 1 | Perm Closure | 1978-01-03 | 560 | Diesel | COMPARTMENT A | Double Walled | Asphalt coated or Bare Steel | Suction - Check Valve at the Tank Top |  |  | Removal | 1990-04-01
0-009027 | ARCO #5978 | 286 N WALKER RD | PRESCOTT | AZ | 86303 | Yavapai | 4 | Open | 1996-09-17 | 10000 | Gasoline | COMPARTMENT A | Double Walled | Fiberglass Reinforced Plastic | Pressure | Double Walled | Fiberglass Reinforced Plastic
0-000006 | INTERSPEC INC | 3980 E ANDY DEVINE AVE | KINGMAN | AZ | 86401 | Mohave | 3 | Perm Closure | 1969-01-01 | 8000 | Gasoline | COMPARTMENT A |  | Asphalt coated or Bare Steel |  |  |  | Removal | 1989-04-12
0-004680 | 7-ELEVEN #26086 | 3201 E SHEA BLVD | PHOENIX | AZ | 85028 | Maricopa | 2 | Perm Closure | 1986-01-01 | 10000 | Oxygenated Gasoline | COMPARTMENT A | Single Walled | Fiberglass Reinforced Plastic | Pressure |  | Fiberglass Reinforced Plastic | Removal | 2014-02-25
0-004680 | 7-ELEVEN #26086 | 3201 E SHEA BLVD | PHOENIX | AZ | 85028 | Maricopa | 1 | Perm Closure | 1986-01-01 | 10000 | Oxygenated Gasoline | COMPARTMENT A | Single Walled | Fiberglass Reinforced Plastic | Pressure |  | Fiberglass Reinforced Plastic | Removal | 2014-02-25
0-003967 | CITY OF PRESCOTT - ENGINEERING SERVICES | 430 N VIRGINIA ST | PRESCOTT | AZ | 86301 | Yavapai | 2 | Perm Closure | 1936-01-01 | 650 | Diesel | COMPARTMENT A | Single Walled | Asphalt coated or Bare Steel |  |  |  | Removal | 1989-12-02
0-004173 | CHAS ROBERTS AIR CONDITIONING | 9828 N 19TH AVE | PHOENIX | AZ | 85021 | Maricopa | 2 | Perm Closure | 1976-01-01 | 10000 | Gasoline | COMPARTMENT A |  | Asphalt coated or Bare Steel |  |  |  | Removal | 1990-02-21
0-005577 | YAVAPAI COUNTY - CAMP VERDE SHERIFF OFFICE SUBSTATION |  | CAMP VERDE |  |  | Yavapai | 1 | Perm Closure | 1971-04-10 | 5000 | Gasoline | COMPARTMENT A | Unknown | Asphalt coated or Bare Steel |  |  |  | Removal | 1989-12-22
0-008059 | BELL ATLANTIC METRO SITE 8 | 11328 W BUCKEYE RD | AVONDALE | AZ | 85323 | Maricopa | 1 | Perm Closure | 1985-01-01 | 300 | Diesel | COMPARTMENT A | Unknown | Asphalt coated or Bare Steel | Suction - Check Valve at the Tank Top |  | Bare or Galvanized Steel | Removal | 1993-10-28
0-000612 | BFK COMPANY | 2521 N FAIRVIEW AVE | TUCSON | AZ | 85705 | Pima | 4 | Perm Closure | 1982-01-01 | 2000 | Gasoline | COMPARTMENT A | Single Walled | Asphalt coated or Bare Steel | Suction - Check Valve at the Tank Top | Single Walled | Bare or Galvanized Steel | Removal | 1987-12-01
0-001662 | BISHOP'S CENTRAL STOREHOUSE | 235 S EL DORADO CIR | MESA | AZ | 85202 | Maricopa | 3 | Open | 1981-01-01 | 10000 | Diesel | COMPARTMENT A |  | Fiberglass Reinforced Plastic | Pressure |  | Fiberglass Reinforced Plastic
0-004044 | BLACK HILLS WASHER | 725 E STATE ROUTE 89A | COTTONWOOD | AZ | 86326 | Yavapai | 2 | Perm Closure | 1968-03-03 | 10000 | Gasoline | COMPARTMENT A | Double Walled | Asphalt coated or Bare Steel | Pressure |  |  | Closed in Place | 1991-08-12
0-004970 | ADIBA FAS FUEL | 8530 E SPEEDWAY BLVD | TUCSON | AZ | 85710 | Pima | 3 | Perm Closure | 1964-01-01 | 6000 | Gasoline | COMPARTMENT A |  | Asphalt coated or Bare Steel | Pressure |  |  | Removal | 1992-06-01
0-001788 | KEMPTON CHEVROLET | 601 W 5TH ST | SAFFORD | AZ | 85546 | Graham | 2 | Perm Closure | 1966-01-01 | 10000 | Gasoline | COMPARTMENT A | Single Walled | Asphalt coated or Bare Steel | Pressure | Single Walled | Fiberglass Reinforced Plastic | Removal | 2008-09-18
0-005116 | STOP BY #4 | 212 W FRONTIER ST | ELOY | AZ | 85131 | Pinal | 3 | Perm Closure | 1959-01-01 | 2000 | Gasoline | COMPARTMENT A | Single Walled | Asphalt coated or Bare Steel |  |  |  | Removal | 1988-11-01
0-005116 | STOP BY #4 | 212 W FRONTIER ST | ELOY | AZ | 85131 | Pinal | 4 | Perm Closure | 1988-12-01 | 10000 | Gasoline | COMPARTMENT A | Double Walled | Composite (Steel/Fiberglass) | Pressure |  | Fiberglass Reinforced Plastic | Removal | 2017-02-22
0-002892 | SUN WESTERN FLYERS | 3535 S FORTUNA AVE | YUMA | AZ | 85365 | Yuma | 2 | Perm Closure | 1979-01-01 | 6000 | Gasoline | COMPARTMENT A |  | Asphalt coated or Bare Steel |  |  |  | Removal | 1993-12-01
0-005961 | SOUTH GOLF COURSE | 10901 105TH AVE | SUN CITY | AZ | 85351 | Maricopa | 2 | Perm Closure | 1964-01-01 | 500 | Diesel | COMPARTMENT A | Unknown | Asphalt coated or Bare Steel | Suction - Check Valve at the Tank Top |  |  | Removal | 1991-01-23
0-004266 | SAINT FRANCIS FARMS INC | 29560 N COOPER RD | MAGMA | AZ | 85132 | Pinal | 3 | Perm Closure | 1956-05-08 | 550 | Gasoline | COMPARTMENT A | Unknown | Asphalt coated or Bare Steel |  |  |  | Removal | 1987-03-01
0-004727 | HEALY AUTO CENTER | 1316 N BROAD ST | GLOBE | AZ | 85501 | Gila | 4 | Perm Closure | 1956-01-01 | 1000 | Used Oil/Waste Oil | COMPARTMENT A | Single Walled | Asphalt coated or Bare Steel | Suction - Check Valve at the Tank Top | Single Walled | Bare or Galvanized Steel | Removal | 1990-11-14
0-001412 | CIRCLE K #1442 |  | STAR VALLEY |  |  | Gila | 2 | Perm Closure | 1981-01-01 | 10000 | Gasoline | COMPARTMENT A |  | Asphalt coated or Bare Steel | Pressure | Double Walled | Fiberglass Reinforced Plastic | Removal | 2005-09-18
0-001065 | SPEEDWAY STORE #2941 | 7085 E BROADWAY BLVD | TUCSON | AZ | 85710 | Pima | 6 | Open | 2004-08-25 | 15000 | Gasoline | COMPARTMENT A | Double Walled | Composite (Steel/Fiberglass) | Pressure | Double Walled | Fiberglass Reinforced Plastic
0-001086 | SANDHU CHEVRON | 808 E BASELINE RD | TEMPE | AZ | 85283 | Maricopa | 10 | Open | 1993-10-29 | 10000 | Diesel | COMPARTMENT A | Double Walled | Fiberglass Reinforced Plastic | Pressure | Double Walled | Fiberglass Reinforced Plastic
0-001086 | SANDHU CHEVRON | 808 E BASELINE RD | TEMPE | AZ | 85283 | Maricopa | 5 | Perm Closure | 1971-01-01 | 1000 | Used Oil/Waste Oil | COMPARTMENT A |  | Asphalt coated or Bare Steel |  |  |  | Removal | 1993-09-26
0-002157 | FLINT OIL CO | 500 W SIMPSON ST | TUCSON | AZ | 85701 | Pima | 1 | Perm Closure | 1985-02-27 | 6000 | Unidentified | COMPARTMENT A | Single Walled | Asphalt coated or Bare Steel | Pressure |  |  | Removal | 1999-08-04
0-001675 | COURY BUICK-PONTIAC-GMC | 525 W MAIN ST | MESA | AZ | 85201 | Maricopa | 1 | Perm Closure | 1973-01-01 | 8000 | Gasoline | COMPARTMENT A |  | Asphalt coated or Bare Steel |  |  |  | Removal | 1988-12-22
0-001054 | CHEVRON #9-8422 | 4990 N ORACLE RD | TUCSON | AZ | 85704 | Pima | 3 | Perm Closure | 1986-01-01 | 10000 | Gasoline | COMPARTMENT A | Double Walled | Fiberglass Reinforced Plastic | Pressure |  | Fiberglass Reinforced Plastic | Removal | 1996-05-07
0-006977 | PHOENIX, CITY OF - GRAND PRIX GARAGE |  | PHOENIX |  |  | Maricopa | 1 | Perm Closure | 2005-06-17 | 550 | Gasoline | COMPARTMENT A | Unknown | Asphalt coated or Bare Steel |  |  |  | Removal | 1989-02-28
0-002408 | GUTIERREZ HARVESTING CO INC | 13442 W SELMA HWY | CASA GRANDE | AZ | 85122 | Pinal | 1 | Perm Closure | 1976-04-21 | 10000 | Diesel | COMPARTMENT A | Single Walled | Asphalt coated or Bare Steel |  |  |  | Removal | 1986-11-15
0-005626 | FUELCO #110 | 9210 W VAN BUREN ST | TOLLESON | AZ | 85353 | Maricopa | 6 | Open | 1990-01-16 | 4000 | Diesel | COMPARTMENT A | Single Walled | Asphalt coated or Bare Steel | Pressure | Single Walled | Fiberglass Reinforced Plastic
0-008718 | LUCAS EQUIPMENT RENTAL | 648 E FRY BLVD | SIERRA VISTA | AZ | 85635 | Cochise | 2 | Perm Closure | 1982-01-01 | 8000 | Diesel | COMPARTMENT A | Double Walled | Asphalt coated or Bare Steel | Pressure |  | Bare or Galvanized Steel | Removal | 1995-11-14
0-008718 | LUCAS EQUIPMENT RENTAL | 648 E FRY BLVD | SIERRA VISTA | AZ | 85635 | Cochise | 1 | Perm Closure | 1982-01-01 | 6000 | Gasoline | COMPARTMENT A | Double Walled | Asphalt coated or Bare Steel | Pressure |  | Bare or Galvanized Steel | Removal | 1995-11-14
0-008898 | BOSA DONUTS | 1108 W SAINT MARYS RD | TUCSON | AZ | 85745 | Pima | 3 | Perm Closure | 1965-07-27 | 10000 | Gasoline | COMPARTMENT A | Double Walled | Asphalt coated or Bare Steel | Suction - Check Valve at the Tank Top |  | Bare or Galvanized Steel | Removal | 1981-01-01
0-000433 | ARIZONA STATE SCHOOL FOR THE DEAF AND BLIND | 1200 W SPEEDWAY BLVD | TUCSON | AZ | 85745 | Pima | 3 | Perm Closure | 1963-01-01 | 1000 | Gasoline | COMPARTMENT A | Single Walled | Asphalt coated or Bare Steel |  |  |  | Removal | 1989-02-20
0-004082 | RIVER VALLEY TAVERN | 8804 S HIGHWAY 95 | MOHAVE VALLEY | AZ | 86440 | Mohave | 3 | Perm Closure | 1979-04-23 | 6000 | Gasoline | COMPARTMENT A | Double Walled | Asphalt coated or Bare Steel | Pressure |  |  | Removal | 1993-06-03
0-004082 | RIVER VALLEY TAVERN | 8804 S HIGHWAY 95 | MOHAVE VALLEY | AZ | 86440 | Mohave | 2 | Perm Closure | 1979-04-23 | 10000 | Gasoline | COMPARTMENT A | Double Walled | Asphalt coated or Bare Steel | Pressure |  |  | Removal | 1993-06-03
0-005680 | CITY OF WINSLOW - WINSLOW-LINDBERGH REGIONAL AIRPORT | NE CORNER OF AIRPORT RD AND HUMANE SOCIETY RD | WINSLOW | AZ | 86047 | Navajo | 7 | Perm Closure | 2005-06-17 | 500 | Gasoline | COMPARTMENT A | Unknown | Unknown |  |  |  | Removal | 1991-01-15
0-005680 | CITY OF WINSLOW - WINSLOW-LINDBERGH REGIONAL AIRPORT | NE CORNER OF AIRPORT RD AND HUMANE SOCIETY RD | WINSLOW | AZ | 86047 | Navajo | 1 | Perm Closure | 1980-01-03 | 10000 | Unidentified | COMPARTMENT A | Unknown | Asphalt coated or Bare Steel |  |  |  | Removal | 1998-07-29
0-001261 | CIRCLE K #586 | 3130 N STOCKTON HILL RD | KINGMAN | AZ | 86401 | Mohave | 1 | Perm Closure | 1971-01-01 | 10000 | Gasoline | COMPARTMENT A |  | Asphalt coated or Bare Steel |  |  |  | Removal | 1995-06-13
0-005032 | THOMPSON'S MUFFLER | 404 W HOPI DR | HOLBROOK | AZ | 86025 | Navajo | 4 | Perm Closure | 2005-06-17 | 500 | Used Oil/Waste Oil | COMPARTMENT A | Unknown | Unknown |  |  |  | Removal | 1998-11-03
0-003056 | MARICOPA WELLS MIDDLE SCHOOL | 45012 W HONEYCUTT AVE | MARICOPA | AZ | 85139 | Pinal | 4 | Perm Closure | 1966-01-01 | 500 | Used Oil/Waste Oil | COMPARTMENT A | Single Walled | Asphalt coated or Bare Steel | Gravity Feed | Single Walled | Bare or Galvanized Steel | Removal | 1996-03-27
0-007729 | JIM'S AIR COMPRESSOR | 3815 N 38TH AVE | PHOENIX | AZ | 85019 | Maricopa | 2 | Perm Closure | 2005-06-17 | 1000 | Gasoline | COMPARTMENT A | Double Walled | Asphalt coated or Bare Steel | Suction - Check Valve at the Tank Top |  | Bare or Galvanized Steel | Removal | 1993-07-22
0-003498 | JIFFY LUBE #1139 | 3437 W BETHANY HOME RD | PHOENIX | AZ | 85017 | Maricopa | 1 | Perm Closure | 1988-05-31 | 1500 | Used Oil/Waste Oil | COMPARTMENT A | Unknown | Asphalt coated or Bare Steel | Gravity Feed |  |  | Removal | 1997-03-20
0-002774 | MANGUM CAMP |  | BIG SPRINGS |  |  | Coconino | 1 | Perm Closure | 1968-04-22 | 5000 | Gasoline | COMPARTMENT A | Double Walled | Asphalt coated or Bare Steel |  |  |  | Removal | 1989-11-01
0-002548 | HUMBOLDT UNIFIED SCHOOL DISTRICT #22 |  | DEWEY |  |  | Yavapai | 1 | Perm Closure | 1981-04-14 | 4000 | Gasoline | COMPARTMENT A | Unknown | Asphalt coated or Bare Steel |  |  |  | Removal | 1987-07-01
0-006432 | INDEPENDENT GARAGE | 18556 W HWY 70 | FORT THOMAS | AZ | 85536 | Graham | 1 | Perm Closure | 1979-07-01 | 5000 | Gasoline | COMPARTMENT A | Double Walled | Asphalt coated or Bare Steel |  |  |  | Closed in Place | 1993-02-05
0-001739 | DOW MANAGEMENT LLC | 10477 S AVENUE 4 E | YUMA | AZ | 85365 | Yuma | 4 | Perm Closure | 2005-06-17 |  | Diesel | COMPARTMENT A | Single Walled | Asphalt coated or Bare Steel |  |  |  | Removal | 1990-12-21
0-002428 | HALLUM MALCO | 909 E GURLEY ST | PRESCOTT | AZ | 86301 | Yavapai | 3 | Perm Closure | 2005-06-17 | 2000 | Gasoline | COMPARTMENT A |  | Asphalt coated or Bare Steel |  |  |  | Removal | 1988-05-16
0-002428 | HALLUM MALCO | 909 E GURLEY ST | PRESCOTT | AZ | 86301 | Yavapai | 2 | Perm Closure | 2005-06-17 | 2000 | Gasoline | COMPARTMENT A |  | Asphalt coated or Bare Steel |  |  |  | Removal | 1988-05-16
0-001173 | CIRCLE K #65 - FORMER | 6416 S 12TH AVE | TUCSON | AZ | 85706 | Pima | 1 | Perm Closure | 1968-01-01 | 10000 | Gasoline | COMPARTMENT A |  | Asphalt coated or Bare Steel | Pressure |  |  | Removal | 1992-06-17
0-001386 | CIRCLE K #1241 | 5301 E PIMA ST | TUCSON | AZ | 85712 | Pima | 1 | Perm Closure | 1980-01-01 | 10000 | Gasoline | COMPARTMENT A | Single Walled | Asphalt coated or Bare Steel | Pressure | Single Walled | Fiberglass Reinforced Plastic | Removal | 2020-08-03
0-001331 | CIRCLE K #843 | 6750 S CRAYCROFT RD | TUCSON | AZ | 85756 | Pima | 2 | Perm Closure | 1972-01-01 | 10000 | Gasoline | COMPARTMENT A |  | Asphalt coated or Bare Steel |  |  |  | Removal | 1995-06-26
0-005199 | TUCSON TRUCK TERMINAL | 5451 E BENSON HWY | TUCSON | AZ | 85756 | Pima | 8 | Perm Closure | 1966-01-01 | 2000 | Unidentified | COMPARTMENT A | Double Walled | Asphalt coated or Bare Steel |  |  |  | Removal | 1986-07-03
0-005199 | TUCSON TRUCK TERMINAL | 5451 E BENSON HWY | TUCSON | AZ | 85756 | Pima | 5 | Perm Closure | 1966-01-01 | 8000 | Used Oil/Waste Oil | COMPARTMENT A | Double Walled | Asphalt coated or Bare Steel |  |  |  | Removal | 1986-07-03
0-005199 | TUCSON TRUCK TERMINAL | 5451 E BENSON HWY | TUCSON | AZ | 85756 | Pima | 22 | Perm Closure | 1978-01-01 | 12000 | Diesel | COMPARTMENT A | Single Walled | Asphalt coated or Bare Steel | Pressure | Double Walled | Flexible | Removal | 2017-05-12
0-005191 | TUCSON MEDICAL CENTER | 5301 E GRANT RD | TUCSON | AZ | 85712 | Pima | 10 | Open | 1987-01-01 | 10000 | Diesel | COMPARTMENT A | Double Walled | Composite (Steel/Fiberglass) | Pressure | Double Walled | Fiberglass Reinforced Plastic
0-005191 | TUCSON MEDICAL CENTER | 5301 E GRANT RD | TUCSON | AZ | 85712 | Pima | 1 | Perm Closure | 1979-01-01 | 12000 | Diesel | COMPARTMENT A | Double Walled | Fiberglass Reinforced Plastic | Pressure | Double Walled | Fiberglass Reinforced Plastic | Removal | 2013-12-12
0-005191 | TUCSON MEDICAL CENTER | 5301 E GRANT RD | TUCSON | AZ | 85712 | Pima | 8 | Perm Closure | 1961-01-01 | 1000 | Gasoline | COMPARTMENT A |  | Asphalt coated or Bare Steel |  |  |  | Removal | 1994-11-28
0-004443 | SHAMROCK FARMS - TUCSON FACILITY | 5400 W CORTARO FARMS RD | MARANA | AZ | 85742 | Pima | 2 | Perm Closure | 1965-12-20 | 1000 | Gasoline | COMPARTMENT A | Double Walled | Asphalt coated or Bare Steel |  |  |  | Removal | 1989-01-05
0-007780 | EXPRESS-IT | 601 W 22ND ST | TUCSON | AZ | 85713 | Pima | 4 | Perm Closure | 1973-01-01 | 3000 | Diesel | COMPARTMENT A |  | Asphalt coated or Bare Steel | Gravity Feed |  |  | Removal | 1978-10-25
0-002906 | L&M GAS & OIL COMPANY | 2204 W SECOND ST | WINSLOW | AZ | 86047 | Navajo | 4 | Perm Closure | 1976-01-01 | 2500 | Used Oil/Waste Oil | COMPARTMENT A |  | Asphalt coated or Bare Steel |  |  |  | Removal | 1996-12-06
0-002906 | L&M GAS & OIL COMPANY | 2204 W SECOND ST | WINSLOW | AZ | 86047 | Navajo | 3 | Perm Closure | 1976-01-01 | 10000 | Gasoline | COMPARTMENT A |  | Asphalt coated or Bare Steel |  |  |  | Removal | 1996-12-06
0-009514 | LAIDLAW CORPORATION | 4545 N INTERSTATE WAY | KINGMAN | AZ | 86401 | Mohave | 3 | Perm Closure | 1984-01-01 | 1000 | Hazardous Substance | COMPARTMENT A | Single Walled | Asphalt coated or Bare Steel |  |  |  | Removal | 1986-08-01
0-004967 | TEXACO #60-351-1012 | 2449 E 22ND ST | TUCSON | AZ | 85713 | Pima | 3 | Perm Closure | 1970-05-07 | 6000 | Gasoline | COMPARTMENT A | Double Walled | Asphalt coated or Bare Steel | Pressure |  |  | Removal | 1993-06-20
0-003661 | J C PENNEY #9517-4 | 2425 S 21ST ST | PHOENIX | AZ | 85034 | Maricopa | 2 | Perm Closure | 1976-01-01 | 10000 | Gasoline | COMPARTMENT A | Single Walled | Fiberglass Reinforced Plastic |  |  |  | Removal | 1991-05-15
0-003661 | J C PENNEY #9517-4 | 2425 S 21ST ST | PHOENIX | AZ | 85034 | Maricopa | 1 | Perm Closure | 1976-01-01 | 10000 | Diesel | COMPARTMENT A | Single Walled | Fiberglass Reinforced Plastic |  |  |  | Removal | 1991-05-15
0-008789 | KEN & MEL'S EXXON | 52 LAKE HAVASU AVE S | LAKE HAVASU CITY | AZ | 86403 | Mohave | 3 | Perm Closure | 2005-06-17 | 10000 | Gasoline | COMPARTMENT A | Unknown | Asphalt coated or Bare Steel | Pressure |  |  | Removal | 1999-10-05
0-002573 | FOOTHILLS GOLF CLUB | 2201 E CLUBHOUSE DR | PHOENIX | AZ | 85048 | Maricopa | 10 | Perm Closure | 1950-01-01 | 10000 | Diesel | COMPARTMENT A | Single Walled | Asphalt coated or Bare Steel |  |  |  | Removal | 1986-07-01
0-002573 | FOOTHILLS GOLF CLUB | 2201 E CLUBHOUSE DR | PHOENIX | AZ | 85048 | Maricopa | 9 | Perm Closure | 1974-01-01 | 12000 | Diesel | COMPARTMENT A | Single Walled | Asphalt coated or Bare Steel |  |  |  | Removal | 1987-10-01
0-002573 | FOOTHILLS GOLF CLUB | 2201 E CLUBHOUSE DR | PHOENIX | AZ | 85048 | Maricopa | 1 | Perm Closure | 1950-01-01 | 1000 | Gasoline | COMPARTMENT A | Single Walled | Asphalt coated or Bare Steel | Pressure |  |  | Removal | 1989-03-08
0-002573 | FOOTHILLS GOLF CLUB | 2201 E CLUBHOUSE DR | PHOENIX | AZ | 85048 | Maricopa | 15 | Perm Closure | 1950-01-01 | 500 | Gasoline | COMPARTMENT A | Single Walled | Asphalt coated or Bare Steel |  |  |  | Removal | 1986-07-01
0-004224 | RYDER TRANSPORTATION SERVICES #0983 | 2122 W 4TH ST | TEMPE | AZ | 85281 | Maricopa | 4 | Perm Closure | 1979-01-01 | 6000 | Unidentified | COMPARTMENT A | Single Walled | Asphalt coated or Bare Steel | Suction - Check Valve at the Tank Top | Single Walled | Bare or Galvanized Steel | Removal | 1994-08-16
0-005929 | TOWN OF HUACHUCA CITY - PUBLIC WORKS YARD | 302 HOWARD ST | HUACHUCA CITY | AZ | 85616 | Cochise | 2 | Perm Closure | 2005-06-17 | 500 | Diesel | COMPARTMENT A | Double Walled | Asphalt coated or Bare Steel |  |  |  | Removal | 1990-01-12
0-006731 | AVFLIGHT MESA | 4766 E FALCON DR | MESA | AZ | 85215 | Maricopa | 1 | Perm Closure | 1989-10-20 | 10000 | Gasoline | COMPARTMENT A | Double Walled | Composite (Steel/Fiberglass) | Pressure |  | Fiberglass Reinforced Plastic | Removal | 2020-09-18
0-006731 | AVFLIGHT MESA | 4766 E FALCON DR | MESA | AZ | 85215 | Maricopa | 2 | Perm Closure | 1989-10-20 | 10000 | Gasoline | COMPARTMENT A | Double Walled | Composite (Steel/Fiberglass) | Pressure |  | Fiberglass Reinforced Plastic | Removal | 2020-09-18
0-000994 | NESBITT CONTRACTING COMPANY | 100 S PRICE RD | TEMPE | AZ | 85281 | Maricopa | 4 | Perm Closure | 1980-01-01 | 8500 | Gasoline | COMPARTMENT A |  | Asphalt coated or Bare Steel | Pressure | Single Walled | Bare or Galvanized Steel | Removal | 1999-01-20
0-003194 | MOBIL 18-574 | 2649 W INDIAN SCHOOL RD | PHOENIX | AZ | 85017 | Maricopa | 1 | Perm Closure | 1972-01-01 | 10000 | Gasoline | COMPARTMENT A |  | Asphalt coated or Bare Steel | Pressure |  |  | Removal | 1988-06-30
0-005129 | TRI-CITY REDI-MIX | 2128 E 1ST ST | TEMPE | AZ | 85281 | Maricopa | 2 | Perm Closure | 1971-01-08 | 2000 | Gasoline | COMPARTMENT A | Unknown | Asphalt coated or Bare Steel |  |  |  | Removal | 1990-09-25
0-003272 | EXXONMOBIL #18-M57 | 5843 W INDIAN SCHOOL RD | PHOENIX | AZ | 85031 | Maricopa | 3 | Perm Closure | 1972-01-01 | 10000 | Gasoline | COMPARTMENT A |  | Asphalt coated or Bare Steel |  |  |  | Removal | 1987-12-14
0-003272 | EXXONMOBIL #18-M57 | 5843 W INDIAN SCHOOL RD | PHOENIX | AZ | 85031 | Maricopa | 1 | Perm Closure | 1972-01-01 | 6000 | Gasoline | COMPARTMENT A |  | Asphalt coated or Bare Steel |  |  |  | Removal | 1987-12-14
0-001898 | GRANITE REEF MOBIL | 6002 N GRANITE REEF RD | SCOTTSDALE | AZ | 85250 | Maricopa | 2 | Perm Closure | 1964-04-26 | 6000 | Gasoline | COMPARTMENT A |  | Asphalt coated or Bare Steel |  |  |  | Removal | 1986-04-01
0-001877 | AUTO REPAIR N GAS | 7504 W GLENDALE AVE | GLENDALE | AZ | 85303 | Maricopa | 7 | Open | 1991-12-01 | 12000 | Gasoline | COMPARTMENT A | Double Walled | Fiberglass Reinforced Plastic | Pressure | Double Walled | Fiberglass Reinforced Plastic
0-001877 | AUTO REPAIR N GAS | 7504 W GLENDALE AVE | GLENDALE | AZ | 85303 | Maricopa | 3 | Perm Closure | 1970-01-01 | 10000 | Gasoline | COMPARTMENT A |  | Asphalt coated or Bare Steel | Pressure | Single Walled | Bare or Galvanized Steel | Removal | 1991-11-04
0-000590 | CABLE SYSTEMS INTERNATIONAL | 505 N 51ST AVE | PHOENIX | AZ | 85043 | Maricopa | 9 | Perm Closure | 1988-04-01 | 20000 | Diesel | COMPARTMENT A | Double Walled | Fiberglass Reinforced Plastic | Pressure | Double Walled | Fiberglass Reinforced Plastic | Removal | 2006-03-29
0-000590 | CABLE SYSTEMS INTERNATIONAL | 505 N 51ST AVE | PHOENIX | AZ | 85043 | Maricopa | 10 | Perm Closure | 1988-04-01 | 20000 | Diesel | COMPARTMENT A | Double Walled | Fiberglass Reinforced Plastic | Pressure | Double Walled | Fiberglass Reinforced Plastic | Removal | 2006-03-29
0-000590 | CABLE SYSTEMS INTERNATIONAL | 505 N 51ST AVE | PHOENIX | AZ | 85043 | Maricopa | 6 | Perm Closure | 1973-01-01 | 10000 | Gasoline | COMPARTMENT A | Single Walled | Asphalt coated or Bare Steel |  |  |  | Removal | 1988-03-01
0-000590 | CABLE SYSTEMS INTERNATIONAL | 505 N 51ST AVE | PHOENIX | AZ | 85043 | Maricopa | 7 | Perm Closure | 1974-01-01 | 10000 | Gasoline | COMPARTMENT A | Single Walled | Asphalt coated or Bare Steel |  |  |  | Removal | 1988-03-01
0-003862 | CITY OF PHOENIX - EQUIPMENT MANAGEMENT | 2441 S 22ND AVE | PHOENIX | AZ | 85009 | Maricopa | 6 | Perm Closure | 1974-01-01 | 10000 | New Oil | COMPARTMENT A | Single Walled | Asphalt coated or Bare Steel | Suction - Check Valve at the Tank Top | Single Walled | Bare or Galvanized Steel | Removal | 1993-04-01
0-002192 | FRY'S CENTRAL BAKERY - FORMER | 1502 E BUCKEYE RD | PHOENIX | AZ | 85034 | Maricopa | 2 | Perm Closure | 1974-05-01 | 3000 | Gasoline | COMPARTMENT A | Single Walled | Asphalt coated or Bare Steel |  |  |  | Removal | 1991-09-10
0-000128 | SOUTHWEST DISTRIBUTING COMPANY | 539 S DREW ST | MESA | AZ | 85210 | Maricopa | 8 | Perm Closure | 1979-05-01 | 10000 | Diesel | COMPARTMENT A | Single Walled | Asphalt coated or Bare Steel | Pressure |  |  | Removal | 2017-01-03
0-000128 | SOUTHWEST DISTRIBUTING COMPANY | 539 S DREW ST | MESA | AZ | 85210 | Maricopa | 2 | Perm Closure | 1977-01-01 | 8000 | Hazardous Substance | COMPARTMENT A | Single Walled | Asphalt coated or Bare Steel |  |  |  | Removal | 1991-03-26
0-000128 | SOUTHWEST DISTRIBUTING COMPANY | 539 S DREW ST | MESA | AZ | 85210 | Maricopa | 3 | Perm Closure | 1977-01-01 | 8000 | Hazardous Substance | COMPARTMENT A | Single Walled | Asphalt coated or Bare Steel |  |  |  | Removal | 1991-03-26
0-003971 | PROFESSIONAL AUTO REPAIR | Z | BUCKEYE | AZ | 85326 | Maricopa | 3 | Perm Closure | 2005-06-17 | 4000 | Gasoline | COMPARTMENT A | Single Walled | Asphalt coated or Bare Steel |  |  |  | Removal | 1997-08-05
0-000499 | CIRCLE K TERMINAL LLC | 5333 W VAN BUREN ST | PHOENIX | AZ | 85043 | Maricopa | 7 | Perm Closure | 1961-01-01 | 4000 | Gasoline | COMPARTMENT A | Single Walled | Asphalt coated or Bare Steel | Gravity Feed | Single Walled | Bare or Galvanized Steel | Removal | 1992-06-23
0-000499 | CIRCLE K TERMINAL LLC | 5333 W VAN BUREN ST | PHOENIX | AZ | 85043 | Maricopa | 2 | Perm Closure | 1958-01-01 | 4000 | New Oil | COMPARTMENT A | Single Walled | Asphalt coated or Bare Steel |  |  |  | Closed in Place | 1978-01-01
0-003460 | ARIZONA ARMY NATIONAL GUARD - MAINTENANCE SHOP | 4001 1ST AVE | SAFFORD | AZ | 85546 | Graham | 2 | Perm Closure | 1979-04-15 | 1000 | Gasoline | COMPARTMENT A | Double Walled | Asphalt coated or Bare Steel | Suction - Check Valve at the Tank Top |  |  | Removal | 1997-04-29
0-002990 | PAINTED ROCK DAM |  | GILA BEND |  |  | Maricopa | 3 | Perm Closure | 1984-06-01 | 250 | Unidentified | COMPARTMENT A | Double Walled | Asphalt coated or Bare Steel |  |  |  | Removal | 1994-08-09
0-005946 | NISSAN OF SCOTTSDALE | 7000 E MCDOWELL RD | SCOTTSDALE | AZ | 85257 | Maricopa | 1 | Perm Closure | 1967-12-28 | 4000 | Gasoline | COMPARTMENT A | Double Walled | Asphalt coated or Bare Steel | Suction - Check Valve at the Tank Top |  |  | Removal | 1994-11-08
0-005946 | NISSAN OF SCOTTSDALE | 7000 E MCDOWELL RD | SCOTTSDALE | AZ | 85257 | Maricopa | 2 | Perm Closure | 1967-12-28 | 3000 | Unidentified | COMPARTMENT A | Double Walled | Asphalt coated or Bare Steel | Suction - Check Valve at the Tank Top |  |  | Removal | 1994-12-13
0-001651 | CT PRICE CONTRACTING | 6509 W ORANGEWOOD AVE | GLENDALE | AZ | 85301 | Maricopa | 3 | Perm Closure | 1973-01-01 |  | Unidentified | COMPARTMENT A | Single Walled | Asphalt coated or Bare Steel |  |  |  | Removal | 1985-01-11
0-002016 | CIRCLE K #5401 | 417 S DOBSON RD | MESA | AZ | 85202 | Maricopa | 3 | Perm Closure | 1967-01-01 | 3000 | Gasoline | COMPARTMENT A |  | Asphalt coated or Bare Steel | Pressure | Single Walled | Bare or Galvanized Steel | Removal | 1998-07-30
0-004925 | TEXACO #60-349-0154 | 358 E UNIVERSITY DR | MESA | AZ | 85201 | Maricopa | 2 | Perm Closure | 1985-05-07 | 10000 | Gasoline | COMPARTMENT A | Unknown | Fiberglass Reinforced Plastic |  |  |  | Removal | 1991-11-26
0-004925 | TEXACO #60-349-0154 | 358 E UNIVERSITY DR | MESA | AZ | 85201 | Maricopa | 4 | Perm Closure | 1985-05-07 | 8000 | Diesel | COMPARTMENT A | Unknown | Fiberglass Reinforced Plastic |  |  |  | Removal | 1991-11-26
0-000153 | USARMY - FORT HUACHUCA |  | FORT HUACHUCA |  |  | Cochise | 44 | Perm Closure | 1961-01-01 | 550 | Used Oil/Waste Oil | COMPARTMENT A | Single Walled | Asphalt coated or Bare Steel | Gravity Feed | Single Walled | Bare or Galvanized Steel | Removal | 1991-02-04
0-000153 | USARMY - FORT HUACHUCA |  | FORT HUACHUCA |  |  | Cochise | 56 | Perm Closure | 1964-01-01 | 2000 | Gasoline | COMPARTMENT A | Single Walled | Asphalt coated or Bare Steel | Suction - Check Valve at the Tank Top | Single Walled | Bare or Galvanized Steel | Removal | 1998-03-24
0-000153 | USARMY - FORT HUACHUCA |  | FORT HUACHUCA |  |  | Cochise | 74 | Perm Closure | 1991-10-22 | 1000 | Used Oil/Waste Oil | COMPARTMENT A | Double Walled | Fiberglass Reinforced Plastic | Gravity Feed | Double Walled | Fiberglass Reinforced Plastic | Removal | 2008-03-10
0-000153 | USARMY - FORT HUACHUCA |  | FORT HUACHUCA |  |  | Cochise | 41 | Perm Closure | 1992-04-01 | 10000 | Gasoline | COMPARTMENT A | Double Walled | Composite (Steel/Fiberglass) | Pressure | Double Walled | Fiberglass Reinforced Plastic | Removal | 1997-03-14
0-000153 | USARMY - FORT HUACHUCA |  | FORT HUACHUCA |  |  | Cochise | 82 | Open | 1998-03-01 | 500 | Jet Fuel | COMPARTMENT A | Double Walled | Fiberglass Reinforced Plastic | Suction - Check Valve at the Tank Top | Single Walled | Fiberglass Reinforced Plastic
0-000153 | USARMY - FORT HUACHUCA |  | FORT HUACHUCA |  |  | Cochise | 25 | Perm Closure | 1993-03-01 | 25000 | JP-8 (Kerosene-type Jet Fuel) | COMPARTMENT A | Double Walled | Fiberglass Reinforced Plastic | Pressure | Double Walled | Flexible | Closed in Place | 2017-04-04
0-000153 | USARMY - FORT HUACHUCA |  | FORT HUACHUCA |  |  | Cochise | 6 | Perm Closure | 2005-06-17 | 1500 | JP-8 (Kerosene-type Jet Fuel) | COMPARTMENT A | Single Walled | Asphalt coated or Bare Steel | Suction - Check Valve at the Tank Top | Single Walled | Bare or Galvanized Steel | Removal | 1998-03-24
0-000153 | USARMY - FORT HUACHUCA |  | FORT HUACHUCA |  |  | Cochise | 12 | Perm Closure | 1942-01-01 | 1400 | Diesel | COMPARTMENT A | Single Walled | Concrete |  |  |  | Removal | 1989-11-01
0-000153 | USARMY - FORT HUACHUCA |  | FORT HUACHUCA |  |  | Cochise | 17 | Perm Closure | 1982-01-01 | 25000 | Diesel | COMPARTMENT A | Single Walled | Asphalt coated or Bare Steel | Pressure | Single Walled | Bare or Galvanized Steel | Removal | 1994-09-22
0-000153 | USARMY - FORT HUACHUCA |  | FORT HUACHUCA |  |  | Cochise | 31 | Perm Closure | 1960-04-01 | 550 | Jet Fuel | COMPARTMENT A | Double Walled | Fiberglass Reinforced Plastic | Gravity Feed | Double Walled | Fiberglass Reinforced Plastic | Closed in Place | 2004-12-01
0-000153 | USARMY - FORT HUACHUCA |  | FORT HUACHUCA |  |  | Cochise | 30 | Perm Closure | 1960-01-01 | 15000 | Jet Fuel | COMPARTMENT A | Single Walled | Asphalt coated or Bare Steel | Pressure | Double Walled | Fiberglass Reinforced Plastic | Closed in Place | 2004-12-01
0-007037 | USDOI FW - HAVASU NATIONAL WILDLIFE REFUGE |  | TOPOCK |  |  | Mohave | 1 | Perm Closure | 1962-01-01 | 1000 | Unidentified | COMPARTMENT A | Double Walled | Asphalt coated or Bare Steel |  |  |  | Removal | 1989-01-01
0-004961 | PIONEER FUEL | 7095 E 22ND ST | TUCSON | AZ | 85710 | Pima | 10 | Perm Closure | 1989-01-01 | 550 | Used Oil/Waste Oil | COMPARTMENT A | Unknown | Fiberglass Reinforced Plastic | Gravity Feed |  | Fiberglass Reinforced Plastic | Removal | 2009-04-30
0-005937 | CROWN TRUCK SALES | 2116 N COUNTRY CLUB DR | MESA | AZ | 85201 | Maricopa | 1 | Perm Closure | 2005-06-17 | 1000 | Used Oil/Waste Oil | COMPARTMENT A | Double Walled | Asphalt coated or Bare Steel |  |  |  | Removal | 1980-12-01
0-004915 | TEXACO #60-349-0895 | 210 S BEELINE HWY | PAYSON | AZ | 85541 | Gila | 2 | Perm Closure | 1984-05-08 | 10000 | Gasoline | COMPARTMENT A | Double Walled | Fiberglass Reinforced Plastic | Pressure |  | Fiberglass Reinforced Plastic | Removal | 2003-10-31
0-005636 | BOEING AIRCRAFT FACILITY | 4100 S ARIZONA AVE | YUMA | AZ | 85365 | Yuma | 5 | Perm Closure | 1981-06-01 | 30000 | Gasoline | COMPARTMENT A | Unknown | Asphalt coated or Bare Steel | Pressure |  | Bare or Galvanized Steel | Removal | 2000-12-13
0-005781 | DANA RANCH HOLDING TRUST #1 | 1700 S VAL VISTA DR | MESA | AZ | 85204 | Maricopa | 2 | Perm Closure | 1972-01-01 | 3000 | Diesel | COMPARTMENT A |  | Asphalt coated or Bare Steel |  |  |  | Removal | 1987-09-15
0-002799 | WOODYS FOOD STORE #137 | 55 W PINEWOOD BLVD | MUNDS PARK | AZ | 86017 | Coconino | 4 | Perm Closure | 1976-04-08 | 10000 | Diesel | COMPARTMENT A | Single Walled | Asphalt coated or Bare Steel | Pressure | Double Walled |  | Removal | 2016-07-07
0-009602 | FRYS FUEL CENTER #64 | 774 S VAL VISTA DR | GILBERT | AZ | 85296 | Maricopa | 2 | Open | 1999-08-30 | 20000 | Gasoline | COMPARTMENT A | Double Walled | Fiberglass Reinforced Plastic | Pressure | Double Walled | Fiberglass Reinforced Plastic
0-008638 | STRIPES LLC | 3597 N HIGHWAY 87 | PINE | AZ | 85544 | Gila | 5 | Open | 1998-01-01 | 3000 | Diesel | COMPARTMENT B | Double Walled | Composite (Steel/Fiberglass) | Pressure |  | Fiberglass Reinforced Plastic
0-009332 | BARTH GAS STATION |  | SAINT JOHNS |  |  | Apache | 4 | Perm Closure | 2005-06-17 | 2000 | Gasoline | COMPARTMENT A | Double Walled | Asphalt coated or Bare Steel |  |  |  | Removal | 2001-02-28
0-002006 | EXXON #7-3840 | 3244 S MILL AVE | TEMPE | AZ | 85282 | Maricopa | 3 | Perm Closure | 1965-01-01 | 10000 | Gasoline | COMPARTMENT A |  | Asphalt coated or Bare Steel | Pressure | Single Walled | Bare or Galvanized Steel | Removal | 1997-05-27
0-007339 | ARNOLDS AUTO CENTER | 870 W APACHE TRL | APACHE JUNCTION | AZ | 85120 | Pinal | 3 | Perm Closure | 2005-06-17 | 6000 | Gasoline | COMPARTMENT A | Double Walled | Asphalt coated or Bare Steel | Pressure |  |  | Removal | 1991-06-20
0-001248 | CIRCLE K #526 | 131 S CAMINO SECO | TUCSON | AZ | 85710 | Pima | 1 | Perm Closure | 1969-01-01 | 10000 | Gasoline | COMPARTMENT A |  | Asphalt coated or Bare Steel |  |  |  | Removal | 1991-02-08
0-005275 | UNOCAL #3842 | 2501 E 22ND ST | TUCSON | AZ | 85713 | Pima | 4 | Perm Closure | 1990-12-01 | 500 | Used Oil/Waste Oil | COMPARTMENT A | Double Walled | Fiberglass Reinforced Plastic | Gravity Feed |  | Fiberglass Reinforced Plastic | Removal | 2002-04-02
0-000837 | AFCO #020213 | 4301 W VAN BUREN ST | PHOENIX | AZ | 85043 | Maricopa | 1 | Perm Closure | 1982-05-01 | 12000 | Diesel | COMPARTMENT A |  | Asphalt coated or Bare Steel |  |  |  | Removal | 1988-02-01
0-006043 | ARIZONA BLOCK 2000 | 4025 W WHITTON AVE | PHOENIX | AZ | 85019 | Maricopa | 2 | Perm Closure | 1963-04-02 | 1000 | Gasoline | COMPARTMENT A | Unknown | Asphalt coated or Bare Steel |  |  |  | Removal | 1989-12-06
0-006043 | ARIZONA BLOCK 2000 | 4025 W WHITTON AVE | PHOENIX | AZ | 85019 | Maricopa | 3 | Perm Closure | 1978-04-02 | 10000 | Diesel | COMPARTMENT A | Unknown | Asphalt coated or Bare Steel |  |  |  | Removal | 1989-06-01
0-004303 | SRP - SOUTHSIDE WATER SERVICE CENTER | 3160 S ALMA SCHOOL RD | MESA | AZ | 85210 | Maricopa | 3 | Perm Closure | 2005-06-17 | 10000 | Gasoline | COMPARTMENT A | Unknown | Asphalt coated or Bare Steel |  |  |  | Removal | 1993-04-01
0-004303 | SRP - SOUTHSIDE WATER SERVICE CENTER | 3160 S ALMA SCHOOL RD | MESA | AZ | 85210 | Maricopa | 2 | Perm Closure | 2005-06-17 | 2000 | Diesel | COMPARTMENT A | Unknown | Asphalt coated or Bare Steel |  |  |  | Removal | 1989-02-13
0-004539 | CIRCLE K STORE #2706650 | 4760 E BROADWAY RD | PHOENIX | AZ | 85040 | Maricopa | 3 | Perm Closure | 1970-01-01 | 10000 | Gasoline | COMPARTMENT A |  | Asphalt coated or Bare Steel |  |  |  | Removal | 1990-11-05
0-003191 | MOBIL 18-566 | 359 N COUNTRY CLUB DR | MESA | AZ | 85201 | Maricopa | 1 | Perm Closure | 1971-01-01 | 6000 | Gasoline | COMPARTMENT A |  | Asphalt coated or Bare Steel | Pressure |  |  | Removal | 1991-04-23
0-001520 | CIRCLE K #2703745 | 3410 N HAYDEN RD | SCOTTSDALE | AZ | 85251 | Maricopa | 2 | Open | 1983-01-01 | 10000 | Gasoline | COMPARTMENT A |  | Fiberglass Reinforced Plastic | Pressure |  | Fiberglass Reinforced Plastic
0-005066 | TOLLESON UNION HIGH SCHOOL | 9419 W VAN BUREN ST | TOLLESON | AZ | 85353 | Maricopa | 3 | Perm Closure | 1968-01-01 | 5000 | Diesel | COMPARTMENT A | Double Walled | Asphalt coated or Bare Steel | Suction - Check Valve at the Tank Top |  |  | Removal | 1995-03-13
0-003864 | CITY OF PHOENIX - SOUTHWEST SERVICE CENTER | 3045 S 22ND AVE | PHOENIX | AZ | 85009 | Maricopa | 22 | Perm Closure | 1991-01-01 | 550 | New Oil | COMPARTMENT A | Double Walled | Fiberglass Reinforced Plastic | Suction - Check Valve at the Tank Top | Double Walled | Fiberglass Reinforced Plastic | Removal | 1998-01-22
0-003864 | CITY OF PHOENIX - SOUTHWEST SERVICE CENTER | 3045 S 22ND AVE | PHOENIX | AZ | 85009 | Maricopa | 17 | Perm Closure | 1990-01-01 | 1000 | New Oil | COMPARTMENT A | Double Walled | Fiberglass Reinforced Plastic | Suction - Check Valve at the Tank Top | Double Walled | Fiberglass Reinforced Plastic | Removal | 2016-03-08
0-003864 | CITY OF PHOENIX - SOUTHWEST SERVICE CENTER | 3045 S 22ND AVE | PHOENIX | AZ | 85009 | Maricopa | 13 | Perm Closure | 1990-01-01 | 12000 | Gasoline | COMPARTMENT A | Double Walled | Fiberglass Reinforced Plastic | Pressure | Double Walled | Fiberglass Reinforced Plastic | Removal | 2019-11-13
0-003864 | CITY OF PHOENIX - SOUTHWEST SERVICE CENTER | 3045 S 22ND AVE | PHOENIX | AZ | 85009 | Maricopa | 18 | Perm Closure | 1990-01-01 | 1000 | New Oil | COMPARTMENT A | Double Walled | Fiberglass Reinforced Plastic | Suction - Check Valve at the Tank Top | Double Walled | Fiberglass Reinforced Plastic | Removal | 2016-03-08
0-006971 | USARMY RESERVE 164TH SUPPORT GROUP | 6201 E OAK ST | PHOENIX | AZ | 85008 | Maricopa | 1 | Perm Closure | 1977-01-01 | 5000 | Diesel | COMPARTMENT A | Unknown | Asphalt coated or Bare Steel | Pressure |  |  | Removal | 1991-06-05
0-005722 | YOUNG BLOCK CO | 5601 E HIGHWAY 90 | SIERRA VISTA | AZ | 85635 | Cochise | 2 | Perm Closure | 1978-04-23 | 6000 | Diesel | COMPARTMENT A | Unknown | Asphalt coated or Bare Steel | Suction - Check Valve at the Tank Top |  | Bare or Galvanized Steel | Removal | 1994-06-08
0-006934 | RAMOS POOL PLASTERING | 1230 S 2ND AVE | YUMA | AZ | 85364 | Yuma | 1 | Perm Closure | 2005-06-17 | 1000 | Gasoline | COMPARTMENT A | Unknown | Asphalt coated or Bare Steel | Suction - Check Valve at the Tank Top |  | Bare or Galvanized Steel | Removal | 1990-11-16
0-000941 | UNOCAL #6721 | 2435 E MCKELLIPS RD | MESA | AZ | 85213 | Maricopa | 2 | Perm Closure | 1983-01-01 | 10000 | Gasoline | COMPARTMENT A |  | Asphalt coated or Bare Steel | Pressure |  | Fiberglass Reinforced Plastic | Removal | 1994-06-30
0-001405 | CIRCLE K #2701394 | 2409 S 8TH AVE | YUMA | AZ | 85364 | Yuma | 3 | Perm Closure | 1979-01-01 | 10000 | Gasoline | COMPARTMENT A |  | Asphalt coated or Bare Steel | Pressure | Double Walled | Fiberglass Reinforced Plastic | Removal | 2004-06-28
0-008750 | SCCM | 7902 W GOLD DUST AVE | PEORIA | AZ | 85345 | Maricopa | 2 | Perm Closure | 2005-06-17 | 1000 | Diesel | COMPARTMENT A |  | Asphalt coated or Bare Steel |  |  |  | Removal | 1997-04-04
0-003120 | CHAPPARAL WELL #9 | 12369 SAGUARO BLVD | FOUNTAIN HILLS | AZ | 85268 | Maricopa | 1 | Perm Closure | 1971-05-07 | 500 | Diesel | COMPARTMENT A | Unknown | Asphalt coated or Bare Steel |  |  |  | Removal | 1987-12-01
0-003137 | DMI INDUSTRIES | 598 E 20TH ST | YUMA | AZ | 85365 | Yuma | 1 | Perm Closure | 1984-02-27 | 500 | Gasoline | COMPARTMENT A | Unknown | Asphalt coated or Bare Steel | Suction - Check Valve at the Tank Top |  |  | Removal | 1986-08-01
0-003503 | PINNACLE PEAK GENERAL STORE | 8711 E PINNACLE PEAK RD | SCOTTSDALE | AZ | 85255 | Maricopa | 8 | Open | 2019-08-08 | 20000 | Gasoline (UL) | COMPARTMENT A | Double Walled | Fiberglass Reinforced Plastic | Pressure | Double Walled | Fiberglass Reinforced Plastic
0-003503 | PINNACLE PEAK GENERAL STORE | 8711 E PINNACLE PEAK RD | SCOTTSDALE | AZ | 85255 | Maricopa | 4 | Perm Closure | 1990-04-01 | 10000 | Gasoline | COMPARTMENT A | Double Walled | Fiberglass Reinforced Plastic | Suction - Check Valve at the Tank Top |  | Fiberglass Reinforced Plastic | Removal | 2019-06-19
0-003503 | PINNACLE PEAK GENERAL STORE | 8711 E PINNACLE PEAK RD | SCOTTSDALE | AZ | 85255 | Maricopa | 9 | Open | 2019-08-08 | 12000 | Gasoline (PUL) | COMPARTMENT A | Double Walled | Fiberglass Reinforced Plastic | Pressure | Double Walled | Fiberglass Reinforced Plastic
0-003503 | PINNACLE PEAK GENERAL STORE | 8711 E PINNACLE PEAK RD | SCOTTSDALE | AZ | 85255 | Maricopa | 9 | Open | 2019-08-08 | 8000 | Diesel | COMPARTMENT B | Double Walled | Fiberglass Reinforced Plastic | Pressure | Double Walled | Fiberglass Reinforced Plastic
0-000558 | CROOKTON RADIO |  | SELIGMAN |  |  | Yavapai | 1 | Perm Closure | 1969-01-01 | 10000 | Diesel | COMPARTMENT A |  | Asphalt coated or Bare Steel | Suction - Check Valve at the Tank Top |  |  | Removal | 1992-08-31
0-001704 | CURTIS ROOFING CO | 4574 S 12TH AVE | TUCSON | AZ | 85714 | Pima | 2 | Perm Closure | 1976-01-01 | 2550 | Gasoline | COMPARTMENT A |  | Asphalt coated or Bare Steel |  |  |  | Removal | 1989-05-01
0-001305 | CIRCLE K #2700779 | 1990 N LA CANADA DR | GREEN VALLEY | AZ | 85614 | Pima | 4 | Open | 1994-02-01 | 12000 | Gasoline (UL) | COMPARTMENT A | Double Walled | Fiberglass Reinforced Plastic | Pressure |  | Fiberglass Reinforced Plastic
0-001318 | CIRCLE K #2700809 | 4395 N ROMERO RD | TUCSON | AZ | 85705 | Pima | 6 | Open | 2016-03-22 | 12000 | Gasoline (UL) | COMPARTMENT A | Double Walled | Fiberglass Reinforced Plastic | Pressure | Double Walled | Fiberglass Reinforced Plastic
0-001318 | CIRCLE K #2700809 | 4395 N ROMERO RD | TUCSON | AZ | 85705 | Pima | 1 | Perm Closure | 1972-01-01 | 10000 | Gasoline (Mid-Grade UL) | COMPARTMENT A |  | Asphalt coated or Bare Steel |  |  |  | Removal | 1986-11-01
0-009870 | CIRCLE K #2706358 | 8248 W THOMAS RD | PHOENIX | AZ | 85033 | Maricopa | 2 | Open | 2000-04-28 | 10000 | Gasoline | COMPARTMENT A | Double Walled | Fiberglass Reinforced Plastic | Pressure |  | Fiberglass Reinforced Plastic
0-009870 | CIRCLE K #2706358 | 8248 W THOMAS RD | PHOENIX | AZ | 85033 | Maricopa | 3 | Open | 2000-04-28 | 10000 | Gasoline | COMPARTMENT A | Double Walled | Fiberglass Reinforced Plastic | Pressure |  | Fiberglass Reinforced Plastic
0-009742 | CIRCLE K #2706360 | 4410 E RAY RD | PHOENIX | AZ | 85044 | Maricopa | 2 | Open | 2000-09-29 | 10000 | Gasoline | COMPARTMENT A | Single Walled | Fiberglass Reinforced Plastic | Pressure | Double Walled | Flexible
0-009843 | CITIZEN AUTO STAGE | 67 E BAFFERT DR | NOGALES | AZ | 85621 | Santa Cruz | 1 | Open | 1986-01-01 | 1000 | Used Oil/Waste Oil | COMPARTMENT A | Single Walled | Asphalt coated or Bare Steel | Gravity Feed | Single Walled | Bare or Galvanized Steel
0-005898 | CIRCLE K #2708875 | 3402 N 16TH ST | PHOENIX | AZ | 85016 | Maricopa | 7 | Perm Closure | 1966-01-01 | 4000 | Gasoline | COMPARTMENT A | Double Walled | Asphalt coated or Bare Steel |  |  |  | Removal | 1986-01-01
0-001528 | CIRCLE K #2701908 | 13843 W GLENDALE AVE | GLENDALE | AZ | 85307 | Maricopa | 2 | Open | 1986-01-01 | 10000 | Gasoline | COMPARTMENT A | Single Walled | Fiberglass Reinforced Plastic | Pressure |  | Fiberglass Reinforced Plastic
0-005927 | CIRCLE K #2701985 | 3055 E FORT LOWELL RD | TUCSON | AZ | 85716 | Pima | 2 | Open | 1986-11-30 | 10000 | Gasoline | COMPARTMENT A | Double Walled | Fiberglass Reinforced Plastic | Pressure |  | Fiberglass Reinforced Plastic
0-005438 | CIRCLE K #2702892 | 4501 N 16TH ST | PHOENIX | AZ | 85016 | Maricopa | 3 | Perm Closure | 2004-06-23 | 10000 | Gasoline | COMPARTMENT A | Double Walled | Fiberglass Reinforced Plastic | Pressure | Double Walled | Fiberglass Reinforced Plastic | Removal | 2005-05-10
0-005438 | CIRCLE K #2702892 | 4501 N 16TH ST | PHOENIX | AZ | 85016 | Maricopa | 2 | Perm Closure | 1980-01-01 | 10000 | Gasoline | COMPARTMENT A |  | Asphalt coated or Bare Steel | Pressure |  | Fiberglass Reinforced Plastic | Removal | 2004-06-08
0-002155 | FLETCHER FARMS |  | PEORIA |  |  | Maricopa | 2 | Perm Closure | 1971-02-18 | 660 | Gasoline | COMPARTMENT A | Single Walled | Asphalt coated or Bare Steel |  |  |  | Removal | 1988-01-01
0-009186 | FAA AIRWAY BEACON #33 |  | FORT ROCK ROAD |  |  | Mohave | 2 | Perm Closure | 1942-01-01 | 500 | Gasoline | COMPARTMENT A | Double Walled | Asphalt coated or Bare Steel | Gravity Feed |  |  | Removal | 2001-06-05
0-001855 | ELKHORN RANCH | 2700 W ELKHORN RANCH RD | SASABE | AZ | 85736 | Pima | 1 | Perm Closure | 1956-01-01 | 550 | Gasoline | COMPARTMENT A |  | Asphalt coated or Bare Steel |  |  |  | Removal | 1988-12-01
0-001010 | ERIE WATER PRODUCTION FACILITY | 399 W ERIE | CHANDLER | AZ | 85224 | Maricopa | 1 | Perm Closure | 1982-01-01 | 1000 | Diesel | COMPARTMENT A | Single Walled | Fiberglass Reinforced Plastic | Suction - Check Valve at the Dispenser |  | Copper | Removal | 2002-10-17
0-009636 | GPM #4592 | 719 E THUNDERBIRD RD | PHOENIX | AZ | 85022 | Maricopa | 2 | Open | 2000-04-26 | 20000 | Gasoline | COMPARTMENT A | Double Walled | Fiberglass Reinforced Plastic | Pressure | Double Walled | Fiberglass Reinforced Plastic
0-003850 | CITY OF PHOENIX - POLICE DEPARTMENT HEADQUARTERS | 620 W WASHINGTON ST | PHOENIX | AZ | 85003 | Maricopa | 1 | Perm Closure | 1973-01-01 | 15000 | Diesel | COMPARTMENT A | Single Walled | Asphalt coated or Bare Steel | Pressure |  | Bare or Galvanized Steel | Closed in Place | 1993-06-18
0-003734 | PHILLIPS 66 COMPANY #016082 | 830 W BROADWAY RD | TEMPE | AZ | 85282 | Maricopa | 1 | Perm Closure | 1967-01-01 | 6000 | Gasoline | COMPARTMENT A |  | Asphalt coated or Bare Steel |  |  |  | Removal | 2016-11-30
0-002667 | PAUL J CRITCHETT | 500 TOMBSTONE CYN | BISBEE | AZ | 85603 | Cochise | 2 | Perm Closure | 1939-01-01 | 550 | Gasoline | COMPARTMENT A | Single Walled | Asphalt coated or Bare Steel |  |  |  | Removal | 1989-09-10
0-008973 | OASIS FELLOWSHIP | 7765 N PALO VERDE RD | FLORENCE | AZ | 85132 | Pinal | 1 | Perm Closure | 1975-01-01 |  | Gasoline | COMPARTMENT A |  | Asphalt coated or Bare Steel |  |  |  | Removal
0-007975 | MOUNTAIN POINTE HIGH SCHOOL | 4201 E KNOX RD | PHOENIX | AZ | 85044 | Maricopa | 1 | Open | 1990-01-01 | 500 | Diesel #2 | COMPARTMENT A |  | Fiberglass Reinforced Plastic | Suction - Check Valve at the Tank Top |  | Fiberglass Reinforced Plastic
0-003462 | ARIZONA ARMY NATIONAL GUARD - MAINTENANCE #6 |  | BELLEMONT |  |  | Coconino | 1 | Perm Closure | 1984-04-14 | 2000 | Diesel | COMPARTMENT A | Double Walled | Asphalt coated or Bare Steel |  |  |  | Removal | 1993-01-22
0-003465 | ARIZONA ARMY NATIONAL GUARD - TRAINING SITE |  | BELLEMONT |  |  | Coconino | 2 | Perm Closure | 1942-01-01 | 10000 | (Null) | COMPARTMENT A | Single Walled | Asphalt coated or Bare Steel |  |  |  | Removal | 1991-07-26
0-003465 | ARIZONA ARMY NATIONAL GUARD - TRAINING SITE |  | BELLEMONT |  |  | Coconino | 1 | Perm Closure | 1942-01-01 | 10000 | Gasoline | COMPARTMENT A | Single Walled | Asphalt coated or Bare Steel |  |  |  | Removal | 1991-07-26
0-006873 | NEIL & GERTRUDE VISS |  | PHOENIX |  |  | Maricopa | 1 | Perm Closure | 2005-06-17 |  | Unidentified | COMPARTMENT A | Unknown | Unknown |  |  |  | Removal | 1990-07-01
0-006948 | EXXONMOBIL OIL CORP #10785 | 5958 E MCKELLIPS RD | MESA | AZ | 85215 | Maricopa | 3 | Perm Closure | 1990-05-17 | 10000 | Gasoline | COMPARTMENT A | Single Walled | Fiberglass Reinforced Plastic | Pressure |  | Fiberglass Reinforced Plastic | Removal | 2006-10-05
0-008860 | MOHAVE MARKET PLACE | 5480 S HIGHWAY 95 | MOHAVE VALLEY | AZ | 86426 | Mohave | 2 | Open | 1995-09-08 | 12000 | Diesel | COMPARTMENT A |  | Fiberglass Reinforced Plastic | Pressure | Double Walled | Fiberglass Reinforced Plastic
0-006458 | DAVES FAST STOP | 3933 N ROBERT RD | PRESCOTT VALLEY | AZ | 86314 | Yavapai | 3 | Open | 1996-04-11 | 12000 | Gasoline | COMPARTMENT A | Double Walled | Fiberglass Reinforced Plastic | Pressure | Double Walled | Flexible
0-004725 | SANTA FE AUTOS INC | 805 W ROUTE 66 | FLAGSTAFF | AZ | 86001 | Coconino | 2 | Perm Closure | 2005-06-17 | 10000 | Gasoline | COMPARTMENT A |  | Asphalt coated or Bare Steel |  |  |  | Removal | 1988-05-01
0-004725 | SANTA FE AUTOS INC | 805 W ROUTE 66 | FLAGSTAFF | AZ | 86001 | Coconino | 1 | Perm Closure | 1961-01-01 | 10000 | Gasoline | COMPARTMENT A |  | Asphalt coated or Bare Steel |  |  |  | Removal | 1988-05-01
0-003174 | WESTEX INC C/O SAIA MOTOR FREIGHT LINE | 2717 N FLOWING WELLS RD | TUCSON | AZ | 85705 | Pima | 3 | Perm Closure | 1980-05-02 | 12000 | Diesel | COMPARTMENT A | Unknown | Asphalt coated or Bare Steel |  |  |  | Removal | 1987-12-12
0-005440 | MINI-MAX FOOD STORE | 705 E MAIN ST | AVONDALE | AZ | 85323 | Maricopa | 2 | Perm Closure | 1983-01-01 | 10000 | Gasoline | COMPARTMENT A | Single Walled | Fiberglass Reinforced Plastic | Pressure |  | Fiberglass Reinforced Plastic | Removal | 2016-09-08
0-002019 | EXXON #7-6351 | 1215 S COUNTRY CLUB DR | MESA | AZ | 85210 | Maricopa | 1 | Perm Closure | 1969-01-01 | 3000 | Gasoline | COMPARTMENT A | Single Walled | Asphalt coated or Bare Steel | Pressure |  | Fiberglass Reinforced Plastic | Removal | 1996-11-01
0-002019 | EXXON #7-6351 | 1215 S COUNTRY CLUB DR | MESA | AZ | 85210 | Maricopa | 4 | Perm Closure | 1969-01-01 | 3000 | Gasoline | COMPARTMENT A | Single Walled | Asphalt coated or Bare Steel | Pressure |  | Fiberglass Reinforced Plastic | Removal | 1996-11-01
0-005448 | CIRCLE K #2908 | 7002 S NOGALES HWY | TUCSON | AZ | 85756 | Pima | 3 | Perm Closure | 1998-06-24 | 12000 | Gasoline | COMPARTMENT A | Double Walled | Fiberglass Reinforced Plastic | Pressure | Double Walled | Fiberglass Reinforced Plastic | Removal | 2014-11-05
0-005050 | CIRCLE K STORE #2709162 | 1995 W CHANDLER BLVD | CHANDLER | AZ | 85224 | Maricopa | 1 | Open | 1989-03-03 | 10000 | Gasoline | COMPARTMENT A | Double Walled | Fiberglass Reinforced Plastic | Pressure | Single Walled | Fiberglass Reinforced Plastic
0-005050 | CIRCLE K STORE #2709162 | 1995 W CHANDLER BLVD | CHANDLER | AZ | 85224 | Maricopa | 3 | Open | 1989-03-03 | 10000 | Gasoline | COMPARTMENT A | Double Walled | Fiberglass Reinforced Plastic | Pressure | Single Walled | Fiberglass Reinforced Plastic
0-002193 | FRYS FOOD & DRUG STORES - DISTRIBUTION CENTER | 6101 W WASHINGTON ST | PHOENIX | AZ | 85043 | Maricopa | 1 | Perm Closure | 1975-05-02 | 10000 | Diesel | COMPARTMENT A | Single Walled | Asphalt coated or Bare Steel | Pressure |  | Bare or Galvanized Steel | Removal | 1999-10-19
0-006581 | MOHAVE COUNTY - ROAD FACILITY | 9910 VANDERSLICE RD | MOHAVE VALLEY | AZ | 86440 | Mohave | 1 | Perm Closure | 1989-01-01 | 10000 | Gasoline | COMPARTMENT A | Double Walled | Fiberglass Reinforced Plastic | Suction - Check Valve at the Tank Top |  | Fiberglass Reinforced Plastic | Removal | 2007-04-11
0-003456 | FIRESTONE #2627 | 3638 E THOMAS RD | PHOENIX | AZ | 85018 | Maricopa | 2 | Perm Closure | 1963-01-01 | 200 | Gasoline | COMPARTMENT A |  | Asphalt coated or Bare Steel |  |  |  | Closed in Place | 1971-03-01
0-003456 | FIRESTONE #2627 | 3638 E THOMAS RD | PHOENIX | AZ | 85018 | Maricopa | 1 | Perm Closure | 1963-01-01 | 250 | Used Oil/Waste Oil | COMPARTMENT A |  | Asphalt coated or Bare Steel | Gravity Feed |  |  | Removal | 1996-03-06
0-000645 | SPEEDWAY #2958 | 10800 E NORTH FRONTAGE RD | YUMA | AZ | 85367 | Yuma | 4 | Open | 1983-01-01 | 20000 | Diesel | COMPARTMENT A | Double Walled | Composite (Steel/Fiberglass) | Pressure | Single Walled | Fiberglass Reinforced Plastic
0-009090 | KV 33 CORP | 56 E 5TH ST | TUCSON | AZ | 85705 | Pima | 4 | Perm Closure | 2005-06-17 | 10000 | Diesel | COMPARTMENT A | Unknown | Asphalt coated or Bare Steel |  |  |  | Removal | 1987-07-17
0-004593 | GOAR SERVICE SUPPLY INC | 1602 W GRANT RD | TUCSON | AZ | 85745 | Pima | 2 | Perm Closure | 2005-06-17 | 4000 | Diesel | COMPARTMENT A |  | Asphalt coated or Bare Steel | Suction - Check Valve at the Tank Top |  |  | Removal | 1991-03-12
0-008666 | ZANES STEAKHOUSE |  | OVERGAARD |  |  | Navajo | 1 | Perm Closure | 1951-01-01 |  | Gasoline | COMPARTMENT A | Double Walled | Asphalt coated or Bare Steel |  |  |  | Closed in Place | 1965-01-01
0-008990 | ARCO AM/PM #82770 | 550 W ELLIOT RD | TEMPE | AZ | 85284 | Maricopa | 3 | Perm Closure | 1996-03-12 | 10000 | Gasoline (UL) | COMPARTMENT A | Double Walled | Fiberglass Reinforced Plastic | Pressure | Double Walled | Fiberglass Reinforced Plastic | Removal | 2016-06-28
0-008990 | ARCO AM/PM #82770 | 550 W ELLIOT RD | TEMPE | AZ | 85284 | Maricopa | 2 | Perm Closure | 1996-03-12 | 10000 | Gasoline (UL) | COMPARTMENT A | Double Walled | Fiberglass Reinforced Plastic | Pressure | Double Walled | Fiberglass Reinforced Plastic | Removal | 2016-06-28
0-000726 | FLORENCE ACI HOG FARM | 1305 E BUTTE AVE | FLORENCE | AZ | 85132 | Pinal | 2 | Perm Closure | 2005-06-17 | 6000 | Diesel | COMPARTMENT A |  | Asphalt coated or Bare Steel | Suction - Check Valve at the Tank Top |  |  | Removal | 1990-08-07
0-000157 | AMERIGAS FACILITY | 1101 LAKE HAVASU AVE N | LAKE HAVASU CITY | AZ | 86403 | Mohave | 1 | Perm Closure | 1984-01-01 | 10000 | Diesel | COMPARTMENT A | Single Walled | Asphalt coated or Bare Steel | Pressure |  | Fiberglass Reinforced Plastic | Removal | 1998-07-16
0-004052 | APACHE MARKET | 1007 E FREMONT ST | TOMBSTONE | AZ | 85638 | Cochise | 2 | Perm Closure | 1976-01-01 | 6000 | Diesel | COMPARTMENT A |  | Asphalt coated or Bare Steel | Pressure |  | Fiberglass Reinforced Plastic | Removal | 2017-05-17
0-000840 | AFCO #020218 | 755 E MCKELLIPS RD | MESA | AZ | 85203 | Maricopa | 3 | Perm Closure | 1986-01-01 | 6000 | Gasoline | COMPARTMENT A | Single Walled | Fiberglass Reinforced Plastic | Pressure |  | Fiberglass Reinforced Plastic | Removal | 2016-09-16
0-006394 | ALHAMBRA HIGH SCHOOL | 3839 W CAMELBACK RD | PHOENIX | AZ | 85019 | Maricopa | 1 | Perm Closure | 1982-01-01 | 1000 | Unidentified | COMPARTMENT A | Double Walled | Asphalt coated or Bare Steel |  |  |  | Removal | 1991-03-25
0-004679 | 7-ELEVEN #26085 | 1850 W GLENDALE AVE | PHOENIX | AZ | 85021 | Maricopa | 1 | Perm Closure | 1985-01-01 | 10000 | Gasoline | COMPARTMENT A | Single Walled | Fiberglass Reinforced Plastic | Pressure |  | Fiberglass Reinforced Plastic | Removal | 2012-09-11
0-001022 | SIMS RECYCLING SOLUTIONS | 820 S EUCLID AVE | TUCSON | AZ | 85719 | Pima | 4 | Perm Closure | 1961-01-01 | 1000 | Gasoline | COMPARTMENT A |  | Asphalt coated or Bare Steel |  |  |  | Removal | 1989-11-30
0-005130 | TRICO ELECTRIC COOPERATIVE INC | 5100 W INA RD | TUCSON | AZ | 85743 | Pima | 3 | Perm Closure | 1975-03-06 | 4000 | Gasoline | COMPARTMENT A | Unknown | Asphalt coated or Bare Steel |  |  |  | Removal | 1988-12-07
0-005040 | SPEEDWAY STORE #2999 | 410 W HOPI DR | HOLBROOK | AZ | 86025 | Navajo | 2 | Perm Closure | 1976-05-08 | 8000 | Gasoline | COMPARTMENT A | Double Walled | Asphalt coated or Bare Steel | Pressure |  |  | Removal | 2007-08-07
0-005040 | SPEEDWAY STORE #2999 | 410 W HOPI DR | HOLBROOK | AZ | 86025 | Navajo | 5 | Open | 2007-09-26 | 7000 | Gasoline | COMPARTMENT A | Double Walled | Composite (Steel/Fiberglass) | Pressure
0-007148 | SHELL #78 | 3444 S 40TH ST | PHOENIX | AZ | 85040 | Maricopa | 4 | Perm Closure | 1990-02-01 | 10000 | Diesel | COMPARTMENT A | Double Walled | Fiberglass Reinforced Plastic | Pressure |  | Fiberglass Reinforced Plastic | Removal | 2017-01-04
0-008708 | SUPERPUMPER #13 | 704 E GREENWAY PKWY | PHOENIX | AZ | 85022 | Maricopa | 2 | Open | 1995-08-01 | 12000 | Gasoline | COMPARTMENT A | Double Walled | Fiberglass Reinforced Plastic | Pressure | Double Walled | Fiberglass Reinforced Plastic
0-009319 | GOOD TO GO STORES #520 | 8333 N CORTARO RD | MARANA | AZ | 85743 | Pima | 1 | Open | 1997-09-02 | 15000 | Gasoline | COMPARTMENT A | Double Walled | Composite (Steel/Fiberglass) | Pressure | Double Walled | Fiberglass Reinforced Plastic
0-007155 | VACANT BUILDING | 1844 N 27TH AVE | PHOENIX | AZ | 85009 | Maricopa | 1 | Perm Closure | 2005-06-17 | 250 | Gasoline | COMPARTMENT A | Unknown | Unknown |  |  |  | Removal | 1990-11-27
0-008291 | VACANT LOT | 4990 N 32ND ST | PHOENIX | AZ | 85016 | Maricopa | 1 | Perm Closure | 2005-06-17 | 1000 | Unidentified | COMPARTMENT A | Unknown | Unknown |  |  |  | Removal | 1994-02-08
0-005210 | TWIN PINES GASOLINE STORE | 7141 N US HIGHWAY 89 | FLAGSTAFF | AZ | 86004 | Coconino | 2 | Perm Closure | 1978-04-21 | 12000 | Gasoline | COMPARTMENT A | Single Walled | Asphalt coated or Bare Steel | Pressure |  | Fiberglass Reinforced Plastic | Removal | 2018-08-29
0-007149 | MESA FULLY FORMED | 1111 S LEWIS | MESA | AZ | 85210 | Maricopa | 1 | Perm Closure | 1975-01-03 | 12000 | Unidentified | COMPARTMENT A | Unknown | Unknown |  |  |  | Removal | 1991-01-04
0-009549 | GOOD SAMARITAN GAS STATION | 1050 E CULVER ST | PHOENIX | AZ | 85006 | Maricopa | 1 | Perm Closure | 1982-01-01 | 12000 | Gasoline | COMPARTMENT A | Unknown | Fiberglass Reinforced Plastic |  |  |  | Removal | 1997-06-12
0-006449 | SPEEDWAY STORE #2886 | 101 E BUTLER AVE | FLAGSTAFF | AZ | 86001 | Coconino | 3 | Open | 1995-01-01 | 12000 | Gasoline | COMPARTMENT A | Single Walled | Asphalt coated or Bare Steel | Pressure | Double Walled | Fiberglass Reinforced Plastic
0-002907 | L & M FARM INC |  | FLORENCE |  |  | Pinal | 1 | Perm Closure | 1972-01-01 | 4000 | Diesel | COMPARTMENT A |  | Asphalt coated or Bare Steel |  |  |  | Removal | 1988-12-01
0-003119 | MC NEELEYS | 503 S BEELINE HWY | PAYSON | AZ | 85541 | Gila | 3 | Perm Closure | 2005-06-17 |  | Gasoline | COMPARTMENT A | Double Walled | Asphalt coated or Bare Steel |  |  |  | Removal | 1986-01-01
0-003119 | MC NEELEYS | 503 S BEELINE HWY | PAYSON | AZ | 85541 | Gila | 2 | Perm Closure | 2005-06-17 |  | Gasoline | COMPARTMENT A | Double Walled | Asphalt coated or Bare Steel |  |  |  | Removal | 1986-01-01
0-007202 | JOE'S GARAGE | 538 N GRAND AVE | NOGALES | AZ | 85621 | Santa Cruz | 4 | Perm Closure | 1966-05-01 | 500 | Used Oil/Waste Oil | COMPARTMENT A | Double Walled | Asphalt coated or Bare Steel | Gravity Feed |  |  | Removal | 1991-09-01
0-002964 | JOHN C LINCOLN HOSPITAL & HEALTH | 9211 N 2ND ST | PHOENIX | AZ | 85020 | Maricopa | 1 | Perm Closure | 1976-01-01 | 1500 | Diesel | COMPARTMENT A |  | Asphalt coated or Bare Steel | Gravity Feed |  | Bare or Galvanized Steel | Removal | 1993-02-09
0-002460 | HELENA CHEMICAL CO | 599 S LITCHFIELD RD | GOODYEAR | AZ | 85338 | Maricopa | 1 | Perm Closure | 2005-06-17 |  | Gasoline | COMPARTMENT A | Single Walled | Asphalt coated or Bare Steel |  |  |  | Removal | 1986-04-19
0-002571 | INTERCONTINENTAL ELECTRIC CORP | 10657 E OLD VAIL CONNECTION RD | TUCSON | AZ | 85747 | Pima | 2 | Perm Closure | 1979-03-18 | 5000 | Gasoline | COMPARTMENT A | Single Walled | Asphalt coated or Bare Steel |  |  |  | Removal | 1991-05-21
0-002571 | INTERCONTINENTAL ELECTRIC CORP | 10657 E OLD VAIL CONNECTION RD | TUCSON | AZ | 85747 | Pima | 1 | Perm Closure | 1979-03-18 | 3000 | Unidentified | COMPARTMENT A | Single Walled | Asphalt coated or Bare Steel |  |  |  | Removal | 1991-05-21
0-001635 | CONSOLIDATED FREIGHTWAYS | 3350 E AJO WAY | TUCSON | AZ | 85713 | Pima | 2 | Perm Closure | 1975-01-01 | 10000 | Diesel | COMPARTMENT A | Single Walled | Asphalt coated or Bare Steel | Suction - Check Valve at the Tank Top | Single Walled | Bare or Galvanized Steel | Removal | 1999-03-19
0-001287 | CIRCLE K #2700689 | 990 N BROAD ST | GLOBE | AZ | 85501 | Gila | 1 | Open | 1981-01-01 | 10000 | Gasoline | COMPARTMENT A | Double Walled | Fiberglass Reinforced Plastic | Pressure | Single Walled | Bare or Galvanized Steel
0-001287 | CIRCLE K #2700689 | 990 N BROAD ST | GLOBE | AZ | 85501 | Gila | 2 | Open | 1981-01-01 | 10000 | Gasoline | COMPARTMENT A | Double Walled | Fiberglass Reinforced Plastic | Pressure | Single Walled | Bare or Galvanized Steel
0-002147 | CITY OF FLAGSTAFF - EAST-SIDE YARD | 5401 E COMMERCE AVE | FLAGSTAFF | AZ | 86004 | Coconino | 2 | Perm Closure | 1971-05-07 | 7500 | Diesel | COMPARTMENT A | Single Walled | Asphalt coated or Bare Steel | Pressure |  |  | Removal | 1996-06-25
0-004578 | CITY OF SOMERTON - PUBLIC WORKS YARD | 348 N SOMERTON AVE | SOMERTON | AZ | 85350 | Yuma | 2 | Perm Closure | 1982-05-20 | 1000 | Gasoline | COMPARTMENT A | Double Walled | Asphalt coated or Bare Steel |  |  |  | Removal | 1991-05-01
0-004814 | TOWN OF SURPRISE - CITY SHOP | 12604 W SANTA FE DR | SURPRISE | AZ | 85378 | Maricopa | 1 | Perm Closure | 1983-04-11 | 2000 | Gasoline | COMPARTMENT A | Double Walled | Asphalt coated or Bare Steel |  |  |  | Removal | 1991-03-06
0-008030 | FED MART | 5115 N 27TH AVE | PHOENIX | AZ | 85017 | Maricopa | 3 | Perm Closure | 2005-06-17 | 8000 | Gasoline | COMPARTMENT A | Double Walled | Asphalt coated or Bare Steel |  |  |  | Removal | 1991-04-26
0-009513 | SAL STORES | 420 N APACHE TRL | APACHE JUNCTION | AZ | 85120 | Pinal | 1 | Perm Closure | 1988-08-01 | 10000 | Gasoline | COMPARTMENT A | Single Walled | Fiberglass Reinforced Plastic | Pressure |  | Fiberglass Reinforced Plastic | Removal | 2003-05-28
0-003515 | FORD SPEERY NEW HOLLAND TRACTOR | 1690 N ARIZONA AVE | CHANDLER | AZ | 85224 | Maricopa | 2 | Perm Closure | 1974-01-01 | 3000 | Diesel | COMPARTMENT A |  | Asphalt coated or Bare Steel |  |  |  | Removal | 1988-04-04
0-009817 | CIRCLE K STORE #2709192 | 4135 W ANTHEM WAY | PHOENIX | AZ | 85086 | Maricopa | 1 | Open | 2000-11-29 | 8000 | Diesel | COMPARTMENT A | Double Walled | Fiberglass Reinforced Plastic | Pressure | Double Walled | Flexible
0-009731 | PENNZOIL 10 MINUTE OIL CHANGE | 512 W BROADWAY RD | MESA | AZ | 85210 | Maricopa | 1 | Perm Closure | 1987-01-01 | 1000 | Used Oil/Waste Oil | COMPARTMENT A | Double Walled | Fiberglass Reinforced Plastic | Gravity Feed |  |  | Removal | 2001-05-15
0-003240 | MOBIL 18-MEN | 7350 W CHANDLER BLVD | CHANDLER | AZ | 85226 | Maricopa | 10 | Perm Closure | 1987-11-01 | 10000 | Gasoline | COMPARTMENT A | Double Walled | Fiberglass Reinforced Plastic | Pressure | Double Walled | Fiberglass Reinforced Plastic | Removal | 2008-03-17
0-005870 | MOHAVE COUNTY - ROAD DEPARMENT |  | KINGMAN |  |  | Mohave | 3 | Perm Closure | 1987-11-01 | 2000 | Gasoline | COMPARTMENT A |  | Asphalt coated or Bare Steel |  |  |  | Removal | 1990-12-14
0-003299 | MONTGOMERY WARD | 4469 E THOMAS RD | PHOENIX | AZ | 85018 | Maricopa | 4 | Perm Closure | 1961-01-09 | 2000 | Used Oil/Waste Oil | COMPARTMENT A | Unknown | Asphalt coated or Bare Steel |  |  |  | Removal | 1989-07-14
0-003299 | MONTGOMERY WARD | 4469 E THOMAS RD | PHOENIX | AZ | 85018 | Maricopa | 5 | Perm Closure | 1961-01-09 | 2000 | Used Oil/Waste Oil | COMPARTMENT A | Unknown | Asphalt coated or Bare Steel |  |  |  | Removal | 1989-07-14
0-006018 | SAGUARO LAWN MAINTENANCE | 11701 N 91ST AVE | PEORIA | AZ | 85345 | Maricopa | 1 | Perm Closure | 1978-01-01 | 4000 | Gasoline | COMPARTMENT A | Double Walled | Asphalt coated or Bare Steel | Suction - Check Valve at the Tank Top |  |  | Removal | 2007-01-30
0-005987 | RAIN FOR RENT INC | 26001 S ARIZONA AVE | CHANDLER | AZ | 85248 | Maricopa | 3 | Perm Closure | 1983-03-25 | 500 | Gasoline | COMPARTMENT A | Unknown | Asphalt coated or Bare Steel |  |  |  | Removal | 1993-04-20
0-002055 | QUIK MART #100920 | 8494 E SPEEDWAY BLVD | TUCSON | AZ | 85710 | Pima | 1 | Perm Closure | 1979-01-01 | 10000 | Gasoline | COMPARTMENT A | Single Walled | Asphalt coated or Bare Steel |  |  |  | Removal | 1992-08-31
0-000568 | AT&T - MESA AZ4190 | 1355 W UNIVERSITY DR | MESA | AZ | 85201 | Maricopa | 1 | Perm Closure | 1985-01-01 | 15000 | Diesel | COMPARTMENT A | Double Walled | Fiberglass Reinforced Plastic |  |  |  | Removal | 1998-09-25
0-007486 | APPOLO RADIATOR & SERVICE | 2202 E ROUTE 66 | FLAGSTAFF | AZ | 86004 | Coconino | 5 | Perm Closure | 2005-06-17 | 20 | Unidentified | COMPARTMENT A | Single Walled | Asphalt coated or Bare Steel |  |  |  | Removal | 1991-10-21
0-006800 | ARIZONA AUTOMOBILE ASSOCIATION | 240 W DRACHMAN ST | TUCSON | AZ | 85705 | Pima | 1 | Perm Closure | 1966-01-01 | 2500 | Diesel | COMPARTMENT A | Unknown | Asphalt coated or Bare Steel | Suction - Check Valve at the Tank Top |  |  | Removal | 1990-03-28
0-004653 | 7-ELEVEN #21821 | 815 S ALMA SCHOOL RD | MESA | AZ | 85210 | Maricopa | 2 | Perm Closure | 1984-01-01 | 10000 | Gasoline | COMPARTMENT A | Single Walled | Fiberglass Reinforced Plastic | Pressure |  | Fiberglass Reinforced Plastic | Removal | 2017-09-12
0-004653 | 7-ELEVEN #21821 | 815 S ALMA SCHOOL RD | MESA | AZ | 85210 | Maricopa | 3 | Perm Closure | 1984-01-01 | 10000 | Gasoline | COMPARTMENT A | Single Walled | Fiberglass Reinforced Plastic | Pressure |  | Fiberglass Reinforced Plastic | Removal | 2017-09-12
0-004663 | 7-ELEVEN #23765 | 4302 W MCDOWELL RD | PHOENIX | AZ | 85035 | Maricopa | 3 | Perm Closure | 1982-01-01 | 10000 | Gasoline | COMPARTMENT A | Single Walled | Fiberglass Reinforced Plastic | Pressure |  | Fiberglass Reinforced Plastic | Removal | 2002-07-24
0-006646 | CAMP VERDE AUTOMOTIVE | 27 W GENERAL CROOK TRL | CAMP VERDE | AZ | 86322 | Yavapai | 1 | Perm Closure | 1969-02-13 | 1000 | Used Oil/Waste Oil | COMPARTMENT A | Unknown | Asphalt coated or Bare Steel | Gravity Feed |  | Fiberglass Reinforced Plastic | Removal | 1995-03-30
0-005397 | CAMPUS AGRICULTURAL CENTER | 4101 N CAMPBELL AVE | TUCSON | AZ | 85719 | Pima | 1 | Perm Closure | 1966-05-05 | 2000 | Gasoline | COMPARTMENT A | Double Walled | Asphalt coated or Bare Steel |  |  |  | Removal | 1991-08-27
0-000693 | BEYER LAND CO | 27300 W BASELINE RD | BUCKEYE | AZ | 85326 | Maricopa | 1 | Perm Closure | 1976-01-01 | 2000 | Gasoline | COMPARTMENT A |  | Asphalt coated or Bare Steel | Suction - Check Valve at the Tank Top |  | Bare or Galvanized Steel | Removal | 1992-07-08
0-002373 | GILA BEND FOOD MART LLC | 619 W PIMA ST | GILA BEND | AZ | 85337 | Maricopa | 7 | Open | 2019-08-08 | 12000 | Diesel | COMPARTMENT A | Double Walled | Fiberglass Reinforced Plastic | Pressure | Double Walled | Fiberglass Reinforced Plastic
0-002373 | GILA BEND FOOD MART LLC | 619 W PIMA ST | GILA BEND | AZ | 85337 | Maricopa | 2 | Perm Closure | 1972-01-01 | 12000 | Gasoline | COMPARTMENT A | Double Walled | Composite (Steel/Fiberglass) | Pressure | Single Walled | Fiberglass Reinforced Plastic | Removal | 2019-07-25
0-003131 | BOB'S AUTOMOTIVE | 100 E I-10B | BOWIE | AZ | 85605 | Cochise | 2 | Perm Closure | 1951-05-03 | 2000 | Gasoline | COMPARTMENT A | Unknown | Asphalt coated or Bare Steel |  |  |  | Removal | 2011-08-26
0-000946 | SHELL #31 | 6705 W BETHANY HOME RD | GLENDALE | AZ | 85303 | Maricopa | 5 | Open | 2020-11-06 | 12000 | Gasoline (UL) | COMPARTMENT A | Double Walled | Fiberglass Reinforced Plastic | Pressure | Double Walled | Fiberglass Reinforced Plastic
0-009151 | TANQUE VERDE GUEST RANCH | 14301 E SPEEDWAY BLVD | TUCSON | AZ | 85748 | Pima | 3 | Open | 1998-05-14 | 2000 | Gasoline | COMPARTMENT A | Double Walled | Fiberglass Reinforced Plastic | Suction - Check Valve at the Tank Top |  | Fiberglass Reinforced Plastic
0-004846 | SIERRA VISTA 67 | 6602 N CASA GRANDE HWY | MARANA | AZ | 85743 | Pima | 1 | Perm Closure | 1981-01-01 | 8000 | Gasoline | COMPARTMENT A | Double Walled | Asphalt coated or Bare Steel |  |  |  | Closed in Place | 1985-01-01
0-008893 | FEDEX FREIGHT INC | 5620 W LOWER BUCKEYE RD | PHOENIX | AZ | 85043 | Maricopa | 1 | Open | 1996-03-01 | 3000 | Diesel | COMPARTMENT B | Double Walled | Composite (Steel/Fiberglass) | Pressure | Double Walled | Fiberglass Reinforced Plastic
0-001694 | MCNEECE SHELL #20 | 2400 S 4TH AVE | YUMA | AZ | 85364 | Yuma | 1 | Perm Closure | 1966-01-01 | 7500 | Gasoline | COMPARTMENT A |  | Asphalt coated or Bare Steel | Suction - Check Valve at the Tank Top |  | Fiberglass Reinforced Plastic | Removal | 1994-09-08
0-001694 | MCNEECE SHELL #20 | 2400 S 4TH AVE | YUMA | AZ | 85364 | Yuma | 4 | Perm Closure | 2005-06-17 | 500 | Used Oil/Waste Oil | COMPARTMENT A |  | Asphalt coated or Bare Steel | Gravity Feed |  | Fiberglass Reinforced Plastic | Removal | 1994-09-08
0-008910 | MEXICO DELI INC | 12946 W SANTA FE DR | SURPRISE | AZ | 85378 | Maricopa | 3 | Perm Closure | 1982-01-01 | 6000 | Diesel | COMPARTMENT A | Double Walled | Asphalt coated or Bare Steel | Suction - Check Valve at the Tank Top |  |  | Removal | 1999-04-28
0-003428 | GLENDALE MAIN CO #165030 | 7029 N 58TH AVE | GLENDALE | AZ | 85301 | Maricopa | 1 | Perm Closure | 1972-01-04 | 3000 | Diesel | COMPARTMENT A | Double Walled | Asphalt coated or Bare Steel |  |  |  | Removal | 1991-05-31
0-003479 | GREYHOUND LINES INC | 401 S MALPAIS LN | FLAGSTAFF | AZ | 86001 | Coconino | 2 | Perm Closure | 1971-05-16 | 1000 | Gasoline | COMPARTMENT A | Unknown | Unknown |  |  |  | Closed in Place | 1989-01-05
0-008012 | FRIENDSHIP VILLAGE OF TEMPE | 2645 E SOUTHERN AVE | TEMPE | AZ | 85282 | Maricopa | 1 | Perm Closure | 1979-01-01 | 280 | Gasoline | COMPARTMENT A | Unknown | Asphalt coated or Bare Steel | Suction - Check Valve at the Tank Top |  |  | Removal | 1998-02-23
0-008027 | COPPER STATE RUBBER | 750 S 59TH AVE | PHOENIX | AZ | 85043 | Maricopa | 1 | Perm Closure | 2005-06-17 |  | Unidentified | COMPARTMENT A | Double Walled | Asphalt coated or Bare Steel |  |  |  | Removal | 1990-01-31
0-002635 | SHASTA POOLS | 1740 GRAND AVE | PHOENIX | AZ | 85007 | Maricopa | 2 | Perm Closure | 1964-07-10 | 1000 | Gasoline | COMPARTMENT A | Single Walled | Asphalt coated or Bare Steel |  |  |  | Removal | 1988-09-01
0-006869 | INTERSTATE PEST CONTROL INC | 9835 N 21ST AVE | PHOENIX | AZ | 85021 | Maricopa | 1 | Perm Closure | 1970-09-16 | 1000 | Gasoline | COMPARTMENT A | Unknown | Asphalt coated or Bare Steel | Suction - Check Valve at the Tank Top |  |  | Removal | 1989-11-30
0-001009 | CAP - ARIZONA WATER PRODUCTION FACILITY | 296 E CHILTON DR | CHANDLER | AZ | 85225 | Maricopa | 1 | Perm Closure | 1985-01-01 | 2000 | Diesel | COMPARTMENT A | Single Walled | Fiberglass Reinforced Plastic | Suction - Check Valve at the Dispenser | Single Walled | Bare or Galvanized Steel | Removal | 2019-01-11
0-002200 | GRW PROPERTIES INC | 3011 W WHITTON AVE | PHOENIX | AZ | 85017 | Maricopa | 4 | Perm Closure | 1971-04-23 | 4000 | Gasoline | COMPARTMENT A | Unknown | Unknown |  |  |  | Closed in Place | 1987-09-04
0-006392 | RIO VERDE RANCH & BOX BAR | 4 PEAKS BLVD | RIO VERDE | AZ | 85263 | Maricopa | 5 | Perm Closure | 2005-06-17 |  | Gasoline | COMPARTMENT A | Unknown | Unknown |  |  |  | Removal | 1988-12-01
0-004610 | 7-ELEVEN #13009 | 6025 N 16TH ST | PHOENIX | AZ | 85016 | Maricopa | 2 | Perm Closure | 1971-02-05 | 8000 | Gasoline | COMPARTMENT A | Double Walled | Asphalt coated or Bare Steel |  |  |  | Removal | 1991-01-15
0-005974 | HUMBOLDT MARKET | 2735 S HIGHWAY 69 | DEWEY | AZ | 86327 | Yavapai | 4 | Perm Closure | 1987-01-01 | 12000 | Diesel | COMPARTMENT A | Double Walled | Fiberglass Reinforced Plastic |  |  |  | Removal | 1994-04-20
0-005974 | HUMBOLDT MARKET | 2735 S HIGHWAY 69 | DEWEY | AZ | 86327 | Yavapai | 11 | Perm Closure | 1994-06-08 | 12000 | Diesel | COMPARTMENT A | Double Walled | Fiberglass Reinforced Plastic | Pressure | Double Walled | Fiberglass Reinforced Plastic | Removal | 2020-05-12
0-005974 | HUMBOLDT MARKET | 2735 S HIGHWAY 69 | DEWEY | AZ | 86327 | Yavapai | 6 | Perm Closure | 1987-01-01 | 2000 | Gasoline | COMPARTMENT A | Double Walled | Fiberglass Reinforced Plastic |  |  |  | Removal | 1988-08-01
0-005974 | HUMBOLDT MARKET | 2735 S HIGHWAY 69 | DEWEY | AZ | 86327 | Yavapai | 12 | Perm Closure | 1994-06-08 | 12000 | Gasoline | COMPARTMENT A | Double Walled | Fiberglass Reinforced Plastic | Pressure | Double Walled | Fiberglass Reinforced Plastic | Removal | 2020-05-12
0-005901 | TOWN OF WINKELMAN - YARD | 104 W FIRST ST | WINKELMAN | AZ | 85192 | Pinal | 1 | Perm Closure | 1962-11-13 | 500 | Gasoline | COMPARTMENT A | Unknown | Asphalt coated or Bare Steel |  |  |  | Removal | 1992-01-10
0-000226 | ADOT - SONOITA MAINTENANCE CAMP |  | SONOITA |  |  | Santa Cruz | 2 | Perm Closure | 1958-01-01 | 1000 | Diesel | COMPARTMENT A | Single Walled | Asphalt coated or Bare Steel | Suction - Check Valve at the Tank Top |  |  | Removal | 1993-12-07
0-010092 | COSTCO #465 | 4502 E OAK ST | PHOENIX | AZ | 85008 | Maricopa | 4 | Open | 2012-01-16 | 1500 | Unidentified | COMPARTMENT A | Double Walled | Fiberglass Reinforced Plastic | Pressure | Double Walled | Fiberglass Reinforced Plastic
0-002433 | RIVIERA SERVICE - FORMER |  | BULLHEAD CITY |  |  | Mohave | 2 | Perm Closure | 1968-01-01 | 6000 | Gasoline | COMPARTMENT A |  | Asphalt coated or Bare Steel |  |  |  | Removal | 1990-12-10
0-010086 | PARCEL 112-31-032 | 318 E BUCHANAN ST | PHOENIX | AZ | 85004 | Maricopa | 3 | Perm Closure | 2006-07-18 | 10000 | Gasoline | COMPARTMENT A | Single Walled | Asphalt coated or Bare Steel |  |  |  | Removal | 2005-10-20
0-005464 | CITY OF SCOTTSDALE - TROON VILLAGE WWTP |  | SCOTTSDALE |  |  | Maricopa | 1 | Perm Closure | 1985-01-01 | 550 | Diesel | COMPARTMENT A | Unknown | Unknown | Suction - Check Valve at the Tank Top |  |  | Removal | 1996-10-22
0-002633 | ASP - FLORENCE COMPLEX | 1305 E BUTTE AVE | FLORENCE | AZ | 85132 | Pinal | 13 | Perm Closure | 1983-01-01 | 5000 | Diesel | COMPARTMENT A | Double Walled | Asphalt coated or Bare Steel |  |  |  | Removal | 1994-12-09
0-000792 | LAUGHLIN/BULLHEAD INTERNATIONAL AIRPORT | 600 HIGHWAY 95 | BULLHEAD CITY | AZ | 86429 | Mohave | 2 | Perm Closure | 1971-01-01 | 12000 | Gasoline | COMPARTMENT A |  | Asphalt coated or Bare Steel |  |  |  | Removal | 1989-07-01
0-000792 | LAUGHLIN/BULLHEAD INTERNATIONAL AIRPORT | 600 HIGHWAY 95 | BULLHEAD CITY | AZ | 86429 | Mohave | 6 | Perm Closure | 1985-01-01 | 12000 | Gasoline | COMPARTMENT A | Double Walled | Fiberglass Reinforced Plastic |  |  |  | Removal | 2005-04-15
0-000792 | LAUGHLIN/BULLHEAD INTERNATIONAL AIRPORT | 600 HIGHWAY 95 | BULLHEAD CITY | AZ | 86429 | Mohave | 9 | Perm Closure | 1989-08-01 | 15000 | Jet Fuel | COMPARTMENT A | Double Walled | Fiberglass Reinforced Plastic |  |  |  | Removal | 2005-04-15
0-006837 | FOOD N FUEL | 2001 N ARIZONA AVE | CHANDLER | AZ | 85225 | Maricopa | 1 | Perm Closure | 1990-05-01 | 12000 | Gasoline | COMPARTMENT A | Double Walled | Fiberglass Reinforced Plastic | Pressure |  | Fiberglass Reinforced Plastic | Removal | 2006-06-06
0-005670 | SUNDOWNER ROOM - FORMER | 701 E ASH ST | GLOBE | AZ | 85501 | Gila | 2 | Perm Closure | 1958-04-29 | 3000 | Gasoline | COMPARTMENT A | Double Walled | Asphalt coated or Bare Steel |  |  |  | Removal | 1988-05-01
0-005670 | SUNDOWNER ROOM - FORMER | 701 E ASH ST | GLOBE | AZ | 85501 | Gila | 4 | Perm Closure | 1974-04-29 | 8000 | Gasoline | COMPARTMENT A | Double Walled | Asphalt coated or Bare Steel |  |  |  | Removal | 1988-05-01
0-003273 | MOBIL 18-M6T | 5352 N 16TH ST | PHOENIX | AZ | 85016 | Maricopa | 6 | Perm Closure | 1986-06-01 | 550 | Used Oil/Waste Oil | COMPARTMENT A | Single Walled | Fiberglass Reinforced Plastic | Gravity Feed |  |  | Removal | 2003-03-12
0-005384 | USPS - VEHICLE MAINTENANCE FACILITY | 1501 S CHERRYBELL STRA | TUCSON | AZ | 85726 | Pima | 2 | Perm Closure | 1973-02-04 | 5000 | Gasoline | COMPARTMENT A | Double Walled | Asphalt coated or Bare Steel |  |  |  | Removal | 1990-08-22
0-005384 | USPS - VEHICLE MAINTENANCE FACILITY | 1501 S CHERRYBELL STRA | TUCSON | AZ | 85726 | Pima | 11 | Perm Closure | 1998-02-10 | 600 | Used Oil/Waste Oil | COMPARTMENT A | Double Walled | Fiberglass Reinforced Plastic | Gravity Feed | Double Walled | Fiberglass Reinforced Plastic | Removal | 2018-06-28
0-000229 | ADOT - COOLIDGE MAINTENANCE CAMP | 672 N ARIZONA BLVD | COOLIDGE | AZ | 85128 | Pinal | 1 | Perm Closure | 1960-01-01 | 1500 | Diesel | COMPARTMENT A | Single Walled | Asphalt coated or Bare Steel | Suction - Check Valve at the Tank Top |  | Bare or Galvanized Steel | Removal | 1994-04-13
0-000229 | ADOT - COOLIDGE MAINTENANCE CAMP | 672 N ARIZONA BLVD | COOLIDGE | AZ | 85128 | Pinal | 2 | Perm Closure | 1982-01-01 | 10000 | Gasoline | COMPARTMENT A | Single Walled | Fiberglass Reinforced Plastic | Suction - Check Valve at the Tank Top |  |  | Removal | 1994-04-13
0-001582 | AEROMARITIME AMERICA INC | 4927 E FALCON DR | MESA | AZ | 85215 | Maricopa | 4 | Perm Closure | 1980-01-01 | 12000 | Gasoline | COMPARTMENT A |  | Asphalt coated or Bare Steel | Pressure | Double Walled | Fiberglass Reinforced Plastic | Removal | 2005-12-08
0-007152 | DOUBLE D TIRE | 2160 E ROUTE 66 | FLAGSTAFF | AZ | 86004 | Coconino | 3 | Perm Closure | 2005-06-17 | 500 | Used Oil/Waste Oil | COMPARTMENT A | Unknown | Unknown |  |  |  | Closed in Place | 1990-09-01
0-000902 | CIRCLE K STORE #2706654 | 15412 N 32ND ST | PHOENIX | AZ | 85032 | Maricopa | 4 | Open | 1985-01-01 | 12000 | Gasoline | COMPARTMENT A |  | Fiberglass Reinforced Plastic | Pressure | Double Walled | Fiberglass Reinforced Plastic
0-004061 | AVERY'S | 262 W MAIN ST | SPRINGERVILLE | AZ | 85938 | Apache | 3 | Perm Closure | 1980-01-01 | 6000 | Unidentified | COMPARTMENT A | Single Walled | Asphalt coated or Bare Steel |  |  |  | Removal | 1988-09-01
0-007880 | USDOI NPS - SAGUARO NATIONAL PARK |  | TUCSON |  |  | Pima | 4 | Perm Closure | 1991-01-01 | 1000 | Gasoline | COMPARTMENT A | Double Walled | Fiberglass Reinforced Plastic | Suction - Check Valve at the Dispenser |  | Flexible | Removal | 2008-01-29
0-001567 | PHOENIX BRICK YARD | 1814 S 7TH AVE | PHOENIX | AZ | 85007 | Maricopa | 6 | Perm Closure | 1987-12-11 | 6000 | Gasoline (UL) | COMPARTMENT A | Double Walled | Fiberglass Reinforced Plastic | Pressure |  | Fiberglass Reinforced Plastic | Removal | 2014-02-25
0-006808 | CITY OF GLENDALE - MUNICIPAL AIRPORT | 6801 N GLEN HARBOR BLVD | GLENDALE | AZ | 85307 | Maricopa | 1 | Perm Closure | 1986-01-01 | 10000 | Jet Fuel | COMPARTMENT A | Double Walled | Asphalt coated or Bare Steel | Suction - Check Valve at the Tank Top | Aboveground Piping | Bare or Galvanized Steel | Removal | 2008-05-21
0-002634 | VACANT LAND | 3530 N SCOTTSDALE RD | SCOTTSDALE | AZ | 85251 | Maricopa | 2 | Perm Closure | 1949-01-01 | 1000 | Gasoline | COMPARTMENT A | Single Walled | Asphalt coated or Bare Steel |  |  |  | Removal | 1990-04-16
0-002634 | VACANT LAND | 3530 N SCOTTSDALE RD | SCOTTSDALE | AZ | 85251 | Maricopa | 3 | Perm Closure | 1959-01-01 | 3500 | Used Oil/Waste Oil | COMPARTMENT A | Single Walled | Asphalt coated or Bare Steel |  |  |  | Removal | 1990-04-16
0-006229 | CIRCLE K #2708747 | 3196 E UNION HILLS DR | PHOENIX | AZ | 85050 | Maricopa | 2 | Open | 1987-01-01 | 10000 | Gasoline | COMPARTMENT A | Double Walled | Fiberglass Reinforced Plastic | Pressure |  | Fiberglass Reinforced Plastic
0-003846 | CITY OF PHOENIX - PAPAGO GOLF COURSE | 5595 E MORELAND ST | PHOENIX | AZ | 85008 | Maricopa | 1 | Perm Closure | 1964-01-01 | 1000 | Gasoline | COMPARTMENT A | Single Walled | Asphalt coated or Bare Steel |  |  |  | Removal | 1990-12-13
0-001892 | WALGREEN #10879 | 7111 E GOLF LINKS RD | TUCSON | AZ | 85730 | Pima | 7 | Perm Closure | 1989-03-01 | 10000 | Gasoline | COMPARTMENT A | Double Walled | Fiberglass Reinforced Plastic | Pressure | Double Walled | Fiberglass Reinforced Plastic | Removal | 2006-03-29
0-003854 | CITY OF PHOENIX - PETROLUEM STORAGE | 2239 W LOWER BUCKEYE RD | PHOENIX | AZ | 85009 | Maricopa | 3 | Perm Closure | 1971-01-01 | 12000 | New Oil | COMPARTMENT A | Single Walled | Asphalt coated or Bare Steel | Suction - Check Valve at the Tank Top |  |  | Removal | 1992-04-30
0-008743 | BANK ONE BALLPARK - CITY BLOCK 29 |  | PHOENIX |  |  | Maricopa | 1 | Perm Closure | 2005-06-17 |  | Unidentified | COMPARTMENT A | Double Walled | Fiberglass Reinforced Plastic |  |  |  | Removal | 1995-10-06
0-004971 | PARCEL 214-01-007C | 4905 W INA RD | MARANA | AZ | 85743 | Pima | 1 | Perm Closure | 1985-05-07 | 10000 | Gasoline | COMPARTMENT A | Unknown | Fiberglass Reinforced Plastic | Pressure |  | Fiberglass Reinforced Plastic | Removal | 2000-04-19
0-006884 | CEMEX - CASA GRANDE PLANT #449 | 2500 W PETERS RD | CASA GRANDE | AZ | 85193 | Pinal | 1 | Perm Closure | 1980-01-01 | 1000 | Gasoline | COMPARTMENT A | Unknown | Asphalt coated or Bare Steel |  |  |  | Removal | 1990-07-02
0-001089 | CHEVRON #9-2746 | 971 E WHITE MOUNTAIN BLVD | PINETOP | AZ | 85935 | Navajo | 4 | Perm Closure | 1982-01-01 | 1000 | Used Oil/Waste Oil | COMPARTMENT A | Single Walled | Fiberglass Reinforced Plastic | Gravity Feed |  | Fiberglass Reinforced Plastic | Removal | 1993-03-05
0-002109 | SOUTHERN ARIZONA LIQUIDATION EXPERTS | 705 E 4TH ST | BENSON | AZ | 85602 | Cochise | 1 | Perm Closure | 2005-06-17 | 6000 | Diesel | COMPARTMENT A | Single Walled | Asphalt coated or Bare Steel |  |  |  | Removal | 1989-11-22
0-005748 | CHEVRON #9-0965 | 3002 S 6TH AVE | TUCSON | AZ | 85713 | Pima | 2 | Perm Closure | 1987-01-01 | 10000 | Gasoline | COMPARTMENT A | Double Walled | Fiberglass Reinforced Plastic | Pressure | Double Walled | Fiberglass Reinforced Plastic | Removal | 2017-04-12
0-001211 | CIRCLE K #252 | 231 E BEALE ST | KINGMAN | AZ | 86401 | Mohave | 3 | Perm Closure | 1969-01-01 | 2000 | Gasoline | COMPARTMENT A |  | Asphalt coated or Bare Steel | Pressure |  |  | Removal | 1999-03-30
0-004084 | GAS & GO MARKET | 869 N GRAND AVE | NOGALES | AZ | 85621 | Santa Cruz | 1 | Perm Closure | 1979-04-23 | 7500 | Gasoline | COMPARTMENT A | Unknown | Asphalt coated or Bare Steel | Pressure |  | Bare or Galvanized Steel | Removal | 1998-04-29
0-007444 | EXXONMOBIL OIL CORP #18-BB1 | 8310 W THOMAS RD | PHOENIX | AZ | 85037 | Maricopa | 4 | Perm Closure | 1989-06-01 | 10000 | Gasoline | COMPARTMENT A | Double Walled | Fiberglass Reinforced Plastic | Pressure |  | Fiberglass Reinforced Plastic | Removal | 2003-09-23
0-000688 | SULLIVAN MOTOR COMPANY | 1515 W BROADWAY RD | MESA | AZ | 85202 | Maricopa | 2 | Perm Closure | 1983-01-01 | 4000 | Unidentified | COMPARTMENT A |  | Asphalt coated or Bare Steel |  |  |  | Removal | 1991-04-03
0-003290 | MOHAWK VALLEY SCHOOL | 5151 S AVENUE 39 E | ROLL | AZ | 85347 | Yuma | 1 | Perm Closure | 1974-02-10 | 1000 | Gasoline | COMPARTMENT A | Double Walled | Asphalt coated or Bare Steel |  |  |  | Removal | 1990-06-05
0-001709 | FREEPORT MCMORAN SIERRITA MINE | 6200 W DUVAL MINE RD | GREEN VALLEY | AZ | 85614 | Pima | 4 | Perm Closure | 1968-01-01 | 2000 | Used Oil/Waste Oil | COMPARTMENT A |  | Asphalt coated or Bare Steel |  |  |  | Removal | 1990-11-26
0-002388 | GREENLEE COUNTY - CLIFTON YARD |  | CLIFTON |  |  | Greenlee | 2 | Perm Closure | 1978-07-25 | 6000 | Gasoline | COMPARTMENT A | Single Walled | Asphalt coated or Bare Steel |  |  |  | Removal | 1991-01-07
0-002388 | GREENLEE COUNTY - CLIFTON YARD |  | CLIFTON |  |  | Greenlee | 6 | Perm Closure | 1978-07-25 | 1000 | Diesel | COMPARTMENT A | Single Walled | Asphalt coated or Bare Steel |  |  |  | Removal | 1991-01-07
0-005492 | CIRCLE K #2842 | 7536 W GLENDALE AVE | GLENDALE | AZ | 85303 | Maricopa | 4 | Perm Closure | 1994-11-28 | 10000 | Gasoline | COMPARTMENT A | Unknown | Fiberglass Reinforced Plastic | Pressure | Double Walled | Fiberglass Reinforced Plastic | Removal | 2003-01-22
0-005474 | CIRCLE K #2939 | 3155 E SPEEDWAY BLVD | TUCSON | AZ | 85716 | Pima | 3 | Open | 1995-09-27 | 10000 | Gasoline | COMPARTMENT A | Single Walled | Fiberglass Reinforced Plastic | Pressure | Double Walled | Fiberglass Reinforced Plastic
0-000330 | RYAN AIRFIELD | 9400 W AJO HWY | TUCSON | AZ | 85735 | Pima | 4 | Perm Closure | 1956-01-01 | 6000 | Gasoline | COMPARTMENT A |  | Asphalt coated or Bare Steel | Suction - Check Valve at the Tank Top | Single Walled | Bare or Galvanized Steel | Removal | 1988-12-01
0-007681 | AUTOMATIC TRANSMISSION EXPERTS | 4220 N 7TH AVE | PHOENIX | AZ | 85013 | Maricopa | 2 | Perm Closure | 2005-06-17 | 1000 | Gasoline | COMPARTMENT A | Double Walled | Asphalt coated or Bare Steel | Pressure |  | Bare or Galvanized Steel | Removal | 1992-03-01
0-001177 | DESERT CARWASHES | 705 E MONROE AVE | BUCKEYE | AZ | 85326 | Maricopa | 2 | Perm Closure | 1968-01-01 | 8000 | Gasoline | COMPARTMENT A |  | Asphalt coated or Bare Steel | Pressure |  |  | Removal | 1997-08-15
0-005235 | U-HAUL - SUNNYSLOPE CENTER | 9300 N CAVE CREEK RD | PHOENIX | AZ | 85020 | Maricopa | 1 | Perm Closure | 1982-04-03 | 10000 | Gasoline | COMPARTMENT A | Unknown | Asphalt coated or Bare Steel |  |  |  | Removal | 1995-07-11
0-004255 | SPEEDWAY STORE #2973 | 5217 S HIGHWAY 92 | SIERRA VISTA | AZ | 85650 | Cochise | 3 | Perm Closure | 1990-01-05 | 10000 | Gasoline | COMPARTMENT A | Double Walled | Fiberglass Reinforced Plastic | Pressure |  | Fiberglass Reinforced Plastic | Removal | 2003-10-21
0-001235 | CIRCLE K #475 | 3235 N COUNTRY CLUB RD | TUCSON | AZ | 85716 | Pima | 1 | Perm Closure | 1970-01-01 | 10000 | Gasoline | COMPARTMENT A |  | Asphalt coated or Bare Steel |  |  |  | Removal | 1988-01-29
0-001235 | CIRCLE K #475 | 3235 N COUNTRY CLUB RD | TUCSON | AZ | 85716 | Pima | 2 | Perm Closure | 1970-01-01 | 10000 | Gasoline | COMPARTMENT A |  | Asphalt coated or Bare Steel |  |  |  | Removal | 1988-01-29
0-002838 | KERLEY MINING & CHEMICAL CO | 2480 W TWIN BUTTES RD | SAHUARITA | AZ | 85629 | Pima | 2 | Perm Closure | 2005-06-17 | 10000 | Unidentified | COMPARTMENT A | Single Walled | Asphalt coated or Bare Steel | Suction - Check Valve at the Tank Top |  | Bare or Galvanized Steel | Removal | 1990-11-13
0-006653 | SW FIBERS, LLC | 390 E RAY RD | CHANDLER | AZ | 85225 | Maricopa | 1 | Perm Closure | 1972-01-01 |  | Gasoline | COMPARTMENT A | Unknown | Unknown |  |  |  | Removal | 1991-03-07
0-000666 | SPEEDWAY STORE #2953 | 3200 E 32ND ST | YUMA | AZ | 85365 | Yuma | 7 | Open | 1991-02-25 | 12000 | Gasoline | COMPARTMENT A | Double Walled | Composite (Steel/Fiberglass) | Pressure | Single Walled | Fiberglass Reinforced Plastic
0-000666 | SPEEDWAY STORE #2953 | 3200 E 32ND ST | YUMA | AZ | 85365 | Yuma | 6 | Perm Closure | 1975-01-01 | 12000 | Diesel | COMPARTMENT A |  | Asphalt coated or Bare Steel |  |  |  | Removal | 1990-05-16
0-005653 | WHITING STATION #23 | 1402 E SECOND ST | WINSLOW | AZ | 86047 | Navajo | 2 | Perm Closure | 1983-01-01 | 3000 | Gasoline | COMPARTMENT A | Single Walled | Asphalt coated or Bare Steel |  |  |  | Removal | 1994-08-17
0-003960 | PRECISION COMPONENTS INC | 1820 S 35TH AVE | PHOENIX | AZ | 85009 | Maricopa | 2 | Perm Closure | 1971-01-01 | 1000 | Diesel | COMPARTMENT A | Single Walled | Asphalt coated or Bare Steel |  |  |  | Removal | 1989-04-10
0-000516 | ARCO #5274 | 748 E BELL RD | PHOENIX | AZ | 85022 | Maricopa | 7 | Perm Closure | 1989-10-01 | 10000 | Gasoline | COMPARTMENT A | Double Walled | Fiberglass Reinforced Plastic | Pressure |  | Fiberglass Reinforced Plastic | Removal | 2003-04-11
0-002169 | CITY OF PHOENIX - DESERT HORIZON POLICE STATION | 16030 N 56TH ST | PHOENIX | AZ | 85254 | Maricopa | 1 | Open | 1989-05-17 | 12000 | Gasoline | COMPARTMENT A | Double Walled | Fiberglass Reinforced Plastic | Pressure | Double Walled | Fiberglass Reinforced Plastic
0-002169 | CITY OF PHOENIX - DESERT HORIZON POLICE STATION | 16030 N 56TH ST | PHOENIX | AZ | 85254 | Maricopa | 3 | Open | 1989-05-17 | 550 | New Oil | COMPARTMENT A | Double Walled | Fiberglass Reinforced Plastic | Suction - Check Valve at the Tank Top | Double Walled | Fiberglass Reinforced Plastic
0-003717 | BRAKE MASTERS | 5810 E SPEEDWAY BLVD | TUCSON | AZ | 85712 | Pima | 4 | Perm Closure | 1964-01-01 | 3000 | Gasoline | COMPARTMENT A |  | Asphalt coated or Bare Steel |  |  |  | Removal | 1987-01-01
0-003717 | BRAKE MASTERS | 5810 E SPEEDWAY BLVD | TUCSON | AZ | 85712 | Pima | 2 | Perm Closure | 1964-01-01 | 4000 | Gasoline | COMPARTMENT A |  | Asphalt coated or Bare Steel |  |  |  | Removal | 1987-01-01
0-002616 | DAVE'S FAST STOP | 2060 HIGHWAY 60 | GLOBE | AZ | 85001 | Gila | 4 | Perm Closure | 1989-09-20 | 6000 | Gasoline | COMPARTMENT A | Single Walled | Fiberglass Reinforced Plastic | Pressure | Single Walled | Fiberglass Reinforced Plastic | Removal | 2020-02-26
0-001555 | CIVIC CENTER HONDA REPAIR INC | 601 W PLATA ST | TUCSON | AZ | 85705 | Pima | 1 | Perm Closure | 1984-01-01 | 500 | Used Oil/Waste Oil | COMPARTMENT A |  | Asphalt coated or Bare Steel |  |  |  | Removal | 1991-01-21
0-001207 | CIRCLE K #2700057 | 3602 N ORACLE RD | TUCSON | AZ | 85705 | Pima | 1 | Perm Closure | 1969-01-01 | 10000 | Gasoline | COMPARTMENT A | Single Walled | Asphalt coated or Bare Steel |  |  |  | Removal | 1989-10-04
0-001207 | CIRCLE K #2700057 | 3602 N ORACLE RD | TUCSON | AZ | 85705 | Pima | 5 | Open | 1989-01-01 | 10000 | Gasoline | COMPARTMENT A | Double Walled | Fiberglass Reinforced Plastic | Pressure |  | Fiberglass Reinforced Plastic
0-001393 | CIRCLE K #2701310 | 24 N SUMMER ST | TOMBSTONE | AZ | 85638 | Cochise | 2 | Open | 1978-01-01 | 10000 | Gasoline | COMPARTMENT A |  | Asphalt coated or Bare Steel | Pressure | Double Walled | Fiberglass Reinforced Plastic
0-001498 | CIRCLE K #2701846 | 311 E DEUCE OF CLUBS | SHOW LOW | AZ | 85901 | Navajo | 2 | Open | 1985-01-01 | 10000 | Gasoline | COMPARTMENT A | Double Walled | Fiberglass Reinforced Plastic | Pressure |  | Fiberglass Reinforced Plastic
0-005892 | CIRCLE K #2707929 | 6000 WILLOW CREEK RD | PRESCOTT | AZ | 86301 | Yavapai | 1 | Open | 1982-01-10 | 10000 | Gasoline (PUL) | COMPARTMENT A |  | Asphalt coated or Bare Steel | Pressure |  | Fiberglass Reinforced Plastic
0-001526 | CIRCLE K #2701739 | 7440 S 7TH AVE | PHOENIX | AZ | 85041 | Maricopa | 2 | Open | 1986-01-01 | 10000 | Gasoline (PUL) | COMPARTMENT A | Single Walled | Fiberglass Reinforced Plastic | Pressure | Single Walled | Fiberglass Reinforced Plastic
0-001505 | CIRCLE K #2701923 | 637 E 32ND ST | YUMA | AZ | 85365 | Yuma | 3 | Open | 1985-01-01 | 10000 | Diesel | COMPARTMENT A | Single Walled | Fiberglass Reinforced Plastic | Pressure | Double Walled | Fiberglass Reinforced Plastic
0-001870 | EXXON #7-1405 | 3433 N 56TH ST | PHOENIX | AZ | 85018 | Maricopa | 6 | Perm Closure | 1988-01-01 | 10000 | Gasoline | COMPARTMENT A | Double Walled | Fiberglass Reinforced Plastic |  |  |  | Removal | 1990-06-06
0-001870 | EXXON #7-1405 | 3433 N 56TH ST | PHOENIX | AZ | 85018 | Maricopa | 7 | Perm Closure | 1988-01-01 | 10000 | Gasoline | COMPARTMENT A | Double Walled | Fiberglass Reinforced Plastic |  |  |  | Removal | 1990-06-06
0-001870 | EXXON #7-1405 | 3433 N 56TH ST | PHOENIX | AZ | 85018 | Maricopa | 5 | Perm Closure | 1988-01-01 | 12000 | Gasoline | COMPARTMENT A | Double Walled | Fiberglass Reinforced Plastic |  |  |  | Removal | 1990-06-06
0-006513 | E LAZY HEART RANCH | 1 DOUGLAS RD | MC NEAL | AZ | 85617 | Cochise | 1 | Perm Closure | 1981-11-13 | 10000 | Gasoline | COMPARTMENT A | Unknown | Asphalt coated or Bare Steel |  |  |  | Removal | 1982-09-01
0-003763 | UNOCAL #7368 | 245 E FRY BLVD | SIERRA VISTA | AZ | 85635 | Cochise | 5 | Perm Closure | 1963-04-03 | 4000 | Gasoline | COMPARTMENT A | Double Walled | Asphalt coated or Bare Steel |  |  |  | Removal | 1980-03-01
0-000066 | MEDLEY MATERIAL HANDLING COMPANY | 2224 GRAND AVE | PHOENIX | AZ | 85009 | Maricopa | 4 | Perm Closure | 1981-01-01 | 500 | Used Oil/Waste Oil | COMPARTMENT A | Single Walled | Asphalt coated or Bare Steel |  |  |  | Removal | 1991-10-21
0-005014 | COBB'S AUTO SERVICE U-HAUL | 3137 E ANDY DEVINE AVE | KINGMAN | AZ | 86401 | Mohave | 8 | Perm Closure | 1982-01-01 | 12000 | Gasoline | COMPARTMENT A |  | Asphalt coated or Bare Steel | Pressure |  | Fiberglass Reinforced Plastic | Removal | 2015-09-23
0-003242 | MOBIL 18-M1F | 5549 E INDIAN SCHOOL RD | PHOENIX | AZ | 85018 | Maricopa | 4 | Perm Closure | 1987-07-01 | 10000 | Gasoline | COMPARTMENT A | Double Walled | Fiberglass Reinforced Plastic | Gravity Feed |  | Fiberglass Reinforced Plastic | Removal | 2007-04-12
0-003195 | MOBIL 08-576 | 3443 W THOMAS RD | PHOENIX | AZ | 85017 | Maricopa | 3 | Perm Closure | 2005-06-17 | 5000 | Gasoline | COMPARTMENT A |  | Asphalt coated or Bare Steel |  |  |  | Removal | 1989-09-22
0-004749 | RAY STEVENS PAVING | 3526 N 42ND AVE | PHOENIX | AZ | 85019 | Maricopa | 2 | Perm Closure | 1971-05-08 | 8000 | Diesel | COMPARTMENT A | Unknown | Asphalt coated or Bare Steel |  |  |  | Removal | 1990-02-02
0-001330 | CIRCLE K #840 | 5400 N US HIGHWAY 89 | FLAGSTAFF | AZ | 86004 | Coconino | 3 | Perm Closure | 1972-01-01 | 4000 | Gasoline | COMPARTMENT A |  | Asphalt coated or Bare Steel |  |  |  | Removal | 1994-11-21
0-004655 | 7-ELEVEN #22553 | 3448 W GLENDALE AVE | PHOENIX | AZ | 85051 | Maricopa | 3 | Perm Closure | 1980-02-05 | 12000 | Gasoline | COMPARTMENT A | Unknown | Asphalt coated or Bare Steel |  |  |  | Removal | 1991-12-19
0-001312 | CIRCLE K #795 | 16054 N ORACLE RD | CATALINA | AZ | 85739 | Pima | 1 | Perm Closure | 1972-01-01 | 10000 | Gasoline | COMPARTMENT A |  | Asphalt coated or Bare Steel | Pressure |  |  | Removal | 1994-01-19
0-004530 | PHELPS DODGE - MORENCI - UST FACILITY | 4251 US HIGHWAY 191 | MORENCI | AZ | 85540 | Greenlee | 3 | Perm Closure | 1976-05-06 | 4000 | Gasoline | COMPARTMENT A | Double Walled | Asphalt coated or Bare Steel |  |  |  | Removal | 1988-09-01
0-004530 | PHELPS DODGE - MORENCI - UST FACILITY | 4251 US HIGHWAY 191 | MORENCI | AZ | 85540 | Greenlee | 1 | Perm Closure | 1976-01-01 | 4000 | Gasoline | COMPARTMENT A | Double Walled | Asphalt coated or Bare Steel |  |  |  | Removal | 1988-09-01
0-004530 | PHELPS DODGE - MORENCI - UST FACILITY | 4251 US HIGHWAY 191 | MORENCI | AZ | 85540 | Greenlee | 7 | Perm Closure | 1976-05-06 | 4000 | Unidentified | COMPARTMENT A | Unknown | Unknown |  |  |  | Removal | 1988-09-01
0-004530 | PHELPS DODGE - MORENCI - UST FACILITY | 4251 US HIGHWAY 191 | MORENCI | AZ | 85540 | Greenlee | 8 | Perm Closure | 2005-06-17 |  | Unidentified | COMPARTMENT A | Unknown | Unknown |  |  |  | Removal | 1988-09-01
0-004481 | SHAY OIL | 2002 S 4TH AVE | YUMA | AZ | 85364 | Yuma | 9 | Open | 1995-04-27 | 12000 | Diesel | COMPARTMENT A | Double Walled | Fiberglass Reinforced Plastic | Pressure | Double Walled | Fiberglass Reinforced Plastic
0-004481 | SHAY OIL | 2002 S 4TH AVE | YUMA | AZ | 85364 | Yuma | 7 | Open | 1995-04-27 | 12000 | Gasoline | COMPARTMENT A | Double Walled | Fiberglass Reinforced Plastic | Pressure | Double Walled | Fiberglass Reinforced Plastic
0-006004 | VALERO | 3233 S 48TH ST | TEMPE | AZ | 85282 | Maricopa | 2 | Perm Closure | 1981-01-01 | 5000 | Gasoline | COMPARTMENT A |  | Asphalt coated or Bare Steel | Pressure |  | Bare or Galvanized Steel | Removal | 1993-06-24
0-000916 | CIRCLE K STORE #2706648 | 2311 W DEER VALLEY RD | PHOENIX | AZ | 85027 | Maricopa | 7 | Open | 1991-08-01 | 20000 | Diesel | COMPARTMENT A | Double Walled | Fiberglass Reinforced Plastic | Pressure | Double Walled | Fiberglass Reinforced Plastic
0-000916 | CIRCLE K STORE #2706648 | 2311 W DEER VALLEY RD | PHOENIX | AZ | 85027 | Maricopa | 1 | Perm Closure | 1973-01-01 | 12000 | Gasoline | COMPARTMENT A |  | Asphalt coated or Bare Steel |  |  |  | Removal | 1991-09-10
0-005908 | SANNER CONTRACTING CO | 415 E MINERAL RD | PHOENIX | AZ | 85042 | Maricopa | 1 | Perm Closure | 1967-01-01 | 10000 | Diesel | COMPARTMENT A | Single Walled | Asphalt coated or Bare Steel |  |  |  | Removal | 1992-01-22
0-004304 | EASTERN GARAGE | 755 E SOUTHERN AVE | MESA | AZ | 85204 | Maricopa | 1 | Perm Closure | 1966-05-07 | 3000 | Gasoline | COMPARTMENT A | Unknown | Asphalt coated or Bare Steel |  |  |  | Removal | 1988-12-21
0-001961 | PORTLAND CARDLOCK #19 | 1024 N 27TH AVE | PHOENIX | AZ | 85009 | Maricopa | 7 | Open | 2012-02-02 | 10000 | Red Diesel | COMPARTMENT A | Double Walled | Fiberglass Reinforced Plastic | Pressure | Double Walled | Fiberglass Reinforced Plastic
0-000578 | PIMA R S |  | PIMA |  |  | Graham | 1 | Perm Closure | 1962-01-01 | 3000 | Diesel | COMPARTMENT A |  | Asphalt coated or Bare Steel |  |  |  | Removal | 1992-04-09
0-004437 | CVS HEALTH | 9501 E SHEA BLVD | SCOTTSDALE | AZ | 85260 | Maricopa | 5 | Open | 1988-04-01 | 8000 | Diesel | COMPARTMENT A | Double Walled | Fiberglass Reinforced Plastic | Suction - Check Valve at the Tank Top |  | Fiberglass Reinforced Plastic
0-005212 | PEAKVIEW COUNTRY STORE | 3400 N FORT VALLEY RD | FLAGSTAFF | AZ | 86001 | Coconino | 4 | Open | 1998-11-19 | 6000 | Gasoline | COMPARTMENT A | Double Walled | Composite (Steel/Fiberglass) | Pressure | Double Walled | Flexible
0-005959 | NORTH GOLF COURSE | 12650 N 107TH AVE | SUN CITY | AZ | 85351 | Maricopa | 2 | Perm Closure | 2005-06-17 | 550 | Diesel | COMPARTMENT A | Unknown | Asphalt coated or Bare Steel |  |  |  | Removal | 1991-12-12
0-008962 | OUR LADY OF PERPETUAL HELP CHURCH | 7655 E MAIN ST | SCOTTSDALE | AZ | 85251 | Maricopa | 1 | Perm Closure | 1987-11-03 | 1000 | Diesel | COMPARTMENT A | Single Walled | Fiberglass Reinforced Plastic | Suction - Check Valve at the Tank Top |  |  | Removal | 2020-02-26
0-002125 | ROADRUNNER MARKET | 16121 S HOUGHTON RD | CORONA DE TUCSON | AZ | 85641 | Pima | 4 | Open | 1997-12-26 | 6000 | Diesel | COMPARTMENT B | Double Walled | Composite (Steel/Fiberglass)
0-005401 | U OF A - GARAGE & MOTOR POOL | 550 N MOUNTAIN AVE BLDG 48 | TUCSON | AZ | 85721 | Pima | 6 | Perm Closure | 1986-05-05 | 12000 | Gasoline | COMPARTMENT A | Unknown | Fiberglass Reinforced Plastic | Pressure |  | Fiberglass Reinforced Plastic | Removal | 2002-01-10
0-005323 | UNITED METRO MATERIALS | 2800 S CENTRAL AVE | PHOENIX | AZ | 85040 | Maricopa | 6 | Perm Closure | 1979-01-01 | 12000 | Diesel | COMPARTMENT A | Single Walled | Fiberglass Reinforced Plastic |  |  |  | Removal | 1989-12-19
0-005323 | UNITED METRO MATERIALS | 2800 S CENTRAL AVE | PHOENIX | AZ | 85040 | Maricopa | 13 | Perm Closure | 1981-01-01 | 500 | Used Oil/Waste Oil | COMPARTMENT A | Single Walled | Asphalt coated or Bare Steel |  |  |  | Removal | 1991-03-04
0-005232 | U-HAUL #723-46 | 1375 N ARIZONA AVE | CHANDLER | AZ | 85225 | Maricopa | 1 | Perm Closure | 1984-06-25 | 10000 | Gasoline | COMPARTMENT A | Double Walled | Fiberglass Reinforced Plastic | Pressure |  |  | Removal | 1995-02-02
0-005124 | GOOD 2 GO STORES #523 | 1050 E 10TH ST | DOUGLAS | AZ | 85607 | Cochise | 3 | Open | 1985-01-01 | 10000 | Gasoline | COMPARTMENT A | Double Walled | Composite (Steel/Fiberglass) | Pressure | Single Walled | Fiberglass Reinforced Plastic
0-005545 | CENTRAL FREIGHT LINES | 2205 S 43RD AVE | PHOENIX | AZ | 85009 | Maricopa | 3 | Perm Closure | 1974-04-14 | 3000 | Unidentified | COMPARTMENT A | Unknown | Asphalt coated or Bare Steel |  |  |  | Removal | 1987-03-01
0-004263 | SPEEDWAY STORE #2974 | 1497 E FRY BLVD | SIERRA VISTA | AZ | 85635 | Cochise | 7 | Perm Closure | 1997-10-25 | 10000 | Diesel | COMPARTMENT A | Double Walled | Fiberglass Reinforced Plastic | Pressure | Double Walled | Fiberglass Reinforced Plastic | Removal | 2003-11-13
0-005882 | TATUM RANCH GOLF CLUB | 29888 N TATUM RANCH DR | PHOENIX | AZ | 85331 | Maricopa | 1 | Perm Closure | 1987-11-04 | 2000 | Gasoline | COMPARTMENT A | Double Walled | Asphalt coated or Bare Steel | Suction - Check Valve at the Tank Top |  | Fiberglass Reinforced Plastic | Removal | 1998-10-27
0-004347 | SANDS CHEVROLET | 5418 NW GRAND AVE | GLENDALE | AZ | 85301 | Maricopa | 2 | Perm Closure | 1965-01-01 | 1000 | Diesel | COMPARTMENT A | Single Walled | Asphalt coated or Bare Steel |  |  |  | Closed in Place | 1988-01-01
0-005234 | U-HAUL #723-4 | 2345 E MCDOWELL RD | PHOENIX | AZ | 85006 | Maricopa | 2 | Perm Closure | 1983-04-07 | 6000 | Gasoline | COMPARTMENT A | Double Walled | Fiberglass Reinforced Plastic |  |  |  | Removal | 1995-01-27
0-001223 | CIRCLE K #2700412 | 503 N GILBERT RD | GILBERT | AZ | 85234 | Maricopa | 4 | Temp Closure | 1994-12-02 | 10000 | Gasoline | COMPARTMENT A | Single Walled | Fiberglass Reinforced Plastic | Pressure | Double Walled | Fiberglass Reinforced Plastic |  | 2019-09-25
0-001801 | DIXIES TEXACO |  | BOWIE |  |  | Cochise | 4 | Perm Closure | 1966-01-01 | 1000 | Gasoline | COMPARTMENT A |  | Asphalt coated or Bare Steel | Suction - Check Valve at the Dispenser |  |  | Removal | 1999-08-13
0-008384 | GUADALUPE AUTO REPAIR | 8222 S AVENIDA DEL YAQUI | GUADALUPE | AZ | 85283 | Maricopa | 2 | Perm Closure | 1969-01-01 | 1000 | Gasoline | COMPARTMENT A | Double Walled | Asphalt coated or Bare Steel |  |  |  | Removal | 1999-09-01
0-000855 | CAMELBACK BMW | 1144 E CAMELBACK RD | PHOENIX | AZ | 85014 | Maricopa | 1 | Perm Closure | 2005-06-17 | 8000 | Gasoline | COMPARTMENT A |  | Asphalt coated or Bare Steel |  |  |  | Removal | 1989-12-05
0-008131 | PICACHO EXXON | 7060 EISENHOWER ST | PICACHO | AZ | 85131 | Pinal | 4 | Perm Closure | 2005-06-17 | 500 | Used Oil/Waste Oil | COMPARTMENT A |  | Asphalt coated or Bare Steel | Suction - Check Valve at the Tank Top |  | Bare or Galvanized Steel | Removal | 1999-12-06
0-006789 | GLENDALE PONTIAC GMC | 4510 W GLENDALE AVE | GLENDALE | AZ | 85301 | Maricopa | 5 | Perm Closure | 2005-06-17 | 500 | Used Oil/Waste Oil | COMPARTMENT A |  | Asphalt coated or Bare Steel | Gravity Feed |  | Bare or Galvanized Steel | Removal | 1992-08-14
0-008493 | ARIZONA MOTOR CAR | 1501 W VAN BUREN ST | PHOENIX | AZ | 85007 | Maricopa | 4 | Perm Closure | 1963-12-05 | 550 | Used Oil/Waste Oil | COMPARTMENT A | Unknown | Asphalt coated or Bare Steel |  |  |  | Removal | 1995-01-12
0-008788 | CITY OF PHOENIX - DOWNTOWN VALET |  | PHOENIX |  |  | Maricopa | 1 | Perm Closure | 2005-06-17 | 500 | Hazardous Substance | COMPARTMENT A | Single Walled | Asphalt coated or Bare Steel |  |  |  | Removal | 1996-02-08
0-004351 | SANTAN DUSTERS | 1825 E RYAN RD | CHANDLER | AZ | 85249 | Maricopa | 5 | Perm Closure | 2005-06-17 | 5000 | Gasoline | COMPARTMENT A |  | Asphalt coated or Bare Steel |  |  |  | Closed in Place | 1998-02-05
0-010341 | CIRCLE K STORE #2703400 | 4540 W INA RD | MARANA | AZ | 85741 | Pima | 1 | Open | 2010-02-23 | 20000 | Gasoline | COMPARTMENT A | Double Walled | Fiberglass Reinforced Plastic | Pressure | Double Walled | Fiberglass Reinforced Plastic
0-010342 | CRAM PROPERTY | 140 S MAIN ST | FREDONIA | AZ | 86022 | Coconino | 1 | Perm Closure | 2010-05-20 | 550 | Gasoline | COMPARTMENT A |  | Asphalt coated or Bare Steel |  |  |  | Removal | 2010-04-16
0-006420 | ACCU-GLASS REPAIR & SYSTEMS | 1124 E JIMMIE KERR BLVD | CASA GRANDE | AZ | 85122 | Pinal | 1 | Perm Closure | 2005-06-17 | 2000 | Gasoline | COMPARTMENT A | Unknown | Unknown | Suction - Check Valve at the Tank Top |  |  | Removal | 1994-10-12
0-006420 | ACCU-GLASS REPAIR & SYSTEMS | 1124 E JIMMIE KERR BLVD | CASA GRANDE | AZ | 85122 | Pinal | 4 | Perm Closure | 2005-06-17 | 750 | Diesel | COMPARTMENT A | Unknown | Unknown | Suction - Check Valve at the Tank Top |  |  | Removal | 1998-02-17
0-001202 | CIRCLE K #2700233 | 817 N MAIN ST | ELOY | AZ | 85131 | Pinal | 1 | Perm Closure | 1977-01-01 | 10000 | Gasoline | COMPARTMENT A |  | Asphalt coated or Bare Steel | Pressure |  |  | Removal | 1996-04-30
0-004098 | RAY BELL #417 - FORMER | 107 N CASA GRANDE AVE | CASA GRANDE | AZ | 85122 | Pinal | 3 | Perm Closure | 1974-01-01 | 6000 | Gasoline | COMPARTMENT A | Single Walled | Asphalt coated or Bare Steel | Pressure |  | Bare or Galvanized Steel | Removal | 1994-03-18
0-004098 | RAY BELL #417 - FORMER | 107 N CASA GRANDE AVE | CASA GRANDE | AZ | 85122 | Pinal | 2 | Perm Closure | 1974-01-01 | 10000 | Gasoline | COMPARTMENT A | Single Walled | Asphalt coated or Bare Steel | Suction - Check Valve at the Tank Top |  |  | Removal | 1994-03-18
0-000427 | PARAMOUNT PETROLEUM CORP - FLAGSTAFF | 840 E BUTLER AVE | FLAGSTAFF | AZ | 86001 | Coconino | 1 | Perm Closure | 1975-01-01 | 1000 | Gasoline | COMPARTMENT A |  | Asphalt coated or Bare Steel | Pressure |  |  | Removal | 1989-05-04
0-000427 | PARAMOUNT PETROLEUM CORP - FLAGSTAFF | 840 E BUTLER AVE | FLAGSTAFF | AZ | 86001 | Coconino | 2 | Perm Closure | 1975-01-01 | 10000 | Diesel | COMPARTMENT A |  | Asphalt coated or Bare Steel | Pressure |  |  | Removal | 1989-05-04
0-008124 | FAIRFIELD SNOWBOWL - MOUNTAIN SHOP |  | FLAGSTAFF |  |  | Coconino | 2 | Perm Closure | 1986-01-01 | 2000 | Gasoline | COMPARTMENT A | Double Walled | Asphalt coated or Bare Steel | Pressure |  |  | Removal | 1997-07-08
0-008124 | FAIRFIELD SNOWBOWL - MOUNTAIN SHOP |  | FLAGSTAFF |  |  | Coconino | 1 | Perm Closure | 1986-01-01 | 1000 | Diesel | COMPARTMENT A | Double Walled | Asphalt coated or Bare Steel | Suction - Check Valve at the Tank Top |  |  | Removal | 1997-07-08
0-001119 | CHEVRON #9-4567 | 1450 E 16TH ST | YUMA | AZ | 85365 | Yuma | 4 | Perm Closure | 1979-01-01 | 9942 | Gasoline | COMPARTMENT A | Single Walled | Fiberglass Reinforced Plastic | Pressure |  | Fiberglass Reinforced Plastic | Removal | 1994-02-17
0-008222 | SAM DAYS AUTO SALES & WRECKING | 3180 E US HIGHWAY 80 | YUMA | AZ | 85365 | Yuma | 2 | Perm Closure | 1960-01-01 | 10000 | Gasoline | COMPARTMENT A | Unknown | Asphalt coated or Bare Steel |  |  |  | Removal | 1997-08-28
0-007016 | FORMER UNOCAL 306461 | 505 S GILA ST | YUMA | AZ | 85364 | Yuma | 1 | Perm Closure | 1985-01-01 | 12000 | Gasoline | COMPARTMENT A |  | Asphalt coated or Bare Steel | Pressure |  | Fiberglass Reinforced Plastic | Removal | 1995-06-30
0-006706 | OLD TOWN MINI MART | 794 N MAIN ST | COTTONWOOD | AZ | 86326 | Yavapai | 3 | Perm Closure | 1969-01-01 | 4000 | Gasoline | COMPARTMENT A | Double Walled | Asphalt coated or Bare Steel | Suction - Check Valve at the Tank Top |  | Fiberglass Reinforced Plastic | Removal | 1997-04-23
0-004752 | VILLAGE GASERY | 4101 VILLAGE DR | COTTONWOOD | AZ | 86326 | Yavapai | 2 | Perm Closure | 1970-01-01 | 10000 | Gasoline | COMPARTMENT A |  | Asphalt coated or Bare Steel | Pressure |  | Fiberglass Reinforced Plastic | Removal | 2010-10-28
0-002786 | WHITING STATION #163 | 4479 W INA RD | MARANA | AZ | 85741 | Pima | 1 | Perm Closure | 1976-01-01 | 10000 | Gasoline | COMPARTMENT A |  | Asphalt coated or Bare Steel |  |  |  | Removal | 1988-01-01
0-002786 | WHITING STATION #163 | 4479 W INA RD | MARANA | AZ | 85741 | Pima | 6 | Perm Closure | 1976-01-01 | 10000 | Diesel | COMPARTMENT A |  | Asphalt coated or Bare Steel |  |  |  | Removal | 1988-01-01
0-003077 | CHEVRON - MAUST CHEVRON | 9302 S NOGALES HWY | TUCSON | AZ | 85756 | Pima | 4 | Perm Closure | 1961-04-12 | 1000 | Diesel | COMPARTMENT A | Unknown | Asphalt coated or Bare Steel | Suction - Check Valve at the Tank Top |  | Fiberglass Reinforced Plastic | Removal | 1994-02-23
0-000181 | SANIFILL OF ARIZONA INC | 21001 N 7TH ST | PHOENIX | AZ | 85024 | Maricopa | 7 | Perm Closure | 2005-06-17 | 1000 | Used Oil/Waste Oil | COMPARTMENT A | Single Walled | Asphalt coated or Bare Steel | Gravity Feed |  |  | Removal | 1992-11-13
0-008682 | AUTO STOP AUTO SALES | 2401 S PACIFIC AVE | YUMA | AZ | 85365 | Yuma | 1 | Perm Closure | 1979-01-01 | 10000 | Gasoline | COMPARTMENT A | Unknown | Asphalt coated or Bare Steel | Suction - Check Valve at the Tank Top |  | Bare or Galvanized Steel | Removal | 1996-03-28
0-004817 | SUTTON OIL CO INC | 201 N ARIZONA BLVD | COOLIDGE | AZ | 85128 | Pinal | 2 | Perm Closure | 1966-04-15 | 8000 | Gasoline | COMPARTMENT A | Unknown | Asphalt coated or Bare Steel |  |  |  | Removal | 1998-07-16
0-004037 | CONTINENTAL BAKING CO | 3045 N STONE AVE | TUCSON | AZ | 85705 | Pima | 1 | Perm Closure | 1969-03-04 | 10000 | Diesel | COMPARTMENT A | Double Walled | Asphalt coated or Bare Steel |  |  |  | Removal | 1990-02-01
0-009568 | STATE LINE TIRE | 1302 S CALIFORNIA AVE | PARKER | AZ | 85344 | La Paz | 1 | Perm Closure | 2005-06-17 |  | Unidentified | COMPARTMENT A | Single Walled | Asphalt coated or Bare Steel |  |  |  | Removal | 1986-01-01
0-001095 | THUNDERBIRD AUTOMOTIVE SPECIALISTS | 3502 W THUNDERBIRD RD | PHOENIX | AZ | 85053 | Maricopa | 1 | Perm Closure | 1985-01-01 | 8000 | Gasoline | COMPARTMENT A | Single Walled | Fiberglass Reinforced Plastic | Pressure | Double Walled | Fiberglass Reinforced Plastic | Removal | 2003-03-03
0-000097 | THUNDER GAS & MINI MART | 4326 W THUNDERBIRD RD | PHOENIX | AZ | 85306 | Maricopa | 5 | Perm Closure | 1994-02-01 | 10000 | Gasoline | COMPARTMENT A | Single Walled | Fiberglass Reinforced Plastic | Pressure | Single Walled | Fiberglass Reinforced Plastic | Closed in Place | 2014-05-02
0-004707 | CIRCUIT EXPRESS INC | 21617 N 21ST AVE | PHOENIX | AZ | 85027 | Maricopa | 1 | Perm Closure | 1981-02-11 | 5000 | Gasoline | COMPARTMENT A | Double Walled | Asphalt coated or Bare Steel | Suction - Check Valve at the Tank Top |  |  | Removal | 1992-08-21
0-009097 | CITY OF SAINT JOHNS - AIRPORT | 950 W AIRPORT ST | SAINT JOHNS | AZ | 85936 | Apache | 6 | Perm Closure | 1981-01-01 | 10000 | Kerosene | COMPARTMENT A | Single Walled | Fiberglass Reinforced Plastic |  |  |  | Removal | 1997-06-18
0-009097 | CITY OF SAINT JOHNS - AIRPORT | 950 W AIRPORT ST | SAINT JOHNS | AZ | 85936 | Apache | 2 | Perm Closure | 1974-01-01 | 1000 | Diesel | COMPARTMENT A | Single Walled | Fiberglass Reinforced Plastic |  |  |  | Removal | 1990-02-26
0-002954 | R&G TIRE SHOP | 351 E GRANT RD | TUCSON | AZ | 85705 | Pima | 1 | Perm Closure | 1971-01-01 | 10000 | Gasoline | COMPARTMENT A |  | Asphalt coated or Bare Steel | Pressure |  |  | Removal | 1996-04-26
0-002000 | SHELL GAS MART | 2414 NAVAJO BLVD | HOLBROOK | AZ | 86025 | Navajo | 5 | Perm Closure | 1991-01-01 | 10000 | Gasoline | COMPARTMENT A | Double Walled | Fiberglass Reinforced Plastic | Pressure |  | Fiberglass Reinforced Plastic | Removal | 2008-04-23
0-004364 | SAVCO #10 | 1680 N DYSART RD | GOODYEAR | AZ | 85395 | Maricopa | 1 | Perm Closure | 1985-01-23 | 10000 | Gasoline | COMPARTMENT A | Unknown | Asphalt coated or Bare Steel | Pressure |  | Bare or Galvanized Steel | Removal | 1992-11-19
0-004364 | SAVCO #10 | 1680 N DYSART RD | GOODYEAR | AZ | 85395 | Maricopa | 3 | Perm Closure | 1985-01-23 | 10000 | Gasoline | COMPARTMENT A | Unknown | Asphalt coated or Bare Steel | Pressure |  | Bare or Galvanized Steel | Removal | 1992-11-19
0-004363 | BILL'S OAK GROVE GAS & FOODMART INC | 7000 W CHANDLER BLVD | CHANDLER | AZ | 85226 | Maricopa | 5 | Perm Closure | 1982-01-01 | 10000 | Gasoline | COMPARTMENT A |  | Asphalt coated or Bare Steel | Pressure | Single Walled | Bare or Galvanized Steel | Removal | 1993-04-27
0-002651 | ATKO BUILDING MATERIALS | 22255 N SCOTTSDALE RD | SCOTTSDALE | AZ | 85255 | Maricopa | 1 | Perm Closure | 1980-01-01 | 10000 | Diesel | COMPARTMENT A |  | Asphalt coated or Bare Steel |  |  |  | Removal | 1991-05-20
0-000308 | ADOT - HOLBROOK SHOP | 2407 NAVAJO BLVD | HOLBROOK | AZ | 86025 | Navajo | 2 | Open | 1983-01-01 | 12000 | Diesel | COMPARTMENT A | Single Walled | Fiberglass Reinforced Plastic | Pressure | Double Walled | Flexible
0-000308 | ADOT - HOLBROOK SHOP | 2407 NAVAJO BLVD | HOLBROOK | AZ | 86025 | Navajo | 4 | Open | 1996-09-10 | 12000 | Gasoline | COMPARTMENT A | Single Walled | Fiberglass Reinforced Plastic | Pressure | Double Walled | Flexible
0-004905 | QUIKTRIP #470 | 6702 W GLENDALE AVE | GLENDALE | AZ | 85303 | Maricopa | 4 | Perm Closure | 1973-06-07 | 6000 | Gasoline | COMPARTMENT A | Single Walled | Asphalt coated or Bare Steel | Pressure | Single Walled | Bare or Galvanized Steel | Removal | 1993-10-27
0-004905 | QUIKTRIP #470 | 6702 W GLENDALE AVE | GLENDALE | AZ | 85303 | Maricopa | 5 | Perm Closure | 1973-01-01 | 550 | Used Oil/Waste Oil | COMPARTMENT A | Single Walled | Asphalt coated or Bare Steel | Gravity Feed | Single Walled | Bare or Galvanized Steel | Removal | 1993-10-27
0-003217 | ALLEN'S AUTO SERVICE | 18855 N R H JOHNSON BLVD | SUN CITY WEST | AZ | 85375 | Maricopa | 3 | Perm Closure | 1980-01-01 | 8000 | Gasoline (UL) | COMPARTMENT A | Single Walled | Fiberglass Reinforced Plastic | Pressure |  | Fiberglass Reinforced Plastic | Removal | 2018-02-08
0-001754 | SILVERBELL ARMY HELIPORT | 24641 E PINAL AIR PARK RD | MARANA | AZ | 85653 | Pinal | 2 | Perm Closure | 1986-06-11 | 2500 | Gasoline | COMPARTMENT A |  | Asphalt coated or Bare Steel |  |  |  | Removal | 1996-03-27
0-001334 | CIRCLE K #851 | 3449 W SOUTHERN AVE | PHOENIX | AZ | 85041 | Maricopa | 3 | Perm Closure | 1973-01-01 | 4000 | Gasoline | COMPARTMENT A |  | Asphalt coated or Bare Steel | Pressure |  |  | Removal | 1993-12-03
0-000438 | ASP - WINSLOW COMPLEX | 2100 S HIGHWAY 87 | WINSLOW | AZ | 86047 | Navajo | 2 | Open | 1990-11-07 | 6000 | Gasoline | COMPARTMENT A | Double Walled | Fiberglass Reinforced Plastic | Pressure | Double Walled | Fiberglass Reinforced Plastic
0-001323 | CIRCLE K #2700817 | 222 W ROUTE 66 | WILLIAMS | AZ | 86046 | Coconino | 2 | Perm Closure | 1972-01-01 | 10000 | Gasoline | COMPARTMENT A |  | Asphalt coated or Bare Steel | Pressure | Single Walled | Bare or Galvanized Steel | Removal | 1994-03-22
0-005451 | CIRCLE K #2911 | 3050 E 36TH ST | TUCSON | AZ | 85713 | Pima | 2 | Perm Closure | 1972-04-08 | 6000 | Gasoline | COMPARTMENT A | Double Walled | Asphalt coated or Bare Steel | Pressure |  |  | Removal | 1993-10-12
0-007074 | TMI ACQUISITION, LLC | 3761 E TECHNICAL DR | TUCSON | AZ | 85713 | Pima | 1 | Perm Closure | 2005-06-17 | 550 | Used Oil/Waste Oil | COMPARTMENT A | Unknown | Asphalt coated or Bare Steel |  |  |  | Removal | 1995-04-21
0-003032 | JACKSON HEWITT TAX SERVICES | 6076 S CENTRAL AVE | PHOENIX | AZ | 85042 | Maricopa | 1 | Perm Closure | 1971-02-28 | 4000 | Gasoline | COMPARTMENT A | Unknown | Asphalt coated or Bare Steel | Pressure |  | Bare or Galvanized Steel | Removal | 1993-08-19
0-003225 | MOBIL 08-995 | 976 W CHANDLER BLVD | CHANDLER | AZ | 85225 | Maricopa | 1 | Perm Closure | 1984-01-01 | 6000 | Gasoline | COMPARTMENT A | Double Walled | Fiberglass Reinforced Plastic | Pressure |  | Fiberglass Reinforced Plastic | Removal | 2007-06-14
0-005264 | UNOCAL #0690 | 4042 N 7TH ST | PHOENIX | AZ | 85014 | Maricopa | 1 | Perm Closure | 1984-01-01 | 12000 | Gasoline | COMPARTMENT A | Double Walled | Composite (Steel/Fiberglass) | Pressure | Single Walled | Fiberglass Reinforced Plastic | Removal | 1999-02-23
0-000155 | APACHE SANDS SERVICE CENTER | 7602 E MAIN ST | MESA | AZ | 85207 | Maricopa | 2 | Perm Closure | 1983-01-01 | 12000 | Gasoline | COMPARTMENT A | Single Walled | Asphalt coated or Bare Steel | Pressure | Single Walled | Fiberglass Reinforced Plastic | Removal | 2020-12-03
0-006799 | GAS & FOOD MART | 1902 W CACTUS RD | PHOENIX | AZ | 85029 | Maricopa | 1 | Perm Closure | 1990-03-01 | 12000 | Gasoline | COMPARTMENT A | Double Walled | Fiberglass Reinforced Plastic | Pressure |  | Fiberglass Reinforced Plastic | Removal | 2019-01-10
0-004937 | BRIDWELL AUTO SERVICE | 7171 E LINCOLN DR | SCOTTSDALE | AZ | 85253 | Maricopa | 5 | Perm Closure | 1972-01-01 | 550 | Used Oil/Waste Oil | COMPARTMENT A |  | Asphalt coated or Bare Steel |  |  |  | Removal | 1990-09-24
0-003263 | MOBIL 18-MD6 | 5998 N GRANITE REEF RD | SCOTTSDALE | AZ | 85250 | Maricopa | 6 | Perm Closure | 1988-10-01 | 10000 | Gasoline | COMPARTMENT A | Double Walled | Fiberglass Reinforced Plastic | Pressure |  | Fiberglass Reinforced Plastic | Removal | 2003-10-07
0-003263 | MOBIL 18-MD6 | 5998 N GRANITE REEF RD | SCOTTSDALE | AZ | 85250 | Maricopa | 1 | Perm Closure | 1978-01-01 | 6000 | Gasoline | COMPARTMENT A |  | Fiberglass Reinforced Plastic | Pressure |  | Fiberglass Reinforced Plastic | Removal | 1988-10-02
0-003263 | MOBIL 18-MD6 | 5998 N GRANITE REEF RD | SCOTTSDALE | AZ | 85250 | Maricopa | 9 | Perm Closure | 1988-10-01 | 10000 | Gasoline | COMPARTMENT A | Double Walled | Fiberglass Reinforced Plastic | Pressure |  | Fiberglass Reinforced Plastic | Removal | 2003-10-07
0-005271 | UNOCAL #3166 | 4 W CAMELBACK RD | PHOENIX | AZ | 85013 | Maricopa | 3 | Perm Closure | 1970-04-15 | 550 | Used Oil/Waste Oil | COMPARTMENT A | Double Walled | Asphalt coated or Bare Steel | Gravity Feed |  | Bare or Galvanized Steel | Removal | 1993-08-31
0-001885 | BIG TIGER PUMP | 1919 S 7TH ST | PHOENIX | AZ | 85034 | Maricopa | 1 | Perm Closure | 1970-01-01 | 6000 | Gasoline | COMPARTMENT A |  | Asphalt coated or Bare Steel |  |  |  | Removal | 1986-11-01
0-001885 | BIG TIGER PUMP | 1919 S 7TH ST | PHOENIX | AZ | 85034 | Maricopa | 4 | Perm Closure | 1970-01-01 | 1000 | Used Oil/Waste Oil | COMPARTMENT A |  | Asphalt coated or Bare Steel |  |  |  | Removal | 1986-11-01
0-000510 | ARCO #5282 | 4050 N 40TH ST | PHOENIX | AZ | 85018 | Maricopa | 7 | Perm Closure | 1993-03-26 | 10000 | Gasoline | COMPARTMENT A | Double Walled | Fiberglass Reinforced Plastic | Pressure | Double Walled | Fiberglass Reinforced Plastic | Removal | 2004-01-08
0-007022 | GOLDMARK FOODS INC | 4245 N 40TH AVE | PHOENIX | AZ | 85019 | Maricopa | 2 | Perm Closure | 1975-01-01 | 500 | Gasoline | COMPARTMENT A | Double Walled | Asphalt coated or Bare Steel | Gravity Feed |  | Bare or Galvanized Steel | Removal | 1991-01-16
0-003895 | SKY HARBOR AIRPORT - AVIATION DEPARTMENT | 2908 E SKY HARBOR BLVD | PHOENIX | AZ | 85034 | Maricopa | 6 | Perm Closure | 1976-01-01 | 20000 | Gasoline | COMPARTMENT A |  | Asphalt coated or Bare Steel | Pressure |  | Bare or Galvanized Steel | Removal | 1995-09-13
0-003895 | SKY HARBOR AIRPORT - AVIATION DEPARTMENT | 2908 E SKY HARBOR BLVD | PHOENIX | AZ | 85034 | Maricopa | 60 | Perm Closure | 1995-03-30 | 12000 | Gasoline | COMPARTMENT A | Double Walled | Fiberglass Reinforced Plastic | Pressure | Double Walled | Fiberglass Reinforced Plastic | Removal | 2002-12-06
0-003895 | SKY HARBOR AIRPORT - AVIATION DEPARTMENT | 2908 E SKY HARBOR BLVD | PHOENIX | AZ | 85034 | Maricopa | 55 | Perm Closure | 1995-03-30 | 12000 | Gasoline | COMPARTMENT A | Double Walled | Fiberglass Reinforced Plastic | Pressure | Double Walled | Fiberglass Reinforced Plastic | Removal | 2002-12-06
0-003895 | SKY HARBOR AIRPORT - AVIATION DEPARTMENT | 2908 E SKY HARBOR BLVD | PHOENIX | AZ | 85034 | Maricopa | 1 | Perm Closure | 1956-01-01 | 1000 | Gasoline | COMPARTMENT A |  | Asphalt coated or Bare Steel |  |  |  | Removal | 1989-11-29
0-003895 | SKY HARBOR AIRPORT - AVIATION DEPARTMENT | 2908 E SKY HARBOR BLVD | PHOENIX | AZ | 85034 | Maricopa | 40 | Perm Closure | 2005-06-17 | 1500 | Gasoline | COMPARTMENT A |  | Asphalt coated or Bare Steel |  |  |  | Removal | 1987-07-22
0-003895 | SKY HARBOR AIRPORT - AVIATION DEPARTMENT | 2908 E SKY HARBOR BLVD | PHOENIX | AZ | 85034 | Maricopa | 27 | Perm Closure | 1966-01-01 | 15000 | Gasoline | COMPARTMENT A |  | Asphalt coated or Bare Steel | Suction - Check Valve at the Tank Top |  | Bare or Galvanized Steel | Removal | 1997-02-05
0-003895 | SKY HARBOR AIRPORT - AVIATION DEPARTMENT | 2908 E SKY HARBOR BLVD | PHOENIX | AZ | 85034 | Maricopa | 28 | Perm Closure | 1955-01-01 | 15000 | Gasoline | COMPARTMENT A |  | Asphalt coated or Bare Steel |  |  |  | Removal | 1990-03-20
0-003895 | SKY HARBOR AIRPORT - AVIATION DEPARTMENT | 2908 E SKY HARBOR BLVD | PHOENIX | AZ | 85034 | Maricopa | 43 | Open | 1989-10-29 | 10000 | Biodiesel | COMPARTMENT A | Single Walled | Fiberglass Reinforced Plastic | Pressure | Double Walled | Fiberglass Reinforced Plastic
0-003895 | SKY HARBOR AIRPORT - AVIATION DEPARTMENT | 2908 E SKY HARBOR BLVD | PHOENIX | AZ | 85034 | Maricopa | 45 | Open | 1989-10-29 | 10000 | E-85 | COMPARTMENT A | Single Walled | Fiberglass Reinforced Plastic | Pressure | Double Walled | Fiberglass Reinforced Plastic
0-003895 | SKY HARBOR AIRPORT - AVIATION DEPARTMENT | 2908 E SKY HARBOR BLVD | PHOENIX | AZ | 85034 | Maricopa | 38 | Perm Closure | 1966-01-01 | 1000 | Diesel | COMPARTMENT A |  | Asphalt coated or Bare Steel |  |  |  | Removal | 1990-10-04
0-003895 | SKY HARBOR AIRPORT - AVIATION DEPARTMENT | 2908 E SKY HARBOR BLVD | PHOENIX | AZ | 85034 | Maricopa | 52 | Perm Closure | 1990-12-01 | 10000 | Gasoline | COMPARTMENT A | Double Walled | Fiberglass Reinforced Plastic | Pressure | Double Walled | Fiberglass Reinforced Plastic | Removal | 2004-04-29
0-003887 | CITY OF PHOENIX - 91ST AVENUE WWTP | 5615 S 91ST AVE | PHOENIX | AZ | 85353 | Maricopa | 4 | Perm Closure | 1981-01-01 | 1000 | Diesel | COMPARTMENT A | Single Walled | Fiberglass Reinforced Plastic | Suction - Check Valve at the Tank Top |  | Fiberglass Reinforced Plastic | Removal | 2003-10-01
0-004033 | BIMBO BAKERIES USA | 738 W VAN BUREN ST | PHOENIX | AZ | 85007 | Maricopa | 3 | Perm Closure | 1961-01-01 | 500 | Used Oil/Waste Oil | COMPARTMENT A |  | Asphalt coated or Bare Steel |  |  |  | Removal | 1989-12-06
0-006664 | CIRCLE K STORE #2709166 | 3441 W UNION HILLS DR | PHOENIX | AZ | 85027 | Maricopa | 4 | Open | 1989-10-23 | 10000 | Gasoline | COMPARTMENT A | Double Walled | Fiberglass Reinforced Plastic | Pressure |  | Fiberglass Reinforced Plastic
0-000660 | CHAPMAN USED CARS ON SPEEDWAY | 6001 E SPEEDWAY BLVD | TUCSON | AZ | 85712 | Pima | 4 | Open | 1996-07-10 | 2000 | Diesel | COMPARTMENT B | Double Walled | Composite (Steel/Fiberglass) | Pressure | Double Walled | Flexible
0-000660 | CHAPMAN USED CARS ON SPEEDWAY | 6001 E SPEEDWAY BLVD | TUCSON | AZ | 85712 | Pima | 3 | Perm Closure | 1980-01-01 | 1500 | Used Oil/Waste Oil | COMPARTMENT A |  | Asphalt coated or Bare Steel | Gravity Feed | Single Walled | Bare or Galvanized Steel | Removal | 1996-08-12
0-000261 | ADOT - ST DAVID MAINTENANCE |  | SAINT DAVID |  |  | Cochise | 1 | Perm Closure | 1970-01-01 | 1000 | Diesel | COMPARTMENT A |  | Asphalt coated or Bare Steel |  |  |  | Removal | 2000-01-18
0-000261 | ADOT - ST DAVID MAINTENANCE |  | SAINT DAVID |  |  | Cochise | 7 | Open | 1981-01-01 | 12000 | Gasoline | COMPARTMENT A | Double Walled | Fiberglass Reinforced Plastic | Pressure | Double Walled | Flexible
0-003932 | EL PASO NATURAL GAS CO - FORMER | 601 W ROUTE 66 | WILLIAMS | AZ | 86046 | Coconino | 1 | Perm Closure | 1951-01-01 | 3000 | Gasoline | COMPARTMENT A | Single Walled | Asphalt coated or Bare Steel | Suction - Check Valve at the Tank Top | Single Walled | Bare or Galvanized Steel | Removal | 1988-11-01
0-003932 | EL PASO NATURAL GAS CO - FORMER | 601 W ROUTE 66 | WILLIAMS | AZ | 86046 | Coconino | 2 | Perm Closure | 1951-01-01 | 3000 | Gasoline | COMPARTMENT A | Single Walled | Asphalt coated or Bare Steel | Suction - Check Valve at the Tank Top | Single Walled | Bare or Galvanized Steel | Removal | 1988-11-01
0-006411 | PORTAL STORE |  | PORTAL |  |  | Cochise | 2 | Perm Closure | 2005-06-17 | 1000 | Gasoline | COMPARTMENT A |  | Asphalt coated or Bare Steel |  |  |  | Closed in Place | 1991-06-21
0-003221 | EXXONMOBIL OIL CORP #10178 | 3015 N DOBSON RD | CHANDLER | AZ | 85224 | Maricopa | 3 | Perm Closure | 1981-01-01 | 6000 | Gasoline | COMPARTMENT A |  | Fiberglass Reinforced Plastic |  |  |  | Removal | 1988-01-01
0-000475 | SILVER BELL MINE | 25000 W AVRA VALLEY RD | MARANA | AZ | 85653 | Pima | 10 | Perm Closure | 1956-01-01 | 8000 | Used Oil/Waste Oil | COMPARTMENT A |  | Asphalt coated or Bare Steel | Suction - Check Valve at the Tank Top | Single Walled | Bare or Galvanized Steel | Removal | 1998-05-20
0-000475 | SILVER BELL MINE | 25000 W AVRA VALLEY RD | MARANA | AZ | 85653 | Pima | 9 | Perm Closure | 1956-01-01 | 4000 | Other | COMPARTMENT A |  | Asphalt coated or Bare Steel | Suction - Check Valve at the Tank Top | Single Walled | Bare or Galvanized Steel | Removal | 1998-05-15
0-000475 | SILVER BELL MINE | 25000 W AVRA VALLEY RD | MARANA | AZ | 85653 | Pima | 4 | Perm Closure | 1956-01-01 | 25000 | Diesel | COMPARTMENT A |  | Asphalt coated or Bare Steel | Suction - Check Valve at the Tank Top | Single Walled | Bare or Galvanized Steel | Removal | 1998-05-20
0-001766 | CORBIN-DYKES ELECTRIC/FISCHBACH | 1826 W LINDEN ST | PHOENIX | AZ | 85007 | Maricopa | 5 | Perm Closure | 1977-01-01 | 500 | Gasoline | COMPARTMENT A |  | Asphalt coated or Bare Steel |  |  |  | Removal | 1989-09-19
0-004833 | TALLEY DEFENSE SYSTEMS - PLANT #1 - FORMER | 4551 E MCKELLIPS RD | MESA | AZ | 85215 | Maricopa | 2 | Perm Closure | 1969-05-02 | 3000 | Gasoline | COMPARTMENT A | Double Walled | Asphalt coated or Bare Steel |  |  |  | Removal | 1987-02-06
0-004833 | TALLEY DEFENSE SYSTEMS - PLANT #1 - FORMER | 4551 E MCKELLIPS RD | MESA | AZ | 85215 | Maricopa | 1 | Perm Closure | 1969-05-02 | 3000 | Gasoline | COMPARTMENT A | Double Walled | Asphalt coated or Bare Steel |  |  |  | Removal | 1987-02-06
0-005874 | PHOENIX CHILDRENS HOSPITAL | 1919 E THOMAS RD | PHOENIX | AZ | 85016 | Maricopa | 2 | Perm Closure | 1988-03-24 | 6000 | Diesel | COMPARTMENT A |  | Fiberglass Reinforced Plastic | Suction - Check Valve at the Tank Top |  | Bare or Galvanized Steel | Removal | 2010-06-10
0-005874 | PHOENIX CHILDRENS HOSPITAL | 1919 E THOMAS RD | PHOENIX | AZ | 85016 | Maricopa | 3 | Perm Closure | 1967-01-01 | 1000 | Diesel | COMPARTMENT A |  | Asphalt coated or Bare Steel |  |  |  | Removal | 1988-01-20
0-003885 | CITY OF PHOENIX - 23RD AVENUE WWTP | 2470 S 22ND AVE | PHOENIX | AZ | 85009 | Maricopa | 5 | Perm Closure | 2005-06-17 | 550 | Diesel | COMPARTMENT A | Single Walled | Asphalt coated or Bare Steel |  |  |  | Removal | 1993-10-01
0-003885 | CITY OF PHOENIX - 23RD AVENUE WWTP | 2470 S 22ND AVE | PHOENIX | AZ | 85009 | Maricopa | 3 | Perm Closure | 1985-01-01 | 1000 | New Oil | COMPARTMENT A | Single Walled | Fiberglass Reinforced Plastic | Suction - Check Valve at the Tank Top |  | Bare or Galvanized Steel | Removal | 1993-03-01
0-009010 | ANDERSON GAS STATION - FORMER | 321 S CORONADO BLVD | CLIFTON | AZ | 85533 | Greenlee | 4 | Perm Closure | 1920-01-01 | 500 | Gasoline | COMPARTMENT A | Double Walled | Asphalt coated or Bare Steel | Pressure |  | Bare or Galvanized Steel | Removal | 2000-08-24
0-001034 | GOGO GAS & STORE LLC | 22 S CORONADO BLVD | CLIFTON | AZ | 85533 | Greenlee | 2 | Perm Closure | 1967-01-01 | 10000 | Gasoline | COMPARTMENT A |  | Asphalt coated or Bare Steel | Suction - Check Valve at the Tank Top |  |  | Removal | 1997-10-08
0-005233 | U-HAUL - GRAND AVENUE & INDIAN SCHOOL CENTER | 3601 W INDIAN SCHOOL RD | PHOENIX | AZ | 85019 | Maricopa | 2 | Perm Closure | 1983-04-15 | 10000 | Gasoline | COMPARTMENT A | Double Walled | Asphalt coated or Bare Steel |  |  |  | Removal | 1995-01-19
0-001983 | EXXON #7-3105 | 5050 W NORTHERN AVE | GLENDALE | AZ | 85301 | Maricopa | 1 | Perm Closure | 1984-01-01 | 8000 | Gasoline | COMPARTMENT A | Double Walled | Fiberglass Reinforced Plastic | Pressure |  | Fiberglass Reinforced Plastic | Removal | 2003-07-08
0-004381 | SCHUCK & SONS CONSTRUCTION CO INC | 8205 N 67TH AVE | GLENDALE | AZ | 85302 | Maricopa | 7 | Perm Closure | 2005-06-17 | 500 | Used Oil/Waste Oil | COMPARTMENT A |  | Asphalt coated or Bare Steel |  |  |  | Removal | 1996-01-10
0-004381 | SCHUCK & SONS CONSTRUCTION CO INC | 8205 N 67TH AVE | GLENDALE | AZ | 85302 | Maricopa | 6 | Perm Closure | 1971-01-01 | 2000 | Diesel | COMPARTMENT A |  | Asphalt coated or Bare Steel |  |  |  | Removal | 1990-10-01
0-001288 | CIRCLE K #2700693 | 5850 S 19TH AVE | PHOENIX | AZ | 85041 | Maricopa | 6 | Open | 1994-10-14 | 10000 | Gasoline | COMPARTMENT A | Double Walled | Fiberglass Reinforced Plastic | Pressure | Double Walled | Fiberglass Reinforced Plastic
0-000179 | ARIZONA COLISEUM & EXPOSITION CENTER | 1826 W MCDOWELL RD | PHOENIX | AZ | 85007 | Maricopa | 2 | Perm Closure | 1946-01-01 | 550 | Diesel | COMPARTMENT A |  | Asphalt coated or Bare Steel |  |  |  | Removal | 1990-10-04
0-000179 | ARIZONA COLISEUM & EXPOSITION CENTER | 1826 W MCDOWELL RD | PHOENIX | AZ | 85007 | Maricopa | 7 | Perm Closure | 1972-01-01 | 1000 | Diesel | COMPARTMENT A |  | Asphalt coated or Bare Steel |  |  |  | Removal | 1999-04-09
0-001082 | CHEVRON #9-1499 | 4626 N SCOTTSDALE RD | SCOTTSDALE | AZ | 85251 | Maricopa | 2 | Perm Closure | 1975-01-01 | 5000 | Gasoline | COMPARTMENT A | Single Walled | Asphalt coated or Bare Steel | Suction - Check Valve at the Tank Top | Double Walled | Fiberglass Reinforced Plastic | Removal | 1998-08-25
0-005885 | CIRCLE K STORE #2706657 | 5848 W OLIVE AVE | GLENDALE | AZ | 85302 | Maricopa | 1 | Open | 1988-01-01 | 20000 | Gasoline | COMPARTMENT A | Double Walled | Fiberglass Reinforced Plastic | Pressure | Double Walled | Fiberglass Reinforced Plastic
0-005885 | CIRCLE K STORE #2706657 | 5848 W OLIVE AVE | GLENDALE | AZ | 85302 | Maricopa | 3 | Open | 1988-01-01 | 12000 | Gasoline | COMPARTMENT A | Double Walled | Fiberglass Reinforced Plastic | Pressure | Double Walled | Fiberglass Reinforced Plastic
0-000862 | SHAW'S EXXON | 316 E 2ND ST | CASA GRANDE | AZ | 85122 | Pinal | 1 | Perm Closure | 1969-01-01 | 4000 | Gasoline | COMPARTMENT A |  | Asphalt coated or Bare Steel |  |  |  | Removal | 1989-12-01
0-003400 | SCOTTSDALE THUNDERBIRD #142290 | 6916 E DOUBLETREE RANCH RD | PARADISE VALLEY | AZ | 85253 | Maricopa | 2 | Perm Closure | 1990-04-01 | 2500 | Diesel | COMPARTMENT A | Double Walled | Fiberglass Reinforced Plastic | Suction - Check Valve at the Dispenser | Double Walled | Fiberglass Reinforced Plastic | Removal | 2002-03-13
0-009209 | 56TH STREET CLASSIC CAR SPA | 9969 S PRIEST DR | TEMPE | AZ | 85284 | Maricopa | 3 | Perm Closure | 1997-10-06 | 20000 | Gasoline (UL) | COMPARTMENT A | Double Walled | Fiberglass Reinforced Plastic | Pressure | Double Walled | Fiberglass Reinforced Plastic | Removal | 2018-01-23
0-005525 | DENNY'S TRANMISSION | 3902 S CENTRAL AVE | PHOENIX | AZ | 85040 | Maricopa | 1 | Perm Closure | 1979-05-09 | 500 | Used Oil/Waste Oil | COMPARTMENT A | Unknown | Asphalt coated or Bare Steel |  |  |  | Removal | 1987-01-01
0-007762 | DESERT CABALLEROS WESTERN MUSEUM | 21 N FRONTIER ST | WICKENBURG | AZ | 85390 | Maricopa | 1 | Perm Closure | 2005-06-17 | 1000 | Kerosene | COMPARTMENT A | Unknown | Asphalt coated or Bare Steel |  |  |  | Removal | 1993-08-03
0-001578 | ONE STOP CARS | 524 S COUNTRY CLUB DR | MESA | AZ | 85210 | Maricopa | 1 | Perm Closure | 1973-01-01 | 500 | Used Oil/Waste Oil | COMPARTMENT A |  | Asphalt coated or Bare Steel | Gravity Feed |  |  | Removal | 1989-01-01
0-001571 | COBRE TIRE CO | 277 W ASH ST | GLOBE | AZ | 85501 | Gila | 1 | Perm Closure | 1980-01-01 | 500 | Used Oil/Waste Oil | COMPARTMENT A |  | Asphalt coated or Bare Steel |  |  |  | Removal | 1988-10-01
0-003251 | COCONINO HIGH SCHOOL | 2801 N IZABEL ST | FLAGSTAFF | AZ | 86004 | Coconino | 1 | Perm Closure | 1988-05-01 | 300 | Used Oil/Waste Oil | COMPARTMENT A | Double Walled | Asphalt coated or Bare Steel |  |  |  | Removal | 1996-07-15
0-000230 | ADOT - MESA ROAD MAINTENANCE | 2409 N COUNTRY CLUB DR | MESA | AZ | 85201 | Maricopa | 3 | Perm Closure | 1961-01-01 | 550 | Used Oil/Waste Oil | COMPARTMENT A |  | Asphalt coated or Bare Steel |  |  |  | Removal | 1990-03-02
0-000680 | RIVERFRONT STATION | 646 N MAIN ST | COTTONWOOD | AZ | 86326 | Yavapai | 4 | Perm Closure | 1962-01-01 | 3000 | Gasoline | COMPARTMENT A | Single Walled | Asphalt coated or Bare Steel | Suction - Check Valve at the Tank Top | Single Walled | Bare or Galvanized Steel | Removal | 1998-07-28
0-000680 | RIVERFRONT STATION | 646 N MAIN ST | COTTONWOOD | AZ | 86326 | Yavapai | 7 | Open | 1998-09-01 | 12000 | Gasoline | COMPARTMENT A | Double Walled | Composite (Steel/Fiberglass) | Pressure | Double Walled | Flexible
0-000680 | RIVERFRONT STATION | 646 N MAIN ST | COTTONWOOD | AZ | 86326 | Yavapai | 6 | Perm Closure | 1962-01-01 | 350 | Used Oil/Waste Oil | COMPARTMENT A | Single Walled | Asphalt coated or Bare Steel | Gravity Feed | Single Walled | Bare or Galvanized Steel | Removal | 1997-12-18
0-007237 | MOHAVE COORS | 2723 TATUM AVE | KINGMAN | AZ | 86401 | Mohave | 2 | Perm Closure | 1974-01-01 | 1000 | Diesel | COMPARTMENT A | Single Walled | Asphalt coated or Bare Steel |  |  |  | Removal | 1991-03-05
0-009515 | USDOI BLM - GOLD DOLLAR MILLSITE #4 | 1000 N GHOSTOWN RD | CONGRESS | AZ | 85332 | Yavapai | 1 | Perm Closure | 1987-01-01 | 3000 | Diesel | COMPARTMENT A | Unknown | Asphalt coated or Bare Steel | Suction - Check Valve at the Tank Top |  |  | Removal | 1999-10-13
0-002491 | K C HILITES INC | 2843 W AVENIDA DE LUCAS | WILLIAMS | AZ | 86046 | Coconino | 2 | Perm Closure | 1978-05-01 | 2000 | Gasoline | COMPARTMENT A | Single Walled | Asphalt coated or Bare Steel | Suction - Check Valve at the Tank Top |  |  | Removal | 1996-12-03
0-000422 | LUBE PIT | 2112 S ALVERNON WAY | TUCSON | AZ | 85711 | Pima | 1 | Perm Closure | 1980-01-01 | 3000 | Used Oil/Waste Oil | COMPARTMENT A |  | Asphalt coated or Bare Steel | Gravity Feed | Single Walled | Bare or Galvanized Steel | Removal | 1993-12-17
0-009871 | SAFEWAY FUEL - FLAGSTAFF | 5020 N US HIGHWAY 89 | FLAGSTAFF | AZ | 86004 | Coconino | 1 | Open | 2002-06-13 | 10000 | Diesel | COMPARTMENT A | Double Walled | Composite (Steel/Fiberglass)
0-010439 | FRY'S FUEL CENTER #36 | 3790 W INA RD | TUCSON | AZ | 85741 | Pima | 2 | Open | 2012-05-03 | 10000 | Diesel | COMPARTMENT B | Double Walled | Fiberglass Reinforced Plastic | Pressure | Double Walled | Fiberglass Reinforced Plastic
0-005726 | YUCO GIN - CRUMP GIN | 6885 W COUNTY 11TH ST | YUMA | AZ | 85364 | Yuma | 2 | Perm Closure | 2005-06-17 |  | Unidentified | COMPARTMENT A | Unknown | Unknown |  |  |  | Removal | 1986-06-01
0-005322 | UNOCAL #6877 | 1300 N KOLB RD | TUCSON | AZ | 85715 | Pima | 1 | Perm Closure | 1976-04-15 | 12000 | Gasoline | COMPARTMENT A | Double Walled | Asphalt coated or Bare Steel | Pressure |  | Fiberglass Reinforced Plastic | Removal | 1994-07-06
0-001625 | COMMONWEALTH ELECTRIC CO | 3901 E WINSLOW AVE | PHOENIX | AZ | 85040 | Maricopa | 3 | Perm Closure | 1971-01-01 | 2000 | Diesel | COMPARTMENT A |  | Asphalt coated or Bare Steel |  |  |  | Removal | 1992-02-01
0-009339 | XPO LOGISTICS FREIGHT | 7002 W SHERMAN ST | PHOENIX | AZ | 85043 | Maricopa | 1 | Open | 1997-11-17 | 20000 | Diesel | COMPARTMENT A | Double Walled | Fiberglass Reinforced Plastic | Gravity Feed | Aboveground Piping (Partial) | Fiberglass Reinforced Plastic
0-001503 | CIRCLE K #2701856 | 453 E WHITE MOUNTAIN BLVD | PINETOP-LAKESIDE | AZ | 85935 | Navajo | 2 | Open | 1985-01-01 | 10000 | Gasoline | COMPARTMENT A | Double Walled | Fiberglass Reinforced Plastic | Pressure |  | Fiberglass Reinforced Plastic
0-009195 | CIRCLE K #2705302 | 6969 W RAY RD | CHANDLER | AZ | 85226 | Maricopa | 1 | Open | 1997-07-03 | 15000 | Gasoline | COMPARTMENT A | Double Walled | Fiberglass Reinforced Plastic | Pressure | Double Walled | Fiberglass Reinforced Plastic
0-001162 | CIRCLE K #2700028 | 5902 W CAMELBACK RD | GLENDALE | AZ | 85301 | Maricopa | 2 | Perm Closure | 1984-01-01 | 10000 | Gasoline | COMPARTMENT A | Double Walled | Fiberglass Reinforced Plastic | Pressure |  | Fiberglass Reinforced Plastic | Removal | 2008-07-10
0-003632 | FOOD PROCESSING CORP | 3121 E WASHINGTON ST | PHOENIX | AZ | 85034 | Maricopa | 1 | Perm Closure | 1981-01-01 | 6000 | Gasoline | COMPARTMENT A |  | Asphalt coated or Bare Steel |  |  |  | Removal | 1989-09-19
0-008926 | FOREMAN STATION |  | ARIVACA |  |  | Pima | 1 | Perm Closure | 1980-01-01 | 2000 | Gasoline | COMPARTMENT A | Unknown | Asphalt coated or Bare Steel | Suction - Check Valve at the Tank Top |  |  | Removal | 1996-07-03
0-001477 | CIRCLE K #2701774 | 1821 W BASELINE RD | GUADALUPE | AZ | 85283 | Maricopa | 3 | Perm Closure | 1985-01-01 | 10000 | Gasoline | COMPARTMENT A | Single Walled | Fiberglass Reinforced Plastic | Pressure |  | Fiberglass Reinforced Plastic | Removal | 2005-11-11
0-001493 | CIRCLE K #2701832 | 3393 W ORANGE GROVE RD | TUCSON | AZ | 85741 | Pima | 3 | Open | 1985-09-22 | 10000 | Diesel | COMPARTMENT A | Double Walled | Fiberglass Reinforced Plastic | Pressure | Single Walled | Fiberglass Reinforced Plastic
0-002679 | FIRST INTERSTATE BANK OF ARIZONA | 1927 E 19TH ST | TUCSON | AZ | 85719 | Pima | 1 | Perm Closure | 1969-01-01 | 8000 | Gasoline | COMPARTMENT A |  | Asphalt coated or Bare Steel |  |  |  | Removal | 1989-10-26
0-007704 | F L DAILY ROOFING CO | 1027 N MAIN AVE | TUCSON | AZ | 85705 | Pima | 1 | Perm Closure | 2005-06-17 | 1000 | Gasoline | COMPARTMENT A | Double Walled | Asphalt coated or Bare Steel |  |  |  | Removal | 1988-12-01
0-009670 | FLYING H | 13884 W JIMMIE KERR BLVD | CASA GRANDE | AZ | 85122 | Pinal | 3 | Perm Closure | 2005-06-17 | 6000 | Unidentified | COMPARTMENT A | Single Walled | Asphalt coated or Bare Steel |  |  |  | Removal | 2000-07-19
0-005668 | TRIUMPH AIR REPAIR | 4010 S 43RD PL | PHOENIX | AZ | 85040 | Maricopa | 1 | Perm Closure | 1989-01-01 | 3000 | Jet Fuel | COMPARTMENT A | Double Walled | Fiberglass Reinforced Plastic |  |  |  | Removal | 2014-03-05
0-000504 | SHELL GASCO MINI MART | 3159 W BUCKEYE RD | PHOENIX | AZ | 85009 | Maricopa | 6 | Perm Closure | 1986-05-01 | 12000 | Gasoline | COMPARTMENT A | Double Walled | Fiberglass Reinforced Plastic | Pressure |  | Fiberglass Reinforced Plastic | Removal | 2020-10-20
0-000504 | SHELL GASCO MINI MART | 3159 W BUCKEYE RD | PHOENIX | AZ | 85009 | Maricopa | 7 | Perm Closure | 1986-05-01 | 12000 | Gasoline | COMPARTMENT A | Double Walled | Fiberglass Reinforced Plastic | Pressure |  | Fiberglass Reinforced Plastic | Removal | 2020-10-20
0-005907 | SPEEDSMART SHELL | 3208 E INDIAN SCHOOL RD | PHOENIX | AZ | 85018 | Maricopa | 5 | Open | 1987-01-01 | 10000 | Diesel | COMPARTMENT A | Double Walled | Fiberglass Reinforced Plastic | Pressure |  | Fiberglass Reinforced Plastic
0-003575 | ORANGE TREE GOLF RESORT | 10601 N 56TH ST | SCOTTSDALE | AZ | 85254 | Maricopa | 1 | Perm Closure | 2005-06-17 | 2000 | Gasoline | COMPARTMENT A |  | Asphalt coated or Bare Steel |  |  |  | Removal | 1987-05-01
0-009972 | FEDEX EXPRESS - PHXRC | 2602 S 47TH ST | PHOENIX | AZ | 85034 | Maricopa | 1 | Perm Closure | 1984-01-01 | 4000 | Diesel | COMPARTMENT A | Double Walled | Fiberglass Reinforced Plastic | Suction - Check Valve at the Tank Top | Double Walled |  | Removal | 2014-01-15
0-003307 | MOREY EXCAVATING CO INC | 3825 E HARDY DR | TUCSON | AZ | 85716 | Pima | 1 | Perm Closure | 1976-06-17 | 1000 | Gasoline | COMPARTMENT A | Double Walled | Asphalt coated or Bare Steel |  |  |  | Removal | 1989-08-01
0-007467 | ASHDALE ADMINISTRATION SITE |  | CAMP CREEK |  |  | Maricopa | 1 | Perm Closure | 1930-01-01 | 1000 | Gasoline | COMPARTMENT A | Unknown | Unknown |  |  |  | Removal | 1991-10-10
0-010105 | QUIKTRIP #439 | 7522 W DEER VALLEY RD | PEORIA | AZ | 85382 | Maricopa | 1 | Open | 2005-06-01 | 12000 | Gasoline | COMPARTMENT A | Double Walled | Fiberglass Reinforced Plastic | Pressure | Double Walled | Flexible
0-010105 | QUIKTRIP #439 | 7522 W DEER VALLEY RD | PEORIA | AZ | 85382 | Maricopa | 4 | Open | 2016-02-11 | 10000 | Other | COMPARTMENT B | Double Walled | Fiberglass Reinforced Plastic | Pressure | Double Walled | Fiberglass Reinforced Plastic
0-003859 | CITY OF PHOENIX - 19TH AVENUE LANDFILL |  | PHOENIX |  |  | Maricopa | 2 | Perm Closure | 2005-06-17 | 10000 | Diesel | COMPARTMENT A | Single Walled | Asphalt coated or Bare Steel |  |  |  | Removal | 1978-01-01
0-003410 | QWEST PINNACLE PEAK CENTRAL OFFICE #143142 | 8646 E PINNACLE PEAK RD | SCOTTSDALE | AZ | 85255 | Maricopa | 1 | Perm Closure | 1983-01-07 | 1000 | Diesel | COMPARTMENT A | Double Walled | Asphalt coated or Bare Steel | Suction - Check Valve at the Tank Top |  |  | Removal | 1992-10-01
0-000042 | FAA RTR-2 PHOENIX | 2641 E BUCKEYE RD | PHOENIX | AZ | 85034 | Maricopa | 1 | Perm Closure | 1960-01-01 | 500 | Gasoline | COMPARTMENT A |  | Asphalt coated or Bare Steel |  |  |  | Removal | 1989-03-01
0-007992 | FALCON FIELD POST OFFICE | 5155 E EAGLE DR | MESA | AZ | 85215 | Maricopa | 1 | Perm Closure | 1992-10-01 | 10000 | Gasoline | COMPARTMENT A | Double Walled | Fiberglass Reinforced Plastic | Pressure | Double Walled | Fiberglass Reinforced Plastic | Removal | 1997-05-21
0-000890 | FAST GAS #110 | 324 E MCKELLIPS RD | MESA | AZ | 85201 | Maricopa | 2 | Perm Closure | 1969-01-01 | 10000 | Gasoline | COMPARTMENT A |  | Asphalt coated or Bare Steel |  |  |  | Removal | 1988-12-08
0-009555 | EXPRESS MINI MART | 439 STATE ROUTE 64 | GRAND CANYON | AZ | 86023 | Coconino | 3 | Open | 1999-03-16 | 8000 | Diesel | COMPARTMENT A | Double Walled | Composite (Steel/Fiberglass) | Pressure | Double Walled | Flexible
0-005914 | EAST VALLEY JEEP EAGLE | 1350 W MAIN ST | MESA | AZ | 85201 | Maricopa | 4 | Perm Closure | 1945-11-27 | 2000 | Gasoline | COMPARTMENT A | Single Walled | Asphalt coated or Bare Steel | Suction - Check Valve at the Tank Top |  |  | Removal | 1988-08-01
0-005914 | EAST VALLEY JEEP EAGLE | 1350 W MAIN ST | MESA | AZ | 85201 | Maricopa | 1 | Perm Closure | 1968-01-01 | 2000 | Used Oil/Waste Oil | COMPARTMENT A | Single Walled | Asphalt coated or Bare Steel | Gravity Feed |  |  | Removal | 1994-02-16
0-001830 | FREEDOM FUELS | 400 E THIRD ST | WINSLOW | AZ | 86047 | Navajo | 4 | Perm Closure | 2005-06-17 | 500 | Used Oil/Waste Oil | COMPARTMENT A |  | Asphalt coated or Bare Steel |  |  |  | Removal | 1990-05-01
0-001830 | FREEDOM FUELS | 400 E THIRD ST | WINSLOW | AZ | 86047 | Navajo | 3 | Perm Closure | 2005-06-17 | 6000 | Gasoline | COMPARTMENT A |  | Asphalt coated or Bare Steel |  |  |  | Removal | 1990-06-28
0-007475 | PINE SPRINGS TRUCK STOP/WOODY MT | 2600 N WEST ST | FLAGSTAFF | AZ | 86004 | Coconino | 1 | Perm Closure | 1960-01-01 | 3000 | Gasoline | COMPARTMENT A | Double Walled | Asphalt coated or Bare Steel | Suction - Check Valve at the Tank Top |  |  | Removal | 1991-09-27
0-004141 | DOCKSIDE MINI MARKET INC | 416 HANCOCK RD | BULLHEAD CITY | AZ | 86442 | Mohave | 2 | Perm Closure | 1986-01-01 | 10000 | Gasoline | COMPARTMENT A | Double Walled | Fiberglass Reinforced Plastic | Pressure |  |  | Removal | 2013-08-15
0-008213 | DON PETERSON ENGINEERS INC | 256 S 2ND AVE | YUMA | AZ | 85364 | Yuma | 1 | Perm Closure | 2005-06-17 | 500 | Gasoline | COMPARTMENT A | Unknown | Asphalt coated or Bare Steel |  |  |  | Removal | 1990-01-01
0-003758 | PHILLIPS 66 COMPANY #018223 | 2404 N SCOTTSDALE RD | TEMPE | AZ | 85257 | Maricopa | 5 | Perm Closure | 1964-01-01 | 6000 | Gasoline | COMPARTMENT A | Single Walled | Asphalt coated or Bare Steel |  |  |  | Removal | 1978-10-25
0-003758 | PHILLIPS 66 COMPANY #018223 | 2404 N SCOTTSDALE RD | TEMPE | AZ | 85257 | Maricopa | 2 | Perm Closure | 1974-01-01 | 10000 | Gasoline | COMPARTMENT A | Single Walled | Asphalt coated or Bare Steel |  |  |  | Removal | 1978-10-25
0-003759 | PHILLIPS 66 COMPANY #018414 | 13001 N CAVE CREEK RD | PHOENIX | AZ | 85022 | Maricopa | 2 | Perm Closure | 1964-01-01 | 4000 | Gasoline | COMPARTMENT A | Single Walled | Asphalt coated or Bare Steel |  |  |  | Closed in Place | 1975-11-01
0-003675 | PEP BOYS #674 | 155 E 32ND ST | YUMA | AZ | 85364 | Yuma | 1 | Perm Closure | 1983-01-01 | 750 | Used Oil/Waste Oil | COMPARTMENT A | Single Walled | Asphalt coated or Bare Steel | Gravity Feed |  | Bare or Galvanized Steel | Removal | 1995-02-21
0-003691 | USDOI NPS - PETRIFIED FOREST NATIONAL PARK |  | PETRIFIED FOREST NATIONAL PARK |  |  | Navajo | 3 | Perm Closure | 1943-01-01 | 10000 | Diesel | COMPARTMENT A | Single Walled | Asphalt coated or Bare Steel |  |  |  | Removal | 1990-09-25
0-006166 | KNOELL HOMES INC | 2401 S 24TH ST | PHOENIX | AZ | 85034 | Maricopa | 4 | Perm Closure | 1978-05-10 | 5000 | Gasoline | COMPARTMENT A | Double Walled | Asphalt coated or Bare Steel |  |  |  | Removal | 1990-09-26
0-006620 | 142-39-005B | 10487 N 91ST AVE | PEORIA | AZ | 85345 | Maricopa | 1 | Perm Closure | 1985-01-01 | 1000 | Gasoline | COMPARTMENT A | Unknown | Asphalt coated or Bare Steel |  |  |  | Removal | 1989-01-01
0-006126 | CONTAINER SERVICE CO | 2015 W MOUNTAIN VIEW RD | PHOENIX | AZ | 85021 | Maricopa | 1 | Perm Closure | 1974-04-12 | 2500 | Gasoline | COMPARTMENT A | Double Walled | Asphalt coated or Bare Steel |  |  |  | Closed in Place | 1988-12-01
0-006099 | MESA SAND & ROCK INC | 2246 N COUNTRY CLUB DR | MESA | AZ | 85201 | Maricopa | 1 | Perm Closure | 1963-01-01 | 4000 | Gasoline | COMPARTMENT A | Single Walled | Asphalt coated or Bare Steel |  |  |  | Removal | 1988-10-01
0-004244 | SAGE DEVELOPMENT CORP | 9162 W CACTUS RD | PEORIA | AZ | 85381 | Maricopa | 3 | Perm Closure | 1980-03-12 | 300 | Diesel | COMPARTMENT A | Double Walled | Fiberglass Reinforced Plastic |  |  |  | Removal | 1989-04-01
0-008297 | PETERSON'S CIRCLE R CONVENIENCE | 313 NW OLD WEST HWY | DUNCAN | AZ | 85534 | Greenlee | 3 | Perm Closure | 1998-02-27 | 4000 | Gasoline | COMPARTMENT A | Double Walled | Composite (Steel/Fiberglass) |  |  |  | Removal | 2019-08-14
0-006981 | GURUDEV LAKE HAVASU | 311 LAKE HAVASU AVE N | LAKE HAVASU CITY | AZ | 86403 | Mohave | 1 | Open | 1989-12-19 | 10000 | Gasoline | COMPARTMENT A | Double Walled | Fiberglass Reinforced Plastic | Pressure | Double Walled | Fiberglass Reinforced Plastic
0-003753 | PHILLIPS 66 COMPANY #0178 | 824 W ROUTE 66 | FLAGSTAFF | AZ | 86001 | Coconino | 1 | Perm Closure | 1970-01-01 | 4000 | Gasoline | COMPARTMENT A | Single Walled | Asphalt coated or Bare Steel | Suction - Check Valve at the Tank Top |  |  | Removal | 1979-02-03
0-003568 | O'MALLEY GLASS & MILLWORK | 620 S 19TH AVE | PHOENIX | AZ | 85009 | Maricopa | 2 | Perm Closure | 1974-01-01 | 2000 | Kerosene | COMPARTMENT A |  | Asphalt coated or Bare Steel |  |  |  | Removal | 1988-10-15
0-002398 | MIDWAY SERVICE |  | VALENTINE |  |  | Mohave | 2 | Perm Closure | 1969-05-08 | 2000 | Diesel | COMPARTMENT A | Single Walled | Asphalt coated or Bare Steel |  |  |  | Removal | 1992-04-14
0-001630 | RUBEN CONDE STATION | 64503 S AGUA CALIENTE RD | DATELAND | AZ | 85333 | Maricopa | 4 | Open | 1999-04-28 | 3000 | Diesel | COMPARTMENT B | Single Walled | Fiberglass Reinforced Plastic | Pressure | Single Walled | Fiberglass Reinforced Plastic
0-001630 | RUBEN CONDE STATION | 64503 S AGUA CALIENTE RD | DATELAND | AZ | 85333 | Maricopa | 1 | Perm Closure | 1960-01-01 | 1000 | Gasoline | COMPARTMENT A |  | Asphalt coated or Bare Steel | Suction - Check Valve at the Tank Top |  |  | Closed in Place | 1999-04-20
0-009747 | SAFEWAY #1654 | 8141 W CAMELBACK RD | PHOENIX | AZ | 85033 | Maricopa | 1 | Open | 2000-11-01 | 10000 | Gasoline | COMPARTMENT A | Double Walled | Composite (Steel/Fiberglass)
0-003907 | RICHEY YARD | 3390 N RICHEY BLVD | TUCSON | AZ | 85716 | Pima | 1 | Perm Closure | 1951-01-01 | 10000 | Gasoline | COMPARTMENT A | Single Walled | Asphalt coated or Bare Steel |  |  |  | Removal | 1987-04-01
0-003907 | RICHEY YARD | 3390 N RICHEY BLVD | TUCSON | AZ | 85716 | Pima | 3 | Perm Closure | 1974-01-01 | 12000 | Gasoline | COMPARTMENT A | Single Walled | Asphalt coated or Bare Steel |  |  |  | Removal | 1989-05-01
0-001852 | ELECTRICAL DISTRICT 2 | 5575 N ELEVEN MILE CORNER RD | COOLIDGE | AZ | 85128 | Pinal | 2 | Perm Closure | 1974-01-01 | 1000 | Gasoline | COMPARTMENT A |  | Asphalt coated or Bare Steel | Suction - Check Valve at the Tank Top |  |  | Removal | 1988-11-15
0-010242 | COSTCO WHOLESALE #644 | 2887 S MARKET ST | GILBERT | AZ | 85295 | Maricopa | 3 | Open | 2005-12-16 | 30000 | Gasoline | COMPARTMENT A | Double Walled | Fiberglass Reinforced Plastic
0-010518 | CIRCLE K STORE #2703386 | 530 E VALENCIA RD | TUCSON | AZ | 85706 | Pima | 1 | Open | 2014-10-02 | 20000 | Gasoline (UL) | COMPARTMENT A | Double Walled | Fiberglass Reinforced Plastic | Pressure | Double Walled | Fiberglass Reinforced Plastic
0-010522 | QUIKTRIP #497R | 21050 N CAVE CREEK RD | PHOENIX | AZ | 85024 | Maricopa | 3 | Open | 2014-08-21 | 10000 | Other | COMPARTMENT A | Double Walled | Fiberglass Reinforced Plastic | Pressure | Double Walled | Fiberglass Reinforced Plastic
0-010527 | QUIKTRIP #405R | 9010 N 19TH AVE | PHOENIX | AZ | 85021 | Maricopa | 4 | Open | 2014-12-30 | 10000 | Gasoline | COMPARTMENT A | Double Walled | Fiberglass Reinforced Plastic | Pressure | Double Walled | Fiberglass Reinforced Plastic
0-010527 | QUIKTRIP #405R | 9010 N 19TH AVE | PHOENIX | AZ | 85021 | Maricopa | 2 | Open | 2014-12-30 | 20000 | Gasoline | COMPARTMENT A | Double Walled | Fiberglass Reinforced Plastic | Pressure | Double Walled | Fiberglass Reinforced Plastic
0-010527 | QUIKTRIP #405R | 9010 N 19TH AVE | PHOENIX | AZ | 85021 | Maricopa | 3 | Open | 2014-12-30 | 12000 | Gasoline | COMPARTMENT A | Double Walled | Fiberglass Reinforced Plastic | Pressure | Double Walled | Fiberglass Reinforced Plastic
0-000507 | ARCO #5285 | 2230 W INDIAN SCHOOL RD | PHOENIX | AZ | 85015 | Maricopa | 7 | Open | 1993-09-28 | 10000 | Gasoline | COMPARTMENT A | Double Walled | Fiberglass Reinforced Plastic | Pressure | Double Walled | Fiberglass Reinforced Plastic
0-000507 | ARCO #5285 | 2230 W INDIAN SCHOOL RD | PHOENIX | AZ | 85015 | Maricopa | 1 | Perm Closure | 1977-01-01 | 10000 | Gasoline | COMPARTMENT A |  | Asphalt coated or Bare Steel | Pressure |  |  | Removal | 1993-08-26
0-002975 | LITTLE AMERICA HOTEL | 2515 E BUTLER AVE | FLAGSTAFF | AZ | 86004 | Coconino | 21 | Perm Closure | 2016-12-06 | 300 | Unidentified | COMPARTMENT A | Single Walled | Asphalt coated or Bare Steel |  |  |  | Removal | 2016-09-21
0-002975 | LITTLE AMERICA HOTEL | 2515 E BUTLER AVE | FLAGSTAFF | AZ | 86004 | Coconino | 24 | Perm Closure | 2016-12-06 | 300 | Unidentified | COMPARTMENT A | Single Walled | Asphalt coated or Bare Steel |  |  |  | Removal | 2016-09-21
0-002975 | LITTLE AMERICA HOTEL | 2515 E BUTLER AVE | FLAGSTAFF | AZ | 86004 | Coconino | 22 | Perm Closure | 2016-12-06 | 300 | Unidentified | COMPARTMENT A | Single Walled | Asphalt coated or Bare Steel |  |  |  | Removal | 2016-09-21
0-002975 | LITTLE AMERICA HOTEL | 2515 E BUTLER AVE | FLAGSTAFF | AZ | 86004 | Coconino | 8 | Perm Closure | 1973-01-01 | 550 | Used Oil/Waste Oil | COMPARTMENT A | Double Walled | Fiberglass Reinforced Plastic | Pressure |  |  | Removal | 1992-05-06
0-005823 | QUIK MART #23 | 10275 E 22ND ST | TUCSON | AZ | 85748 | Pima | 2 | Perm Closure | 1989-04-03 | 10000 | Gasoline | COMPARTMENT A | Double Walled | Composite (Steel/Fiberglass) | Pressure | Double Walled | Fiberglass Reinforced Plastic | Removal | 2018-09-06
0-009672 | CIRCLE K STORE #2703444 | 2933 S TOMAHAWK RD | APACHE JUNCTION | AZ | 85119 | Pinal | 2 | Open | 2000-04-07 | 7000 | Diesel | COMPARTMENT B | Double Walled | Composite (Steel/Fiberglass) | Pressure | Double Walled | Fiberglass Reinforced Plastic
0-009079 | COSTCO WHOLESALE #431 | 3901 W COSTCO DR | MARANA | AZ | 85741 | Pima | 3 | Open | 1997-07-01 | 30000 | Gasoline | COMPARTMENT A | Double Walled | Fiberglass Reinforced Plastic | Pressure | Double Walled | Fiberglass Reinforced Plastic
0-004020 | JIFFY LUBE #2446 | 3219 N CAMPBELL AVE | TUCSON | AZ | 85719 | Pima | 3 | Perm Closure | 1987-03-01 | 2000 | Used Oil/Waste Oil | COMPARTMENT A | Unknown | Asphalt coated or Bare Steel | Suction - Check Valve at the Tank Top |  | Bare or Galvanized Steel | Removal | 1996-01-24
0-005008 | Q LUBE #1148 | 4838 N 67TH AVE | PHOENIX | AZ | 85033 | Maricopa | 1 | Perm Closure | 1987-05-11 | 6000 | Used Oil/Waste Oil | COMPARTMENT A |  | Asphalt coated or Bare Steel | Suction - Check Valve at the Tank Top |  |  | Removal | 1995-12-20
0-001465 | CIRCLE K #2701671 | 2815 E UNIVERSITY DR | MESA | AZ | 85213 | Maricopa | 2 | Open | 1985-01-01 | 10000 | Gasoline | COMPARTMENT A | Single Walled | Fiberglass Reinforced Plastic | Pressure | Single Walled | Fiberglass Reinforced Plastic
0-001397 | CIRCLE K #2701345 | 3101 W NORTHERN AVE | PHOENIX | AZ | 85051 | Maricopa | 3 | Open | 1979-01-01 | 10000 | Gasoline | COMPARTMENT A | Single Walled | Asphalt coated or Bare Steel | Pressure |  | Fiberglass Reinforced Plastic
0-006252 | ARROW TIRE & SERVICE | 9480 E GOLF LINKS RD | TUCSON | AZ | 85730 | Pima | 1 | Perm Closure | 1988-07-06 | 550 | Used Oil/Waste Oil | COMPARTMENT A | Unknown | Fiberglass Reinforced Plastic |  |  |  | Removal | 1995-03-31
0-007637 | AUTOMOTIVE TESTING LAB INC | 263 S MULBERRY | MESA | AZ | 85202 | Maricopa | 2 | Perm Closure | 2005-06-17 | 1000 | Used Oil/Waste Oil | COMPARTMENT A |  | Asphalt coated or Bare Steel |  |  |  | Removal | 1991-12-12
0-010293 | GALAVIZ AUTO REPAIR & TIRES LLC | 748 N ARIZONA AVE | CHANDLER | AZ | 85225 | Maricopa | 1 | Perm Closure | 2009-05-14 | 550 | Used Oil/Waste Oil | COMPARTMENT A |  | Asphalt coated or Bare Steel |  |  |  | Removal | 2009-03-18
0-001950 | VALLEY CREST LANDSCAPE | 2902 E ILLINI ST | PHOENIX | AZ | 85040 | Maricopa | 3 | Perm Closure | 1984-01-01 | 5000 | Diesel | COMPARTMENT A |  | Asphalt coated or Bare Steel |  |  |  | Removal | 1997-07-10
0-010606 | CARIOCA SHELL #52 | 3906 W NEW RIVER RD | NEW RIVER | AZ | 85087 | Maricopa | 3 | Open | 2017-10-23 | 12000 | Diesel | COMPARTMENT A | Double Walled | Fiberglass Reinforced Plastic | Pressure | Double Walled | Fiberglass Reinforced Plastic
0-000413 | APS GLOBE SERVICE CENTER | 5994 ELECTRIC DR | GLOBE | AZ | 85501 | Gila | 4 | Perm Closure | 1980-01-01 | 10000 | Gasoline | COMPARTMENT A |  | Asphalt coated or Bare Steel |  |  |  | Removal | 1988-07-29
0-000523 | ARCO #5256 | 5101 W THOMAS RD | PHOENIX | AZ | 85031 | Maricopa | 1 | Perm Closure | 2005-06-17 | 10000 | Gasoline | COMPARTMENT A |  | Asphalt coated or Bare Steel |  |  |  | Removal | 1988-11-01
0-000523 | ARCO #5256 | 5101 W THOMAS RD | PHOENIX | AZ | 85031 | Maricopa | 7 | Open | 1988-12-19 | 10000 | Gasoline | COMPARTMENT A | Double Walled | Fiberglass Reinforced Plastic | Pressure | Double Walled | Fiberglass Reinforced Plastic
0-009861 | AJO WAY CAR SALVAGE YARD | 3615 E AJO WAY | TUCSON | AZ | 85713 | Pima | 3 | Perm Closure | 2005-06-17 | 2000 | Unidentified | COMPARTMENT A | Single Walled | Asphalt coated or Bare Steel | Suction - Check Valve at the Dispenser |  |  | Removal | 2002-07-29
0-000142 | ALPINE MUSEUM & ART GALLERY |  | ALPINE |  |  | Apache | 3 | Perm Closure | 2007-03-09 | 550 | Diesel | COMPARTMENT A | Single Walled | Asphalt coated or Bare Steel |  |  |  | Removal | 2007-01-18
0-000320 | ADOT - FLAGSTAFF MAINTENANCE CAMP | 1801 S MILTON RD | FLAGSTAFF | AZ | 86001 | Coconino | 2 | Perm Closure | 1968-01-01 | 8000 | Gasoline | COMPARTMENT A |  | Asphalt coated or Bare Steel |  |  |  | Removal | 1990-06-21
0-008487 | 205-15-004C | 8850 S STATE ROUTE 89 | WILHOIT | AZ | 85362 | Yavapai | 1 | Perm Closure | 2005-06-17 | 500 | Gasoline | COMPARTMENT A | Single Walled | Asphalt coated or Bare Steel |  |  |  | Removal | 2007-02-01
0-010572 | FRY'S FUEL #83 | 1805 W VALENCIA RD | TUCSON | AZ | 85746 | Pima | 2 | Open | 2016-06-15 | 10000 | Diesel | COMPARTMENT B | Double Walled | Fiberglass Reinforced Plastic | Pressure | Double Walled | Fiberglass Reinforced Plastic
0-010642 | CIRCLE K STORE #9523 | 9418 N 7TH ST | PHOENIX | AZ | 85020 | Maricopa | 1 | Open | 2019-02-06 | 20000 | Gasoline (UL) | COMPARTMENT A | Double Walled | Fiberglass Reinforced Plastic
0-010630 | CIRCLE K STORE #2703495 | 1542 E US HIGHWAY 70 | SAFFORD | AZ | 85546 | Graham | 2 | Open | 2018-10-02 | 12000 | Gasoline (UL) | COMPARTMENT A | Double Walled | Fiberglass Reinforced Plastic | Pressure | Double Walled | Fiberglass Reinforced Plastic
0-010625 | QUIKTRIP #1403 | 1550 E BASELINE RD | PHOENIX | AZ | 85042 | Maricopa | 4 | Open | 2018-04-19 | 10000 | Gasoline (PUL) | COMPARTMENT A | Double Walled | Fiberglass Reinforced Plastic | Pressure | Double Walled | Fiberglass Reinforced Plastic
0-010614 | SUPER STAR CARWASH AND GAS | 1905 W BASELINE RD | PHOENIX | AZ | 85041 | Maricopa | 2 | Open | 2015-11-01 | 15000 | Gasoline (UL) | COMPARTMENT A | Double Walled | Fiberglass Reinforced Plastic | Pressure | Double Walled | Fiberglass Reinforced Plastic
0-007590 | CHECKER AUTO PARTS | 200 E GURLEY ST | PRESCOTT | AZ | 86301 | Yavapai | 1 | Perm Closure | 2005-06-17 |  | Unidentified | COMPARTMENT A | Unknown | Asphalt coated or Bare Steel |  |  |  | Removal | 1989-06-19
0-007590 | CHECKER AUTO PARTS | 200 E GURLEY ST | PRESCOTT | AZ | 86301 | Yavapai | 2 | Perm Closure | 2005-06-17 |  | Unidentified | COMPARTMENT A | Unknown | Asphalt coated or Bare Steel |  |  |  | Removal | 1989-06-19
0-001029 | CHEVRON #9-1004 | 200 E 4TH ST | BENSON | AZ | 85602 | Cochise | 5 | Perm Closure | 1951-01-01 | 550 | Used Oil/Waste Oil | COMPARTMENT A |  | Asphalt coated or Bare Steel |  |  |  | Removal | 1987-05-01
0-003347 | CASA GRANDE MAIN CO #125110 | 202 E 4TH ST | CASA GRANDE | AZ | 85122 | Pinal | 1 | Perm Closure | 1972-01-04 | 2000 | Diesel | COMPARTMENT A | Double Walled | Asphalt coated or Bare Steel |  |  |  | Removal | 1988-12-01
0-006516 | ALL AMERICAN FUEL | 1041 ACOMA BLVD S | LAKE HAVASU CITY | AZ | 86406 | Mohave | 3 | Open | 1987-07-01 | 10000 | Gasoline | COMPARTMENT A | Single Walled | Fiberglass Reinforced Plastic | Pressure |  | Fiberglass Reinforced Plastic
0-010002 | BNSF PROPERTY |  | KINGMAN |  |  | Mohave | 1 | Perm Closure | 2005-06-17 | 540 | Unidentified | COMPARTMENT A | Single Walled | Asphalt coated or Bare Steel |  |  |  | Removal | 2004-02-12
0-007132 | SUNNYSIDE UNIFIED SCHOOL DISTRICT #12 - TRANSPORTATION | 2241 E WIEDING RD | TUCSON | AZ | 85706 | Pima | 4 | Perm Closure | 1976-01-01 | 500 | Used Oil/Waste Oil | COMPARTMENT A | Unknown | Asphalt coated or Bare Steel | Gravity Feed |  | Bare or Galvanized Steel | Removal | 1994-09-10
0-009502 | TROON NORTH GOLF MAINTENANCE YARD | 10550 E DYNAMITE BLVD | SCOTTSDALE | AZ | 85262 | Maricopa | 4 | Open | 2020-03-27 | 3000 | Red Diesel | COMPARTMENT A | Double Walled | Fiberglass Reinforced Plastic | Pressure | Double Walled | Fiberglass Reinforced Plastic
0-000939 | SHELL #26 | 1380 N SCOTTSDALE RD | TEMPE | AZ | 85281 | Maricopa | 2 | Perm Closure | 1979-01-01 | 10000 | Gasoline | COMPARTMENT A | Single Walled | Asphalt coated or Bare Steel | Pressure |  | Fiberglass Reinforced Plastic | Removal | 2020-07-16
0-000939 | SHELL #26 | 1380 N SCOTTSDALE RD | TEMPE | AZ | 85281 | Maricopa | 4 | Perm Closure | 1979-01-01 | 6000 | Diesel | COMPARTMENT A | Single Walled | Asphalt coated or Bare Steel | Pressure |  | Fiberglass Reinforced Plastic | Removal | 2020-07-16
0-009679 | TEXACO #119707 | 3755 W CORTARO FARMS RD | MARANA | AZ | 85742 | Pima | 3 | Perm Closure | 2000-04-14 | 10000 | Diesel | COMPARTMENT A | Double Walled | Fiberglass Reinforced Plastic | Pressure | Double Walled | Fiberglass Reinforced Plastic | Removal | 2006-10-24
0-005886 | TEXACO #60-349-0339 | 6653 W MCDOWELL RD | PHOENIX | AZ | 85035 | Maricopa | 6 | Open | 2020-07-14 |  | Diesel | COMPARTMENT C | Double Walled | Polyethylene Jacketed Steel | Pressure | Double Walled | Fiberglass Reinforced Plastic
0-003946 | TAYLOR AIRPORT | 1018 AIRPORT RD | TAYLOR | AZ | 85939 | Navajo | 2 | Perm Closure | 1984-01-01 | 5000 | Used Oil/Waste Oil | COMPARTMENT A | Single Walled | Asphalt coated or Bare Steel | Gravity Feed | Single Walled | Bare or Galvanized Steel | Removal | 1993-08-03
0-005950 | SUN CITY COUNTRY CLUB | 10915 W MOUNTAIN VIEW RD | SUN CITY | AZ | 85351 | Maricopa | 1 | Perm Closure | 1966-01-20 | 500 | Gasoline | COMPARTMENT A | Unknown | Asphalt coated or Bare Steel |  |  |  | Removal | 1990-07-18
0-004572 | SNYDER M & S | 12040 N 91ST AVE | PEORIA | AZ | 85345 | Maricopa | 1 | Perm Closure | 1976-03-12 | 5000 | Gasoline | COMPARTMENT A | Double Walled | Asphalt coated or Bare Steel |  |  |  | Removal | 1991-12-01
0-004704 | SOUTHWEST PIPE & SUPPLY CO | 7700 W OLIVE AVE | PEORIA | AZ | 85345 | Maricopa | 2 | Perm Closure | 1971-07-15 | 10000 | Diesel | COMPARTMENT A | Unknown | Asphalt coated or Bare Steel |  |  |  | Removal | 1990-05-11
0-001452 | CIRCLE K #2701621 | 1406 W BROADWAY RD | TEMPE | AZ | 85282 | Maricopa | 1 | Open | 1986-01-01 | 10000 | Gasoline (UL) | COMPARTMENT A | Single Walled | Fiberglass Reinforced Plastic | Pressure | Single Walled | Fiberglass Reinforced Plastic
0-009458 | SHELL #22 | 26602 W US HIGHWAY 85 | BUCKEYE | AZ | 85326 | Maricopa | 1 | Open | 1998-11-06 | 12000 | Gasoline | COMPARTMENT A | Double Walled | Fiberglass Reinforced Plastic
0-000238 | ADOT - DOUGLAS | 2100 A AVE | DOUGLAS | AZ | 85607 | Cochise | 4 | Perm Closure | 1957-01-01 | 1000 | Used Oil/Waste Oil | COMPARTMENT A | Single Walled | Asphalt coated or Bare Steel |  |  |  | Removal | 1990-03-19
0-000238 | ADOT - DOUGLAS | 2100 A AVE | DOUGLAS | AZ | 85607 | Cochise | 3 | Perm Closure | 1974-01-01 | 10000 | Diesel | COMPARTMENT A | Single Walled | Asphalt coated or Bare Steel | Suction - Check Valve at the Tank Top |  | Bare or Galvanized Steel | Removal | 1993-12-06
0-003322 | BROADWAY 101 COMMERCE PARK | 2200 W BROADWAY RD | MESA | AZ | 85202 | Maricopa | 1 | Perm Closure | 1973-01-01 | 20000 | Diesel | COMPARTMENT A | Single Walled | Asphalt coated or Bare Steel |  |  |  | Removal | 1989-09-14
0-003322 | BROADWAY 101 COMMERCE PARK | 2200 W BROADWAY RD | MESA | AZ | 85202 | Maricopa | 2 | Perm Closure | 1973-01-01 | 20000 | Diesel | COMPARTMENT A | Single Walled | Asphalt coated or Bare Steel |  |  |  | Removal | 1989-09-14
0-003322 | BROADWAY 101 COMMERCE PARK | 2200 W BROADWAY RD | MESA | AZ | 85202 | Maricopa | 4 | Perm Closure | 1972-01-01 | 30000 | Diesel | COMPARTMENT A | Single Walled | Asphalt coated or Bare Steel |  |  |  | Removal | 1989-09-14
0-005554 | WAGONERS UNION 76 | 811 W ROUTE 66 | WILLIAMS | AZ | 86046 | Coconino | 3 | Perm Closure | 1961-05-02 | 5000 | Gasoline | COMPARTMENT A | Unknown | Asphalt coated or Bare Steel |  |  |  | Removal | 1988-12-01
0-009072 | VACANT | 245 N 4TH AVE | TUCSON | AZ | 85705 | Pima | 1 | Perm Closure | 2005-06-17 | 250 | Unidentified | COMPARTMENT A | Single Walled | Asphalt coated or Bare Steel |  |  |  | Removal | 1998-03-12
0-005209 | TWIN PINES GASER | 2318 N 4TH ST | FLAGSTAFF | AZ | 86004 | Coconino | 11 | Open | 2019-11-20 | 15000 | Gasoline (UL) | COMPARTMENT A | Double Walled | Fiberglass Reinforced Plastic | Pressure | Double Walled | Fiberglass Reinforced Plastic
0-005209 | TWIN PINES GASER | 2318 N 4TH ST | FLAGSTAFF | AZ | 86004 | Coconino | 12 | Open | 2019-11-20 | 7000 | Gasoline (PUL) | COMPARTMENT B | Double Walled | Fiberglass Reinforced Plastic | Pressure | Double Walled | Fiberglass Reinforced Plastic
0-005209 | TWIN PINES GASER | 2318 N 4TH ST | FLAGSTAFF | AZ | 86004 | Coconino | 6 | Perm Closure | 1979-04-26 | 3000 | Diesel | COMPARTMENT A | Unknown | Asphalt coated or Bare Steel |  |  |  | Removal | 1989-12-01
0-004120 | GRANDVIEW GOLF COURSE | 14233 W WHITE ROCK DR | SUN CITY WEST | AZ | 85375 | Maricopa | 2 | Perm Closure | 1985-04-01 | 1000 | Diesel | COMPARTMENT A | Unknown | Asphalt coated or Bare Steel | Gravity Feed |  |  | Removal | 1993-03-22
0-009552 | SPEEDWAY STORE #2987 | 12885 N ORACLE RD | ORO VALLEY | AZ | 85739 | Pima | 1 | Open | 1999-02-15 | 12000 | Gasoline (UL) | COMPARTMENT A | Double Walled | Fiberglass Reinforced Plastic | Pressure | Double Walled | Fiberglass Reinforced Plastic
0-005192 | TUCSON NATIONAL GOLF CLUB - MAINTENANCE AREA | 2727 W CLUB DR | TUCSON | AZ | 85742 | Pima | 2 | Perm Closure | 1961-01-22 | 1000 | Gasoline | COMPARTMENT A | Unknown | Unknown |  |  |  | Removal | 1989-06-20
0-008490 | FRONTAGE ROAD SOUTH OF I-40 |  | WINONA |  |  | Coconino | 1 | Perm Closure | 2005-06-17 |  | Unidentified | COMPARTMENT A | Unknown | Unknown |  |  |  | Removal | 1994-07-01
0-008490 | FRONTAGE ROAD SOUTH OF I-40 |  | WINONA |  |  | Coconino | 2 | Perm Closure | 2005-06-17 |  | Unidentified | COMPARTMENT A | Unknown | Unknown |  |  |  | Removal | 1994-07-01
0-002966 | LINDSTROM FAMILY AUTO WASH | 3003 E INDIAN SCHOOL RD | PHOENIX | AZ | 85016 | Maricopa | 3 | Perm Closure | 1974-05-07 | 10000 | Diesel | COMPARTMENT A | Single Walled | Asphalt coated or Bare Steel |  |  |  | Removal | 1998-06-24
0-004825 | EAST VALLEY CONTAINERS | 515 S DREW ST | MESA | AZ | 85210 | Maricopa | 1 | Perm Closure | 1974-04-29 | 1000 | Gasoline | COMPARTMENT A | Unknown | Unknown |  |  |  | Removal | 1989-05-19
0-009827 | D. C. TAYLOR CO. | 2224 W SHANGRI LA RD | PHOENIX | AZ | 85029 | Maricopa | 1 | Perm Closure | 2005-06-17 | 1000 | Diesel | COMPARTMENT A | Unknown | Asphalt coated or Bare Steel |  |  |  | Removal | 2002-02-20
0-002752 | JOSEPH CITY ELEMENTARY SCHOOL | 8176 WESTOVER ST | JOSEPH CITY | AZ | 86032 | Navajo | 2 | Perm Closure | 1974-04-22 | 1000 | Diesel | COMPARTMENT A | Single Walled | Asphalt coated or Bare Steel | Suction - Check Valve at the Tank Top |  |  | Removal | 1992-12-15
0-009683 | MARICOPA COUNTY - FACILITIES MANAGEMENT | 222 E JAVELINA AVE | MESA | AZ | 85210 | Maricopa | 1 | Open | 1989-01-01 | 550 | Diesel | COMPARTMENT A | Double Walled | Fiberglass Reinforced Plastic | Suction - Check Valve at the Dispenser | Double Walled | Fiberglass Reinforced Plastic
0-002541 | HUDGIN AIR SERVICE INC | 1732 E VALENCIA RD | TUCSON | AZ | 85706 | Pima | 2 | Perm Closure | 1967-02-25 | 12000 | Gasoline | COMPARTMENT A | Single Walled | Asphalt coated or Bare Steel |  |  |  | Removal | 1988-12-12
0-000743 | JACK BOORE''S MOBIL SERVICE STATION | 300 W 4TH ST | BENSON | AZ | 85602 | Cochise | 2 | Perm Closure | 1966-01-01 | 1500 | Gasoline | COMPARTMENT A |  | Asphalt coated or Bare Steel |  |  |  | Removal | 1988-12-22
0-003617 | TWIN BUTTES SULPHIDE MILL YARD |  | GREEN VALLEY |  |  | Pima | 3 | Perm Closure | 1969-01-01 | 10000 | Hazardous Substance | COMPARTMENT A | Single Walled | Asphalt coated or Bare Steel |  |  |  | Removal | 1988-11-29
0-003842 | CITY OF PHOENIX - FIRE DEPARMENT TRAINING ACADEMY | 2430 S 22ND AVE | PHOENIX | AZ | 85009 | Maricopa | 2 | Perm Closure | 2015-01-14 | 2000 | Gasoline | COMPARTMENT A | Single Walled | Asphalt coated or Bare Steel |  |  |  | Removal | 1991-04-25
0-010286 | CARIOCA #15 | 12170 N EL MIRAGE RD | EL MIRAGE | AZ | 85335 | Maricopa | 2 | Open | 2008-04-17 | 12000 | Diesel | COMPARTMENT A | Double Walled | Fiberglass Reinforced Plastic | Pressure | Double Walled | Fiberglass Reinforced Plastic
0-006773 | ASP - DOUGLAS COMPLEX | 6911 N BDI BLVD | DOUGLAS | AZ | 85607 | Cochise | 2 | Perm Closure | 1986-01-01 | 5000 | Diesel | COMPARTMENT A | Double Walled | Asphalt coated or Bare Steel |  |  |  | Removal | 1990-08-21
0-001038 | CHEVRON #9-4155 | 2275 E BUTLER AVE | FLAGSTAFF | AZ | 86004 | Coconino | 2 | Perm Closure | 1982-01-01 | 10000 | Gasoline | COMPARTMENT A | Single Walled | Fiberglass Reinforced Plastic | Pressure |  | Fiberglass Reinforced Plastic | Removal | 1996-08-30
0-001125 | CHEVRON #9-0172 | 777 W BEALE ST | KINGMAN | AZ | 86401 | Mohave | 1 | Perm Closure | 1982-01-16 | 10000 | Gasoline | COMPARTMENT A | Single Walled | Fiberglass Reinforced Plastic | Pressure |  | Fiberglass Reinforced Plastic | Removal | 1994-03-22
0-006435 | HANK'S TIRES | 441 E ROUTE 66 | WILLIAMS | AZ | 86046 | Coconino | 3 | Perm Closure | 1964-01-01 | 6000 | Gasoline | COMPARTMENT A |  | Asphalt coated or Bare Steel | Pressure |  |  | Removal | 2011-06-22
0-010303 | CIRCLE K STORE #2703391 | 3301 S 6TH AVE | TUCSON | AZ | 85713 | Pima | 2 | Open | 2008-12-19 | 12000 | Gasoline | COMPARTMENT A | Double Walled | Fiberglass Reinforced Plastic | Pressure | Double Walled | Fiberglass Reinforced Plastic
0-007980 | SONOITA FUEL STOP | 3270 HIGHWAY 83 | SONOITA | AZ | 85637 | Santa Cruz | 1 | Perm Closure | 1992-04-01 | 10000 | Gasoline | COMPARTMENT A | Double Walled | Fiberglass Reinforced Plastic | Pressure |  | Fiberglass Reinforced Plastic | Removal | 2003-07-02
0-007980 | SONOITA FUEL STOP | 3270 HIGHWAY 83 | SONOITA | AZ | 85637 | Santa Cruz | 2 | Perm Closure | 1992-04-01 | 8000 | Gasoline | COMPARTMENT A | Double Walled | Fiberglass Reinforced Plastic | Pressure |  | Fiberglass Reinforced Plastic | Removal | 2003-07-02
0-007940 | SHAY OIL CO #18 | 6868 E US HIGHWAY 95 | YUMA | AZ | 85365 | Yuma | 1 | Open | 1992-08-15 | 12000 | Gasoline | COMPARTMENT A | Double Walled | Fiberglass Reinforced Plastic | Pressure | Double Walled | Fiberglass Reinforced Plastic
0-007940 | SHAY OIL CO #18 | 6868 E US HIGHWAY 95 | YUMA | AZ | 85365 | Yuma | 2 | Open | 1992-08-15 | 12000 | Gasoline | COMPARTMENT A | Double Walled | Fiberglass Reinforced Plastic | Pressure | Double Walled | Fiberglass Reinforced Plastic
0-007359 | WELLS FARGO BANK | 1525 N VAL VISTA DR | MESA | AZ | 85213 | Maricopa | 1 | Perm Closure | 2005-06-17 |  | Gasoline | COMPARTMENT A | Single Walled | Asphalt coated or Bare Steel | Suction - Check Valve at the Tank Top | Single Walled | Bare or Galvanized Steel | Removal | 1992-01-21
0-009121 | FORMER AUTOMOTIVE FUEL AND SERVICE STATION | 4831 N 7TH ST | PHOENIX | AZ | 85014 | Maricopa | 3 | Perm Closure | 2016-09-26 | 1000 | Unidentified | COMPARTMENT A |  | Asphalt coated or Bare Steel |  |  |  | Removal | 2016-08-31
0-006399 | GAS-N-GRUB 6 | 101 E MEADVIEW BLVD | MEADVIEW | AZ | 86444 | Mohave | 1 | Perm Closure | 1974-01-01 | 6000 | Gasoline | COMPARTMENT A | Single Walled | Asphalt coated or Bare Steel | Suction - Check Valve at the Tank Top | Single Walled | Bare or Galvanized Steel | Removal | 1992-07-16
0-006399 | GAS-N-GRUB 6 | 101 E MEADVIEW BLVD | MEADVIEW | AZ | 86444 | Mohave | 3 | Open | 1992-08-11 | 6000 | Gasoline | COMPARTMENT A | Double Walled | Composite (Steel/Fiberglass) | Suction - Check Valve at the Tank Top | Single Walled | Fiberglass Reinforced Plastic
0-006399 | GAS-N-GRUB 6 | 101 E MEADVIEW BLVD | MEADVIEW | AZ | 86444 | Mohave | 4 | Open | 1992-08-11 | 4000 | Gasoline | COMPARTMENT A | Double Walled | Composite (Steel/Fiberglass) | Suction - Check Valve at the Tank Top | Single Walled | Fiberglass Reinforced Plastic
0-000827 | CHEMICAL TRANSPORTATION, INC. | 11105 N CASA GRANDE HWY | RILLITO | AZ | 85654 | Pima | 1 | Perm Closure | 2005-06-17 | 10000 | Diesel | COMPARTMENT A |  | Asphalt coated or Bare Steel | Gravity Feed |  |  | Removal | 1987-07-01
0-002465 | HENNESY PUMP & SUPPLY CO | 4428 E WASHINGTON ST | PHOENIX | AZ | 85034 | Maricopa | 2 | Perm Closure | 1976-03-12 | 10000 | Gasoline | COMPARTMENT A | Single Walled | Asphalt coated or Bare Steel |  |  |  | Removal | 1986-08-14
0-007507 | ARCO #5758 | 4360 E MAIN ST | MESA | AZ | 85205 | Maricopa | 4 | Perm Closure | 1991-07-26 | 10000 | Gasoline | COMPARTMENT A | Double Walled | Fiberglass Reinforced Plastic | Pressure | Double Walled | Fiberglass Reinforced Plastic | Removal | 2002-06-01
0-007507 | ARCO #5758 | 4360 E MAIN ST | MESA | AZ | 85205 | Maricopa | 6 | Perm Closure | 1991-07-26 | 10000 | Gasoline | COMPARTMENT A | Double Walled | Fiberglass Reinforced Plastic | Pressure | Double Walled | Fiberglass Reinforced Plastic | Removal | 2002-06-01
0-001007 | CAP - HENDRIX WATER PRODUCTION | 1330 W CORTEZ CT | CHANDLER | AZ | 85224 | Maricopa | 1 | Perm Closure | 1986-01-01 | 2000 | Diesel | COMPARTMENT A |  | Fiberglass Reinforced Plastic | Suction - Check Valve at the Dispenser | Single Walled | Bare or Galvanized Steel | Removal | 2019-01-18
0-004782 | SUN LAKES GAS STATION | 25229 S SUN LAKES BLVD | SUN LAKES | AZ | 85248 | Maricopa | 3 | Perm Closure | 1979-05-07 | 6000 | Diesel | COMPARTMENT A | Unknown | Asphalt coated or Bare Steel | Pressure |  | Fiberglass Reinforced Plastic | Removal | 1997-08-21
0-008434 | WALMART SUPERCENTER #2051 | 3396 N STOCKTON HILL RD | KINGMAN | AZ | 86409 | Mohave | 2 | Perm Closure | 1993-01-22 | 600 | New Oil | COMPARTMENT A | Double Walled | Fiberglass Reinforced Plastic | Suction - Check Valve at the Tank Top |  | Fiberglass Reinforced Plastic | Removal | 1999-08-06
0-002918 | CIRCLE K #2701946 | 333 W GRANT RD | TUCSON | AZ | 85705 | Pima | 2 | Perm Closure | 1987-01-01 | 10000 | Gasoline | COMPARTMENT A | Single Walled | Fiberglass Reinforced Plastic | Pressure |  | Fiberglass Reinforced Plastic | Removal | 2017-10-30
0-002496 | FIRESTONE #2630/013412 | 3424 W BETHANY HOME RD | PHOENIX | AZ | 85017 | Maricopa | 1 | Perm Closure | 1978-09-01 | 500 | Used Oil/Waste Oil | COMPARTMENT A | Single Walled | Asphalt coated or Bare Steel | Gravity Feed |  | Bare or Galvanized Steel | Removal | 1993-07-23
0-001592 | COCHISE COUNTY - EMERGENCY OPERATIONS CENTER | 4001 E FOOTHILLS DR | SIERRA VISTA | AZ | 85635 | Cochise | 2 | Perm Closure | 1972-01-01 | 2500 | Gasoline | COMPARTMENT A |  | Asphalt coated or Bare Steel |  |  |  | Removal | 1997-06-24
0-008502 | FIREBIRD FUEL COMPANY #310 | 4205 E WINSLOW AVE | PHOENIX | AZ | 85040 | Maricopa | 1 | Open | 1994-10-03 | 10000 | Red Diesel | COMPARTMENT A | Double Walled | Composite (Steel/Fiberglass) | Pressure | Double Walled | Fiberglass Reinforced Plastic
0-005047 | SPEEDY'S #109/THRIFTWAY #231 | 4526 E MAIN ST | JOSEPH CITY | AZ | 86032 | Navajo | 1 | Perm Closure | 1976-01-01 | 10000 | Gasoline | COMPARTMENT A |  | Asphalt coated or Bare Steel | Pressure |  | Fiberglass Reinforced Plastic | Closed in Place | 2007-11-27
0-007706 | PARCEL 158-32-016 | 9229 N 11TH AVE | PHOENIX | AZ | 85021 | Maricopa | 1 | Perm Closure | 2005-06-17 | 1000 | Diesel | COMPARTMENT A | Unknown | Asphalt coated or Bare Steel | Suction - Check Valve at the Tank Top |  |  | Removal | 1993-06-18
0-000676 | BENNETT OIL | 810 E SHELDON ST | PRESCOTT | AZ | 86301 | Yavapai | 4 | Open | 1984-01-01 | 10000 | Diesel | COMPARTMENT A | Single Walled | Asphalt coated or Bare Steel | Pressure | Double Walled | Fiberglass Reinforced Plastic
0-000676 | BENNETT OIL | 810 E SHELDON ST | PRESCOTT | AZ | 86301 | Yavapai | 9 | Perm Closure | 1984-01-01 | 6000 | Diesel | COMPARTMENT A | Single Walled | Asphalt coated or Bare Steel | Pressure |  | Fiberglass Reinforced Plastic | Removal | 2015-03-20
0-002137 | FISHER CHRYSLER-PLYMOUTH-DODGE | 349 E 32ND ST | YUMA | AZ | 85364 | Yuma | 1 | Perm Closure | 1975-01-14 | 1000 | Used Oil/Waste Oil | COMPARTMENT A | Unknown | Unknown |  |  |  | Removal | 1993-08-20
0-005281 | UNOCAL #4064 | 5452 W GLENDALE AVE | GLENDALE | AZ | 85301 | Maricopa | 2 | Perm Closure | 1969-01-01 | 10000 | Gasoline | COMPARTMENT A |  | Asphalt coated or Bare Steel | Pressure |  | Fiberglass Reinforced Plastic | Removal | 1989-01-01
0-005281 | UNOCAL #4064 | 5452 W GLENDALE AVE | GLENDALE | AZ | 85301 | Maricopa | 4 | Perm Closure | 1989-01-01 | 12000 | Gasoline (UL) | COMPARTMENT A | Double Walled | Composite (Steel/Fiberglass) | Pressure | Double Walled | Fiberglass Reinforced Plastic | Removal | 2018-01-11
0-005281 | UNOCAL #4064 | 5452 W GLENDALE AVE | GLENDALE | AZ | 85301 | Maricopa | 3 | Perm Closure | 1969-01-01 | 550 | Used Oil/Waste Oil | COMPARTMENT A |  | Asphalt coated or Bare Steel | Gravity Feed |  |  | Removal | 1989-01-01
0-004933 | ARCO AM/PM | 7502 W INDIAN SCHOOL RD | PHOENIX | AZ | 85033 | Maricopa | 6 | Perm Closure | 1991-08-01 | 10000 | Gasoline | COMPARTMENT A | Double Walled | Fiberglass Reinforced Plastic | Pressure | Double Walled | Fiberglass Reinforced Plastic | Removal | 2004-06-28
0-004933 | ARCO AM/PM | 7502 W INDIAN SCHOOL RD | PHOENIX | AZ | 85033 | Maricopa | 3 | Perm Closure | 1973-05-07 | 8000 | Gasoline | COMPARTMENT A | Double Walled | Asphalt coated or Bare Steel | Pressure |  | Bare or Galvanized Steel | Removal | 1991-08-01
0-001121 | CHEVRON #9-5645 | 2000 HIGHWAY 95 | BULLHEAD CITY | AZ | 86442 | Mohave | 4 | Perm Closure | 1971-01-01 | 1000 | Used Oil/Waste Oil | COMPARTMENT A | Single Walled | Asphalt coated or Bare Steel | Pressure |  |  | Removal | 1990-04-03
0-004412 | CAMELBACK COLONNADE | 1949 E CAMELBACK RD | PHOENIX | AZ | 85016 | Maricopa | 9 | Perm Closure | 1962-01-01 | 10000 | Gasoline | COMPARTMENT A | Single Walled | Asphalt coated or Bare Steel |  |  |  | Removal | 1986-05-01
0-004412 | CAMELBACK COLONNADE | 1949 E CAMELBACK RD | PHOENIX | AZ | 85016 | Maricopa | 1 | Perm Closure | 1962-01-01 | 1000 | Unidentified | COMPARTMENT A | Single Walled | Asphalt coated or Bare Steel |  |  |  | Removal | 1989-04-01
0-004412 | CAMELBACK COLONNADE | 1949 E CAMELBACK RD | PHOENIX | AZ | 85016 | Maricopa | 4 | Perm Closure | 1962-01-01 | 1000 | Unidentified | COMPARTMENT A | Single Walled | Asphalt coated or Bare Steel |  |  |  | Removal | 1989-04-01
0-004412 | CAMELBACK COLONNADE | 1949 E CAMELBACK RD | PHOENIX | AZ | 85016 | Maricopa | 5 | Perm Closure | 1962-01-01 | 2000 | Unidentified | COMPARTMENT A | Single Walled | Asphalt coated or Bare Steel |  |  |  | Removal | 1989-04-01
0-005078 | CAMPBELL SELF SERVE | 3060 N CAMPBELL AVE | TUCSON | AZ | 85719 | Pima | 4 | Perm Closure | 1973-01-01 | 10000 | Gasoline | COMPARTMENT A |  | Asphalt coated or Bare Steel | Pressure |  | Fiberglass Reinforced Plastic | Removal | 1995-12-01
0-005078 | CAMPBELL SELF SERVE | 3060 N CAMPBELL AVE | TUCSON | AZ | 85719 | Pima | 6 | Perm Closure | 1995-12-01 | 15000 | Gasoline | COMPARTMENT A | Double Walled | Composite (Steel/Fiberglass) | Pressure | Double Walled | Fiberglass Reinforced Plastic | Removal | 2014-12-17
0-000250 | ADOT - GLOBE MAINTENANCE CAMP |  | GLOBE |  |  | Gila | 2 | Perm Closure | 2005-06-17 | 4000 | Gasoline | COMPARTMENT A |  | Asphalt coated or Bare Steel |  |  |  | Removal | 1997-11-18
0-004478 | SHAY OIL | 10747 S FORTUNA RD | YUMA | AZ | 85367 | Yuma | 3 | Perm Closure | 1974-01-01 | 10000 | Gasoline | COMPARTMENT A |  | Asphalt coated or Bare Steel | Pressure |  |  | Removal | 1993-06-01
0-003041 | MARICOPA GREASE PROCESSORS | 3602 W ELWOOD ST | PHOENIX | AZ | 85009 | Maricopa | 3 | Perm Closure | 1978-04-28 | 10000 | Gasoline | COMPARTMENT A | Unknown | Asphalt coated or Bare Steel |  |  |  | Removal | 1988-01-01
0-003041 | MARICOPA GREASE PROCESSORS | 3602 W ELWOOD ST | PHOENIX | AZ | 85009 | Maricopa | 6 | Perm Closure | 1972-04-28 | 2000 | Diesel | COMPARTMENT A | Unknown | Asphalt coated or Bare Steel |  |  |  | Removal | 1988-01-01
0-001637 | R+L CARRIERS INC | 830 S 25TH AVE | PHOENIX | AZ | 85009 | Maricopa | 1 | Perm Closure | 1974-01-01 | 20000 | Diesel | COMPARTMENT A | Single Walled | Asphalt coated or Bare Steel | Pressure | Double Walled | Fiberglass Reinforced Plastic | Removal | 2017-04-26
0-001637 | R+L CARRIERS INC | 830 S 25TH AVE | PHOENIX | AZ | 85009 | Maricopa | 6 | Perm Closure | 1963-01-01 | 10000 | Diesel | COMPARTMENT A | Single Walled | Asphalt coated or Bare Steel |  |  |  | Removal | 1991-04-11
0-007655 | UNOCAL #5952 | 840 E SOUTHERN AVE | TEMPE | AZ | 85282 | Maricopa | 1 | Perm Closure | 1989-01-01 | 12000 | Gasoline | COMPARTMENT A | Double Walled | Composite (Steel/Fiberglass) | Pressure |  | Fiberglass Reinforced Plastic | Removal | 2003-07-08
0-005037 | CIRCLE K STORE #2780242 | 424 N LITCHFIELD RD | GOODYEAR | AZ | 85338 | Maricopa | 4 | Perm Closure | 1988-06-28 | 10000 | Gasoline | COMPARTMENT A |  | Fiberglass Reinforced Plastic | Pressure |  | Fiberglass Reinforced Plastic | Removal | 2011-04-22
0-000648 | QUIK CHEK MARKET | 26 W MAIN | QUARTZSITE | AZ | 85346 | La Paz | 2 | Perm Closure | 1983-01-01 | 8000 | Gasoline | COMPARTMENT A | Single Walled | Asphalt coated or Bare Steel | Pressure |  |  | Removal | 2015-05-12
0-001222 | CIRCLE K #2700404 | 524 W THIRD ST | WINSLOW | AZ | 86047 | Navajo | 6 | Open | 1996-04-17 | 10000 | Gasoline (UL) | COMPARTMENT A |  | Fiberglass Reinforced Plastic | Pressure | Double Walled | Fiberglass Reinforced Plastic
0-001256 | CIRCLE K #565 | 5207 E MAIN ST | MESA | AZ | 85205 | Maricopa | 2 | Perm Closure | 1971-01-01 | 10000 | Gasoline | COMPARTMENT A |  | Asphalt coated or Bare Steel | Pressure | Double Walled | Fiberglass Reinforced Plastic | Removal | 1999-03-03
0-004036 | RALPH'S TRANSFER INC | 747 S FWY | TUCSON | AZ | 85745 | Pima | 2 | Perm Closure | 1971-02-26 | 10000 | Gasoline | COMPARTMENT A | Double Walled | Asphalt coated or Bare Steel |  |  |  | Removal | 1996-11-21
0-000595 | LAKE POWELL JET CENTER HANGER | 901 SAGE AVE | PAGE | AZ | 86040 | Coconino | 5 | Perm Closure | 1985-01-01 | 12000 | Gasoline | COMPARTMENT A |  | Asphalt coated or Bare Steel | Pressure | Aboveground Piping |  | Removal | 2001-10-24
0-000595 | LAKE POWELL JET CENTER HANGER | 901 SAGE AVE | PAGE | AZ | 86040 | Coconino | 2 | Perm Closure | 1985-01-01 | 12000 | Jet Fuel | COMPARTMENT A |  | Asphalt coated or Bare Steel | Pressure | Aboveground Piping | Bare or Galvanized Steel | Removal | 2001-10-24
0-000595 | LAKE POWELL JET CENTER HANGER | 901 SAGE AVE | PAGE | AZ | 86040 | Coconino | 9 | Perm Closure | 1965-01-01 | 2000 | Gasoline | COMPARTMENT A |  | Asphalt coated or Bare Steel |  |  |  | Removal | 1986-01-01
0-004928 | TEXACO #60-349-1025 | 5201 E THOMAS RD | PHOENIX | AZ | 85018 | Maricopa | 2 | Perm Closure | 1974-01-01 | 10000 | Gasoline | COMPARTMENT A |  | Asphalt coated or Bare Steel |  |  |  | Removal | 1988-07-21
0-006448 | RAY BELL #416 | 420 S ARIZONA BLVD | COOLIDGE | AZ | 85128 | Pinal | 2 | Perm Closure | 1974-09-09 | 10000 | Gasoline | COMPARTMENT A | Double Walled | Asphalt coated or Bare Steel | Pressure |  |  | Removal | 1993-11-04
0-006448 | RAY BELL #416 | 420 S ARIZONA BLVD | COOLIDGE | AZ | 85128 | Pinal | 3 | Perm Closure | 1974-09-09 | 6000 | Gasoline | COMPARTMENT A | Double Walled | Asphalt coated or Bare Steel | Pressure |  |  | Removal | 1993-11-04
0-004780 | SUNDT CORP - EQUIPMENT SERVICE YARD | 2642 S 20TH PL | PHOENIX | AZ | 85034 | Maricopa | 2 | Perm Closure | 1974-02-11 | 7000 | Gasoline | COMPARTMENT A | Double Walled | Asphalt coated or Bare Steel | Suction - Check Valve at the Tank Top |  |  | Removal | 1995-05-23
0-001771 | USDOI NPS - GLEN CANYON - WAHWEAP MAINTENANCE |  | PAGE |  |  | Coconino | 7 | Perm Closure | 1964-01-01 | 4000 | Gasoline | COMPARTMENT A | Single Walled | Asphalt coated or Bare Steel | Pressure | Single Walled | Bare or Galvanized Steel | Removal | 1991-11-13
0-001771 | USDOI NPS - GLEN CANYON - WAHWEAP MAINTENANCE |  | PAGE |  |  | Coconino | 6 | Perm Closure | 1964-01-01 | 4000 | Gasoline | COMPARTMENT A | Single Walled | Asphalt coated or Bare Steel | Pressure | Single Walled | Bare or Galvanized Steel | Removal | 1991-11-12
0-005302 | UNOCAL #5765 | 8450 E BROADWAY BLVD | TUCSON | AZ | 85710 | Pima | 6 | Perm Closure | 1989-01-01 | 550 | Used Oil/Waste Oil | COMPARTMENT A | Double Walled | Composite (Steel/Fiberglass) | Pressure |  | Fiberglass Reinforced Plastic | Removal | 2000-01-14
0-000918 | MAIN EVENT RV PARK & RESTAURANT | 1265 W MAIN ST | QUARTZSITE | AZ | 85346 | La Paz | 2 | Perm Closure | 1985-01-01 | 12000 | Gasoline | COMPARTMENT A | Double Walled | Fiberglass Reinforced Plastic | Pressure |  | Fiberglass Reinforced Plastic | Removal | 2000-05-12
0-010611 | QUIKTRIP #400 | 2111 W UNIVERSITY DR | TEMPE | AZ | 85281 | Maricopa | 4 | Open | 2017-09-07 | 10000 | Gasoline (PUL) | COMPARTMENT A | Double Walled | Fiberglass Reinforced Plastic | Pressure | Double Walled | Fiberglass Reinforced Plastic
0-004335 | DON GUTHRIE SERVICE CENTER |  | YUCCA |  |  | Mohave | 2 | Perm Closure | 1969-01-01 | 10000 | Unidentified | COMPARTMENT A | Single Walled | Asphalt coated or Bare Steel |  |  |  | Removal | 1990-04-14
0-002790 | CIRCLK K STORE #2741653 | 7550 S RURAL RD | TEMPE | AZ | 85283 | Maricopa | 4 | Perm Closure | 1979-01-01 | 12000 | Gasoline | COMPARTMENT A |  | Asphalt coated or Bare Steel | Pressure | Double Walled | Fiberglass Reinforced Plastic | Closed in Place | 2015-12-16
0-002790 | CIRCLK K STORE #2741653 | 7550 S RURAL RD | TEMPE | AZ | 85283 | Maricopa | 1 | Open | 1979-01-01 | 12000 | Gasoline | COMPARTMENT A |  | Asphalt coated or Bare Steel | Pressure | Double Walled | Fiberglass Reinforced Plastic
0-006836 | MURPHY TRUE VALUE INC | 617 E MAIN ST | SPRINGERVILLE | AZ | 85938 | Apache | 3 | Perm Closure | 1956-01-01 | 300 | Used Oil/Waste Oil | COMPARTMENT A | Double Walled | Asphalt coated or Bare Steel | Gravity Feed |  |  | Removal | 1993-10-18
0-007922 | KINGMAN REGIONAL MEDICAL CENTER | 3269 N STOCKTON HILL RD | KINGMAN | AZ | 86409 | Mohave | 3 | Open | 1984-08-01 | 10000 | Jet Fuel | COMPARTMENT A | Double Walled | Fiberglass Reinforced Plastic | Suction - Check Valve at the Tank Top |  | Fiberglass Reinforced Plastic
0-004906 | ROCKY SHELL | 80 E ESPERANZA BLVD | GREEN VALLEY | AZ | 85614 | Pima | 1 | Open | 1986-05-02 | 10000 | Gasoline | COMPARTMENT A | Double Walled | Fiberglass Reinforced Plastic | Pressure |  | Fiberglass Reinforced Plastic
0-004906 | ROCKY SHELL | 80 E ESPERANZA BLVD | GREEN VALLEY | AZ | 85614 | Pima | 3 | Open | 1986-05-02 | 6000 | Gasoline | COMPARTMENT A | Double Walled | Fiberglass Reinforced Plastic | Pressure |  | Fiberglass Reinforced Plastic
0-006811 | WHITMARK INC | 4100 E MICHIGAN ST | TUCSON | AZ | 85714 | Pima | 2 | Perm Closure | 1979-01-01 |  | Gasoline | COMPARTMENT A | Unknown | Unknown |  |  |  | Removal | 1990-07-18
0-005571 | SUNRISE #5ESS | 22203 N 83RD AVE | PEORIA | AZ | 85383 | Maricopa | 1 | Perm Closure | 1984-01-01 | 2000 | Diesel | COMPARTMENT A | Unknown | Fiberglass Reinforced Plastic |  |  |  | Removal | 1990-10-01
0-008173 | CUTTER AVIATION DEER VALLEY | 530 W DEER VALLEY RD | PHOENIX | AZ | 85027 | Maricopa | 1 | Open | 1992-05-01 | 20000 | Gasoline | COMPARTMENT A | Single Walled | Fiberglass Reinforced Plastic | Pressure | Double Walled | Fiberglass Reinforced Plastic
0-008963 | COSTCO WHOLESALE #427 | 15255 N HAYDEN RD | SCOTTSDALE | AZ | 85260 | Maricopa | 6 | Open | 2000-08-24 | 30000 | Gasoline (PUL) | COMPARTMENT A | Double Walled | Fiberglass Reinforced Plastic | Pressure | Double Walled | Fiberglass Reinforced Plastic
0-008554 | COCHISE COUNTY APN #103-61-326A |  | BISBEE |  |  | Cochise | 3 | Perm Closure | 2015-01-29 | 1000 | Gasoline | COMPARTMENT A | Single Walled | Asphalt coated or Bare Steel |  |  |  | Removal | 2014-12-25
0-008539 | CIRCLE K #2705299 | 4728 E RAY RD | PHOENIX | AZ | 85044 | Maricopa | 3 | Perm Closure | 1994-11-08 | 10000 | Gasoline | COMPARTMENT A | Double Walled | Fiberglass Reinforced Plastic | Pressure | Double Walled | Fiberglass Reinforced Plastic | Removal | 2013-10-10
0-008539 | CIRCLE K #2705299 | 4728 E RAY RD | PHOENIX | AZ | 85044 | Maricopa | 4 | Perm Closure | 1994-11-08 | 10000 | Diesel | COMPARTMENT A | Double Walled | Fiberglass Reinforced Plastic | Pressure | Double Walled | Fiberglass Reinforced Plastic | Removal | 2013-10-10
0-001850 | EL DORADO MEDICAL CENTER | 1400 N WILMOT RD | TUCSON | AZ | 85712 | Pima | 2 | Open | 1998-04-03 | 4000 | Diesel | COMPARTMENT A | Double Walled | Composite (Steel/Fiberglass) | Suction - Check Valve at the Tank Top | Double Walled | Fiberglass Reinforced Plastic
0-005249 | EL RANCHO EXXON | 1740 E ROUTE 66 | FLAGSTAFF | AZ | 86004 | Coconino | 3 | Perm Closure | 1978-04-30 | 8000 | Gasoline | COMPARTMENT A | Double Walled | Asphalt coated or Bare Steel | Pressure |  |  | Removal | 1994-01-11
0-004147 | DUSTY A 7 RANCH |  | POMERENE |  |  | Cochise | 2 | Perm Closure | 1978-04-20 | 1000 | Diesel | COMPARTMENT A | Unknown | Asphalt coated or Bare Steel | Suction - Check Valve at the Tank Top |  |  | Removal | 1994-11-30
0-002068 | PALOMINAS TRADING POST | 10448 E HIGHWAY 92 | PALOMINAS | AZ | 85615 | Cochise | 2 | Perm Closure | 1983-01-01 | 8000 | Diesel | COMPARTMENT A |  | Asphalt coated or Bare Steel | Pressure | Single Walled | Bare or Galvanized Steel | Removal | 2018-01-17
0-003624 | SAINT JOHNS CITY HALL BUILDING SITE | 70 E COMMERCIAL ST | SAINT JOHNS | AZ | 85936 | Apache | 4 | Perm Closure | 1971-01-01 | 3000 | Diesel | COMPARTMENT A | Single Walled | Asphalt coated or Bare Steel |  |  |  | Removal | 1990-06-30
0-003953 | POWERS MOBIL SERVICE | 223 E MONROE AVE | BUCKEYE | AZ | 85326 | Maricopa | 5 | Perm Closure | 2006-04-07 |  | Used Oil/Waste Oil | COMPARTMENT A | Single Walled | Asphalt coated or Bare Steel |  |  |  | Removal | 2006-03-21
0-003292 | PRESCOTT BULK PLANT |  | PRESCOTT |  |  | Yavapai | 2 | Perm Closure | 1964-02-27 | 6000 | Gasoline | COMPARTMENT A | Unknown | Asphalt coated or Bare Steel |  |  |  | Removal | 1989-09-01
0-003292 | PRESCOTT BULK PLANT |  | PRESCOTT |  |  | Yavapai | 5 | Perm Closure | 1964-02-27 | 6000 | Gasoline | COMPARTMENT A | Unknown | Asphalt coated or Bare Steel |  |  |  | Removal | 1989-09-01
0-000451 | ARIZONA WATER CO | 1531 S NACO HWY | BISBEE | AZ | 85603 | Cochise | 1 | Perm Closure | 1949-01-01 | 1000 | Gasoline | COMPARTMENT A |  | Asphalt coated or Bare Steel |  |  |  | Removal | 1988-12-22
0-002896 | AL-DON DUSTING SERVICE INC |  | ELOY |  |  | Pinal | 4 | Perm Closure | 1970-01-01 | 5600 | Gasoline | COMPARTMENT A |  | Asphalt coated or Bare Steel |  |  |  | Removal | 1988-12-07
0-001169 | CIRCLE K #42 | 13827 W GLENDALE AVE | GLENDALE | AZ | 85307 | Maricopa | 2 | Perm Closure | 1977-01-01 | 8000 | Gasoline | COMPARTMENT A |  | Asphalt coated or Bare Steel |  |  |  | Removal | 1989-10-27
0-005963 | CENTRAL WAREHOUSE/PURCHASING | 13430 N 105TH AVE | SUN CITY | AZ | 85351 | Maricopa | 1 | Perm Closure | 2005-06-17 | 3000 | Gasoline | COMPARTMENT A | Double Walled | Asphalt coated or Bare Steel |  |  |  | Removal | 1990-11-29
0-003741 | CHECKER AUTO PARTS #181 | 1206 E BROADWAY RD | MESA | AZ | 85204 | Maricopa | 1 | Perm Closure | 1967-01-01 | 3000 | Gasoline | COMPARTMENT A |  | Asphalt coated or Bare Steel |  |  |  | Removal | 1983-05-15
0-008221 | TUMACACORI NATIONAL HISTORIC PARK | OLD HIGHWAY 89 | TUMACACORI | AZ | 85640 | Santa Cruz | 1 | Perm Closure | 2005-06-17 | 2000 | (Null) | COMPARTMENT A | Unknown | Asphalt coated or Bare Steel | Suction - Check Valve at the Tank Top |  |  | Removal | 1993-12-13
0-004954 | UNIVERSITY SHELL #852 | 2350 N 1ST AVE | TUCSON | AZ | 85719 | Pima | 5 | Perm Closure | 1986-12-01 | 12000 | Gasoline | COMPARTMENT A | Double Walled | Fiberglass Reinforced Plastic | Pressure |  | Fiberglass Reinforced Plastic | Removal | 2011-09-09
0-006113 | SWIFT AVIATION | 2602 E SKY HARBOR BLVD | PHOENIX | AZ | 85034 | Maricopa | 2 | Perm Closure | 1987-10-01 | 15000 | Jet Fuel | COMPARTMENT A |  | Asphalt coated or Bare Steel | Suction - Check Valve at the Tank Top |  | Bare or Galvanized Steel | Removal | 2004-05-05
0-008394 | WILSON MOTORS | 511 W 2ND ST | CASA GRANDE | AZ | 85122 | Pinal | 2 | Perm Closure | 1947-01-01 | 6000 | Gasoline | COMPARTMENT A | Unknown | Asphalt coated or Bare Steel | Suction - Check Valve at the Tank Top |  |  | Removal | 1994-08-25
0-008088 | WITTS TEXACO | 110 S CALIFORNIA AVE | PARKER | AZ | 85344 | La Paz | 3 | Perm Closure | 1955-01-01 |  | Diesel | COMPARTMENT A | Unknown | Asphalt coated or Bare Steel |  |  |  | Removal | 1992-05-01
0-001840 | VALENCIA AIR CENTER | Z | TUCSON | AZ | 85706 | Pima | 3 | Perm Closure | 2005-06-17 | 10000 | Gasoline | COMPARTMENT A |  | Asphalt coated or Bare Steel |  |  |  | Removal | 1988-09-01
0-001840 | VALENCIA AIR CENTER | Z | TUCSON | AZ | 85706 | Pima | 1 | Perm Closure | 2005-06-17 | 10000 | Gasoline | COMPARTMENT A |  | Asphalt coated or Bare Steel |  |  |  | Removal | 1988-09-01
0-005125 | GOOD 2 GO STORES #524 | 101 ARIZONA ST | BISBEE | AZ | 85603 | Cochise | 1 | Open | 1986-04-22 | 10000 | Gasoline | COMPARTMENT A | Double Walled | Composite (Steel/Fiberglass) | Pressure |  | Fiberglass Reinforced Plastic
0-002445 | HATCO INC | 3901 S CONTRACTORS WAY | TUCSON | AZ | 85714 | Pima | 2 | Perm Closure | 1963-05-06 | 4000 | Diesel | COMPARTMENT A | Single Walled | Asphalt coated or Bare Steel |  |  |  | Removal | 1990-07-09
0-003934 | RUBICON ENERGY GROUP LLC | 222 S 52ND ST | TEMPE | AZ | 85281 | Maricopa | 2 | Perm Closure | 1980-01-01 | 10000 | Gasoline | COMPARTMENT A | Single Walled | Asphalt coated or Bare Steel | Pressure | Single Walled | Bare or Galvanized Steel | Removal | 1994-04-21
0-010067 | MAVERIK COUNTRY STORE #292 | 715 N BEELINE HWY | PAYSON | AZ | 85541 | Gila | 4 | Open | 2005-03-10 | 12000 | Gasoline | COMPARTMENT A | Double Walled | Fiberglass Reinforced Plastic | Pressure | Double Walled | Flexible
0-010082 | ASU - COMBINED HEAT & POWER FACILITY | 800 E LEMON ST | TEMPE | AZ | 85281 | Maricopa | 2 | Open | 2005-04-01 | 20000 | Diesel | COMPARTMENT A | Double Walled | Fiberglass Reinforced Plastic | Pressure | Double Walled | Fiberglass Reinforced Plastic
0-008275 | RON LEWIS CONSTRUCTION | 1200 PASS CANYON RD | BULLHEAD CITY | AZ | 86429 | Mohave | 3 | Perm Closure | 2005-06-17 | 4000 | Gasoline | COMPARTMENT A | Double Walled | Asphalt coated or Bare Steel |  |  |  | Removal | 1996-03-29
0-008275 | RON LEWIS CONSTRUCTION | 1200 PASS CANYON RD | BULLHEAD CITY | AZ | 86429 | Mohave | 1 | Perm Closure | 2005-06-17 | 7500 | Diesel | COMPARTMENT A | Double Walled | Asphalt coated or Bare Steel | Suction - Check Valve at the Tank Top |  |  | Removal | 1996-03-29
0-001000 | CITY OF CHANDLER - WWTP | 249 E CHICAGO ST | CHANDLER | AZ | 85225 | Maricopa | 5 | Perm Closure | 1974-01-01 | 6000 | Diesel | COMPARTMENT A |  | Asphalt coated or Bare Steel | Suction - Check Valve at the Tank Top | Single Walled | Bare or Galvanized Steel | Removal | 1991-08-06
0-003464 | ARIZONA ARMY NATIONAL GUARD - PAPAGO MILITARY RESERVATION | 5636 E MCDOWELL RD | PHOENIX | AZ | 85008 | Maricopa | 10 | Perm Closure | 1975-01-01 | 5000 | Diesel | COMPARTMENT A | Single Walled | Asphalt coated or Bare Steel |  |  |  | Removal | 1992-12-22
0-000611 | JACKSONS ENERGY #6794 | 500 W THIRD ST | WINSLOW | AZ | 86047 | Navajo | 5 | Open | 1987-09-01 | 6000 | Gasoline | COMPARTMENT A | Single Walled | Asphalt coated or Bare Steel | Pressure |  | Fiberglass Reinforced Plastic
0-009571 | GAS WARZ #306 | 922 N 7TH ST | PHOENIX | AZ | 85006 | Maricopa | 1 | Perm Closure | 1999-11-01 | 12000 | Gasoline | COMPARTMENT A | Double Walled | Fiberglass Reinforced Plastic | Pressure | Double Walled | Fiberglass Reinforced Plastic | Removal | 2018-12-06
0-002262 | GIL'S DRILLING & EXCAVATING INC | 2245 W SHANGRI LA RD | PHOENIX | AZ | 85029 | Maricopa | 3 | Perm Closure | 1971-05-03 | 550 | Unidentified | COMPARTMENT A | Single Walled | Asphalt coated or Bare Steel |  |  |  | Removal | 1990-06-27
0-009912 | FRYS FUEL CENTER #19 | 3900 E GRANT RD | TUCSON | AZ | 85712 | Pima | 1 | Perm Closure | 2001-12-11 | 12000 | Gasoline | COMPARTMENT B | Double Walled | Fiberglass Reinforced Plastic |  |  |  | Removal | 2018-02-22
0-002868 | K MART #3543 | 3750 W ORANGE GROVE RD | MARANA | AZ | 85741 | Pima | 1 | Perm Closure | 1981-04-28 | 1000 | Used Oil/Waste Oil | COMPARTMENT A | Double Walled | Asphalt coated or Bare Steel |  |  |  | Removal | 1990-01-15
0-006262 | KAAA KZZZ RADIO STATION | 2534 HUALAPAI MOUNTAIN RD | KINGMAN | AZ | 86401 | Mohave | 1 | Perm Closure | 1977-08-02 | 2000 | Diesel | COMPARTMENT A | Unknown | Unknown |  |  |  | Removal | 1998-10-02
0-003030 | MALLCO LBR | 926 W JACKSON ST | PHOENIX | AZ | 85007 | Maricopa | 2 | Perm Closure | 1974-04-15 | 10000 | Diesel | COMPARTMENT A | Unknown | Asphalt coated or Bare Steel |  |  |  | Removal | 1988-12-13
0-003046 | MARICOPA COUNTY EQUIP SERV | 14702 N 40TH ST | PHOENIX | AZ | 85032 | Maricopa | 2 | Perm Closure | 1983-03-08 | 10000 | Gasoline | COMPARTMENT A | Double Walled | Fiberglass Reinforced Plastic | Pressure |  | Fiberglass Reinforced Plastic | Removal | 2000-05-18
0-000512 | ARCO AM/PM #82533 | 7849 N 43RD AVE | PHOENIX | AZ | 85051 | Maricopa | 3 | Perm Closure | 2005-06-17 | 10000 | Gasoline | COMPARTMENT A | Single Walled | Asphalt coated or Bare Steel |  |  |  | Removal | 1988-07-19
0-000512 | ARCO AM/PM #82533 | 7849 N 43RD AVE | PHOENIX | AZ | 85051 | Maricopa | 7 | Open | 1985-01-01 | 12000 | Gasoline | COMPARTMENT A | Double Walled | Fiberglass Reinforced Plastic | Pressure |  | Fiberglass Reinforced Plastic
0-002136 | RUTH FISHER ELEMENTARY SCHOOL | 38201 W INDIAN SCHOOL RD | TONOPAH | AZ | 85354 | Maricopa | 1 | Perm Closure | 1983-02-27 | 5000 | Gasoline | COMPARTMENT A | Double Walled | Fiberglass Reinforced Plastic |  |  |  | Removal | 1994-03-15
0-002029 | PUCHI'S QUICK STOP | 483 N GRAND AVE | NOGALES | AZ | 85621 | Santa Cruz | 5 | Perm Closure | 1971-01-01 | 750 | Used Oil/Waste Oil | COMPARTMENT A |  | Asphalt coated or Bare Steel |  |  |  | Removal | 1993-02-04
0-006967 | PARADISE VALLEY UNIFIED SCHOOL DISTRICT - TRANSPORTATION | 15002 N 32ND ST | PHOENIX | AZ | 85032 | Maricopa | 5 | Perm Closure | 1975-01-01 | 10000 | Gasoline | COMPARTMENT A | Double Walled | Asphalt coated or Bare Steel | Pressure |  |  | Removal | 1993-12-03
0-006967 | PARADISE VALLEY UNIFIED SCHOOL DISTRICT - TRANSPORTATION | 15002 N 32ND ST | PHOENIX | AZ | 85032 | Maricopa | 4 | Perm Closure | 1975-01-01 | 10000 | Gasoline | COMPARTMENT A | Double Walled | Asphalt coated or Bare Steel | Pressure |  |  | Removal | 1993-12-03
0-005265 | SAST MART | 1115 W WICKENBURG WAY | WICKENBURG | AZ | 85390 | Maricopa | 10 | Open | 2014-08-01 | 12000 | Diesel | COMPARTMENT A | Double Walled | Fiberglass Reinforced Plastic | Pressure | Double Walled | Fiberglass Reinforced Plastic
0-005265 | SAST MART | 1115 W WICKENBURG WAY | WICKENBURG | AZ | 85390 | Maricopa | 6 | Perm Closure | 1994-04-01 | 12000 | Diesel | COMPARTMENT A | Double Walled | Composite (Steel/Fiberglass) | Pressure | Double Walled | Fiberglass Reinforced Plastic | Removal | 2013-10-25
0-001616 | CIRCLE K #1939 | 121 E MAIN ST | SOMERTON | AZ | 85350 | Yuma | 3 | Open | 1986-03-16 | 10000 | Gasoline (PUL) | COMPARTMENT A | Single Walled | Fiberglass Reinforced Plastic | Pressure | Double Walled | Fiberglass Reinforced Plastic
0-003277 | MOBIL 18-HB6 | 1020 E 16TH ST | YUMA | AZ | 85365 | Yuma | 3 | Perm Closure | 1971-01-01 | 8000 | Gasoline | COMPARTMENT A |  | Asphalt coated or Bare Steel | Pressure |  |  | Removal | 1990-03-28
0-003271 | EXXONMOBIL OIL CORP #11966 | 1502 W CAMELBACK RD | PHOENIX | AZ | 85015 | Maricopa | 1 | Perm Closure | 1972-01-01 | 6000 | Gasoline | COMPARTMENT A |  | Asphalt coated or Bare Steel | Pressure |  |  | Removal | 1988-06-02
0-006574 | CHEVRON - BENSON HWY CHEVRON | 3025 E BENSON HWY | TUCSON | AZ | 85706 | Pima | 5 | Perm Closure | 1973-12-29 | 500 | Used Oil/Waste Oil | COMPARTMENT A | Unknown | Asphalt coated or Bare Steel |  |  |  | Removal | 1988-12-15
0-001310 | CIRCLE K #790 | 3955 LAKE MARY RD | FLAGSTAFF | AZ | 86005 | Coconino | 6 | Perm Closure | 1996-04-15 | 10000 | Gasoline | COMPARTMENT A | Single Walled | Fiberglass Reinforced Plastic | Pressure | Double Walled | Fiberglass Reinforced Plastic | Removal | 2001-01-31
0-004452 | BUTLER EASY MART | 1311 E BUTLER AVE | FLAGSTAFF | AZ | 86001 | Coconino | 8 | Perm Closure | 1992-05-18 | 12000 | Gasoline (UL) | COMPARTMENT A | Double Walled | Composite (Steel/Fiberglass) | Pressure |  | Fiberglass Reinforced Plastic | Removal | 2020-10-30
0-004452 | BUTLER EASY MART | 1311 E BUTLER AVE | FLAGSTAFF | AZ | 86001 | Coconino | 6 | Perm Closure | 1982-01-01 | 10000 | Gasoline | COMPARTMENT A |  | Asphalt coated or Bare Steel | Pressure | Single Walled | Bare or Galvanized Steel | Removal | 1992-04-17
0-004452 | BUTLER EASY MART | 1311 E BUTLER AVE | FLAGSTAFF | AZ | 86001 | Coconino | 4 | Perm Closure | 1982-01-01 | 10000 | Gasoline | COMPARTMENT A |  | Asphalt coated or Bare Steel | Pressure | Single Walled | Bare or Galvanized Steel | Removal | 1992-04-17
0-002481 | HEXCEL CORPORATION | 1214 W GILA BEND HWY | CASA GRANDE | AZ | 85122 | Pinal | 4 | Perm Closure | 1969-01-01 | 3000 | Hazardous Substance | COMPARTMENT A | Single Walled | Asphalt coated or Bare Steel |  |  |  | Closed in Place | 1987-11-27
0-002481 | HEXCEL CORPORATION | 1214 W GILA BEND HWY | CASA GRANDE | AZ | 85122 | Pinal | 5 | Perm Closure | 1968-01-01 | 2000 | Hazardous Substance | COMPARTMENT A | Single Walled | Asphalt coated or Bare Steel |  |  |  | Closed in Place | 1987-11-27
0-002481 | HEXCEL CORPORATION | 1214 W GILA BEND HWY | CASA GRANDE | AZ | 85122 | Pinal | 23 | Temp Closure | 1997-11-01 | 6000 | Hazardous Substance | COMPARTMENT B | Single Walled | Asphalt coated or Bare Steel |  |  |  |  | 2020-03-30
0-002481 | HEXCEL CORPORATION | 1214 W GILA BEND HWY | CASA GRANDE | AZ | 85122 | Pinal | 8 | Perm Closure | 1966-01-01 | 5000 | Hazardous Substance | COMPARTMENT A | Single Walled | Asphalt coated or Bare Steel |  |  |  | Closed in Place | 1987-11-27
0-002417 | CARIOCA #18 | 379 S MAIN ST | SNOWFLAKE | AZ | 85937 | Navajo | 1 | Perm Closure | 2005-06-17 | 7500 | Gasoline | COMPARTMENT A | Single Walled | Asphalt coated or Bare Steel |  |  |  | Removal | 1990-08-21
0-000346 | ADOT - ADMINISTRATION | 206 S 17TH AVE | PHOENIX | AZ | 85007 | Maricopa | 1 | Open | 1980-01-01 | 8000 | Diesel | COMPARTMENT A | Single Walled | Fiberglass Reinforced Plastic | Suction - Check Valve at the Dispenser | Double Walled | Flexible
0-009395 | 7-ELEVEN #32602 | 785 S VAL VISTA DR | GILBERT | AZ | 85296 | Maricopa | 1 | Open | 1998-11-01 | 10000 | Gasoline | COMPARTMENT A | Double Walled | Fiberglass Reinforced Plastic | Pressure | Double Walled | Fiberglass Reinforced Plastic
0-002005 | ESPERANAZA EXXON | 61 W ESPERANZA BLVD | GREEN VALLEY | AZ | 85614 | Pima | 1 | Perm Closure | 1964-01-01 | 3000 | Diesel | COMPARTMENT A |  | Asphalt coated or Bare Steel | Pressure | Single Walled | Bare or Galvanized Steel | Removal | 1994-08-24
0-000708 | BELL FORD | 2401 W BELL RD | PHOENIX | AZ | 85023 | Maricopa | 4 | Perm Closure | 1979-03-26 | 12000 | Gasoline | COMPARTMENT A | Single Walled | Asphalt coated or Bare Steel |  |  |  | Removal | 1990-09-18
0-000708 | BELL FORD | 2401 W BELL RD | PHOENIX | AZ | 85023 | Maricopa | 2 | Perm Closure | 1979-03-26 | 4000 | Unidentified | COMPARTMENT A | Single Walled | Asphalt coated or Bare Steel |  |  |  | Removal | 1990-09-06
0-001236 | CIRCLE K #2700483 | 1785 W PRINCE RD | TUCSON | AZ | 85705 | Pima | 4 | Open | 1996-02-20 | 10000 | Gasoline | COMPARTMENT A |  | Fiberglass Reinforced Plastic | Pressure | Double Walled | Fiberglass Reinforced Plastic
0-001511 | CIRCLE K #2703734 | 3443 W DUNLAP AVE | PHOENIX | AZ | 85051 | Maricopa | 1 | Temp Closure | 1984-01-01 | 10000 | Gasoline (UL) | COMPARTMENT A | Single Walled | Fiberglass Reinforced Plastic | Pressure | Single Walled | Fiberglass Reinforced Plastic |  | 2020-10-12
0-005800 | TUCSON ELECTRIC POWER - MAINTENANCE FACILITY | 4354 E IRVINGTON RD | TUCSON | AZ | 85714 | Pima | 1 | Open | 1989-02-01 | 15000 | Gasoline | COMPARTMENT A | Double Walled | Composite (Steel/Fiberglass) | Pressure | Double Walled | Fiberglass Reinforced Plastic
0-004932 | QUIK TRIP #488 | 4949 N 51ST AVE | PHOENIX | AZ | 85031 | Maricopa | 5 | Perm Closure | 1984-05-07 | 550 | Used Oil/Waste Oil | COMPARTMENT A | Double Walled | Fiberglass Reinforced Plastic | Gravity Feed |  | Fiberglass Reinforced Plastic | Removal | 1997-05-03
0-000511 | FOOD MART | 9853 N 19TH AVE | PHOENIX | AZ | 85021 | Maricopa | 1 | Perm Closure | 1975-01-01 | 10000 | Gasoline | COMPARTMENT A |  | Asphalt coated or Bare Steel |  |  |  | Removal | 1989-10-01
0-001945 | MONTZ AUTO RENDITIONS | 2838 N SCOTTSDALE RD | SCOTTSDALE | AZ | 85257 | Maricopa | 1 | Perm Closure | 2005-06-17 | 5000 | Gasoline | COMPARTMENT A | Single Walled | Asphalt coated or Bare Steel | Pressure |  |  | Removal | 1990-07-11
0-000151 | CITY OF APACHE JUNCTION - FIRE STATION #1 | 150 N OCOTILLO DR | APACHE JUNCTION | AZ | 85120 | Pinal | 2 | Perm Closure | 1956-01-01 | 750 | Gasoline | COMPARTMENT A | Single Walled | Asphalt coated or Bare Steel |  |  |  | Removal | 1989-04-12
0-000818 | JOHN ALEXANDER LEASING CO - FORMER | 3845 E UNIVERSITY DR | PHOENIX | AZ | 85034 | Maricopa | 1 | Perm Closure | 2005-06-17 | 6000 | Diesel | COMPARTMENT A |  | Asphalt coated or Bare Steel |  |  |  | Removal | 1991-01-09
0-000818 | JOHN ALEXANDER LEASING CO - FORMER | 3845 E UNIVERSITY DR | PHOENIX | AZ | 85034 | Maricopa | 2 | Perm Closure | 2005-06-17 | 3000 | Gasoline | COMPARTMENT A |  | Asphalt coated or Bare Steel |  |  |  | Removal | 1991-01-09
0-003218 | CIRCLE K STORE #2709165 | 9848 W BELL RD | SUN CITY | AZ | 85351 | Maricopa | 2 | Open | 1976-01-01 | 12000 | Gasoline (UL) | COMPARTMENT A | Single Walled | Fiberglass Reinforced Plastic | Pressure | Double Walled | Fiberglass Reinforced Plastic
0-005051 | CIRCLE K STORE NO. 9161 | 4040 W CHANDLER BLVD | CHANDLER | AZ | 85226 | Maricopa | 6 | Open | 2016-02-10 | 12000 | Gasoline (PUL) | COMPARTMENT A | Double Walled | Fiberglass Reinforced Plastic | Pressure | Double Walled | Fiberglass Reinforced Plastic
0-003820 | CITY OF PHOENIX - FIRE STATION #23 | 4416 S 32ND ST | PHOENIX | AZ | 85040 | Maricopa | 1 | Perm Closure | 1983-01-01 | 1000 | Diesel | COMPARTMENT A | Single Walled | Asphalt coated or Bare Steel |  |  |  | Removal | 1989-02-28
0-006348 | JACKS PLACE | 614 S APACHE DR | HOLBROOK | AZ | 86025 | Navajo | 6 | Perm Closure | 2005-06-17 | 250 | Gasoline | COMPARTMENT A | Double Walled | Asphalt coated or Bare Steel |  |  |  | Removal | 2004-12-14
0-010550 | APN #302-15-001D | 651 W GUADALUPE RD | GILBERT | AZ | 85233 | Maricopa | 2 | Perm Closure | 2015-11-18 | 4000 | Unidentified | COMPARTMENT A | Single Walled | Asphalt coated or Bare Steel |  |  |  | Removal | 2015-10-22
0-010550 | APN #302-15-001D | 651 W GUADALUPE RD | GILBERT | AZ | 85233 | Maricopa | 1 | Perm Closure | 2015-11-18 | 4000 | Unidentified | COMPARTMENT A |  | Asphalt coated or Bare Steel |  |  |  | Removal | 2015-10-22
0-001502 | CIRCLE K #2701850 | 630 E BROADWAY RD | PHOENIX | AZ | 85040 | Maricopa | 1 | Open | 1985-01-01 | 10000 | Diesel | COMPARTMENT A | Single Walled | Fiberglass Reinforced Plastic | Pressure |  | Fiberglass Reinforced Plastic
0-006187 | CIRCLE K #2708693 | 4355 E UNIVERSITY DR | MESA | AZ | 85205 | Maricopa | 2 | Perm Closure | 1987-01-01 | 10000 | Gasoline | COMPARTMENT A | Double Walled | Fiberglass Reinforced Plastic | Pressure |  | Fiberglass Reinforced Plastic | Removal | 2010-06-29
0-006187 | CIRCLE K #2708693 | 4355 E UNIVERSITY DR | MESA | AZ | 85205 | Maricopa | 3 | Perm Closure | 1987-01-01 | 10000 | Gasoline | COMPARTMENT A | Double Walled | Fiberglass Reinforced Plastic | Pressure |  | Fiberglass Reinforced Plastic | Removal | 2010-06-29
0-009131 | CIRCLE K STORE #2741635 | 3980 E MCDOWELL RD | PHOENIX | AZ | 85008 | Maricopa | 2 | Open | 1997-01-01 | 12000 | Gasoline (PUL) | COMPARTMENT A | Double Walled | Composite (Steel/Fiberglass) | Pressure | Double Walled | Fiberglass Reinforced Plastic
0-004447 | SHAMROCK FOODS COMPANY | 3615 E INDUSTRIAL DR | FLAGSTAFF | AZ | 86004 | Coconino | 3 | Perm Closure | 1966-02-05 | 2000 | Gasoline | COMPARTMENT A | Unknown | Asphalt coated or Bare Steel |  |  |  | Removal | 1989-04-16
0-002511 | HOLSUM BAKERY INC | 5460 N DODGE AVE | FLAGSTAFF | AZ | 86004 | Coconino | 1 | Perm Closure | 1970-03-04 | 10000 | Unidentified | COMPARTMENT A | Single Walled | Asphalt coated or Bare Steel |  |  |  | Removal | 1990-06-12
0-004352 | CRISMON & CLOUD | 21600 E CLOUD RD | QUEEN CREEK | AZ | 85142 | Maricopa | 1 | Perm Closure | 1971-05-08 | 2000 | Gasoline | COMPARTMENT A | Double Walled | Asphalt coated or Bare Steel | Suction - Check Valve at the Tank Top |  | Bare or Galvanized Steel | Removal | 1988-11-20
0-001509 | CIRCLE K #2702873 | 3930 E SOUTHERN AVE | PHOENIX | AZ | 85040 | Maricopa | 3 | Open | 1986-07-01 | 10000 | Gasoline (UL) | COMPARTMENT A | Single Walled | Fiberglass Reinforced Plastic | Pressure |  | Fiberglass Reinforced Plastic
0-006489 | PHIL BRUCHMAN TRADING | 1407 E SECOND ST | WINSLOW | AZ | 86047 | Navajo | 2 | Perm Closure | 2005-06-17 | 500 | Kerosene | COMPARTMENT A | Single Walled | Asphalt coated or Bare Steel |  |  |  | Removal | 1989-03-01
0-003478 | NAUMANN MATERIAL HANDLING INC | 2905 N FLOWING WELLS RD | TUCSON | AZ | 85705 | Pima | 1 | Perm Closure | 1980-01-01 | 4000 | Gasoline | COMPARTMENT A | Single Walled | Asphalt coated or Bare Steel |  |  |  | Removal | 1988-11-01
0-009223 | MIRASTAR #64023 | 4670 E US 60/70 | MIAMI | AZ | 85539 | Gila | 2 | Perm Closure | 1997-12-15 | 15000 | Gasoline | COMPARTMENT A | Double Walled | Fiberglass Reinforced Plastic | Pressure | Double Walled | Fiberglass Reinforced Plastic | Removal | 2008-11-13
0-003237 | MOBIL 18-MDK | 1849 W GLENDALE AVE | PHOENIX | AZ | 85021 | Maricopa | 1 | Perm Closure | 1971-01-01 | 10000 | Gasoline | COMPARTMENT A |  | Asphalt coated or Bare Steel | Pressure |  |  | Removal | 1988-11-02
0-007996 | RAMONE MEDINA | 17105 S AVENUE A 1/2 | SOMERTON | AZ | 85350 | Yuma | 1 | Perm Closure | 1977-01-01 | 500 | Gasoline | COMPARTMENT A | Unknown | Asphalt coated or Bare Steel | Suction - Check Valve at the Tank Top |  | Bare or Galvanized Steel | Removal | 1992-12-01
0-004852 | DRIVE TIME CAR SALES | 2143 W CAMELBACK RD | PHOENIX | AZ | 85015 | Maricopa | 2 | Perm Closure | 1972-04-17 | 500 | Used Oil/Waste Oil | COMPARTMENT A | Unknown | Asphalt coated or Bare Steel | Gravity Feed |  |  | Removal | 1999-03-02
0-001447 | CIRCLE K #2701606 | 5680 S MISSION RD | TUCSON | AZ | 85746 | Pima | 2 | Open | 1985-01-01 | 10000 | Gasoline | COMPARTMENT A | Double Walled | Fiberglass Reinforced Plastic | Pressure |  | Fiberglass Reinforced Plastic
0-009576 | BARLOW DISTRIBUTION | 6100 N 52ND AVE | GLENDALE | AZ | 85301 | Maricopa | 1 | Perm Closure | 2005-06-17 | 6000 | Gasoline | COMPARTMENT A | Double Walled | Asphalt coated or Bare Steel | Pressure |  |  | Removal | 2000-12-15
0-000658 | EMICH SUBARU INC | 6020 E SPEEDWAY BLVD | TUCSON | AZ | 85712 | Pima | 1 | Perm Closure | 1966-01-01 | 10000 | Gasoline | COMPARTMENT A |  | Asphalt coated or Bare Steel |  |  |  | Removal | 1990-01-30
0-001455 | CIRCLE K #2701631 | 2 W VALENCIA RD | TUCSON | AZ | 85706 | Pima | 2 | Open | 1985-01-01 | 10000 | Gasoline | COMPARTMENT A | Single Walled | Fiberglass Reinforced Plastic | Pressure |  | Fiberglass Reinforced Plastic
0-001455 | CIRCLE K #2701631 | 2 W VALENCIA RD | TUCSON | AZ | 85706 | Pima | 3 | Open | 1985-01-01 | 10000 | Gasoline | COMPARTMENT A | Single Walled | Fiberglass Reinforced Plastic | Pressure |  | Fiberglass Reinforced Plastic
0-000452 | ARIZONA WATER CO | 85 W APACHE TRL | APACHE JUNCTION | AZ | 85120 | Pinal | 1 | Perm Closure | 1982-01-01 | 2000 | Gasoline | COMPARTMENT A |  | Asphalt coated or Bare Steel |  |  |  | Removal | 1988-12-22
0-000602 | AXLE TRANSMISSION OF ARIZONA INC | 1401 S CENTRAL AVE | PHOENIX | AZ | 85004 | Maricopa | 1 | Perm Closure | 1977-01-01 | 550 | Used Oil/Waste Oil | COMPARTMENT A |  | Asphalt coated or Bare Steel |  |  |  | Removal | 1990-02-02
0-002444 | ALVAREZ AUTO CENTER | 81 N MAIN ST | SNOWFLAKE | AZ | 85937 | Navajo | 2 | Perm Closure | 1961-01-01 | 4000 | Gasoline | COMPARTMENT A | Single Walled | Asphalt coated or Bare Steel |  |  |  | Removal | 1990-08-14
0-002444 | ALVAREZ AUTO CENTER | 81 N MAIN ST | SNOWFLAKE | AZ | 85937 | Navajo | 4 | Perm Closure | 1961-01-01 | 500 | Used Oil/Waste Oil | COMPARTMENT A | Single Walled | Asphalt coated or Bare Steel |  |  |  | Removal | 1990-08-14
0-002444 | ALVAREZ AUTO CENTER | 81 N MAIN ST | SNOWFLAKE | AZ | 85937 | Navajo | 5 | Perm Closure | 1990-09-01 | 8000 | Diesel | COMPARTMENT A | Double Walled | Composite (Steel/Fiberglass) | Pressure | Single Walled | Bare or Galvanized Steel | Removal | 2020-07-22
0-002444 | ALVAREZ AUTO CENTER | 81 N MAIN ST | SNOWFLAKE | AZ | 85937 | Navajo | 6 | Perm Closure | 1990-09-01 | 8000 | Gasoline | COMPARTMENT A | Double Walled | Composite (Steel/Fiberglass) | Pressure | Single Walled | Bare or Galvanized Steel | Removal | 2020-07-22
0-002444 | ALVAREZ AUTO CENTER | 81 N MAIN ST | SNOWFLAKE | AZ | 85937 | Navajo | 7 | Perm Closure | 1990-09-01 | 6000 | Gasoline | COMPARTMENT A | Double Walled | Composite (Steel/Fiberglass) | Pressure | Single Walled | Bare or Galvanized Steel | Removal | 2020-07-22
0-002444 | ALVAREZ AUTO CENTER | 81 N MAIN ST | SNOWFLAKE | AZ | 85937 | Navajo | 10 | Open | 2020-09-09 | 12000 | Diesel | COMPARTMENT A | Double Walled | Fiberglass Reinforced Plastic
0-005792 | AIRZONA AIRCRAFT INC | 7100 FLIGHTLINE DR | KINGMAN | AZ | 86401 | Mohave | 2 | Open | 1973-01-01 | 10000 | Gasoline | COMPARTMENT A |  | Asphalt coated or Bare Steel | Pressure | Double Walled | Flexible
0-004682 | 7-ELEVEN #26123 | 5850 W THOMAS RD | PHOENIX | AZ | 85031 | Maricopa | 1 | Perm Closure | 1985-01-01 | 10000 | Oxygenated Gasoline | COMPARTMENT A | Single Walled | Fiberglass Reinforced Plastic | Pressure |  | Fiberglass Reinforced Plastic | Removal | 2012-02-21
0-006103 | CHANDLER HEIGHTS TRADING POST | 18337 E SAN TAN BLVD | GILBERT | AZ | 85142 | Maricopa | 4 | Perm Closure | 1978-04-22 | 5000 | Gasoline | COMPARTMENT A | Double Walled | Asphalt coated or Bare Steel |  |  |  | Removal | 1990-03-23
0-006042 | BUCKEYE IRRIGATION COMPANY | 205 E ROOSEVELT AVE | BUCKEYE | AZ | 85326 | Maricopa | 5 | Perm Closure | 1973-01-01 | 1000 | Gasoline | COMPARTMENT A | Single Walled | Asphalt coated or Bare Steel |  |  |  | Removal | 1988-12-22
0-008795 | CANYON STATE AWNING CO | 1806 E MAIN ST | MESA | AZ | 85203 | Maricopa | 1 | Perm Closure | 1950-01-01 | 1000 | Gasoline | COMPARTMENT A | Unknown | Unknown |  |  |  | Removal | 1996-01-02
0-002378 | BOBBY J BAXTER | 516 TOMBSTONE CYN | BISBEE | AZ | 85603 | Cochise | 1 | Perm Closure | 1919-09-19 | 400 | Unidentified | COMPARTMENT A | Single Walled | Asphalt coated or Bare Steel |  |  |  | Removal | 1989-09-30
0-005043 | SPEEDWAY STORE #3001 | 1653 W WHITE MOUNTAIN BLVD | PINETOP-LAKESIDE | AZ | 85929 | Navajo | 3 | Perm Closure | 1976-01-01 | 4000 | Gasoline | COMPARTMENT A | Single Walled | Asphalt coated or Bare Steel | Pressure |  | Fiberglass Reinforced Plastic | Removal | 2016-09-07
0-005015 | KATHERINE LANDING AT LAKE MOHAVE MARINA | 2690 KATHERINE SPUR RD | BULLHEAD CITY | AZ | 86429 | Mohave | 3 | Open | 1981-01-01 | 12000 | Gasoline | COMPARTMENT A | Single Walled | Asphalt coated or Bare Steel | Pressure | Single Walled | Bare or Galvanized Steel
0-005015 | KATHERINE LANDING AT LAKE MOHAVE MARINA | 2690 KATHERINE SPUR RD | BULLHEAD CITY | AZ | 86429 | Mohave | 9 | Perm Closure | 1971-01-01 | 4000 | Gasoline | COMPARTMENT A |  | Asphalt coated or Bare Steel |  |  |  | Removal | 1995-01-12
0-010564 | FRY'S FUEL FACILITY #686 | 2712 S SIGNAL BUTTE RD | MESA | AZ | 85209 | Maricopa | 2 | Open | 2016-05-23 | 8000 | Gasoline (PUL) | COMPARTMENT B | Double Walled | Fiberglass Reinforced Plastic | Pressure | Double Walled | Fiberglass Reinforced Plastic
0-010564 | FRY'S FUEL FACILITY #686 | 2712 S SIGNAL BUTTE RD | MESA | AZ | 85209 | Maricopa | 2 | Open | 2016-05-23 | 10000 | Diesel | COMPARTMENT A | Double Walled | Fiberglass Reinforced Plastic | Pressure | Double Walled | Fiberglass Reinforced Plastic
0-010616 | SPEEDWAY STORE #2931 | 1010 N COUNTRY CLUB DR | FLAGSTAFF | AZ | 86004 | Coconino | 1 | Open | 2016-08-09 | 15000 | Gasoline (UL) | COMPARTMENT A | Double Walled | Composite (Steel/Fiberglass) | Pressure | Double Walled | Fiberglass Reinforced Plastic
0-010616 | SPEEDWAY STORE #2931 | 1010 N COUNTRY CLUB DR | FLAGSTAFF | AZ | 86004 | Coconino | 2 | Open | 2016-08-09 | 8000 | Diesel | COMPARTMENT A | Double Walled | Composite (Steel/Fiberglass) | Pressure | Double Walled | Fiberglass Reinforced Plastic
0-010577 | QUIKTRIP CORPORATION #423 | 13067 W THOMAS RD | AVONDALE | AZ | 85392 | Maricopa | 4 | Open | 2016-10-13 | 12000 | Gasoline (PUL) | COMPARTMENT A | Double Walled | Fiberglass Reinforced Plastic | Pressure | Double Walled | Fiberglass Reinforced Plastic
0-010577 | QUIKTRIP CORPORATION #423 | 13067 W THOMAS RD | AVONDALE | AZ | 85392 | Maricopa | 3 | Open | 2016-10-13 | 10000 | Gasoline (PUL) | COMPARTMENT A | Double Walled | Fiberglass Reinforced Plastic | Pressure | Double Walled | Fiberglass Reinforced Plastic
0-010626 | QUIKTRIP #484 | 9541 W OLIVE AVE | PEORIA | AZ | 85345 | Maricopa | 1 | Open | 2018-07-27 | 20000 | Gasoline (UL) | COMPARTMENT A | Double Walled | Fiberglass Reinforced Plastic | Pressure | Double Walled | Fiberglass Reinforced Plastic
0-010682 | COSTCO WHOLESALE #466-R | 201 N WALKER RD | PRESCOTT | AZ | 86303 | Yavapai | 1 | Open | 2020-03-06 | 40000 | Gasoline (UL) | COMPARTMENT A | Double Walled | Fiberglass Reinforced Plastic | Pressure | Double Walled | Fiberglass Reinforced Plastic
0-010720 | PARCEL NO. #122-16-1020 | 3702 E GRANT RD | TUCSON | AZ | 85716 | Pima | 1 | Perm Closure |  | 1000 | Gasoline (UL) | COMPARTMENT A | Single Walled | Asphalt coated or Bare Steel |  |  |  | Removal | 2020-09-30
0-004248 | SPEEDWAY STORE #2977 | 1060 E 18TH ST | DOUGLAS | AZ | 85607 | Cochise | 7 | Open | 1997-11-05 | 10000 | Diesel | COMPARTMENT A | Double Walled | Fiberglass Reinforced Plastic | Pressure | Double Walled | Fiberglass Reinforced Plastic
0-008784 | 847 N STONE - FACILITY | 847 N STONE AVE | TUCSON | AZ | 85705 | Pima | 6 | Perm Closure | 1960-01-01 | 500 | Used Oil/Waste Oil | COMPARTMENT A | Double Walled | Asphalt coated or Bare Steel |  |  |  | Removal | 1998-07-15
0-002112 | BLACK CANYON TEXACO | 33050 S COLDWATER RD | BLACK CANYON CITY | AZ | 85324 | Yavapai | 3 | Perm Closure | 1966-01-01 | 6000 | Gasoline | COMPARTMENT A | Single Walled | Asphalt coated or Bare Steel | Pressure | Single Walled | Bare or Galvanized Steel | Removal | 1995-04-13
0-002112 | BLACK CANYON TEXACO | 33050 S COLDWATER RD | BLACK CANYON CITY | AZ | 85324 | Yavapai | 5 | Perm Closure | 1966-01-01 | 550 | Unidentified | COMPARTMENT A | Single Walled | Asphalt coated or Bare Steel | Pressure | Single Walled | Bare or Galvanized Steel | Removal | 1995-04-13
0-005276 | UNOCAL #3870 | 3502 W BUCKEYE RD | PHOENIX | AZ | 85009 | Maricopa | 3 | Perm Closure | 1955-04-16 | 280 | Used Oil/Waste Oil | COMPARTMENT A | Double Walled | Asphalt coated or Bare Steel |  |  |  | Closed in Place | 1990-05-15
0-005276 | UNOCAL #3870 | 3502 W BUCKEYE RD | PHOENIX | AZ | 85009 | Maricopa | 2 | Perm Closure | 1955-04-16 | 7500 | Gasoline | COMPARTMENT A | Double Walled | Asphalt coated or Bare Steel |  |  |  | Closed in Place | 1990-05-15
0-010448 | QUIKTRIP STORE # 1401 | 575 N ESTRELLA PKWY | GOODYEAR | AZ | 85338 | Maricopa | 3 | Open | 2012-03-28 | 12000 | Gasoline | COMPARTMENT A | Double Walled | Fiberglass Reinforced Plastic | Pressure | Double Walled | Fiberglass Reinforced Plastic
0-010453 | FRY'S FUEL CENTER #123 | 2651 E BROADWAY RD | MESA | AZ | 85204 | Maricopa | 2 | Open | 2012-09-28 | 8000 | Gasoline | COMPARTMENT B | Double Walled | Fiberglass Reinforced Plastic | Pressure | Double Walled | Fiberglass Reinforced Plastic
0-010454 | ED'S TOWING YARD | 5859 E CAMINO ADELANTE | PICACHO | AZ | 85141 | Pinal | 2 | Perm Closure | 1930-01-01 | 1000 | Gasoline | COMPARTMENT A |  | Asphalt coated or Bare Steel |  |  |  | Removal | 2012-10-16
0-010099 | QUIKTRIP #429 | 1545 N SCOTTSDALE RD | TEMPE | AZ | 85281 | Maricopa | 3 | Open | 2005-10-24 | 20000 | Gasoline | COMPARTMENT A | Double Walled | Fiberglass Reinforced Plastic | Pressure | Double Walled | Flexible
0-004744 | STATEWIDE MASONRY INC | 4360 N 1ST AVE | TUCSON | AZ | 85719 | Pima | 1 | Perm Closure | 1980-01-01 | 5000 | Gasoline | COMPARTMENT A | Unknown | Asphalt coated or Bare Steel |  |  |  | Removal | 1990-04-05
0-006704 | ROLLIT MOTORS | 1858 E MAIN ST | MESA | AZ | 85203 | Maricopa | 1 | Perm Closure | 1970-01-01 | 1000 | Gasoline | COMPARTMENT A | Unknown | Asphalt coated or Bare Steel |  |  |  | Removal | 1990-01-05
0-010126 | QUIKTRIP #404 | 9229 E UNIVERSITY DR | MESA | AZ | 85207 | Maricopa | 4 | Open | 2014-08-26 | 10000 | Other | COMPARTMENT B | Double Walled | Fiberglass Reinforced Plastic | Pressure | Double Walled | Fiberglass Reinforced Plastic
0-010126 | QUIKTRIP #404 | 9229 E UNIVERSITY DR | MESA | AZ | 85207 | Maricopa | 2 | Open | 2006-01-30 | 20000 | Gasoline | COMPARTMENT A | Double Walled | Fiberglass Reinforced Plastic
0-010592 | FRYS FOOD & DRUG STORES #18 | 10661 N ORACLE RD | ORO VALLEY | AZ | 85737 | Pima | 2 | Open | 2017-03-16 | 10000 | Diesel | COMPARTMENT B | Double Walled | Fiberglass Reinforced Plastic
0-010352 | FRYS FUEL CENTER #618 | 3246 E BELL RD | PHOENIX | AZ | 85032 | Maricopa | 1 | Open | 2010-02-11 | 20000 | Gasoline | COMPARTMENT A | Double Walled | Fiberglass Reinforced Plastic | Pressure | Double Walled | Flexible
0-002991 | YUMA 3E TRAVEL CENTER | 2050 S AVENUE 3 E | YUMA | AZ | 85365 | Yuma | 1 | Perm Closure | 1981-01-01 | 10000 | Gasoline | COMPARTMENT A |  | Asphalt coated or Bare Steel | Pressure |  |  | Removal | 2004-06-22
0-002991 | YUMA 3E TRAVEL CENTER | 2050 S AVENUE 3 E | YUMA | AZ | 85365 | Yuma | 4 | Perm Closure | 1987-01-01 | 10000 | Diesel | COMPARTMENT A | Single Walled | Fiberglass Reinforced Plastic | Pressure |  | Fiberglass Reinforced Plastic | Removal | 2006-11-01
0-002991 | YUMA 3E TRAVEL CENTER | 2050 S AVENUE 3 E | YUMA | AZ | 85365 | Yuma | 6 | Perm Closure | 1994-08-19 | 10000 | Gasoline | COMPARTMENT A | Single Walled | Fiberglass Reinforced Plastic | Pressure |  | Fiberglass Reinforced Plastic | Removal | 2006-11-01
0-010526 | LOVES TRAVEL STOPS & COUNTRY STORES-WILLIAMS | 1055 N GRAND CANYON BLVD | WILLIAMS | AZ | 86046 | Coconino | 6 | Open | 2015-02-03 | 8000 | Gasoline (PUL) | COMPARTMENT B | Double Walled | Fiberglass Reinforced Plastic | Pressure | Double Walled | Fiberglass Reinforced Plastic
0-010526 | LOVES TRAVEL STOPS & COUNTRY STORES-WILLIAMS | 1055 N GRAND CANYON BLVD | WILLIAMS | AZ | 86046 | Coconino | 6 | Open | 2015-02-03 | 12000 | Diesel | COMPARTMENT A | Double Walled | Fiberglass Reinforced Plastic | Pressure | Double Walled | Fiberglass Reinforced Plastic
0-010081 | MOFFORD STANDARD SERVICE STATION | 701 W MCDOWELL RD | PHOENIX | AZ | 85007 | Maricopa | 4 | Perm Closure | 2005-10-19 | 550 | Gasoline | COMPARTMENT A |  | Asphalt coated or Bare Steel |  |  |  | Removal | 2005-09-27
0-004629 | 7-ELEVEN #18383 | 4659 E 22ND ST | TUCSON | AZ | 85711 | Pima | 3 | Perm Closure | 1976-03-25 | 6000 | Gasoline | COMPARTMENT A | Double Walled | Asphalt coated or Bare Steel | Pressure |  | Bare or Galvanized Steel | Removal | 1992-12-18
0-004215 | RUNWAY INDUSTRIAL PARK | 4001 N RUNWAY DR | TUCSON | AZ | 85705 | Pima | 2 | Perm Closure | 1978-05-08 |  | Gasoline | COMPARTMENT A | Unknown | Unknown |  |  |  | Removal | 1988-12-01
0-000169 | ARIZONA AIR NATIONAL GUARD | 1500 E VALENCIA RD | TUCSON | AZ | 85706 | Pima | 2 | Perm Closure | 1958-01-01 | 25000 | Jet Fuel | COMPARTMENT A | Single Walled | Asphalt coated or Bare Steel |  |  |  | Removal | 1998-11-19
0-000169 | ARIZONA AIR NATIONAL GUARD | 1500 E VALENCIA RD | TUCSON | AZ | 85706 | Pima | 1 | Perm Closure | 1958-01-01 | 25000 | Jet Fuel | COMPARTMENT A | Single Walled | Asphalt coated or Bare Steel |  |  |  | Removal | 1998-11-19
0-000169 | ARIZONA AIR NATIONAL GUARD | 1500 E VALENCIA RD | TUCSON | AZ | 85706 | Pima | 7 | Perm Closure | 1978-01-01 | 6000 | Diesel | COMPARTMENT A | Single Walled | Asphalt coated or Bare Steel |  |  |  | Removal | 1998-10-22
0-002821 | TEXACO - WHITEY'S TEXACO | 3925 N SCOTTSDALE RD | SCOTTSDALE | AZ | 85251 | Maricopa | 3 | Perm Closure | 1966-05-08 | 2000 | Gasoline | COMPARTMENT A | Double Walled | Asphalt coated or Bare Steel | Pressure |  | Fiberglass Reinforced Plastic | Removal | 1992-01-07
0-003553 | SPEEDWAY STORE #2992 | 4180 W INA RD | MARANA | AZ | 85741 | Pima | 1 | Open | 1980-01-01 | 10000 | Gasoline | COMPARTMENT A | Single Walled | Asphalt coated or Bare Steel | Pressure | Double Walled | Fiberglass Reinforced Plastic
0-000319 | ADOT - SPRINGERVILLE MAINTENANCE |  | SPRINGERVILLE |  |  | Apache | 5 | Perm Closure | 2010-02-22 | 1150 | Diesel | COMPARTMENT A | Single Walled | Asphalt coated or Bare Steel |  |  |  | Removal | 2010-01-15
0-000319 | ADOT - SPRINGERVILLE MAINTENANCE |  | SPRINGERVILLE |  |  | Apache | 1 | Open | 1985-01-01 | 12000 | Gasoline | COMPARTMENT A | Single Walled | Fiberglass Reinforced Plastic | Pressure | Double Walled | Flexible
0-009600 | 7-ELEVEN #32321 | 4803 E CHANDLER BLVD | PHOENIX | AZ | 85048 | Maricopa | 1 | Perm Closure | 1999-06-01 | 15000 | Gasoline | COMPARTMENT A | Double Walled | Fiberglass Reinforced Plastic | Pressure | Double Walled | Flexible | Removal | 2019-01-24
0-009600 | 7-ELEVEN #32321 | 4803 E CHANDLER BLVD | PHOENIX | AZ | 85048 | Maricopa | 2 | Perm Closure | 1999-06-01 | 15000 | Gasoline | COMPARTMENT A | Double Walled | Fiberglass Reinforced Plastic | Pressure | Double Walled | Flexible | Removal | 2019-01-24
0-002288 | GILA COUNTY | 1400 E ASH ST | GLOBE | AZ | 85501 | Gila | 4 | Perm Closure | 2005-06-17 | 550 | Gasoline | COMPARTMENT A | Single Walled | Asphalt coated or Bare Steel |  |  |  | Removal | 1990-06-10
0-008680 | PHOENIX FUEL CO | 106 S PERRY LN | TEMPE | AZ | 85281 | Maricopa | 1 | Perm Closure | 1995-05-02 | 6000 | Gasoline | COMPARTMENT A | Double Walled | Composite (Steel/Fiberglass) | Pressure | Double Walled | Fiberglass Reinforced Plastic | Removal | 2019-08-06
0-005181 | COCA-COLA BOTTLING CO | 3939 N ROMERO RD | TUCSON | AZ | 85705 | Pima | 2 | Perm Closure | 1964-05-14 | 8000 | Diesel | COMPARTMENT A | Double Walled | Asphalt coated or Bare Steel |  |  |  | Removal | 1988-11-01
0-002441 | CARPET WAREHOUSE | 1104 S BEELINE HWY | PAYSON | AZ | 85541 | Gila | 4 | Perm Closure | 2005-06-17 |  | Unidentified | COMPARTMENT A | Unknown | Unknown |  |  |  | Removal | 1990-04-17
0-002441 | CARPET WAREHOUSE | 1104 S BEELINE HWY | PAYSON | AZ | 85541 | Gila | 1 | Perm Closure | 2005-06-17 | 10000 | Unidentified | COMPARTMENT A | Unknown | Unknown |  |  |  | Removal | 1990-04-17
0-005076 | CONOCOPHILLIPS #257366 | 502 N CAMPBELL AVE | TUCSON | AZ | 85719 | Pima | 3 | Perm Closure | 1972-04-01 | 12000 | Gasoline | COMPARTMENT A | Double Walled | Asphalt coated or Bare Steel | Pressure |  | Fiberglass Reinforced Plastic | Removal | 1987-01-01
0-003160 | MEDTRONIC TEMPE | 2343 W MEDTRONIC WAY | TEMPE | AZ | 85281 | Maricopa | 1 | Perm Closure | 1984-05-06 | 8000 | Diesel | COMPARTMENT A | Double Walled | Fiberglass Reinforced Plastic |  |  |  | Closed in Place | 1989-11-09
0-007454 | USAF - LUKE AFB GOLDWATER RANGE |  | LUKE AFB |  |  | Maricopa | 2 | Perm Closure | 1955-01-01 | 3000 | Diesel | COMPARTMENT A | Single Walled | Concrete | Gravity Feed |  | Bare or Galvanized Steel | Removal | 1991-10-10
0-007454 | USAF - LUKE AFB GOLDWATER RANGE |  | LUKE AFB |  |  | Maricopa | 1 | Perm Closure | 1955-01-01 | 3000 | Diesel | COMPARTMENT A | Single Walled | Concrete | Gravity Feed |  | Bare or Galvanized Steel | Removal | 1991-10-10
0-004769 | SULPHUR SPRINGS VALLEY ELECTRIC COOP | 1348M GIULIO CESARE AVE | SIERRA VISTA | AZ | 85635 | Cochise | 2 | Perm Closure | 1986-04-12 | 10000 | Gasoline | COMPARTMENT A | Unknown | Fiberglass Reinforced Plastic | Pressure |  | Fiberglass Reinforced Plastic | Removal | 1999-01-13
0-004683 | 7-ELEVEN #26201 | 2010 E MAIN ST | MESA | AZ | 85213 | Maricopa | 1 | Perm Closure | 1985-01-01 | 10000 | Gasoline | COMPARTMENT A | Single Walled | Fiberglass Reinforced Plastic | Pressure |  | Fiberglass Reinforced Plastic | Removal | 2012-02-08
0-004112 | RAY PUBLIC SCHOOLS | 701 N HIGHWAY 177 | KEARNY | AZ | 85137 | Pinal | 5 | Open | 2020-08-24 | 12000 | Diesel | COMPARTMENT A | Double Walled | Polyethylene Jacketed Steel
0-009128 | SUPERPUMPER #16 | 10356 E RIGGS RD | SUN LAKES | AZ | 85248 | Maricopa | 2 | Open | 1997-02-28 | 8000 | Diesel | COMPARTMENT A | Double Walled | Composite (Steel/Fiberglass) | Pressure | Double Walled | Flexible
0-010166 | QUIKTRIP #495 | 1766 W HUNT HWY | QUEEN CREEK | AZ | 85143 | Pinal | 2 | Open | 2007-04-12 | 20000 | Gasoline | COMPARTMENT A | Double Walled | Fiberglass Reinforced Plastic | Pressure | Double Walled | Fiberglass Reinforced Plastic
0-010166 | QUIKTRIP #495 | 1766 W HUNT HWY | QUEEN CREEK | AZ | 85143 | Pinal | 4 | Open | 2016-04-27 | 10000 | Other | COMPARTMENT B | Double Walled | Fiberglass Reinforced Plastic | Pressure | Double Walled | Fiberglass Reinforced Plastic
0-010188 | PARCEL #507-07-384 | 216 E MAIN ST | CASA GRANDE | AZ | 85122 | Pinal | 3 | Perm Closure | 1920-01-01 | 2000 | Diesel | COMPARTMENT A |  | Asphalt coated or Bare Steel |  |  |  | Closed in Place | 2007-09-10
0-010299 | GENERAL MOTORS DESERT PROVING GROUND | 1500 E GM DR | YUMA | AZ | 85365 | Yuma | 4 | Open | 2009-04-02 | 4000 | Gasoline | COMPARTMENT A | Double Walled | Fiberglass Reinforced Plastic | Pressure | Double Walled | Flexible
0-010233 | USDHS - USC&BP - NACO BORDER PATROL STATION | 2136 S NACO HWY | NACO | AZ | 85620 | Cochise | 1 | Perm Closure | 1989-01-01 | 10000 | Gasoline | COMPARTMENT A | Double Walled | Fiberglass Reinforced Plastic | Pressure | Double Walled | Fiberglass Reinforced Plastic | Removal | 2008-05-07
0-010254 | CIRCLE K STORE #2703378 | 5880 W CAMELBACK RD | GLENDALE | AZ | 85301 | Maricopa | 2 | Open | 2008-06-18 | 20000 | Gasoline | COMPARTMENT A | Double Walled | Fiberglass Reinforced Plastic | Pressure | Double Walled | Fiberglass Reinforced Plastic
0-007983 | SAHUARITA BAR | 1197 E SAHUARITA RD | SAHUARITA | AZ | 85629 | Pima | 1 | Perm Closure | 2008-12-03 | 210 | Kerosene | COMPARTMENT A |  | Asphalt coated or Bare Steel |  |  |  | Removal | 2008-11-05
0-005741 | PRESTON CHEVRON | 605 MIKES PIKE | FLAGSTAFF | AZ | 86001 | Coconino | 2 | Perm Closure | 1954-01-01 | 7500 | Gasoline | COMPARTMENT A |  | Asphalt coated or Bare Steel |  |  |  | Removal | 1988-03-01
0-005741 | PRESTON CHEVRON | 605 MIKES PIKE | FLAGSTAFF | AZ | 86001 | Coconino | 6 | Perm Closure | 1988-03-01 | 10000 | Gasoline | COMPARTMENT A |  | Asphalt coated or Bare Steel |  |  |  | Removal | 1996-07-16
0-010261 | FRYS FUEL CENTER #79 | 2610 S 83RD AVE | PHOENIX | AZ | 85043 | Maricopa | 2 | Open | 2008-03-01 | 10000 | Gasoline | COMPARTMENT B | Double Walled | Fiberglass Reinforced Plastic | Pressure | Double Walled | Fiberglass Reinforced Plastic
0-010263 | SAFEWAY FUEL #2821 | 3780 W HAPPY VALLEY RD | PHOENIX | AZ | 85310 | Maricopa | 1 | Open | 2008-11-14 | 20000 | Gasoline | COMPARTMENT A | Double Walled | Fiberglass Reinforced Plastic | Pressure | Double Walled | Flexible
0-010357 | FRYS FUEL CENTER #103 | 1100 S STATE ROUTE 260 | COTTONWOOD | AZ | 86326 | Yavapai | 1 | Open | 2009-10-20 | 20000 | Gasoline | COMPARTMENT A | Double Walled | Fiberglass Reinforced Plastic | Pressure | Double Walled | Flexible
0-010339 | CIRCLE K STORE #2703398 | 5240 S RURAL RD | TEMPE | AZ | 85283 | Maricopa | 2 | Open | 2010-04-01 | 12000 | Gasoline | COMPARTMENT A | Double Walled | Fiberglass Reinforced Plastic | Pressure | Double Walled | Fiberglass Reinforced Plastic
0-010498 | FRY'S FUEL CENTER #12 | 1245 W UNION HILLS DR | PHOENIX | AZ | 85027 | Maricopa | 2 | Open | 2013-01-03 | 8000 | Gasoline (PUL) | COMPARTMENT A | Double Walled | Fiberglass Reinforced Plastic | Pressure | Double Walled | Fiberglass Reinforced Plastic
0-010498 | FRY'S FUEL CENTER #12 | 1245 W UNION HILLS DR | PHOENIX | AZ | 85027 | Maricopa | 2 | Open | 2013-01-03 | 10000 | Diesel | COMPARTMENT B | Double Walled | Fiberglass Reinforced Plastic | Pressure | Double Walled | Fiberglass Reinforced Plastic
0-010387 | 500-30-004 | 213 OLD WEST HWY | DUNCAN | AZ | 85534 | Greenlee | 1 | Perm Closure | 2011-02-07 | 6000 | Gasoline | COMPARTMENT A | Single Walled | Asphalt coated or Bare Steel |  |  |  | Removal | 2010-11-30
0-010419 | COSTCO WHOLESALE #1079 | 1650 E TUCSON MARKETPLACE BLVD | TUCSON | AZ | 85713 | Pima | 1 | Open | 2011-04-14 | 30000 | Gasoline | COMPARTMENT A | Double Walled | Fiberglass Reinforced Plastic | Pressure | Double Walled | Fiberglass Reinforced Plastic
0-010404 | CIRCLE K STORE #2703406 | 1025 E AJO WAY | TUCSON | AZ | 85713 | Pima | 3 | Open | 2011-04-28 | 12000 | Diesel | COMPARTMENT A | Double Walled | Fiberglass Reinforced Plastic
0-010413 | GRAHAM COUNTY APN #10319043 | 2172 S BOWIE AVE | SOLOMON | AZ | 85551 | Graham | 2 | Perm Closure | 1966-01-01 | 600 | Gasoline | COMPARTMENT A | Single Walled | Asphalt coated or Bare Steel | Suction - Check Valve at the Dispenser | Single Walled | Bare or Galvanized Steel | Removal | 2011-07-27
0-005684 | CITY OF WINSLOW - FLEET YARD | 317 N COLORADO AVE | WINSLOW | AZ | 86047 | Navajo | 3 | Perm Closure | 1992-01-06 | 4000 | Diesel | COMPARTMENT A | Double Walled | Asphalt coated or Bare Steel | Suction - Check Valve at the Tank Top |  | Fiberglass Reinforced Plastic | Removal | 1995-09-04
0-005655 | WHITING STATION #3 | 728 W HOPI DR | HOLBROOK | AZ | 86025 | Navajo | 6 | Perm Closure | 2005-06-17 | 2000 | Gasoline | COMPARTMENT A | Single Walled | Asphalt coated or Bare Steel |  |  |  | Removal | 1996-08-22
0-004277 | CITY OF LAKE HAVASU CITY - PUBLIC WORKS YARD | 705 LAKE HAVASU AVE N | LAKE HAVASU CITY | AZ | 86403 | Mohave | 3 | Perm Closure | 1972-06-22 | 5000 | Diesel | COMPARTMENT A | Unknown | Asphalt coated or Bare Steel | Suction - Check Valve at the Tank Top |  | Bare or Galvanized Steel | Removal | 1994-04-04
0-000167 | INTERNATIONAL SURFACING SYSTEMS | 6751 W GALVESTON ST | CHANDLER | AZ | 85226 | Maricopa | 1 | Perm Closure | 1961-01-01 | 550 | Gasoline | COMPARTMENT A | Single Walled | Asphalt coated or Bare Steel | Gravity Feed | Single Walled | Bare or Galvanized Steel | Removal | 1991-04-10
0-000998 | CEMEX CORP | 235 E BASELINE RD | GILBERT | AZ | 85233 | Maricopa | 1 | Perm Closure | 1975-01-01 | 8000 | Diesel | COMPARTMENT A |  | Asphalt coated or Bare Steel |  |  |  | Removal | 1995-03-01
0-004622 | 7-ELEVEN #17229 | 3505 W THOMAS RD | PHOENIX | AZ | 85019 | Maricopa | 1 | Perm Closure | 1974-02-04 | 8000 | Gasoline | COMPARTMENT A | Unknown | Asphalt coated or Bare Steel |  |  |  | Removal | 1991-01-17
0-004622 | 7-ELEVEN #17229 | 3505 W THOMAS RD | PHOENIX | AZ | 85019 | Maricopa | 2 | Perm Closure | 1974-02-04 | 8000 | Gasoline | COMPARTMENT A | Unknown | Asphalt coated or Bare Steel |  |  |  | Removal | 1991-01-17
0-003062 | MARRIOTT CAMELBACK INN | 5402 E LINCOLN DR | PARADISE VALLEY | AZ | 85253 | Maricopa | 1 | Perm Closure | 1967-08-20 | 550 | Gasoline | COMPARTMENT A | Unknown | Asphalt coated or Bare Steel |  |  |  | Removal | 1991-09-17
0-001657 | CORBINS SERVICE ELECTRIC | 901 E JACKSON ST | PHOENIX | AZ | 85034 | Maricopa | 2 | Perm Closure | 1980-01-01 | 750 | Gasoline | COMPARTMENT A |  | Asphalt coated or Bare Steel |  |  |  | Removal | 1991-10-11
0-001657 | CORBINS SERVICE ELECTRIC | 901 E JACKSON ST | PHOENIX | AZ | 85034 | Maricopa | 1 | Perm Closure | 1980-01-01 | 4000 | Gasoline | COMPARTMENT A |  | Asphalt coated or Bare Steel |  |  |  | Removal | 1991-10-11
0-003546 | OCOTILLO LUMBER SALES INC | 3121 N 28TH AVE | PHOENIX | AZ | 85017 | Maricopa | 1 | Perm Closure | 1961-01-01 | 1000 | Gasoline | COMPARTMENT A |  | Asphalt coated or Bare Steel |  |  |  | Removal | 1990-12-19
0-003889 | PHOENIX, CITY OF - AVIATION DEPARTMENT | 601 S 16TH ST | PHOENIX | AZ | 85034 | Maricopa | 1 | Perm Closure | 2005-06-17 | 10000 | Gasoline | COMPARTMENT A | Single Walled | Asphalt coated or Bare Steel |  |  |  | Removal | 1988-03-15
0-003095 | BOEING COMPANY | 5000 E MCDOWELL RD | MESA | AZ | 85215 | Maricopa | 1 | Perm Closure | 1983-05-08 | 12380 | Jet Fuel | COMPARTMENT A | Unknown | Fiberglass Reinforced Plastic | Pressure | Aboveground Piping | Bare or Galvanized Steel | Removal | 2002-03-19
0-003095 | BOEING COMPANY | 5000 E MCDOWELL RD | MESA | AZ | 85215 | Maricopa | 6 | Perm Closure | 1983-05-08 | 12380 | Diesel | COMPARTMENT A | Unknown | Fiberglass Reinforced Plastic | Pressure |  | Bare or Galvanized Steel | Removal | 1992-08-25
0-003095 | BOEING COMPANY | 5000 E MCDOWELL RD | MESA | AZ | 85215 | Maricopa | 5 | Perm Closure | 1983-05-08 | 10380 | Gasoline | COMPARTMENT A | Unknown | Fiberglass Reinforced Plastic | Pressure |  | Bare or Galvanized Steel | Removal | 1992-08-25
0-003841 | CITY OF PHOENIX - FIRE DEPTARTMENT RESOURCE MANAGMENT | 2450 S 22ND AVE | PHOENIX | AZ | 85009 | Maricopa | 2 | Perm Closure | 1985-01-01 | 1000 | Gasoline (UL) | COMPARTMENT A | Single Walled | Fiberglass Reinforced Plastic | Suction - Check Valve at the Tank Top | Single Walled | Fiberglass Reinforced Plastic | Removal | 1997-04-08
0-007682 | FALCON FIELD AIRPORT | 4616 E FIGHTER ACES DR | MESA | AZ | 85215 | Maricopa | 2 | Perm Closure | 1971-01-01 | 10000 | Gasoline | COMPARTMENT A | Unknown | Asphalt coated or Bare Steel | Pressure |  |  | Removal | 1992-06-17
0-000493 | ARCO #5345 | 2751 E UNIVERSITY DR | MESA | AZ | 85213 | Maricopa | 2 | Perm Closure | 1985-01-01 | 12000 | Gasoline | COMPARTMENT A | Double Walled | Fiberglass Reinforced Plastic | Pressure |  | Fiberglass Reinforced Plastic | Removal | 2019-06-06
0-000493 | ARCO #5345 | 2751 E UNIVERSITY DR | MESA | AZ | 85213 | Maricopa | 1 | Perm Closure | 1985-01-01 | 12000 | Gasoline | COMPARTMENT A | Double Walled | Fiberglass Reinforced Plastic | Pressure |  | Fiberglass Reinforced Plastic | Removal | 2019-06-06
0-005784 | ARCO #5361 | 1955 E MCKELLIPS RD | MESA | AZ | 85203 | Maricopa | 2 | Perm Closure | 1987-09-14 | 12000 | Gasoline | COMPARTMENT A | Double Walled | Fiberglass Reinforced Plastic | Pressure |  | Fiberglass Reinforced Plastic | Removal | 2006-06-22
0-003869 | SKUNK CREEK LANDFILL | 3165 W HAPPY VALLEY RD | PHOENIX | AZ | 85083 | Maricopa | 2 | Perm Closure | 1980-01-01 | 10000 | Diesel | COMPARTMENT A | Single Walled | Asphalt coated or Bare Steel |  |  |  | Removal | 1989-11-01
0-005096 | CHEROKEE AVIATION HOLDINGS, LLC OFFICE/HANGER FACILITY | 15100 N 78TH WAY | SCOTTSDALE | AZ | 85260 | Maricopa | 4 | Open | 2019-09-10 | 15000 | Jet A (Kerosene-type Jet Fuel) | COMPARTMENT A | Double Walled | Fiberglass Reinforced Plastic | Suction - Check Valve at the Tank Top | Double Walled | Fiberglass Reinforced Plastic
0-009381 | CITY OF TOLLESON - WWTP | 9501 W PIMA RD | TOLLESON | AZ | 85353 | Maricopa | 1 | Perm Closure | 1980-01-01 | 1000 | Gasoline | COMPARTMENT A | Unknown | Asphalt coated or Bare Steel | Suction - Check Valve at the Dispenser |  |  | Removal | 1999-02-02
0-008316 | FRACTURED FIBERGLASS | 1100 W MAIN ST | MESA | AZ | 85201 | Maricopa | 5 | Perm Closure | 2005-06-17 | 550 | Used Oil/Waste Oil | COMPARTMENT A | Unknown | Asphalt coated or Bare Steel | Gravity Feed |  | Bare or Galvanized Steel | Closed in Place | 1967-01-01
0-008952 | ARIZONA STATE PARKS - ALAMO LAKE STATE PARK |  | ALAMO CROSSING |  |  | La Paz | 1 | Perm Closure | 1981-01-01 | 800 | Gasoline | COMPARTMENT A | Unknown | Asphalt coated or Bare Steel | Suction - Check Valve at the Tank Top |  |  | Removal | 1998-10-19
0-008952 | ARIZONA STATE PARKS - ALAMO LAKE STATE PARK |  | ALAMO CROSSING |  |  | La Paz | 2 | Perm Closure | 1981-01-01 | 400 | Gasoline | COMPARTMENT A | Unknown | Asphalt coated or Bare Steel | Suction - Check Valve at the Tank Top |  |  | Removal | 1998-10-19
0-002745 | CHIEFTAIN MOBIL |  | CHAMBERS |  |  | Apache | 8 | Open | 2000-08-11 | 8000 | Gasoline | COMPARTMENT A | Single Walled | Fiberglass Reinforced Plastic | Pressure | Double Walled | Flexible
0-002745 | CHIEFTAIN MOBIL |  | CHAMBERS |  |  | Apache | 8 | Open | 2000-08-11 | 7000 | Diesel | COMPARTMENT B | Single Walled | Fiberglass Reinforced Plastic | Pressure | Double Walled | Flexible
0-006846 | DAKOTA LEE | 1101 S BEELINE HWY | PAYSON | AZ | 85541 | Gila | 3 | Perm Closure | 2005-06-17 | 10000 | Gasoline | COMPARTMENT A | Double Walled | Asphalt coated or Bare Steel | Suction - Check Valve at the Tank Top |  | Bare or Galvanized Steel | Removal | 1990-06-06
0-000723 | BISBEE UNIFIED SCHOOL DISTRICT - BUS BARN LOT |  | BISBEE |  |  | Cochise | 2 | Perm Closure | 1975-01-01 | 4000 | Diesel | COMPARTMENT A | Single Walled | Asphalt coated or Bare Steel | Suction - Check Valve at the Tank Top | Single Walled | Bare or Galvanized Steel | Removal | 1994-06-28
0-001078 | CHEVRON #9-6048 | 481 W FRY BLVD | SIERRA VISTA | AZ | 85635 | Cochise | 2 | Perm Closure | 1958-01-01 | 6000 | Gasoline | COMPARTMENT A | Single Walled | Asphalt coated or Bare Steel | Pressure |  |  | Removal | 1993-07-07
0-005414 | KINGMAN 76 AUTO/TRUCK STOP PLAZA | 946 W BEALE ST | KINGMAN | AZ | 86401 | Mohave | 2 | Open | 1982-01-01 | 20000 | Diesel | COMPARTMENT A | Double Walled | Composite (Steel/Fiberglass) | Pressure | Double Walled | Fiberglass Reinforced Plastic
0-007958 | CLASSIC CAR SPA | 1555 W WARNER RD | GILBERT | AZ | 85233 | Maricopa | 6 | Perm Closure | 2009-01-27 | 10000 | Gasoline | COMPARTMENT A | Double Walled | Composite (Steel/Fiberglass) | Pressure | Double Walled | Fiberglass Reinforced Plastic | Removal | 2017-12-14
0-000481 | FUEL STOP 101 | 701 E CAMELBACK RD | PHOENIX | AZ | 85014 | Maricopa | 1 | Open | 1982-01-01 | 10000 | Gasoline | COMPARTMENT A | Double Walled | Fiberglass Reinforced Plastic | Pressure | Double Walled | Fiberglass Reinforced Plastic
0-001053 | CHEVRON #9-4590 | 6301 E BENSON HWY | TUCSON | AZ | 85756 | Pima | 4 | Perm Closure | 1967-01-01 | 10000 | Used Oil/Waste Oil | COMPARTMENT A |  | Asphalt coated or Bare Steel | Gravity Feed |  | Fiberglass Reinforced Plastic | Removal | 1995-12-08
0-005169 | EL RIO GOLF COURSE MAINTENANCE | 1400 W SPEEDWAY BLVD | TUCSON | AZ | 85745 | Pima | 1 | Perm Closure | 1981-04-10 | 500 | Gasoline | COMPARTMENT A | Unknown | Asphalt coated or Bare Steel | Suction - Check Valve at the Tank Top |  | Bare or Galvanized Steel | Removal | 1996-09-25
0-005169 | EL RIO GOLF COURSE MAINTENANCE | 1400 W SPEEDWAY BLVD | TUCSON | AZ | 85745 | Pima | 2 | Perm Closure | 1981-04-10 | 500 | Diesel | COMPARTMENT A | Unknown | Asphalt coated or Bare Steel | Suction - Check Valve at the Tank Top |  | Bare or Galvanized Steel | Removal | 1996-09-25
0-001859 | ELMER HAYS ROOFING | 2638 S ALVERNON WAY | TUCSON | AZ | 85713 | Pima | 4 | Perm Closure | 1980-01-01 | 550 | Gasoline | COMPARTMENT A |  | Asphalt coated or Bare Steel |  |  |  | Removal | 1995-04-12
0-000269 | ADOT - DURANGO MAINTENANCE | 2209 W DURANGO ST | PHOENIX | AZ | 85009 | Maricopa | 6 | Open | 1990-07-25 | 12000 | Diesel | COMPARTMENT A | Double Walled | Composite (Steel/Fiberglass) | Pressure | Double Walled | Fiberglass Reinforced Plastic
0-001259 | CIRCLE K #2700581 | 3065 S KINNEY RD | TUCSON | AZ | 85713 | Pima | 3 | Perm Closure | 1972-01-01 | 6000 | Gasoline | COMPARTMENT A |  | Asphalt coated or Bare Steel | Pressure |  | Fiberglass Reinforced Plastic | Removal | 1999-02-09
0-003049 | MARICOPA COUNTY - DURANGO SERVICE CENTER | 3325 W DURANGO ST | PHOENIX | AZ | 85009 | Maricopa | 3 | Perm Closure | 1965-01-01 | 10000 | Diesel | COMPARTMENT A |  | Asphalt coated or Bare Steel |  |  |  | Removal | 1991-04-03
0-003429 | QWEST | 6327 N 67TH AVE | GLENDALE | AZ | 85301 | Maricopa | 4 | Perm Closure | 1996-12-01 | 6000 | Gasoline | COMPARTMENT A | Double Walled | Composite (Steel/Fiberglass) | Pressure | Double Walled | Fiberglass Reinforced Plastic | Removal | 2014-09-12
0-003429 | QWEST | 6327 N 67TH AVE | GLENDALE | AZ | 85301 | Maricopa | 1 | Perm Closure | 1984-01-15 | 10000 | Gasoline | COMPARTMENT A | Double Walled | Asphalt coated or Bare Steel |  |  |  | Removal | 1996-11-08
0-008153 | H & Z INVESTMENTS INC | 825 E MONROE AVE | BUCKEYE | AZ | 85326 | Maricopa | 7 | Open | 2019-01-10 | 15000 | Gasoline (UL) | COMPARTMENT A | Double Walled | Fiberglass Reinforced Plastic | Pressure | Double Walled | Fiberglass Reinforced Plastic
0-004546 | FOUR PEAKS DOOR & WINDOW | 2121 N 23RD AVE | PHOENIX | AZ | 85009 | Maricopa | 1 | Perm Closure | 1966-02-24 | 1000 | Gasoline | COMPARTMENT A | Unknown | Asphalt coated or Bare Steel |  |  |  | Removal | 1988-05-06
0-005034 | THOROUGHBRED NISSAN | 5163 E 22ND ST | TUCSON | AZ | 85711 | Pima | 1 | Perm Closure | 2005-06-17 | 3000 | Gasoline | COMPARTMENT A |  | Asphalt coated or Bare Steel |  |  |  | Removal | 1988-11-23
0-003748 | CHAPMAN MESA AUTO CENTER | 1208 W BROADWAY RD | MESA | AZ | 85202 | Maricopa | 3 | Perm Closure | 1967-01-01 | 550 | Used Oil/Waste Oil | COMPARTMENT A |  | Asphalt coated or Bare Steel |  |  |  | Removal | 1992-03-25
0-007095 | CROWN ASPHALT DISTRIBUTION | 1420 US HIGHWAY 89A | FREDONIA | AZ | 86022 | Coconino | 2 | Perm Closure | 1970-01-10 | 2500 | Gasoline | COMPARTMENT A | Single Walled | Asphalt coated or Bare Steel |  |  |  | Removal | 1989-05-01
0-004590 | CITY OF DOUGLAS - POLICE DEPARTMENT | 300 E 14TH ST | DOUGLAS | AZ | 85607 | Cochise | 6 | Perm Closure | 2005-06-17 | 1000 | Used Oil/Waste Oil | COMPARTMENT A | Unknown | Unknown |  |  |  | Removal | 1990-02-02
0-004590 | CITY OF DOUGLAS - POLICE DEPARTMENT | 300 E 14TH ST | DOUGLAS | AZ | 85607 | Cochise | 3 | Perm Closure | 1980-01-01 | 12000 | Gasoline | COMPARTMENT A | Unknown | Asphalt coated or Bare Steel |  |  |  | Removal | 1990-02-02
0-004590 | CITY OF DOUGLAS - POLICE DEPARTMENT | 300 E 14TH ST | DOUGLAS | AZ | 85607 | Cochise | 5 | Perm Closure | 1980-10-10 | 2200 | Used Oil/Waste Oil | COMPARTMENT A | Unknown | Asphalt coated or Bare Steel |  |  |  | Removal | 1990-02-02
0-007256 | FRY'S FUEL CENTER #665 | 150 E OLD WEST HWY | APACHE JUNCTION | AZ | 85119 | Pinal | 6 | Open | 2017-10-12 | 10000 | Diesel | COMPARTMENT A | Double Walled | Fiberglass Reinforced Plastic | Pressure | Double Walled | Fiberglass Reinforced Plastic
0-005259 | SC COMMERCIAL | 885 W GILA BEND HWY | CASA GRANDE | AZ | 85122 | Pinal | 7 | Perm Closure | 1998-08-03 | 10000 | Gasoline | COMPARTMENT A | Single Walled | Fiberglass Reinforced Plastic | Pressure | Double Walled | Fiberglass Reinforced Plastic | Removal | 2020-03-17
0-001558 | FRED L CLARK TRUCKING CO | 104 N MAIN ST | MAMMOTH | AZ | 85618 | Pinal | 1 | Perm Closure | 1976-01-01 | 7500 | Diesel | COMPARTMENT A |  | Asphalt coated or Bare Steel | Suction - Check Valve at the Tank Top |  |  | Removal | 1992-08-01
0-002145 | CITY OF FLAGSTAFF - PULLIAM AIRPORT |  | FLAGSTAFF |  |  | Coconino | 2 | Perm Closure | 1950-01-01 | 10000 | Gasoline | COMPARTMENT A | Single Walled | Asphalt coated or Bare Steel | Pressure | Single Walled | Bare or Galvanized Steel | Removal | 1999-06-18
0-002145 | CITY OF FLAGSTAFF - PULLIAM AIRPORT |  | FLAGSTAFF |  |  | Coconino | 3 | Perm Closure | 1950-01-01 | 10000 | Gasoline | COMPARTMENT A | Single Walled | Asphalt coated or Bare Steel | Pressure | Single Walled | Bare or Galvanized Steel | Removal | 1999-06-18
0-002145 | CITY OF FLAGSTAFF - PULLIAM AIRPORT |  | FLAGSTAFF |  |  | Coconino | 7 | Perm Closure | 1975-01-01 | 350 | Diesel | COMPARTMENT A | Single Walled | Asphalt coated or Bare Steel | Suction - Check Valve at the Tank Top | Single Walled | Bare or Galvanized Steel | Removal | 1996-07-11
0-003310 | MORMON LAKE LODGE | 1 MAIN ST | MORMON LAKE | AZ | 86038 | Coconino | 4 | Open | 1989-05-01 | 6000 | Gasoline | COMPARTMENT A | Double Walled | Composite (Steel/Fiberglass) | Pressure |  | Fiberglass Reinforced Plastic
0-005123 | GOOD 2 GO STORES #505 | 1600 S AVENUE B | YUMA | AZ | 85364 | Yuma | 1 | Open | 1986-04-22 | 10000 | Gasoline | COMPARTMENT A | Single Walled | Fiberglass Reinforced Plastic | Pressure | Single Walled | Fiberglass Reinforced Plastic
0-007888 | REDDY RENTS | 2155 S ARIZONA AVE | YUMA | AZ | 85364 | Yuma | 1 | Perm Closure | 2005-06-17 | 3000 | Diesel | COMPARTMENT A | Double Walled | Asphalt coated or Bare Steel |  |  |  | Removal | 1988-12-01
0-002728 | PRESCOTT PETRO CLUB | 1299 E GURLEY ST | PRESCOTT | AZ | 86301 | Yavapai | 5 | Perm Closure | 1973-06-19 | 2000 | Gasoline | COMPARTMENT A | Single Walled | Asphalt coated or Bare Steel | Pressure |  | Bare or Galvanized Steel | Removal | 1993-06-25
0-003797 | PHOENIX CEMENT | 601 N CEMENT PLANT RD | CLARKDALE | AZ | 86324 | Yavapai | 4 | Perm Closure | 1988-06-01 | 12000 | Diesel | COMPARTMENT A | Double Walled | Composite (Steel/Fiberglass) | Pressure |  | Fiberglass Reinforced Plastic | Removal | 1999-01-05
0-003797 | PHOENIX CEMENT | 601 N CEMENT PLANT RD | CLARKDALE | AZ | 86324 | Yavapai | 2 | Perm Closure | 1965-01-01 | 4000 | Gasoline | COMPARTMENT A | Single Walled | Asphalt coated or Bare Steel |  |  |  | Removal | 1989-12-20
0-003797 | PHOENIX CEMENT | 601 N CEMENT PLANT RD | CLARKDALE | AZ | 86324 | Yavapai | 5 | Perm Closure | 1988-06-01 | 5000 | Gasoline | COMPARTMENT A | Double Walled | Composite (Steel/Fiberglass) | Suction - Check Valve at the Tank Top |  | Fiberglass Reinforced Plastic | Removal | 1999-01-05
0-003797 | PHOENIX CEMENT | 601 N CEMENT PLANT RD | CLARKDALE | AZ | 86324 | Yavapai | 1 | Perm Closure | 1959-01-01 | 10000 | Diesel | COMPARTMENT A | Single Walled | Asphalt coated or Bare Steel |  |  |  | Removal | 1989-12-20
0-004781 | SUNDT CORP - PHOENIX WAREHOUSE | 3901 E IRVINGTON RD | TUCSON | AZ | 85714 | Pima | 3 | Perm Closure | 1985-01-31 | 5000 | Diesel | COMPARTMENT A | Double Walled | Asphalt coated or Bare Steel | Suction - Check Valve at the Tank Top |  |  | Removal | 1995-05-26
0-004781 | SUNDT CORP - PHOENIX WAREHOUSE | 3901 E IRVINGTON RD | TUCSON | AZ | 85714 | Pima | 4 | Perm Closure | 1975-02-01 | 5000 | Used Oil/Waste Oil | COMPARTMENT A | Double Walled | Asphalt coated or Bare Steel |  |  |  | Removal | 1992-02-20
0-005201 | TUCSON UNIFIED SCHOOL DISTRICT #1 - CENTRAL MAINTENANCE YARD | 530 S NORRIS AVE | TUCSON | AZ | 85719 | Pima | 5 | Perm Closure | 1976-04-21 | 500 | Unidentified | COMPARTMENT A | Double Walled | Asphalt coated or Bare Steel |  |  |  | Closed in Place | 1993-01-08
0-007005 | NORDIC TRUCK |  | MOHAVE VALLEY |  |  | Mohave | 1 | Perm Closure | 2005-06-17 |  | Diesel | COMPARTMENT A | Unknown | Unknown |  |  |  | Removal | 1990-08-31
0-006975 | MRS RUTH JORDAN | 735 JORDAN RD | SEDONA | AZ | 86336 | Coconino | 1 | Perm Closure | 1935-01-01 | 500 | Gasoline | COMPARTMENT A | Unknown | Unknown |  |  |  | Closed in Place | 1970-01-01
0-003231 | MOBIL 18-KLQ | 7402 W INDIAN SCHOOL RD | PHOENIX | AZ | 85033 | Maricopa | 3 | Perm Closure | 1984-01-01 | 12000 | Gasoline | COMPARTMENT A | Double Walled | Fiberglass Reinforced Plastic | Pressure |  | Fiberglass Reinforced Plastic | Removal | 2002-04-15
0-004214 | RINCON CREEK STORE | 12660 E OLD SPANISH TRL | TUCSON | AZ | 85747 | Pima | 2 | Perm Closure | 1985-01-01 | 6000 | Gasoline | COMPARTMENT A | Single Walled | Asphalt coated or Bare Steel | Pressure |  |  | Removal | 2014-12-15
0-007133 | RIVERPOINT |  | PHOENIX |  |  | Maricopa | 1 | Perm Closure | 2005-06-17 | 8000 | Unidentified | COMPARTMENT A | Double Walled | Asphalt coated or Bare Steel | Pressure |  |  | Removal | 1990-09-14
0-007133 | RIVERPOINT |  | PHOENIX |  |  | Maricopa | 6 | Perm Closure | 2005-06-17 |  | Unidentified | COMPARTMENT A | Double Walled | Asphalt coated or Bare Steel | Pressure |  |  | Removal | 1990-09-14
0-007133 | RIVERPOINT |  | PHOENIX |  |  | Maricopa | 11 | Perm Closure | 2005-06-17 | 1000 | Unidentified | COMPARTMENT A | Double Walled | Asphalt coated or Bare Steel | Pressure |  |  | Removal | 1990-09-14
0-002073 | QUIK STOP/E-Z SERVE #060235 | 4201 W BETHANY HOME RD | PHOENIX | AZ | 85019 | Maricopa | 2 | Perm Closure | 1982-04-27 | 8000 | Gasoline | COMPARTMENT A | Double Walled | Asphalt coated or Bare Steel |  |  |  | Removal | 1989-11-14
0-007624 | RAY REYNOLDS | 13813 N PRIMROSE ST | EL MIRAGE | AZ | 85335 | Maricopa | 2 | Perm Closure | 2005-06-17 | 1000 | Gasoline | COMPARTMENT A | Unknown | Asphalt coated or Bare Steel | Suction - Check Valve at the Tank Top |  | Bare or Galvanized Steel | Removal | 1992-01-24
0-006110 | POWERS SERVICE |  | AGUILA |  |  | Maricopa | 2 | Perm Closure | 1968-01-01 | 2000 | Gasoline | COMPARTMENT A | Single Walled | Asphalt coated or Bare Steel |  |  |  | Removal | 1990-12-19
0-003970 | PRESCOTT UNIFIED SCHOOL DISTRICT - SERVICE CENTER | 926 HINMAN ST | PRESCOTT | AZ | 86305 | Yavapai | 3 | Perm Closure | 1976-01-01 | 7500 | Gasoline | COMPARTMENT A |  | Asphalt coated or Bare Steel |  |  |  | Removal | 1989-07-25
0-005458 | CIRCLE K #2919 | 1015 N HARRISON RD | TUCSON | AZ | 85748 | Pima | 1 | Perm Closure | 1972-01-08 | 8000 | Gasoline | COMPARTMENT A | Double Walled | Asphalt coated or Bare Steel | Pressure |  |  | Removal | 1993-10-15
0-000814 | QUIK FOOD MART | 921 W MAIN ST | AVONDALE | AZ | 85323 | Maricopa | 1 | Perm Closure | 1983-01-01 | 10000 | Gasoline | COMPARTMENT A |  | Asphalt coated or Bare Steel | Pressure |  | Fiberglass Reinforced Plastic | Removal | 2017-10-04
0-002228 | B/H DRYWALL CO | 627 W COMMERCE AVE | GILBERT | AZ | 85233 | Maricopa | 1 | Perm Closure | 1980-12-27 | 1800 | Diesel | COMPARTMENT A | Single Walled | Asphalt coated or Bare Steel | Suction - Check Valve at the Tank Top |  | Bare or Galvanized Steel | Removal | 1993-09-24
0-000634 | BARCAR INVESTMENT | 1400 A AVE | DOUGLAS | AZ | 85607 | Cochise | 3 | Perm Closure | 1971-01-01 | 4000 | Gasoline | COMPARTMENT A |  | Asphalt coated or Bare Steel |  |  |  | Removal | 1988-10-17
0-008915 | ARNOLD INVESTMENTS/LEON STATION |  | KINGMAN |  |  | Mohave | 1 | Perm Closure | 2005-06-17 | 6000 | Gasoline | COMPARTMENT A | Single Walled | Asphalt coated or Bare Steel |  |  |  | Removal | 1996-08-06
0-008820 | KAG WEST PHOENIX | 6045 W WASHINGTON ST | PHOENIX | AZ | 85043 | Maricopa | 2 | Perm Closure | 1987-01-21 | 1000 | Used Oil/Waste Oil | COMPARTMENT A | Double Walled | Fiberglass Reinforced Plastic | Gravity Feed |  | Fiberglass Reinforced Plastic | Removal | 1999-01-24
0-002893 | ARIZONA BEST CAR SALVAGE | 5151 S SWAN RD | TUCSON | AZ | 85706 | Pima | 1 | Perm Closure | 1984-04-16 | 1000 | Gasoline | COMPARTMENT A |  | Asphalt coated or Bare Steel |  |  |  | Removal | 1995-12-05
0-005256 | 5 POINTS MOBIL | 222 S MILTON RD | FLAGSTAFF | AZ | 86001 | Coconino | 3 | Perm Closure | 1971-01-01 | 4000 | Gasoline | COMPARTMENT A | Single Walled | Asphalt coated or Bare Steel |  |  |  | Removal | 1988-10-20
0-005256 | 5 POINTS MOBIL | 222 S MILTON RD | FLAGSTAFF | AZ | 86001 | Coconino | 9 | Open | 2020-05-22 | 8000 | Gasoline (PUL) | COMPARTMENT A | Double Walled | Fiberglass Reinforced Plastic | Pressure | Double Walled | Fiberglass Reinforced Plastic
0-003224 | EXXONMOBIL OIL CORP #12054 | 4750 E BELL RD | PHOENIX | AZ | 85032 | Maricopa | 1 | Perm Closure | 1984-07-21 | 10000 | Gasoline | COMPARTMENT A | Unknown | Fiberglass Reinforced Plastic | Pressure |  | Fiberglass Reinforced Plastic | Removal | 2008-04-17
0-005933 | BANNER - DESERT MEDICAL CENTER | 1400 S DOBSON RD | MESA | AZ | 85202 | Maricopa | 2 | Perm Closure | 1972-01-01 | 3000 | Diesel | COMPARTMENT A | Single Walled | Asphalt coated or Bare Steel |  |  |  | Removal | 1988-07-13
0-004001 | JIFFY LUBE #2443 | 5710 E 22ND ST | TUCSON | AZ | 85711 | Pima | 1 | Perm Closure | 1980-04-03 | 3000 | Unidentified | COMPARTMENT A | Double Walled | Asphalt coated or Bare Steel | Suction - Check Valve at the Tank Top |  |  | Removal | 1994-04-07
0-006615 | CALIBER COLLISION CENTER - TEMPE - CHANDLER | 8139 S PRIEST DR | TEMPE | AZ | 85284 | Maricopa | 1 | Perm Closure | 1974-01-01 | 1000 | Diesel | COMPARTMENT A | Single Walled | Asphalt coated or Bare Steel | Pressure | Single Walled | Bare or Galvanized Steel | Removal | 1989-06-16
0-001979 | CONOCOPHILLIPS #2670028 | 1214 W BASELINE RD | MESA | AZ | 85202 | Maricopa | 1 | Perm Closure | 1983-01-01 | 10000 | Diesel | COMPARTMENT A | Double Walled | Fiberglass Reinforced Plastic | Pressure | Double Walled | Fiberglass Reinforced Plastic | Removal | 2005-03-15
0-001979 | CONOCOPHILLIPS #2670028 | 1214 W BASELINE RD | MESA | AZ | 85202 | Maricopa | 2 | Perm Closure | 1983-01-01 | 8000 | Gasoline | COMPARTMENT A | Double Walled | Fiberglass Reinforced Plastic | Pressure | Double Walled | Fiberglass Reinforced Plastic | Removal | 2005-03-15
0-004922 | GRACE SHELL | 3455 W GLENDALE AVE | PHOENIX | AZ | 85051 | Maricopa | 2 | Open | 1984-05-07 | 10000 | Gasoline | COMPARTMENT A | Single Walled | Fiberglass Reinforced Plastic | Pressure |  | Fiberglass Reinforced Plastic
0-004922 | GRACE SHELL | 3455 W GLENDALE AVE | PHOENIX | AZ | 85051 | Maricopa | 3 | Open | 1984-05-07 | 10000 | Gasoline | COMPARTMENT A | Single Walled | Fiberglass Reinforced Plastic | Pressure |  | Fiberglass Reinforced Plastic
0-000462 | DOUDELL TRUCKING CO | 851 S 27TH AVE | PHOENIX | AZ | 85009 | Maricopa | 2 | Perm Closure | 1967-01-01 | 10000 | Diesel | COMPARTMENT A |  | Asphalt coated or Bare Steel | Pressure |  |  | Removal | 1998-09-21
0-004917 | SHELL #121382 | 5402 W INDIAN SCHOOL RD | PHOENIX | AZ | 85031 | Maricopa | 4 | Perm Closure | 1983-05-07 | 10000 | Gasoline | COMPARTMENT A | Double Walled | Fiberglass Reinforced Plastic | Pressure | Double Walled | Fiberglass Reinforced Plastic | Removal | 1997-10-21
0-000326 | ADOT - WILLIAMS MAINTENANCE |  | WILLIAMS |  |  | Coconino | 1 | Perm Closure | 1978-01-01 | 10000 | Diesel | COMPARTMENT A | Single Walled | Asphalt coated or Bare Steel | Suction - Check Valve at the Tank Top |  | Bare or Galvanized Steel | Removal | 1999-11-04
0-002928 | LA PAZ COUNTY - PARKS | 7350 RIVERSIDE DR | PARKER | AZ | 85344 | La Paz | 1 | Perm Closure | 1974-01-01 | 5000 | Gasoline | COMPARTMENT A |  | Asphalt coated or Bare Steel |  |  |  | Removal | 1988-09-27
0-004965 | SHELL | 5470 E GRANT RD | TUCSON | AZ | 85712 | Pima | 3 | Perm Closure | 1972-01-01 | 8000 | Gasoline | COMPARTMENT A | Double Walled | Asphalt coated or Bare Steel | Pressure |  | Fiberglass Reinforced Plastic | Removal | 1994-05-10
0-003264 | MOBIL 18-MFF | 6323 S RURAL RD | TEMPE | AZ | 85283 | Maricopa | 8 | Perm Closure | 1986-10-10 | 12000 | Gasoline | COMPARTMENT A | Double Walled | Fiberglass Reinforced Plastic | Pressure |  | Fiberglass Reinforced Plastic | Removal | 2004-08-04
0-003264 | MOBIL 18-MFF | 6323 S RURAL RD | TEMPE | AZ | 85283 | Maricopa | 1 | Perm Closure | 1978-01-01 | 6000 | Gasoline | COMPARTMENT A | Double Walled | Fiberglass Reinforced Plastic | Pressure |  | Fiberglass Reinforced Plastic | Removal | 1986-10-02
0-003264 | MOBIL 18-MFF | 6323 S RURAL RD | TEMPE | AZ | 85283 | Maricopa | 4 | Perm Closure | 1973-01-01 | 550 | Used Oil/Waste Oil | COMPARTMENT A |  | Asphalt coated or Bare Steel | Gravity Feed |  |  | Removal | 1986-10-02
0-003264 | MOBIL 18-MFF | 6323 S RURAL RD | TEMPE | AZ | 85283 | Maricopa | 6 | Perm Closure | 1986-10-10 | 10000 | Gasoline | COMPARTMENT A | Double Walled | Fiberglass Reinforced Plastic | Pressure |  | Fiberglass Reinforced Plastic | Removal | 2004-08-04
0-003721 | PHILLIPS 66 COMPANY #014880 | 405 NAVAJO BLVD | HOLBROOK | AZ | 86025 | Navajo | 3 | Perm Closure | 1970-01-01 | 6000 | Gasoline | COMPARTMENT A | Single Walled | Asphalt coated or Bare Steel |  |  |  | Closed in Place | 2000-01-05
0-009845 | CIRCLE K STORE #2709186 | 1595 N AVONDALE BLVD | AVONDALE | AZ | 85392 | Maricopa | 3 | Open | 2001-12-26 | 20000 | Gasoline | COMPARTMENT A | Double Walled | Fiberglass Reinforced Plastic | Pressure | Double Walled | Fiberglass Reinforced Plastic
0-007340 | BEAVER CREEK SCHOOL | 4810 E BEAVER CREEK RD | RIMROCK | AZ | 86335 | Yavapai | 1 | Perm Closure | 1977-01-01 | 2000 | Gasoline | COMPARTMENT A | Unknown | Asphalt coated or Bare Steel | Suction - Check Valve at the Tank Top |  |  | Removal | 1991-06-27
0-004818 | SUTTON OIL CO | 1120 N ARIZONA BLVD | COOLIDGE | AZ | 85128 | Pinal | 5 | Perm Closure | 1971-04-16 | 500 | Used Oil/Waste Oil | COMPARTMENT A | Double Walled | Asphalt coated or Bare Steel |  |  |  | Removal | 2001-11-16
0-004818 | SUTTON OIL CO | 1120 N ARIZONA BLVD | COOLIDGE | AZ | 85128 | Pinal | 1 | Perm Closure | 1971-04-16 | 10000 | Diesel | COMPARTMENT A | Double Walled | Asphalt coated or Bare Steel |  |  |  | Removal | 2001-11-16
0-005505 | DRIVE NOW | 4240 W GLENDALE AVE | PHOENIX | AZ | 85051 | Maricopa | 1 | Perm Closure | 1966-05-01 | 1000 | Gasoline | COMPARTMENT A | Double Walled | Asphalt coated or Bare Steel |  |  |  | Removal | 1988-01-01
0-007154 | CACTUS CONTAINER | 4645 W VAN BUREN ST | PHOENIX | AZ | 85043 | Maricopa | 3 | Perm Closure | 2005-06-17 | 2000 | Gasoline | COMPARTMENT A | Unknown | Unknown | Suction - Check Valve at the Tank Top |  |  | Removal | 1990-11-13
0-005387 | USMC YUMA MAIN SYSTEM | AVENUE 3E | YUMA | AZ | 85369 | Yuma | 10 | Perm Closure | 1952-01-01 | 51000 | Unidentified | COMPARTMENT A | Single Walled | Asphalt coated or Bare Steel | Pressure |  | Bare or Galvanized Steel | Removal | 1991-05-01
0-005387 | USMC YUMA MAIN SYSTEM | AVENUE 3E | YUMA | AZ | 85369 | Yuma | 17 | Perm Closure | 1955-01-01 | 550 | Diesel | COMPARTMENT A | Single Walled | Asphalt coated or Bare Steel | Suction - Check Valve at the Tank Top |  | Bare or Galvanized Steel | Removal | 1991-04-10
0-005387 | USMC YUMA MAIN SYSTEM | AVENUE 3E | YUMA | AZ | 85369 | Yuma | 26 | Perm Closure | 1955-01-01 | 550 | Diesel | COMPARTMENT A | Single Walled | Asphalt coated or Bare Steel | Suction - Check Valve at the Tank Top | Single Walled | Bare or Galvanized Steel | Removal | 1991-02-01
0-005387 | USMC YUMA MAIN SYSTEM | AVENUE 3E | YUMA | AZ | 85369 | Yuma | 3 | Perm Closure | 1962-01-01 | 10000 | Gasoline | COMPARTMENT A | Single Walled | Asphalt coated or Bare Steel | Suction - Check Valve at the Tank Top | Single Walled | Bare or Galvanized Steel | Removal | 1991-01-01
0-005387 | USMC YUMA MAIN SYSTEM | AVENUE 3E | YUMA | AZ | 85369 | Yuma | 9 | Perm Closure | 1943-01-01 | 45000 | Unidentified | COMPARTMENT A | Single Walled | Asphalt coated or Bare Steel | Pressure |  | Bare or Galvanized Steel | Removal | 1991-05-01
0-005387 | USMC YUMA MAIN SYSTEM | AVENUE 3E | YUMA | AZ | 85369 | Yuma | 1 | Perm Closure | 1974-01-01 | 5000 | Gasoline | COMPARTMENT A | Single Walled | Asphalt coated or Bare Steel | Suction - Check Valve at the Tank Top | Single Walled | Bare or Galvanized Steel | Removal | 1991-01-01
0-005387 | USMC YUMA MAIN SYSTEM | AVENUE 3E | YUMA | AZ | 85369 | Yuma | 37 | Perm Closure | 2005-06-17 | 24000 | Diesel | COMPARTMENT A | Unknown | Unknown |  |  |  | Removal | 1975-01-01
0-005387 | USMC YUMA MAIN SYSTEM | AVENUE 3E | YUMA | AZ | 85369 | Yuma | 43 | Perm Closure | 1976-01-01 | 12000 | Diesel | COMPARTMENT A | Single Walled | Asphalt coated or Bare Steel |  |  |  | Removal | 1989-12-01
0-005387 | USMC YUMA MAIN SYSTEM | AVENUE 3E | YUMA | AZ | 85369 | Yuma | 46 | Perm Closure | 1969-01-01 | 10000 | Unidentified | COMPARTMENT A | Single Walled | Asphalt coated or Bare Steel | Pressure | Single Walled | Bare or Galvanized Steel | Closed in Place | 1991-01-01
0-005387 | USMC YUMA MAIN SYSTEM | AVENUE 3E | YUMA | AZ | 85369 | Yuma | 50 | Perm Closure | 1981-01-01 | 20000 | Gasoline | COMPARTMENT A | Single Walled | Asphalt coated or Bare Steel | Pressure | Single Walled | Bare or Galvanized Steel | Removal | 1998-05-12
0-005387 | USMC YUMA MAIN SYSTEM | AVENUE 3E | YUMA | AZ | 85369 | Yuma | 72 | Open | 1997-12-03 | 12000 | Gasoline | COMPARTMENT A | Double Walled | Composite (Steel/Fiberglass) | Pressure | Double Walled | Fiberglass Reinforced Plastic
0-001190 | CIRCLE K #181 | 2090 W 8TH ST | YUMA | AZ | 85364 | Yuma | 2 | Perm Closure | 1985-01-01 | 10000 | Gasoline | COMPARTMENT A | Single Walled | Fiberglass Reinforced Plastic | Pressure |  | Fiberglass Reinforced Plastic | Removal | 1994-03-24
0-002806 | SPEEDWAY STORE #2944 | 1850 E PRINCE RD | TUCSON | AZ | 85719 | Pima | 1 | Perm Closure | 1971-01-01 | 10000 | Gasoline | COMPARTMENT A |  | Asphalt coated or Bare Steel |  |  |  | Removal | 1990-03-14
0-000887 | SPEEDSMART #107 | 1158 W UNIVERSITY DR | MESA | AZ | 85201 | Maricopa | 8 | Open | 1993-01-01 | 10000 | Diesel #2 | COMPARTMENT A | Double Walled | Fiberglass Reinforced Plastic | Pressure | Double Walled | Fiberglass Reinforced Plastic
0-000887 | SPEEDSMART #107 | 1158 W UNIVERSITY DR | MESA | AZ | 85201 | Maricopa | 1 | Perm Closure | 1975-01-01 | 12000 | Gasoline | COMPARTMENT A |  | Asphalt coated or Bare Steel | Pressure |  |  | Removal | 1993-11-23
0-000887 | SPEEDSMART #107 | 1158 W UNIVERSITY DR | MESA | AZ | 85201 | Maricopa | 3 | Perm Closure | 1975-01-01 | 12000 | Gasoline | COMPARTMENT A |  | Asphalt coated or Bare Steel | Pressure |  |  | Removal | 1993-11-23
0-006218 | GREENWOOD MEMORIAL PARK | 2300 W VAN BUREN ST | PHOENIX | AZ | 85009 | Maricopa | 1 | Perm Closure | 1976-06-20 | 1500 | Unidentified | COMPARTMENT A | Unknown | Asphalt coated or Bare Steel |  |  |  | Removal | 1989-11-22
0-005255 | EXXON - FORT VALLEY | 1800 N FORT VALLEY RD | FLAGSTAFF | AZ | 86001 | Coconino | 5 | Perm Closure | 1977-04-30 | 1000 | Used Oil/Waste Oil | COMPARTMENT A | Double Walled | Asphalt coated or Bare Steel |  |  |  | Removal | 1991-02-11
0-005255 | EXXON - FORT VALLEY | 1800 N FORT VALLEY RD | FLAGSTAFF | AZ | 86001 | Coconino | 4 | Perm Closure | 1977-04-30 | 3000 | Gasoline | COMPARTMENT A | Double Walled | Asphalt coated or Bare Steel |  |  |  | Removal | 1991-02-11
0-009091 | VAN BRUNT PROPERTY | 2486 W OLD HIGHWAY 66 | KINGMAN | AZ | 86413 | Mohave | 2 | Perm Closure | 2005-06-17 | 5000 | Diesel | COMPARTMENT A | Single Walled | Asphalt coated or Bare Steel |  |  |  | Removal | 2012-03-28
0-008678 | CIRCLE K #5300 | 7530 S PRIEST DR | TEMPE | AZ | 85283 | Maricopa | 1 | Open | 1995-01-15 | 12000 | Gasoline | COMPARTMENT A | Single Walled | Fiberglass Reinforced Plastic | Pressure | Double Walled | Fiberglass Reinforced Plastic
0-001899 | EXXON #7-3028 | 5502 E PIMA ST | TUCSON | AZ | 85712 | Pima | 3 | Perm Closure | 1964-01-01 | 6000 | Gasoline | COMPARTMENT A |  | Asphalt coated or Bare Steel |  |  |  | Removal | 1989-01-24
0-001899 | EXXON #7-3028 | 5502 E PIMA ST | TUCSON | AZ | 85712 | Pima | 2 | Perm Closure | 1964-01-01 | 6000 | Gasoline | COMPARTMENT A |  | Asphalt coated or Bare Steel |  |  |  | Removal | 1989-01-24
0-007296 | CARIOCA #61 | 333 GROVE AVE | PRESCOTT | AZ | 86301 | Yavapai | 6 | Perm Closure | 1968-01-01 | 5000 | Gasoline | COMPARTMENT A |  | Asphalt coated or Bare Steel | Pressure |  |  | Removal | 2020-10-29
0-007333 | USF&W - KOFA NWR ADMINISTRATION OFFICES | 356 W 1ST ST | YUMA | AZ | 85364 | Yuma | 1 | Perm Closure | 1984-01-01 | 550 | Gasoline | COMPARTMENT A | Single Walled | Fiberglass Reinforced Plastic | Suction - Check Valve at the Tank Top |  |  | Removal | 1991-06-19
0-009691 | TUNEUP MASTERS | 2644 W BETHANY HOME RD | PHOENIX | AZ | 85017 | Maricopa | 3 | Perm Closure | 1959-01-01 | 3000 | Diesel | COMPARTMENT A | Double Walled | Asphalt coated or Bare Steel |  |  |  | Removal | 2000-11-14
0-004191 | ROOSEVELT IRRIGATION DISTRICT | 621 N 4TH ST | BUCKEYE | AZ | 85326 | Maricopa | 1 | Perm Closure | 1984-01-01 | 10000 | Diesel | COMPARTMENT A |  | Asphalt coated or Bare Steel |  |  |  | Removal | 1991-02-01
0-006950 | SEARS #2078/6280 | 3150 S 4TH AVE | YUMA | AZ | 85364 | Yuma | 1 | Perm Closure | 1968-01-01 | 1000 | Used Oil/Waste Oil | COMPARTMENT A | Unknown | Asphalt coated or Bare Steel | Gravity Feed |  | Bare or Galvanized Steel | Removal | 1993-12-16
0-000898 | CARDON SERVICE STATION | 11022 E APACHE TRAIL | MESA | AZ | 85202 | Maricopa | 2 | Perm Closure | 1966-01-01 | 5000 | Unidentified | COMPARTMENT A | Single Walled | Asphalt coated or Bare Steel |  |  |  | Removal | 1986-01-01
0-001786 | DICKIE TRUCKING CO |  | HILLSIDE |  |  | Yavapai | 3 | Perm Closure | 1957-01-01 | 1000 | Diesel | COMPARTMENT A |  | Asphalt coated or Bare Steel |  |  |  | Removal | 1988-08-01
0-001677 | DISCOUNT EXXON | 820 S CALIFORNIA AVE | PARKER | AZ | 85344 | La Paz | 5 | Perm Closure | 1967-01-01 | 500 | Used Oil/Waste Oil | COMPARTMENT A | Single Walled | Asphalt coated or Bare Steel |  |  |  | Removal | 1990-08-20
0-001677 | DISCOUNT EXXON | 820 S CALIFORNIA AVE | PARKER | AZ | 85344 | La Paz | 3 | Perm Closure | 1967-01-01 | 10000 | Gasoline | COMPARTMENT A | Single Walled | Asphalt coated or Bare Steel |  |  |  | Removal | 1990-08-20
0-001677 | DISCOUNT EXXON | 820 S CALIFORNIA AVE | PARKER | AZ | 85344 | La Paz | 4 | Perm Closure | 1967-01-01 | 8000 | Gasoline | COMPARTMENT A | Single Walled | Asphalt coated or Bare Steel |  |  |  | Removal | 1990-08-20
0-001677 | DISCOUNT EXXON | 820 S CALIFORNIA AVE | PARKER | AZ | 85344 | La Paz | 6 | Perm Closure | 2005-06-17 | 2000 | Gasoline | COMPARTMENT A | Single Walled | Asphalt coated or Bare Steel |  |  |  | Removal | 2002-10-08
0-008381 | COUNTRY STORE |  | SUNSITES |  |  | Cochise | 2 | Perm Closure | 2005-06-17 | 1000 | Gasoline | COMPARTMENT A | Double Walled | Asphalt coated or Bare Steel | Suction - Check Valve at the Tank Top |  | Bare or Galvanized Steel | Removal | 1998-04-30
0-001695 | SPARKLETTS WATER SYSTEM AQUA | 3302 W EARLL DR | PHOENIX | AZ | 85017 | Maricopa | 2 | Perm Closure | 1985-10-01 | 10000 | Diesel | COMPARTMENT A | Double Walled | Composite (Steel/Fiberglass) |  |  |  | Removal | 1998-10-05
0-007481 | CUSTOM ROOFING CO INC | 320 S 40TH PL | PHOENIX | AZ | 85034 | Maricopa | 3 | Perm Closure | 1972-01-01 | 5000 | Diesel | COMPARTMENT A | Unknown | Asphalt coated or Bare Steel | Suction - Check Valve at the Tank Top |  |  | Removal | 1991-12-04
0-001717 | D M OIL & TIRE CO | 824 N 1ST ST | BUCKEYE | AZ | 85326 | Maricopa | 1 | Perm Closure | 1982-01-01 | 12000 | Diesel | COMPARTMENT A | Single Walled | Asphalt coated or Bare Steel | Pressure | Double Walled | Fiberglass Reinforced Plastic | Removal | 2018-05-03
0-001717 | D M OIL & TIRE CO | 824 N 1ST ST | BUCKEYE | AZ | 85326 | Maricopa | 3 | Perm Closure | 1982-01-01 | 12000 | Gasoline | COMPARTMENT A | Single Walled | Asphalt coated or Bare Steel | Pressure | Double Walled | Fiberglass Reinforced Plastic | Removal | 2018-05-03
0-009516 | GILLCO OPERATING | 315 W BELL RD | PHOENIX | AZ | 85023 | Maricopa | 2 | Open | 1999-05-01 | 15000 | Gasoline (UL) | COMPARTMENT A | Double Walled | Fiberglass Reinforced Plastic | Pressure | Double Walled | Fiberglass Reinforced Plastic
0-001548 | CITIZENS UTILITIES COMPANY SHOP | 1836 ARENA DR | BULLHEAD CITY | AZ | 86442 | Mohave | 2 | Perm Closure | 1979-01-01 | 10000 | Gasoline | COMPARTMENT A |  | Asphalt coated or Bare Steel | Suction - Check Valve at the Tank Top |  |  | Removal | 1992-06-30
0-001367 | CIRCLE K #2701128 | 1160 E UNIVERSITY DR | MESA | AZ | 85203 | Maricopa | 3 | Perm Closure | 1985-01-01 | 10000 | Gasoline | COMPARTMENT A | Double Walled | Fiberglass Reinforced Plastic | Pressure |  | Fiberglass Reinforced Plastic | Removal | 2015-04-01
0-008903 | CIRCLE K #2705023 | 1523 E MCDOWELL RD | PHOENIX | AZ | 85006 | Maricopa | 2 | Open | 1996-02-23 | 10000 | Gasoline | COMPARTMENT A | Double Walled | Fiberglass Reinforced Plastic | Pressure | Double Walled | Fiberglass Reinforced Plastic
0-008816 | CIRCLE K #2705410 | 8890 E SHEA BLVD | SCOTTSDALE | AZ | 85260 | Maricopa | 3 | Open | 1995-10-01 | 12000 | Gasoline | COMPARTMENT A | Double Walled | Fiberglass Reinforced Plastic | Pressure | Double Walled | Fiberglass Reinforced Plastic
0-008816 | CIRCLE K #2705410 | 8890 E SHEA BLVD | SCOTTSDALE | AZ | 85260 | Maricopa | 1 | Open | 1995-10-01 | 15000 | Gasoline | COMPARTMENT A | Double Walled | Fiberglass Reinforced Plastic | Pressure | Double Walled | Fiberglass Reinforced Plastic
0-009316 | CIRCLE K #2705545 | 18422 N TATUM BLVD | PHOENIX | AZ | 85032 | Maricopa | 2 | Open | 1998-01-07 | 15000 | Gasoline | COMPARTMENT A | Double Walled | Fiberglass Reinforced Plastic | Pressure | Double Walled | Fiberglass Reinforced Plastic
0-005897 | CIRCLE K #2708853 | 1950 S MILTON RD | FLAGSTAFF | AZ | 86001 | Coconino | 3 | Open | 1986-11-10 | 10000 | Gasoline | COMPARTMENT A | Double Walled | Fiberglass Reinforced Plastic | Pressure |  | Fiberglass Reinforced Plastic
0-009506 | PARCEL #503-16-011 | 38448 N US HIGHWAY 60 | MORRISTOWN | AZ | 85342 | Maricopa | 1 | Perm Closure | 2005-06-17 | 500 | Gasoline | COMPARTMENT A | Unknown | Asphalt coated or Bare Steel |  |  |  | Removal | 2000-05-05
0-001473 | CIRCLE K #2701756 | 2400 S ARIZONA AVE | YUMA | AZ | 85364 | Yuma | 2 | Open | 1985-01-01 | 10000 | Gasoline | COMPARTMENT A | Single Walled | Fiberglass Reinforced Plastic | Pressure | Single Walled | Fiberglass Reinforced Plastic
0-006156 | PINNACLE PEAK COUNTRY CLUB MAINTENANCE SHOP | 8701 E PINNACLE PEAK RD | SCOTTSDALE | AZ | 85255 | Maricopa | 1 | Perm Closure | 1979-04-12 | 5000 | Gasoline | COMPARTMENT A | Double Walled | Asphalt coated or Bare Steel | Suction - Check Valve at the Tank Top |  | Bare or Galvanized Steel | Removal | 1994-01-13
0-003773 | PHILLIPS 66 COMPANY #020639 | 881 W SAINT MARYS RD | TUCSON | AZ | 85745 | Pima | 5 | Perm Closure | 1965-01-01 | 6000 | Gasoline | COMPARTMENT A | Single Walled | Asphalt coated or Bare Steel |  |  |  | Removal | 1980-01-22
0-003417 | PHOENIX NW SOC 38TH DRIVE #163157 | 4220 N 38TH DR | PHOENIX | AZ | 85019 | Maricopa | 2 | Perm Closure | 1977-01-01 | 10000 | Diesel | COMPARTMENT A | Single Walled | Asphalt coated or Bare Steel | Pressure |  | Fiberglass Reinforced Plastic | Removal | 1996-06-20
0-006717 | TEXACO JOBBER |  | PINETOP-LAKESIDE |  |  | Navajo | 2 | Perm Closure | 1978-01-01 | 12000 | Gasoline | COMPARTMENT A | Double Walled | Asphalt coated or Bare Steel |  |  |  | Removal | 1992-05-20
0-006717 | TEXACO JOBBER |  | PINETOP-LAKESIDE |  |  | Navajo | 3 | Perm Closure | 1978-01-01 | 12000 | Gasoline | COMPARTMENT A | Double Walled | Asphalt coated or Bare Steel |  |  |  | Removal | 1992-05-20
0-006717 | TEXACO JOBBER |  | PINETOP-LAKESIDE |  |  | Navajo | 6 | Perm Closure | 2005-06-17 | 250 | Unidentified | COMPARTMENT A | Double Walled | Asphalt coated or Bare Steel |  |  |  | Removal | 1992-05-20
0-008877 | FRANCIS & SONS FOOD MART | 1560 S GILBERT RD | MESA | AZ | 85204 | Maricopa | 3 | Perm Closure | 1989-08-01 | 20000 | Gasoline | COMPARTMENT A | Double Walled | Fiberglass Reinforced Plastic | Pressure |  | Fiberglass Reinforced Plastic | Removal | 2014-01-17
0-007295 | STAN'S U SAVE | 275 S ORANGE AVE | YUMA | AZ | 85364 | Yuma | 3 | Perm Closure | 1975-01-01 | 10000 | Gasoline | COMPARTMENT A | Double Walled | Asphalt coated or Bare Steel | Pressure |  |  | Removal | 2007-02-13
0-007295 | STAN'S U SAVE | 275 S ORANGE AVE | YUMA | AZ | 85364 | Yuma | 1 | Perm Closure | 1975-01-01 | 10000 | Gasoline | COMPARTMENT A | Double Walled | Asphalt coated or Bare Steel | Pressure |  |  | Removal | 2007-02-08
0-004741 | STARRICK PLUMBING INC | 9109 S HARDY DR | TEMPE | AZ | 85284 | Maricopa | 4 | Perm Closure | 1988-06-03 | 1000 | Gasoline | COMPARTMENT A | Single Walled | Asphalt coated or Bare Steel | Pressure |  |  | Removal | 2003-04-24
0-004721 | TOWN OF SPRINGERVILLE - MUNICIPAL AIRPORT | 905 W AIRPORT RD | SPRINGERVILLE | AZ | 85938 | Apache | 1 | Perm Closure | 1973-07-30 | 5000 | Jet Fuel | COMPARTMENT A | Unknown | Asphalt coated or Bare Steel | Suction - Check Valve at the Dispenser |  |  | Removal | 1998-04-01
0-004723 | SPRINGS & SONS ELEC CONT INC | 2129 W MOUNTAIN VIEW RD | PHOENIX | AZ | 85021 | Maricopa | 1 | Perm Closure | 1973-12-17 | 1000 | Gasoline | COMPARTMENT A | Unknown | Asphalt coated or Bare Steel |  |  |  | Removal | 1991-05-31
0-005810 | SHELL |  | VALLE |  |  | Coconino | 2 | Perm Closure | 1974-01-01 | 10000 | Gasoline | COMPARTMENT A | Double Walled | Asphalt coated or Bare Steel | Pressure |  | Bare or Galvanized Steel | Closed in Place | 1999-07-08
0-007713 | SIERRA WINDS | 17300 N 88TH AVE | PEORIA | AZ | 85382 | Maricopa | 1 | Open | 1989-01-01 | 500 | Diesel | COMPARTMENT A | Single Walled | Fiberglass Reinforced Plastic | Suction - Check Valve at the Tank Top |  | Bare or Galvanized Steel
0-004279 | CITY OF LAKE HAVASU CITY - SITE 6 | 591 BEACHCOMBER BLVD | LAKE HAVASU CITY | AZ | 86403 | Mohave | 1 | Perm Closure | 1982-06-29 | 2000 | Unidentified | COMPARTMENT A | Double Walled | Asphalt coated or Bare Steel |  |  |  | Removal | 1990-09-25
0-005553 | YAVAPAI COUNTY - YARNELL JUSTICE COURT | 22591 S LOOKA WAY | YARNELL | AZ | 85362 | Yavapai | 1 | Perm Closure | 1971-04-10 | 4000 | Gasoline | COMPARTMENT A | Unknown | Asphalt coated or Bare Steel |  |  |  | Removal | 1989-10-05
0-005367 | WALNUT CREEK WORK CENTER |  | WALNUT CREEK |  |  | Yavapai | 1 | Perm Closure | 1972-01-30 | 1000 | Gasoline | COMPARTMENT A | Double Walled | Asphalt coated or Bare Steel |  |  |  | Removal | 1991-12-10
0-003145 | MESA UNIFIED SCHOOL DISTRICT - GROUNDS FACILITY | 555 S LEWIS | MESA | AZ | 85210 | Maricopa | 1 | Perm Closure | 1982-02-27 | 10000 | Gasoline | COMPARTMENT A | Double Walled | Asphalt coated or Bare Steel | Pressure |  |  | Removal | 1991-11-21
0-001946 | HACK CANYON MINE |  | KAIBAB |  |  | Mohave | 3 | Perm Closure | 1980-01-01 | 4000 | Gasoline | COMPARTMENT A |  | Asphalt coated or Bare Steel |  |  |  | Removal | 1989-01-01
0-006801 | PRO STAR AUTOMOTIVE | 418 OLD HWY | KINGMAN | AZ | 86401 | Mohave | 3 | Perm Closure | 2005-06-17 |  | Unidentified | COMPARTMENT A | Unknown | Unknown |  |  |  | Closed in Place | 1988-02-09
0-000925 | MALONE'S AUTOMOTIVE | 808 E ROUTE 66 | WILLIAMS | AZ | 86046 | Coconino | 6 | Perm Closure | 1985-01-01 | 8000 | Gasoline | COMPARTMENT A |  | Asphalt coated or Bare Steel | Pressure |  | Fiberglass Reinforced Plastic | Removal | 2011-06-16
0-009224 | MANUEL DOMIQUEZ | 11905 NW GRAND AVE | EL MIRAGE | AZ | 85335 | Maricopa | 2 | Perm Closure | 2005-06-17 | 500 | Gasoline | COMPARTMENT A | Double Walled | Asphalt coated or Bare Steel |  |  |  | Removal | 2004-09-10
0-006532 | HENAGAR INC | 8238 W HARRISON ST | TOLLESON | AZ | 85353 | Maricopa | 1 | Perm Closure | 1973-12-16 | 10000 | Diesel | COMPARTMENT A | Double Walled | Asphalt coated or Bare Steel |  |  |  | Removal | 1988-04-20
0-006254 | SPEEDWAY STORE #2997 | 9491 E 22ND ST | TUCSON | AZ | 85710 | Pima | 2 | Open | 1988-07-14 | 10000 | Gasoline | COMPARTMENT A | Single Walled | Fiberglass Reinforced Plastic | Pressure |  | Fiberglass Reinforced Plastic
0-002791 | CARIOCA #74 | 6807 E BASELINE RD | MESA | AZ | 85209 | Maricopa | 4 | Perm Closure | 1981-04-08 | 12000 | Gasoline | COMPARTMENT A |  | Asphalt coated or Bare Steel | Pressure | Double Walled | Fiberglass Reinforced Plastic | Removal | 2015-08-19
0-002781 | SPEEDWAY #2993 | 1530 W SAINT MARYS RD | TUCSON | AZ | 85745 | Pima | 2 | Open | 1976-01-01 | 10000 | Gasoline (Mid-Grade UL) | COMPARTMENT A | Single Walled | Asphalt coated or Bare Steel | Pressure | Double Walled | Fiberglass Reinforced Plastic
0-002250 | GENERAL TIRE CO OF PHOENIX | 201 LIVE OAK ST | MIAMI | AZ | 85539 | Gila | 1 | Perm Closure | 1968-05-08 | 2700 | Unidentified | COMPARTMENT A | Unknown | Unknown |  |  |  | Closed in Place | 1985-12-01
0-002256 | GEORGIA-PACIFIC CORP | 4800 W PASADENA AVE | GLENDALE | AZ | 85301 | Maricopa | 1 | Perm Closure | 1981-03-06 | 1000 | Gasoline | COMPARTMENT A | Unknown | Fiberglass Reinforced Plastic | Suction - Check Valve at the Tank Top |  |  | Removal | 1989-06-01
0-005976 | FOUR E CORP | 1955 W COMMERCE AVE | GILBERT | AZ | 85233 | Maricopa | 1 | Perm Closure | 1982-01-01 | 6000 | Gasoline | COMPARTMENT A | Double Walled | Composite (Steel/Fiberglass) | Suction - Check Valve at the Tank Top |  | Fiberglass Reinforced Plastic | Removal | 2000-02-03
0-005556 | LEO THE LION LTD | 6344 N 7TH ST | PHOENIX | AZ | 85014 | Maricopa | 1 | Perm Closure | 2005-06-17 | 4000 | Gasoline | COMPARTMENT A | Double Walled | Asphalt coated or Bare Steel | Gravity Feed |  | Bare or Galvanized Steel | Removal | 1992-09-16
0-006827 | KINGS ROOFING CO | 2124 W DESERT COVE AVE | PHOENIX | AZ | 85029 | Maricopa | 2 | Perm Closure | 1972-01-01 | 1000 | Gasoline | COMPARTMENT A | Unknown | Asphalt coated or Bare Steel | Suction - Check Valve at the Tank Top |  | Bare or Galvanized Steel | Removal | 1990-05-31
0-002583 | KISTLER INDUSTRAL SERVICE | 610 N 9TH ST | PHOENIX | AZ | 85006 | Maricopa | 2 | Perm Closure | 2005-06-17 | 3000 | Gasoline | COMPARTMENT A | Single Walled | Asphalt coated or Bare Steel |  |  |  | Removal | 1988-04-01
0-000750 | KRISTAL LAHR PHARMACY #4 | 3325 N 19TH AVE | PHOENIX | AZ | 85015 | Maricopa | 2 | Perm Closure | 1961-04-16 | 3000 | Unidentified | COMPARTMENT A | Single Walled | Asphalt coated or Bare Steel | Suction - Check Valve at the Tank Top | Single Walled | Bare or Galvanized Steel | Removal | 1988-05-26
0-000196 | ADPS |  | SUNFLOWER |  |  | Maricopa | 1 | Perm Closure | 2005-06-17 | 1000 | Gasoline | COMPARTMENT A |  | Asphalt coated or Bare Steel | Suction - Check Valve at the Tank Top |  |  | Removal | 1999-01-19
0-007900 | ARIZONA GOLF RESORT LIMITED PART | 425 S POWER RD | MESA | AZ | 85206 | Maricopa | 2 | Perm Closure | 1984-01-01 | 500 | Diesel | COMPARTMENT A | Unknown | Unknown | Suction - Check Valve at the Tank Top |  |  | Removal | 1992-07-14
0-001660 | ARIZONA TEMPLE | 540 E 2ND ST | MESA | AZ | 85203 | Maricopa | 2 | Perm Closure | 1966-01-01 | 550 | Gasoline | COMPARTMENT A |  | Asphalt coated or Bare Steel |  |  |  | Removal | 1991-02-06
0-006478 | ANTELOPE TRAVEL RECREATION | 910 COPPERMINE RD | PAGE | AZ | 86040 | Coconino | 1 | Open | 1987-10-05 | 12000 | Diesel | COMPARTMENT A | Single Walled | Fiberglass Reinforced Plastic | Pressure |  | Fiberglass Reinforced Plastic
0-009573 | ARCO #6363 | 6702 W THOMAS RD | PHOENIX | AZ | 85033 | Maricopa | 2 | Open | 1998-06-06 | 10000 | Gasoline | COMPARTMENT B | Double Walled | Fiberglass Reinforced Plastic
0-009573 | ARCO #6363 | 6702 W THOMAS RD | PHOENIX | AZ | 85033 | Maricopa | 1 | Open | 1998-06-06 | 20000 | Gasoline | COMPARTMENT A | Double Walled | Fiberglass Reinforced Plastic | Pressure | Double Walled | Fiberglass Reinforced Plastic
0-000091 | LINDE ELECTRONICS & SPECIALTY GASES | 1122 N 52ND ST | PHOENIX | AZ | 85008 | Maricopa | 1 | Perm Closure | 1971-01-01 | 500 | Gasoline | COMPARTMENT A |  | Asphalt coated or Bare Steel |  |  |  | Removal | 1990-10-18
0-006930 | AAMCO TRANSMISSION SHOP | 2710 E ROUTE 66 | FLAGSTAFF | AZ | 86004 | Coconino | 4 | Perm Closure | 2005-06-17 | 3000 | Unidentified | COMPARTMENT A | Double Walled | Asphalt coated or Bare Steel |  |  |  | Removal | 1990-09-01
0-006930 | AAMCO TRANSMISSION SHOP | 2710 E ROUTE 66 | FLAGSTAFF | AZ | 86004 | Coconino | 5 | Perm Closure | 2005-06-17 | 3000 | Unidentified | COMPARTMENT A | Double Walled | Asphalt coated or Bare Steel |  |  |  | Removal | 1990-09-01
0-001058 | CHEVRON #9-6879 | 502 W RAILROAD AVE | WILLIAMS | AZ | 86046 | Coconino | 1 | Perm Closure | 1975-01-01 | 10000 | Gasoline | COMPARTMENT A |  | Asphalt coated or Bare Steel |  |  |  | Removal | 1986-07-01
0-009960 | BVB PROPERTY | 2701 W NORTHERN AVE | PHOENIX | AZ | 85051 | Maricopa | 1 | Perm Closure | 1963-01-01 | 6000 | Gasoline | COMPARTMENT A | Single Walled | Asphalt coated or Bare Steel |  |  |  | Removal | 1988-01-28
0-000851 | CALVERT OIL CO | 214 E ARIZONA EASTERN AVE | BUCKEYE | AZ | 85326 | Maricopa | 1 | Perm Closure | 1946-01-01 | 4000 | Kerosene | COMPARTMENT A | Single Walled | Asphalt coated or Bare Steel |  |  |  | Closed in Place | 1983-09-01
0-006647 | CAMP VERDE SCHOOL DISTRICT #28 - OLD BUS BARN |  | CAMP VERDE |  |  | Yavapai | 3 | Perm Closure | 2005-06-17 | 550 | Gasoline | COMPARTMENT A | Unknown | Asphalt coated or Bare Steel |  |  |  | Removal | 1989-09-13
0-005930 | BUCKSKIN MARKET | 5476 N HIGHWAY 95 | PARKER | AZ | 85344 | La Paz | 4 | Perm Closure | 1977-01-01 | 3000 | Gasoline | COMPARTMENT A | Single Walled | Asphalt coated or Bare Steel |  |  |  | Removal | 1988-12-01
0-005930 | BUCKSKIN MARKET | 5476 N HIGHWAY 95 | PARKER | AZ | 85344 | La Paz | 7 | Perm Closure | 1988-02-01 | 4000 | Gasoline | COMPARTMENT A | Double Walled | Composite (Steel/Fiberglass) | Pressure | Double Walled | Flexible | Removal | 2019-05-16
0-003595 | BIG LAKE TRADING POST | 1501 COPPERMINE RD | PAGE | AZ | 86040 | Coconino | 2 | Perm Closure | 1983-01-01 | 10000 | Gasoline | COMPARTMENT A | Single Walled | Asphalt coated or Bare Steel | Pressure |  |  | Removal | 2018-03-06
0-003595 | BIG LAKE TRADING POST | 1501 COPPERMINE RD | PAGE | AZ | 86040 | Coconino | 5 | Open | 2018-05-11 | 7000 | Gasoline (PUL) | COMPARTMENT B | Double Walled | Fiberglass Reinforced Plastic | Pressure | Double Walled | Fiberglass Reinforced Plastic
0-005021 | BILL THACKER | 4450 W 8TH ST | YUMA | AZ | 85364 | Yuma | 1 | Perm Closure | 1981-04-03 | 9000 | Diesel | COMPARTMENT A |  | Asphalt coated or Bare Steel |  |  |  | Removal | 1988-10-11
0-005772 | TRULY NOLEN EXTERMINATING | 1005 N STADEM DR | TEMPE | AZ | 85281 | Maricopa | 1 | Perm Closure | 1985-01-01 | 10000 | Gasoline | COMPARTMENT A | Double Walled | Asphalt coated or Bare Steel |  |  |  | Removal | 1989-05-01
0-004952 | SHELL #25 | 3901 E 22ND ST | TUCSON | AZ | 85711 | Pima | 4 | Perm Closure | 1988-01-15 | 12000 | Gasoline | COMPARTMENT A | Double Walled | Fiberglass Reinforced Plastic | Pressure | Double Walled | Fiberglass Reinforced Plastic | Removal | 2004-08-30
0-004952 | SHELL #25 | 3901 E 22ND ST | TUCSON | AZ | 85711 | Pima | 7 | Perm Closure | 1988-01-15 | 8000 | Diesel | COMPARTMENT A | Double Walled | Fiberglass Reinforced Plastic | Pressure | Double Walled | Fiberglass Reinforced Plastic | Removal | 2004-08-30
0-004952 | SHELL #25 | 3901 E 22ND ST | TUCSON | AZ | 85711 | Pima | 3 | Perm Closure | 1974-01-01 | 5000 | Gasoline | COMPARTMENT A | Single Walled | Asphalt coated or Bare Steel |  |  |  | Removal | 1988-01-12
0-004952 | SHELL #25 | 3901 E 22ND ST | TUCSON | AZ | 85711 | Pima | 1 | Perm Closure | 1974-01-01 | 12000 | Gasoline | COMPARTMENT A | Single Walled | Asphalt coated or Bare Steel |  |  |  | Removal | 1988-01-12
0-009116 | SPEEDWAY STORE #2939 | 3800 W LINDA VISTA BLVD | MARANA | AZ | 85742 | Pima | 2 | Open | 1997-04-22 | 12000 | Gasoline | COMPARTMENT A | Double Walled | Fiberglass Reinforced Plastic | Pressure | Double Walled | Fiberglass Reinforced Plastic
0-002629 | TOWN & COUNTRY CAR WASH | 5901 W BELL RD | GLENDALE | AZ | 85308 | Maricopa | 1 | Perm Closure | 1989-06-08 | 10000 | Gasoline | COMPARTMENT A | Double Walled | Fiberglass Reinforced Plastic | Pressure |  | Fiberglass Reinforced Plastic | Removal | 2011-12-08
0-002629 | TOWN & COUNTRY CAR WASH | 5901 W BELL RD | GLENDALE | AZ | 85308 | Maricopa | 2 | Perm Closure | 1989-06-08 | 10000 | Gasoline | COMPARTMENT A | Double Walled | Fiberglass Reinforced Plastic | Pressure |  | Fiberglass Reinforced Plastic | Removal | 2011-12-08
0-001656 | SUNBELT RENTALS INC | 2066 E UNIVERSITY DR | TEMPE | AZ | 85281 | Maricopa | 1 | Perm Closure | 1978-01-01 | 5000 | Diesel | COMPARTMENT A |  | Asphalt coated or Bare Steel |  |  |  | Removal | 1990-10-02
0-002489 | HIGLEY ELEMENTARY SCHOOL | 3391 E VEST AVE | GILBERT | AZ | 85295 | Maricopa | 1 | Perm Closure | 1986-01-16 | 4000 | Gasoline | COMPARTMENT A | Unknown | Fiberglass Reinforced Plastic | Suction - Check Valve at the Tank Top |  |  | Removal | 1993-12-29
0-004473 | SHAY OIL - SOMERTON | 109 W MAIN ST | SOMERTON | AZ | 85350 | Yuma | 1 | Perm Closure | 1974-01-01 | 10000 | Gasoline | COMPARTMENT A | Single Walled | Asphalt coated or Bare Steel |  |  |  | Removal | 1992-02-13
0-003361 | QWEST - FLAGSTAFF MAIN CENTRAL OFFICE | 24 W ASPEN AVE | FLAGSTAFF | AZ | 86001 | Coconino | 2 | Perm Closure | 1971-01-04 | 500 | Unidentified | COMPARTMENT A | Unknown | Asphalt coated or Bare Steel |  |  |  | Removal | 1990-01-13
0-003361 | QWEST - FLAGSTAFF MAIN CENTRAL OFFICE | 24 W ASPEN AVE | FLAGSTAFF | AZ | 86001 | Coconino | 3 | Perm Closure | 1985-01-03 | 960 | Diesel | COMPARTMENT A | Unknown | Asphalt coated or Bare Steel | Pressure |  | Fiberglass Reinforced Plastic | Removal | 1987-09-01
0-002311 | NATIONAL GYPSUM | 1414 E HADLEY ST | PHOENIX | AZ | 85034 | Maricopa | 2 | Perm Closure | 1956-02-18 | 1000 | Gasoline | COMPARTMENT A | Single Walled | Asphalt coated or Bare Steel |  |  |  | Removal | 1988-05-01
0-002066 | APACHE HARDWARE | 111 N FRONTAGE RD | SUNSITES | AZ | 85625 | Cochise | 1 | Perm Closure | 1982-01-01 | 10000 | Gasoline | COMPARTMENT A |  | Asphalt coated or Bare Steel | Pressure |  |  | Removal | 2008-01-28
0-004414 | SEARS #2358/6570 | 4800 N US HIGHWAY 89 | FLAGSTAFF | AZ | 86004 | Coconino | 1 | Perm Closure | 1979-05-07 | 1000 | Used Oil/Waste Oil | COMPARTMENT A | Unknown | Asphalt coated or Bare Steel | Gravity Feed |  |  | Removal | 1993-11-10
0-002911 | SERVICE STATION #1 |  | BISBEE |  |  | Cochise | 2 | Perm Closure | 1936-01-01 | 1020 | Gasoline | COMPARTMENT A | Single Walled | Asphalt coated or Bare Steel |  |  |  | Removal | 1989-10-12
0-007159 | CORDES JUNCTION CHEVRON #207129 | 19625 E CORDES LAKES RD | CORDES JUNCTION | AZ | 86333 | Yavapai | 1 | Open | 1990-12-01 | 12000 | Gasoline | COMPARTMENT A | Single Walled | Fiberglass Reinforced Plastic | Pressure |  | Fiberglass Reinforced Plastic
0-009523 | CIRCLE K #2706287 | 4425 E MAIN ST | MESA | AZ | 85205 | Maricopa | 3 | Open | 1999-08-10 | 10000 | Gasoline | COMPARTMENT A | Double Walled | Fiberglass Reinforced Plastic | Pressure | Double Walled | Flexible
0-002674 | CIRCLE K #2701576 | 1245 E GURLEY ST | PRESCOTT | AZ | 86301 | Yavapai | 6 | Perm Closure | 1970-07-02 | 10000 | Gasoline | COMPARTMENT A | Double Walled | Asphalt coated or Bare Steel |  |  |  | Removal | 1986-01-01
0-009700 | CIRCLE K #2705576 | 24831 N 67TH AVE | PHOENIX | AZ | 85308 | Maricopa | 1 | Open | 2000-11-20 | 20000 | Gasoline | COMPARTMENT A | Double Walled | Fiberglass Reinforced Plastic | Pressure | Double Walled | Fiberglass Reinforced Plastic
0-009828 | CIRCLE K #2705915 | 20721 N SCOTTSDALE RD | SCOTTSDALE | AZ | 85255 | Maricopa | 2 | Open | 2001-11-01 | 15000 | Gasoline | COMPARTMENT A | Double Walled | Fiberglass Reinforced Plastic | Pressure | Double Walled | Fiberglass Reinforced Plastic
0-009830 | FOOD 4 LESS | 240 W WARNER RD | CHANDLER | AZ | 85225 | Maricopa | 2 | Perm Closure | 2001-11-16 | 15000 | Gasoline | COMPARTMENT A | Double Walled | Composite (Steel/Fiberglass) | Pressure | Double Walled | Flexible | Removal | 2009-09-02
0-009830 | FOOD 4 LESS | 240 W WARNER RD | CHANDLER | AZ | 85225 | Maricopa | 1 | Perm Closure | 2001-11-16 | 10000 | Gasoline | COMPARTMENT A | Double Walled | Composite (Steel/Fiberglass) | Pressure | Double Walled | Flexible | Removal | 2009-09-02
0-007978 | ESKO'S AUTO SERVICE & SUPPLY | 867 E ASH ST | GLOBE | AZ | 85501 | Gila | 2 | Perm Closure | 2005-06-17 |  | Gasoline | COMPARTMENT A | Unknown | Unknown |  |  |  | Closed in Place | 1978-04-01
0-002582 | NAUMANN MATERIAL HANDLING CORP | 4336 S 43RD PL | PHOENIX | AZ | 85040 | Maricopa | 1 | Perm Closure | 1971-06-29 | 400 | Used Oil/Waste Oil | COMPARTMENT A | Single Walled | Asphalt coated or Bare Steel |  |  |  | Removal | 1988-05-01
0-002582 | NAUMANN MATERIAL HANDLING CORP | 4336 S 43RD PL | PHOENIX | AZ | 85040 | Maricopa | 2 | Perm Closure | 1971-06-29 | 2000 | Diesel | COMPARTMENT A | Single Walled | Asphalt coated or Bare Steel |  |  |  | Removal | 1988-05-01
0-003256 | ARCO AM/PM 43RD AVE | 1601 N 43RD AVE | PHOENIX | AZ | 85009 | Maricopa | 3 | Perm Closure | 1972-01-01 | 8000 | Gasoline | COMPARTMENT A |  | Asphalt coated or Bare Steel | Pressure |  |  | Removal | 1987-06-02
0-003256 | ARCO AM/PM 43RD AVE | 1601 N 43RD AVE | PHOENIX | AZ | 85009 | Maricopa | 9 | Open | 2018-12-11 | 20000 | Gasoline (UL) | COMPARTMENT A | Double Walled | Fiberglass Reinforced Plastic
0-003256 | ARCO AM/PM 43RD AVE | 1601 N 43RD AVE | PHOENIX | AZ | 85009 | Maricopa | 1 | Perm Closure | 1972-01-01 | 6000 | Gasoline | COMPARTMENT A |  | Asphalt coated or Bare Steel | Pressure |  |  | Removal | 1987-06-02
0-007389 | J C PENNEY #144 | 3020 S 4TH AVE | YUMA | AZ | 85364 | Yuma | 2 | Perm Closure | 1969-01-01 |  | Diesel | COMPARTMENT A | Unknown | Unknown |  |  |  | Closed in Place | 1982-02-01
0-002381 | USDOI NPS - SOUTH RIM POWERHOUSE |  | GRAND CANYON |  |  | Coconino | 3 | Perm Closure | 1939-01-01 | 20000 | Diesel | COMPARTMENT A | Single Walled | Asphalt coated or Bare Steel |  |  |  | Removal | 1990-09-01
0-000619 | BABBITT'S WHOLESALE DIVISION | 1400 E BUTLER AVE | FLAGSTAFF | AZ | 86001 | Coconino | 1 | Perm Closure | 1980-01-01 | 1000 | Gasoline | COMPARTMENT A |  | Asphalt coated or Bare Steel |  |  |  | Removal | 1982-02-01
0-004714 | BARNEYS #35 | 2395 S 4TH AVE | YUMA | AZ | 85364 | Yuma | 3 | Perm Closure | 1978-01-10 | 26000 | Gasoline | COMPARTMENT A | Double Walled | Asphalt coated or Bare Steel |  |  |  | Removal | 1990-05-15
0-008985 | AUSTIN'S TACK FEED AND SUPPLY | 10508 W BUCKEYE RD | TOLLESON | AZ | 85353 | Maricopa | 1 | Perm Closure | 2005-06-17 | 3500 | Unidentified | COMPARTMENT A | Single Walled | Asphalt coated or Bare Steel |  |  |  | Removal | 2005-08-03
0-009807 | ARCO AM/PM | 950 E 16TH ST | YUMA | AZ | 85365 | Yuma | 3 | Open | 2000-02-04 | 10000 | Gasoline | COMPARTMENT A | Double Walled | Fiberglass Reinforced Plastic
0-000248 | ADOT - CHRISTMAS MAINTENANCE CAMP |  | CHRISTMAS |  |  | Gila | 1 | Perm Closure | 1956-01-01 | 1000 | Gasoline | COMPARTMENT A |  | Asphalt coated or Bare Steel |  |  |  | Removal | 1990-04-23
0-000838 | AFCO #020211 (B) | 1634 N 27TH PL | PHOENIX | AZ | 85008 | Maricopa | 3 | Perm Closure | 1982-01-01 | 12000 | Diesel | COMPARTMENT A | Single Walled | Asphalt coated or Bare Steel |  |  |  | Removal | 1989-01-01
0-001123 | CHEVRON #9-1084 | 501 E ANDY DEVINE AVE | KINGMAN | AZ | 86401 | Mohave | 4 | Perm Closure | 1968-01-01 | 2000 | Gasoline | COMPARTMENT A |  | Asphalt coated or Bare Steel |  |  |  | Removal | 1986-12-01
0-001028 | CHEVRON #9-4013 | 150 W APACHE TRL | APACHE JUNCTION | AZ | 85120 | Pinal | 1 | Perm Closure | 1982-01-01 | 10000 | Gasoline | COMPARTMENT A | Single Walled | Fiberglass Reinforced Plastic |  |  |  | Removal | 1989-12-15
0-004900 | TERRIBLE HERBST #148 | 1040 ACOMA BLVD S | LAKE HAVASU CITY | AZ | 86406 | Mohave | 5 | Open | 1997-02-01 | 10000 | Gasoline | COMPARTMENT A | Double Walled | Fiberglass Reinforced Plastic | Pressure |  | Fiberglass Reinforced Plastic
0-004900 | TERRIBLE HERBST #148 | 1040 ACOMA BLVD S | LAKE HAVASU CITY | AZ | 86406 | Mohave | 7 | Open | 1997-02-01 | 10000 | Gasoline | COMPARTMENT A | Double Walled | Fiberglass Reinforced Plastic | Pressure |  | Fiberglass Reinforced Plastic
0-004900 | TERRIBLE HERBST #148 | 1040 ACOMA BLVD S | LAKE HAVASU CITY | AZ | 86406 | Mohave | 3 | Perm Closure | 1981-04-22 | 6000 | Gasoline | COMPARTMENT A | Double Walled | Asphalt coated or Bare Steel | Pressure |  |  | Removal | 1996-11-06
0-004918 | METRO SINCLAIR | 1902 W NORTHERN AVE | PHOENIX | AZ | 85021 | Maricopa | 1 | Perm Closure | 1983-05-07 | 10000 | Gasoline | COMPARTMENT A | Single Walled | Fiberglass Reinforced Plastic | Pressure |  | Fiberglass Reinforced Plastic | Removal | 2018-09-19
0-003591 | APPLIANCE OUTLET RECYCLING LLC | 3849 W CLARENDON AVE | PHOENIX | AZ | 85019 | Maricopa | 1 | Perm Closure | 2005-06-17 | 5000 | Gasoline | COMPARTMENT A |  | Asphalt coated or Bare Steel | Suction - Check Valve at the Tank Top |  |  | Removal | 1990-11-30
0-008643 | SUPERPUMPER #15 | 8646 E FRANK LLOYD WRIGHT BLVD | SCOTTSDALE | AZ | 85260 | Maricopa | 2 | Open | 1995-07-13 | 12000 | Gasoline | COMPARTMENT A | Double Walled | Fiberglass Reinforced Plastic | Pressure | Double Walled | Flexible
0-008643 | SUPERPUMPER #15 | 8646 E FRANK LLOYD WRIGHT BLVD | SCOTTSDALE | AZ | 85260 | Maricopa | 3 | Open | 1995-07-13 | 12000 | Gasoline | COMPARTMENT A | Double Walled | Fiberglass Reinforced Plastic | Pressure | Double Walled | Flexible
0-008643 | SUPERPUMPER #15 | 8646 E FRANK LLOYD WRIGHT BLVD | SCOTTSDALE | AZ | 85260 | Maricopa | 1 | Open | 1995-07-13 | 12000 | Diesel | COMPARTMENT A | Double Walled | Fiberglass Reinforced Plastic | Pressure | Double Walled | Flexible
0-004520 | SIERRITA MINING & RANCHING CO | 9300 W MCGEE RANCH RD | GREEN VALLEY | AZ | 85736 | Pima | 2 | Perm Closure | 1956-01-01 | 1000 | Gasoline | COMPARTMENT A |  | Asphalt coated or Bare Steel |  |  |  | Removal | 1990-11-28
0-002513 | WHITMAN PROPERTIES |  | YUMA |  |  | Yuma | 2 | Perm Closure | 2005-06-17 | 4000 | Unidentified | COMPARTMENT A | Single Walled | Asphalt coated or Bare Steel |  |  |  | Removal | 1990-05-18
0-007752 | MC'S MARKET | 3303 N HIGHWAY 95 | PARKER | AZ | 85344 | La Paz | 1 | Open | 1993-04-01 | 10000 | Gasoline | COMPARTMENT A | Double Walled | Fiberglass Reinforced Plastic | Pressure | Double Walled | Fiberglass Reinforced Plastic
0-003449 | FRED NACHARD WHOLESALE LIQUOR CO | 1701 SHORT ST | KINGMAN | AZ | 86401 | Mohave | 1 | Perm Closure | 1979-05-08 | 2000 | Gasoline | COMPARTMENT A | Unknown | Asphalt coated or Bare Steel |  |  |  | Removal | 1991-08-26
0-009648 | LAVENDER BLUE | 124 S GRANITE ST | PRESCOTT | AZ | 86303 | Yavapai | 1 | Perm Closure | 2005-06-17 | 550 | Gasoline | COMPARTMENT A | Unknown | Asphalt coated or Bare Steel | Suction - Check Valve at the Dispenser |  | Bare or Galvanized Steel | Removal | 2000-07-18
0-000498 | ARCO #1445 | 1901 W PEORIA AVE | PHOENIX | AZ | 85029 | Maricopa | 8 | Perm Closure | 1991-05-03 | 10000 | Gasoline | COMPARTMENT A | Double Walled | Fiberglass Reinforced Plastic | Pressure | Double Walled | Fiberglass Reinforced Plastic | Removal | 2001-01-24
0-000490 | A TO Z COLLISION | 8858 S HIGHWAY 95 | MOHAVE VALLEY | AZ | 86440 | Mohave | 1 | Perm Closure | 2005-06-17 | 8000 | Gasoline (PUL) | COMPARTMENT A | Single Walled | Asphalt coated or Bare Steel |  |  |  | Removal | 1988-10-01
0-005291 | UNOCAL #5026 | 10602 N 32ND ST | PHOENIX | AZ | 85028 | Maricopa | 2 | Perm Closure | 1982-04-15 | 12000 | Gasoline | COMPARTMENT A | Double Walled | Fiberglass Reinforced Plastic | Pressure | Double Walled | Fiberglass Reinforced Plastic | Removal | 1999-03-18
0-005291 | UNOCAL #5026 | 10602 N 32ND ST | PHOENIX | AZ | 85028 | Maricopa | 4 | Perm Closure | 1962-01-01 | 280 | Used Oil/Waste Oil | COMPARTMENT A | Double Walled | Fiberglass Reinforced Plastic | Gravity Feed |  | Bare or Galvanized Steel | Removal | 1995-07-06
0-001872 | EXXON #7-1476 | 4401 E THOMAS RD | PHOENIX | AZ | 85018 | Maricopa | 1 | Perm Closure | 1963-01-01 | 6000 | Gasoline | COMPARTMENT A |  | Asphalt coated or Bare Steel |  |  |  | Removal | 1988-09-01
0-001872 | EXXON #7-1476 | 4401 E THOMAS RD | PHOENIX | AZ | 85018 | Maricopa | 5 | Perm Closure | 1960-01-01 | 550 | Used Oil/Waste Oil | COMPARTMENT A | Single Walled | Asphalt coated or Bare Steel |  |  |  | Removal | 1988-09-01
0-000113 | AMERICAN AIRLINES | 3400 E SKY HARBOR BLVD | PHOENIX | AZ | 85034 | Maricopa | 1 | Perm Closure | 1971-01-01 | 500 | Used Oil/Waste Oil | COMPARTMENT A |  | Asphalt coated or Bare Steel |  |  |  | Removal | 1989-06-09
0-005070 | TONY'S AUTO REPAIR | 14405 N 7TH ST | PHOENIX | AZ | 85022 | Maricopa | 2 | Perm Closure | 1966-01-01 | 6000 | Gasoline | COMPARTMENT A |  | Asphalt coated or Bare Steel | Pressure |  | Bare or Galvanized Steel | Removal | 1995-01-13
0-006662 | ARIZONA LIFT TRUCKS BUILDING | 317 S 9TH AVE | PHOENIX | AZ | 85007 | Maricopa | 2 | Perm Closure | 1969-01-01 | 500 | Diesel | COMPARTMENT A | Unknown | Unknown |  |  |  | Removal | 1995-02-16
0-004711 | PARCEL 125-11-054A | 3850 E SPEEDWAY BLVD | TUCSON | AZ | 85716 | Pima | 3 | Perm Closure | 2005-06-17 | 500 | Unidentified | COMPARTMENT A | Single Walled | Asphalt coated or Bare Steel |  |  |  | Removal | 1995-01-30
0-006293 | JIM CLICK FORD | 1345 S WILMOT RD | TUCSON | AZ | 85711 | Pima | 1 | Perm Closure | 1978-08-11 | 1000 | Used Oil/Waste Oil | COMPARTMENT A | Unknown | Unknown |  |  |  | Removal | 1988-10-15
0-002890 | AZTEC EXTERMINATING CO | 7619 E GREENWAY RD | SCOTTSDALE | AZ | 85260 | Maricopa | 2 | Perm Closure | 1982-01-01 | 3000 | Gasoline | COMPARTMENT A | Single Walled | Fiberglass Reinforced Plastic |  |  |  | Removal | 1995-03-07
0-004521 | JOSEPH & LOIS PADULA - FORMER | 501 S HASKELL AVE | WILLCOX | AZ | 85643 | Cochise | 6 | Perm Closure | 2005-06-17 | 1000 | Gasoline | COMPARTMENT A | Single Walled | Asphalt coated or Bare Steel |  |  |  | Removal | 1991-04-09
0-004521 | JOSEPH & LOIS PADULA - FORMER | 501 S HASKELL AVE | WILLCOX | AZ | 85643 | Cochise | 1 | Perm Closure | 2005-06-17 | 1000 | Gasoline | COMPARTMENT A | Single Walled | Asphalt coated or Bare Steel |  |  |  | Removal | 1991-04-09
0-001124 | WALKER'S CHEVRON | 1420 E ANDY DEVINE AVE | KINGMAN | AZ | 86401 | Mohave | 4 | Perm Closure | 1968-01-01 | 2000 | Gasoline | COMPARTMENT A | Single Walled | Asphalt coated or Bare Steel | Pressure | Single Walled | Bare or Galvanized Steel | Removal | 1993-03-24
0-004365 | DIRECT CONNECT DETAILING AND CAR WASH | 19395 N JOHN WAYNE PKWY | MARICOPA | AZ | 85139 | Pinal | 7 | Perm Closure | 1981-01-23 | 10000 | Diesel | COMPARTMENT A | Double Walled | Asphalt coated or Bare Steel | Pressure |  | Bare or Galvanized Steel | Removal | 1992-11-09
0-004365 | DIRECT CONNECT DETAILING AND CAR WASH | 19395 N JOHN WAYNE PKWY | MARICOPA | AZ | 85139 | Pinal | 5 | Perm Closure | 1981-01-23 | 6000 | Gasoline | COMPARTMENT A | Double Walled | Asphalt coated or Bare Steel | Pressure |  | Bare or Galvanized Steel | Removal | 1992-11-09
0-004283 | CITY OF LAKE HAVASU CITY - FIRE STATION #4 | 3270 PALO VERDE BLVD S | LAKE HAVASU CITY | AZ | 86404 | Mohave | 1 | Perm Closure | 1979-06-22 | 1000 | Diesel | COMPARTMENT A | Double Walled | Asphalt coated or Bare Steel | Suction - Check Valve at the Tank Top |  |  | Removal | 1995-01-17
0-002454 | TNT BULK PLANT | 124 W MAIN ST | SPRINGERVILLE | AZ | 85938 | Apache | 4 | Perm Closure | 1961-01-01 | 8000 | Diesel | COMPARTMENT A | Single Walled | Asphalt coated or Bare Steel | Pressure |  |  | Removal | 2007-07-18
0-006240 | EXXON #7-4950 | 6770 E TANQUE VERDE RD | TUCSON | AZ | 85715 | Pima | 2 | Perm Closure | 1962-01-01 | 6000 | Gasoline | COMPARTMENT A | Single Walled | Asphalt coated or Bare Steel |  |  |  | Removal | 1990-05-13
0-001221 | CIRCLE K #402 | 12850 N 19TH AVE | PHOENIX | AZ | 85029 | Maricopa | 1 | Perm Closure | 1969-01-01 | 10000 | Gasoline | COMPARTMENT A |  | Asphalt coated or Bare Steel | Pressure |  |  | Removal | 1995-03-17
0-001403 | CIRCLE K #2701389 | 6051 STATE ROUTE 179 | VILLAGE OF OAK CREEK | AZ | 86351 | Yavapai | 5 | Open | 1995-08-17 | 10000 | Gasoline | COMPARTMENT A | Single Walled | Fiberglass Reinforced Plastic | Pressure | Double Walled | Fiberglass Reinforced Plastic
0-001403 | CIRCLE K #2701389 | 6051 STATE ROUTE 179 | VILLAGE OF OAK CREEK | AZ | 86351 | Yavapai | 1 | Perm Closure | 1979-01-01 | 10000 | Gasoline | COMPARTMENT A | Single Walled | Fiberglass Reinforced Plastic | Pressure |  |  | Removal | 1995-08-17
0-001809 | SPEEDWAY STORE #2991 | 1807 E 10TH ST | DOUGLAS | AZ | 85607 | Cochise | 5 | Open | 1971-01-01 | 4000 | Gasoline | COMPARTMENT A | Single Walled | Asphalt coated or Bare Steel | Pressure | Double Walled | Flexible
0-001809 | SPEEDWAY STORE #2991 | 1807 E 10TH ST | DOUGLAS | AZ | 85607 | Cochise | 3 | Open | 1971-01-01 | 4000 | Gasoline | COMPARTMENT A | Single Walled | Asphalt coated or Bare Steel | Pressure | Double Walled | Flexible
0-004265 | SAHUARITA UNIFIED SCHOOL DISTRICT #30 | 350 W SAHUARITA RD | SAHUARITA | AZ | 85629 | Pima | 3 | Perm Closure | 1976-04-28 | 10000 | Diesel | COMPARTMENT A | Unknown | Asphalt coated or Bare Steel |  |  |  | Removal | 1993-06-01
0-008147 | ERNIE'S STATION | 265 W COOLIDGE AVE | COOLIDGE | AZ | 85128 | Pinal | 2 | Perm Closure | 2005-06-17 | 6500 | Gasoline | COMPARTMENT A |  | Asphalt coated or Bare Steel |  |  |  | Removal
0-001797 | PRICKLY PEAR SQUARE | 27510 HIGHWAY 72 | BOUSE | AZ | 85325 | La Paz | 3 | Perm Closure | 1979-01-01 | 3000 | Gasoline | COMPARTMENT A |  | Asphalt coated or Bare Steel |  |  |  | Removal | 1999-04-07
0-007967 | WARNER SHELL | 505 W WARNER RD | TEMPE | AZ | 85284 | Maricopa | 1 | Perm Closure | 1988-01-01 | 10000 | Gasoline | COMPARTMENT A | Double Walled | Fiberglass Reinforced Plastic | Pressure | Double Walled | Fiberglass Reinforced Plastic | Removal | 2020-03-12
0-004872 | CITY OF TEMPE - FIRE STATION #72 | 3025 S HARDY DR | TEMPE | AZ | 85282 | Maricopa | 2 | Perm Closure | 1989-01-01 | 1000 | Gasoline | COMPARTMENT A | Double Walled | Fiberglass Reinforced Plastic | Pressure |  | Fiberglass Reinforced Plastic | Removal | 1996-04-10
0-000133 | GRAND CANYON - SOUTH ENTRANCE SERVICE | 1 S RIM | GRAND CANYON | AZ | 86023 | Coconino | 3 | Perm Closure | 1954-01-01 | 8100 | Gasoline | COMPARTMENT A |  | Asphalt coated or Bare Steel | Pressure |  | Fiberglass Reinforced Plastic | Removal | 1999-11-09
0-003650 | PEARCE ELEMENTARY SCHOOL | 1487 E SCHOOL RD | PEARCE | AZ | 85625 | Cochise | 1 | Perm Closure | 1979-01-01 | 1000 | Diesel | COMPARTMENT A | Single Walled | Asphalt coated or Bare Steel |  |  |  | Removal | 1991-08-13
0-005632 | AUJLA 27 | 2701 W BUCKEYE RD | PHOENIX | AZ | 85009 | Maricopa | 4 | Perm Closure | 1981-01-01 | 10000 | Diesel | COMPARTMENT A |  | Asphalt coated or Bare Steel |  |  |  | Removal | 1989-01-01
0-005632 | AUJLA 27 | 2701 W BUCKEYE RD | PHOENIX | AZ | 85009 | Maricopa | 1 | Perm Closure | 1978-01-01 | 10000 | Gasoline (UL) | COMPARTMENT A |  | Asphalt coated or Bare Steel | Pressure |  | Fiberglass Reinforced Plastic | Removal | 2020-05-29
0-009030 | SAFEWAY #1225 | 1490 E CEDAR AVE | FLAGSTAFF | AZ | 86004 | Coconino | 3 | Open | 2003-08-13 | 10000 | Gasoline | COMPARTMENT A | Double Walled | Composite (Steel/Fiberglass)
0-006060 | CALHOUN TRUCK REPAIR | 2250 N 27TH AVE | PHOENIX | AZ | 85009 | Maricopa | 2 | Perm Closure | 1940-01-01 | 2500 | Diesel | COMPARTMENT A | Single Walled | Asphalt coated or Bare Steel |  |  |  | Removal | 1988-11-18
0-003963 | CITY OF PRESCOTT - AIRPORT | 6446 CRYSTAL LN | PRESCOTT | AZ | 86301 | Yavapai | 2 | Perm Closure | 1981-01-01 | 20000 | Gasoline | COMPARTMENT A | Unknown | Asphalt coated or Bare Steel | Pressure |  | Bare or Galvanized Steel | Removal | 2000-05-16
0-003963 | CITY OF PRESCOTT - AIRPORT | 6446 CRYSTAL LN | PRESCOTT | AZ | 86301 | Yavapai | 6 | Perm Closure | 1972-01-01 | 10000 | Gasoline | COMPARTMENT A | Unknown | Asphalt coated or Bare Steel | Pressure |  | Bare or Galvanized Steel | Removal | 2000-05-16
0-006219 | GIANT 6612 | 4202 W INA RD | MARANA | AZ | 85741 | Pima | 1 | Perm Closure | 1988-01-01 | 10000 | Gasoline | COMPARTMENT A | Double Walled | Fiberglass Reinforced Plastic | Pressure | Double Walled | Fiberglass Reinforced Plastic | Removal | 2000-01-07
0-006219 | GIANT 6612 | 4202 W INA RD | MARANA | AZ | 85741 | Pima | 4 | Perm Closure | 1989-01-01 | 2000 | Used Oil/Waste Oil | COMPARTMENT A |  | Asphalt coated or Bare Steel |  |  |  | Removal | 2015-08-13
0-000307 | MONTE VISTA MARINE INC | 3122 E ROUTE 66 | FLAGSTAFF | AZ | 86004 | Coconino | 2 | Perm Closure | 1980-01-01 | 10000 | Gasoline | COMPARTMENT A |  | Asphalt coated or Bare Steel |  |  |  | Removal | 1988-07-01
0-009880 | RONALD BECK PROPERTY | 10302 S WILLIAMS ST | WELLTON | AZ | 85356 | Yuma | 1 | Temp Closure | 1959-01-01 | 2000 | Gasoline (UL) | COMPARTMENT A | Single Walled | Asphalt coated or Bare Steel |  |  |  |  | 1964-01-01
0-001968 | RAY KILLIAN & SAN RANCHES | 4741 E SOUTHERN AVE | MESA | AZ | 85206 | Maricopa | 1 | Perm Closure | 1969-01-01 | 3000 | Gasoline | COMPARTMENT A |  | Asphalt coated or Bare Steel |  |  |  | Removal | 1990-09-15
0-008025 | RIVER AUTOMOTIVE | 12900 S OATMAN HWY | GOLDEN SHORES | AZ | 86436 | Mohave | 4 | Perm Closure | 1989-01-01 | 4000 | Gasoline | COMPARTMENT A |  | Asphalt coated or Bare Steel | Pressure |  | Bare or Galvanized Steel | Removal | 2007-08-07
0-008025 | RIVER AUTOMOTIVE | 12900 S OATMAN HWY | GOLDEN SHORES | AZ | 86436 | Mohave | 1 | Perm Closure | 2005-06-17 |  | Gasoline | COMPARTMENT A | Double Walled | Fiberglass Reinforced Plastic |  |  |  | Removal | 1989-11-27
0-004005 | Q LUBE #1127 | 1945 S COUNTRY CLUB DR | MESA | AZ | 85210 | Maricopa | 2 | Perm Closure | 1982-04-03 | 3000 | Unidentified | COMPARTMENT A | Unknown | Asphalt coated or Bare Steel | Suction - Check Valve at the Tank Top |  |  | Removal | 1995-11-02
0-004345 | 7-ELEVEN #13002 | 4039 N 51ST AVE | PHOENIX | AZ | 85031 | Maricopa | 2 | Perm Closure | 1971-12-17 | 8000 | Gasoline | COMPARTMENT A | Unknown | Asphalt coated or Bare Steel |  |  |  | Removal | 1986-12-01
0-006326 | A & M UNION 76 | 5561 E SPEEDWAY BLVD | TUCSON | AZ | 85712 | Pima | 3 | Perm Closure | 1988-08-19 | 10000 | Gasoline | COMPARTMENT A | Single Walled | Fiberglass Reinforced Plastic | Pressure |  | Fiberglass Reinforced Plastic | Removal | 2019-07-17
0-009311 | BJS CHEVRON VIII | 1515 N 75TH AVE | PHOENIX | AZ | 85043 | Maricopa | 1 | Open | 1997-09-17 | 15000 | Gasoline | COMPARTMENT A | Double Walled | Fiberglass Reinforced Plastic | Suction - Check Valve at the Tank Top | Double Walled | Fiberglass Reinforced Plastic
0-004899 | TERRIBLE HERBST #134 | 2670 HIGHWAY 95 | BULLHEAD CITY | AZ | 86442 | Mohave | 1 | Perm Closure | 1980-04-22 | 10000 | Gasoline | COMPARTMENT A | Double Walled | Asphalt coated or Bare Steel |  |  |  | Removal | 1999-12-22
0-004899 | TERRIBLE HERBST #134 | 2670 HIGHWAY 95 | BULLHEAD CITY | AZ | 86442 | Mohave | 3 | Perm Closure | 1980-04-22 | 10000 | Gasoline | COMPARTMENT A | Double Walled | Asphalt coated or Bare Steel |  |  |  | Removal | 1999-12-22
0-004930 | TEXACO #60-349-0010 | 2550 W DEER VALLEY RD | PHOENIX | AZ | 85027 | Maricopa | 4 | Perm Closure | 1972-05-07 | 550 | Used Oil/Waste Oil | COMPARTMENT A | Unknown | Asphalt coated or Bare Steel |  |  |  | Removal | 1986-01-01
0-004957 | SPEEDWAY STORE #2963 | 3902 E SPEEDWAY BLVD | TUCSON | AZ | 85712 | Pima | 2 | Perm Closure | 1985-01-01 | 10000 | Gasoline | COMPARTMENT A | Double Walled | Fiberglass Reinforced Plastic | Pressure |  | Fiberglass Reinforced Plastic | Removal | 1992-04-06
0-004804 | WALGREENS 11610 | 2000 S MILL AVE | TEMPE | AZ | 85282 | Maricopa | 2 | Perm Closure | 1973-01-01 | 8000 | Gasoline | COMPARTMENT A |  | Asphalt coated or Bare Steel |  |  |  | Removal | 2007-01-03
0-000931 | SNOWFLAKE #499 | 730 S MAIN ST | SNOWFLAKE | AZ | 85937 | Navajo | 1 | Perm Closure | 1977-01-01 | 12000 | Gasoline | COMPARTMENT A |  | Asphalt coated or Bare Steel |  |  |  | Removal | 1991-07-02
0-000931 | SNOWFLAKE #499 | 730 S MAIN ST | SNOWFLAKE | AZ | 85937 | Navajo | 5 | Perm Closure | 1991-07-02 | 12000 | Gasoline | COMPARTMENT A | Double Walled | Composite (Steel/Fiberglass) | Pressure |  | Fiberglass Reinforced Plastic | Removal | 2015-05-12
0-000931 | SNOWFLAKE #499 | 730 S MAIN ST | SNOWFLAKE | AZ | 85937 | Navajo | 9 | Open | 2015-06-10 | 12000 | Diesel | COMPARTMENT A | Double Walled | Fiberglass Reinforced Plastic | Pressure | Double Walled | Flexible
0-004483 | SHAY OIL CO #4 | 2491 W 16TH ST | YUMA | AZ | 85364 | Yuma | 1 | Open | 1974-01-17 | 8000 | Gasoline | COMPARTMENT A | Double Walled | Fiberglass Reinforced Plastic | Pressure |  | Fiberglass Reinforced Plastic
0-006974 | H & H PARTNERSHIP | 2500 W 8TH ST | YUMA | AZ | 85364 | Yuma | 1 | Perm Closure | 2005-06-17 | 4000 | Gasoline | COMPARTMENT A | Unknown | Asphalt coated or Bare Steel | Suction - Check Valve at the Tank Top |  |  | Removal | 1990-09-17
0-008313 | MCMAHAN'S FURNITURE INC | 1919 S 4TH AVE | YUMA | AZ | 85364 | Yuma | 3 | Perm Closure | 2005-06-17 |  | Used Oil/Waste Oil | COMPARTMENT A | Unknown | Asphalt coated or Bare Steel |  |  |  | Removal | 1977-01-01
0-007768 | FRENCH'S RV CENTER | 2945 W STATE ROUTE 89A | SEDONA | AZ | 86336 | Yavapai | 1 | Perm Closure | 2005-06-17 | 1000 | Diesel | COMPARTMENT A | Unknown | Asphalt coated or Bare Steel |  |  |  | Removal | 1993-09-23
0-009310 | SPEEDWAY STORE #2884 | 701 E STATE HIGHWAY 260 | PAYSON | AZ | 85541 | Gila | 2 | Open | 1997-11-14 | 12000 | Gasoline (PUL) | COMPARTMENT A | Double Walled | Fiberglass Reinforced Plastic | Pressure |  | Fiberglass Reinforced Plastic
0-006165 | MAIL-WELL ENVELOPE COMPANY | 221 N 48TH AVE | PHOENIX | AZ | 85043 | Maricopa | 2 | Perm Closure | 1977-06-09 | 500 | Unidentified | COMPARTMENT A | Unknown | Unknown |  |  |  | Removal | 1989-09-01
0-009341 | JAGOW PROPERTY | 311 E JACKSON AVE | BUCKEYE | AZ | 85326 | Maricopa | 2 | Perm Closure | 1920-01-01 | 1000 | Gasoline | COMPARTMENT A | Unknown | Asphalt coated or Bare Steel | Suction - Check Valve at the Dispenser |  | Bare or Galvanized Steel | Removal | 1998-05-01
0-007903 | MASONIC TEMPLE | 345 W MONROE ST | PHOENIX | AZ | 85003 | Maricopa | 1 | Perm Closure | 1930-01-01 | 1000 | (Null) | COMPARTMENT A | Unknown | Asphalt coated or Bare Steel | Gravity Feed |  | Bare or Galvanized Steel | Removal | 1992-06-11
0-007187 | MAVERIK COUNTRY STORE #376 | 5031 US HIGHWAY 68 | GOLDEN VALLEY | AZ | 86413 | Mohave | 6 | Open | 2007-11-01 | 12000 | Diesel | COMPARTMENT A | Double Walled | Fiberglass Reinforced Plastic | Pressure | Double Walled | Flexible
0-004083 | SPEEDWAY LIQUOR | 5100 S HIGHWAY 95 | MOHAVE VALLEY | AZ | 86426 | Mohave | 4 | Temp Closure | 1995-12-18 | 10000 | Gasoline | COMPARTMENT B | Double Walled | Fiberglass Reinforced Plastic | Pressure | Double Walled | Fiberglass Reinforced Plastic |  | 2019-05-01
0-007661 | ADVANCED RV CENTER | 22405 N 23RD AVE | PHOENIX | AZ | 85027 | Maricopa | 2 | Perm Closure | 2005-06-17 | 4000 | Diesel | COMPARTMENT A | Unknown | Unknown | Pressure |  |  | Removal | 1992-01-13
0-000216 | MAVERIK COUNTRY STORE #213 | 4495 S HIGHWAY 95 | MOHAVE VALLEY | AZ | 86426 | Mohave | 5 | Open | 2005-02-01 | 5000 | Gasoline | COMPARTMENT A | Double Walled | Fiberglass Reinforced Plastic | Pressure | Double Walled | Flexible
0-009168 | MINUTE MART #12 | 63715 E SADDLEBROOKE BLVD | SADDLEBROOKE | AZ | 85739 | Pinal | 2 | Perm Closure | 1997-08-08 | 10000 | Gasoline | COMPARTMENT A | Double Walled | Composite (Steel/Fiberglass) | Pressure | Double Walled | Fiberglass Reinforced Plastic | Removal | 2020-04-09
0-009168 | MINUTE MART #12 | 63715 E SADDLEBROOKE BLVD | SADDLEBROOKE | AZ | 85739 | Pinal | 4 | Open | 2020-05-15 | 12000 | Gasoline (UL) | COMPARTMENT A | Double Walled | Fiberglass Reinforced Plastic | Pressure | Double Walled | Fiberglass Reinforced Plastic
0-000875 | CIRCLE K STORE #2706659 | 6937 N 75TH AVE | GLENDALE | AZ | 85303 | Maricopa | 6 | Perm Closure | 1997-12-01 | 10000 | Gasoline | COMPARTMENT A | Double Walled | Fiberglass Reinforced Plastic | Pressure | Double Walled | Fiberglass Reinforced Plastic | Removal | 2004-11-01
0-003655 | PENDERGAST SCHOOL DISTRICT TRANSPORTATION | 9040 W CAMPBELL AVE | PHOENIX | AZ | 85037 | Maricopa | 1 | Perm Closure | 1980-01-01 | 2000 | Gasoline | COMPARTMENT A | Single Walled | Asphalt coated or Bare Steel | Suction - Check Valve at the Dispenser | Single Walled | Bare or Galvanized Steel | Removal | 1999-03-19
0-003405 | MIDRIVER SOC #143121 | 9447 W THUNDERBIRD RD | PEORIA | AZ | 85381 | Maricopa | 1 | Perm Closure | 1973-01-01 | 7500 | Gasoline | COMPARTMENT A | Single Walled | Asphalt coated or Bare Steel | Pressure | Single Walled | Bare or Galvanized Steel | Removal | 1996-07-01
0-002168 | FCA US LLC ARIZONA PROVING GROUND | 1 PROVING GROUND ROAD | YUCCA | AZ | 86438 | Mohave | 8 | Perm Closure | 1986-04-01 | 550 | Used Oil/Waste Oil | COMPARTMENT A | Double Walled | Fiberglass Reinforced Plastic | Gravity Feed | Double Walled | Fiberglass Reinforced Plastic | Removal | 2008-02-06
0-002168 | FCA US LLC ARIZONA PROVING GROUND | 1 PROVING GROUND ROAD | YUCCA | AZ | 86438 | Mohave | 12 | Open | 1993-05-01 | 10000 | Diesel | COMPARTMENT A | Double Walled | Fiberglass Reinforced Plastic | Pressure | Double Walled | Fiberglass Reinforced Plastic
0-002168 | FCA US LLC ARIZONA PROVING GROUND | 1 PROVING GROUND ROAD | YUCCA | AZ | 86438 | Mohave | 5 | Open | 1986-04-01 | 12000 | Gasoline (PUL) | COMPARTMENT A | Double Walled | Fiberglass Reinforced Plastic | Pressure | Double Walled | Fiberglass Reinforced Plastic
0-006440 | U-HAUL - CARGO SERVICE CENTER | 2050 W HIGHWAY DR | TUCSON | AZ | 85705 | Pima | 1 | Perm Closure | 1980-09-07 | 500 | Used Oil/Waste Oil | COMPARTMENT A | Unknown | Asphalt coated or Bare Steel |  |  |  | Removal | 1992-05-27
0-005529 | EDWARD S KELTON CONTRACTING - FORMER | 2141 E BEARDSLEY RD | PHOENIX | AZ | 85024 | Maricopa | 5 | Perm Closure | 1970-05-06 | 4000 | Gasoline | COMPARTMENT A | Unknown | Asphalt coated or Bare Steel | Pressure |  |  | Removal | 1985-12-01
0-001408 | CIRCLE K #114 | 616 W ROOSEVELT ST | PHOENIX | AZ | 85003 | Maricopa | 1 | Open | 1982-04-24 | 10000 | Gasoline | COMPARTMENT A | Single Walled | Asphalt coated or Bare Steel | Pressure |  | Fiberglass Reinforced Plastic
0-006772 | CITY OF TEMPE - JOHNNY G MARTINEZ WTP | 255 E MARIGOLD LN | TEMPE | AZ | 85281 | Maricopa | 2 | Perm Closure | 1988-01-01 | 4000 | Gasoline | COMPARTMENT A | Unknown | Fiberglass Reinforced Plastic |  |  |  | Removal | 1996-07-18
0-000260 | ADOT - WILLCOX MAINTENANCE | 709 S HASKELL AVE | WILLCOX | AZ | 85643 | Cochise | 1 | Perm Closure | 1962-01-01 | 1500 | Diesel | COMPARTMENT A |  | Asphalt coated or Bare Steel |  |  |  | Removal | 1992-02-05
0-005715 | MAYER JUSTICE COURT | 12840 E CENTRAL AVE | MAYER | AZ | 86333 | Yavapai | 1 | Perm Closure | 1971-01-01 | 4000 | Gasoline | COMPARTMENT A |  | Asphalt coated or Bare Steel |  |  |  | Removal | 1989-09-29
0-005471 | CIRCLE K #2702936 | 4305 E PIMA ST | TUCSON | AZ | 85712 | Pima | 2 | Perm Closure | 1972-01-01 | 8000 | Gasoline | COMPARTMENT A |  | Asphalt coated or Bare Steel |  |  |  | Removal | 1995-03-20
0-000540 | ARCO #1509 | 10303 GRAND AVE | SUN CITY | AZ | 85351 | Maricopa | 2 | Perm Closure | 1967-01-01 | 6000 | Gasoline | COMPARTMENT A |  | Asphalt coated or Bare Steel |  |  |  | Removal | 1990-01-09
0-000414 | APS - SAGUARO POWER PLANT | 25044 E CAMINO ADELANTE | RED ROCK | AZ | 85145 | Pinal | 2 | Perm Closure | 1975-01-01 | 12000 | Gasoline | COMPARTMENT A |  | Asphalt coated or Bare Steel |  |  |  | Removal | 1990-03-01
0-000414 | APS - SAGUARO POWER PLANT | 25044 E CAMINO ADELANTE | RED ROCK | AZ | 85145 | Pinal | 1 | Perm Closure | 1954-01-01 | 550 | Diesel | COMPARTMENT A |  | Asphalt coated or Bare Steel |  |  |  | Removal | 1990-03-01
0-000217 | SHELL BELL | 4121 W BELL RD | PHOENIX | AZ | 85053 | Maricopa | 5 | Perm Closure | 1983-01-01 | 1000 | Used Oil/Waste Oil | COMPARTMENT A | Single Walled | Fiberglass Reinforced Plastic | Gravity Feed |  | Fiberglass Reinforced Plastic | Removal | 1996-04-08
0-000217 | SHELL BELL | 4121 W BELL RD | PHOENIX | AZ | 85053 | Maricopa | 7 | Open | 1996-04-01 | 12000 | Gasoline | COMPARTMENT A | Double Walled | Fiberglass Reinforced Plastic | Pressure | Double Walled | Fiberglass Reinforced Plastic
0-005490 | CIRCLE K #2702835 | 3402 N 35TH AVE | PHOENIX | AZ | 85017 | Maricopa | 2 | Perm Closure | 1972-01-01 | 6000 | Gasoline | COMPARTMENT A |  | Asphalt coated or Bare Steel | Pressure |  |  | Removal | 1994-07-28
0-008778 | UNITED RENTALS BRANCH J90 | 215 E BASELINE RD | GILBERT | AZ | 85233 | Maricopa | 2 | Perm Closure | 1996-07-01 | 2500 | Diesel | COMPARTMENT B | Double Walled | Composite (Steel/Fiberglass) | Pressure | Double Walled | Fiberglass Reinforced Plastic | Removal | 2014-12-11
0-001874 | SUN CITY MINI MARKET | 10249 GRAND AVE | SUN CITY | AZ | 85351 | Maricopa | 4 | Perm Closure | 1985-01-01 | 1000 | Used Oil/Waste Oil | COMPARTMENT A | Single Walled | Fiberglass Reinforced Plastic | Gravity Feed |  | Fiberglass Reinforced Plastic | Removal | 1995-12-01
0-000371 | AG&F - HEADQUARTERS | 2221 W GREENWAY RD | PHOENIX | AZ | 85023 | Maricopa | 2 | Perm Closure | 1972-01-01 | 2000 | Diesel | COMPARTMENT A |  | Asphalt coated or Bare Steel | Suction - Check Valve at the Tank Top |  |  | Removal | 1988-04-19
0-005455 | CIRCLE K #2916 | 902 W MIRACLE MILE | TUCSON | AZ | 85705 | Pima | 1 | Perm Closure | 1972-01-01 | 8000 | Gasoline | COMPARTMENT A | Single Walled | Asphalt coated or Bare Steel | Pressure | Single Walled | Bare or Galvanized Steel | Removal | 1999-03-23
0-001245 | CIRCLE K #2700517 | 3155 N ALVERNON WAY | TUCSON | AZ | 85712 | Pima | 3 | Open | 1995-06-20 | 10000 | Gasoline (UL) | COMPARTMENT A | Single Walled | Fiberglass Reinforced Plastic | Pressure | Double Walled | Fiberglass Reinforced Plastic
0-003196 | CIRCLE K STORE #2709172 | 1435 W BASELINE RD | TEMPE | AZ | 85283 | Maricopa | 2 | Perm Closure | 1969-01-01 | 12000 | Gasoline | COMPARTMENT A |  | Asphalt coated or Bare Steel | Pressure |  |  | Removal | 1991-06-18
0-002225 | HONEYWELL - TEMPE | 1300 W WARNER RD | TEMPE | AZ | 85284 | Maricopa | 2 | Perm Closure | 1988-08-01 | 10000 | Solvent | COMPARTMENT A | Double Walled | Fiberglass Reinforced Plastic | Pressure | Double Walled | Fiberglass Reinforced Plastic | Removal | 2002-10-22
0-002668 | LINCOLN AUTO | 3020 S 19TH AVE | PHOENIX | AZ | 85009 | Maricopa | 4 | Perm Closure | 2005-06-17 | 1000 | Unidentified | COMPARTMENT A | Single Walled | Asphalt coated or Bare Steel |  |  |  | Removal | 2002-09-10
0-002668 | LINCOLN AUTO | 3020 S 19TH AVE | PHOENIX | AZ | 85009 | Maricopa | 5 | Perm Closure | 2005-06-17 | 1000 | Unidentified | COMPARTMENT A | Single Walled | Asphalt coated or Bare Steel |  |  |  | Removal | 2002-09-10
0-000689 | AMERICAN DISTRIBUTORS | 2502 N JACKRABBIT AVE | TUCSON | AZ | 85745 | Pima | 1 | Perm Closure | 1975-01-01 | 14000 | Diesel | COMPARTMENT A | Single Walled | Asphalt coated or Bare Steel |  |  |  | Removal | 1988-12-29
0-005221 | U-HAUL - DUNLAP & FREEWAY CENTER | 2701 W DUNLAP AVE | PHOENIX | AZ | 85051 | Maricopa | 1 | Perm Closure | 1978-09-21 | 10000 | Gasoline | COMPARTMENT A | Unknown | Fiberglass Reinforced Plastic | Pressure |  |  | Removal | 1994-03-29
0-001790 | NATIONAL CONSTRUCTION RENTALS | 2131 W ROOSEVELT ST | PHOENIX | AZ | 85009 | Maricopa | 5 | Perm Closure | 1961-01-01 | 5000 | Diesel | COMPARTMENT A |  | Asphalt coated or Bare Steel |  |  |  | Removal | 1989-09-28
0-005242 | UNION HILLS COUNTRY CLUB | 9845 W UNION HILLS DR | SUN CITY | AZ | 85373 | Maricopa | 2 | Perm Closure | 1975-04-03 | 500 | Diesel | COMPARTMENT A | Unknown | Asphalt coated or Bare Steel |  |  |  | Removal | 1991-07-25
0-006471 | CAR QUEST TIRE & AUTO | 300 E AMERICAN AVE | ORACLE | AZ | 85623 | Pinal | 4 | Perm Closure | 1977-01-01 | 6000 | Diesel | COMPARTMENT A | Double Walled | Asphalt coated or Bare Steel | Pressure |  |  | Removal | 1998-06-10
0-002081 | ARIZONA WOODCRAFT | 715 N BLACK CANYON HWY | PHOENIX | AZ | 85009 | Maricopa | 2 | Perm Closure | 2005-06-17 | 1000 | Used Oil/Waste Oil | COMPARTMENT A | Single Walled | Asphalt coated or Bare Steel | Pressure | Single Walled | Bare or Galvanized Steel | Removal | 1995-03-28
0-002081 | ARIZONA WOODCRAFT | 715 N BLACK CANYON HWY | PHOENIX | AZ | 85009 | Maricopa | 3 | Perm Closure | 2005-06-17 | 1000 | Used Oil/Waste Oil | COMPARTMENT A | Single Walled | Asphalt coated or Bare Steel | Pressure | Single Walled | Bare or Galvanized Steel | Removal | 1995-03-28
0-001167 | CIRCLE K #38 - FORMER | 1348 W UNIVERSITY DR | MESA | AZ | 85201 | Maricopa | 2 | Perm Closure | 1980-01-01 | 8000 | Gasoline | COMPARTMENT A | Single Walled | Asphalt coated or Bare Steel | Pressure | Single Walled | Bare or Galvanized Steel | Removal | 1992-05-08
0-009521 | BANNER UNIVERSITY MEDICAL CENTER PHOENIX | 1111 E MCDOWELL RD | PHOENIX | AZ | 85006 | Maricopa | 1 | Perm Closure | 2005-06-17 | 2000 | Diesel | COMPARTMENT A | Double Walled | Fiberglass Reinforced Plastic | Suction - Check Valve at the Dispenser |  | Bare or Galvanized Steel | Removal | 2020-01-28
0-003017 | MACMILLAN CONSTRUCTION | 710 5TH ST | PRESCOTT | AZ | 86301 | Yavapai | 1 | Perm Closure | 1979-04-05 | 4000 | Gasoline | COMPARTMENT A | Double Walled | Asphalt coated or Bare Steel | Suction - Check Valve at the Tank Top |  |  | Removal | 1998-11-10
0-004086 | HOLBROOK FOOD MARKET #401 | 1014 W HOPI DR | HOLBROOK | AZ | 86025 | Navajo | 1 | Perm Closure | 1970-04-22 | 8000 | Gasoline | COMPARTMENT A | Double Walled | Asphalt coated or Bare Steel |  |  |  | Removal | 1991-01-03
0-001147 | USDOI NPS - CHIRICAHUA NATIONAL MONUMENT 43 |  | CHIRICAHUA NATIONAL MONUMENT |  |  | Cochise | 1 | Perm Closure | 1961-04-02 | 550 | (Null) | COMPARTMENT A | Single Walled | Asphalt coated or Bare Steel | Gravity Feed |  |  | Removal | 1992-08-01
0-002989 | USARMY COE - ALAMO DAM |  | ALAMO CROSSING |  |  | La Paz | 2 | Perm Closure | 1966-06-01 | 1000 | Diesel | COMPARTMENT A | Unknown | Asphalt coated or Bare Steel |  |  |  | Removal | 1994-07-26
0-010605 | SHAY OIL #25 | 11379 S FORTUNA RD | YUMA | AZ | 85367 | Yuma | 2 | Open | 2017-12-21 | 15000 | Diesel | COMPARTMENT A | Double Walled | Fiberglass Reinforced Plastic | Pressure | Double Walled | Fiberglass Reinforced Plastic
0-007173 | FIREBIRD FUEL COMPANY #305 | 2541 E JEFFERSON ST | PHOENIX | AZ | 85034 | Maricopa | 1 | Open | 1988-03-01 | 10000 | Diesel | COMPARTMENT A | Double Walled | Composite (Steel/Fiberglass) | Pressure | Single Walled | Fiberglass Reinforced Plastic
0-007173 | FIREBIRD FUEL COMPANY #305 | 2541 E JEFFERSON ST | PHOENIX | AZ | 85034 | Maricopa | 2 | Open | 1988-03-01 | 8000 | Gasoline (UL) | COMPARTMENT A | Double Walled | Composite (Steel/Fiberglass) | Pressure | Single Walled | Fiberglass Reinforced Plastic
0-000981 | CAVCO INDUSTRIES INC | 2602 S 35TH AVE | PHOENIX | AZ | 85009 | Maricopa | 1 | Perm Closure | 1970-01-01 | 10000 | Gasoline | COMPARTMENT A |  | Asphalt coated or Bare Steel |  |  |  | Removal | 1988-07-12
0-004385 | CHAPPARAL SPEEDWAY | 5519 E WASHINGTON ST | PHOENIX | AZ | 85034 | Maricopa | 2 | Perm Closure | 1980-04-25 | 500 | Gasoline | COMPARTMENT A | Double Walled | Asphalt coated or Bare Steel | Suction - Check Valve at the Tank Top |  |  | Removal | 1994-06-28
0-004385 | CHAPPARAL SPEEDWAY | 5519 E WASHINGTON ST | PHOENIX | AZ | 85034 | Maricopa | 1 | Perm Closure | 1980-04-25 | 1000 | Gasoline | COMPARTMENT A | Double Walled | Asphalt coated or Bare Steel | Suction - Check Valve at the Tank Top |  |  | Removal | 1994-06-28
0-000118 | CHARLES SCHWAB | 2423 E LINCOLN DR | PHOENIX | AZ | 85016 | Maricopa | 1 | Perm Closure | 1976-01-01 | 10000 | Diesel | COMPARTMENT A | Single Walled | Asphalt coated or Bare Steel |  |  |  | Removal | 1991-01-15
0-003878 | CAMPBELL YARD | 2633 W CAMPBELL AVE | PHOENIX | AZ | 85017 | Maricopa | 1 | Perm Closure | 1960-01-01 | 2000 | Gasoline | COMPARTMENT A | Single Walled | Asphalt coated or Bare Steel |  |  |  | Removal | 1990-10-02
0-000736 | BOGLE FARMS |  | CHANDLER |  |  | Maricopa | 3 | Perm Closure | 1979-01-01 | 1000 | Gasoline | COMPARTMENT A | Single Walled | Asphalt coated or Bare Steel |  |  |  | Removal | 1990-01-17
0-001993 | EXXON #7-3357 | 2205 S 24TH ST | PHOENIX | AZ | 85034 | Maricopa | 4 | Perm Closure | 1987-01-01 | 8000 | Gasoline | COMPARTMENT A | Double Walled | Fiberglass Reinforced Plastic | Pressure |  | Fiberglass Reinforced Plastic | Removal | 1995-06-01
0-004264 | SOPORI ELEMENTARY SCHOOL |  | ARIVACA JUNCTION |  |  | Pima | 3 | Perm Closure | 1980-04-28 | 5000 | Diesel | COMPARTMENT A | Double Walled | Asphalt coated or Bare Steel |  |  |  | Removal | 1993-04-26
0-004264 | SOPORI ELEMENTARY SCHOOL |  | ARIVACA JUNCTION |  |  | Pima | 2 | Perm Closure | 1980-04-28 | 1500 | Gasoline | COMPARTMENT A | Double Walled | Asphalt coated or Bare Steel |  |  |  | Removal | 1993-04-26
0-002817 | ADOC ASPC FORT GRANT | 15500 S FORT GRANT RD | BONITA | AZ | 85643 | Graham | 1 | Perm Closure | 1987-05-08 | 2500 | Diesel | COMPARTMENT A | Double Walled | Fiberglass Reinforced Plastic | Suction - Check Valve at the Tank Top |  |  | Closed in Place | 1997-08-07
0-002817 | ADOC ASPC FORT GRANT | 15500 S FORT GRANT RD | BONITA | AZ | 85643 | Graham | 2 | Perm Closure | 1967-05-08 | 10000 | Gasoline | COMPARTMENT A | Double Walled | Asphalt coated or Bare Steel |  |  |  | Removal | 1990-08-25
0-002803 | SPEEDWAY STORE #2990 | 300 E US HIGHWAY 70 | SAFFORD | AZ | 85546 | Graham | 4 | Perm Closure | 1989-01-01 | 12000 | Gasoline | COMPARTMENT A | Double Walled | Fiberglass Reinforced Plastic | Pressure |  | Fiberglass Reinforced Plastic | Removal | 2004-01-13
0-005955 | ROOSEVELT LAKE MARINA |  | ROOSEVELT |  |  | Gila | 4 | Perm Closure | 1981-12-19 | 10000 | Gasoline | COMPARTMENT A | Double Walled | Asphalt coated or Bare Steel | Pressure |  |  | Removal | 1992-10-15
0-008602 | TRIPLE B | 824 N WILLIAM BROOKS AVE | SAN LUIS | AZ | 85336 | Yuma | 9 | Open | 2020-07-08 | 30000 | Gasoline (UL) | COMPARTMENT A | Double Walled | Fiberglass Reinforced Plastic | Pressure | Double Walled | Fiberglass Reinforced Plastic
0-008602 | TRIPLE B | 824 N WILLIAM BROOKS AVE | SAN LUIS | AZ | 85336 | Yuma | 3 | Perm Closure | 1995-03-30 | 12000 | Gasoline | COMPARTMENT A | Double Walled | Fiberglass Reinforced Plastic | Pressure | Double Walled | Fiberglass Reinforced Plastic | Removal | 2020-06-05
0-004948 | TEXACO #60-351-0040 | 2095 W PRINCE RD | TUCSON | AZ | 85705 | Pima | 1 | Perm Closure | 1986-05-07 | 12000 | Gasoline | COMPARTMENT A | Double Walled | Fiberglass Reinforced Plastic | Pressure |  | Fiberglass Reinforced Plastic | Removal | 1998-09-24
0-004955 | TEXACO SERVICE | 480 W CONGRESS ST | TUCSON | AZ | 85701 | Pima | 4 | Perm Closure | 1983-01-01 | 6000 | Diesel | COMPARTMENT A | Double Walled | Fiberglass Reinforced Plastic | Pressure |  | Fiberglass Reinforced Plastic | Removal | 1996-09-23
0-005067 | CHICK-FIL-A 3848 | 6707 E MCKELLIPS RD | MESA | AZ | 85215 | Maricopa | 1 | Perm Closure | 1978-03-04 | 8000 | Gasoline | COMPARTMENT A | Unknown | Asphalt coated or Bare Steel |  |  |  | Removal | 1988-12-08
0-005611 | WESTERN BLOCK COMPANY | 4021 S 19TH AVE | PHOENIX | AZ | 85041 | Maricopa | 3 | Perm Closure | 1985-01-01 | 10000 | Gasoline | COMPARTMENT A | Unknown | Asphalt coated or Bare Steel |  |  |  | Removal | 1991-12-04
0-005611 | WESTERN BLOCK COMPANY | 4021 S 19TH AVE | PHOENIX | AZ | 85041 | Maricopa | 4 | Perm Closure | 2005-06-17 | 1000 | Diesel | COMPARTMENT A | Unknown | Asphalt coated or Bare Steel |  |  |  | Removal | 1990-02-02
0-005611 | WESTERN BLOCK COMPANY | 4021 S 19TH AVE | PHOENIX | AZ | 85041 | Maricopa | 2 | Perm Closure | 1985-01-01 | 20000 | Diesel | COMPARTMENT A | Unknown | Asphalt coated or Bare Steel |  |  |  | Removal | 1991-12-04
0-010285 | COSTCO WHOLESALE #1028 | 7525 E HAMPTON AVE | MESA | AZ | 85209 | Maricopa | 1 | Open | 2008-05-01 | 30000 | Gasoline (UL) | COMPARTMENT A | Double Walled | Fiberglass Reinforced Plastic | Pressure | Double Walled | Fiberglass Reinforced Plastic
0-009535 | U OF A - POLICE STATION | 1852 E 1ST ST | TUCSON | AZ | 85721 | Pima | 1 | Perm Closure | 2005-06-17 | 250 | Unidentified | COMPARTMENT A | Single Walled | Asphalt coated or Bare Steel |  |  |  | Removal | 1999-10-28
0-010655 | SWIFT TRAVEL CENTER | 3051 W SHAMRELL BLVD | FLAGSTAFF | AZ | 86005 | Coconino | 2 | Open | 2019-01-09 | 12000 | Diesel | COMPARTMENT B | Double Walled | Fiberglass Reinforced Plastic | Pressure | Double Walled | Flexible
0-001714 | HERNANDEZ TIRE SERVICE | 631 W US HIGHWAY 60 | SUPERIOR | AZ | 85173 | Pinal | 4 | Perm Closure | 2005-06-17 | 6000 | Gasoline | COMPARTMENT A |  | Asphalt coated or Bare Steel |  |  |  | Removal | 1988-11-17
0-004149 | DOLLYS RESTURANT |  | QUARTZSITE |  |  | La Paz | 3 | Perm Closure | 1986-01-30 | 10000 | Gasoline | COMPARTMENT A | Double Walled | Fiberglass Reinforced Plastic |  |  |  | Closed in Place | 1992-01-15
0-001105 | CHEVRON #9-6856 | 1901 W BELL RD | PHOENIX | AZ | 85023 | Maricopa | 8 | Open | 1996-08-15 | 10000 | Gasoline | COMPARTMENT A | Double Walled | Fiberglass Reinforced Plastic | Pressure | Double Walled | Fiberglass Reinforced Plastic
0-001105 | CHEVRON #9-6856 | 1901 W BELL RD | PHOENIX | AZ | 85023 | Maricopa | 9 | Open | 1996-08-15 | 10000 | Diesel | COMPARTMENT A | Double Walled | Fiberglass Reinforced Plastic | Pressure | Double Walled | Fiberglass Reinforced Plastic
0-009208 | VACANT LOT | COCHISE AVE & BUSH | SAN SIMON | AZ | 85632 | Cochise | 1 | Perm Closure | 2005-06-17 | 2000 | Gasoline | COMPARTMENT A | Single Walled | Asphalt coated or Bare Steel |  |  |  | Removal | 1999-08-13
0-003390 | TEMPE MAIN CO #141270 | 33 W 5TH ST | TEMPE | AZ | 85281 | Maricopa | 2 | Perm Closure | 1993-03-01 | 1000 | Diesel | COMPARTMENT A | Double Walled | Fiberglass Reinforced Plastic | Suction - Check Valve at the Tank Top | Single Walled | Bare or Galvanized Steel | Removal | 2004-01-15
0-003390 | TEMPE MAIN CO #141270 | 33 W 5TH ST | TEMPE | AZ | 85281 | Maricopa | 1 | Perm Closure | 1979-01-01 | 2000 | Diesel | COMPARTMENT A | Single Walled | Asphalt coated or Bare Steel | Suction - Check Valve at the Tank Top | Single Walled | Bare or Galvanized Steel | Removal | 1993-03-01
0-003962 | PRECISION TOYOTA | 3500 E SPEEDWAY BLVD | TUCSON | AZ | 85716 | Pima | 3 | Perm Closure | 1976-01-30 | 500 | Used Oil/Waste Oil | COMPARTMENT A | Unknown | Asphalt coated or Bare Steel |  |  |  | Removal | 1989-11-20
0-003962 | PRECISION TOYOTA | 3500 E SPEEDWAY BLVD | TUCSON | AZ | 85716 | Pima | 7 | Perm Closure | 1960-01-01 | 500 | Used Oil/Waste Oil | COMPARTMENT A | Unknown | Asphalt coated or Bare Steel | Gravity Feed |  | Bare or Galvanized Steel | Removal | 1994-11-29
0-003962 | PRECISION TOYOTA | 3500 E SPEEDWAY BLVD | TUCSON | AZ | 85716 | Pima | 2 | Perm Closure | 1961-01-29 | 6000 | Gasoline | COMPARTMENT A | Unknown | Asphalt coated or Bare Steel |  |  |  | Removal | 1989-11-20
0-003076 | ALPINE HARDWARE | 42653 HIGHWAY 180 | ALPINE | AZ | 85920 | Apache | 1 | Perm Closure | 1982-05-13 | 8000 | Gasoline | COMPARTMENT A | Double Walled | Asphalt coated or Bare Steel | Suction - Check Valve at the Dispenser |  | Bare or Galvanized Steel | Removal | 1999-12-17
0-006753 | HUMBOLDT ELEMENTARY SCHOOL BUS YARD | 2750 S CORRAL ST | HUMBOLDT | AZ | 86327 | Yavapai | 1 | Perm Closure | 1975-01-01 | 1000 | Gasoline | COMPARTMENT A | Unknown | Asphalt coated or Bare Steel |  |  |  | Removal | 1991-06-04
0-001243 | CIRCLE K #506 | 919 N SWAN RD | TUCSON | AZ | 85711 | Pima | 2 | Perm Closure | 1971-01-01 | 10000 | Gasoline | COMPARTMENT A |  | Asphalt coated or Bare Steel |  |  |  | Removal | 1991-05-16
0-003139 | CITY OF MESA - FLEET SUPPORT SERVICES | 310 E 6TH ST | MESA | AZ | 85201 | Maricopa | 14 | Perm Closure | 1971-01-01 | 550 | Unidentified | COMPARTMENT A | Single Walled | Asphalt coated or Bare Steel | Pressure | Single Walled | Bare or Galvanized Steel | Removal | 1993-01-18
0-003139 | CITY OF MESA - FLEET SUPPORT SERVICES | 310 E 6TH ST | MESA | AZ | 85201 | Maricopa | 18 | Open | 1993-01-01 | 1000 | New Oil | COMPARTMENT A | Double Walled | Fiberglass Reinforced Plastic | Suction - Check Valve at the Tank Top | Double Walled | Fiberglass Reinforced Plastic
0-003139 | CITY OF MESA - FLEET SUPPORT SERVICES | 310 E 6TH ST | MESA | AZ | 85201 | Maricopa | 4 | Perm Closure | 1977-01-01 | 12000 | Diesel | COMPARTMENT A | Single Walled | Asphalt coated or Bare Steel |  |  |  | Removal | 1992-04-14
0-003139 | CITY OF MESA - FLEET SUPPORT SERVICES | 310 E 6TH ST | MESA | AZ | 85201 | Maricopa | 6 | Perm Closure | 1974-01-01 | 10000 | Gasoline | COMPARTMENT A | Single Walled | Asphalt coated or Bare Steel |  |  |  | Removal | 1990-02-01
0-003139 | CITY OF MESA - FLEET SUPPORT SERVICES | 310 E 6TH ST | MESA | AZ | 85201 | Maricopa | 9 | Perm Closure | 1971-01-01 | 3000 | Gasoline | COMPARTMENT A | Single Walled | Asphalt coated or Bare Steel | Pressure |  |  | Removal | 1992-03-12
0-006969 | USARMY RESERVE CENTER | 1750 E SILVERLAKE RD | TUCSON | AZ | 85713 | Pima | 1 | Perm Closure | 1974-01-01 | 10000 | Unidentified | COMPARTMENT A | Unknown | Asphalt coated or Bare Steel | Pressure |  |  | Removal | 1990-11-07
0-006683 | TUNEUP MASTERS #617 | 1205 E MAIN ST | MESA | AZ | 85203 | Maricopa | 1 | Perm Closure | 2005-06-17 |  | Used Oil/Waste Oil | COMPARTMENT A | Unknown | Asphalt coated or Bare Steel |  |  |  | Removal | 1989-12-10
0-005310 | UNION ROCK & MATERIALS CORP |  | PHOENIX |  |  | Maricopa | 1 | Perm Closure | 1962-01-01 | 500 | Unidentified | COMPARTMENT A | Single Walled | Asphalt coated or Bare Steel |  |  |  | Removal | 1987-02-10
0-002556 | UNIVERSAL FOREST PRODUCTS | 6878 W CHANDLER BLVD | CHANDLER | AZ | 85226 | Maricopa | 2 | Perm Closure | 1986-01-01 | 2000 | Diesel | COMPARTMENT A |  | Asphalt coated or Bare Steel |  |  |  | Removal | 2013-01-24
0-008523 | MCDOWELL BUTTES DAIRY QUEEN INC | 3042 N 24TH ST | PHOENIX | AZ | 85016 | Maricopa | 1 | Perm Closure | 1963-01-01 | 10000 | Gasoline | COMPARTMENT A | Double Walled | Asphalt coated or Bare Steel |  |  |  | Removal | 1977-04-25
0-003138 | MESA CITRUS GROWERS | 254 W BROADWAY RD | MESA | AZ | 85210 | Maricopa | 3 | Perm Closure | 1974-05-05 | 10000 | Unidentified | COMPARTMENT A | Unknown | Asphalt coated or Bare Steel |  |  |  | Removal | 1990-08-31
0-008293 | HOLBROOK TRAVEL CENTER #246 | 3747 EXPRESS DR | HOLBROOK | AZ | 86025 | Navajo | 2 | Open | 2014-02-15 | 8000 | New Oil | COMPARTMENT A | Double Walled | Fiberglass Reinforced Plastic | Pressure | Double Walled | Fiberglass Reinforced Plastic
0-005630 | FUELCO #106 | 1315 S 16TH ST | PHOENIX | AZ | 85034 | Maricopa | 4 | Perm Closure | 1978-05-01 | 5000 | Gasoline | COMPARTMENT A | Double Walled | Asphalt coated or Bare Steel |  |  |  | Removal | 1987-11-01
0-001652 | FUELCO #113 | 3331 W BROADWAY RD | PHOENIX | AZ | 85041 | Maricopa | 3 | Perm Closure | 1981-01-01 | 12000 | Diesel | COMPARTMENT A |  | Asphalt coated or Bare Steel |  |  |  | Removal | 1988-08-15
0-002897 | G & G CONCRETE SPECIALISTS INC | 1401 S 59TH AVE | PHOENIX | AZ | 85043 | Maricopa | 1 | Perm Closure | 1978-01-01 | 6000 | Gasoline | COMPARTMENT A |  | Asphalt coated or Bare Steel | Suction - Check Valve at the Tank Top |  |  | Removal | 1993-01-25
0-004392 | CITY OF SCOTTSDALE - CIVIC CENTER POLICE STATION | 3700 N 75TH ST | SCOTTSDALE | AZ | 85251 | Maricopa | 2 | Perm Closure | 1980-05-12 | 1000 | Diesel | COMPARTMENT A | Double Walled | Asphalt coated or Bare Steel | Pressure |  |  | Removal | 1993-12-01
0-010140 | QUIKTRIP #478 | 5545 S POWER RD | MESA | AZ | 85212 | Maricopa | 3 | Open | 2008-03-27 | 20000 | Gasoline | COMPARTMENT A | Double Walled | Fiberglass Reinforced Plastic | Pressure | Double Walled | Fiberglass Reinforced Plastic
0-010249 | OLIVE CHEVRON | 9080 W OLIVE AVE | PEORIA | AZ | 85345 | Maricopa | 2 | Open | 2008-12-05 | 8000 | Diesel | COMPARTMENT A | Double Walled | Fiberglass Reinforced Plastic | Pressure | Double Walled | Flexible
0-000278 | CHEVRON #9-3808 | 5845 N 7TH AVE | PHOENIX | AZ | 85013 | Maricopa | 3 | Perm Closure | 1966-01-01 | 10000 | Gasoline | COMPARTMENT A |  | Asphalt coated or Bare Steel |  |  |  | Removal | 1990-04-20
0-001962 | BROWN EVANS - ODESSA | 22047 N BLACK CANYON HWY | PHOENIX | AZ | 85027 | Maricopa | 3 | Perm Closure | 1981-01-01 | 5000 | Gasoline | COMPARTMENT A |  | Asphalt coated or Bare Steel | Pressure | Single Walled | Bare or Galvanized Steel | Removal | 1999-06-15
0-008674 | CITY OF KINGMAN - MUNICIPAL AIRPORT | 7000 FLIGHTLINE DR | KINGMAN | AZ | 86401 | Mohave | 9 | Perm Closure | 1942-01-01 | 17000 | Diesel | COMPARTMENT A | Single Walled | Concrete |  |  |  | Removal | 1995-09-01
0-006692 | ADOT - EQUIPMENT SERVICES | 2225 S 22ND AVE | PHOENIX | AZ | 85009 | Maricopa | 4 | Perm Closure | 1977-01-01 | 1000 | Used Oil/Waste Oil | COMPARTMENT A | Double Walled | Asphalt coated or Bare Steel | Gravity Feed |  | Bare or Galvanized Steel | Removal | 1992-05-21
0-003894 | PHOENIX-GOODYEAR AIRPORT - FUEL STORAGE | 1658 S LITCHFIELD RD | GOODYEAR | AZ | 85338 | Maricopa | 1 | Perm Closure | 1953-01-01 | 12000 | Gasoline | COMPARTMENT A |  | Asphalt coated or Bare Steel |  |  |  | Removal | 1996-07-11
0-000401 | APS DEER VALLEY SERVICE COMPANY | 2121 W CHERYL DR | PHOENIX | AZ | 85021 | Maricopa | 11 | Perm Closure | 1963-01-01 | 500 | Other | COMPARTMENT A | Single Walled | Asphalt coated or Bare Steel |  |  |  | Closed in Place | 1984-01-01
0-000401 | APS DEER VALLEY SERVICE COMPANY | 2121 W CHERYL DR | PHOENIX | AZ | 85021 | Maricopa | 23 | Perm Closure | 1966-01-01 | 6000 | Other | COMPARTMENT A | Single Walled | Asphalt coated or Bare Steel |  |  |  | Removal | 1990-09-25
0-000401 | APS DEER VALLEY SERVICE COMPANY | 2121 W CHERYL DR | PHOENIX | AZ | 85021 | Maricopa | 18 | Perm Closure | 1966-01-01 | 10000 | Diesel | COMPARTMENT A | Single Walled | Asphalt coated or Bare Steel | Pressure | Single Walled | Bare or Galvanized Steel | Removal | 1993-12-20
0-000401 | APS DEER VALLEY SERVICE COMPANY | 2121 W CHERYL DR | PHOENIX | AZ | 85021 | Maricopa | 19 | Perm Closure | 1966-01-01 | 12000 | Gasoline | COMPARTMENT A | Single Walled | Asphalt coated or Bare Steel | Pressure | Single Walled | Bare or Galvanized Steel | Removal | 1993-12-20
0-000401 | APS DEER VALLEY SERVICE COMPANY | 2121 W CHERYL DR | PHOENIX | AZ | 85021 | Maricopa | 20 | Perm Closure | 1966-01-01 | 4000 | Other | COMPARTMENT A | Single Walled | Asphalt coated or Bare Steel |  |  |  | Removal | 1990-09-25
0-006338 | KESTER'S SERVICE CENTER | 1201 W HOPI DR | HOLBROOK | AZ | 86025 | Navajo | 3 | Perm Closure | 1956-01-01 | 4000 | Gasoline | COMPARTMENT A |  | Asphalt coated or Bare Steel |  |  |  | Removal | 1990-09-01
0-005443 | CIRCLE K #2903 | 1300 N PINAL AVE | CASA GRANDE | AZ | 85122 | Pinal | 1 | Perm Closure | 1971-04-26 | 8000 | Gasoline | COMPARTMENT A | Double Walled | Asphalt coated or Bare Steel | Pressure |  | Bare or Galvanized Steel | Removal | 1994-08-24
0-001944 | ENERGY FUELS NUCLEAR - ENERGY PARK |  | FREDONIA |  |  | Coconino | 1 | Perm Closure | 1980-01-01 | 20000 | Jet Fuel | COMPARTMENT A |  | Asphalt coated or Bare Steel |  |  |  | Removal | 1989-10-15
0-001900 | CITY OF YUMA - CITY HALL | 180 W 1ST ST | YUMA | AZ | 85364 | Yuma | 1 | Perm Closure | 1970-01-01 |  | Gasoline | COMPARTMENT A |  | Asphalt coated or Bare Steel |  |  |  | Removal | 1990-07-24
0-000610 | EXXON - MILLER VALLEY | 847 MILLER VALLEY RD | PRESCOTT | AZ | 86301 | Yavapai | 2 | Perm Closure | 1966-01-01 | 3000 | Gasoline | COMPARTMENT A |  | Asphalt coated or Bare Steel | Pressure |  |  | Removal | 1991-11-06
0-000610 | EXXON - MILLER VALLEY | 847 MILLER VALLEY RD | PRESCOTT | AZ | 86301 | Yavapai | 4 | Perm Closure | 1966-01-01 | 350 | Used Oil/Waste Oil | COMPARTMENT A |  | Asphalt coated or Bare Steel |  |  |  | Removal | 1991-11-06
0-003539 | NORTHWEST HOSPITAL | 6200 N LA CHOLLA BLVD | TUCSON | AZ | 85741 | Pima | 1 | Perm Closure | 1983-01-01 | 10000 | Diesel | COMPARTMENT A | Double Walled | Fiberglass Reinforced Plastic | Pressure |  | Bare or Galvanized Steel | Closed in Place | 1992-10-01
0-009665 | TIRE INDUSTRIES | 5050 N CASA GRANDE HWY | TUCSON | AZ | 85743 | Pima | 4 | Perm Closure | 2005-06-17 | 8000 | Diesel | COMPARTMENT A | Double Walled | Asphalt coated or Bare Steel |  |  |  | Removal | 2000-09-05
0-005005 | GAS & ENERGY | 8722 N 7TH ST | PHOENIX | AZ | 85020 | Maricopa | 5 | Perm Closure | 1991-02-18 | 10000 | Gasoline | COMPARTMENT A | Double Walled | Fiberglass Reinforced Plastic | Pressure |  | Fiberglass Reinforced Plastic | Removal | 2015-04-16
0-005005 | GAS & ENERGY | 8722 N 7TH ST | PHOENIX | AZ | 85020 | Maricopa | 8 | Perm Closure | 1991-02-18 | 1000 | Used Oil/Waste Oil | COMPARTMENT A | Double Walled | Fiberglass Reinforced Plastic | Gravity Feed |  | Fiberglass Reinforced Plastic | Removal | 2015-04-16
0-005005 | GAS & ENERGY | 8722 N 7TH ST | PHOENIX | AZ | 85020 | Maricopa | 1 | Perm Closure | 1977-01-01 | 8000 | Gasoline | COMPARTMENT A |  | Asphalt coated or Bare Steel | Pressure |  |  | Removal | 1991-01-28
0-008890 | LAKE POWELL CONVENIENCE CENTER | 901 US HIGHWAY 89 | PAGE | AZ | 86040 | Coconino | 2 | Perm Closure | 1996-03-01 | 8000 | Gasoline (PUL) | COMPARTMENT A | Double Walled | Fiberglass Reinforced Plastic | Pressure | Double Walled | Fiberglass Reinforced Plastic | Removal | 2019-10-22
0-002880 | KMART #9101 | 1214 E FLORENCE BLVD | CASA GRANDE | AZ | 85122 | Pinal | 1 | Perm Closure | 1975-04-29 | 1000 | Used Oil/Waste Oil | COMPARTMENT A | Double Walled | Asphalt coated or Bare Steel |  |  |  | Removal | 1989-07-01
0-009505 | JIM BEAN | 80 N MAIN ST | FREDONIA | AZ | 86022 | Coconino | 2 | Perm Closure | 2005-06-17 | 5000 | Gasoline | COMPARTMENT A | Single Walled | Asphalt coated or Bare Steel |  |  |  | Removal | 2004-02-02
0-006294 | JIM CLICK FORD INC | 6222 E 22ND ST | TUCSON | AZ | 85711 | Pima | 3 | Perm Closure | 1978-08-11 | 1000 | Used Oil/Waste Oil | COMPARTMENT A | Unknown | Unknown |  |  |  | Removal | 1989-04-01
0-006928 | HYDER JOJOBA INC |  | HYDER |  |  | Yuma | 1 | Perm Closure | 1979-09-14 | 2000 | Diesel | COMPARTMENT A | Unknown | Asphalt coated or Bare Steel |  |  |  | Removal | 1996-07-03
0-007400 | INTERNATIONAL FIBERCOM | 3615 S 28TH ST | PHOENIX | AZ | 85040 | Maricopa | 1 | Perm Closure | 1988-01-01 | 2000 | Gasoline | COMPARTMENT A | Double Walled | Composite (Steel/Fiberglass) | Pressure |  | Fiberglass Reinforced Plastic | Removal | 2004-07-07
0-004373 | J F SCHMELZLA |  | WILLCOX |  |  | Cochise | 1 | Perm Closure | 1971-05-08 | 3000 | Gasoline | COMPARTMENT A | Unknown | Asphalt coated or Bare Steel |  |  |  | Removal | 1988-11-01
0-002478 | HERTZ RENT-A-CAR | 6951 S PLUMER AVE | TUCSON | AZ | 85756 | Pima | 5 | Perm Closure | 1974-01-01 | 10000 | Gasoline | COMPARTMENT A |  | Asphalt coated or Bare Steel |  |  |  | Removal | 1988-08-01
0-010268 | B & B MARKET | 5055 SAWMILL RD | CLAY SPRINGS | AZ | 85923 | Navajo | 1 | Perm Closure | 2009-01-13 | 10000 | Unidentified | COMPARTMENT A |  | Fiberglass Reinforced Plastic |  |  |  | Removal | 2008-11-07
0-001862 | CIRCLE K STORE #2705407 | 4259 W MCDOWELL RD | PHOENIX | AZ | 85009 | Maricopa | 3 | Perm Closure | 1963-01-01 | 6000 | Gasoline | COMPARTMENT A |  | Asphalt coated or Bare Steel |  |  |  | Removal | 1988-01-01
0-001862 | CIRCLE K STORE #2705407 | 4259 W MCDOWELL RD | PHOENIX | AZ | 85009 | Maricopa | 8 | Open | 1988-01-01 | 6000 | Diesel | COMPARTMENT A | Single Walled | Fiberglass Reinforced Plastic | Pressure | Single Walled | Fiberglass Reinforced Plastic
0-002858 | KLONDYKE STORE |  | KLONDYKE |  |  | Graham | 2 | Perm Closure | 1981-07-08 | 6000 | Gasoline | COMPARTMENT A | Single Walled | Asphalt coated or Bare Steel |  |  |  | Removal | 1996-03-29
0-007383 | NORTHERN PIPELINE CONSTRUCTION | 4415 S CONTRACTORS WAY | TUCSON | AZ | 85714 | Pima | 5 | Perm Closure | 1972-01-01 | 1000 | Gasoline | COMPARTMENT A | Double Walled | Asphalt coated or Bare Steel | Pressure |  |  | Removal | 1994-01-18
0-007383 | NORTHERN PIPELINE CONSTRUCTION | 4415 S CONTRACTORS WAY | TUCSON | AZ | 85714 | Pima | 7 | Perm Closure | 1972-01-01 | 10000 | Gasoline | COMPARTMENT A | Double Walled | Asphalt coated or Bare Steel | Pressure |  |  | Removal | 1994-01-18
0-002160 | FLOWING WELLS HIGH SCHOOL | 3725 N FLOWING WELLS RD | TUCSON | AZ | 85705 | Pima | 1 | Perm Closure | 1976-01-01 | 5000 | Gasoline | COMPARTMENT A | Single Walled | Asphalt coated or Bare Steel | Suction - Check Valve at the Tank Top |  |  | Removal | 1989-08-15
0-002160 | FLOWING WELLS HIGH SCHOOL | 3725 N FLOWING WELLS RD | TUCSON | AZ | 85705 | Pima | 4 | Perm Closure | 1977-01-01 | 1000 | Diesel | COMPARTMENT A | Single Walled | Asphalt coated or Bare Steel |  |  |  | Removal | 1996-01-31
0-008547 | CONTINENTAL PRODUCTS | 1001 S PARK AVE | TUCSON | AZ | 85719 | Pima | 1 | Perm Closure | 1980-01-01 | 1000 | Gasoline | COMPARTMENT A | Unknown | Asphalt coated or Bare Steel |  |  |  | Removal | 1986-09-24
0-004282 | CITY OF LAKE HAVASU CITY - FIRE STATION #2 | 1980 KIOWA BLVD N | LAKE HAVASU CITY | AZ | 86403 | Mohave | 1 | Perm Closure | 1974-01-01 | 1000 | Gasoline | COMPARTMENT A | Single Walled | Asphalt coated or Bare Steel | Suction - Check Valve at the Tank Top |  | Bare or Galvanized Steel | Removal | 1993-06-11
0-002312 | TOPOCK MARINA | 14999 HISTORIC ROUTE 66 | TOPOCK | AZ | 86436 | Mohave | 4 | Perm Closure | 1993-03-24 | 4000 | Gasoline | COMPARTMENT B | Double Walled | Composite (Steel/Fiberglass) |  |  |  | Removal | 2010-11-09
0-000917 | TEXACO #60-349-0332 | 6701 W INDIAN SCHOOL RD | PHOENIX | AZ | 85033 | Maricopa | 3 | Perm Closure | 1985-01-01 | 20000 | Gasoline | COMPARTMENT A |  | Fiberglass Reinforced Plastic | Pressure | Double Walled | Fiberglass Reinforced Plastic | Removal | 2020-02-27
0-002493 | ALTO AUTOMOTIVE ENTERPRISES | 145 N MCCLINTOCK DR | TEMPE | AZ | 85281 | Maricopa | 1 | Perm Closure | 1969-01-01 | 10000 | Gasoline | COMPARTMENT A | Single Walled | Asphalt coated or Bare Steel | Suction - Check Valve at the Dispenser |  | Bare or Galvanized Steel | Removal | 1999-06-23
0-004250 | TEXACO #60-349-2078 | 5402 W GLENDALE AVE | GLENDALE | AZ | 85301 | Maricopa | 3 | Perm Closure | 1956-01-01 | 10000 | Gasoline | COMPARTMENT A |  | Asphalt coated or Bare Steel | Pressure |  |  | Removal | 1995-02-07
0-001216 | CIRCLE K #350 | 6759 E UNIVERSITY DR | MESA | AZ | 85205 | Maricopa | 5 | Perm Closure | 1994-10-12 | 10000 | Gasoline | COMPARTMENT A | Double Walled | Fiberglass Reinforced Plastic | Pressure | Double Walled | Fiberglass Reinforced Plastic | Removal | 2009-09-29
0-003278 | CIRCLE K STORE #9175 | 1961 S VAL VISTA DR | MESA | AZ | 85204 | Maricopa | 2 | Perm Closure | 1988-06-05 | 10000 | Gasoline | COMPARTMENT A |  | Fiberglass Reinforced Plastic | Pressure |  | Fiberglass Reinforced Plastic | Removal | 2020-01-08
0-005298 | UNOCAL #5530 | 5959 N GRANITE REEF RD | SCOTTSDALE | AZ | 85250 | Maricopa | 1 | Perm Closure | 1966-04-15 | 10000 | Gasoline | COMPARTMENT A | Double Walled | Asphalt coated or Bare Steel | Pressure |  | Fiberglass Reinforced Plastic | Removal | 1993-06-30
0-005287 | CONOCOPHILLIPS #254809 | 4247 W THOMAS RD | PHOENIX | AZ | 85019 | Maricopa | 4 | Perm Closure | 1984-04-15 | 550 | Used Oil/Waste Oil | COMPARTMENT A | Double Walled | Fiberglass Reinforced Plastic | Gravity Feed |  | Fiberglass Reinforced Plastic | Removal | 1994-09-30
0-005287 | CONOCOPHILLIPS #254809 | 4247 W THOMAS RD | PHOENIX | AZ | 85019 | Maricopa | 2 | Perm Closure | 1984-04-15 | 10000 | Gasoline | COMPARTMENT A | Double Walled | Fiberglass Reinforced Plastic | Pressure |  | Fiberglass Reinforced Plastic | Removal | 2003-08-19
0-005228 | U-HAUL #723-58 | 5024 W GLENDALE AVE | GLENDALE | AZ | 85301 | Maricopa | 3 | Perm Closure | 1983-04-04 | 500 | Used Oil/Waste Oil | COMPARTMENT A | Unknown | Fiberglass Reinforced Plastic |  |  |  | Removal | 1995-01-06
0-000218 | NU WESTERN CONSTRUCTION - FORMER | 5420 W MARYLAND AVE | GLENDALE | AZ | 85301 | Maricopa | 2 | Perm Closure | 1984-01-01 | 800 | Gasoline | COMPARTMENT A |  | Asphalt coated or Bare Steel |  |  |  | Removal | 1991-04-14
0-007156 | CROCKETTS UST FACILITY | 1007 E MARICOPA FWY | PHOENIX | AZ | 85034 | Maricopa | 3 | Perm Closure | 2005-06-17 | 1000 | Diesel | COMPARTMENT A | Double Walled | Asphalt coated or Bare Steel | Suction - Check Valve at the Tank Top |  | Bare or Galvanized Steel | Removal | 1990-11-28
0-000337 | PEP BOYS #738 | 7715 E MAIN ST | MESA | AZ | 85207 | Maricopa | 1 | Perm Closure | 1988-01-01 | 550 | Used Oil/Waste Oil | COMPARTMENT A | Double Walled | Fiberglass Reinforced Plastic |  |  |  | Removal | 1998-12-04
0-003876 | CITY OF PHOENIX - NORTH TRANSIT FACILITY | 2010 W DESERT COVE AVE | PHOENIX | AZ | 85029 | Maricopa | 15 | Perm Closure | 1979-01-01 | 6000 | New Oil | COMPARTMENT A | Double Walled | Fiberglass Reinforced Plastic |  |  |  | Removal | 2013-09-05
0-003876 | CITY OF PHOENIX - NORTH TRANSIT FACILITY | 2010 W DESERT COVE AVE | PHOENIX | AZ | 85029 | Maricopa | 19 | Open | 2013-09-05 | 20000 | Diesel | COMPARTMENT A | Double Walled | Fiberglass Reinforced Plastic | Pressure | Double Walled | Fiberglass Reinforced Plastic
0-003876 | CITY OF PHOENIX - NORTH TRANSIT FACILITY | 2010 W DESERT COVE AVE | PHOENIX | AZ | 85029 | Maricopa | 23 | Open | 2013-09-05 | 1000 | New Oil | COMPARTMENT A | Double Walled | Fiberglass Reinforced Plastic | Pressure | Double Walled | Fiberglass Reinforced Plastic
0-000513 | ARCO AM/PM #82802 | 2341 W BETHANY HOME RD | PHOENIX | AZ | 85015 | Maricopa | 4 | Open | 1989-03-19 | 12000 | Gasoline | COMPARTMENT A | Double Walled | Fiberglass Reinforced Plastic | Pressure |  | Fiberglass Reinforced Plastic
0-002394 | CITY OF PHOENIX - CIVIC PLAZA EAST PARKING GARAGE | 525 E WASHINGTON ST | PHOENIX | AZ | 85004 | Maricopa | 2 | Perm Closure | 1970-10-24 | 10000 | Diesel | COMPARTMENT A | Single Walled | Asphalt coated or Bare Steel | Pressure |  | Bare or Galvanized Steel | Removal | 1993-04-01
0-007337 | FORMER PERRYVILLE FEED STORE | 18635 W YUMA RD | GOODYEAR | AZ | 85338 | Maricopa | 4 | Perm Closure | 2005-06-17 | 2000 | Gasoline | COMPARTMENT A | Unknown | Unknown |  |  |  | Removal | 1991-07-01
0-004837 | CEMEX GLENDALE PLANT | 11920 W GLENDALE AVE | GLENDALE | AZ | 85307 | Maricopa | 3 | Perm Closure | 1969-01-01 | 10000 | Gasoline | COMPARTMENT A | Single Walled | Asphalt coated or Bare Steel |  |  |  | Removal | 1991-08-01
0-006455 | MOTOROLA 52ND ST - PARKING LOT | 5149 E MCDOWELL RD | PHOENIX | AZ | 85008 | Maricopa | 3 | Perm Closure | 1960-09-16 | 2000 | Gasoline | COMPARTMENT A | Unknown | Unknown |  |  |  | Removal | 1990-03-23
0-006455 | MOTOROLA 52ND ST - PARKING LOT | 5149 E MCDOWELL RD | PHOENIX | AZ | 85008 | Maricopa | 2 | Perm Closure | 1960-09-16 | 5000 | Gasoline | COMPARTMENT A | Unknown | Unknown |  |  |  | Removal | 1990-03-23
0-010319 | SUPERSTAR CARWASH | 21695 N LAKE PLEASANT PKWY | PEORIA | AZ | 85382 | Maricopa | 2 | Open | 2009-08-03 | 10000 | Gasoline | COMPARTMENT C | Double Walled | Composite (Steel/Fiberglass) | Pressure | Double Walled | Fiberglass Reinforced Plastic
0-005905 | FLYING J TRAVEL PLAZA |  | EHRENBERG |  |  | La Paz | 2 | Perm Closure | 1992-03-19 | 12000 | New Oil | COMPARTMENT A | Double Walled | Fiberglass Reinforced Plastic | Suction - Check Valve at the Tank Top | Double Walled | Fiberglass Reinforced Plastic | Removal | 2010-04-08
0-005905 | FLYING J TRAVEL PLAZA |  | EHRENBERG |  |  | La Paz | 3 | Perm Closure | 1992-03-19 | 12000 | New Oil | COMPARTMENT A | Double Walled | Fiberglass Reinforced Plastic | Gravity Feed | Double Walled | Fiberglass Reinforced Plastic | Removal | 2010-04-08
0-001338 | CIRCLE K #2700865 | 4605 W VALENCIA RD | TUCSON | AZ | 85757 | Pima | 3 | Perm Closure | 1977-01-01 | 6000 | Gasoline | COMPARTMENT A |  | Asphalt coated or Bare Steel | Pressure |  |  | Removal | 1998-10-13
0-003250 | EXXONMOBIL OIL CORP #10261 | 3501 W THUNDERBIRD RD | PHOENIX | AZ | 85053 | Maricopa | 3 | Perm Closure | 1972-01-01 | 6000 | Gasoline | COMPARTMENT A |  | Asphalt coated or Bare Steel | Pressure |  |  | Removal | 1987-06-02
0-003250 | EXXONMOBIL OIL CORP #10261 | 3501 W THUNDERBIRD RD | PHOENIX | AZ | 85053 | Maricopa | 8 | Perm Closure | 1987-06-01 | 12000 | Gasoline | COMPARTMENT A | Unknown | Fiberglass Reinforced Plastic | Pressure | Double Walled | Fiberglass Reinforced Plastic | Removal | 2005-08-19
0-003250 | EXXONMOBIL OIL CORP #10261 | 3501 W THUNDERBIRD RD | PHOENIX | AZ | 85053 | Maricopa | 5 | Perm Closure | 1987-06-01 | 1000 | Used Oil/Waste Oil | COMPARTMENT A | Unknown | Fiberglass Reinforced Plastic | Gravity Feed |  | Fiberglass Reinforced Plastic | Removal | 2005-08-19
0-006749 | FLAMINGO CAR WASH | 301 N SCOTTSDALE RD | SCOTTSDALE | AZ | 85257 | Maricopa | 4 | Perm Closure | 1998-08-17 | 12000 | Gasoline | COMPARTMENT A |  | Asphalt coated or Bare Steel | Pressure | Double Walled | Flexible | Removal | 2010-07-30
0-000086 | SPEEDY PIT STOP | 2817 N 7TH ST | PHOENIX | AZ | 85006 | Maricopa | 5 | Perm Closure | 1996-01-01 | 12000 | Gasoline | COMPARTMENT A | Double Walled | Fiberglass Reinforced Plastic | Pressure | Double Walled | Fiberglass Reinforced Plastic | Removal | 2016-08-25
0-000086 | SPEEDY PIT STOP | 2817 N 7TH ST | PHOENIX | AZ | 85006 | Maricopa | 6 | Perm Closure | 1996-01-01 | 12000 | Gasoline | COMPARTMENT A | Double Walled | Fiberglass Reinforced Plastic | Pressure | Double Walled | Fiberglass Reinforced Plastic | Removal | 2016-08-25
0-001258 | CIRCLE K #2700580 | 5818 S PALO VERDE RD | TUCSON | AZ | 85706 | Pima | 3 | Open | 1998-06-26 | 12000 | Gasoline | COMPARTMENT A | Double Walled | Fiberglass Reinforced Plastic | Pressure | Double Walled | Fiberglass Reinforced Plastic
0-001355 | CIRCLE K #1024 | 13780 N SANDARIO RD | MARANA | AZ | 85653 | Pima | 2 | Perm Closure | 1977-01-01 | 10000 | Gasoline | COMPARTMENT A |  | Asphalt coated or Bare Steel |  |  |  | Removal | 1987-11-23
0-001355 | CIRCLE K #1024 | 13780 N SANDARIO RD | MARANA | AZ | 85653 | Pima | 3 | Perm Closure | 1977-01-01 | 4000 | Gasoline | COMPARTMENT A |  | Asphalt coated or Bare Steel |  |  |  | Removal | 1987-11-23
0-005236 | U-HAUL #723-26 | 4007 E CAMELBACK RD | PHOENIX | AZ | 85018 | Maricopa | 1 | Perm Closure | 1982-04-29 | 10000 | Gasoline | COMPARTMENT A | Double Walled | Asphalt coated or Bare Steel |  |  |  | Removal | 1989-07-01
0-005080 | ALVERNON SELF SERVE | 1550 S ALVERNON WAY | TUCSON | AZ | 85711 | Pima | 6 | Perm Closure | 1986-04-01 | 12000 | Gasoline | COMPARTMENT A | Double Walled | Composite (Steel/Fiberglass) | Pressure | Double Walled | Fiberglass Reinforced Plastic | Removal | 2014-08-05
0-000571 | AT&T - APACHE JUNCTION AZ1750 | 3950 N USERY PASS RD | MESA | AZ | 85207 | Maricopa | 1 | Perm Closure | 1960-01-01 | 10000 | Diesel | COMPARTMENT A |  | Asphalt coated or Bare Steel | Suction - Check Valve at the Tank Top | Single Walled | Bare or Galvanized Steel | Closed in Place | 1994-10-03
0-007814 | TREJO OIL COMPANY |  | CASA GRANDE |  |  | Pinal | 1 | Perm Closure | 2005-06-17 |  | Unidentified | COMPARTMENT A | Unknown | Unknown |  |  |  | Removal | 1989-03-31
0-003914 | PINAL COUNTY - HIGHWAY DEPARTMENT | 32 N BROWN AVE | CASA GRANDE | AZ | 85122 | Pinal | 2 | Perm Closure | 1953-01-01 | 10000 | Gasoline (UL) | COMPARTMENT A | Single Walled | Asphalt coated or Bare Steel | Suction - Check Valve at the Tank Top | Single Walled | Bare or Galvanized Steel | Removal | 1997-04-18
0-003197 | CIRCLE K STORE #2709173 | 1817 W BASELINE RD | MESA | AZ | 85202 | Maricopa | 3 | Perm Closure | 2005-06-17 | 12000 | Gasoline | COMPARTMENT A |  | Asphalt coated or Bare Steel | Pressure |  |  | Removal | 1987-07-02
0-004186 | HOLY HOPE CEMETARY | 3555 N ORACLE RD | TUCSON | AZ | 85705 | Pima | 2 | Perm Closure | 1966-01-01 | 550 | Gasoline | COMPARTMENT A | Single Walled | Asphalt coated or Bare Steel | Pressure |  |  | Removal | 1996-04-01
0-000869 | TEXACO #60-349-0327 | 10820 E APACHE TRL | MESA | AZ | 85120 | Maricopa | 3 | Perm Closure | 1985-01-01 | 20000 | Gasoline | COMPARTMENT A | Double Walled | Fiberglass Reinforced Plastic | Pressure |  | Fiberglass Reinforced Plastic | Removal | 1994-06-01
0-000324 | JIM NEWTONS AUTOMOTIVE | 11721 NW GRAND AVE | EL MIRAGE | AZ | 85335 | Maricopa | 3 | Perm Closure | 1969-01-01 | 1000 | Gasoline | COMPARTMENT A | Single Walled | Asphalt coated or Bare Steel |  |  |  | Removal | 1989-08-30
0-000668 | SPEEDWAY STORE #2954 | 895 S 4TH AVE | YUMA | AZ | 85364 | Yuma | 3 | Perm Closure | 1975-01-01 | 10000 | Gasoline | COMPARTMENT A |  | Fiberglass Reinforced Plastic |  |  |  | Removal | 1989-10-01
0-000882 | CIRCLE K STORE #2706660 | 2005 W BROADWAY RD | MESA | AZ | 85202 | Maricopa | 5 | Open | 1997-08-14 | 12000 | Gasoline | COMPARTMENT A | Double Walled | Fiberglass Reinforced Plastic | Pressure | Double Walled | Fiberglass Reinforced Plastic
0-002329 | AUTOSSEY CAR CARE | 4931 W INDIAN SCHOOL RD | PHOENIX | AZ | 85031 | Maricopa | 1 | Perm Closure | 2005-06-17 | 500 | Used Oil/Waste Oil | COMPARTMENT A | Single Walled | Asphalt coated or Bare Steel |  |  |  | Removal | 1994-02-25
0-001933 | MIAMI COMMERCIAL |  | MIAMI |  |  | Gila | 3 | Perm Closure | 2005-06-17 | 8000 | Gasoline | COMPARTMENT A |  | Asphalt coated or Bare Steel |  |  |  | Removal | 1990-04-04
0-001388 | CIRCLE K #1249 | 4901 N 1ST AVE | TUCSON | AZ | 85718 | Pima | 2 | Perm Closure | 1977-01-01 | 10000 | Gasoline | COMPARTMENT A |  | Asphalt coated or Bare Steel | Pressure |  |  | Removal | 1997-12-16
0-009274 | CASTLE ROCK SHORES TRAILER PARK | 5220 N HIGHWAY 95 | PARKER | AZ | 85344 | La Paz | 2 | Perm Closure | 1981-01-01 | 6000 | Gasoline | COMPARTMENT A | Double Walled | Fiberglass Reinforced Plastic | Pressure |  |  | Removal | 1999-04-08
0-002971 | AIRGAS USA, LLC | 301 S 45TH AVE | PHOENIX | AZ | 85043 | Maricopa | 1 | Perm Closure | 1976-01-01 | 10000 | Diesel | COMPARTMENT A | Single Walled | Asphalt coated or Bare Steel |  |  |  | Removal | 1986-02-01
0-006063 | METEOR CRATER GAS STATION |  | METEOR CITY |  |  | Coconino | 5 | Open | 2018-06-06 | 10000 | Gasoline (UL) | COMPARTMENT A | Double Walled | Fiberglass Reinforced Plastic | Pressure | Double Walled | Fiberglass Reinforced Plastic
0-006063 | METEOR CRATER GAS STATION |  | METEOR CITY |  |  | Coconino | 4 | Open | 2018-06-06 | 10000 | Gasoline (UL) | COMPARTMENT A | Double Walled | Fiberglass Reinforced Plastic | Pressure | Double Walled | Fiberglass Reinforced Plastic
0-004075 | BELL GAS #450 | 49998 EHRENBERG POSTON HWY | EHRENBERG | AZ | 85334 | La Paz | 5 | Open | 1997-11-15 | 10000 | Gasoline | COMPARTMENT A | Double Walled | Asphalt coated or Bare Steel | Pressure | Double Walled | Fiberglass Reinforced Plastic
0-001602 | FAMILY DOLLAR #5168 | 901 W ROUTE 66 | WILLIAMS | AZ | 86046 | Coconino | 4 | Perm Closure | 2005-06-17 | 10000 | Gasoline | COMPARTMENT A |  | Asphalt coated or Bare Steel |  |  |  | Removal | 1996-02-06
0-005260 | UNOCAL #0216 | 1322 E ROUTE 66 | FLAGSTAFF | AZ | 86001 | Coconino | 2 | Perm Closure | 1958-01-01 | 20000 | Gasoline | COMPARTMENT A |  | Asphalt coated or Bare Steel |  |  |  | Removal | 1996-10-01
0-002534 | WAHWEAP SINCLAIR STATION | 100 LAKESHORE DR | PAGE | AZ | 86040 | Coconino | 14 | Perm Closure | 1974-01-01 | 550 | Used Oil/Waste Oil | COMPARTMENT A |  | Asphalt coated or Bare Steel |  |  |  | Removal | 1986-10-02
0-002534 | WAHWEAP SINCLAIR STATION | 100 LAKESHORE DR | PAGE | AZ | 86040 | Coconino | 2 | Open | 1987-04-01 | 20000 | Gasoline (UL) | COMPARTMENT A | Double Walled | Fiberglass Reinforced Plastic | Pressure | Single Walled | Fiberglass Reinforced Plastic
0-003510 | SEI FED MART #02 | 101 N 16TH AVE | YUMA | AZ | 85364 | Yuma | 2 | Perm Closure | 1969-01-01 | 12000 | Gasoline | COMPARTMENT A |  | Asphalt coated or Bare Steel | Pressure |  |  | Removal | 1994-01-12
0-003510 | SEI FED MART #02 | 101 N 16TH AVE | YUMA | AZ | 85364 | Yuma | 1 | Perm Closure | 1969-01-01 | 12000 | Gasoline | COMPARTMENT A |  | Asphalt coated or Bare Steel | Pressure |  | Fiberglass Reinforced Plastic | Removal | 1994-01-12
0-001697 | HORNE FORD | 1777 TUCSON-NOGALES HWY | NOGALES | AZ | 85621 | Santa Cruz | 1 | Perm Closure | 1970-01-01 | 10000 | Gasoline | COMPARTMENT A | Single Walled | Asphalt coated or Bare Steel |  |  |  | Removal | 1988-11-15
0-007304 | GROUP 9 DESIGN & BUILD | 1468 W MIRACLE MILE | TUCSON | AZ | 85705 | Pima | 1 | Perm Closure | 1972-01-01 | 2000 | Gasoline | COMPARTMENT A | Unknown | Asphalt coated or Bare Steel | Suction - Check Valve at the Tank Top |  | Bare or Galvanized Steel | Removal | 1992-03-11
0-000945 | CARIOCA #35 | 2623 W DUNLAP AVE | PHOENIX | AZ | 85021 | Maricopa | 6 | Perm Closure | 1989-01-01 | 10000 | Gasoline | COMPARTMENT A | Double Walled | Composite (Steel/Fiberglass) | Pressure | Double Walled | Fiberglass Reinforced Plastic | Removal | 2020-10-06
0-000945 | CARIOCA #35 | 2623 W DUNLAP AVE | PHOENIX | AZ | 85021 | Maricopa | 8 | Perm Closure | 1989-01-01 | 10000 | Diesel | COMPARTMENT A | Double Walled | Composite (Steel/Fiberglass) | Pressure | Double Walled | Fiberglass Reinforced Plastic | Removal | 2020-10-06
0-000092 | ARIZONA AIR NATIONAL GUARD - 161ST AIR REFUELING | 2001 S 32ND ST | PHOENIX | AZ | 85034 | Maricopa | 10 | Perm Closure | 1979-01-01 | 4000 | Jet Fuel | COMPARTMENT A | Single Walled | Fiberglass Reinforced Plastic | Gravity Feed | Single Walled | Bare or Galvanized Steel | Removal | 1991-01-01
0-004985 | MESA FUEL CO | 1850 S SOLOMON | MESA | AZ | 85204 | Maricopa | 5 | Perm Closure | 1986-01-01 | 6000 | New Oil | COMPARTMENT A | Unknown | Fiberglass Reinforced Plastic | Pressure |  | Fiberglass Reinforced Plastic | Removal | 1998-08-18
0-004985 | MESA FUEL CO | 1850 S SOLOMON | MESA | AZ | 85204 | Maricopa | 7 | Perm Closure | 1986-01-01 | 4000 | New Oil | COMPARTMENT A | Unknown | Fiberglass Reinforced Plastic | Suction - Check Valve at the Tank Top |  | Fiberglass Reinforced Plastic | Removal | 1998-04-29
0-004985 | MESA FUEL CO | 1850 S SOLOMON | MESA | AZ | 85204 | Maricopa | 11 | Perm Closure | 1986-01-01 | 4000 | Used Oil/Waste Oil | COMPARTMENT A | Unknown | Fiberglass Reinforced Plastic | Gravity Feed |  | Fiberglass Reinforced Plastic | Removal | 1998-04-29
0-001942 | LEELAND FRIENDLY SHOPPER | 224 E MONROE AVE | BUCKEYE | AZ | 85326 | Maricopa | 2 | Perm Closure | 1974-01-01 | 3000 | Gasoline | COMPARTMENT A |  | Asphalt coated or Bare Steel |  |  |  | Removal | 1996-04-03
0-006871 | BOGLE FARM - MAINTENANCE SHOP |  | CHANDLER |  |  | Maricopa | 4 | Perm Closure | 1945-01-01 | 500 | Gasoline | COMPARTMENT A | Double Walled | Asphalt coated or Bare Steel | Suction - Check Valve at the Tank Top |  | Bare or Galvanized Steel | Removal | 1990-02-01
0-001896 | VACANT LOT | 2427 W NORTHERN AVE | PHOENIX | AZ | 85021 | Maricopa | 1 | Perm Closure | 1964-01-01 | 8000 | Gasoline | COMPARTMENT A |  | Asphalt coated or Bare Steel | Pressure |  |  | Removal | 1999-01-27
0-010415 | HANGARS AT KNUDSEN CORPORATE CENTER | 1825 W KNUDSEN DR | PHOENIX | AZ | 85027 | Maricopa | 1 | Open | 2008-10-01 | 15000 | Jet Fuel | COMPARTMENT A | Double Walled | Fiberglass Reinforced Plastic | Suction - Check Valve at the Tank Top | Double Walled | Fiberglass Reinforced Plastic
0-005711 | SALVATION ARMY | 1524 S CENTRAL AVE | PHOENIX | AZ | 85004 | Maricopa | 2 | Perm Closure | 1971-05-09 | 4000 | Gasoline | COMPARTMENT A | Unknown | Asphalt coated or Bare Steel |  |  |  | Removal | 1989-11-15
0-003135 | TONY'S AUTO SERVICE CENTER | 5602 E THOMAS RD | PHOENIX | AZ | 85018 | Maricopa | 2 | Perm Closure | 1956-03-28 | 4000 | Gasoline | COMPARTMENT A | Unknown | Asphalt coated or Bare Steel |  |  |  | Removal | 1989-11-14
0-000651 | AJ BAYLESS WAREHOUSE | 111 E BUCKEYE RD | PHOENIX | AZ | 85004 | Maricopa | 4 | Perm Closure | 1972-01-01 | 6000 | Gasoline | COMPARTMENT A |  | Asphalt coated or Bare Steel |  |  |  | Removal | 1988-10-18
0-001522 | CIRCLE K #3751 | 12839 N CAVE CREEK RD | PHOENIX | AZ | 85022 | Maricopa | 1 | Perm Closure | 1972-01-01 | 6000 | Gasoline | COMPARTMENT A |  | Asphalt coated or Bare Steel | Pressure |  | Fiberglass Reinforced Plastic | Removal | 1999-02-19
0-001522 | CIRCLE K #3751 | 12839 N CAVE CREEK RD | PHOENIX | AZ | 85022 | Maricopa | 2 | Perm Closure | 1972-01-01 | 6000 | Gasoline | COMPARTMENT A |  | Asphalt coated or Bare Steel | Pressure |  | Fiberglass Reinforced Plastic | Removal | 1999-02-19
0-010534 | QUIKTRIP #468 | 11309 GRAND AVE | YOUNGTOWN | AZ | 85363 | Maricopa | 1 | Open | 2015-03-20 | 10000 | Diesel | COMPARTMENT A | Double Walled | Fiberglass Reinforced Plastic | Pressure | Double Walled | Flexible
0-006481 | VALLEY AUTO REPAIR | 693 W 4TH ST | BENSON | AZ | 85602 | Cochise | 2 | Perm Closure | 2005-06-17 | 3000 | Diesel | COMPARTMENT A | Double Walled | Asphalt coated or Bare Steel | Suction - Check Valve at the Dispenser |  | Bare or Galvanized Steel | Removal | 2002-05-29
0-006481 | VALLEY AUTO REPAIR | 693 W 4TH ST | BENSON | AZ | 85602 | Cochise | 3 | Perm Closure | 2005-06-17 | 6000 | Used Oil/Waste Oil | COMPARTMENT A | Double Walled | Asphalt coated or Bare Steel | Suction - Check Valve at the Dispenser |  | Bare or Galvanized Steel | Removal | 2002-05-29
0-003437 | C&M SERVICE CENTER | 1401 E ASH ST | GLOBE | AZ | 85501 | Gila | 3 | Perm Closure | 1942-01-01 | 4000 | Gasoline | COMPARTMENT A |  | Asphalt coated or Bare Steel | Suction - Check Valve at the Tank Top |  | Bare or Galvanized Steel | Removal | 1996-11-19
0-001971 | EVEREADY ELECTRIC CO | 7019 N 53RD AVE | GLENDALE | AZ | 85301 | Maricopa | 1 | Perm Closure | 1973-01-01 | 1000 | Gasoline | COMPARTMENT A |  | Asphalt coated or Bare Steel |  |  |  | Removal | 1988-10-20
0-003644 | CIRCLE K #2705291 | 1995 S ARIZONA AVE | CHANDLER | AZ | 85286 | Maricopa | 2 | Open | 1988-01-01 | 15000 | Gasoline | COMPARTMENT A | Single Walled | Fiberglass Reinforced Plastic | Pressure | Single Walled | Fiberglass Reinforced Plastic
0-005939 | DESERT MOUNTAIN - COCHISE | 10333 E ROCKAWAY HILLS DR | SCOTTSDALE | AZ | 85262 | Maricopa | 1 | Perm Closure | 1986-12-18 | 550 | Gasoline | COMPARTMENT A | Double Walled | Fiberglass Reinforced Plastic | Suction - Check Valve at the Tank Top |  | Bare or Galvanized Steel | Removal | 1994-07-19
0-010024 | FOWLER SCHOOL DISTRICT TRANSPORTATION | 1617 S 67TH AVE | PHOENIX | AZ | 85043 | Maricopa | 1 | Open | 1990-01-01 | 550 | Used Oil/Waste Oil | COMPARTMENT A | Double Walled | Fiberglass Reinforced Plastic | Gravity Feed |  | Fiberglass Reinforced Plastic
0-004580 | SONOITA MERCANTILE WATER SYSTEM | 3235 STATE HIGHWAY 83 | SONOITA | AZ | 85637 | Santa Cruz | 3 | Perm Closure | 1979-01-01 | 4000 | Gasoline | COMPARTMENT A | Single Walled | Asphalt coated or Bare Steel |  |  |  | Removal | 1994-07-11
0-003905 | PIMA COUNTY - AVRA VALLEY AIRPORT | 11700 W AVRA VALLEY RD | MARANA | AZ | 85653 | Pima | 4 | Perm Closure | 1968-01-01 | 500 | Diesel | COMPARTMENT A | Single Walled | Asphalt coated or Bare Steel | Pressure |  | Bare or Galvanized Steel | Removal | 1991-09-16
0-003905 | PIMA COUNTY - AVRA VALLEY AIRPORT | 11700 W AVRA VALLEY RD | MARANA | AZ | 85653 | Pima | 1 | Perm Closure | 1970-01-01 | 10000 | Gasoline | COMPARTMENT A | Single Walled | Asphalt coated or Bare Steel | Pressure |  | Bare or Galvanized Steel | Removal | 1991-09-16
0-000187 | ARIVACA MERCANTILE | 17180 W ARIVACA RD | ARIVACA | AZ | 85601 | Pima | 1 | Perm Closure | 1956-04-17 | 2000 | Gasoline | COMPARTMENT A | Single Walled | Asphalt coated or Bare Steel | Pressure |  |  | Removal | 1994-09-15
0-000187 | ARIVACA MERCANTILE | 17180 W ARIVACA RD | ARIVACA | AZ | 85601 | Pima | 3 | Perm Closure | 1981-04-17 | 4000 | Gasoline | COMPARTMENT A | Single Walled | Asphalt coated or Bare Steel | Pressure |  |  | Removal | 1994-09-15
0-008161 | USDOI NWF - SIPE WILDLIFE REFUGE AREA - VISTOR CENTER |  | NUTRIOSO |  |  | Apache | 1 | Perm Closure | 2005-06-17 | 1000 | Gasoline | COMPARTMENT A |  | Asphalt coated or Bare Steel | Suction - Check Valve at the Tank Top |  | Bare or Galvanized Steel | Removal | 1993-03-17
0-003328 | CENTURYLINK | 1255 W GLENN ST | TUCSON | AZ | 85705 | Pima | 1 | Perm Closure | 1970-01-15 | 20000 | Gasoline | COMPARTMENT A | Double Walled | Asphalt coated or Bare Steel | Pressure |  |  | Removal | 1996-01-30
0-003547 | ODOM'S INC | 327 N 1ST ST | BUCKEYE | AZ | 85326 | Maricopa | 1 | Perm Closure | 1976-01-08 | 1500 | Gasoline | COMPARTMENT A | Double Walled | Asphalt coated or Bare Steel |  |  |  | Removal | 1989-01-02
0-007705 | DATELAND AIRFIELD GAS REPLACEMENT |  | DATELAND |  |  | Yuma | 4 | Perm Closure | 1943-01-01 | 1500 | (Null) | COMPARTMENT A | Single Walled | Concrete | Gravity Feed |  | Bare or Galvanized Steel | Removal | 1995-01-30
0-007705 | DATELAND AIRFIELD GAS REPLACEMENT |  | DATELAND |  |  | Yuma | 8 | Perm Closure | 1943-01-01 | 250 | Unidentified | COMPARTMENT A | Single Walled | Asphalt coated or Bare Steel |  |  |  | Removal | 1995-01-25
0-007705 | DATELAND AIRFIELD GAS REPLACEMENT |  | DATELAND |  |  | Yuma | 15 | Perm Closure | 1943-01-01 | 750 | (Null) | COMPARTMENT A | Single Walled | Concrete | Gravity Feed |  | Bare or Galvanized Steel | Removal | 1995-02-07
0-007705 | DATELAND AIRFIELD GAS REPLACEMENT |  | DATELAND |  |  | Yuma | 16 | Perm Closure | 1943-01-01 | 25000 | Diesel | COMPARTMENT A | Single Walled | Concrete | Gravity Feed |  | Bare or Galvanized Steel | Removal | 1995-02-23
0-008872 | GPM #4599 | 7060 E BASELINE RD | MESA | AZ | 85209 | Maricopa | 1 | Open | 1995-12-13 | 15000 | Gasoline (UL) | COMPARTMENT A | Double Walled | Fiberglass Reinforced Plastic | Pressure | Double Walled | Fiberglass Reinforced Plastic
0-004980 | COCA COLA BOTTLING CO | 1850 W ELLIOT RD | TEMPE | AZ | 85284 | Maricopa | 8 | Perm Closure | 1986-03-01 | 550 | New Oil | COMPARTMENT A | Double Walled | Fiberglass Reinforced Plastic |  |  |  | Removal | 1991-07-17
0-008862 | LONE CACTUS LANDFILL | 21402 N 7TH ST | PHOENIX | AZ | 85024 | Maricopa | 3 | Perm Closure | 1990-08-01 | 3000 | Gasoline | COMPARTMENT A | Unknown | Fiberglass Reinforced Plastic | Pressure |  | Fiberglass Reinforced Plastic | Removal | 1999-03-19
0-003987 | VACANT LAND | 215 N MCQUEEN RD | CHANDLER | AZ | 85225 | Maricopa | 3 | Perm Closure | 1975-01-01 | 12000 | Gasoline | COMPARTMENT A | Single Walled | Asphalt coated or Bare Steel | Pressure |  | Fiberglass Reinforced Plastic | Removal | 1996-07-10
0-000527 | ARCO #1514 | 3202 E VAN BUREN ST | PHOENIX | AZ | 85008 | Maricopa | 4 | Perm Closure | 1968-01-01 | 550 | Used Oil/Waste Oil | COMPARTMENT A |  | Asphalt coated or Bare Steel |  |  |  | Removal | 1985-04-01
0-000527 | ARCO #1514 | 3202 E VAN BUREN ST | PHOENIX | AZ | 85008 | Maricopa | 9 | Open | 1994-10-05 | 10000 | Diesel | COMPARTMENT A | Double Walled | Fiberglass Reinforced Plastic | Pressure | Double Walled | Fiberglass Reinforced Plastic
0-001875 | EXXON #7-1674 | 4752 E INDIAN SCHOOL RD | PHOENIX | AZ | 85018 | Maricopa | 4 | Perm Closure | 1966-01-01 | 550 | Used Oil/Waste Oil | COMPARTMENT A |  | Asphalt coated or Bare Steel |  |  |  | Removal | 1991-01-15
0-001875 | EXXON #7-1674 | 4752 E INDIAN SCHOOL RD | PHOENIX | AZ | 85018 | Maricopa | 3 | Perm Closure | 1966-01-01 | 8000 | Gasoline | COMPARTMENT A |  | Asphalt coated or Bare Steel |  |  |  | Removal | 1991-01-15
0-002882 | SIERRA SERVICE STATION | 296 E FRY BLVD | SIERRA VISTA | AZ | 85635 | Cochise | 5 | Perm Closure | 1990-06-12 | 10000 | Gasoline | COMPARTMENT A | Double Walled | Fiberglass Reinforced Plastic | Pressure |  | Fiberglass Reinforced Plastic | Removal | 2017-06-02
0-002882 | SIERRA SERVICE STATION | 296 E FRY BLVD | SIERRA VISTA | AZ | 85635 | Cochise | 4 | Perm Closure | 1976-01-01 | 10000 | Gasoline | COMPARTMENT A |  | Asphalt coated or Bare Steel |  |  |  | Removal | 1990-05-01
0-002882 | SIERRA SERVICE STATION | 296 E FRY BLVD | SIERRA VISTA | AZ | 85635 | Cochise | 6 | Perm Closure | 1990-06-12 | 10000 | Gasoline | COMPARTMENT A | Double Walled | Fiberglass Reinforced Plastic | Pressure |  | Fiberglass Reinforced Plastic | Removal | 2017-06-02
0-007845 | CRANE ELEMENTARY SCHOOL DISTRICT | 4250 W 16TH ST | YUMA | AZ | 85364 | Yuma | 2 | Perm Closure | 1980-01-01 | 3000 | Diesel | COMPARTMENT A | Unknown | Asphalt coated or Bare Steel | Suction - Check Valve at the Tank Top |  | Bare or Galvanized Steel | Removal | 1993-06-30
0-004249 | FLORENCE CHEVRON | 320 W FLORENCE BLVD | CASA GRANDE | AZ | 85122 | Pinal | 5 | Perm Closure | 1989-07-01 | 6000 | Gasoline (PUL) | COMPARTMENT A | Double Walled | Fiberglass Reinforced Plastic | Pressure |  | Fiberglass Reinforced Plastic | Removal | 2017-12-13
0-001671 | COULTER CADILLAC INC | 1188 E CAMELBACK RD | PHOENIX | AZ | 85014 | Maricopa | 1 | Perm Closure | 1979-02-22 | 10000 | Gasoline | COMPARTMENT A | Single Walled | Asphalt coated or Bare Steel | Suction - Check Valve at the Tank Top |  |  | Removal | 1992-10-29
0-002320 | WIGWAM GOLF COURSE - EAST | 585 E BIRD LN | LITCHFIELD PARK | AZ | 85340 | Maricopa | 2 | Perm Closure | 1980-04-30 | 500 | Diesel | COMPARTMENT A | Single Walled | Asphalt coated or Bare Steel |  |  |  | Removal | 1990-07-17
0-004016 | QUALITY BLOCK CO | 3035 S 35TH AVE | PHOENIX | AZ | 85009 | Maricopa | 3 | Perm Closure | 1980-03-05 | 5000 | Gasoline | COMPARTMENT A | Unknown | Asphalt coated or Bare Steel | Pressure |  |  | Removal | 1992-12-23
0-001883 | EXXON #7-2472 | 12042 N CAVE CREEK RD | PHOENIX | AZ | 85020 | Maricopa | 3 | Perm Closure | 1969-01-01 | 10000 | Gasoline | COMPARTMENT A |  | Asphalt coated or Bare Steel |  |  |  | Removal | 1988-01-01
0-007058 | WINSLOW UNIFIED SCHOOL DISTRICT - MAINTENANCE SHOP/BUS | 500 E CHERRY ST | WINSLOW | AZ | 86047 | Navajo | 1 | Perm Closure | 1979-10-01 | 1000 | Gasoline | COMPARTMENT A | Unknown | Asphalt coated or Bare Steel |  |  |  | Removal | 1992-01-16
0-004942 | TEXACO #60-34-0050 | 915 E BASELINE RD | TEMPE | AZ | 85283 | Maricopa | 1 | Perm Closure | 1971-05-08 | 8000 | Gasoline | COMPARTMENT A | Unknown | Asphalt coated or Bare Steel |  |  |  | Removal | 1988-06-01
0-010465 | QUIKTRIP #432 | 4075 S 32ND ST | PHOENIX | AZ | 85040 | Maricopa | 2 | Open | 2012-10-18 | 20000 | Gasoline | COMPARTMENT A | Double Walled | Fiberglass Reinforced Plastic | Pressure | Double Walled | Fiberglass Reinforced Plastic
0-010501 | SAM'S CLUB #4856 | 2425 E FLORENCE BLVD | CASA GRANDE | AZ | 85194 | Pinal | 3 | Perm Closure | 2013-10-23 | 8000 | Diesel | COMPARTMENT B | Double Walled | Fiberglass Reinforced Plastic | Pressure | Double Walled | Flexible | Removal | 2018-07-26
0-001521 | CIRCLE K #2703746 | 12201 N CAVE CREEK RD | PHOENIX | AZ | 85022 | Maricopa | 2 | Open | 1983-01-01 | 10000 | Gasoline (PUL) | COMPARTMENT A | Single Walled | Fiberglass Reinforced Plastic | Pressure |  | Fiberglass Reinforced Plastic
0-009464 | CIRCLE K #2705573 | 8319 W BELL RD | PEORIA | AZ | 85382 | Maricopa | 4 | Open | 1999-01-19 | 15000 | Gasoline | COMPARTMENT A | Double Walled | Fiberglass Reinforced Plastic | Pressure | Double Walled | Fiberglass Reinforced Plastic
0-009768 | CIRCLE K #2705594 | 2425 ADOBE RD | BULLHEAD CITY | AZ | 86442 | Mohave | 3 | Open | 2001-06-19 | 15000 | Diesel | COMPARTMENT A | Double Walled | Fiberglass Reinforced Plastic | Pressure | Double Walled | Fiberglass Reinforced Plastic
0-005665 | CIRCLE K #2707964 | 1002 N 35TH AVE | PHOENIX | AZ | 85009 | Maricopa | 1 | Open | 1986-06-28 | 10000 | Gasoline | COMPARTMENT A | Double Walled | Fiberglass Reinforced Plastic | Pressure |  | Fiberglass Reinforced Plastic
0-005970 | CIRCLE K #2708692 | 2524 W THUNDERBIRD RD | PHOENIX | AZ | 85023 | Maricopa | 1 | Open | 1987-02-25 | 10000 | Gasoline | COMPARTMENT A | Double Walled | Fiberglass Reinforced Plastic | Pressure |  | Fiberglass Reinforced Plastic
0-008610 | FLYING J TRAVEL PLAZA #612 | 400 TRANSCON LN | WINSLOW | AZ | 86047 | Navajo | 3 | Open | 1995-01-25 | 20000 | Diesel | COMPARTMENT A | Double Walled | Fiberglass Reinforced Plastic | Pressure | Double Walled | Fiberglass Reinforced Plastic
0-009232 | FASTRIP FOOD STORE #9915/9916 | 1620 N PINAL AVE | CASA GRANDE | AZ | 85122 | Pinal | 1 | Open | 1997-11-02 | 12000 | Gasoline | COMPARTMENT A | Double Walled | Fiberglass Reinforced Plastic | Pressure | Double Walled | Fiberglass Reinforced Plastic
0-009232 | FASTRIP FOOD STORE #9915/9916 | 1620 N PINAL AVE | CASA GRANDE | AZ | 85122 | Pinal | 5 | Open | 1997-11-02 | 12000 | Diesel | COMPARTMENT A | Double Walled | Fiberglass Reinforced Plastic | Pressure | Double Walled | Fiberglass Reinforced Plastic
0-008986 | FEDERAL COURTHOUSE/TEXACO |  | PHOENIX |  |  | Maricopa | 1 | Perm Closure | 2005-06-17 | 250 | Used Oil/Waste Oil | COMPARTMENT A | Double Walled | Asphalt coated or Bare Steel |  |  |  | Removal | 1997-10-29
0-008986 | FEDERAL COURTHOUSE/TEXACO |  | PHOENIX |  |  | Maricopa | 6 | Perm Closure | 2005-06-17 | 700 | Gasoline | COMPARTMENT A | Double Walled | Asphalt coated or Bare Steel |  |  |  | Removal | 1997-10-29
0-008986 | FEDERAL COURTHOUSE/TEXACO |  | PHOENIX |  |  | Maricopa | 3 | Perm Closure | 2005-06-17 | 700 | Gasoline | COMPARTMENT A | Double Walled | Asphalt coated or Bare Steel |  |  |  | Removal | 1997-10-29
0-008111 | 6TH ST CARDLOCK | 2453 S 6TH ST | PHOENIX | AZ | 85004 | Maricopa | 1 | Open | 1992-12-01 | 12000 | Diesel | COMPARTMENT A | Double Walled | Composite (Steel/Fiberglass) | Pressure | Single Walled | Fiberglass Reinforced Plastic
0-009713 | BASELINE CARDLOCK & TANK WAGON | 822 E BASELINE RD | MESA | AZ | 85204 | Maricopa | 5 | Open | 2018-08-13 | 30000 | Red Diesel | COMPARTMENT A | Double Walled | Polyethylene Jacketed Steel
0-008423 | FORMER 107TH AIR CONTROL SQUADRON | 2025 N 52ND ST | PHOENIX | AZ | 85008 | Maricopa | 1 | Perm Closure | 1978-01-01 | 4000 | Diesel | COMPARTMENT A | Double Walled | Fiberglass Reinforced Plastic | Pressure |  | Bare or Galvanized Steel | Removal | 1998-10-14
0-003512 | NEWBERY INDUSTRIAL-A DIV OF NEW | 4240 S FAIR AVE | TUCSON | AZ | 85714 | Pima | 5 | Perm Closure | 1958-01-01 | 500 | Gasoline | COMPARTMENT A |  | Asphalt coated or Bare Steel |  |  |  | Closed in Place | 1982-06-01
0-003512 | NEWBERY INDUSTRIAL-A DIV OF NEW | 4240 S FAIR AVE | TUCSON | AZ | 85714 | Pima | 4 | Perm Closure | 1958-01-01 | 1000 | Gasoline | COMPARTMENT A |  | Asphalt coated or Bare Steel |  |  |  | Closed in Place | 1982-06-01
0-009119 | PHILLIP POLK FACILITY | 4749 E BASELINE RD | PHOENIX | AZ | 85042 | Maricopa | 1 | Perm Closure | 2005-06-17 | 5000 | Gasoline | COMPARTMENT A | Unknown | Unknown | Suction - Check Valve at the Tank Top |  | Fiberglass Reinforced Plastic | Removal | 1998-07-07
0-004762 | SAL SUCATO | 4111 E WINSLOW AVE | PHOENIX | AZ | 85040 | Maricopa | 3 | Perm Closure | 1970-02-27 | 4000 | Gasoline | COMPARTMENT A | Unknown | Asphalt coated or Bare Steel |  |  |  | Removal | 1986-01-01
0-000670 | BELL CONCRETE INC | 2210 W SHANGRI LA RD | PHOENIX | AZ | 85029 | Maricopa | 3 | Perm Closure | 1976-01-01 | 1000 | Diesel | COMPARTMENT A |  | Asphalt coated or Bare Steel |  |  |  | Removal | 1989-08-05
0-010481 | FIESTA DISTRICT POLICE STATION | 1010 W GROVE AVE | MESA | AZ | 85210 | Maricopa | 1 | Open | 2012-11-01 | 15000 | Gasoline | COMPARTMENT A | Double Walled | Fiberglass Reinforced Plastic | Pressure | Double Walled | Fiberglass Reinforced Plastic
0-010485 | CIRCLE K STORE #2703448 | 5155 W OLIVE AVE | GLENDALE | AZ | 85302 | Maricopa | 1 | Open | 2013-08-01 | 20000 | Gasoline (UL) | COMPARTMENT A | Double Walled | Fiberglass Reinforced Plastic | Pressure | Double Walled | Fiberglass Reinforced Plastic
0-010503 | QUIKTRIP STORE #443R | 4275 W INDIAN SCHOOL RD | PHOENIX | AZ | 85019 | Maricopa | 3 | Open | 2014-03-07 | 10000 | Gasoline | COMPARTMENT A | Double Walled | Fiberglass Reinforced Plastic
0-010503 | QUIKTRIP STORE #443R | 4275 W INDIAN SCHOOL RD | PHOENIX | AZ | 85019 | Maricopa | 3 | Open | 2014-03-07 | 10000 | Gasoline | COMPARTMENT B | Double Walled | Fiberglass Reinforced Plastic
0-010503 | QUIKTRIP STORE #443R | 4275 W INDIAN SCHOOL RD | PHOENIX | AZ | 85019 | Maricopa | 1 | Open | 2014-03-07 | 20000 | Gasoline | COMPARTMENT A | Double Walled | Fiberglass Reinforced Plastic | Pressure | Double Walled | Fiberglass Reinforced Plastic
0-005822 | DANNY'S FAMILY TRUCK WASH | 5722 W LATHAM ST | PHOENIX | AZ | 85043 | Maricopa | 1 | Perm Closure | 1989-04-03 | 10000 | Unidentified | COMPARTMENT A | Double Walled | Fiberglass Reinforced Plastic | Suction - Check Valve at the Tank Top |  | Fiberglass Reinforced Plastic | Removal | 2001-01-23
0-000047 | FAA STANFIELD VORTAC |  | CASA GRANDE |  |  | Pinal | 1 | Perm Closure | 2005-06-17 | 1000 | Gasoline | COMPARTMENT A |  | Asphalt coated or Bare Steel |  |  |  | Removal | 1986-02-04
0-000024 | FAA TUCSON TRACON |  | DAVIS MONTHAN AFB |  |  | Pima | 1 | Perm Closure | 1978-01-01 | 2000 | Diesel | COMPARTMENT A | Single Walled | Asphalt coated or Bare Steel | Suction - Check Valve at the Tank Top | Single Walled | Bare or Galvanized Steel | Removal | 1992-05-19
0-002103 | FAA YUMA RCAG AIRWAY FACILITIES |  | YUMA |  |  | Yuma | 1 | Perm Closure | 1960-01-07 | 515 | Gasoline | COMPARTMENT A | Single Walled | Asphalt coated or Bare Steel |  |  |  | Removal | 1989-05-12
0-006266 | EIGHTY TEXACO & GARAGE | 3329 E BENSON HWY | TUCSON | AZ | 85706 | Pima | 6 | Perm Closure | 1975-01-01 | 4000 | Gasoline | COMPARTMENT A | Unknown | Asphalt coated or Bare Steel |  |  |  | Removal | 1989-11-29
0-001931 | EMPIRE SOUTHWEST CO |  | HARQUAHALA VALLEY |  |  | Maricopa | 3 | Perm Closure | 1976-01-01 | 6000 | Gasoline | COMPARTMENT A | Single Walled | Asphalt coated or Bare Steel |  |  |  | Removal | 1988-07-01
0-004547 | BOBE WATER & FIRE | 3101 N 29TH AVE | PHOENIX | AZ | 85017 | Maricopa | 1 | Perm Closure | 1973-12-17 | 1000 | Gasoline | COMPARTMENT A | Double Walled | Asphalt coated or Bare Steel |  |  |  | Removal | 1990-01-04
0-007478 | PHOENIX COPMEA BUILDING | 444 W WASHINGTON ST | PHOENIX | AZ | 85003 | Maricopa | 2 | Perm Closure | 2005-06-17 | 500 | Used Oil/Waste Oil | COMPARTMENT A | Unknown | Asphalt coated or Bare Steel |  |  |  | Removal | 1991-10-18
0-010123 | TREKELL CHEVRON | 2012 N TREKELL RD | CASA GRANDE | AZ | 85122 | Pinal | 1 | Open | 2005-04-01 | 6000 | Gasoline | COMPARTMENT A | Double Walled | Fiberglass Reinforced Plastic | Pressure | Double Walled | Fiberglass Reinforced Plastic
0-004508 | SHOW LOW REGIONAL AIRPORT | 3150 E AIRPORT LOOP | SHOW LOW | AZ | 85901 | Navajo | 1 | Perm Closure | 1967-05-13 | 1000 | Gasoline | COMPARTMENT A | Unknown | Unknown |  |  |  | Removal | 1988-12-11
0-005160 | CITY OF TUCSON - PRICE SERVICE CENTER | 4004 S PARK AVE | TUCSON | AZ | 85714 | Pima | 19 | Perm Closure | 1976-01-01 | 12000 | Diesel | COMPARTMENT A | Single Walled | Fiberglass Reinforced Plastic | Pressure | Single Walled | Bare or Galvanized Steel | Removal | 1992-11-15
0-005160 | CITY OF TUCSON - PRICE SERVICE CENTER | 4004 S PARK AVE | TUCSON | AZ | 85714 | Pima | 3 | Perm Closure | 1976-01-01 | 12000 | Gasoline | COMPARTMENT A | Single Walled | Fiberglass Reinforced Plastic | Pressure | Single Walled | Bare or Galvanized Steel | Removal | 1992-11-15
0-005160 | CITY OF TUCSON - PRICE SERVICE CENTER | 4004 S PARK AVE | TUCSON | AZ | 85714 | Pima | 15 | Perm Closure | 1976-01-01 | 12000 | Gasoline | COMPARTMENT A | Single Walled | Fiberglass Reinforced Plastic | Pressure | Single Walled | Bare or Galvanized Steel | Removal | 1992-11-15
0-005160 | CITY OF TUCSON - PRICE SERVICE CENTER | 4004 S PARK AVE | TUCSON | AZ | 85714 | Pima | 11 | Perm Closure | 1976-01-01 | 12000 | Gasoline | COMPARTMENT A | Single Walled | Fiberglass Reinforced Plastic | Pressure | Single Walled | Bare or Galvanized Steel | Removal | 1992-11-15
0-005160 | CITY OF TUCSON - PRICE SERVICE CENTER | 4004 S PARK AVE | TUCSON | AZ | 85714 | Pima | 18 | Perm Closure | 1976-01-01 | 12000 | Diesel | COMPARTMENT A | Single Walled | Fiberglass Reinforced Plastic | Pressure | Single Walled | Bare or Galvanized Steel | Removal | 1992-11-15
0-010111 | CITY OF PHOENIX - NORTH GATEWAY TRANSFER STATION | 30205 N BLACK CANYON HWY | PHOENIX | AZ | 85085 | Maricopa | 1 | Open | 2005-10-07 | 12000 | Gasoline | COMPARTMENT A | Double Walled | Fiberglass Reinforced Plastic | Pressure | Double Walled | Fiberglass Reinforced Plastic
0-000100 | ALBERT'S SERVICE | 1901 E BROADWAY BLVD | TUCSON | AZ | 85719 | Pima | 1 | Perm Closure | 1985-01-01 | 8000 | Gasoline | COMPARTMENT A |  | Asphalt coated or Bare Steel |  |  |  | Removal | 1997-08-24
0-002783 | SPEEDWAY #2995 | 1202 W AJO WAY | TUCSON | AZ | 85713 | Pima | 3 | Perm Closure | 1976-04-08 | 10000 | Gasoline | COMPARTMENT A | Single Walled | Asphalt coated or Bare Steel | Pressure | Double Walled | Fiberglass Reinforced Plastic | Removal | 2020-04-27
0-006940 | OLD CORY'S STATION |  | KINGMAN |  |  | Mohave | 3 | Perm Closure | 1975-01-01 | 8000 | Unidentified | COMPARTMENT A | Unknown | Asphalt coated or Bare Steel |  |  |  | Removal | 1990-08-25
0-009562 | OLD SHOP AREA |  | PICACHO |  |  | Pinal | 2 | Perm Closure | 2005-06-17 | 3000 | Gasoline | COMPARTMENT A | Unknown | Asphalt coated or Bare Steel |  |  |  | Removal | 2000-01-04
0-007266 | NAPA | 522 E BUCKEYE RD | PHOENIX | AZ | 85004 | Maricopa | 2 | Perm Closure | 2005-06-17 | 500 | Used Oil/Waste Oil | COMPARTMENT A | Double Walled | Asphalt coated or Bare Steel | Gravity Feed |  | Bare or Galvanized Steel | Removal | 1991-05-02
0-008868 | MOBILE INN ASSOCIATES LP | 7944 E BECK LN | SCOTTSDALE | AZ | 85260 | Maricopa | 1 | Open | 1995-10-10 | 15000 | Jet Fuel | COMPARTMENT A | Double Walled | Fiberglass Reinforced Plastic | Pressure | Double Walled | Fiberglass Reinforced Plastic
0-005347 | USDA FS - CORONADO NF SANTA CATALINA RANGER DISTRICT |  | MOUNT LEMMON |  |  | Pima | 2 | Perm Closure | 1950-01-01 | 1000 | Unidentified | COMPARTMENT A | Double Walled | Asphalt coated or Bare Steel |  |  |  | Removal | 1991-09-17
0-006825 | SANTA FE PACIFIC REALTY CORP | 1000 N ARCO DR | PHOENIX | AZ | 85009 | Maricopa | 1 | Perm Closure | 2005-06-17 | 5000 | Unidentified | COMPARTMENT A | Unknown | Unknown |  |  |  | Removal | 1990-08-10
0-008207 | MIKE'S DETAIL SHOP |  | SAFFORD |  |  | Graham | 2 | Perm Closure | 2005-06-17 | 320 | Used Oil/Waste Oil | COMPARTMENT A | Unknown | Asphalt coated or Bare Steel | Suction - Check Valve at the Tank Top |  |  | Removal | 1993-01-01
0-004080 | MINIT MARKET #405 | 12505 N TRICO RD | MARANA | AZ | 85653 | Pima | 2 | Perm Closure | 1979-01-01 | 6000 | Gasoline | COMPARTMENT A |  | Asphalt coated or Bare Steel | Pressure | Single Walled | Bare or Galvanized Steel | Removal | 2014-01-17
0-006595 | ROY W PETE JONES | 16226 N CHURCH ST | SURPRISE | AZ | 85378 | Maricopa | 1 | Perm Closure | 1979-01-19 | 1000 | Gasoline | COMPARTMENT A | Unknown | Asphalt coated or Bare Steel |  |  |  | Removal | 1989-02-01
0-004273 | SALOME HIGH SCHOOL | 519 BUCKEYE RD #3 | SALOME | AZ | 85348 | La Paz | 1 | Perm Closure | 1969-01-01 | 550 | Gasoline | COMPARTMENT A | Unknown | Asphalt coated or Bare Steel | Pressure |  |  | Removal | 1991-07-25
0-010160 | VENTURA MARKET | 2528 E COPPER MINE RD | QUEEN CREEK | AZ | 85143 | Pinal | 1 | Open | 2006-11-02 | 8000 | Diesel | COMPARTMENT A | Double Walled | Composite (Steel/Fiberglass) | Pressure | Double Walled | Fiberglass Reinforced Plastic
0-001309 | CIRCLE K #2700787 | 939 W BASELINE RD | TEMPE | AZ | 85283 | Maricopa | 5 | Perm Closure | 1994-11-10 | 10000 | Gasoline (Mid-Grade UL) | COMPARTMENT A | Double Walled | Fiberglass Reinforced Plastic | Pressure | Double Walled | Fiberglass Reinforced Plastic | Closed in Place | 2017-05-04
0-002047 | QUIK MART #17 | 6301 S PARK AVE | TUCSON | AZ | 85706 | Pima | 1 | Perm Closure | 1974-04-27 | 7500 | Gasoline | COMPARTMENT A | Single Walled | Asphalt coated or Bare Steel | Suction - Check Valve at the Tank Top | Single Walled | Bare or Galvanized Steel | Removal | 2000-03-21
0-009654 | AWS - PHOENIX #753C | 3046 N MAPLE | MESA | AZ | 85215 | Maricopa | 1 | Open | 1999-02-03 | 10000 | Diesel | COMPARTMENT A | Double Walled | Fiberglass Reinforced Plastic | Pressure | Double Walled | Fiberglass Reinforced Plastic
0-007603 | MOHAVE COUNTY - PUBLIC WORKS HARDY AUXILLARY BLD |  | KINGMAN |  |  | Mohave | 1 | Perm Closure | 2005-06-17 | 10000 | Gasoline | COMPARTMENT A | Unknown | Asphalt coated or Bare Steel | Pressure |  |  | Removal | 1991-10-30
0-004022 | Q V DISTRIBUTOR'S INC | 710 E SILVERLAKE RD | TUCSON | AZ | 85713 | Pima | 1 | Perm Closure | 1981-03-04 | 10000 | Diesel | COMPARTMENT A | Double Walled | Fiberglass Reinforced Plastic |  |  |  | Removal | 1989-09-15
0-005425 | CIRCLE K #2864 | 7530 W PEORIA AVE | PEORIA | AZ | 85345 | Maricopa | 1 | Perm Closure | 1983-03-19 | 10000 | Gasoline | COMPARTMENT A | Double Walled | Asphalt coated or Bare Steel |  |  |  | Removal | 1987-10-01
0-005441 | CIRCLE K #2901 | 1051 S CRAYCROFT RD | TUCSON | AZ | 85711 | Pima | 2 | Perm Closure | 1972-04-08 | 4000 | Gasoline | COMPARTMENT A | Double Walled | Asphalt coated or Bare Steel | Pressure |  |  | Removal | 1992-09-23
0-000601 | AVONDALE ELEMENTARY SCHOOL DISTRICT #44 - BUS BARN | 235 W WESTERN AVE | AVONDALE | AZ | 85323 | Maricopa | 2 | Perm Closure | 1983-01-01 | 2500 | Gasoline | COMPARTMENT A |  | Asphalt coated or Bare Steel |  |  |  | Removal | 1989-11-11
0-008983 | BECKER REALTY |  | ALPINE |  |  | Apache | 1 | Perm Closure | 2005-06-17 | 500 | Gasoline | COMPARTMENT A | Double Walled | Asphalt coated or Bare Steel |  |  |  | Removal | 1996-10-03
0-008983 | BECKER REALTY |  | ALPINE |  |  | Apache | 3 | Perm Closure | 2005-06-17 | 500 | Gasoline | COMPARTMENT A | Double Walled | Asphalt coated or Bare Steel |  |  |  | Removal | 1996-10-03
0-006878 | ATCHISON TOPEKA & SANTA FE |  | WICKENBURG |  |  | Maricopa | 2 | Perm Closure | 2005-06-17 |  | Diesel | COMPARTMENT A | Unknown | Unknown |  |  |  | Removal | 1990-08-25
0-006575 | ARIZONA AUTO REFRIGERATION | 549 N STONE AVE | TUCSON | AZ | 85705 | Pima | 3 | Perm Closure | 1964-02-01 | 8000 | Gasoline | COMPARTMENT A | Unknown | Asphalt coated or Bare Steel |  |  |  | Removal | 1989-01-11
0-004771 | ARIZONA TRUCKOUTFITTERS | 649 N STONE AVE | TUCSON | AZ | 85705 | Pima | 3 | Perm Closure | 1960-01-01 | 500 | Unidentified | COMPARTMENT A |  | Asphalt coated or Bare Steel | Pressure |  |  | Removal | 1992-01-09
0-010164 | WORSHIP & WORD, THE NORTHWEST UPC | 8155 W GRAND AVE | PEORIA | AZ | 85345 | Maricopa | 1 | Perm Closure | 2007-05-14 | 550 | Used Oil/Waste Oil | COMPARTMENT A |  | Asphalt coated or Bare Steel |  |  |  | Removal | 2007-03-30
0-010172 | FRYS FUEL CENTER #90 | 8100 S HOUGHTON RD | TUCSON | AZ | 85747 | Pima | 1 | Perm Closure | 2006-07-05 | 8000 | Gasoline | COMPARTMENT A | Double Walled | Fiberglass Reinforced Plastic | Pressure | Double Walled | Flexible | Removal | 2016-08-03
0-010179 | GPM #4609 | 3999 E FRY BLVD | SIERRA VISTA | AZ | 85635 | Cochise | 1 | Open | 2007-03-15 | 6000 | E-85 | COMPARTMENT A | Double Walled | Composite (Steel/Fiberglass) | Pressure | Double Walled | Flexible
0-010603 | CIRCLE K STORE #2703482 | 18675 S NOGALES HWY | GREEN VALLEY | AZ | 85614 | Pima | 2 | Open | 2017-01-23 | 20000 | Gasoline (PUL) | COMPARTMENT A | Double Walled | Fiberglass Reinforced Plastic | Pressure | Double Walled | Fiberglass Reinforced Plastic
0-010569 | LOVE'S TRAVEL STOP #659 | 8313 W ROOSEVELT ST | TOLLESON | AZ | 85353 | Maricopa | 6 | Open | 2019-12-30 | 2000 | New Oil | COMPARTMENT C | Double Walled | Fiberglass Reinforced Plastic | Suction - Check Valve at the Tank Top | Double Walled | Fiberglass Reinforced Plastic
0-001436 | AMCOR INVESTMENTS INC |  | GOODYEAR |  |  | Maricopa | 1 | Perm Closure | 1972-01-01 | 550 | Gasoline | COMPARTMENT A | Single Walled | Asphalt coated or Bare Steel |  |  |  | Removal | 1987-10-01
0-006051 | ADVANCE ROOFING & SUPPLY | 1921 W GRANT ST | PHOENIX | AZ | 85009 | Maricopa | 2 | Perm Closure | 2005-06-17 | 1000 | Gasoline | COMPARTMENT A | Unknown | Unknown |  |  |  | Removal | 1992-08-11
0-006309 | AIRNETICS ENGINEERING CO | 4130 E MADISON ST | PHOENIX | AZ | 85034 | Maricopa | 1 | Perm Closure | 2005-06-17 | 3000 | Diesel | COMPARTMENT A | Unknown | Unknown |  |  |  | Removal | 1992-02-12
0-000188 | ADOT - CHAMBERS MAINTENANCE |  | CHAMBERS |  |  | Apache | 2 | Perm Closure | 1973-01-01 | 5000 | Gasoline | COMPARTMENT A |  | Asphalt coated or Bare Steel | Suction - Check Valve at the Tank Top |  |  | Removal | 1996-09-09
0-009508 | ADOT / RIGHT OF WAY |  | PRESCOTT |  |  | Yavapai | 1 | Perm Closure | 2005-06-17 | 1000 | Unidentified | COMPARTMENT A | Single Walled | Asphalt coated or Bare Steel |  |  |  | Removal | 1999-04-29
0-004648 | 7-ELEVEN #20924 | 1203 W UNIVERSITY DR | MESA | AZ | 85201 | Maricopa | 2 | Perm Closure | 1984-01-01 | 10000 | Gasoline | COMPARTMENT A | Unknown | Fiberglass Reinforced Plastic | Pressure | Double Walled | Flexible | Removal | 2004-03-11
0-000059 | A-1 EQUIPMENT CO INC | 4065 E ILLINOIS ST | TUCSON | AZ | 85714 | Pima | 1 | Perm Closure | 1983-01-01 | 12000 | Gasoline | COMPARTMENT A |  | Asphalt coated or Bare Steel |  |  |  | Removal | 1994-02-03
0-008508 | AAA SAFE STORAGE & MINI MART | 3179 HARRISON ST | KINGMAN | AZ | 86401 | Mohave | 2 | Open | 1994-03-29 | 5000 | Diesel | COMPARTMENT B | Double Walled | Composite (Steel/Fiberglass) | Pressure | Double Walled | Fiberglass Reinforced Plastic
0-001080 | CHEVRON #9-1513 | 8802 E MCDOWELL RD | SCOTTSDALE | AZ | 85257 | Maricopa | 4 | Perm Closure | 1971-01-01 | 1000 | Used Oil/Waste Oil | COMPARTMENT A | Single Walled | Asphalt coated or Bare Steel |  |  |  | Removal | 1990-04-01
0-001166 | CIRCLE K #37 | 8802 S CENTRAL AVE | PHOENIX | AZ | 85042 | Maricopa | 1 | Perm Closure | 1973-01-01 | 8000 | Gasoline | COMPARTMENT A |  | Asphalt coated or Bare Steel |  |  |  | Removal | 1988-03-02
0-006842 | CUSTOM & CLASSIC COLLISION | 4559 N CASTLE ROCK RD | KINGMAN | AZ | 86409 | Mohave | 1 | Perm Closure | 1980-01-01 | 2000 | Diesel | COMPARTMENT A | Single Walled | Asphalt coated or Bare Steel |  |  |  | Removal | 1990-09-05
0-002038 | 7-ELEVEN / SOUTHLAND CORP | 749 E BROADWAY BLVD | TUCSON | AZ | 85719 | Pima | 2 | Perm Closure | 1979-04-28 | 8000 | Gasoline | COMPARTMENT A | Single Walled | Asphalt coated or Bare Steel |  |  |  | Removal | 1990-05-15
0-009094 | B & Z INVESTMENTS 1 | 5965 E BROWN RD | MESA | AZ | 85205 | Maricopa | 3 | Open | 1997-02-07 | 10000 | Gasoline | COMPARTMENT A | Double Walled | Fiberglass Reinforced Plastic | Pressure | Double Walled | Fiberglass Reinforced Plastic
0-004953 | SPEEDWAY #2965 | 4301 E BROADWAY BLVD | TUCSON | AZ | 85711 | Pima | 8 | Open | 2003-12-17 | 6000 | Gasoline (PUL) | COMPARTMENT A | Single Walled | Fiberglass Reinforced Plastic
0-007963 | TEMPE AUTO CENTER | 250 W GUADALUPE RD | TEMPE | AZ | 85283 | Maricopa | 1 | Perm Closure | 1988-05-01 | 1000 | Used Oil/Waste Oil | COMPARTMENT A | Unknown | Fiberglass Reinforced Plastic | Gravity Feed |  |  | Removal | 2001-08-14
0-002118 | SUN CITY WEST FIRE STATION | 19001 N CAMINO DEL SOL | SUN CITY WEST | AZ | 85375 | Maricopa | 1 | Perm Closure | 1988-05-24 | 1000 | Diesel | COMPARTMENT A | Double Walled | Fiberglass Reinforced Plastic | Pressure |  | Fiberglass Reinforced Plastic | Removal | 1994-06-07
0-002118 | SUN CITY WEST FIRE STATION | 19001 N CAMINO DEL SOL | SUN CITY WEST | AZ | 85375 | Maricopa | 4 | Perm Closure | 1982-01-01 | 1000 | Gasoline | COMPARTMENT A | Single Walled | Asphalt coated or Bare Steel |  |  |  | Removal | 1988-05-01
0-005964 | SOUTHWEST AUTO AUCTION | 400 N BECK AVE | CHANDLER | AZ | 85226 | Maricopa | 1 | Perm Closure | 1988-02-12 | 10000 | Gasoline | COMPARTMENT A | Unknown | Fiberglass Reinforced Plastic | Suction - Check Valve at the Tank Top |  | Fiberglass Reinforced Plastic | Removal | 1992-12-22
0-008255 | SHELL SERVICE STATION | 5506 W GLENDALE AVE | GLENDALE | AZ | 85301 | Maricopa | 4 | Perm Closure | 2018-03-20 | 3000 | Unidentified | COMPARTMENT A | Single Walled | Composite (Steel/Fiberglass) |  |  |  | Removal | 2018-02-09
0-001765 | VILLESCAS GAS STATION | 313 CHASE CREEK ST | CLIFTON | AZ | 85533 | Greenlee | 3 | Perm Closure | 1978-01-01 | 2000 | Gasoline | COMPARTMENT A |  | Asphalt coated or Bare Steel |  |  |  | Removal | 1991-02-19
0-001765 | VILLESCAS GAS STATION | 313 CHASE CREEK ST | CLIFTON | AZ | 85533 | Greenlee | 1 | Perm Closure | 1976-01-01 | 1000 | Gasoline | COMPARTMENT A |  | Asphalt coated or Bare Steel |  |  |  | Removal | 1991-02-19
0-009445 | WERNER ENTERPRISES | 4801 W MAGNOLIA ST | PHOENIX | AZ | 85043 | Maricopa | 2 | Open | 1996-01-01 | 4000 | Used Oil/Waste Oil | COMPARTMENT B | Double Walled | Fiberglass Reinforced Plastic | Pressure | Double Walled | Fiberglass Reinforced Plastic
0-005884 | UTILITY TRAILERS CO OF ARIZONA | 1350 N 22ND AVE | PHOENIX | AZ | 85009 | Maricopa | 1 | Perm Closure | 1979-01-01 | 10000 | Diesel | COMPARTMENT A |  | Asphalt coated or Bare Steel | Suction - Check Valve at the Tank Top |  |  | Removal | 1990-11-09
0-009852 | MESA STAR CHEVRON | 7956 E UNIVERSITY DR | MESA | AZ | 85207 | Maricopa | 1 | Open | 2001-01-18 | 5000 | Diesel | COMPARTMENT A | Double Walled | Asphalt coated or Bare Steel
0-001035 | FRANK TADEO CHEVRON | 1420 N G AVE | DOUGLAS | AZ | 85607 | Cochise | 4 | Perm Closure | 1982-01-01 | 1000 | Used Oil/Waste Oil | COMPARTMENT A | Single Walled | Fiberglass Reinforced Plastic | Gravity Feed |  | Fiberglass Reinforced Plastic | Removal | 2017-02-09
0-008865 | GARTER STATION | 2 PLAZA RD | TUBAC | AZ | 85646 | Santa Cruz | 1 | Perm Closure | 2005-06-17 | 6000 | Gasoline | COMPARTMENT A | Double Walled | Asphalt coated or Bare Steel | Suction - Check Valve at the Tank Top |  | Bare or Galvanized Steel | Removal | 1996-04-03
0-002253 | GEORGE & SONS STEEL | 6002 W SHERMAN ST | PHOENIX | AZ | 85043 | Maricopa | 1 | Perm Closure | 1984-04-15 | 6000 | Diesel | COMPARTMENT A | Single Walled | Asphalt coated or Bare Steel |  |  |  | Removal | 1989-11-29
0-002731 | APN #303-17-004 | 801 S ARIZONA AVE | CHANDLER | AZ | 85225 | Maricopa | 1 | Perm Closure | 1903-01-01 | 6000 | Unidentified | COMPARTMENT A |  | Asphalt coated or Bare Steel |  |  |  | Removal | 2005-09-15
0-006112 | MAGGIES MARKET | 12017 W THUNDERBIRD RD | EL MIRAGE | AZ | 85335 | Maricopa | 2 | Perm Closure | 1984-04-09 | 10000 | Gasoline | COMPARTMENT A | Double Walled | Asphalt coated or Bare Steel | Pressure |  | Fiberglass Reinforced Plastic | Removal | 2003-04-02
0-000221 | KYRENE SCHOOL DISTRICT | 8426 S KYRENE RD | TEMPE | AZ | 85284 | Maricopa | 2 | Perm Closure | 2005-06-17 | 6000 | Diesel | COMPARTMENT B | Single Walled | Asphalt coated or Bare Steel |  |  |  | Removal | 1994-10-28
0-001612 | JAMES & JANIS COLCLOUGH JR | 1601 E WASHINGTON ST | PHOENIX | AZ | 85034 | Maricopa | 1 | Perm Closure | 2005-06-17 |  | Unidentified | COMPARTMENT A |  | Asphalt coated or Bare Steel |  |  |  | Closed in Place | 1977-01-01
0-009278 | MAVERIK COUNTY STORE #545 | 690 W STATE ROUTE 89A | COTTONWOOD | AZ | 86326 | Yavapai | 4 | Open | 2017-10-24 | 7000 | Gasoline (UL) | COMPARTMENT A | Double Walled | Fiberglass Reinforced Plastic | Pressure | Double Walled | Flexible
0-002226 | BROADWAY VOLVO INC | 930 E BROADWAY BLVD | TUCSON | AZ | 85719 | Pima | 2 | Perm Closure | 1972-01-28 | 50 | Unidentified | COMPARTMENT A | Single Walled | Asphalt coated or Bare Steel |  |  |  | Removal | 1988-08-01
0-002226 | BROADWAY VOLVO INC | 930 E BROADWAY BLVD | TUCSON | AZ | 85719 | Pima | 8 | Perm Closure | 1972-01-28 | 50 | Unidentified | COMPARTMENT A | Single Walled | Asphalt coated or Bare Steel |  |  |  | Removal | 1988-08-01
0-003142 | CITY OF MESA - FIRE STATION 208 | 4530 E MCKELLIPS RD | MESA | AZ | 85215 | Maricopa | 1 | Perm Closure | 1982-04-10 | 10000 | Gasoline | COMPARTMENT A | Double Walled | Fiberglass Reinforced Plastic | Pressure | Double Walled | Fiberglass Reinforced Plastic | Removal | 2000-03-23
0-000455 | ARIZONA WELDING EQUIP CO | 800 S PARK AVE | TUCSON | AZ | 85719 | Pima | 2 | Perm Closure | 1975-01-01 | 3000 | Gasoline | COMPARTMENT A |  | Asphalt coated or Bare Steel |  |  |  | Removal | 1988-10-17
0-002258 | FAST TRAK GAS-N-GO | 804 N COUNTRY CLUB DR | MESA | AZ | 85201 | Maricopa | 3 | Perm Closure | 1977-01-01 | 10000 | Gasoline (PUL) | COMPARTMENT A | Single Walled | Asphalt coated or Bare Steel | Pressure |  |  | Removal | 2019-02-07
0-002258 | FAST TRAK GAS-N-GO | 804 N COUNTRY CLUB DR | MESA | AZ | 85201 | Maricopa | 4 | Perm Closure | 1977-01-01 | 10000 | Gasoline (UL) | COMPARTMENT A | Single Walled | Asphalt coated or Bare Steel | Pressure |  |  | Removal | 2019-02-07
0-002258 | FAST TRAK GAS-N-GO | 804 N COUNTRY CLUB DR | MESA | AZ | 85201 | Maricopa | 1 | Perm Closure | 1977-01-01 | 10000 | Diesel | COMPARTMENT A | Single Walled | Asphalt coated or Bare Steel | Pressure |  | Fiberglass Reinforced Plastic | Removal | 2019-02-07
0-010010 | YOLANDA'S CHUCKWAGON | 8830 N HIGHWAY 79 | FLORENCE | AZ | 85132 | Pinal | 1 | Perm Closure | 2005-06-17 | 5000 | Gasoline | COMPARTMENT A |  | Asphalt coated or Bare Steel |  |  |  | Removal | 2005-05-10
0-007787 | TOLLESON STEEL COMPANY | 9204 W VAN BUREN ST | TOLLESON | AZ | 85353 | Maricopa | 1 | Perm Closure | 2005-06-17 | 5000 | Gasoline | COMPARTMENT A | Unknown | Asphalt coated or Bare Steel | Suction - Check Valve at the Tank Top |  | Bare or Galvanized Steel | Closed in Place | 1971-01-01
0-008601 | TANNER MOTOR TOURS - FORMER | 139 N SCOTT AVE | TUCSON | AZ | 85701 | Pima | 2 | Perm Closure | 2005-06-17 | 2000 | Gasoline | COMPARTMENT A | Single Walled | Asphalt coated or Bare Steel | Suction - Check Valve at the Tank Top | Single Walled | Bare or Galvanized Steel | Removal | 1995-08-22
0-003165 | MIDLAND ROSS | 24053 S ARIZONA AVE | CHANDLER | AZ | 85248 | Maricopa | 2 | Perm Closure | 1977-01-01 | 6000 | Used Oil/Waste Oil | COMPARTMENT A | Single Walled | Asphalt coated or Bare Steel |  |  |  | Removal | 1990-05-18
0-000391 | PALO VERDE NUCLEAR GENERATING STATION | 5801 S WINTERSBURG RD | TONOPAH | AZ | 85354 | Maricopa | 18 | Perm Closure | 1977-01-01 | 3000 | Used Oil/Waste Oil | COMPARTMENT A | Single Walled | Asphalt coated or Bare Steel |  |  |  | Removal | 1987-07-01
0-000391 | PALO VERDE NUCLEAR GENERATING STATION | 5801 S WINTERSBURG RD | TONOPAH | AZ | 85354 | Maricopa | 16 | Perm Closure | 1976-01-01 | 10000 | Gasoline | COMPARTMENT A | Single Walled | Asphalt coated or Bare Steel | Pressure |  |  | Removal | 1992-11-12
0-006818 | EXXON - JB HELMS | 34481 S OLD BLACK CANYON HWY | BLACK CANYON CITY | AZ | 85324 | Yavapai | 1 | Perm Closure | 2005-06-17 | 1000 | Unidentified | COMPARTMENT A | Double Walled | Asphalt coated or Bare Steel |  |  |  | Removal | 1983-09-01
0-006517 | CHEVRON - CHRISTOPHER CREEK CHEVRON |  | CHRISTOPHER CREEK |  |  | Gila | 3 | Perm Closure | 1973-01-01 | 3000 | Gasoline | COMPARTMENT A | Single Walled | Asphalt coated or Bare Steel | Suction - Check Valve at the Tank Top |  |  | Removal | 1991-01-01
0-006517 | CHEVRON - CHRISTOPHER CREEK CHEVRON |  | CHRISTOPHER CREEK |  |  | Gila | 6 | Perm Closure | 1992-01-01 | 4000 | Gasoline | COMPARTMENT A | Double Walled | Fiberglass Reinforced Plastic | Pressure | Double Walled | Fiberglass Reinforced Plastic | Removal | 1999-06-16
0-002957 | BOXSMART | 435 S 59TH AVE | PHOENIX | AZ | 85043 | Maricopa | 7 | Perm Closure | 1971-01-01 | 1000 | New Oil | COMPARTMENT A |  | Asphalt coated or Bare Steel |  |  |  | Removal | 1989-12-04
0-002957 | BOXSMART | 435 S 59TH AVE | PHOENIX | AZ | 85043 | Maricopa | 3 | Perm Closure | 1974-01-01 | 12000 | Diesel | COMPARTMENT A |  | Asphalt coated or Bare Steel |  |  |  | Removal | 1989-12-04
0-000222 | AUTOS BARATITOS | 2800 E VAN BUREN ST | PHOENIX | AZ | 85008 | Maricopa | 3 | Perm Closure | 1959-01-01 | 9500 | Gasoline | COMPARTMENT A | Single Walled | Asphalt coated or Bare Steel |  |  |  | Removal | 1990-12-19
0-000222 | AUTOS BARATITOS | 2800 E VAN BUREN ST | PHOENIX | AZ | 85008 | Maricopa | 5 | Perm Closure | 1990-11-16 | 10000 | Gasoline | COMPARTMENT A | Double Walled | Fiberglass Reinforced Plastic | Pressure | Double Walled | Fiberglass Reinforced Plastic | Removal | 1994-09-07
0-000222 | AUTOS BARATITOS | 2800 E VAN BUREN ST | PHOENIX | AZ | 85008 | Maricopa | 1 | Perm Closure | 1975-01-01 | 10000 | Gasoline (UL) | COMPARTMENT A | Single Walled | Asphalt coated or Bare Steel |  |  |  | Removal | 1990-12-19
0-008290 | LEON'S TRAILER PARK WEST | 16601 N SURPRISE AVE | SURPRISE | AZ | 85374 | Maricopa | 2 | Perm Closure | 2005-06-17 |  | Diesel | COMPARTMENT A |  | Asphalt coated or Bare Steel | Pressure |  |  | Removal | 1994-04-23
0-004262 | TEXACO - SELF-SERV #2007 | 1294 W CHANDLER BLVD | CHANDLER | AZ | 85224 | Maricopa | 2 | Perm Closure | 1977-05-06 | 10000 | Gasoline | COMPARTMENT A | Double Walled | Asphalt coated or Bare Steel |  |  |  | Removal | 1994-07-29
0-004201 | ROSS AVIATION | 15115 N AIRPORT DR | SCOTTSDALE | AZ | 85260 | Maricopa | 9 | Open | 1990-08-01 | 15000 | Jet Fuel | COMPARTMENT A | Single Walled | Asphalt coated or Bare Steel | Suction - Check Valve at the Tank Top |  | Bare or Galvanized Steel
0-004201 | ROSS AVIATION | 15115 N AIRPORT DR | SCOTTSDALE | AZ | 85260 | Maricopa | 2 | Perm Closure | 1977-01-01 | 12000 | Gasoline | COMPARTMENT A |  | Asphalt coated or Bare Steel | Pressure |  | Bare or Galvanized Steel | Removal | 1991-07-31
0-000956 | ALBORADA APARTMENTS | 250 E GRANT RD | TUCSON | AZ | 85705 | Pima | 3 | Perm Closure | 1973-01-01 | 8000 | Unidentified | COMPARTMENT A |  | Asphalt coated or Bare Steel |  |  |  | Removal | 1989-11-08
0-000370 | AG&F - TONTO CREEK FISH HATCHERY | NORTH END OF FOREST SERVICE ROAD 289 | PAYSON | AZ | 85541 | Gila | 1 | Perm Closure | 1966-01-01 | 1000 | Gasoline | COMPARTMENT A |  | Asphalt coated or Bare Steel | Suction - Check Valve at the Tank Top |  |  | Removal | 1986-05-01
0-001346 | CIRCLE K #2700946 | 4500 W INA RD | MARANA | AZ | 85741 | Pima | 2 | Perm Closure | 1972-01-01 | 10000 | Gasoline | COMPARTMENT A |  | Asphalt coated or Bare Steel | Pressure |  |  | Removal | 1998-07-15
0-002010 | CIRCLE K #5579 | 655 W 22ND ST | TUCSON | AZ | 85713 | Pima | 6 | Open | 2000-10-27 | 15000 | Gasoline | COMPARTMENT A | Double Walled | Fiberglass Reinforced Plastic | Pressure | Double Walled | Fiberglass Reinforced Plastic
0-002010 | CIRCLE K #5579 | 655 W 22ND ST | TUCSON | AZ | 85713 | Pima | 2 | Perm Closure | 1966-01-01 | 8000 | Gasoline | COMPARTMENT A |  | Asphalt coated or Bare Steel |  |  |  | Removal | 1991-05-29
0-004524 | CHINO VALLEY TOWN COMPLEX | 1982 N VOSS DR | CHINO VALLEY | AZ | 86323 | Yavapai | 2 | Perm Closure | 1972-12-07 | 3000 | Gasoline | COMPARTMENT A | Unknown | Asphalt coated or Bare Steel |  |  |  | Removal | 1992-01-10
0-004524 | CHINO VALLEY TOWN COMPLEX | 1982 N VOSS DR | CHINO VALLEY | AZ | 86323 | Yavapai | 1 | Perm Closure | 1972-12-07 | 3000 | Gasoline | COMPARTMENT A | Unknown | Asphalt coated or Bare Steel |  |  |  | Removal | 1992-01-10
0-004774 | MOBIL 18-603 | 3548 W BELL RD | PHOENIX | AZ | 85303 | Maricopa | 2 | Perm Closure | 1987-07-13 | 10000 | Gasoline | COMPARTMENT A | Double Walled | Fiberglass Reinforced Plastic | Pressure |  | Fiberglass Reinforced Plastic | Removal | 2004-10-13
0-004774 | MOBIL 18-603 | 3548 W BELL RD | PHOENIX | AZ | 85303 | Maricopa | 10 | Perm Closure | 1987-09-01 | 10000 | Gasoline | COMPARTMENT A | Double Walled | Fiberglass Reinforced Plastic | Pressure |  | Fiberglass Reinforced Plastic | Removal | 2004-10-13
0-004774 | MOBIL 18-603 | 3548 W BELL RD | PHOENIX | AZ | 85303 | Maricopa | 7 | Perm Closure | 2005-06-17 | 12000 | Gasoline | COMPARTMENT A | Double Walled | Asphalt coated or Bare Steel | Pressure |  |  | Removal | 1984-12-31
0-001833 | GOLF LINKS SHELL | 8601 E GOLF LINKS RD | TUCSON | AZ | 85730 | Pima | 1 | Perm Closure | 1977-01-01 | 12000 | Gasoline (UL) | COMPARTMENT A |  | Asphalt coated or Bare Steel | Pressure | Single Walled | Fiberglass Reinforced Plastic | Removal | 2014-07-22
0-001218 | CIRCLE K #383 | 4901 E ELLIOT RD | PHOENIX | AZ | 85044 | Maricopa | 3 | Perm Closure | 1974-01-01 | 10000 | Gasoline | COMPARTMENT A |  | Asphalt coated or Bare Steel | Pressure |  |  | Removal | 1994-07-28
0-001793 | GRAND CANYON CAVERNS |  | HYDE PARK |  |  | Coconino | 7 | Perm Closure | 2005-06-17 | 500 | Unidentified | COMPARTMENT A | Unknown | Unknown |  |  |  | Removal | 1990-05-01
0-001328 | CIRCLE K #2700828 | 5127 N 43RD AVE | PHOENIX | AZ | 85019 | Maricopa | 1 | Perm Closure | 1984-01-01 | 10000 | Gasoline (UL) | COMPARTMENT A | Single Walled | Fiberglass Reinforced Plastic | Pressure | Single Walled | Fiberglass Reinforced Plastic | Removal | 2017-10-26
0-002330 | SUNDANCE TOWER | 201 W VAN BUREN ST | PHOENIX | AZ | 85003 | Maricopa | 2 | Perm Closure | 2005-06-17 |  | Gasoline | COMPARTMENT A | Single Walled | Asphalt coated or Bare Steel |  |  |  | Removal | 1973-12-30
0-000518 | ARCO #5270 | 4733 W THOMAS RD | PHOENIX | AZ | 85031 | Maricopa | 2 | Perm Closure | 2005-06-17 | 10000 | Gasoline | COMPARTMENT A |  | Asphalt coated or Bare Steel | Pressure |  | Fiberglass Reinforced Plastic | Removal | 1993-10-28
0-002794 | GIANT #918 | 2743 S ALMA SCHOOL RD | MESA | AZ | 85210 | Maricopa | 1 | Perm Closure | 1985-04-08 | 12000 | Gasoline | COMPARTMENT A | Double Walled | Fiberglass Reinforced Plastic | Pressure |  | Fiberglass Reinforced Plastic | Removal | 2003-11-06
0-004450 | JON/RIC LTD - FORMER | 1545 S 39TH AVE | PHOENIX | AZ | 85009 | Maricopa | 1 | Perm Closure | 1984-01-16 | 12000 | Diesel | COMPARTMENT A | Unknown | Asphalt coated or Bare Steel | Pressure |  | Bare or Galvanized Steel | Removal | 1994-05-18
0-005423 | CIRCLE K #2860 | 302 N 5TH AVE | PHOENIX | AZ | 85003 | Maricopa | 2 | Perm Closure | 1979-03-26 | 8000 | Gasoline | COMPARTMENT A | Double Walled | Fiberglass Reinforced Plastic | Pressure |  | Fiberglass Reinforced Plastic | Removal | 1998-09-15
0-002770 | SPEEDWAY STORE #2988 | 201 N HASKELL AVE | WILLCOX | AZ | 85643 | Cochise | 4 | Open | 1986-04-08 | 10000 | Gasoline | COMPARTMENT A | Double Walled | Composite (Steel/Fiberglass) | Pressure |  | Fiberglass Reinforced Plastic
0-007601 | WICKENBURG TIRE AND EXXON | 340 E WICKENBURG WAY | WICKENBURG | AZ | 85390 | Maricopa | 6 | Perm Closure | 1998-11-05 | 5000 | Diesel | COMPARTMENT A | Single Walled | Asphalt coated or Bare Steel | Pressure |  |  | Removal | 2005-11-29
0-007601 | WICKENBURG TIRE AND EXXON | 340 E WICKENBURG WAY | WICKENBURG | AZ | 85390 | Maricopa | 1 | Perm Closure | 1950-01-01 | 1000 | Gasoline | COMPARTMENT A | Double Walled | Composite (Steel/Fiberglass) |  |  |  | Removal | 1991-12-18
0-009702 | WINSLOW WELDING | 915 W SECOND ST | WINSLOW | AZ | 86047 | Navajo | 3 | Perm Closure | 1940-01-01 | 2000 | Gasoline | COMPARTMENT A | Single Walled | Asphalt coated or Bare Steel | Suction - Check Valve at the Dispenser |  | Bare or Galvanized Steel | Removal | 2002-02-01
0-006936 | THRIFTY CAR RENTAL | 4114 E WASHINGTON ST | PHOENIX | AZ | 85034 | Maricopa | 1 | Perm Closure | 1987-12-01 | 10000 | Gasoline | COMPARTMENT A | Double Walled | Composite (Steel/Fiberglass) | Pressure |  |  | Removal | 2006-02-22
0-002007 | EXXON #7-3759 | 9845 W PEORIA AVE | PEORIA | AZ | 85345 | Maricopa | 1 | Perm Closure | 1967-01-01 | 8000 | Gasoline | COMPARTMENT A | Single Walled | Asphalt coated or Bare Steel | Pressure | Single Walled | Bare or Galvanized Steel | Removal | 1991-12-17
0-006236 | LAKE HAVASU TRI-MART | 2201 MCCULLOCH BLVD N | LAKE HAVASU CITY | AZ | 86403 | Mohave | 6 | Open | 2019-09-27 | 5000 | Diesel | COMPARTMENT B | Double Walled | Fiberglass Reinforced Plastic
0-006236 | LAKE HAVASU TRI-MART | 2201 MCCULLOCH BLVD N | LAKE HAVASU CITY | AZ | 86403 | Mohave | 6 | Open | 2019-09-27 | 5000 | Gasoline (PUL) | COMPARTMENT A | Double Walled | Fiberglass Reinforced Plastic
0-007130 | MESA UNIFIED SCHOOL DISTRICT - TRANSPORTATION | 109 E BROADWAY RD | MESA | AZ | 85210 | Maricopa | 6 | Perm Closure | 1988-01-01 | 500 | Used Oil/Waste Oil | COMPARTMENT A | Double Walled | Fiberglass Reinforced Plastic | Suction - Check Valve at the Tank Top |  | Bare or Galvanized Steel | Removal | 2014-06-02
0-001865 | CONOCOPHILLIPS #2670894 | 6630 W CAMELBACK RD | GLENDALE | AZ | 85301 | Maricopa | 1 | Perm Closure | 1963-01-01 | 8000 | Gasoline | COMPARTMENT A | Double Walled | Composite (Steel/Fiberglass) | Pressure | Single Walled | Bare or Galvanized Steel | Removal | 1994-03-15
0-001865 | CONOCOPHILLIPS #2670894 | 6630 W CAMELBACK RD | GLENDALE | AZ | 85301 | Maricopa | 3 | Perm Closure | 1963-01-01 | 6000 | Gasoline | COMPARTMENT A | Double Walled | Composite (Steel/Fiberglass) | Pressure | Single Walled | Bare or Galvanized Steel | Removal | 1994-03-15
0-007565 | A DEAL CONCRETE | 9300 N 12TH AVE | PHOENIX | AZ | 85021 | Maricopa | 3 | Perm Closure | 1970-01-01 | 1000 | Used Oil/Waste Oil | COMPARTMENT A | Double Walled | Asphalt coated or Bare Steel |  |  |  | Removal | 1996-12-19
0-001210 | CIRCLE K #251 | 2104 KINGMAN AVE | KINGMAN | AZ | 86401 | Mohave | 2 | Perm Closure | 1969-01-01 | 10000 | Gasoline | COMPARTMENT A |  | Asphalt coated or Bare Steel | Pressure |  | Fiberglass Reinforced Plastic | Removal | 1999-03-23
0-004418 | SEARS ROEBUCK & CO | 1717 E MCDOWELL RD | PHOENIX | AZ | 85006 | Maricopa | 1 | Perm Closure | 1969-05-06 | 10000 | Gasoline | COMPARTMENT A | Double Walled | Asphalt coated or Bare Steel |  |  |  | Removal | 1988-05-09
0-006759 | CONTRACTORS WEST INC | 2801 N 32ND ST | PHOENIX | AZ | 85008 | Maricopa | 1 | Perm Closure | 1976-01-01 | 4000 | Gasoline | COMPARTMENT A | Unknown | Asphalt coated or Bare Steel |  |  |  | Removal | 1989-12-20
0-006259 | CIRCLE K #2708695 | 6680 W BELL RD | GLENDALE | AZ | 85308 | Maricopa | 3 | Perm Closure | 1987-07-27 | 10000 | Gasoline | COMPARTMENT A | Double Walled | Fiberglass Reinforced Plastic | Pressure |  | Fiberglass Reinforced Plastic | Removal | 2003-02-18
0-006135 | CIRCLE K #2701785 | 7460 W CACTUS RD | PEORIA | AZ | 85381 | Maricopa | 3 | Open | 1985-01-01 | 10000 | Gasoline | COMPARTMENT A | Single Walled | Fiberglass Reinforced Plastic | Pressure | Single Walled | Fiberglass Reinforced Plastic
0-004440 | CIRCLE K #2701996 | 3550 E MAIN ST | MESA | AZ | 85213 | Maricopa | 3 | Open | 1987-01-01 | 10000 | Gasoline | COMPARTMENT A | Single Walled | Fiberglass Reinforced Plastic | Pressure | Single Walled | Fiberglass Reinforced Plastic
0-005434 | CIRCLE K #2702888 | 1205 E BROADWAY RD | MESA | AZ | 85204 | Maricopa | 2 | Perm Closure | 1985-01-01 | 10000 | Gasoline | COMPARTMENT A | Double Walled | Fiberglass Reinforced Plastic | Pressure |  | Fiberglass Reinforced Plastic | Removal | 2011-01-12
0-001975 | POWER PLUS | 4636 N 43RD AVE | PHOENIX | AZ | 85031 | Maricopa | 2 | Perm Closure | 1979-01-01 | 500 | Hazardous Substance | COMPARTMENT A | Single Walled | Asphalt coated or Bare Steel |  |  |  | Removal | 1995-06-13
0-006819 | EASTSIDE CARDLOCK | 7980 E SPEEDWAY BLVD | TUCSON | AZ | 85710 | Pima | 1 | Perm Closure | 1990-06-01 | 10000 | Gasoline | COMPARTMENT A | Unknown | Fiberglass Reinforced Plastic | Pressure |  | Fiberglass Reinforced Plastic | Removal | 2006-06-08
0-009366 | CITY OF PHOENIX - MUNICIPAL PARKING GARAGE | 300 W ADAMS ST | PHOENIX | AZ | 85003 | Maricopa | 6 | Perm Closure | 2005-06-17 | 300 | Unidentified | COMPARTMENT A | Single Walled | Asphalt coated or Bare Steel |  |  |  | Removal | 1998-12-01
0-009366 | CITY OF PHOENIX - MUNICIPAL PARKING GARAGE | 300 W ADAMS ST | PHOENIX | AZ | 85003 | Maricopa | 4 | Perm Closure | 2005-06-17 | 250 | Used Oil/Waste Oil | COMPARTMENT A | Single Walled | Asphalt coated or Bare Steel |  |  |  | Removal | 1998-11-05
0-009040 | PIKE'S PLACE |  | BAGDAD |  |  | Yavapai | 2 | Perm Closure | 1976-01-01 | 2000 | Gasoline | COMPARTMENT A | Single Walled | Asphalt coated or Bare Steel |  |  |  | Removal | 1997-12-19
0-003724 | LLANTERA MIL AMORES #2 | 702 W SOUTHERN AVE | PHOENIX | AZ | 85041 | Maricopa | 4 | Perm Closure | 1967-01-01 | 6000 | Gasoline | COMPARTMENT A | Single Walled | Asphalt coated or Bare Steel |  |  |  | Removal | 1988-04-05
0-005053 | CIRCLE K STORE #2709163 | 2020 W WARNER RD | CHANDLER | AZ | 85224 | Maricopa | 3 | Open | 1989-07-12 | 10000 | Gasoline | COMPARTMENT A | Double Walled | Fiberglass Reinforced Plastic | Pressure | Single Walled | Fiberglass Reinforced Plastic
0-007119 | CIRCLE K STORE #2709158 | 1945 S STAPLEY DR | MESA | AZ | 85204 | Maricopa | 3 | Perm Closure | 1988-11-01 | 10000 | Gasoline | COMPARTMENT A | Double Walled | Fiberglass Reinforced Plastic | Pressure |  | Fiberglass Reinforced Plastic | Removal | 2012-01-19
0-003295 | MONTGOMERY WARD #2236 | 5849 W NORTHERN AVE | GLENDALE | AZ | 85301 | Maricopa | 4 | Perm Closure | 1973-01-03 | 550 | Used Oil/Waste Oil | COMPARTMENT A | Unknown | Asphalt coated or Bare Steel |  |  |  | Removal | 1989-07-05
0-010068 | AHWATUKEE AUTO SPA | 4601 E CHANDLER BLVD | PHOENIX | AZ | 85048 | Maricopa | 2 | Open | 2001-05-03 | 12000 | Gasoline | COMPARTMENT B | Double Walled | Fiberglass Reinforced Plastic | Pressure | Double Walled | Fiberglass Reinforced Plastic
0-000913 | MINDY MILL |  | YUCCA |  |  | Mohave | 1 | Perm Closure | 1978-01-01 | 2000 | Diesel | COMPARTMENT A |  | Asphalt coated or Bare Steel | Suction - Check Valve at the Tank Top |  |  | Removal | 1995-10-09
0-009866 | MIRASTAR #64060 | 2405 W APACHE TRL | APACHE JUNCTION | AZ | 85120 | Pinal | 2 | Perm Closure | 2002-04-02 | 15000 | Gasoline | COMPARTMENT A | Double Walled | Fiberglass Reinforced Plastic | Pressure | Double Walled | Fiberglass Reinforced Plastic | Removal | 2008-10-28
0-003223 | CIRCLE K STORE #2709167 | 9709 N HAYDEN RD | SCOTTSDALE | AZ | 85258 | Maricopa | 2 | Perm Closure | 1985-01-01 | 12000 | Gasoline | COMPARTMENT A | Single Walled | Fiberglass Reinforced Plastic | Pressure |  | Fiberglass Reinforced Plastic | Removal | 1985-06-01
0-009889 | SPEEDWAY STORE #2969 | 6890 N SANDARIO RD | MARANA | AZ | 85743 | Pima | 1 | Open | 2001-10-13 | 5000 | Diesel | COMPARTMENT A | Unknown | Asphalt coated or Bare Steel | Pressure | Single Walled | Fiberglass Reinforced Plastic
0-005938 | RENEGADE MAINTENANCE FACILITY | 9200 E CAVE CREEK RD | CAREFREE | AZ | 85262 | Maricopa | 1 | Perm Closure | 1987-12-18 | 2000 | Red Diesel | COMPARTMENT A | Double Walled | Fiberglass Reinforced Plastic | Pressure |  | Fiberglass Reinforced Plastic | Removal | 2018-10-02
0-002352 | PURCELL TIRE CO | 601 N STONE AVE | TUCSON | AZ | 85705 | Pima | 3 | Perm Closure | 1965-01-01 | 6000 | Gasoline | COMPARTMENT A | Single Walled | Asphalt coated or Bare Steel |  |  |  | Removal | 1990-01-23
0-006877 | ATCHISON TOPEKA & SANTA FE |  | CHINO VALLEY |  |  | Yavapai | 1 | Perm Closure | 2005-06-17 | 200 | Used Oil/Waste Oil | COMPARTMENT A | Unknown | Unknown |  |  |  | Removal | 1990-07-12
0-008441 | B&B ACCOUNTING - FORMER | 9256 W VAN BUREN ST | TOLLESON | AZ | 85353 | Maricopa | 2 | Perm Closure | 2005-06-17 | 2700 | Gasoline | COMPARTMENT A | Unknown | Asphalt coated or Bare Steel | Suction - Check Valve at the Tank Top |  |  | Removal | 1994-09-23
0-006344 | ALBERTAN MOTEL | 5300 S SUNLAND GIN RD | ELOY | AZ | 85131 | Pinal | 1 | Perm Closure | 1985-05-01 | 10000 | Gasoline | COMPARTMENT A | Double Walled | Asphalt coated or Bare Steel | Pressure |  |  | Removal | 1994-05-06
0-004042 | TUCSON JET CENTER | 6720 S PLUMER AVE | TUCSON | AZ | 85756 | Pima | 2 | Open | 1978-01-01 | 10000 | Gasoline | COMPARTMENT A | Single Walled | Asphalt coated or Bare Steel | Pressure | Single Walled | Bare or Galvanized Steel
0-005591 | WEISS GUYS CAR WASH #8 | 1503 W CAMELBACK RD | PHOENIX | AZ | 85015 | Maricopa | 5 | Perm Closure | 1991-10-11 | 10000 | Gasoline | COMPARTMENT A | Double Walled | Composite (Steel/Fiberglass) | Pressure |  | Fiberglass Reinforced Plastic | Closed in Place | 2007-11-06
0-005591 | WEISS GUYS CAR WASH #8 | 1503 W CAMELBACK RD | PHOENIX | AZ | 85015 | Maricopa | 6 | Perm Closure | 1991-10-11 | 10000 | Gasoline | COMPARTMENT A | Double Walled | Composite (Steel/Fiberglass) | Pressure |  | Fiberglass Reinforced Plastic | Closed in Place | 2007-11-06
0-000406 | WEST VAN BUREN CENTER | 13979 W VAN BUREN ST | GOODYEAR | AZ | 85338 | Maricopa | 1 | Perm Closure | 1979-01-01 | 10000 | Diesel | COMPARTMENT A |  | Asphalt coated or Bare Steel | Pressure |  |  | Removal | 1992-03-19
0-000385 | ARIZONA MACHINERY | 197 W WARNER RD | CHANDLER | AZ | 85225 | Maricopa | 3 | Perm Closure | 1976-01-01 | 1000 | Solvent | COMPARTMENT A | Single Walled | Asphalt coated or Bare Steel |  |  |  | Removal | 1989-07-05
0-000378 | PINAL COUNTY - FACILITIES MANAGEMENT | 2207 S WILLOW ST | FLORENCE | AZ | 85132 | Pinal | 2 | Perm Closure | 1974-01-01 | 1000 | Diesel | COMPARTMENT A |  | Asphalt coated or Bare Steel |  |  |  | Removal | 1991-05-30
0-005299 | UNOCAL #5568 | 826 MILLER VALLEY RD | PRESCOTT | AZ | 86301 | Yavapai | 1 | Perm Closure | 1985-04-15 | 12000 | Gasoline | COMPARTMENT A | Double Walled | Fiberglass Reinforced Plastic | Pressure | Double Walled | Fiberglass Reinforced Plastic | Removal | 1986-01-01
0-005996 | PEORIA FUEL LLC | 9102 W PEORIA AVE | PEORIA | AZ | 85345 | Maricopa | 3 | Open | 1988-01-10 | 12000 | Gasoline | COMPARTMENT A | Double Walled | Fiberglass Reinforced Plastic | Pressure |  | Fiberglass Reinforced Plastic
0-003274 | SPEEDSMART #120 | 2402 E WASHINGTON ST | PHOENIX | AZ | 85034 | Maricopa | 4 | Perm Closure | 1986-12-20 | 10000 | Diesel | COMPARTMENT A | Double Walled | Fiberglass Reinforced Plastic | Pressure | Double Walled | Fiberglass Reinforced Plastic | Removal | 2018-01-03
0-009758 | DIGITAL 2121 SOUTH PRICE | 2121 S PRICE RD | CHANDLER | AZ | 85286 | Maricopa | 5 | Open | 2007-09-13 | 25000 | Diesel | COMPARTMENT A | Double Walled | Fiberglass Reinforced Plastic | Suction - Check Valve at the Dispenser | Double Walled | Flexible
0-009243 | CAR WASH | 916 E APACHE BLVD | TEMPE | AZ | 85281 | Maricopa | 2 | Perm Closure | 2005-06-17 | 2000 | Gasoline | COMPARTMENT A | Double Walled | Asphalt coated or Bare Steel |  |  |  | Removal | 1998-03-10
0-004475 | MERCADO DE AMIGOS #2 | 1529 N AVENUE 64 E | DATELAND | AZ | 85333 | Yuma | 2 | Perm Closure | 1972-01-01 | 7500 | Gasoline | COMPARTMENT A | Single Walled | Asphalt coated or Bare Steel |  |  |  | Closed in Place | 1989-12-06
0-004475 | MERCADO DE AMIGOS #2 | 1529 N AVENUE 64 E | DATELAND | AZ | 85333 | Yuma | 4 | Perm Closure | 1989-12-06 | 8000 | Gasoline | COMPARTMENT A | Double Walled | Composite (Steel/Fiberglass) | Pressure | Single Walled | Fiberglass Reinforced Plastic | Removal | 2017-07-13
0-001062 | IKE'S MINI MARKET | 117 E FREMONT ST | TOMBSTONE | AZ | 85638 | Cochise | 8 | Open | 1989-03-01 | 6000 | Gasoline | COMPARTMENT A | Double Walled | Composite (Steel/Fiberglass) | Suction - Check Valve at the Tank Top | Single Walled | Bare or Galvanized Steel
0-001062 | IKE'S MINI MARKET | 117 E FREMONT ST | TOMBSTONE | AZ | 85638 | Cochise | 4 | Perm Closure | 1963-01-01 | 2000 | Gasoline | COMPARTMENT A | Single Walled | Asphalt coated or Bare Steel | Suction - Check Valve at the Tank Top | Single Walled | Bare or Galvanized Steel | Removal | 1988-12-16
0-001062 | IKE'S MINI MARKET | 117 E FREMONT ST | TOMBSTONE | AZ | 85638 | Cochise | 1 | Perm Closure | 1966-01-01 | 10000 | Gasoline | COMPARTMENT A | Single Walled | Asphalt coated or Bare Steel | Suction - Check Valve at the Tank Top | Single Walled | Bare or Galvanized Steel | Removal | 1988-12-16
0-001822 | WILLCOX TRUCK PLAZA | 1190 W REX ALLEN DR | WILLCOX | AZ | 85643 | Cochise | 1 | Perm Closure | 1975-01-01 | 6000 | Gasoline | COMPARTMENT A |  | Asphalt coated or Bare Steel | Pressure |  |  | Closed in Place | 1993-09-16
0-001822 | WILLCOX TRUCK PLAZA | 1190 W REX ALLEN DR | WILLCOX | AZ | 85643 | Cochise | 2 | Perm Closure | 1969-01-01 | 10000 | Gasoline | COMPARTMENT A |  | Asphalt coated or Bare Steel | Pressure |  |  | Closed in Place | 1993-09-16
0-005142 | EXXON - HAYDEN EXXON | 666 MORRIS RD | HAYDEN | AZ | 85192 | Pinal | 3 | Perm Closure | 1984-05-01 | 10000 | Diesel | COMPARTMENT A | Double Walled | Asphalt coated or Bare Steel | Pressure |  | Bare or Galvanized Steel | Removal | 1993-04-20
0-005142 | EXXON - HAYDEN EXXON | 666 MORRIS RD | HAYDEN | AZ | 85192 | Pinal | 2 | Perm Closure | 1984-05-01 | 10000 | Gasoline | COMPARTMENT A | Double Walled | Asphalt coated or Bare Steel | Pressure |  | Bare or Galvanized Steel | Removal | 1993-04-20
0-005134 | GAS PLUS | 421 E SHELDON ST | PRESCOTT | AZ | 86301 | Yavapai | 6 | Perm Closure | 1998-07-10 | 4000 | Diesel | COMPARTMENT A | Single Walled | Asphalt coated or Bare Steel | Pressure | Double Walled | Flexible | Removal | 2020-02-13
0-003446 | ARCO AM/PM | 1349 S 4TH AVE | YUMA | AZ | 85364 | Yuma | 2 | Perm Closure | 1948-01-01 | 4000 | Diesel | COMPARTMENT A | Single Walled | Asphalt coated or Bare Steel |  |  |  | Removal | 1990-08-22
0-005109 | WESTSIDE TIGERMART | 1315 N PINAL AVE | CASA GRANDE | AZ | 85122 | Pinal | 7 | Perm Closure | 1988-04-22 | 10000 | Gasoline | COMPARTMENT A | Double Walled | Composite (Steel/Fiberglass) | Pressure |  | Fiberglass Reinforced Plastic | Removal | 2003-06-18
0-005109 | WESTSIDE TIGERMART | 1315 N PINAL AVE | CASA GRANDE | AZ | 85122 | Pinal | 4 | Perm Closure | 1973-04-22 | 6000 | Diesel | COMPARTMENT A | Double Walled | Asphalt coated or Bare Steel |  |  |  | Removal | 1988-12-01
0-000067 | ACTION SAND & GRAVEL CORP | 2530 W CURTIS RD | TUCSON | AZ | 85705 | Pima | 1 | Perm Closure | 1981-01-01 | 3000 | Diesel | COMPARTMENT A |  | Asphalt coated or Bare Steel |  |  |  | Removal | 1991-04-30
0-001593 | COCHISE COUNTY - ROAD MAINTENANCE FACILITY | 500 N RAILROAD AVE | WILLCOX | AZ | 85643 | Cochise | 1 | Perm Closure | 1984-01-01 | 10000 | Diesel | COMPARTMENT A | Single Walled | Asphalt coated or Bare Steel | Pressure | Single Walled | Bare or Galvanized Steel | Removal | 1996-04-23
0-007908 | VT INC | 4623 E UNIVERSITY DR | PHOENIX | AZ | 85034 | Maricopa | 9 | Perm Closure | 1977-11-08 | 10000 | Diesel | COMPARTMENT A | Unknown | Asphalt coated or Bare Steel |  |  |  | Removal | 1992-07-08
0-006141 | VALLEY FRONTIER BUILDING | 3550 N CENTRAL AVE | PHOENIX | AZ | 85012 | Maricopa | 3 | Perm Closure | 1964-01-01 | 5000 | Gasoline | COMPARTMENT A | Single Walled | Asphalt coated or Bare Steel |  |  |  | Removal | 1990-09-17
0-004276 | CITY OF LAKE HAVASU CITY - FIRE STATION #3 | 3620 BUENA VISTA AVE | LAKE HAVASU CITY | AZ | 86406 | Mohave | 1 | Perm Closure | 1975-06-22 | 2000 | Diesel | COMPARTMENT A | Double Walled | Asphalt coated or Bare Steel | Suction - Check Valve at the Tank Top |  | Bare or Galvanized Steel | Removal | 1989-05-01
0-002463 | EXXON - CHINO VALLEY EXXON | 460 N STATE ROUTE 89 | CHINO VALLEY | AZ | 86323 | Yavapai | 3 | Perm Closure | 1983-05-06 | 6000 | Diesel | COMPARTMENT A | Single Walled | Asphalt coated or Bare Steel |  |  |  | Removal | 1989-04-12
0-007561 | CITY OF MESA - EAST MESA SERVICE CENTER | 6935 E DECATUR ST | MESA | AZ | 85207 | Maricopa | 5 | Open | 1990-10-24 | 2500 | Automatic Transmission Fluid | COMPARTMENT A | Double Walled | Fiberglass Reinforced Plastic | Suction - Check Valve at the Tank Top |  | Fiberglass Reinforced Plastic
0-000652 | HENSLEY & CO | 4201 N 45TH AVE | PHOENIX | AZ | 85031 | Maricopa | 4 | Perm Closure | 1988-04-01 | 6000 | Gasoline | COMPARTMENT A | Double Walled | Fiberglass Reinforced Plastic | Pressure | Double Walled | Fiberglass Reinforced Plastic | Removal | 2020-11-06
0-000682 | THUMB BUTTE EXXON | 1451 W GURLEY ST | PRESCOTT | AZ | 86305 | Yavapai | 2 | Perm Closure | 1971-01-01 | 8000 | Gasoline | COMPARTMENT A | Single Walled | Asphalt coated or Bare Steel |  |  |  | Removal | 1988-01-01
0-002098 | SUN WEST TRADING POST | 905 W HOPI DR | HOLBROOK | AZ | 86025 | Navajo | 4 | Perm Closure | 1979-01-01 | 3000 | Gasoline | COMPARTMENT A |  | Asphalt coated or Bare Steel |  |  |  | Removal | 2006-10-26
0-006862 | SOBERG INDUSTRIES INC | 1119 W HILTON AVE | PHOENIX | AZ | 85007 | Maricopa | 1 | Perm Closure | 2005-06-17 | 500 | Gasoline | COMPARTMENT A | Single Walled | Asphalt coated or Bare Steel |  |  |  | Removal | 1990-07-18
0-000835 | SHORT STOP #31 | 1001 S 6TH AVE | TUCSON | AZ | 85701 | Pima | 1 | Perm Closure | 1980-01-01 | 12000 | Gasoline | COMPARTMENT A |  | Asphalt coated or Bare Steel |  |  |  | Removal | 1992-01-18
0-000835 | SHORT STOP #31 | 1001 S 6TH AVE | TUCSON | AZ | 85701 | Pima | 3 | Perm Closure | 1980-01-01 | 12000 | Gasoline | COMPARTMENT A |  | Asphalt coated or Bare Steel |  |  |  | Removal | 1992-01-18
0-008815 | WILLIAMS CHEVRON | 1050 N GRAND CANYON BLVD | WILLIAMS | AZ | 86046 | Coconino | 2 | Open | 1995-11-01 | 10000 | Gasoline (UL) | COMPARTMENT A |  | Fiberglass Reinforced Plastic | Pressure | Double Walled | Fiberglass Reinforced Plastic
0-008034 | DAVE CLARK CHEVRON | 1600 E ROUTE | FLAGSTAFF | AZ | 86001 | Coconino | 4 | Perm Closure | 1975-01-01 | 8000 | Diesel | COMPARTMENT A | Double Walled | Asphalt coated or Bare Steel | Pressure |  | Bare or Galvanized Steel | Removal | 1997-11-18
0-008034 | DAVE CLARK CHEVRON | 1600 E ROUTE | FLAGSTAFF | AZ | 86001 | Coconino | 2 | Perm Closure | 1975-01-01 | 8000 | Gasoline | COMPARTMENT A | Double Walled | Asphalt coated or Bare Steel | Pressure |  | Bare or Galvanized Steel | Removal | 1997-11-18
0-001368 | CIRCLE K #2701130 | 11450 W SOUTHERN AVE | TOLLESON | AZ | 85353 | Maricopa | 1 | Open | 1978-01-01 | 10000 | Gasoline | COMPARTMENT A |  | Asphalt coated or Bare Steel | Pressure | Double Walled | Fiberglass Reinforced Plastic
0-001247 | CIRCLE K #519 | 7752 E WRIGHTSTOWN RD | TUCSON | AZ | 85715 | Pima | 1 | Perm Closure | 1971-01-01 | 10000 | Gasoline | COMPARTMENT A |  | Asphalt coated or Bare Steel |  |  |  | Removal | 1989-02-09
0-000766 | BROMM AUTO GROUP | 555 E WICKENBURG WAY | WICKENBURG | AZ | 85390 | Maricopa | 2 | Perm Closure | 1962-01-01 | 300 | Used Oil/Waste Oil | COMPARTMENT A | Single Walled | Asphalt coated or Bare Steel | Suction - Check Valve at the Tank Top | Single Walled | Bare or Galvanized Steel | Removal | 1991-10-10
0-007862 | FROG SERVICE CENTER | 381 S ARIZONA BLVD | COOLIDGE | AZ | 85128 | Pinal | 1 | Perm Closure | 2005-06-17 |  | Gasoline | COMPARTMENT A |  | Asphalt coated or Bare Steel |  |  |  | Closed in Place | 1983-02-02
0-002487 | ARIZONA MANUFACTURING POWER SYSTEMS | 525 S 83RD AVE | TOLLESON | AZ | 85353 | Maricopa | 1 | Perm Closure | 1981-02-20 | 1000 | Diesel | COMPARTMENT A | Unknown | Unknown |  |  |  | Removal | 1989-11-25
0-001699 | CUMMINS SOUTHWEST INC | 2239 N BLACK CANYON HWY | PHOENIX | AZ | 85009 | Maricopa | 4 | Perm Closure | 1981-01-01 | 5000 | Diesel | COMPARTMENT A |  | Asphalt coated or Bare Steel |  |  |  | Removal | 1989-11-03
0-005073 | INFINITI OF SCOTTSDALE INC | 6910 E MCDOWELL RD | SCOTTSDALE | AZ | 85257 | Maricopa | 2 | Perm Closure | 1980-01-01 | 550 | Used Oil/Waste Oil | COMPARTMENT A |  | Asphalt coated or Bare Steel | Gravity Feed |  |  | Removal | 2000-07-13
0-002974 | LITCHFIELD SCHOOL DISTRICT - TRANSPORTATION FACILITY | 290 E SAGEBRUSH ST | LITCHFIELD PARK | AZ | 85340 | Maricopa | 2 | Perm Closure | 1972-04-29 | 500 | Diesel | COMPARTMENT A | Double Walled | Asphalt coated or Bare Steel | Suction - Check Valve at the Tank Top |  |  | Removal | 1993-06-15
0-001015 | CHANDLER REGIONAL MEDICAL CENTER | 1955 W FRYE RD | CHANDLER | AZ | 85224 | Maricopa | 1 | Perm Closure | 1984-01-01 | 1000 | Diesel | COMPARTMENT A | Single Walled | Fiberglass Reinforced Plastic | Suction - Check Valve at the Tank Top |  | Fiberglass Reinforced Plastic | Removal | 1996-11-13
0-008701 | UNITED DAIRYMEN OF ARIZONA - WAREHOUSE | 2601 S HARDY DR | TEMPE | AZ | 85282 | Maricopa | 1 | Open | 1995-05-03 | 20000 | Gasoline | COMPARTMENT A | Double Walled | Fiberglass Reinforced Plastic | Pressure |  | Fiberglass Reinforced Plastic
0-005951 | PARCEL 401-37-001C | 37 N HIGHWAY 87 | COOLIDGE | AZ | 85128 | Pinal | 1 | Perm Closure | 1957-01-01 | 5000 | Gasoline | COMPARTMENT A | Single Walled | Asphalt coated or Bare Steel |  |  |  | Removal | 1988-11-01
0-000124 | LOTUS MARKET | 361 S LINDSAY RD | MESA | AZ | 85204 | Maricopa | 2 | Perm Closure | 1987-01-01 | 10000 | Gasoline | COMPARTMENT A |  | Asphalt coated or Bare Steel | Pressure |  | Fiberglass Reinforced Plastic | Removal | 2002-05-08
0-006403 | LAKE POWELL TRAVEL PLAZA | 101 W GLEN DR | GREENHAVEN | AZ | 86036 | Coconino | 5 | Open | 2020-06-18 | 30000 | Diesel #2 | COMPARTMENT A | Double Walled | Fiberglass Reinforced Plastic | Pressure | Double Walled | Flexible
0-002095 | JAMES L FANN CONTRACTING INC | 721 6TH ST | PRESCOTT | AZ | 86301 | Yavapai | 1 | Perm Closure | 2005-06-17 | 1800 | Diesel | COMPARTMENT A | Single Walled | Asphalt coated or Bare Steel |  |  |  | Removal | 1990-09-11
0-002540 | HUDGEON'S FORD-MERCURY INC | 296 N ARIZONA BLVD | COOLIDGE | AZ | 85128 | Pinal | 1 | Perm Closure | 2005-06-17 | 500 | Gasoline | COMPARTMENT A | Single Walled | Asphalt coated or Bare Steel | Suction - Check Valve at the Tank Top |  | Bare or Galvanized Steel | Removal | 1993-01-09
0-005899 | INDUSTRIAL PARK BOOSTER STATION | 8900 N 79TH AVE | PEORIA | AZ | 85345 | Maricopa | 1 | Perm Closure | 1981-01-01 | 288 | Diesel | COMPARTMENT A | Double Walled | Asphalt coated or Bare Steel |  |  |  | Removal | 1991-02-13
0-009532 | QUIKTRIP #461 | 2535 W CAMELBACK RD | PHOENIX | AZ | 85017 | Maricopa | 6 | Open | 2017-02-17 | 20000 | Gasoline | COMPARTMENT A | Double Walled | Fiberglass Reinforced Plastic | Pressure | Double Walled | Fiberglass Reinforced Plastic
0-009532 | QUIKTRIP #461 | 2535 W CAMELBACK RD | PHOENIX | AZ | 85017 | Maricopa | 3 | Perm Closure | 2005-06-17 | 3000 | Gasoline | COMPARTMENT A | Unknown | Asphalt coated or Bare Steel |  |  |  | Removal | 1987-05-14
0-001997 | EXXON #7-3558 | 5850 N 7TH ST | PHOENIX | AZ | 85014 | Maricopa | 2 | Perm Closure | 1968-01-01 | 8000 | Gasoline | COMPARTMENT A | Single Walled | Fiberglass Reinforced Plastic | Pressure |  | Fiberglass Reinforced Plastic | Removal | 1993-10-15
0-001997 | EXXON #7-3558 | 5850 N 7TH ST | PHOENIX | AZ | 85014 | Maricopa | 4 | Perm Closure | 1968-01-01 | 1000 | Used Oil/Waste Oil | COMPARTMENT A | Single Walled | Fiberglass Reinforced Plastic | Pressure |  | Fiberglass Reinforced Plastic | Removal | 1993-10-15
0-009067 | CIVIC CENTER/PHOENIX MAINTENANCE | 801 E JEFFERSON ST | PHOENIX | AZ | 85034 | Maricopa | 1 | Perm Closure | 1940-01-01 | 250 | Diesel | COMPARTMENT A | Double Walled | Asphalt coated or Bare Steel | Suction - Check Valve at the Tank Top |  | Bare or Galvanized Steel | Removal | 1997-03-31
0-006228 | CIRCLE K #2703747 | 2730 N SCOTTSDALE RD | TEMPE | AZ | 85281 | Maricopa | 2 | Open | 1987-06-30 | 10000 | Gasoline | COMPARTMENT A | Double Walled | Fiberglass Reinforced Plastic | Pressure | Single Walled | Fiberglass Reinforced Plastic
0-009086 | CIRCLE K #2705322 | 24838 N 35TH AVE | PHOENIX | AZ | 85027 | Maricopa | 3 | Open | 1996-11-09 | 10000 | Gasoline | COMPARTMENT A | Double Walled | Fiberglass Reinforced Plastic | Pressure | Double Walled | Fiberglass Reinforced Plastic
0-006010 | CIRCLE K #2708598 | 15410 N 40TH ST | PHOENIX | AZ | 85032 | Maricopa | 1 | Open | 1988-02-24 | 10000 | Gasoline | COMPARTMENT A | Double Walled | Fiberglass Reinforced Plastic | Pressure |  | Fiberglass Reinforced Plastic
0-006010 | CIRCLE K #2708598 | 15410 N 40TH ST | PHOENIX | AZ | 85032 | Maricopa | 2 | Open | 1988-02-24 | 10000 | Gasoline | COMPARTMENT A | Double Walled | Fiberglass Reinforced Plastic | Pressure |  | Fiberglass Reinforced Plastic
0-006472 | CIRCLE K #2708778 | 2880 W INA RD | TUCSON | AZ | 85741 | Pima | 3 | Temp Closure | 1987-10-06 | 10000 | Gasoline | COMPARTMENT A | Double Walled | Fiberglass Reinforced Plastic | Pressure |  | Fiberglass Reinforced Plastic |  | 2020-09-17
0-006472 | CIRCLE K #2708778 | 2880 W INA RD | TUCSON | AZ | 85741 | Pima | 2 | Open | 1987-10-06 | 10000 | Gasoline | COMPARTMENT A | Double Walled | Fiberglass Reinforced Plastic | Pressure |  | Fiberglass Reinforced Plastic
0-004556 | CIRCLE K #2708830 | 7410 W OLIVE AVE | PEORIA | AZ | 85345 | Maricopa | 3 | Perm Closure | 1986-07-13 | 10000 | Gasoline | COMPARTMENT A | Double Walled | Fiberglass Reinforced Plastic | Pressure |  | Fiberglass Reinforced Plastic | Removal | 2005-05-24
0-009664 | FIFTY THIRD STREET MARKET | 5302 E VAN BUREN ST | PHOENIX | AZ | 85008 | Maricopa | 3 | Perm Closure | 1958-01-01 | 1000 | Unidentified | COMPARTMENT A | Single Walled | Asphalt coated or Bare Steel |  |  |  | Removal | 2001-01-19
0-001741 | FALCON POOLS/A & A LIMO | 219 E MABEL ST | TUCSON | AZ | 85705 | Pima | 1 | Perm Closure | 1969-01-01 | 1000 | Gasoline | COMPARTMENT A |  | Asphalt coated or Bare Steel |  |  |  | Removal | 1991-09-15
0-006021 | FARMER JOHN'S MEATS | 222 S 9TH ST | PHOENIX | AZ | 85034 | Maricopa | 1 | Perm Closure | 1978-03-30 | 3000 | Gasoline | COMPARTMENT A | Unknown | Asphalt coated or Bare Steel |  |  |  | Removal | 1991-09-27
0-008273 | CITY OF PEORIA - FIRE DEPARTMENT #93 | 8380 W EMILE ZOLA AVE | PEORIA | AZ | 85381 | Maricopa | 1 | Open | 1991-01-21 | 2000 | Diesel | COMPARTMENT A | Double Walled | Fiberglass Reinforced Plastic | Pressure |  | Fiberglass Reinforced Plastic
0-008299 | MOUNT GRAHAM INTERNATIONAL OBSERVATORY | 1480 W STATE ROUTE 366 | SAFFORD | AZ | 85546 | Graham | 2 | Open | 1990-01-01 | 1000 | Diesel | COMPARTMENT A | Double Walled | Fiberglass Reinforced Plastic | Suction - Check Valve at the Tank Top | Aboveground Piping
0-008276 | RENTAL CAR QUICK TURNAROUND | 2620 E AIRPORT DR | TUCSON | AZ | 85756 | Pima | 6 | Open | 1995-03-03 | 12000 | Gasoline | COMPARTMENT A | Double Walled | Fiberglass Reinforced Plastic | Pressure | Double Walled | Fiberglass Reinforced Plastic
0-008965 | RIO SALADO FUN PARK | 808 N SCOTTSDALE RD | TEMPE | AZ | 85281 | Maricopa | 1 | Perm Closure | 1968-08-28 | 500 | Gasoline | COMPARTMENT A | Unknown | Asphalt coated or Bare Steel |  |  |  | Removal | 1996-09-05
0-002788 | SPEEDSMART | 5103 W PEORIA AVE | GLENDALE | AZ | 85302 | Maricopa | 3 | Perm Closure | 1978-01-01 | 10000 | Gasoline | COMPARTMENT A |  | Asphalt coated or Bare Steel | Pressure | Double Walled | Flexible | Removal | 2007-10-10
0-009099 | ARCO AM/PM #5982 | 4060 N CENTRAL AVE | PHOENIX | AZ | 85012 | Maricopa | 3 | Perm Closure | 1996-12-20 | 10000 | Gasoline | COMPARTMENT A | Double Walled | Fiberglass Reinforced Plastic | Pressure | Double Walled |  | Removal | 2010-11-16
0-007282 | 7-ELEVEN #27401 | 4748 E VAN BUREN ST | PHOENIX | AZ | 85008 | Maricopa | 2 | Perm Closure | 1987-06-01 | 10000 | Gasoline | COMPARTMENT A | Single Walled | Fiberglass Reinforced Plastic | Pressure |  | Fiberglass Reinforced Plastic | Removal | 2016-08-16
0-007282 | 7-ELEVEN #27401 | 4748 E VAN BUREN ST | PHOENIX | AZ | 85008 | Maricopa | 3 | Perm Closure | 1987-06-01 | 10000 | Gasoline | COMPARTMENT A | Single Walled | Fiberglass Reinforced Plastic | Pressure |  | Fiberglass Reinforced Plastic | Removal | 2016-08-16
0-007282 | 7-ELEVEN #27401 | 4748 E VAN BUREN ST | PHOENIX | AZ | 85008 | Maricopa | 1 | Perm Closure | 1987-06-01 | 10000 | Gasoline | COMPARTMENT A | Single Walled | Fiberglass Reinforced Plastic | Pressure |  | Fiberglass Reinforced Plastic | Removal | 2016-08-16
0-008511 | RUBY TUESDAY RESTAURANT | 4 E UNIVERSITY DR | TEMPE | AZ | 85281 | Maricopa | 2 | Perm Closure | 1975-01-01 | 300 | Used Oil/Waste Oil | COMPARTMENT A | Unknown | Asphalt coated or Bare Steel | Gravity Feed |  |  | Removal | 1995-07-06
0-001200 | BISBEE CHEVRON | 1288 W HIGHWAY 92 | BISBEE | AZ | 85603 | Cochise | 4 | Open | 1998-05-27 | 6000 | Diesel | COMPARTMENT B | Double Walled | Composite (Steel/Fiberglass)
0-001200 | BISBEE CHEVRON | 1288 W HIGHWAY 92 | BISBEE | AZ | 85603 | Cochise | 4 | Open | 1998-05-27 | 6000 | Gasoline | COMPARTMENT A | Double Walled | Composite (Steel/Fiberglass)
0-001439 | CIRCLE K #2701577 | 1123 W THATCHER BLVD | SAFFORD | AZ | 85546 | Graham | 2 | Perm Closure | 1982-01-01 | 12000 | Gasoline | COMPARTMENT A | Single Walled | Asphalt coated or Bare Steel | Pressure | Single Walled | Bare or Galvanized Steel | Removal | 2005-11-29
0-001396 | CIRCLE K #1344 | 1002 N 32ND ST | PHOENIX | AZ | 85008 | Maricopa | 2 | Open | 1979-01-01 | 6000 | Gasoline | COMPARTMENT A |  | Asphalt coated or Bare Steel | Pressure |  | Fiberglass Reinforced Plastic
0-008069 | MAYO CLINIC SCOTTSDALE | 13400 E SHEA BLVD | SCOTTSDALE | AZ | 85259 | Maricopa | 2 | Perm Closure | 1986-09-01 | 10000 | Diesel | COMPARTMENT A |  | Asphalt coated or Bare Steel | Suction - Check Valve at the Tank Top |  |  | Removal | 1995-08-26
0-003499 | ARDLEDGE FARMS | 13048 S LINDSAY RD | GILBERT | AZ | 85296 | Maricopa | 2 | Perm Closure | 1981-01-01 | 25000 | Kerosene | COMPARTMENT A |  | Asphalt coated or Bare Steel |  |  |  | Removal | 1997-03-18
0-000534 | ARCO #5271 | 1825 N 24TH ST | PHOENIX | AZ | 85008 | Maricopa | 4 | Perm Closure | 2005-06-17 | 10000 | Gasoline | COMPARTMENT A |  | Asphalt coated or Bare Steel | Pressure |  |  | Removal | 1993-11-01
0-000534 | ARCO #5271 | 1825 N 24TH ST | PHOENIX | AZ | 85008 | Maricopa | 9 | Open | 2019-12-18 | 15000 | Gasoline (UL) | COMPARTMENT A | Double Walled | Fiberglass Reinforced Plastic | Pressure | Double Walled | Fiberglass Reinforced Plastic
0-008535 | GERBER COLLISION & GLASS | 2700 E MAIN ST | MESA | AZ | 85213 | Maricopa | 2 | Perm Closure | 2005-06-17 | 2000 | Unidentified | COMPARTMENT A | Unknown | Unknown |  |  |  | Removal | 1995-01-05
0-000546 | CHEVRON #9-8190 | 1901 W BETHANY HOME RD | PHOENIX | AZ | 85015 | Maricopa | 1 | Perm Closure | 1981-01-01 | 10000 | Gasoline | COMPARTMENT A | Double Walled | Fiberglass Reinforced Plastic | Pressure |  | Fiberglass Reinforced Plastic | Removal | 1996-03-20
0-009172 | UNION PACIFIC LEASE PROPERTIES | SAN PEDRO & 4TH ST | BENSON | AZ | 85602 | Cochise | 4 | Perm Closure | 2005-06-17 | 4000 | Gasoline | COMPARTMENT A | Double Walled | Asphalt coated or Bare Steel |  |  |  | Removal | 1997-12-05
0-008456 | CIRCLE K STORE #2703445 | 2990 N ARIZONA AVE | CHANDLER | AZ | 85225 | Maricopa | 2 | Open | 2013-06-01 | 20000 | Gasoline | COMPARTMENT A | Double Walled | Fiberglass Reinforced Plastic | Pressure | Double Walled | Fiberglass Reinforced Plastic
0-005956 | YAVAPAI COUNTY - ROADS 1 & 2 | 1100 COMMERCE DR | PRESCOTT | AZ | 86305 | Yavapai | 2 | Perm Closure | 1987-12-30 | 10000 | Diesel | COMPARTMENT A | Double Walled | Fiberglass Reinforced Plastic | Pressure | Double Walled | Fiberglass Reinforced Plastic | Removal | 2018-01-19
0-006298 | PINE MEADOWS SERVICE STATION | 5819 HIGHWAY 260 | PINETOP-LAKESIDE | AZ | 85929 | Navajo | 4 | Perm Closure | 1983-08-16 | 10000 | Gasoline | COMPARTMENT A | Double Walled | Asphalt coated or Bare Steel |  |  |  | Removal | 2003-04-11
0-009930 | PARKS MERCANTILE & FEED | 518 N PARKS RD | PARKS | AZ | 86018 | Coconino | 1 | Open | 2003-01-14 | 5000 | Diesel | COMPARTMENT B | Double Walled | Composite (Steel/Fiberglass) | Pressure | Double Walled | Flexible
0-006924 | BANNER UNIVERSITY MEDICAL CENTER TUCSON | 1501 N CAMPBELL AVE | TUCSON | AZ | 85724 | Pima | 1 | Perm Closure | 1990-07-01 | 10000 | Jet Fuel | COMPARTMENT A | Double Walled | Composite (Steel/Fiberglass) | Gravity Feed | Single Walled | Bare or Galvanized Steel | Removal | 1994-10-11
0-008791 | CHICKASHA COTTON OIL STATION |  | FRIENDLY CORNERS |  |  | Pinal | 1 | Perm Closure | 2005-06-17 |  | Gasoline | COMPARTMENT A | Double Walled | Asphalt coated or Bare Steel |  |  |  | Removal | 1996-01-23
0-004299 | SRP - ADMINISTRATIVE OFFICES | MANY LOCATIONS | PHOENIX | AZ | 85281 | Maricopa | 1 | Perm Closure | 2005-06-17 | 6000 | Gasoline | COMPARTMENT A | Unknown | Asphalt coated or Bare Steel |  |  |  | Removal | 1997-06-02
0-002379 | SPRINGERVILLE 66 |  | SPRINGERVILLE |  |  | Apache | 4 | Perm Closure | 1980-01-01 | 12000 | Gasoline | COMPARTMENT A | Single Walled | Asphalt coated or Bare Steel | Pressure | Single Walled | Bare or Galvanized Steel | Removal | 1996-04-25
0-002411 | USDOJ FCI - SAFFORD | 1529 W STATE ROUTE 366 | SAFFORD | AZ | 85546 | Graham | 2 | Perm Closure | 1972-01-01 | 1000 | Gasoline | COMPARTMENT A | Single Walled | Asphalt coated or Bare Steel |  |  |  | Removal | 1987-07-01
0-001106 | EXPRESS STOP #127 | 403 S BEELINE HWY | PAYSON | AZ | 85541 | Gila | 7 | Perm Closure | 1994-05-01 | 12000 | Gasoline | COMPARTMENT A | Double Walled | Fiberglass Reinforced Plastic | Pressure | Double Walled | Fiberglass Reinforced Plastic | Removal | 2008-12-17
0-004375 | SCHMELZLA OIL CO | 200 N HASKELL AVE | WILLCOX | AZ | 85643 | Cochise | 4 | Perm Closure | 2005-06-17 |  | Unidentified | COMPARTMENT A |  | Asphalt coated or Bare Steel |  |  |  | Removal | 1981-10-01
0-004375 | SCHMELZLA OIL CO | 200 N HASKELL AVE | WILLCOX | AZ | 85643 | Cochise | 1 | Perm Closure | 1967-01-01 | 10000 | Gasoline | COMPARTMENT A |  | Asphalt coated or Bare Steel |  |  |  | Removal | 1988-12-01
0-000912 | BOOTH MACHINERY INC | 590 E 16TH ST | YUMA | AZ | 85365 | Yuma | 1 | Perm Closure | 1990-04-01 | 1000 | Gasoline | COMPARTMENT A | Single Walled | Fiberglass Reinforced Plastic | Gravity Feed |  | Fiberglass Reinforced Plastic | Removal | 1993-12-16
0-006346 | CHAPMAN COLLISION CENTER | 5300 S PALO VERDE RD | TUCSON | AZ | 85706 | Pima | 1 | Perm Closure | 1987-08-27 | 8000 | Gasoline | COMPARTMENT A | Double Walled | Asphalt coated or Bare Steel | Pressure |  | Bare or Galvanized Steel | Removal | 1998-08-11
0-004986 | FLYERS ENERGY 3057 | 3555 S RICHEY BLVD | TUCSON | AZ | 85713 | Pima | 1 | Open | 1979-01-01 | 20000 | Diesel #2 | COMPARTMENT A |  | Asphalt coated or Bare Steel | Pressure | Double Walled | Fiberglass Reinforced Plastic
0-003904 | PRIDE TRAVEL CENTER (ELOY) | 5240 N SUNLAND GIN RD | ELOY | AZ | 85131 | Pinal | 5 | Open | 1986-01-01 | 10000 | Gasoline (UL) | COMPARTMENT A | Double Walled | Composite (Steel/Fiberglass) | Pressure |  | Fiberglass Reinforced Plastic
0-003904 | PRIDE TRAVEL CENTER (ELOY) | 5240 N SUNLAND GIN RD | ELOY | AZ | 85131 | Pinal | 2 | Open | 1986-01-01 | 20000 | Diesel | COMPARTMENT A | Double Walled | Composite (Steel/Fiberglass) | Pressure |  | Fiberglass Reinforced Plastic
0-005079 | SPEEDWAY SELF SERVE | 2604 E SPEEDWAY BLVD | TUCSON | AZ | 85716 | Pima | 5 | Perm Closure | 1996-02-27 | 15000 | Gasoline | COMPARTMENT A | Double Walled | Composite (Steel/Fiberglass) | Pressure | Double Walled | Fiberglass Reinforced Plastic | Removal | 2015-04-28
0-000909 | CIRCLE K STORE #2706644 | 1850 W UNION HILLS DR | PHOENIX | AZ | 85027 | Maricopa | 4 | Perm Closure | 1975-01-01 | 12000 | Gasoline | COMPARTMENT A |  | Asphalt coated or Bare Steel | Pressure |  | Fiberglass Reinforced Plastic | Removal | 1991-06-11
0-000909 | CIRCLE K STORE #2706644 | 1850 W UNION HILLS DR | PHOENIX | AZ | 85027 | Maricopa | 8 | Open | 1991-06-01 | 10000 | Gasoline | COMPARTMENT A | Double Walled | Fiberglass Reinforced Plastic | Pressure | Double Walled | Fiberglass Reinforced Plastic
0-004357 | RAMADA LIMITED | 1701 W BASELINE RD | GUADALUPE | AZ | 85283 | Maricopa | 4 | Perm Closure | 1980-01-24 | 10000 | Gasoline | COMPARTMENT A | Double Walled | Asphalt coated or Bare Steel |  |  |  | Removal | 1991-12-19
0-004357 | RAMADA LIMITED | 1701 W BASELINE RD | GUADALUPE | AZ | 85283 | Maricopa | 3 | Perm Closure | 1980-01-24 | 8000 | Gasoline | COMPARTMENT A | Double Walled | Asphalt coated or Bare Steel | Pressure |  | Bare or Galvanized Steel | Removal | 1991-12-19
0-004913 | TEXACO #60-349-0097 | 630 E MAIN ST | MESA | AZ | 85203 | Maricopa | 2 | Perm Closure | 1970-05-07 | 10000 | Gasoline | COMPARTMENT A | Unknown | Asphalt coated or Bare Steel | Pressure |  | Bare or Galvanized Steel | Removal | 1991-08-23
0-005306 | MCAFEE CONSOLIDATED | 840 E SOUTHERN AVE | MESA | AZ | 85204 | Maricopa | 1 | Perm Closure | 1974-01-01 | 3000 | Gasoline | COMPARTMENT A | Double Walled | Asphalt coated or Bare Steel | Suction - Check Valve at the Tank Top |  |  | Removal | 1991-12-09
0-000525 | ARCO #1523 | 2322 E THOMAS RD | PHOENIX | AZ | 85016 | Maricopa | 3 | Perm Closure | 1974-01-01 | 10000 | Gasoline | COMPARTMENT A |  | Asphalt coated or Bare Steel |  |  |  | Removal | 1991-10-15
0-000525 | ARCO #1523 | 2322 E THOMAS RD | PHOENIX | AZ | 85016 | Maricopa | 5 | Perm Closure | 1991-11-29 | 10000 | Diesel | COMPARTMENT A | Double Walled | Fiberglass Reinforced Plastic | Pressure |  | Fiberglass Reinforced Plastic | Removal | 2003-09-10
0-001661 | TUCSON BISHOP'S STOREHOUSE | 3535 S RICHEY BLVD | TUCSON | AZ | 85713 | Pima | 1 | Perm Closure | 1983-01-01 | 12000 | Diesel | COMPARTMENT A |  | Asphalt coated or Bare Steel |  |  |  | Removal | 1994-02-22
0-006894 | FORT MOHAVE TEXACO | 4508 S HIGHWAY 95 | MOHAVE VALLEY | AZ | 86426 | Mohave | 3 | Perm Closure | 1989-01-01 | 12000 | Gasoline | COMPARTMENT A | Double Walled | Fiberglass Reinforced Plastic | Pressure |  | Fiberglass Reinforced Plastic | Removal | 1999-05-28
0-000965 | THE CARWASHER | 7501 E INDIAN SCHOOL RD | SCOTTSDALE | AZ | 85251 | Maricopa | 6 | Perm Closure | 1988-01-28 | 10000 | Gasoline | COMPARTMENT A |  | Fiberglass Reinforced Plastic | Suction - Check Valve at the Tank Top |  | Fiberglass Reinforced Plastic | Removal | 2007-08-15
0-003054 | VALLEYWISE HEALTH MEDICAL CENTER | 2601 E ROOSEVELT ST | PHOENIX | AZ | 85008 | Maricopa | 1 | Perm Closure | 1968-01-01 | 35000 | Diesel | COMPARTMENT A |  | Asphalt coated or Bare Steel | Suction - Check Valve at the Tank Top |  | Bare or Galvanized Steel | Removal | 1999-07-22
0-008956 | FASTSTOP #5 | 21966 E US HIGHWAY 60 | FLORENCE JUNCTION | AZ | 85118 | Pinal | 1 | Perm Closure | 2005-06-17 | 8000 | Gasoline | COMPARTMENT A |  | Asphalt coated or Bare Steel | Pressure |  | Bare or Galvanized Steel | Removal | 1995-08-01
0-000386 | SUPER PLUS 98 | 1133 E INDIAN SCHOOL RD | PHOENIX | AZ | 85014 | Maricopa | 1 | Perm Closure | 1976-01-01 | 10000 | Gasoline | COMPARTMENT A | Double Walled | Fiberglass Reinforced Plastic | Pressure |  | Fiberglass Reinforced Plastic | Removal | 2000-11-15
0-001527 | CIRCLE K #2701859 | 702 W MCDOWELL RD | PHOENIX | AZ | 85007 | Maricopa | 2 | Open | 1986-01-01 | 10000 | Gasoline (PUL) | COMPARTMENT A | Single Walled | Fiberglass Reinforced Plastic | Pressure |  | Fiberglass Reinforced Plastic
0-006638 | SHALOM LAYTIN/RECYCLERS/DITSCH | 261 E GRANT RD | TUCSON | AZ | 85705 | Pima | 1 | Perm Closure | 1977-01-01 | 6000 | Gasoline | COMPARTMENT A |  | Asphalt coated or Bare Steel |  |  |  | Removal | 1989-05-15
0-006638 | SHALOM LAYTIN/RECYCLERS/DITSCH | 261 E GRANT RD | TUCSON | AZ | 85705 | Pima | 2 | Perm Closure | 1977-01-01 | 4000 | Gasoline | COMPARTMENT A |  | Asphalt coated or Bare Steel |  |  |  | Removal | 1989-05-15
0-003187 | M & M OIL CO INC | 402 E ROUTE 66 | WILLIAMS | AZ | 86046 | Coconino | 2 | Perm Closure | 1976-01-01 | 1500 | Gasoline | COMPARTMENT A |  | Asphalt coated or Bare Steel |  |  |  | Removal | 1988-01-01
0-005659 | WICKENBURG MUNICIPAL AIRPORT | 3540 W CALIFORNIA HWY | WICKENBURG | AZ | 85390 | Maricopa | 2 | Perm Closure | 1973-01-01 | 10000 | Gasoline | COMPARTMENT A | Single Walled | Asphalt coated or Bare Steel | Pressure |  | Bare or Galvanized Steel | Removal | 1999-09-21
0-009041 | SCOTT'S AUTO |  | CONGRESS |  |  | Yavapai | 2 | Perm Closure | 2005-06-17 | 6000 | Gasoline | COMPARTMENT A | Unknown | Fiberglass Reinforced Plastic |  |  |  | Removal | 2007-08-22
0-009924 | SIGNATURE FLIGHT SUPPORT | 15290 N 78TH WAY | SCOTTSDALE | AZ | 85260 | Maricopa | 2 | Open | 2003-02-17 | 30000 | Jet Fuel | COMPARTMENT A | Double Walled | Fiberglass Reinforced Plastic | Suction - Check Valve at the Dispenser | Double Walled | Fiberglass Reinforced Plastic
0-005601 | COOLIDGE FARM | 8830 N CLEMANS RD | COOLIDGE | AZ | 85128 | Pinal | 1 | Perm Closure | 1976-03-20 | 6000 | Diesel | COMPARTMENT A | Double Walled | Asphalt coated or Bare Steel |  |  |  | Removal | 1988-10-01
0-007534 | PHOENIX, CITY OF | 2002 E THOMAS RD | PHOENIX | AZ | 85016 | Maricopa | 1 | Perm Closure | 2005-06-17 |  | Unidentified | COMPARTMENT A | Unknown | Unknown |  |  |  | Removal | 1991-10-17
0-008829 | CIRCLE K #2700085 | 1154 W RIO SALADO PKWY | MESA | AZ | 85201 | Maricopa | 1 | Open | 1995-11-01 | 12000 | Gasoline | COMPARTMENT A | Single Walled | Fiberglass Reinforced Plastic | Pressure | Double Walled | Fiberglass Reinforced Plastic
0-001214 | CIRCLE K STORE #2700260 | 1410 W AJO WAY | TUCSON | AZ | 85713 | Pima | 3 | Perm Closure | 1970-01-01 | 6000 | Gasoline | COMPARTMENT A |  | Asphalt coated or Bare Steel | Pressure |  | Fiberglass Reinforced Plastic | Removal | 1997-02-04
0-004301 | CIRCLE K #2708520 | 550 W AJO WAY | TUCSON | AZ | 85713 | Pima | 3 | Open | 1987-01-22 | 10000 | Gasoline (PUL) | COMPARTMENT A | Double Walled | Fiberglass Reinforced Plastic | Pressure |  | Fiberglass Reinforced Plastic
0-001533 | CIRCLE K #2701967 | 5902 W BELL RD | GLENDALE | AZ | 85308 | Maricopa | 3 | Open | 1986-01-01 | 10000 | Gasoline | COMPARTMENT A | Double Walled | Fiberglass Reinforced Plastic | Pressure | Double Walled | Fiberglass Reinforced Plastic
0-005427 | CIRCLE K #2702872 | 602 N 1ST AVE | PHOENIX | AZ | 85003 | Maricopa | 1 | Perm Closure | 1974-04-24 | 10000 | Gasoline | COMPARTMENT A | Double Walled | Asphalt coated or Bare Steel |  |  |  | Removal | 1988-10-01
0-002994 | F C LOWE TANK MFG CO INC | 1843 W MARYLAND AVE | PHOENIX | AZ | 85015 | Maricopa | 3 | Perm Closure | 1976-01-08 | 1000 | Gasoline | COMPARTMENT A | Double Walled | Asphalt coated or Bare Steel |  |  |  | Removal | 1990-01-29
0-002994 | F C LOWE TANK MFG CO INC | 1843 W MARYLAND AVE | PHOENIX | AZ | 85015 | Maricopa | 1 | Perm Closure | 1976-01-08 | 1000 | Diesel | COMPARTMENT A | Double Walled | Asphalt coated or Bare Steel |  |  |  | Removal | 1990-02-12
0-002819 | EFFKAY ENTERPRISES | 840 E 18TH ST | TUCSON | AZ | 85719 | Pima | 1 | Perm Closure | 2005-06-17 |  | Unidentified | COMPARTMENT A | Unknown | Unknown |  |  |  | Removal | 1986-04-28
0-001869 | SPEEDSMART #119 | 3501 W CAMELBACK RD | PHOENIX | AZ | 85019 | Maricopa | 3 | Open | 1984-04-26 | 10000 | Diesel | COMPARTMENT A | Single Walled | Fiberglass Reinforced Plastic | Pressure | Double Walled | Flexible
0-010617 | QUIKTRIP #451 | 6702 W MCDOWELL RD | PHOENIX | AZ | 85035 | Maricopa | 1 | Open | 2018-02-26 | 12000 | Diesel #2 | COMPARTMENT A | Double Walled | Fiberglass Reinforced Plastic | Pressure | Double Walled | Fiberglass Reinforced Plastic
0-004090 | REDDY'S MARKET #405 | 1602 E JEFFERSON ST | PHOENIX | AZ | 85034 | Maricopa | 2 | Perm Closure | 1974-04-22 | 10000 | Gasoline | COMPARTMENT A | Double Walled | Asphalt coated or Bare Steel | Pressure |  |  | Removal | 1992-03-19
0-004486 | HOLBROOK CHEVRON | 2702 NAVAJO BLVD | HOLBROOK | AZ | 86025 | Navajo | 3 | Open | 1986-06-27 | 20000 | Gasoline | COMPARTMENT A | Double Walled | Composite (Steel/Fiberglass) | Pressure | Double Walled | Fiberglass Reinforced Plastic
0-010639 | CIRCLE K STORE #9525 | 940 WILLOW CREEK RD | PRESCOTT | AZ | 86301 | Yavapai | 3 | Open | 2018-11-13 | 12000 | Diesel | COMPARTMENT A | Double Walled | Fiberglass Reinforced Plastic | Pressure | Double Walled | Fiberglass Reinforced Plastic
0-009275 | EUROPA AUTO SERVICE | 1111 W ROUTE 66 | FLAGSTAFF | AZ | 86001 | Coconino | 1 | Perm Closure | 2005-06-17 | 10000 | Gasoline | COMPARTMENT A |  | Asphalt coated or Bare Steel | Pressure |  |  | Removal | 1998-05-08
0-000432 | DREXEL DIESEL SERVICE INC | 1305 E BENSON HWY | TUCSON | AZ | 85714 | Pima | 1 | Perm Closure | 1950-01-01 |  | Diesel | COMPARTMENT A |  | Asphalt coated or Bare Steel | Suction - Check Valve at the Tank Top |  |  | Closed in Place | 1991-11-20
0-009288 | DUNCAN PUMP CO | 1820 S 19TH AVE | PHOENIX | AZ | 85009 | Maricopa | 1 | Perm Closure | 2005-06-17 | 1500 | Gasoline | COMPARTMENT A | Unknown | Asphalt coated or Bare Steel | Suction - Check Valve at the Tank Top |  | Bare or Galvanized Steel | Removal | 1998-05-15
0-007056 | DUVAL PENNZOIL FARM |  | THREE POINTS |  |  | Pima | 3 | Perm Closure | 2005-06-17 | 1000 | Diesel | COMPARTMENT A | Unknown | Asphalt coated or Bare Steel | Suction - Check Valve at the Tank Top |  | Bare or Galvanized Steel | Removal | 1990-12-19
0-000773 | EAGAR YARD |  | EAGAR |  |  | Apache | 2 | Perm Closure | 1986-01-01 | 10000 | Diesel | COMPARTMENT A |  | Asphalt coated or Bare Steel | Pressure |  |  | Removal | 1994-05-18
0-006663 | PENZOIL 10 MINUTE OIL CHANGE | 459 N GILBERT RD | GILBERT | AZ | 85234 | Maricopa | 1 | Perm Closure | 1987-05-01 | 1000 | Used Oil/Waste Oil | COMPARTMENT A | Double Walled | Fiberglass Reinforced Plastic | Gravity Feed |  |  | Removal | 1996-04-02
0-006663 | PENZOIL 10 MINUTE OIL CHANGE | 459 N GILBERT RD | GILBERT | AZ | 85234 | Maricopa | 2 | Perm Closure | 1987-05-01 | 2000 | Unidentified | COMPARTMENT A | Double Walled | Fiberglass Reinforced Plastic | Gravity Feed |  |  | Removal | 1996-04-02
0-003618 | PARKER BROS CONCRETE INC | 2021 W CHERYL DR | PHOENIX | AZ | 85021 | Maricopa | 1 | Perm Closure | 2005-06-17 | 500 | Diesel | COMPARTMENT A |  | Asphalt coated or Bare Steel |  |  |  | Removal | 1991-11-15
0-003618 | PARKER BROS CONCRETE INC | 2021 W CHERYL DR | PHOENIX | AZ | 85021 | Maricopa | 3 | Perm Closure | 2005-06-17 | 500 | Gasoline | COMPARTMENT A |  | Asphalt coated or Bare Steel |  |  |  | Removal | 1991-11-15
0-007447 | MOBIL 18-AYN | 13951 W MEEKER BLVD | SUN CITY WEST | AZ | 85375 | Maricopa | 4 | Perm Closure | 1985-12-01 | 6000 | Gasoline | COMPARTMENT A | Double Walled | Fiberglass Reinforced Plastic | Pressure |  | Fiberglass Reinforced Plastic | Removal | 2007-03-28
0-004187 | CENTRAL IMPLEMENT INC | 2457 W US HIGHWAY 70 | THATCHER | AZ | 85552 | Graham | 1 | Perm Closure | 1976-05-06 | 20000 | Diesel | COMPARTMENT A | Double Walled | Asphalt coated or Bare Steel |  |  |  | Removal | 1990-09-01
0-006908 | RICHARD CANTU/LOUISE LINDNER |  | GILA BEND |  |  | Maricopa | 2 | Perm Closure | 2005-06-17 | 500 | Gasoline | COMPARTMENT A | Double Walled | Asphalt coated or Bare Steel |  |  |  | Removal | 1990-08-24
0-006908 | RICHARD CANTU/LOUISE LINDNER |  | GILA BEND |  |  | Maricopa | 1 | Perm Closure | 2005-06-17 | 500 | Gasoline | COMPARTMENT A | Double Walled | Asphalt coated or Bare Steel |  |  |  | Removal | 1990-08-24
0-009986 | QUIKTRIP #412 | 8004 N 27TH AVE | PHOENIX | AZ | 85051 | Maricopa | 3 | Open | 2003-09-04 | 20000 | Gasoline | COMPARTMENT A | Double Walled | Fiberglass Reinforced Plastic | Pressure | Double Walled | Flexible
0-009874 | SPEEDWAY STORE #2959 | 11200 S SIERRITA MOUNTAIN RD | TUCSON | AZ | 85736 | Pima | 1 | Open | 2002-07-22 | 6000 | Gasoline (PUL) | COMPARTMENT B | Double Walled | Composite (Steel/Fiberglass)
0-004003 | Q LUBE #1125 | 4020 N 43RD AVE | PHOENIX | AZ | 85031 | Maricopa | 3 | Perm Closure | 1980-04-03 | 2000 | Used Oil/Waste Oil | COMPARTMENT A | Unknown | Asphalt coated or Bare Steel | Suction - Check Valve at the Tank Top |  | Bare or Galvanized Steel | Removal | 1995-12-19
0-007049 | YELLOW FRONT STORES INC | 2540 N 29TH AVE | PHOENIX | AZ | 85009 | Maricopa | 3 | Perm Closure | 2005-06-17 | 10000 | Diesel | COMPARTMENT A | Unknown | Unknown |  |  |  | Removal | 1990-07-01
0-007049 | YELLOW FRONT STORES INC | 2540 N 29TH AVE | PHOENIX | AZ | 85009 | Maricopa | 1 | Perm Closure | 2005-06-17 | 10000 | Diesel | COMPARTMENT A | Unknown | Unknown |  |  |  | Removal | 1990-07-01
0-002229 | BARNEYS #34 - ULTRAMAR | 1610 S MAPLE AVE | YUMA | AZ | 85364 | Yuma | 5 | Perm Closure | 1989-11-06 | 12000 | Gasoline | COMPARTMENT A | Double Walled | Fiberglass Reinforced Plastic | Pressure |  |  | Removal | 2014-11-04
0-002229 | BARNEYS #34 - ULTRAMAR | 1610 S MAPLE AVE | YUMA | AZ | 85364 | Yuma | 2 | Perm Closure | 1970-01-01 | 15000 | Gasoline | COMPARTMENT A |  | Asphalt coated or Bare Steel |  |  |  | Removal | 1989-06-29
0-009001 | AVIATION PARKWAY |  | TUCSON |  |  | Pima | 1 | Perm Closure | 2005-06-17 | 8000 | Used Oil/Waste Oil | COMPARTMENT A |  | Asphalt coated or Bare Steel |  |  |  | Removal | 1996-09-05
0-000443 | ARIZONA VEGETABLE DISTRIBUTORS | 10702 W VAN BUREN ST | AVONDALE | AZ | 85323 | Maricopa | 1 | Perm Closure | 1976-01-01 | 8000 | Diesel | COMPARTMENT A |  | Asphalt coated or Bare Steel |  |  |  | Removal | 1988-10-16
0-007209 | AMERICA WEST ARENA/FRMR STATION | 102 W MADISON ST | PHOENIX | AZ | 85003 | Maricopa | 1 | Perm Closure | 2005-06-17 | 750 | Gasoline | COMPARTMENT A | Single Walled | Asphalt coated or Bare Steel |  |  |  | Removal | 1989-10-20
0-007209 | AMERICA WEST ARENA/FRMR STATION | 102 W MADISON ST | PHOENIX | AZ | 85003 | Maricopa | 7 | Perm Closure | 2005-06-17 | 300 | Gasoline | COMPARTMENT A | Single Walled | Asphalt coated or Bare Steel |  |  |  | Removal | 1989-10-20
0-000272 | ADOT - WICKENBURG MAINTENANCE YARD | 52417 NW GRAND AVE | WICKENBURG | AZ | 85390 | Maricopa | 2 | Perm Closure | 1962-01-01 | 2000 | Diesel | COMPARTMENT A |  | Asphalt coated or Bare Steel | Suction - Check Valve at the Dispenser | Single Walled | Bare or Galvanized Steel | Removal | 1999-11-16
0-001158 | ALL STAR CAR WASH | 3232 E MCDOWELL RD | PHOENIX | AZ | 85008 | Maricopa | 1 | Perm Closure | 1974-01-01 | 10000 | Gasoline | COMPARTMENT A | Single Walled | Asphalt coated or Bare Steel |  |  |  | Closed in Place | 1995-10-12
0-004690 | 7-ELEVEN #26824 | 5501 E SPEEDWAY BLVD | TUCSON | AZ | 85712 | Pima | 2 | Perm Closure | 1986-04-02 | 10000 | Gasoline | COMPARTMENT A | Unknown | Fiberglass Reinforced Plastic | Pressure |  |  | Removal | 1993-12-01
0-006363 | A-1 PLUMBING | 5200 W BETHANY HOME RD | GLENDALE | AZ | 85301 | Maricopa | 2 | Perm Closure | 1986-01-01 | 3000 | Gasoline | COMPARTMENT A |  | Asphalt coated or Bare Steel |  |  |  | Removal | 1990-07-11
0-006363 | A-1 PLUMBING | 5200 W BETHANY HOME RD | GLENDALE | AZ | 85301 | Maricopa | 1 | Perm Closure | 1978-01-01 | 7500 | Diesel | COMPARTMENT A |  | Asphalt coated or Bare Steel |  |  |  | Removal | 1990-07-11
0-001171 | CIRCLE K #53 | 7342 E BROADWAY BLVD | TUCSON | AZ | 85710 | Pima | 2 | Perm Closure | 1969-01-01 | 10000 | Gasoline | COMPARTMENT A |  | Asphalt coated or Bare Steel |  |  |  | Removal | 1990-08-01
0-009394 | CENTRAL TOWING & DANNY''S AUTO | 3666 N 7TH ST | PHOENIX | AZ | 85014 | Maricopa | 2 | Perm Closure | 2005-06-17 | 1000 | Used Oil/Waste Oil | COMPARTMENT A | Unknown | Asphalt coated or Bare Steel |  |  |  | Removal | 1999-02-09
0-009394 | CENTRAL TOWING & DANNY''S AUTO | 3666 N 7TH ST | PHOENIX | AZ | 85014 | Maricopa | 3 | Perm Closure | 2005-06-17 | 750 | Used Oil/Waste Oil | COMPARTMENT A | Unknown | Asphalt coated or Bare Steel |  |  |  | Removal | 1999-02-09
0-007204 | CHAPOS SHELL OIL PUCHIS WAREHOUSE | 460 N GRAND AVE | NOGALES | AZ | 85621 | Santa Cruz | 1 | Perm Closure | 2005-06-17 |  | Gasoline | COMPARTMENT A | Double Walled | Asphalt coated or Bare Steel | Suction - Check Valve at the Tank Top |  | Bare or Galvanized Steel | Removal | 1987-12-10
0-008713 | BUTLER RESIDENCE | 4515 N MARILYN DR | KINGMAN | AZ | 86409 | Mohave | 2 | Perm Closure | 1973-08-01 | 1500 | Diesel | COMPARTMENT A | Double Walled | Asphalt coated or Bare Steel | Suction - Check Valve at the Tank Top |  |  | Removal | 1995-08-01
0-003984 | C J PUGLIANO | 300 S OCOTILLO AVE | BENSON | AZ | 85602 | Cochise | 1 | Perm Closure | 1977-05-01 | 10000 | Gasoline | COMPARTMENT A | Unknown | Asphalt coated or Bare Steel |  |  |  | Removal | 1991-02-15
0-000933 | SAINT JOHNS MAVERICK STORE 131 | 610 W CLEVELAND | SAINT JOHNS | AZ | 85936 | Apache | 2 | Perm Closure | 1976-01-01 | 12000 | Gasoline | COMPARTMENT A | Single Walled | Asphalt coated or Bare Steel | Pressure | Single Walled | Bare or Galvanized Steel | Removal | 1992-05-15
0-001726 | EA SERVICE & FUEL | 4047 W MAIN ST | THATCHER | AZ | 85552 | Graham | 8 | Perm Closure | 1990-06-01 | 6000 | Gasoline | COMPARTMENT A | Single Walled | Fiberglass Reinforced Plastic | Pressure |  | Fiberglass Reinforced Plastic | Removal | 2016-10-13
0-001726 | EA SERVICE & FUEL | 4047 W MAIN ST | THATCHER | AZ | 85552 | Graham | 5 | Perm Closure | 1964-01-01 | 550 | Used Oil/Waste Oil | COMPARTMENT A |  | Asphalt coated or Bare Steel | Gravity Feed |  |  | Removal | 1996-06-25
0-000445 | BOOSTER STATION #4 ORACLE |  | ORACLE |  |  | Pinal | 1 | Perm Closure | 1981-01-01 | 2000 | Gasoline | COMPARTMENT A |  | Asphalt coated or Bare Steel |  |  |  | Removal | 1988-12-22
0-003501 | SHELL #24 | 2770 W VALENCIA RD | TUCSON | AZ | 85746 | Pima | 3 | Perm Closure | 1989-08-25 | 12000 | Gasoline | COMPARTMENT A | Double Walled | Fiberglass Reinforced Plastic | Pressure |  | Fiberglass Reinforced Plastic | Removal | 2012-06-14
0-006312 | THE WHY NOT TRAVEL STORE | 230 S SONOYTA WAY | WHY | AZ | 85321 | Pima | 4 | Open | 1998-09-14 | 6000 | Gasoline | COMPARTMENT A | Double Walled | Composite (Steel/Fiberglass) | Pressure | Double Walled
0-002339 | TIRE OUTLET | 2818 W CACTUS RD | PHOENIX | AZ | 85029 | Maricopa | 1 | Perm Closure | 1973-01-01 |  | Used Oil/Waste Oil | COMPARTMENT A | Single Walled | Asphalt coated or Bare Steel |  |  |  | Closed in Place | 2005-07-12
0-004936 | SPEEDSMART #118 | 13250 N 7TH ST | PHOENIX | AZ | 85022 | Maricopa | 3 | Perm Closure | 1985-05-07 | 10000 | Gasoline | COMPARTMENT A | Double Walled | Fiberglass Reinforced Plastic | Pressure | Double Walled | Fiberglass Reinforced Plastic | Removal | 2016-08-23
0-004816 | SUPER STOP #752 | 861 W GILA BEND HWY | CASA GRANDE | AZ | 85122 | Pinal | 4 | Perm Closure | 1984-01-01 | 12000 | Gasoline | COMPARTMENT A |  | Asphalt coated or Bare Steel | Pressure | Double Walled | Fiberglass Reinforced Plastic | Removal | 2013-11-27
0-002775 | KAIBAB INDUSTRIES FOREST PRODUCTS - PAYSON | 113 W MAIN ST | PAYSON | AZ | 85541 | Gila | 2 | Perm Closure | 1982-09-04 | 12000 | Diesel | COMPARTMENT A | Single Walled | Asphalt coated or Bare Steel | Suction - Check Valve at the Tank Top |  | Bare or Galvanized Steel | Removal | 1994-01-07
0-004500 | WINSLOW SHELL | 1520 E THIRD ST | WINSLOW | AZ | 86047 | Navajo | 2 | Perm Closure | 1966-01-29 | 2000 | Gasoline | COMPARTMENT A | Double Walled | Asphalt coated or Bare Steel | Suction - Check Valve at the Tank Top |  | Bare or Galvanized Steel | Removal | 1999-07-21
0-001358 | CIRCLE K #2701054 | 18610 N 107TH AVE | PEORIA | AZ | 85373 | Maricopa | 5 | Open | 1995-01-31 | 10000 | Gasoline | COMPARTMENT A | Single Walled | Fiberglass Reinforced Plastic | Pressure | Double Walled | Fiberglass Reinforced Plastic
0-005229 | U-HAUL #723-57 | 1943 E INDIAN SCHOOL RD | PHOENIX | AZ | 85016 | Maricopa | 1 | Perm Closure | 1981-02-03 | 12000 | Gasoline | COMPARTMENT A | Double Walled | Asphalt coated or Bare Steel | Pressure |  |  | Removal | 1994-03-22
0-005111 | GOOD 2 GO STORES #517 | 2234 E FLORENCE BLVD | CASA GRANDE | AZ | 85122 | Pinal | 1 | Perm Closure | 1971-04-22 | 6000 | Gasoline | COMPARTMENT A | Unknown | Asphalt coated or Bare Steel | Pressure |  | Fiberglass Reinforced Plastic | Removal | 1997-09-03
0-000479 | AUTO SAFETY HOUSE | 2630 W BUCKEYE RD | PHOENIX | AZ | 85009 | Maricopa | 3 | Perm Closure | 1978-03-25 | 1000 | Used Oil/Waste Oil | COMPARTMENT A | Single Walled | Asphalt coated or Bare Steel |  |  |  | Removal | 1991-05-02
0-001360 | CIRCLE K #2701065 | 9049 W PEORIA AVE | PEORIA | AZ | 85345 | Maricopa | 6 | Open | 1994-09-26 | 10000 | Gasoline | COMPARTMENT A | Double Walled | Fiberglass Reinforced Plastic | Pressure | Single Walled | Fiberglass Reinforced Plastic
0-001360 | CIRCLE K #2701065 | 9049 W PEORIA AVE | PEORIA | AZ | 85345 | Maricopa | 1 | Perm Closure | 1969-01-01 | 10000 | Gasoline | COMPARTMENT A |  | Asphalt coated or Bare Steel | Pressure |  | Fiberglass Reinforced Plastic | Removal | 1994-09-25
0-002544 | PIC-N-RUN | 2018 E BUTLER AVE | FLAGSTAFF | AZ | 86004 | Coconino | 3 | Perm Closure | 1974-01-01 | 6000 | Gasoline | COMPARTMENT A |  | Asphalt coated or Bare Steel | Pressure |  | Fiberglass Reinforced Plastic | Removal | 2010-12-16
0-002096 | CAMELBACK HYUNDAI | 1500 E CAMELBACK RD | PHOENIX | AZ | 85014 | Maricopa | 7 | Perm Closure | 1975-01-01 | 2000 | Gasoline | COMPARTMENT A | Single Walled | Asphalt coated or Bare Steel |  |  |  | Removal | 1990-01-30
0-002096 | CAMELBACK HYUNDAI | 1500 E CAMELBACK RD | PHOENIX | AZ | 85014 | Maricopa | 2 | Perm Closure | 1975-05-13 | 1000 | Gasoline | COMPARTMENT A | Single Walled | Asphalt coated or Bare Steel | Suction - Check Valve at the Tank Top | Single Walled | Bare or Galvanized Steel | Removal | 1990-01-29
0-004136 | ATCO RUBBER PRODUCTS | 5107 N 51ST AVE | GLENDALE | AZ | 85301 | Maricopa | 1 | Perm Closure | 1966-04-29 | 3000 | Diesel | COMPARTMENT A | Unknown | Asphalt coated or Bare Steel | Suction - Check Valve at the Tank Top |  | Bare or Galvanized Steel | Removal | 1992-11-18
0-001363 | CIRCLE K #1100 | 4646 S 40TH ST | PHOENIX | AZ | 85040 | Maricopa | 2 | Perm Closure | 1977-01-01 | 10000 | Gasoline | COMPARTMENT A |  | Asphalt coated or Bare Steel | Pressure |  |  | Removal | 1993-11-23
0-004988 | FIREBIRD FUEL CO - KINGMAN CARDLOCK | 3915 N CASTLE ROCK RD | KINGMAN | AZ | 86409 | Mohave | 2 | Perm Closure | 1978-04-07 | 12000 | Gasoline | COMPARTMENT A | Double Walled | Asphalt coated or Bare Steel | Pressure |  |  | Removal | 1998-10-09
0-009892 | SUPERPUMPER #12 | 15550 N THOMPSON PEAK PKWY | SCOTTSDALE | AZ | 85260 | Maricopa | 3 | Open | 2000-06-22 | 12000 | Diesel | COMPARTMENT A | Double Walled | Fiberglass Reinforced Plastic | Pressure | Double Walled | Fiberglass Reinforced Plastic
0-004806 | SUPERPUMPER #1 | 4934 E SHEA BLVD | PHOENIX | AZ | 85028 | Maricopa | 3 | Perm Closure | 1983-01-01 | 12000 | Gasoline | COMPARTMENT A | Single Walled | Asphalt coated or Bare Steel | Suction - Check Valve at the Tank Top |  | Fiberglass Reinforced Plastic | Removal | 2020-08-20
0-006616 | SUN CITY VISTOSO COMMUNITY GOLF | 13801 DEL WEBB BLVD | ORO VALLEY | AZ | 85755 | Pima | 2 | Perm Closure | 1988-01-20 | 1000 | Diesel | COMPARTMENT A | Unknown | Asphalt coated or Bare Steel | Suction - Check Valve at the Tank Top |  |  | Removal | 1998-05-18
0-008178 | SUNDANCE FARMS | 4809 W BECHTEL RD | COOLIDGE | AZ | 85128 | Pinal | 2 | Perm Closure | 1986-01-01 | 5000 | Diesel | COMPARTMENT A | Unknown | Asphalt coated or Bare Steel | Suction - Check Valve at the Tank Top |  |  | Removal | 1993-04-09
0-008107 | SOUTH TEGNER STREET |  | WICKENBURG |  |  | Maricopa | 2 | Perm Closure | 2005-06-17 | 1000 | Gasoline | COMPARTMENT A | Unknown | Unknown |  |  |  | Removal | 1993-03-03
0-002030 | WOODYS FOOD STORE #134 | 281 LAKE HAVASU AVE S | LAKE HAVASU CITY | AZ | 86403 | Mohave | 2 | Temp Closure | 1974-01-01 | 10000 | Gasoline (UL) | COMPARTMENT A | Single Walled | Asphalt coated or Bare Steel | Pressure |  | Fiberglass Reinforced Plastic |  | 2020-03-31
0-002030 | WOODYS FOOD STORE #134 | 281 LAKE HAVASU AVE S | LAKE HAVASU CITY | AZ | 86403 | Mohave | 3 | Temp Closure | 1974-01-01 | 10000 | Gasoline (PUL) | COMPARTMENT A | Single Walled | Asphalt coated or Bare Steel | Pressure |  | Fiberglass Reinforced Plastic |  | 2020-03-31
0-004656 | 7-ELEVEN #22631 | 5050 W MCDOWELL RD | PHOENIX | AZ | 85035 | Maricopa | 1 | Perm Closure | 1980-02-05 | 12000 | Gasoline | COMPARTMENT A | Double Walled | Asphalt coated or Bare Steel | Suction - Check Valve at the Tank Top |  | Fiberglass Reinforced Plastic | Removal | 2000-04-25
0-004431 | DISCOUNT TIRE STORE | 2020 S COUNTRY CLUB DR | MESA | AZ | 85210 | Maricopa | 1 | Perm Closure | 2005-06-17 | 3000 | Gasoline | COMPARTMENT A | Double Walled | Asphalt coated or Bare Steel | Suction - Check Valve at the Tank Top |  | Bare or Galvanized Steel | Removal | 1993-06-17
0-007874 | TRAVEL CENTERS OF AMERICA | 2949 N TOLTEC RD | ELOY | AZ | 85131 | Pinal | 5 | Open | 1989-08-01 | 20000 | Diesel | COMPARTMENT A | Double Walled | Fiberglass Reinforced Plastic | Pressure |  | Fiberglass Reinforced Plastic
0-007874 | TRAVEL CENTERS OF AMERICA | 2949 N TOLTEC RD | ELOY | AZ | 85131 | Pinal | 4 | Open | 1989-08-01 | 20000 | Diesel | COMPARTMENT A | Double Walled | Fiberglass Reinforced Plastic | Pressure |  | Fiberglass Reinforced Plastic
0-007874 | TRAVEL CENTERS OF AMERICA | 2949 N TOLTEC RD | ELOY | AZ | 85131 | Pinal | 6 | Open | 1989-08-01 | 10000 | Gasoline | COMPARTMENT A | Double Walled | Fiberglass Reinforced Plastic | Pressure |  | Fiberglass Reinforced Plastic
0-007874 | TRAVEL CENTERS OF AMERICA | 2949 N TOLTEC RD | ELOY | AZ | 85131 | Pinal | 10 | Open | 1989-08-01 | 1000 | Used Oil/Waste Oil | COMPARTMENT A | Double Walled | Fiberglass Reinforced Plastic | Gravity Feed |  | Fiberglass Reinforced Plastic
0-000243 | ADOT - TUCSON SHOP | 1444 W GRANT RD | TUCSON | AZ | 85745 | Pima | 2 | Perm Closure | 1966-01-01 | 10000 | Gasoline | COMPARTMENT A | Single Walled | Asphalt coated or Bare Steel |  |  |  | Removal | 1987-01-01
0-005470 | CIRCLE K #2935 | 612 W FRONTIER ST | ELOY | AZ | 85131 | Pinal | 2 | Perm Closure | 1977-04-25 | 10000 | Gasoline | COMPARTMENT A | Double Walled | Asphalt coated or Bare Steel | Pressure |  |  | Removal | 1995-05-02
0-005391 | USPS - VEHICLE MAINTENANCE GARAGE | 4949 E VAN BUREN ST | PHOENIX | AZ | 85026 | Maricopa | 3 | Perm Closure | 1984-01-01 | 20000 | Diesel | COMPARTMENT A |  | Fiberglass Reinforced Plastic |  |  |  | Removal | 1994-09-15
0-009365 | EMPIRE COMMERCIAL PROPERTY | 2222 W GRANT ST | PHOENIX | AZ | 85009 | Maricopa | 2 | Perm Closure | 2005-06-17 | 8000 | Unidentified | COMPARTMENT A | Single Walled | Asphalt coated or Bare Steel |  |  |  | Removal | 1990-03-01
0-005413 | EXPRESS FUEL CENTER | 3501 N TOLTEC RD | ELOY | AZ | 85131 | Pinal | 5 | Perm Closure | 1970-04-18 | 20000 | Gasoline | COMPARTMENT A | Double Walled | Asphalt coated or Bare Steel | Pressure |  | Fiberglass Reinforced Plastic | Removal | 1993-02-08
0-005413 | EXPRESS FUEL CENTER | 3501 N TOLTEC RD | ELOY | AZ | 85131 | Pinal | 7 | Perm Closure | 1984-04-18 | 1000 | Used Oil/Waste Oil | COMPARTMENT A | Double Walled | Fiberglass Reinforced Plastic | Gravity Feed |  | Fiberglass Reinforced Plastic | Removal | 1993-02-08
0-000749 | PICACHO PEAK DAIRY QUEEN STORE |  | PICACHO |  |  | Pinal | 1 | Perm Closure | 1967-01-01 | 4000 | Gasoline | COMPARTMENT A |  | Asphalt coated or Bare Steel | Pressure |  | Fiberglass Reinforced Plastic | Removal | 1995-10-12
0-005469 | CIRCLE K #2934 | 36935 W HIGHWAY 84 | STANFIELD | AZ | 85172 | Pinal | 1 | Perm Closure | 1975-01-01 | 10000 | Gasoline | COMPARTMENT A |  | Asphalt coated or Bare Steel | Pressure |  |  | Removal | 1995-03-27
0-007571 | NORQUIP RENTAL | 5600 E RAILHEAD AVE | FLAGSTAFF | AZ | 86004 | Coconino | 2 | Perm Closure | 2005-06-17 | 1000 | Gasoline | COMPARTMENT A | Double Walled | Asphalt coated or Bare Steel | Suction - Check Valve at the Tank Top |  |  | Removal | 1996-11-14
0-008427 | FLAGSTAFF HOLIDAY INN | 2320 E LUCKY LN | FLAGSTAFF | AZ | 86004 | Coconino | 4 | Perm Closure | 2005-06-17 | 10000 | Diesel | COMPARTMENT A | Unknown | Asphalt coated or Bare Steel |  |  |  | Removal | 1986-01-01
0-008427 | FLAGSTAFF HOLIDAY INN | 2320 E LUCKY LN | FLAGSTAFF | AZ | 86004 | Coconino | 2 | Perm Closure | 2005-06-17 | 10000 | Diesel | COMPARTMENT A | Unknown | Asphalt coated or Bare Steel |  |  |  | Removal | 1986-01-01
0-002772 | KAIBAB INDUSTRIES | 850 E HIGHWAY 89A | FREDONIA | AZ | 86022 | Coconino | 1 | Perm Closure | 1975-01-01 | 5000 | Gasoline | COMPARTMENT A | Double Walled | Asphalt coated or Bare Steel |  |  |  | Removal | 1988-12-01
0-002772 | KAIBAB INDUSTRIES | 850 E HIGHWAY 89A | FREDONIA | AZ | 86022 | Coconino | 6 | Perm Closure | 1977-01-01 | 5000 | Used Oil/Waste Oil | COMPARTMENT A | Double Walled | Asphalt coated or Bare Steel |  |  |  | Removal | 1991-06-20
0-002772 | KAIBAB INDUSTRIES | 850 E HIGHWAY 89A | FREDONIA | AZ | 86022 | Coconino | 4 | Perm Closure | 1975-01-01 | 10000 | Diesel | COMPARTMENT A | Double Walled | Asphalt coated or Bare Steel |  |  |  | Removal | 1988-12-01
0-002772 | KAIBAB INDUSTRIES | 850 E HIGHWAY 89A | FREDONIA | AZ | 86022 | Coconino | 8 | Perm Closure | 1974-01-01 | 500 | Used Oil/Waste Oil | COMPARTMENT A | Double Walled | Asphalt coated or Bare Steel |  |  |  | Removal | 1991-05-15
0-007380 | VITA-PAK CITRUS PRODUCTS | 2633 W CYPRESS ST | PHOENIX | AZ | 85009 | Maricopa | 1 | Perm Closure | 2005-06-17 | 6000 | Diesel | COMPARTMENT A | Double Walled | Asphalt coated or Bare Steel | Gravity Feed |  | Bare or Galvanized Steel | Removal | 1991-07-24
0-008142 | UNKNOWN |  | COOLIDGE |  |  | Pinal | 1 | Perm Closure | 2005-06-17 |  | Gasoline | COMPARTMENT A | Double Walled | Asphalt coated or Bare Steel |  |  |  | Removal | 1975-01-01
0-005393 | USPS | 9635 N 7TH ST | PHOENIX | AZ | 85020 | Maricopa | 4 | Perm Closure | 1975-01-01 | 550 | Unidentified | COMPARTMENT A | Unknown | Asphalt coated or Bare Steel | Suction - Check Valve at the Tank Top |  | Bare or Galvanized Steel | Removal | 1990-06-21
0-005393 | USPS | 9635 N 7TH ST | PHOENIX | AZ | 85020 | Maricopa | 1 | Perm Closure | 1973-05-01 | 1500 | Gasoline | COMPARTMENT A | Unknown | Asphalt coated or Bare Steel | Suction - Check Valve at the Tank Top |  | Bare or Galvanized Steel | Removal | 1990-06-21
0-009204 | US WEST MOUNT ELDEN RADIO #127634 |  | FLAGSTAFF |  |  | Coconino | 1 | Perm Closure | 1969-01-01 | 1000 | Diesel | COMPARTMENT A | Unknown | Asphalt coated or Bare Steel | Suction - Check Valve at the Tank Top |  | Bare or Galvanized Steel | Removal | 1998-10-13
0-007453 | MESA PRECISION MOTOR SERVICE | 41 E BROADWAY RD | MESA | AZ | 85210 | Maricopa | 3 | Perm Closure | 1947-01-01 | 3000 | Gasoline | COMPARTMENT A | Single Walled | Asphalt coated or Bare Steel | Suction - Check Valve at the Tank Top |  | Bare or Galvanized Steel | Removal | 1991-10-17
0-006932 | GRAND AVENUE TRANSMISSION/TEXACO | 5832 NW GRAND AVE | GLENDALE | AZ | 85301 | Maricopa | 2 | Perm Closure | 2005-06-17 | 4000 | Gasoline | COMPARTMENT A | Unknown | Unknown | Suction - Check Valve at the Tank Top |  |  | Removal | 1996-07-16
0-006654 | GRAND CANYON EXXON | 189 S STATE ROUTE 64 | WILLIAMS | AZ | 86046 | Coconino | 4 | Perm Closure | 1970-01-01 | 4000 | Gasoline | COMPARTMENT A |  | Asphalt coated or Bare Steel |  |  |  | Removal | 1992-02-06
0-002293 | GILA FEED YARDS INC/DON MARTIN |  | GILA BEND |  |  | Maricopa | 2 | Perm Closure | 1975-04-24 | 4000 | Gasoline | COMPARTMENT A | Single Walled | Asphalt coated or Bare Steel | Pressure |  |  | Removal | 1988-10-01
0-007307 | CITY OF GLENDALE - FIRE STATION #155 | 6255 W UNION HILLS DR | GLENDALE | AZ | 85308 | Maricopa | 4 | Open | 2019-12-06 | 12000 | Diesel | COMPARTMENT A | Double Walled | Polyethylene Jacketed Steel | Pressure | Double Walled | Flexible
0-005751 | GOLDEN SHORES GENERAL STORE #481 | 5031 POWELL LAKE RD | TOPOCK | AZ | 86436 | Mohave | 2 | Open | 1987-02-21 | 6000 | Gasoline | COMPARTMENT A | Single Walled | Asphalt coated or Bare Steel | Pressure | Single Walled | Bare or Galvanized Steel
0-009726 | GENE'S ORNAMENTAL IRONWORKS | 3540 E VAN BUREN ST | PHOENIX | AZ | 85008 | Maricopa | 1 | Perm Closure | 2005-06-17 | 550 | Used Oil/Waste Oil | COMPARTMENT A | Unknown | Unknown |  |  |  | Removal | 2001-03-02
0-003186 | M & M AIR CONDITIONING & ELECTRIC INC | 1870 E 3RD ST | TEMPE | AZ | 85281 | Maricopa | 1 | Perm Closure | 1971-03-18 | 1000 | Gasoline | COMPARTMENT A | Double Walled | Asphalt coated or Bare Steel |  |  |  | Removal | 1989-11-02
0-004562 | CIRCLE K #2701948 | 6544 E US HIGHWAY 80 | YUMA | AZ | 85365 | Yuma | 4 | Open | 1986-01-01 | 10000 | Gasoline | COMPARTMENT A | Single Walled | Fiberglass Reinforced Plastic | Pressure | Single Walled | Fiberglass Reinforced Plastic
0-005735 | YUMA UNION HIGH SCHOOL DISTRICT #70 | 400 S 9TH AVE | YUMA | AZ | 85364 | Yuma | 1 | Perm Closure | 1968-10-06 | 1000 | Gasoline | COMPARTMENT A | Unknown | Asphalt coated or Bare Steel |  |  |  | Removal | 1993-02-18
0-003309 | MORGANS STORE | 11120 S SOMERTON AVE | YUMA | AZ | 85365 | Yuma | 3 | Perm Closure | 1987-01-01 | 550 | Gasoline | COMPARTMENT A | Double Walled | Fiberglass Reinforced Plastic | Suction - Check Valve at the Tank Top |  | Fiberglass Reinforced Plastic | Removal | 1993-04-23
0-005733 | YUMA MESA IRRIGATION & DRAINAGE DISTRICT | 14329 S 4TH AVE | YUMA | AZ | 85365 | Yuma | 3 | Perm Closure | 1971-01-01 | 1000 | Diesel | COMPARTMENT A | Single Walled | Asphalt coated or Bare Steel | Suction - Check Valve at the Tank Top | Single Walled | Bare or Galvanized Steel | Removal | 1991-07-17
0-005736 | MAYER TRANSFER STATION | 11130 S ANTELOPE CREEK RD | MAYER | AZ | 86333 | Yavapai | 2 | Perm Closure | 1977-05-28 | 2000 | Gasoline | COMPARTMENT A | Unknown | Asphalt coated or Bare Steel |  |  |  | Removal | 1995-03-03
0-006771 | CLASSIC GAS STATION | 1310 W IRON SPRINGS RD | PRESCOTT | AZ | 86305 | Yavapai | 4 | Perm Closure | 1989-01-01 | 6000 | Diesel | COMPARTMENT A | Single Walled | Fiberglass Reinforced Plastic | Pressure | Single Walled | Fiberglass Reinforced Plastic | Removal | 2015-07-17
0-001596 | WINDUSTS AUTOMOTIVE | 2063 YAVAPAI DR | SEDONA | AZ | 86336 | Yavapai | 1 | Perm Closure | 2005-06-17 | 3000 | Diesel | COMPARTMENT A | Single Walled | Asphalt coated or Bare Steel | Suction - Check Valve at the Tank Top | Single Walled | Bare or Galvanized Steel | Removal | 1996-06-05
0-003526 | AC'S TRUCK STOP | 2651 N GRAND AVE | NOGALES | AZ | 85621 | Santa Cruz | 7 | Perm Closure | 1976-01-01 | 10000 | Diesel | COMPARTMENT A |  | Asphalt coated or Bare Steel |  |  |  | Removal | 1985-06-01
0-001213 | CIRCLE K #259 | 753 N WESTERN AVE | NOGALES | AZ | 85621 | Santa Cruz | 3 | Open | 1995-11-20 | 10000 | Gasoline | COMPARTMENT A | Double Walled | Fiberglass Reinforced Plastic | Pressure | Double Walled | Fiberglass Reinforced Plastic
0-004843 | CALPORTLAND - VALENCIA | 11800 E VALENCIA RD | TUCSON | AZ | 85747 | Pima | 2 | Perm Closure | 1981-04-22 | 12000 | Diesel | COMPARTMENT A | Unknown | Asphalt coated or Bare Steel |  |  |  | Removal | 1989-08-15
0-004810 | AZTECA MEXICAN IMPORTS | 1111 S KOLB RD | TUCSON | AZ | 85710 | Pima | 4 | Perm Closure | 1966-01-01 | 12000 | Gasoline | COMPARTMENT A | Single Walled | Asphalt coated or Bare Steel |  |  |  | Removal | 1987-12-30
0-002036 | LAVICIO''S #103 | 380 W GRANT RD | TUCSON | AZ | 85705 | Pima | 2 | Perm Closure | 1979-04-28 | 8000 | Gasoline | COMPARTMENT A | Single Walled | Asphalt coated or Bare Steel | Pressure |  |  | Removal | 1993-04-30
0-001730 | DAVIS-MONTHAN AFB | 3775 S 5TH ST | DAVIS MONTHAN AFB | AZ | 85707 | Pima | 2 | Perm Closure | 1973-01-01 | 500 | Diesel | COMPARTMENT A | Single Walled | Asphalt coated or Bare Steel |  |  |  | Removal | 1980-01-01
0-001730 | DAVIS-MONTHAN AFB | 3775 S 5TH ST | DAVIS MONTHAN AFB | AZ | 85707 | Pima | 27 | Perm Closure | 1976-01-01 | 250 | Diesel | COMPARTMENT A | Single Walled | Asphalt coated or Bare Steel |  |  |  | Removal | 1994-12-21
0-001730 | DAVIS-MONTHAN AFB | 3775 S 5TH ST | DAVIS MONTHAN AFB | AZ | 85707 | Pima | 94 | Perm Closure | 1971-01-01 | 10000 | Unidentified | COMPARTMENT A | Single Walled | Asphalt coated or Bare Steel |  |  |  | Removal | 1995-01-15
0-001730 | DAVIS-MONTHAN AFB | 3775 S 5TH ST | DAVIS MONTHAN AFB | AZ | 85707 | Pima | 5 | Perm Closure | 1984-01-01 | 2000 | Jet Fuel | COMPARTMENT A | Single Walled | Asphalt coated or Bare Steel |  |  |  | Closed in Place | 2010-12-10
0-001730 | DAVIS-MONTHAN AFB | 3775 S 5TH ST | DAVIS MONTHAN AFB | AZ | 85707 | Pima | 89 | Perm Closure | 1966-01-01 | 250 | Unidentified | COMPARTMENT A | Single Walled | Asphalt coated or Bare Steel |  |  |  | Removal | 1994-12-29
0-001730 | DAVIS-MONTHAN AFB | 3775 S 5TH ST | DAVIS MONTHAN AFB | AZ | 85707 | Pima | 113 | Perm Closure | 1940-01-01 | 25000 | Gasoline | COMPARTMENT A | Single Walled | Asphalt coated or Bare Steel |  |  |  | Removal | 1992-01-15
0-001730 | DAVIS-MONTHAN AFB | 3775 S 5TH ST | DAVIS MONTHAN AFB | AZ | 85707 | Pima | 11 | Open | 1952-01-01 | 39500 | Gasoline | COMPARTMENT A | Single Walled | Asphalt coated or Bare Steel
0-001730 | DAVIS-MONTHAN AFB | 3775 S 5TH ST | DAVIS MONTHAN AFB | AZ | 85707 | Pima | 110 | Perm Closure | 1940-01-01 | 50000 | Gasoline | COMPARTMENT A | Single Walled | Asphalt coated or Bare Steel |  |  |  | Removal | 1992-01-15
0-001730 | DAVIS-MONTHAN AFB | 3775 S 5TH ST | DAVIS MONTHAN AFB | AZ | 85707 | Pima | 144 | Perm Closure | 2005-06-17 | 500 | Diesel | COMPARTMENT A | Single Walled | Asphalt coated or Bare Steel |  |  |  | Removal | 1995-01-25
0-001730 | DAVIS-MONTHAN AFB | 3775 S 5TH ST | DAVIS MONTHAN AFB | AZ | 85707 | Pima | 51 | Perm Closure | 1965-01-01 | 275 | Gasoline | COMPARTMENT A | Single Walled | Asphalt coated or Bare Steel |  |  |  | Removal | 1994-12-29
0-001730 | DAVIS-MONTHAN AFB | 3775 S 5TH ST | DAVIS MONTHAN AFB | AZ | 85707 | Pima | 30 | Perm Closure | 1981-01-01 | 10000 | Gasoline | COMPARTMENT A | Single Walled | Fiberglass Reinforced Plastic | Pressure |  | Fiberglass Reinforced Plastic | Removal | 2003-01-29
0-001730 | DAVIS-MONTHAN AFB | 3775 S 5TH ST | DAVIS MONTHAN AFB | AZ | 85707 | Pima | 38 | Open | 1952-01-01 | 5000 | Biodiesel | COMPARTMENT A | Single Walled | Asphalt coated or Bare Steel
0-001730 | DAVIS-MONTHAN AFB | 3775 S 5TH ST | DAVIS MONTHAN AFB | AZ | 85707 | Pima | 54 | Perm Closure | 1983-01-01 | 10000 | Gasoline | COMPARTMENT A | Unknown | Fiberglass Reinforced Plastic | Pressure |  | Fiberglass Reinforced Plastic | Removal | 2003-01-29
0-001730 | DAVIS-MONTHAN AFB | 3775 S 5TH ST | DAVIS MONTHAN AFB | AZ | 85707 | Pima | 112 | Perm Closure | 1940-01-01 | 50000 | Gasoline | COMPARTMENT A | Single Walled | Asphalt coated or Bare Steel |  |  |  | Removal | 1992-01-15
0-001730 | DAVIS-MONTHAN AFB | 3775 S 5TH ST | DAVIS MONTHAN AFB | AZ | 85707 | Pima | 138 | Perm Closure | 2005-06-17 | 500 | Used Oil/Waste Oil | COMPARTMENT A | Single Walled | Asphalt coated or Bare Steel |  |  |  | Removal | 1999-10-19
0-001730 | DAVIS-MONTHAN AFB | 3775 S 5TH ST | DAVIS MONTHAN AFB | AZ | 85707 | Pima | 12 | Open | 1952-01-01 | 50000 | Diesel | COMPARTMENT A | Single Walled | Asphalt coated or Bare Steel
0-003265 | PT INC | 6767 E TANQUE VERDE RD | TUCSON | AZ | 85715 | Pima | 2 | Perm Closure | 1983-04-22 | 8000 | Gasoline | COMPARTMENT A | Double Walled | Fiberglass Reinforced Plastic | Pressure |  | Fiberglass Reinforced Plastic | Removal | 1987-05-01
0-003265 | PT INC | 6767 E TANQUE VERDE RD | TUCSON | AZ | 85715 | Pima | 1 | Perm Closure | 1983-04-22 | 10000 | Gasoline | COMPARTMENT A | Double Walled | Fiberglass Reinforced Plastic | Pressure |  | Fiberglass Reinforced Plastic | Removal | 1987-05-01
0-000474 | ASARCO - MISSION UNIT | 4210 W PIMA MINE RD | SAHUARITA | AZ | 85629 | Pima | 2 | Perm Closure | 1960-01-01 | 8000 | Gasoline | COMPARTMENT A |  | Asphalt coated or Bare Steel |  |  |  | Removal | 1990-06-01
0-002234 | LEARJET INC | 1255 E AERO PARK BLVD | TUCSON | AZ | 85756 | Pima | 1 | Perm Closure | 1976-01-01 | 4000 | Gasoline | COMPARTMENT A | Single Walled | Asphalt coated or Bare Steel |  |  |  | Removal | 1991-06-06
0-002567 | L & J TIRE & WHEEL | 5014 E VAN BUREN ST | PHOENIX | AZ | 85008 | Maricopa | 3 | Perm Closure | 1963-04-17 | 10000 | Unidentified | COMPARTMENT A | Single Walled | Asphalt coated or Bare Steel |  |  |  | Removal | 1989-01-30
0-002567 | L & J TIRE & WHEEL | 5014 E VAN BUREN ST | PHOENIX | AZ | 85008 | Maricopa | 2 | Perm Closure | 1963-04-17 | 10000 | Unidentified | COMPARTMENT A | Single Walled | Asphalt coated or Bare Steel |  |  |  | Removal | 1989-01-30
0-009765 | MAVERIK COUNTRY STORE #398 | 701 TUNNEL RD | PAGE | AZ | 86040 | Coconino | 3 | Open | 2001-05-03 | 12000 | Gasoline | COMPARTMENT A | Double Walled | Composite (Steel/Fiberglass) | Pressure | Double Walled | Flexible
0-009765 | MAVERIK COUNTRY STORE #398 | 701 TUNNEL RD | PAGE | AZ | 86040 | Coconino | 1 | Open | 2001-05-03 | 12000 | Gasoline | COMPARTMENT A | Double Walled | Composite (Steel/Fiberglass) | Pressure | Double Walled | Flexible
0-006234 | BULLHEAD CITY FOOD MART | 2540 HIGHWAY 95 | BULLHEAD CITY | AZ | 86442 | Mohave | 5 | Open | 2020-01-17 | 5000 | Gasoline (PUL) | COMPARTMENT B | Double Walled | Fiberglass Reinforced Plastic | Pressure | Double Walled | Flexible
0-004504 | HOPI TRAVEL PLAZA | 1851 SR 77 | HOLBROOK | AZ | 86025 | Navajo | 1 | Perm Closure | 1978-01-01 | 12000 | Gasoline | COMPARTMENT A | Single Walled | Asphalt coated or Bare Steel |  |  |  | Removal | 1990-09-01
0-004504 | HOPI TRAVEL PLAZA | 1851 SR 77 | HOLBROOK | AZ | 86025 | Navajo | 9 | Open | 2020-07-24 | 30000 | Diesel | COMPARTMENT A | Double Walled | Fiberglass Reinforced Plastic
0-000729 | JACKRABBIT TRADING POST | 3386 OLD HIGHWAY 66 | JOSEPH CITY | AZ | 86032 | Navajo | 1 | Perm Closure | 1984-01-01 | 2000 | Gasoline | COMPARTMENT A |  | Asphalt coated or Bare Steel |  |  |  | Removal | 1997-12-22
0-007062 | PINK CLIFFS- IRRIGATION PROJECT | 17 MILES SW OF HOLBROOK, AZ | SNOWFLAKE | AZ | 85937 | Navajo | 1 | Perm Closure | 2005-06-17 |  | Unidentified | COMPARTMENT A | Double Walled | Asphalt coated or Bare Steel |  |  |  | Removal | 1991-02-05
0-006387 | CHLORIDE COPPER MINE |  | SANTA CLAUS |  |  | Mohave | 1 | Perm Closure | 2005-06-17 | 3000 | Other | COMPARTMENT A | Single Walled | Asphalt coated or Bare Steel |  |  |  | Removal | 1989-08-01
0-000782 | BULLHEAD CITY JUNIOR HIGH SCHOOL | 1062 HANCOCK RD | BULLHEAD CITY | AZ | 86442 | Mohave | 1 | Perm Closure | 1972-01-01 | 5000 | Gasoline | COMPARTMENT A |  | Asphalt coated or Bare Steel |  |  |  | Removal | 1991-06-21
0-002552 | MV TRANSPORTATION | 1001 S 4TH ST | PHOENIX | AZ | 85004 | Maricopa | 4 | Perm Closure | 1982-01-01 | 10000 | Gasoline | COMPARTMENT A | Single Walled | Asphalt coated or Bare Steel | Pressure |  |  | Removal | 2019-10-24
0-000873 | SPEEDSMART #111 | 1981 N ALMA SCHOOL RD | CHANDLER | AZ | 85224 | Maricopa | 5 | Perm Closure | 1981-01-01 | 12000 | Gasoline | COMPARTMENT A |  | Asphalt coated or Bare Steel | Pressure | Double Walled | Fiberglass Reinforced Plastic | Removal | 1997-05-13
0-000873 | SPEEDSMART #111 | 1981 N ALMA SCHOOL RD | CHANDLER | AZ | 85224 | Maricopa | 6 | Perm Closure | 1981-01-01 | 12000 | Gasoline | COMPARTMENT A |  | Asphalt coated or Bare Steel | Pressure | Double Walled | Fiberglass Reinforced Plastic | Removal | 1997-05-13
0-000873 | SPEEDSMART #111 | 1981 N ALMA SCHOOL RD | CHANDLER | AZ | 85224 | Maricopa | 3 | Perm Closure | 1981-01-01 | 12000 | Diesel | COMPARTMENT A |  | Asphalt coated or Bare Steel | Pressure | Double Walled | Fiberglass Reinforced Plastic | Removal | 1997-05-13
0-002479 | HERTZ RENT-A-CAR | 1215 S 27TH ST | PHOENIX | AZ | 85034 | Maricopa | 5 | Perm Closure | 1979-05-03 | 10000 | Gasoline | COMPARTMENT A | Double Walled | Fiberglass Reinforced Plastic | Pressure |  |  | Removal | 1992-04-30
0-002479 | HERTZ RENT-A-CAR | 1215 S 27TH ST | PHOENIX | AZ | 85034 | Maricopa | 6 | Perm Closure | 1979-05-03 | 10000 | Gasoline | COMPARTMENT A | Double Walled | Fiberglass Reinforced Plastic | Pressure |  |  | Removal | 1992-04-30
0-004338 | WHITING STATION #139 | 3040 W CAMELBACK RD | PHOENIX | AZ | 85017 | Maricopa | 1 | Perm Closure | 1971-01-01 | 10000 | Gasoline | COMPARTMENT A |  | Asphalt coated or Bare Steel |  |  |  | Removal | 1991-05-07
0-004554 | PILOT TRAVEL CENTER #227 | 1201 N 59TH AVE | PHOENIX | AZ | 85043 | Maricopa | 5 | Perm Closure | 1986-02-01 | 20000 | Diesel | COMPARTMENT A | Double Walled | Fiberglass Reinforced Plastic | Pressure |  | Fiberglass Reinforced Plastic | Removal | 1998-02-05
0-004554 | PILOT TRAVEL CENTER #227 | 1201 N 59TH AVE | PHOENIX | AZ | 85043 | Maricopa | 6 | Perm Closure | 1998-04-01 | 20000 | Diesel | COMPARTMENT A | Double Walled | Fiberglass Reinforced Plastic | Pressure | Double Walled | Fiberglass Reinforced Plastic | Removal | 2017-03-16
0-001364 | CIRCLE K #1110 | 2404 E BELL RD | PHOENIX | AZ | 85032 | Maricopa | 5 | Perm Closure | 1994-10-21 | 10000 | Gasoline | COMPARTMENT A | Single Walled | Fiberglass Reinforced Plastic | Pressure | Double Walled | Fiberglass Reinforced Plastic | Removal | 1996-05-07
0-001275 | CIRCLE K #2700652 | 1908 W GREENWAY RD | PHOENIX | AZ | 85023 | Maricopa | 2 | Perm Closure | 1977-01-01 | 10000 | Gasoline | COMPARTMENT A |  | Asphalt coated or Bare Steel | Pressure |  |  | Removal | 1994-02-04
0-001433 | CIRCLE K #2701570 | 4401 S 7TH AVE | PHOENIX | AZ | 85041 | Maricopa | 3 | Perm Closure | 1969-01-01 | 10000 | Gasoline | COMPARTMENT A |  | Asphalt coated or Bare Steel | Pressure |  | Fiberglass Reinforced Plastic | Removal | 1993-12-04
0-001387 | CIRCLE K #1247 | 5202 S CENTRAL AVE | PHOENIX | AZ | 85040 | Maricopa | 1 | Open | 1981-01-01 | 10000 | Gasoline | COMPARTMENT A | Single Walled | Asphalt coated or Bare Steel | Pressure |  | Fiberglass Reinforced Plastic
0-003438 | MR SERVICEMEN - FORMER | 1519 S 7TH AVE | PHOENIX | AZ | 85007 | Maricopa | 2 | Perm Closure | 1955-12-21 | 4000 | Gasoline | COMPARTMENT A | Unknown | Asphalt coated or Bare Steel | Suction - Check Valve at the Tank Top |  | Bare or Galvanized Steel | Removal | 1992-10-21
0-000270 | ADOT - TRAFFIC OPERATIONS SERVICES | 2104 S 22ND AVE | PHOENIX | AZ | 85009 | Maricopa | 2 | Perm Closure | 1968-01-01 | 1000 | Solvent | COMPARTMENT A | Single Walled | Asphalt coated or Bare Steel |  |  |  | Closed in Place | 1983-01-01
0-000501 | ARCO #6009 | 4357 E MCDOWELL RD | PHOENIX | AZ | 85008 | Maricopa | 1 | Perm Closure | 1984-01-01 | 12000 | Gasoline | COMPARTMENT A | Double Walled | Fiberglass Reinforced Plastic | Pressure |  | Fiberglass Reinforced Plastic | Removal | 1992-12-09
0-000501 | ARCO #6009 | 4357 E MCDOWELL RD | PHOENIX | AZ | 85008 | Maricopa | 3 | Perm Closure | 1984-01-01 | 12000 | Gasoline | COMPARTMENT A | Double Walled | Fiberglass Reinforced Plastic | Pressure |  | Fiberglass Reinforced Plastic | Removal | 1992-12-09
0-005333 | SAVCO #11 | 748 E MAIN ST | AVONDALE | AZ | 85323 | Maricopa | 8 | Perm Closure | 1971-01-01 | 4000 | Gasoline | COMPARTMENT A |  | Asphalt coated or Bare Steel |  |  |  | Removal | 1987-03-01
0-000521 | ARCO #5251 | 4647 W INDIAN SCHOOL RD | PHOENIX | AZ | 85031 | Maricopa | 8 | Perm Closure | 1993-02-03 | 10000 | Gasoline | COMPARTMENT A | Double Walled | Fiberglass Reinforced Plastic | Pressure | Double Walled | Fiberglass Reinforced Plastic | Removal | 2002-10-24
0-005808 | GILA BEND AIR FORCE AUXILLARY FIELD |  | GILA BEND |  |  | Maricopa | 12 | Open | 1992-01-01 | 10000 | Jet Fuel | COMPARTMENT A | Double Walled | Fiberglass Reinforced Plastic
0-005812 | QUIK FILL | 8296 W CAMELBACK RD | GLENDALE | AZ | 85303 | Maricopa | 1 | Perm Closure | 1988-08-01 | 12000 | Gasoline (UL) | COMPARTMENT A | Double Walled | Fiberglass Reinforced Plastic | Pressure |  | Fiberglass Reinforced Plastic | Removal | 2017-03-02
0-005812 | QUIK FILL | 8296 W CAMELBACK RD | GLENDALE | AZ | 85303 | Maricopa | 6 | Open | 2019-11-21 | 6000 | Gasoline (PUL) | COMPARTMENT A | Double Walled | Fiberglass Reinforced Plastic | Pressure | Double Walled | Fiberglass Reinforced Plastic
0-008020 | ATSF - MOBEST YARD PHOENIX | 2920 N 24TH AVE | PHOENIX | AZ | 85015 | Maricopa | 1 | Perm Closure | 2005-06-17 | 10000 | Diesel | COMPARTMENT A | Unknown | Asphalt coated or Bare Steel |  |  |  | Removal | 1990-08-24
0-008020 | ATSF - MOBEST YARD PHOENIX | 2920 N 24TH AVE | PHOENIX | AZ | 85015 | Maricopa | 2 | Perm Closure | 2005-06-17 | 6000 | Gasoline | COMPARTMENT A | Unknown | Asphalt coated or Bare Steel |  |  |  | Removal | 1990-08-24
0-005648 | CHEVRON #9-1145 | 1952 S GILBERT RD | MESA | AZ | 85204 | Maricopa | 2 | Perm Closure | 1987-06-26 | 10000 | Gasoline | COMPARTMENT A | Unknown | Fiberglass Reinforced Plastic | Pressure | Double Walled | Fiberglass Reinforced Plastic | Removal | 2003-03-14
0-008289 | TEXACO #61-857-2002 - FORMER | 9 W TURNEY AVE | PHOENIX | AZ | 85013 | Maricopa | 1 | Perm Closure | 2005-06-17 |  | Gasoline | COMPARTMENT A | Unknown | Unknown |  |  |  | Removal | 1990-01-01
0-000657 | HUNT-WESSON GROCERY PRODUCTS | 310 S EXTENSION RD | MESA | AZ | 85210 | Maricopa | 6 | Perm Closure | 1970-01-01 | 1000 | New Oil | COMPARTMENT A | Single Walled | Asphalt coated or Bare Steel |  |  |  | Removal | 1991-07-18
0-006488 | HAVASU SPRINGS RESORT | 2581 N HIGHWAY 95 | PARKER | AZ | 85344 | La Paz | 3 | Perm Closure | 1978-01-01 | 5000 | Gasoline | COMPARTMENT A | Double Walled | Asphalt coated or Bare Steel |  |  |  | Removal | 1989-11-06
0-002617 | ARIZONA WEB PRINTING | 1501 E 17TH ST | TUCSON | AZ | 85719 | Pima | 1 | Perm Closure | 1979-09-20 | 6000 | Diesel | COMPARTMENT A | Single Walled | Asphalt coated or Bare Steel |  |  |  | Removal | 1989-10-23
0-008563 | JAIME ELECTRIC CO | 910 N 91ST AVE | TOLLESON | AZ | 85353 | Maricopa | 2 | Perm Closure | 2005-06-17 | 1200 | Gasoline | COMPARTMENT A |  | Asphalt coated or Bare Steel |  |  |  | Removal | 1995-02-27
0-008563 | JAIME ELECTRIC CO | 910 N 91ST AVE | TOLLESON | AZ | 85353 | Maricopa | 3 | Perm Closure | 2005-06-17 | 1200 | Diesel | COMPARTMENT A |  | Asphalt coated or Bare Steel |  |  |  | Removal | 1995-02-27
0-004340 | EXPRESS SERVICE | 9095 W GRAND AVE | PEORIA | AZ | 85345 | Maricopa | 1 | Perm Closure | 1985-08-19 | 8000 | Gasoline | COMPARTMENT A | Double Walled | Fiberglass Reinforced Plastic | Pressure |  | Fiberglass Reinforced Plastic | Removal | 1992-01-09
0-004340 | EXPRESS SERVICE | 9095 W GRAND AVE | PEORIA | AZ | 85345 | Maricopa | 3 | Perm Closure | 1985-08-19 | 8000 | Gasoline | COMPARTMENT A | Double Walled | Fiberglass Reinforced Plastic | Pressure |  | Fiberglass Reinforced Plastic | Removal | 1992-01-09
0-001514 | CIRCLE K #3737 | 6356 S PRICE RD | TEMPE | AZ | 85283 | Maricopa | 3 | Perm Closure | 1982-01-01 | 10000 | Gasoline | COMPARTMENT A | Single Walled | Fiberglass Reinforced Plastic | Pressure |  | Fiberglass Reinforced Plastic | Removal | 1993-09-28
0-003996 | JIFFY LUBE #2088 | 1202 E NORTHERN AVE | PHOENIX | AZ | 85020 | Maricopa | 2 | Perm Closure | 1980-04-03 | 5000 | Unidentified | COMPARTMENT A | Unknown | Asphalt coated or Bare Steel | Suction - Check Valve at the Tank Top |  | Bare or Galvanized Steel | Removal | 1995-11-15
0-010402 | QUIKTRIP STORE #1470 | 1375 W AJO WAY | TUCSON | AZ | 85713 | Pima | 3 | Open | 2010-11-14 | 12000 | Gasoline | COMPARTMENT A | Double Walled | Fiberglass Reinforced Plastic | Pressure | Double Walled | Fiberglass Reinforced Plastic
0-004966 | TEXACO #60-351-1000 | 5460 E 5TH ST | TUCSON | AZ | 85711 | Pima | 5 | Open | 1994-04-01 | 12000 | Gasoline (UL) | COMPARTMENT A | Double Walled | Fiberglass Reinforced Plastic | Pressure | Double Walled | Fiberglass Reinforced Plastic
0-008109 | NISSAN TEST CENTER NORTH AMERICA | 7815 N WHITE AND PARKER RD | STANFIELD | AZ | 85172 | Pinal | 11 | Perm Closure | 1987-05-01 | 2000 | Gasoline | COMPARTMENT A | Single Walled | Fiberglass Reinforced Plastic | Pressure |  |  | Removal | 2008-01-10
0-010464 | FIREBIRD FUEL COMPANY #6196 | 11171 N SOLAR CANYON WAY | SURPRISE | AZ | 85379 | Maricopa | 3 | Open | 2013-01-04 | 10000 | Gasoline | COMPARTMENT A | Double Walled | Composite (Steel/Fiberglass) | Pressure | Double Walled | Fiberglass Reinforced Plastic
0-010533 | SPEEDWAY STORE #2962 | 5620 S HIGHWAY 92 | HEREFORD | AZ | 85615 | Cochise | 2 | Open | 2013-03-27 | 15000 | Gasoline (UL) | COMPARTMENT A | Double Walled | Fiberglass Reinforced Plastic | Pressure | Double Walled | Fiberglass Reinforced Plastic
0-007023 | PHOENIX FUEL | 1001 N 53RD AVE | PHOENIX | AZ | 85043 | Maricopa | 3 | Open | 1991-03-01 | 10000 | Gasoline | COMPARTMENT A | Double Walled | Composite (Steel/Fiberglass) | Pressure | Single Walled | Fiberglass Reinforced Plastic
0-000089 | AIR PRODUCTS & CHEMICALS INC | 275 S PRICE RD | CHANDLER | AZ | 85224 | Maricopa | 1 | Perm Closure | 1981-01-01 | 10000 | Gasoline | COMPARTMENT A | Single Walled | Asphalt coated or Bare Steel |  |  |  | Removal | 1987-05-10
0-000089 | AIR PRODUCTS & CHEMICALS INC | 275 S PRICE RD | CHANDLER | AZ | 85224 | Maricopa | 2 | Perm Closure | 1981-01-01 | 10000 | Diesel | COMPARTMENT A | Single Walled | Asphalt coated or Bare Steel | Pressure | Single Walled | Bare or Galvanized Steel | Removal | 1993-03-16
0-000868 | 88 TRAILS CORP | 1571 W APACHE TRL | APACHE JUNCTION | AZ | 85120 | Pinal | 6 | Perm Closure | 1981-01-01 | 12000 | Diesel | COMPARTMENT A |  | Asphalt coated or Bare Steel | Pressure |  | Fiberglass Reinforced Plastic | Removal | 1995-11-07
0-000654 | BEALS CONTRACTING CO | 8831 S 27TH AVE | LAVEEN | AZ | 85339 | Maricopa | 2 | Perm Closure | 1976-01-01 | 3000 | Diesel | COMPARTMENT A |  | Asphalt coated or Bare Steel | Suction - Check Valve at the Tank Top |  |  | Removal | 1995-03-10
0-002132 | AMERICAN CAR CARE | 2870 E ANDY DEVINE AVE | KINGMAN | AZ | 86401 | Mohave | 1 | Perm Closure | 1979-01-01 | 500 | Used Oil/Waste Oil | COMPARTMENT A |  | Asphalt coated or Bare Steel | Gravity Feed |  | Bare or Galvanized Steel | Removal | 1994-03-28
0-003107 | THE LUBE SHOP #1 | 205 N COUNTRY CLUB DR | MESA | AZ | 85201 | Maricopa | 1 | Perm Closure | 1978-07-14 | 3000 | Used Oil/Waste Oil | COMPARTMENT A | Double Walled | Asphalt coated or Bare Steel |  |  |  | Removal | 1991-08-28
0-007315 | PRIVATE RESIDENCE | 6127 W GLENN DR | GLENDALE | AZ | 85301 | Maricopa | 1 | Perm Closure | 2005-06-17 | 1000 | Gasoline | COMPARTMENT A | Unknown | Asphalt coated or Bare Steel | Suction - Check Valve at the Tank Top |  |  | Removal | 1991-06-13
0-003538 | NORTHWEST CONCRETE CONSTRUCTION | 2420 W PHELPS RD | PHOENIX | AZ | 85023 | Maricopa | 2 | Perm Closure | 1981-01-01 | 6000 | Gasoline | COMPARTMENT A |  | Asphalt coated or Bare Steel |  |  |  | Removal | 1990-11-01
0-008337 | CLYDE WANSLEE AUTO SALES | 733 S STONE AVE | TUCSON | AZ | 85701 | Pima | 3 | Perm Closure | 2019-04-11 | 550 | Unidentified | COMPARTMENT A | Single Walled | Asphalt coated or Bare Steel |  |  |  | Removal | 2019-02-20
0-000185 | ADOA FLEET MANAGEMENT OFFICE | 1522 W JACKSON ST | PHOENIX | AZ | 85007 | Maricopa | 3 | Perm Closure | 1975-01-01 | 550 | Used Oil/Waste Oil | COMPARTMENT A |  | Asphalt coated or Bare Steel | Gravity Feed |  |  | Removal | 1992-12-08
0-004091 | SKYLINE SERVICE | 23287 S STATE ROUTE 89 | YARNELL | AZ | 85362 | Yavapai | 1 | Perm Closure | 1974-01-01 | 10000 | Gasoline | COMPARTMENT A | Single Walled | Asphalt coated or Bare Steel | Pressure |  | Fiberglass Reinforced Plastic | Removal | 2017-09-20
0-009567 | SUPER PLUS CHEVRON | 4356 E UNIVERSITY DR | MESA | AZ | 85205 | Maricopa | 3 | Open | 1999-05-01 | 8000 | Diesel | COMPARTMENT A | Double Walled | Fiberglass Reinforced Plastic | Pressure | Double Walled | Fiberglass Reinforced Plastic
0-006744 | PICACHO STATION |  | PICACHO |  |  | Pinal | 2 | Perm Closure | 2015-08-04 | 9000 | Other | COMPARTMENT A | Single Walled | Asphalt coated or Bare Steel |  |  |  | Removal | 2015-02-06
0-006744 | PICACHO STATION |  | PICACHO |  |  | Pinal | 1 | Perm Closure | 1980-01-01 | 1000 | Gasoline | COMPARTMENT A | Double Walled | Asphalt coated or Bare Steel |  |  |  | Removal | 1990-02-21
0-010125 | K & R FARMS | 12710 E ADAMSVILLE RD | FLORENCE | AZ | 85132 | Pinal | 2 | Perm Closure | 1980-01-01 | 3500 | Gasoline | COMPARTMENT A |  | Asphalt coated or Bare Steel |  |  |  | Removal | 2006-05-02
0-006368 | LAKE HAVASU MARINA | 1100 MCCULLOCH BLVD N | LAKE HAVASU CITY | AZ | 86403 | Mohave | 3 | Perm Closure | 1982-01-01 | 10000 | Gasoline | COMPARTMENT A | Single Walled | Asphalt coated or Bare Steel | Pressure |  |  | Removal | 1998-10-27
0-010133 | R & S HAULING & DEMO INC | 2494 S HIGHWAY 66 | KINGMAN | AZ | 86401 | Mohave | 1 | Perm Closure | 2006-10-11 | 4000 | Gasoline | COMPARTMENT A |  | Asphalt coated or Bare Steel |  |  |  | Removal | 2006-06-21
0-010658 | BRODY SITE | 3418 E PENNSYLVANIA ST | TUCSON | AZ | 85714 | Pima | 1 | Perm Closure | 2018-09-25 |  | Unidentified | COMPARTMENT A |  | Unknown |  |  |  | Removal | 2019-02-06
0-010169 | LOVE'S TRAVEL STOP #349 | 2931 E GILA RIDGE RD | YUMA | AZ | 85365 | Yuma | 2 | Open | 2007-02-27 | 12000 | Diesel | COMPARTMENT B | Double Walled | Composite (Steel/Fiberglass) | Pressure | Double Walled | Fiberglass Reinforced Plastic
0-010169 | LOVE'S TRAVEL STOP #349 | 2931 E GILA RIDGE RD | YUMA | AZ | 85365 | Yuma | 1 | Open | 2007-02-27 | 6000 | Gasoline | COMPARTMENT A | Double Walled | Composite (Steel/Fiberglass) | Pressure | Double Walled | Fiberglass Reinforced Plastic
0-010195 | CIRCLE K STORE #2706672 | 23336 N LAKE PLEASANT PKWY | PEORIA | AZ | 85383 | Maricopa | 3 | Open | 2007-09-26 | 20000 | Diesel | COMPARTMENT A | Double Walled | Fiberglass Reinforced Plastic | Pressure | Double Walled | Fiberglass Reinforced Plastic
0-010201 | TOM'S THUMB FRESH MARKET | 9393 E BELL RD | SCOTTSDALE | AZ | 85260 | Maricopa | 1 | Open | 2007-02-22 | 20000 | Gasoline | COMPARTMENT A | Double Walled | Composite (Steel/Fiberglass) | Pressure | Double Walled | Fiberglass Reinforced Plastic
0-010272 | SAM'S CLUB #4829 | 2655 S MARKET ST | GILBERT | AZ | 85295 | Maricopa | 1 | Open | 2008-11-20 | 20000 | Gasoline | COMPARTMENT A | Double Walled | Fiberglass Reinforced Plastic | Pressure | Double Walled | Flexible
0-010204 | POWERTRAIN TRANSMISSION | 2010 S ALVERNON WAY | TUCSON | AZ | 85711 | Pima | 1 | Perm Closure | 2008-02-04 | 550 | Used Oil/Waste Oil | COMPARTMENT A |  | Asphalt coated or Bare Steel |  |  |  | Removal | 2007-11-15
0-005628 | BOB'S SHELL AND FOOD MART | 981 S ARIZONA BLVD | COOLIDGE | AZ | 85128 | Pinal | 7 | Perm Closure | 1985-01-01 | 3000 | Gasoline | COMPARTMENT A | Double Walled | Asphalt coated or Bare Steel | Pressure |  | Fiberglass Reinforced Plastic | Removal | 2009-07-23
0-005628 | BOB'S SHELL AND FOOD MART | 981 S ARIZONA BLVD | COOLIDGE | AZ | 85128 | Pinal | 2 | Perm Closure | 1978-01-01 | 8000 | Gasoline | COMPARTMENT A | Double Walled | Asphalt coated or Bare Steel |  |  |  | Removal | 1988-03-01
0-010237 | OLD STAGE STOP COUNTRY STORE | 4155 W OUTER LOOP RD | PRESCOTT | AZ | 86305 | Yavapai | 2 | Open | 2006-09-15 | 10000 | Diesel | COMPARTMENT B | Double Walled | Fiberglass Reinforced Plastic | Pressure |  | Flexible
0-010237 | OLD STAGE STOP COUNTRY STORE | 4155 W OUTER LOOP RD | PRESCOTT | AZ | 86305 | Yavapai | 2 | Open | 2006-09-15 | 10000 | Gasoline | COMPARTMENT A | Double Walled | Fiberglass Reinforced Plastic | Pressure |  | Flexible
0-000661 | BRADCO SPRINGERVILLE CARDLOCK | 706 E MAIN ST | SPRINGERVILLE | AZ | 85938 | Apache | 3 | Perm Closure | 1966-01-01 | 6000 | Gasoline | COMPARTMENT A |  | Asphalt coated or Bare Steel | Pressure |  | Fiberglass Reinforced Plastic | Removal | 1993-09-07
0-010349 | QUIKTRIP #410 | 14007 W GRAND AVE | SURPRISE | AZ | 85374 | Maricopa | 3 | Open | 2010-04-22 | 12000 | Gasoline | COMPARTMENT A | Double Walled | Fiberglass Reinforced Plastic | Pressure | Double Walled | Fiberglass Reinforced Plastic
0-005894 | CIRCLE K #2708841 | 966 E VAN BUREN ST | PHOENIX | AZ | 85006 | Maricopa | 2 | Open | 1986-11-10 | 10000 | Gasoline | COMPARTMENT A | Double Walled | Fiberglass Reinforced Plastic | Pressure |  | Fiberglass Reinforced Plastic
0-003468 | NATIONAL PAINT & DRYWALL INC | 9801 N 21ST AVE | PHOENIX | AZ | 85021 | Maricopa | 2 | Perm Closure | 1972-03-11 | 2000 | Gasoline | COMPARTMENT A | Double Walled | Asphalt coated or Bare Steel | Suction - Check Valve at the Tank Top |  | Bare or Galvanized Steel | Removal | 1999-12-01
0-008342 | SHELTON CONTRACTING SITE - FORMER | 1917 W GLENDALE AVE | PHOENIX | AZ | 85021 | Maricopa | 2 | Perm Closure | 2005-06-17 | 500 | Gasoline | COMPARTMENT A | Unknown | Asphalt coated or Bare Steel |  |  |  | Removal | 1994-05-24
0-002623 | STEPHNOS - DISCOUNT BEVERAGE OUTLET | 22005 S ELLSWORTH RD | QUEEN CREEK | AZ | 85142 | Maricopa | 3 | Perm Closure | 1988-05-26 | 10000 | Gasoline | COMPARTMENT A | Unknown | Fiberglass Reinforced Plastic | Pressure |  | Fiberglass Reinforced Plastic | Removal | 1994-06-17
0-002623 | STEPHNOS - DISCOUNT BEVERAGE OUTLET | 22005 S ELLSWORTH RD | QUEEN CREEK | AZ | 85142 | Maricopa | 2 | Perm Closure | 1988-05-26 | 15000 | Gasoline | COMPARTMENT A | Unknown | Fiberglass Reinforced Plastic | Pressure |  | Fiberglass Reinforced Plastic | Removal | 1994-06-17
0-005056 | TIERNAY PRROPERTIES INC | 1301 E JACKSON ST | PHOENIX | AZ | 85034 | Maricopa | 6 | Perm Closure | 1988-05-25 | 10000 | Diesel | COMPARTMENT A | Single Walled | Asphalt coated or Bare Steel | Pressure |  | Bare or Galvanized Steel | Removal | 2015-12-18
0-004349 | 66 FINANCE | 2610 E ANDY DEVINE AVE | KINGMAN | AZ | 86401 | Mohave | 4 | Perm Closure | 2005-06-17 | 12000 | Gasoline | COMPARTMENT A | Double Walled | Asphalt coated or Bare Steel |  |  |  | Removal | 1996-08-06
0-001155 | BILL LUKE DODGE | 2331 W CAMELBACK RD | PHOENIX | AZ | 85015 | Maricopa | 4 | Perm Closure | 1965-01-01 | 10000 | Gasoline | COMPARTMENT A |  | Asphalt coated or Bare Steel |  |  |  | Removal | 1989-09-05
0-002720 | TIRE CENTERS WEST, LLC | 111 E MARICOPA FWY | PHOENIX | AZ | 85004 | Maricopa | 1 | Perm Closure | 1976-02-26 | 10000 | Gasoline | COMPARTMENT A | Single Walled | Asphalt coated or Bare Steel |  |  |  | Removal | 1996-07-23
0-006035 | MACKEY PLUMBING CO | 3434 N 28TH AVE | PHOENIX | AZ | 85017 | Maricopa | 2 | Perm Closure | 1975-01-01 | 1000 | Gasoline | COMPARTMENT A | Double Walled | Asphalt coated or Bare Steel |  |  |  | Removal | 1992-06-18
0-002568 | MIAMI-INSPIRATION- REDUCTION PLANT |  | MIAMI |  |  | Gila | 5 | Perm Closure | 2005-06-17 | 10000 | Gasoline | COMPARTMENT A | Single Walled | Asphalt coated or Bare Steel |  |  |  | Removal | 1989-06-24
0-002568 | MIAMI-INSPIRATION- REDUCTION PLANT |  | MIAMI |  |  | Gila | 4 | Perm Closure | 2005-06-17 | 10000 | Gasoline | COMPARTMENT A | Single Walled | Asphalt coated or Bare Steel |  |  |  | Removal | 1989-06-24
0-004505 | CITY OF PHOENIX - POLICE SOUTH RESOURCE BUREAU | 3443 S CENTRAL AVE | PHOENIX | AZ | 85040 | Maricopa | 3 | Perm Closure | 1949-01-01 | 500 | Unidentified | COMPARTMENT A | Single Walled | Asphalt coated or Bare Steel |  |  |  | Removal | 1989-06-02
0-004505 | CITY OF PHOENIX - POLICE SOUTH RESOURCE BUREAU | 3443 S CENTRAL AVE | PHOENIX | AZ | 85040 | Maricopa | 4 | Perm Closure | 1949-01-01 | 500 | Unidentified | COMPARTMENT A | Single Walled | Asphalt coated or Bare Steel |  |  |  | Removal | 1989-06-02
0-001489 | CIRCLE K #2701797 | 7602 E MCKELLIPS RD | SCOTTSDALE | AZ | 85257 | Maricopa | 1 | Open | 1985-01-01 | 10000 | Gasoline | COMPARTMENT A | Double Walled | Fiberglass Reinforced Plastic | Pressure | Single Walled | Fiberglass Reinforced Plastic
0-004838 | ALLEN'S ACCURATE AUTOMOTIVE | 625 W GUADALUPE RD | GILBERT | AZ | 85233 | Maricopa | 1 | Perm Closure | 1974-03-21 | 12000 | Diesel | COMPARTMENT A | Unknown | Asphalt coated or Bare Steel |  |  |  | Removal | 1988-12-14
0-000538 | ARCO AM/PM | 10601 N SCOTTSDALE RD | SCOTTSDALE | AZ | 85254 | Maricopa | 2 | Perm Closure | 1969-01-01 | 6000 | Gasoline | COMPARTMENT A |  | Asphalt coated or Bare Steel |  |  |  | Removal | 1990-08-06
0-000538 | ARCO AM/PM | 10601 N SCOTTSDALE RD | SCOTTSDALE | AZ | 85254 | Maricopa | 8 | Perm Closure | 1990-08-01 | 10000 | Gasoline | COMPARTMENT A | Double Walled | Fiberglass Reinforced Plastic | Pressure | Double Walled | Fiberglass Reinforced Plastic | Removal | 2009-10-05
0-000029 | MOUNT LEMMON RCAG |  | MOUNT LEMMON |  |  | Pima | 2 | Perm Closure | 1974-01-01 | 1000 | Diesel | COMPARTMENT A |  | Asphalt coated or Bare Steel |  |  |  | Removal | 1995-06-21
0-000659 | CHAPMAN AUTOMOTIVE GROUP - STRIP | 4646 E 22ND ST | TUCSON | AZ | 85711 | Pima | 6 | Open | 1996-09-17 | 2000 | Gasoline | COMPARTMENT B | Double Walled | Composite (Steel/Fiberglass) | Pressure | Double Walled | Fiberglass Reinforced Plastic
0-000659 | CHAPMAN AUTOMOTIVE GROUP - STRIP | 4646 E 22ND ST | TUCSON | AZ | 85711 | Pima | 3 | Perm Closure | 1970-01-01 | 500 | Used Oil/Waste Oil | COMPARTMENT A | Single Walled | Asphalt coated or Bare Steel | Gravity Feed | Single Walled | Bare or Galvanized Steel | Removal | 1993-01-26
0-004516 | CITY OF SIERRA VISTA - AIRPORT |  | SIERRA VISTA |  |  | Cochise | 3 | Perm Closure | 1972-05-08 | 2000 | Gasoline | COMPARTMENT A | Unknown | Asphalt coated or Bare Steel |  |  |  | Removal | 1990-03-01
0-006965 | SCOTTSDALE, CITY OF - OLD CORPORATION YARD | 1323 E MCKELLIPS RD | SCOTTSDALE | AZ | 85257 | Maricopa | 1 | Perm Closure | 2005-06-17 | 10000 | Gasoline | COMPARTMENT A | Double Walled | Asphalt coated or Bare Steel | Pressure |  | Bare or Galvanized Steel | Removal | 1990-05-31
0-005936 | TUCSON NEWSPAPERS INC | 4850 S PARK AVE | TUCSON | AZ | 85714 | Pima | 1 | Perm Closure | 1987-12-20 | 10000 | Gasoline | COMPARTMENT A | Double Walled | Fiberglass Reinforced Plastic | Pressure | Double Walled | Fiberglass Reinforced Plastic | Removal | 1997-03-17
0-005936 | TUCSON NEWSPAPERS INC | 4850 S PARK AVE | TUCSON | AZ | 85714 | Pima | 2 | Perm Closure | 1987-12-20 | 10000 | Gasoline | COMPARTMENT A | Double Walled | Fiberglass Reinforced Plastic | Pressure | Double Walled | Fiberglass Reinforced Plastic | Removal | 1997-03-17
0-000502 | ARCO AM/PM #5286 | 1201 E NORTHERN AVE | PHOENIX | AZ | 85020 | Maricopa | 9 | Open | 1993-09-01 | 10000 | Gasoline | COMPARTMENT A | Double Walled | Fiberglass Reinforced Plastic | Pressure | Double Walled | Fiberglass Reinforced Plastic
0-000502 | ARCO AM/PM #5286 | 1201 E NORTHERN AVE | PHOENIX | AZ | 85020 | Maricopa | 1 | Perm Closure | 1971-01-01 | 10000 | Gasoline | COMPARTMENT A |  | Asphalt coated or Bare Steel |  |  |  | Removal | 1986-10-12
0-000502 | ARCO AM/PM #5286 | 1201 E NORTHERN AVE | PHOENIX | AZ | 85020 | Maricopa | 3 | Perm Closure | 1971-01-01 | 10000 | Gasoline | COMPARTMENT A |  | Asphalt coated or Bare Steel |  |  |  | Removal | 1993-09-28
0-000502 | ARCO AM/PM #5286 | 1201 E NORTHERN AVE | PHOENIX | AZ | 85020 | Maricopa | 2 | Perm Closure | 1971-01-01 | 10000 | Gasoline | COMPARTMENT A |  | Asphalt coated or Bare Steel |  |  |  | Removal | 1993-09-28
0-007854 | CHAPMAN HYUNDAI OF SCOTTSDALE | 6601 E MCDOWELL RD | SCOTTSDALE | AZ | 85257 | Maricopa | 3 | Perm Closure | 1987-01-01 | 4000 | New Oil | COMPARTMENT A | Double Walled | Fiberglass Reinforced Plastic | Pressure |  | Fiberglass Reinforced Plastic | Removal | 1992-08-27
0-007854 | CHAPMAN HYUNDAI OF SCOTTSDALE | 6601 E MCDOWELL RD | SCOTTSDALE | AZ | 85257 | Maricopa | 5 | Perm Closure | 1987-01-01 | 2000 | New Oil | COMPARTMENT A | Double Walled | Fiberglass Reinforced Plastic | Suction - Check Valve at the Dispenser | Double Walled | Fiberglass Reinforced Plastic | Removal | 2019-09-19
0-002425 | MOBIL - HALLUM MOBIL | 4501 N US HIGHWAY 89 | FLAGSTAFF | AZ | 86004 | Coconino | 5 | Open | 2019-09-11 | 12000 | Gasoline (UL) | COMPARTMENT A | Double Walled | Fiberglass Reinforced Plastic | Pressure | Double Walled | Fiberglass Reinforced Plastic
0-000265 | SCOTTSDALE ACURA | 6825 E MCDOWELL RD | SCOTTSDALE | AZ | 85257 | Maricopa | 1 | Perm Closure | 1986-10-01 | 2000 | Gasoline | COMPARTMENT A | Single Walled | Fiberglass Reinforced Plastic | Suction - Check Valve at the Tank Top | Double Walled |  | Removal | 1994-02-09
0-006512 | CORNS FUEL & TIRES | 825 N NAVAJO DR | PAGE | AZ | 86040 | Coconino | 2 | Perm Closure | 1971-11-15 | 5000 | Gasoline | COMPARTMENT A | Double Walled | Asphalt coated or Bare Steel |  |  |  | Removal | 1991-12-17
0-003232 | MOBIL 18-KPD | 730 E BETHANY HOME RD | PHOENIX | AZ | 85014 | Maricopa | 1 | Perm Closure | 1984-01-01 | 10000 | Gasoline | COMPARTMENT A |  | Asphalt coated or Bare Steel | Pressure |  |  | Removal | 1987-12-31
0-003232 | MOBIL 18-KPD | 730 E BETHANY HOME RD | PHOENIX | AZ | 85014 | Maricopa | 5 | Perm Closure | 1988-01-01 | 12000 | Gasoline | COMPARTMENT A | Double Walled | Fiberglass Reinforced Plastic | Pressure | Double Walled | Fiberglass Reinforced Plastic | Removal | 2003-09-11
0-005479 | CIRCLE K #2944 | 1610 E 6TH ST | TUCSON | AZ | 85719 | Pima | 1 | Open | 1981-01-01 | 10000 | Gasoline | COMPARTMENT A |  | Asphalt coated or Bare Steel | Pressure
0-001112 | CHEVRON | 310 W MAIN ST | MESA | AZ | 85201 | Maricopa | 8 | Perm Closure | 2005-06-17 | 1000 | Used Oil/Waste Oil | COMPARTMENT A | Double Walled | Fiberglass Reinforced Plastic |  |  |  | Removal | 1999-02-09
0-008188 | CATALINA ROOFING | 3635 E REFINERY WAY | TUCSON | AZ | 85713 | Pima | 2 | Perm Closure | 1970-01-01 | 1000 | Gasoline | COMPARTMENT A | Unknown | Asphalt coated or Bare Steel | Suction - Check Valve at the Tank Top |  |  | Removal | 1993-05-07
0-003075 | TEXACO - JODIE MASHBURN'S TEXACO | 4056 E SPEEDWAY BLVD | TUCSON | AZ | 85712 | Pima | 3 | Perm Closure | 1956-01-01 | 2000 | Gasoline | COMPARTMENT A | Single Walled | Asphalt coated or Bare Steel |  |  |  | Removal | 1988-06-01
0-001565 | EAST SIDE SHELL - FORMER | 2837 E ANDY DEVINE AVE | KINGMAN | AZ | 86401 | Mohave | 2 | Perm Closure | 1977-01-01 | 2000 | Gasoline | COMPARTMENT A |  | Asphalt coated or Bare Steel | Suction - Check Valve at the Tank Top |  |  | Removal | 1995-04-19
0-001411 | WALGREENS | 1880 E IRVINGTON RD | TUCSON | AZ | 85714 | Pima | 3 | Perm Closure | 1984-01-01 | 10000 | Gasoline | COMPARTMENT A |  | Asphalt coated or Bare Steel | Pressure | Single Walled | Bare or Galvanized Steel | Removal | 2001-07-17
0-002426 | BAKER CONOCO | 932 W BEALE ST | KINGMAN | AZ | 86401 | Mohave | 2 | Open | 1978-01-01 | 6000 | Gasoline (Mid-Grade UL) | COMPARTMENT A | Single Walled | Asphalt coated or Bare Steel | Pressure | Single Walled | Fiberglass Reinforced Plastic
0-003491 | VALLEY TRUCK & TRAILER SERVICE | 2320 S 15TH AVE | PHOENIX | AZ | 85007 | Maricopa | 5 | Perm Closure | 2005-06-17 | 550 | Used Oil/Waste Oil | COMPARTMENT A | Unknown | Asphalt coated or Bare Steel | Gravity Feed |  | Bare or Galvanized Steel | Removal | 1993-11-03
0-004798 | RIGHT AWAY DISPOSAL, LLC - PHOENIX TRANSFER STATION | 3000 S 19TH AVE | PHOENIX | AZ | 85009 | Maricopa | 3 | Perm Closure | 1971-01-01 | 10000 | Diesel | COMPARTMENT A |  | Asphalt coated or Bare Steel | Suction - Check Valve at the Tank Top |  |  | Removal | 2004-07-14
0-004812 | TERRA DESIGNS | 5425 E PIMA ST | TUCSON | AZ | 85712 | Pima | 2 | Perm Closure | 1967-01-01 | 12000 | Gasoline | COMPARTMENT A | Single Walled | Asphalt coated or Bare Steel |  |  |  | Removal | 1986-01-01
0-002284 | GILLIGANS ON IRON SPRINGS LLC | 1253 W IRON SPRINGS RD | PRESCOTT | AZ | 86305 | Yavapai | 2 | Open | 1985-03-17 | 10000 | Diesel | COMPARTMENT A | Single Walled | Fiberglass Reinforced Plastic | Pressure |  | Fiberglass Reinforced Plastic
0-001099 | VALERO FOOD MART | 1949 E OSBORN RD | PHOENIX | AZ | 85016 | Maricopa | 7 | Open | 1990-06-15 | 10000 | Gasoline | COMPARTMENT A | Double Walled | Composite (Steel/Fiberglass) | Pressure | Double Walled | Fiberglass Reinforced Plastic
0-004790 | SUNSTATE EQUIPMENT | 5425 E WASHINGTON ST | PHOENIX | AZ | 85034 | Maricopa | 5 | Perm Closure | 1986-01-01 | 1000 | Used Oil/Waste Oil | COMPARTMENT A | Double Walled | Fiberglass Reinforced Plastic | Gravity Feed |  |  | Removal | 1996-08-02
0-006152 | AMAZON.COM SERVICES LLC - AZA3 | 1665 W ALAMEDA DR | TEMPE | AZ | 85282 | Maricopa | 2 | Perm Closure | 1980-05-02 | 6000 | Gasoline | COMPARTMENT A | Unknown | Asphalt coated or Bare Steel | Suction - Check Valve at the Tank Top |  | Fiberglass Reinforced Plastic | Removal | 1994-07-16
0-004944 | 22ND & CRAYCROFT SHELL | 5502 E 22ND ST | TUCSON | AZ | 85711 | Pima | 4 | Perm Closure | 1984-01-01 | 8000 | Diesel | COMPARTMENT A | Single Walled | Fiberglass Reinforced Plastic | Pressure | Double Walled | Fiberglass Reinforced Plastic | Removal | 2016-01-08
0-001107 | CHEVRON #9-5477 | 9840 W PEORIA AVE | PEORIA | AZ | 85345 | Maricopa | 2 | Perm Closure | 1965-01-01 | 7500 | Gasoline | COMPARTMENT A | Single Walled | Asphalt coated or Bare Steel | Pressure | Single Walled | Bare or Galvanized Steel | Removal | 1998-12-29
0-001107 | CHEVRON #9-5477 | 9840 W PEORIA AVE | PEORIA | AZ | 85345 | Maricopa | 3 | Perm Closure | 1965-01-01 | 3000 | Gasoline | COMPARTMENT A | Single Walled | Asphalt coated or Bare Steel | Pressure | Single Walled | Bare or Galvanized Steel | Removal | 1998-12-29
0-005980 | SPEEDEE OIL CHANGE & TUNE-UP | 407 E UNIVERSITY DR | MESA | AZ | 85203 | Maricopa | 2 | Perm Closure | 1986-03-22 | 2000 | Unidentified | COMPARTMENT A | Double Walled | Asphalt coated or Bare Steel | Gravity Feed |  |  | Removal | 1993-07-16
0-004658 | 7-ELEVEN #23215 | 3948 E THOMAS RD | PHOENIX | AZ | 85018 | Maricopa | 2 | Perm Closure | 1982-01-01 | 10000 | Gasoline | COMPARTMENT A | Single Walled | Fiberglass Reinforced Plastic |  |  |  | Removal | 1991-12-10
0-003067 | MARTIN'S AUTO & PETRO | 3636 N 16TH ST | PHOENIX | AZ | 85016 | Maricopa | 5 | Perm Closure | 1985-05-21 | 1000 | Used Oil/Waste Oil | COMPARTMENT A | Unknown | Fiberglass Reinforced Plastic | Gravity Feed |  | Fiberglass Reinforced Plastic | Removal | 2005-11-01
0-002468 | VULCAN MATERIALS - YUMA ASPHALT |  | KINTER |  |  | Yuma | 1 | Perm Closure | 1969-01-01 | 10000 | Diesel | COMPARTMENT A | Single Walled | Asphalt coated or Bare Steel |  |  |  | Removal | 1989-11-01
0-009785 | CIRCLE K #2706359 | 309 E OSBORN RD | PHOENIX | AZ | 85012 | Maricopa | 2 | Open | 2001-03-15 | 8000 | Diesel | COMPARTMENT A | Double Walled | Fiberglass Reinforced Plastic
0-000706 | LARRY H MILLER DODGE RAM TUCSON | 4220 E 22ND ST | TUCSON | AZ | 85711 | Pima | 4 | Perm Closure | 1971-03-25 | 500 | Unidentified | COMPARTMENT A | Single Walled | Asphalt coated or Bare Steel |  |  |  | Removal | 1989-11-03
0-009816 | CIRCLE K STORE #2709188 | 1611 N 83RD AVE | PHOENIX | AZ | 85035 | Maricopa | 2 | Perm Closure | 2001-01-25 | 15000 | Gasoline | COMPARTMENT A | Double Walled | Fiberglass Reinforced Plastic | Pressure | Double Walled | Flexible | Removal | 2013-06-06
0-002520 | DEER VALLEY COMPUTER PARK | 2929 W THUNDERBIRD RD | PHOENIX | AZ | 85053 | Maricopa | 5 | Perm Closure | 1959-01-01 | 3080 | Unidentified | COMPARTMENT A | Single Walled | Asphalt coated or Bare Steel |  |  |  | Removal | 1986-03-01
0-004069 | BARTCO | 8045 S HIGHWAY 95 | MOHAVE VALLEY | AZ | 86440 | Mohave | 4 | Perm Closure | 1996-01-05 | 4000 | Gasoline (PUL) | COMPARTMENT B | Double Walled | Fiberglass Reinforced Plastic |  |  |  | Removal | 2020-07-08
0-002188 | FRITO-LAY - TUCSON PLANT | 3340 E MICHIGAN ST | TUCSON | AZ | 85714 | Pima | 1 | Perm Closure | 1976-01-01 | 10000 | Gasoline | COMPARTMENT A | Single Walled | Asphalt coated or Bare Steel |  |  |  | Removal | 1995-04-11
0-005460 | CIRCLE K #2922 | 3280 W VALENCIA RD | TUCSON | AZ | 85746 | Pima | 1 | Perm Closure | 1972-04-04 | 10000 | Gasoline | COMPARTMENT A | Double Walled | Asphalt coated or Bare Steel |  |  |  | Removal | 1995-12-05
0-002026 | JOHN VIRGIL EZELL PROPERTY | 517 E MONROE AVE | BUCKEYE | AZ | 85326 | Maricopa | 1 | Perm Closure | 1973-01-01 | 10000 | Gasoline | COMPARTMENT A | Single Walled | Asphalt coated or Bare Steel |  |  |  | Removal | 1995-12-19
0-001889 | EXXON #7-2506 | 8402 E INDIAN SCHOOL RD | SCOTTSDALE | AZ | 85251 | Maricopa | 6 | Perm Closure | 1989-02-01 | 12000 | Gasoline | COMPARTMENT A | Double Walled | Fiberglass Reinforced Plastic | Pressure |  | Fiberglass Reinforced Plastic | Removal | 2000-04-05
0-005082 | 22ND ST SELF SERVE | 1105 E 22ND ST | TUCSON | AZ | 85713 | Pima | 5 | Perm Closure | 1987-01-01 | 12000 | Gasoline | COMPARTMENT A | Double Walled | Composite (Steel/Fiberglass) | Pressure | Double Walled | Fiberglass Reinforced Plastic | Removal | 2017-08-24
0-006625 | INTER-TEL - EXECUTIVE AUTO WASH | 232 E MCDOWELL RD | PHOENIX | AZ | 85004 | Maricopa | 2 | Perm Closure | 2005-06-17 | 6000 | Gasoline | COMPARTMENT A | Unknown | Asphalt coated or Bare Steel |  |  |  | Removal | 1989-02-06
0-003226 | MOBIL 18-AKN | 6606 W CAMELBACK RD | GLENDALE | AZ | 85301 | Maricopa | 4 | Perm Closure | 1990-01-01 | 10000 | Gasoline | COMPARTMENT A | Double Walled | Fiberglass Reinforced Plastic | Pressure |  | Fiberglass Reinforced Plastic | Removal | 1994-07-14
0-008078 | SAFARI GAS & REPAIR | 145 W STATE ROUTE 89A | SEDONA | AZ | 86336 | Coconino | 5 | Open | 1993-05-16 | 10000 | Gasoline | COMPARTMENT A |  | Fiberglass Reinforced Plastic | Pressure |  | Fiberglass Reinforced Plastic
0-001339 | CIRCLE K #2700867 | 1587 N TREKELL RD | CASA GRANDE | AZ | 85122 | Pinal | 4 | Open | 1995-04-24 | 10000 | Gasoline | COMPARTMENT A |  | Fiberglass Reinforced Plastic | Pressure | Double Walled | Fiberglass Reinforced Plastic
0-001339 | CIRCLE K #2700867 | 1587 N TREKELL RD | CASA GRANDE | AZ | 85122 | Pinal | 5 | Open | 1995-04-24 | 10000 | Gasoline | COMPARTMENT A |  | Fiberglass Reinforced Plastic | Pressure | Double Walled | Fiberglass Reinforced Plastic
0-001296 | CIRCLE K #2700733 | 95 E HWY 90 | SIERRA VISTA | AZ | 85635 | Cochise | 3 | Open | 1995-05-11 | 10000 | Gasoline | COMPARTMENT A | Single Walled | Fiberglass Reinforced Plastic | Pressure | Double Walled | Fiberglass Reinforced Plastic
0-006239 | CROSSROADS EXXON | 4702 E GRANT RD | TUCSON | AZ | 85712 | Pima | 2 | Perm Closure | 1985-07-01 | 8000 | Gasoline | COMPARTMENT A | Unknown | Fiberglass Reinforced Plastic | Pressure |  | Fiberglass Reinforced Plastic | Removal | 2012-07-11
0-006239 | CROSSROADS EXXON | 4702 E GRANT RD | TUCSON | AZ | 85712 | Pima | 3 | Perm Closure | 1985-07-01 | 10000 | Gasoline | COMPARTMENT A | Unknown | Fiberglass Reinforced Plastic | Pressure |  | Fiberglass Reinforced Plastic | Removal | 2012-07-11
0-002852 | EXXON - FRANK'S EXXON SERVICE | 220 W 5TH ST | SAFFORD | AZ | 85546 | Graham | 2 | Perm Closure | 1984-05-08 | 10000 | Gasoline | COMPARTMENT A | Single Walled | Asphalt coated or Bare Steel |  |  |  | Removal | 1995-07-01
0-002852 | EXXON - FRANK'S EXXON SERVICE | 220 W 5TH ST | SAFFORD | AZ | 85546 | Graham | 4 | Perm Closure | 1984-05-08 | 6000 | Diesel | COMPARTMENT A | Single Walled | Asphalt coated or Bare Steel |  |  |  | Removal | 1995-07-01
0-004467 | SHAY'S MART & SELF SERVE | 4120 W 8TH ST | YUMA | AZ | 85364 | Yuma | 4 | Open | 2007-01-26 | 12000 | Gasoline | COMPARTMENT A | Double Walled | Fiberglass Reinforced Plastic | Pressure | Double Walled | Fiberglass Reinforced Plastic
0-002626 | AMERICAN FINE FOOD INC | 2423 E UNIVERSITY DR | PHOENIX | AZ | 85034 | Maricopa | 1 | Perm Closure | 1971-06-03 | 1000 | Gasoline | COMPARTMENT A | Single Walled | Asphalt coated or Bare Steel |  |  |  | Removal | 1983-09-01
0-004247 | SPEEDWAY STORE #2976 | 101 E 16TH ST | DOUGLAS | AZ | 85607 | Cochise | 3 | Open | 1986-10-27 | 10000 | Diesel | COMPARTMENT A | Double Walled | Fiberglass Reinforced Plastic | Pressure |  | Fiberglass Reinforced Plastic
0-002510 | HOLSUM BAKERY INC | 317 S COUNTRY CLUB DR | MESA | AZ | 85210 | Maricopa | 1 | Perm Closure | 1959-03-06 | 10000 | Gasoline | COMPARTMENT A | Single Walled | Asphalt coated or Bare Steel |  |  |  | Removal | 1990-05-02
0-000833 | AFCO #020214 | 1851 S 19TH AVE | PHOENIX | AZ | 85009 | Maricopa | 6 | Perm Closure | 1982-08-01 | 12000 | Gasoline | COMPARTMENT A |  | Asphalt coated or Bare Steel | Pressure |  | Fiberglass Reinforced Plastic | Removal | 2005-05-25
0-004079 | RAY BELL #454 - LIBERTY BELL | 1125 W BEALE ST | KINGMAN | AZ | 86401 | Mohave | 1 | Perm Closure | 1979-04-23 | 10000 | Gasoline | COMPARTMENT A | Unknown | Asphalt coated or Bare Steel | Pressure |  |  | Removal | 1996-01-16
0-004079 | RAY BELL #454 - LIBERTY BELL | 1125 W BEALE ST | KINGMAN | AZ | 86401 | Mohave | 2 | Perm Closure | 1979-04-23 | 6000 | Gasoline | COMPARTMENT A | Unknown | Asphalt coated or Bare Steel | Pressure |  |  | Removal | 1996-01-16
0-009063 | MCGUIREVILLE MINI MART | 2105 E BEAVER CREEK RD | MCGUIREVILLE | AZ | 86335 | Yavapai | 1 | Perm Closure | 1966-01-01 | 9000 | Gasoline | COMPARTMENT A |  | Asphalt coated or Bare Steel | Pressure |  | Bare or Galvanized Steel | Removal | 1999-01-19
0-001194 | CIRCLE K #220 | 7938 N 59TH AVE | GLENDALE | AZ | 85301 | Maricopa | 2 | Perm Closure | 1984-01-01 | 10000 | Gasoline | COMPARTMENT A | Single Walled | Fiberglass Reinforced Plastic | Pressure | Single Walled | Fiberglass Reinforced Plastic | Removal | 2001-09-18
0-001794 | SCOTTSDALE UNIFIED SCHOOL DISTRICT #48 | 9288 E SAN SALVADOR DR | SCOTTSDALE | AZ | 85258 | Maricopa | 7 | Open | 1989-05-15 | 10000 | Diesel | COMPARTMENT A | Double Walled | Fiberglass Reinforced Plastic | Pressure | Double Walled | Fiberglass Reinforced Plastic
0-004228 | RYDER TRANSPORTATION SERVICES #0128 | 2301 N BLACK CANYON HWY | PHOENIX | AZ | 85009 | Maricopa | 1 | Perm Closure | 1974-01-01 | 10000 | Gasoline | COMPARTMENT A |  | Asphalt coated or Bare Steel | Pressure |  | Fiberglass Reinforced Plastic | Removal | 1994-07-26
0-004228 | RYDER TRANSPORTATION SERVICES #0128 | 2301 N BLACK CANYON HWY | PHOENIX | AZ | 85009 | Maricopa | 4 | Perm Closure | 1974-01-01 | 6000 | New Oil | COMPARTMENT A |  | Asphalt coated or Bare Steel | Pressure |  | Fiberglass Reinforced Plastic | Removal | 1987-01-01
0-001867 | CIRCLE K #30011 | 4002 E INDIAN SCHOOL RD | PHOENIX | AZ | 85018 | Maricopa | 7 | Perm Closure | 1996-11-18 | 10000 | Gasoline | COMPARTMENT A | Double Walled | Fiberglass Reinforced Plastic | Pressure | Double Walled | Fiberglass Reinforced Plastic | Removal | 2003-05-13
0-006694 | EASTERN ARIZONA COLLEGE | 600 W CHURCH ST | THATCHER | AZ | 85552 | Graham | 2 | Perm Closure | 1979-01-01 | 1000 | Unidentified | COMPARTMENT A |  | Asphalt coated or Bare Steel |  |  |  | Removal | 1989-11-27
0-009580 | SOUTHWEST TRANSMISSION | 1318 E WHITE MOUNTAIN BLVD | PINETOP-LAKESIDE | AZ | 85935 | Navajo | 4 | Perm Closure | 2005-06-17 | 4000 | Gasoline | COMPARTMENT A | Unknown | Unknown |  |  |  | Removal | 1988-01-01
0-009580 | SOUTHWEST TRANSMISSION | 1318 E WHITE MOUNTAIN BLVD | PINETOP-LAKESIDE | AZ | 85935 | Navajo | 6 | Perm Closure | 2005-06-17 | 500 | Used Oil/Waste Oil | COMPARTMENT A | Unknown | Unknown |  |  |  | Removal | 1988-01-01
0-009580 | SOUTHWEST TRANSMISSION | 1318 E WHITE MOUNTAIN BLVD | PINETOP-LAKESIDE | AZ | 85935 | Navajo | 2 | Perm Closure | 2005-06-17 | 4000 | Gasoline | COMPARTMENT A | Unknown | Unknown |  |  |  | Removal | 1988-01-01
0-008055 | BRUENERS HOME FURNISHING STORE | 1776 N SCOTTSDALE RD | SCOTTSDALE | AZ | 85257 | Maricopa | 1 | Perm Closure | 1976-12-01 | 12000 | Gasoline | COMPARTMENT A | Unknown | Unknown |  |  |  | Removal | 1992-12-08
0-004401 | APACHE ALTERNATIVE SCHOOL | 1201 N 85TH PL | SCOTTSDALE | AZ | 85257 | Maricopa | 1 | Perm Closure | 1980-01-01 | 10000 | Diesel | COMPARTMENT A | Double Walled | Fiberglass Reinforced Plastic |  |  |  | Removal | 1996-06-11
0-002003 | EXXON #7-3689 | 501 N PARK AVE | TUCSON | AZ | 85719 | Pima | 8 | Perm Closure | 1989-01-01 | 1000 | Used Oil/Waste Oil | COMPARTMENT A | Double Walled | Fiberglass Reinforced Plastic | Gravity Feed | Double Walled | Fiberglass Reinforced Plastic | Removal | 1996-08-08
0-002357 | NEENAH FOUNDRY CO | 4107 E MADISON ST | PHOENIX | AZ | 85034 | Maricopa | 1 | Perm Closure | 1978-08-10 | 1000 | Used Oil/Waste Oil | COMPARTMENT A | Single Walled | Asphalt coated or Bare Steel | Suction - Check Valve at the Tank Top |  |  | Removal | 1993-03-05
0-000641 | WIZZ MART INC | 4302 W THOMAS RD | PHOENIX | AZ | 85031 | Maricopa | 1 | Perm Closure | 1959-04-18 | 3000 | Gasoline | COMPARTMENT A | Single Walled | Asphalt coated or Bare Steel | Pressure |  |  | Removal | 1986-01-01
0-000641 | WIZZ MART INC | 4302 W THOMAS RD | PHOENIX | AZ | 85031 | Maricopa | 4 | Perm Closure | 1959-04-18 | 5000 | Gasoline | COMPARTMENT A | Single Walled | Asphalt coated or Bare Steel | Pressure |  |  | Removal | 1986-01-01
0-002514 | GILA BEND PILOT TRAVEL CENTER | 3006 S BUTTERFIELD TRL | GILA BEND | AZ | 85337 | Maricopa | 14 | Open | 2020-09-17 | 30000 | Gasoline (UL) | COMPARTMENT A | Double Walled | Fiberglass Reinforced Plastic | Pressure | Double Walled | Fiberglass Reinforced Plastic
0-002514 | GILA BEND PILOT TRAVEL CENTER | 3006 S BUTTERFIELD TRL | GILA BEND | AZ | 85337 | Maricopa | 11 | Perm Closure | 1973-01-01 | 6000 | Diesel | COMPARTMENT A | Double Walled | Fiberglass Reinforced Plastic |  |  |  | Removal | 1998-02-19
0-002514 | GILA BEND PILOT TRAVEL CENTER | 3006 S BUTTERFIELD TRL | GILA BEND | AZ | 85337 | Maricopa | 1 | Perm Closure | 1984-01-01 | 12000 | Diesel | COMPARTMENT A |  | Asphalt coated or Bare Steel |  |  |  | Closed in Place | 1986-05-01
0-002514 | GILA BEND PILOT TRAVEL CENTER | 3006 S BUTTERFIELD TRL | GILA BEND | AZ | 85337 | Maricopa | 9 | Perm Closure | 1973-01-01 | 10000 | Diesel | COMPARTMENT A | Double Walled | Fiberglass Reinforced Plastic |  |  |  | Removal | 1998-02-19
0-009621 | GERMAN MOTORCAR RESTORATIONS | 2117 W DEER VALLEY RD | PHOENIX | AZ | 85027 | Maricopa | 1 | Perm Closure | 2005-06-17 | 1000 | New Oil | COMPARTMENT A | Double Walled | Fiberglass Reinforced Plastic |  |  |  | Removal | 2001-12-07
0-001712 | WALGREENS | 746 W UNIVERSITY DR | MESA | AZ | 85201 | Maricopa | 2 | Perm Closure | 1971-01-01 | 10000 | Gasoline | COMPARTMENT A |  | Asphalt coated or Bare Steel |  |  |  | Removal | 1990-03-06
0-001712 | WALGREENS | 746 W UNIVERSITY DR | MESA | AZ | 85201 | Maricopa | 1 | Perm Closure | 1971-01-01 | 4000 | Diesel | COMPARTMENT A |  | Asphalt coated or Bare Steel |  |  |  | Removal | 1990-03-06
0-001525 | ARCO #5438 | 7401 E MAIN ST | MESA | AZ | 85207 | Maricopa | 3 | Perm Closure | 1988-01-01 | 12000 | Gasoline | COMPARTMENT A | Double Walled | Fiberglass Reinforced Plastic | Pressure |  | Fiberglass Reinforced Plastic | Removal | 2003-04-30
0-002797 | MUSTANG #6903 | 2120 HIGHWAY 60 | GLOBE | AZ | 85539 | Gila | 2 | Perm Closure | 1976-04-08 | 10000 | Gasoline | COMPARTMENT A | Double Walled | Asphalt coated or Bare Steel |  |  |  | Removal | 1987-01-01
0-004325 | VALLEYWISE HEALTH MARYVALE CAMPUS | 5102 W CAMPBELL AVE | PHOENIX | AZ | 85031 | Maricopa | 1 | Perm Closure | 1978-05-02 | 15000 | Diesel | COMPARTMENT A | Double Walled | Fiberglass Reinforced Plastic |  |  |  | Closed in Place | 2020-03-24
0-006641 | CITY OF SCOTTSDALE | 3719 N 75TH ST | SCOTTSDALE | AZ | 85251 | Maricopa | 1 | Perm Closure | 2005-06-17 |  | Unidentified | COMPARTMENT A | Double Walled | Asphalt coated or Bare Steel |  |  |  | Removal | 1989-02-01
0-007402 | C & L MINI MART | 2923 W WHITE MOUNTAIN BLVD | PINETOP-LAKESIDE | AZ | 85929 | Navajo | 2 | Perm Closure | 1981-01-01 | 6000 | Gasoline | COMPARTMENT A | Unknown | Unknown |  |  |  | Removal | 1991-10-07
0-009122 | CIRCLE K STORE #2701624 | 8395 N THORNYDALE RD | MARANA | AZ | 85741 | Pima | 1 | Open | 1997-01-17 | 15000 | Gasoline (UL) | COMPARTMENT A | Double Walled | Composite (Steel/Fiberglass) | Pressure | Double Walled | Fiberglass Reinforced Plastic
0-008906 | SCOTTSDALE DIALYSIS CENTER | 7321 E OSBORN DR | SCOTTSDALE | AZ | 85251 | Maricopa | 1 | Perm Closure | 1979-01-01 | 500 | Diesel | COMPARTMENT A | Double Walled | Asphalt coated or Bare Steel |  |  |  | Removal | 1996-06-06
0-006356 | CASTLE ROCK BAR | 3743 N US HIGHWAY 93 | GOLDEN VALLEY | AZ | 86413 | Mohave | 2 | Perm Closure | 2005-06-17 | 10000 | Gasoline | COMPARTMENT A | Double Walled | Asphalt coated or Bare Steel |  |  |  | Removal | 1991-01-10
0-007367 | DEL NORTE PROPERTIES | 175 S LA CANADA DR | GREEN VALLEY | AZ | 85614 | Pima | 1 | Perm Closure | 1982-01-01 | 250 | Used Oil/Waste Oil | COMPARTMENT A | Unknown | Asphalt coated or Bare Steel | Gravity Feed |  |  | Removal | 1988-03-01
0-001476 | CIRCLE K #2701772 | 236 N GRAND AVE | NOGALES | AZ | 85621 | Santa Cruz | 1 | Open | 1985-01-01 | 10000 | Gasoline | COMPARTMENT A | Double Walled | Fiberglass Reinforced Plastic | Pressure |  | Fiberglass Reinforced Plastic
0-001501 | CIRCLE K #2701849 | 1798 S 4TH AVE | YUMA | AZ | 85364 | Yuma | 1 | Open | 1985-01-01 | 10000 | Gasoline | COMPARTMENT A | Double Walled | Fiberglass Reinforced Plastic | Pressure | Single Walled | Fiberglass Reinforced Plastic
0-002176 | FIRST NATIONAL BANK OF ARIZONA | 4110 E ELWOOD ST | PHOENIX | AZ | 85040 | Maricopa | 1 | Perm Closure | 2005-06-17 | 3000 | Diesel | COMPARTMENT A | Single Walled | Asphalt coated or Bare Steel |  |  |  | Removal | 1989-04-21
0-005447 | CIRCLE K #2702907 | 1675 N WILMOT RD | TUCSON | AZ | 85712 | Pima | 2 | Open | 1985-01-01 | 10000 | Gasoline | COMPARTMENT A | Single Walled | Fiberglass Reinforced Plastic | Pressure |  | Fiberglass Reinforced Plastic
0-002251 | CIRCLE K #2705415 | 3840 E 22ND ST | TUCSON | AZ | 85713 | Pima | 1 | Open | 1989-07-12 | 10000 | Gasoline (UL) | COMPARTMENT A | Double Walled | Fiberglass Reinforced Plastic | Pressure |  | Fiberglass Reinforced Plastic
0-005965 | CIRCLE K #2708555 | 4005 E UNION HILLS DR | PHOENIX | AZ | 85050 | Maricopa | 3 | Open | 1988-02-01 | 10000 | Gasoline | COMPARTMENT A | Double Walled | Fiberglass Reinforced Plastic | Pressure | Single Walled | Fiberglass Reinforced Plastic
0-001193 | CIRCLE K #2700212 | 3640 W 8TH ST | YUMA | AZ | 85364 | Yuma | 3 | Open | 1986-01-01 | 10000 | Gasoline | COMPARTMENT A | Double Walled | Fiberglass Reinforced Plastic | Pressure | Single Walled | Fiberglass Reinforced Plastic
0-003767 | PHILLIPS 66 COMPANY #019663 | 2701 E SPEEDWAY BLVD | TUCSON | AZ | 85716 | Pima | 4 | Perm Closure | 1964-01-01 | 560 | Used Oil/Waste Oil | COMPARTMENT A | Single Walled | Asphalt coated or Bare Steel |  |  |  | Removal | 1979-11-09
0-003959 | PAUL S PRECHEL | 7534 N ATTAWAY RD | COOLIDGE | AZ | 85128 | Pinal | 3 | Perm Closure | 1978-01-21 | 4000 | Diesel | COMPARTMENT A | Unknown | Asphalt coated or Bare Steel |  |  |  | Removal | 1990-12-01
0-003443 | METALES SAMLO LLC | 1651 W TARGET RANGE RD | NOGALES | AZ | 85621 | Santa Cruz | 2 | Perm Closure | 1976-03-14 | 960 | Diesel | COMPARTMENT A | Double Walled | Asphalt coated or Bare Steel |  |  |  | Removal | 1989-07-01
0-003494 | W.W. WILLIAMS SOUTHWEST, INC. | 1375 W GLENN ST | TUCSON | AZ | 85705 | Pima | 1 | Perm Closure | 1974-04-28 | 4000 | Gasoline | COMPARTMENT A | Unknown | Asphalt coated or Bare Steel |  |  |  | Removal | 1989-01-01
0-007435 | EXXONMOBIL OIL CORP #10270 | 4302 W UNION HILLS DR | PHOENIX | AZ | 85308 | Maricopa | 1 | Perm Closure | 1989-06-01 | 10000 | Gasoline | COMPARTMENT A | Double Walled | Fiberglass Reinforced Plastic | Pressure |  | Fiberglass Reinforced Plastic | Removal | 2007-08-14
0-009439 | SAFEWAY #1474 | 4823 S HIGHWAY 95 | MOHAVE VALLEY | AZ | 86426 | Mohave | 1 | Open | 1998-10-01 | 20000 | Gasoline | COMPARTMENT B | Double Walled | Fiberglass Reinforced Plastic | Pressure | Double Walled | Fiberglass Reinforced Plastic
0-006995 | R R EVANS #20 SUPERIOR CARDLOCK | 4040 E SUPERIOR AVE | PHOENIX | AZ | 85040 | Maricopa | 2 | Perm Closure | 1986-01-01 | 10000 | Diesel | COMPARTMENT A | Unknown | Fiberglass Reinforced Plastic | Pressure |  | Fiberglass Reinforced Plastic | Removal | 2006-05-12
0-006995 | R R EVANS #20 SUPERIOR CARDLOCK | 4040 E SUPERIOR AVE | PHOENIX | AZ | 85040 | Maricopa | 1 | Perm Closure | 1986-01-01 | 10000 | Gasoline | COMPARTMENT A | Unknown | Fiberglass Reinforced Plastic | Pressure |  | Fiberglass Reinforced Plastic | Removal | 2006-05-12
0-006995 | R R EVANS #20 SUPERIOR CARDLOCK | 4040 E SUPERIOR AVE | PHOENIX | AZ | 85040 | Maricopa | 3 | Perm Closure | 1986-01-01 | 10000 | Diesel | COMPARTMENT A | Unknown | Fiberglass Reinforced Plastic | Pressure |  | Fiberglass Reinforced Plastic | Removal | 2006-05-12
0-008347 | RIGHT OF WAY | 334 S MONTEZUMA ST | PRESCOTT | AZ | 86303 | Yavapai | 2 | Perm Closure | 2005-06-17 | 170 | Gasoline | COMPARTMENT A | Double Walled | Asphalt coated or Bare Steel |  |  |  | Removal | 1994-04-14
0-005421 | CIRCLE K #2855 | 2602 W DEER VALLEY RD | PHOENIX | AZ | 85027 | Maricopa | 2 | Perm Closure | 1983-03-19 | 10000 | Gasoline | COMPARTMENT A | Double Walled | Asphalt coated or Bare Steel |  |  |  | Removal | 1988-05-29
0-001132 | ARIZONA PRODUCTION CREDIT ASSOCIATION | 25144 W US HIGHWAY 85 | BUCKEYE | AZ | 85326 | Maricopa | 1 | Perm Closure | 2005-06-17 | 500 | Gasoline | COMPARTMENT A |  | Asphalt coated or Bare Steel |  |  |  | Removal | 1991-02-28
0-009775 | ARCO AM/PM | 3610 E BELL RD | PHOENIX | AZ | 85032 | Maricopa | 2 | Open | 1999-05-01 | 10000 | Gasoline | COMPARTMENT B | Double Walled | Fiberglass Reinforced Plastic | Pressure | Double Walled | Fiberglass Reinforced Plastic
0-009409 | ARCO AM/PM | 1990 W STATE ROUTE 89A | SEDONA | AZ | 86336 | Yavapai | 2 | Open | 1998-08-26 | 20000 | Gasoline | COMPARTMENT A | Double Walled | Fiberglass Reinforced Plastic | Pressure | Double Walled | Fiberglass Reinforced Plastic
0-005496 | USVA - CARL T HAYDEN VAMC RMS-138 | 650 E INDIAN SCHOOL RD | PHOENIX | AZ | 85012 | Maricopa | 2 | Perm Closure | 1951-01-01 | 10000 | Diesel | COMPARTMENT A | Double Walled | Asphalt coated or Bare Steel | Suction - Check Valve at the Tank Top |  |  | Removal | 1993-05-04
0-001049 | CHEVRON #9-4036 | 1031 N WILMOT RD | TUCSON | AZ | 85711 | Pima | 1 | Perm Closure | 1959-01-01 | 6000 | Gasoline | COMPARTMENT A |  | Asphalt coated or Bare Steel |  |  |  | Removal | 1987-11-01
0-001049 | CHEVRON #9-4036 | 1031 N WILMOT RD | TUCSON | AZ | 85711 | Pima | 4 | Perm Closure | 1959-01-01 | 2000 | Gasoline | COMPARTMENT A |  | Asphalt coated or Bare Steel |  |  |  | Removal | 1987-11-01
0-004823 | QUAD K LEASING INC | 5601 W MOHAVE ST | PHOENIX | AZ | 85043 | Maricopa | 3 | Perm Closure | 1981-03-31 | 500 | Used Oil/Waste Oil | COMPARTMENT A | Unknown | Asphalt coated or Bare Steel |  |  |  | Closed in Place | 1988-11-17
0-004823 | QUAD K LEASING INC | 5601 W MOHAVE ST | PHOENIX | AZ | 85043 | Maricopa | 1 | Perm Closure | 1981-03-31 | 10000 | Diesel | COMPARTMENT A | Unknown | Asphalt coated or Bare Steel |  |  |  | Removal | 1989-01-01
0-009651 | STERLING PROPERTY | 66673 HWY 60 | SALOME | AZ | 85348 | La Paz | 2 | Perm Closure | 2006-09-26 | 2000 | Gasoline | COMPARTMENT A | Single Walled | Asphalt coated or Bare Steel |  |  |  | Removal | 2005-10-21
0-005696 | WICKENBURG CHEVRON | 1075 N TEGNER ST | WICKENBURG | AZ | 85390 | Maricopa | 2 | Open | 1981-01-01 | 15000 | Gasoline (UL) | COMPARTMENT A | Single Walled | Fiberglass Reinforced Plastic | Pressure |  | Fiberglass Reinforced Plastic
0-007877 | SHOPPING CENTER PARKING LOT | 4517 N 32ND ST | PHOENIX | AZ | 85018 | Maricopa | 1 | Perm Closure | 2005-06-17 |  | Gasoline | COMPARTMENT A | Unknown | Asphalt coated or Bare Steel |  |  |  | Removal | 1973-01-01
0-009148 | UNKNOWN | 14000 E 44TH | YUMA | AZ | 85367 | Yuma | 1 | Perm Closure | 1974-01-01 | 1000 | Gasoline | COMPARTMENT A | Double Walled | Asphalt coated or Bare Steel | Suction - Check Valve at the Tank Top |  |  | Removal | 1999-10-01
0-009148 | UNKNOWN | 14000 E 44TH | YUMA | AZ | 85367 | Yuma | 2 | Perm Closure | 1974-01-01 | 1500 | Diesel | COMPARTMENT A | Double Walled | Asphalt coated or Bare Steel | Suction - Check Valve at the Tank Top |  |  | Removal | 1999-10-01
0-009148 | UNKNOWN | 14000 E 44TH | YUMA | AZ | 85367 | Yuma | 3 | Perm Closure | 1974-01-01 | 1500 | Diesel | COMPARTMENT A | Double Walled | Asphalt coated or Bare Steel | Suction - Check Valve at the Tank Top |  |  | Removal | 1999-10-01
0-002361 | GRAHAM COUNTY ELECTRIC COOP INC | 3 W CENTER | PIMA | AZ | 85543 | Graham | 1 | Perm Closure | 1970-11-23 | 1000 | Gasoline | COMPARTMENT A | Single Walled | Asphalt coated or Bare Steel |  |  |  | Removal | 1987-04-01
0-002366 | GRAND CANYON KOA | 5333 N STATE HIGHWAY 64 | WILLIAMS | AZ | 86046 | Coconino | 1 | Perm Closure | 1983-04-11 | 10000 | Gasoline | COMPARTMENT A | Single Walled | Asphalt coated or Bare Steel | Suction - Check Valve at the Tank Top |  |  | Removal | 1993-03-25
0-002143 | GASHOPPER STOPPER | 2035 W STATE ROUTE 89A | SEDONA | AZ | 86336 | Yavapai | 4 | Open | 1978-01-01 | 10000 | Diesel | COMPARTMENT A | Single Walled | Asphalt coated or Bare Steel | Pressure | Double Walled
0-000765 | SCOTTSDALE AUTO COLLISION CENTER | 3230 N SCOTTSDALE RD | SCOTTSDALE | AZ | 85251 | Maricopa | 2 | Perm Closure | 1970-12-07 | 5000 | Diesel | COMPARTMENT A | Unknown | Unknown |  |  |  | Removal | 1989-09-01
0-009610 | JOHN THOMAS PROPERTY | 18510 S OLD NOGALES HWY | SAHUARITA | AZ | 85614 | Pima | 2 | Perm Closure | 2005-06-17 | 5000 | Gasoline | COMPARTMENT A | Unknown | Asphalt coated or Bare Steel |  |  |  | Removal | 2000-04-11
0-005834 | IMPERIAL MACHINERY | 400 E 16TH ST | YUMA | AZ | 85364 | Yuma | 3 | Perm Closure | 1957-09-14 | 550 | Gasoline | COMPARTMENT A | Double Walled | Asphalt coated or Bare Steel |  |  |  | Removal | 1989-12-27
0-002094 | WOODYS FOOD STORE #131 | 1000 W BEALE ST | KINGMAN | AZ | 86401 | Mohave | 3 | Perm Closure | 2005-06-17 | 3000 | Gasoline | COMPARTMENT A |  | Asphalt coated or Bare Steel |  |  |  | Removal | 1989-02-01
0-009143 | CAVE CREEK CHEVRON | 15827 N CAVE CREEK RD | PHOENIX | AZ | 85032 | Maricopa | 3 | Open | 1996-07-09 | 12000 | Gasoline | COMPARTMENT A | Double Walled | Fiberglass Reinforced Plastic | Pressure | Double Walled | Fiberglass Reinforced Plastic
0-006395 | BOB'S QUALITY RV | 9085 W GRAND AVE | PEORIA | AZ | 85345 | Maricopa | 3 | Perm Closure | 2005-06-17 | 8000 | Gasoline | COMPARTMENT A | Unknown | Fiberglass Reinforced Plastic |  |  |  | Removal | 1992-01-08
0-010551 | CIRCLE K STORE #2703385 | 1776 E MCCARTNEY RD | CASA GRANDE | AZ | 85122 | Pinal | 3 | Open | 2015-12-01 | 12000 | Diesel | COMPARTMENT A | Double Walled | Fiberglass Reinforced Plastic
0-010563 | CIRCLE K STORE #2741676 | 809 N DOBSON RD | MESA | AZ | 85201 | Maricopa | 2 | Open | 2016-03-23 | 8000 | Gasoline (PUL) | COMPARTMENT B | Double Walled | Fiberglass Reinforced Plastic | Pressure | Double Walled | Fiberglass Reinforced Plastic
0-010102 | SAFEWAY FUEL #1997 | 17013 W BELL RD | SURPRISE | AZ | 85374 | Maricopa | 1 | Open | 2006-01-07 | 10000 | Gasoline | COMPARTMENT A | Double Walled | Fiberglass Reinforced Plastic | Pressure | Double Walled | Flexible
0-010102 | SAFEWAY FUEL #1997 | 17013 W BELL RD | SURPRISE | AZ | 85374 | Maricopa | 2 | Open | 2006-01-07 | 20000 | Gasoline | COMPARTMENT A | Double Walled | Fiberglass Reinforced Plastic | Pressure | Double Walled | Flexible
0-005340 | USAF - LUKE AFB - 56 CES/CEV | 13970 GILLESPIE ST | LUKE AFB | AZ | 85309 | Maricopa | 39 | Perm Closure | 1965-01-01 | 600 | Diesel | COMPARTMENT A | Double Walled | Asphalt coated or Bare Steel | Suction - Check Valve at the Tank Top |  | Bare or Galvanized Steel | Removal | 1996-09-30
0-005340 | USAF - LUKE AFB - 56 CES/CEV | 13970 GILLESPIE ST | LUKE AFB | AZ | 85309 | Maricopa | 84 | Perm Closure | 1978-01-01 | 5000 | Diesel | COMPARTMENT A | Unknown | Asphalt coated or Bare Steel |  |  |  | Removal | 1988-07-01
0-005340 | USAF - LUKE AFB - 56 CES/CEV | 13970 GILLESPIE ST | LUKE AFB | AZ | 85309 | Maricopa | 17 | Perm Closure | 1981-01-01 | 5000 | Diesel | COMPARTMENT A | Single Walled | Asphalt coated or Bare Steel | Gravity Feed |  | Bare or Galvanized Steel | Removal | 1993-05-06
0-005340 | USAF - LUKE AFB - 56 CES/CEV | 13970 GILLESPIE ST | LUKE AFB | AZ | 85309 | Maricopa | 60 | Perm Closure | 1989-01-01 | 550 | Used Oil/Waste Oil | COMPARTMENT A | Double Walled | Asphalt coated or Bare Steel | Gravity Feed |  | Bare or Galvanized Steel | Removal | 1996-08-29
0-005340 | USAF - LUKE AFB - 56 CES/CEV | 13970 GILLESPIE ST | LUKE AFB | AZ | 85309 | Maricopa | 38 | Perm Closure | 1977-01-01 | 220 | Diesel | COMPARTMENT A | Double Walled | Asphalt coated or Bare Steel | Suction - Check Valve at the Tank Top |  | Bare or Galvanized Steel | Removal | 1995-12-11
0-005340 | USAF - LUKE AFB - 56 CES/CEV | 13970 GILLESPIE ST | LUKE AFB | AZ | 85309 | Maricopa | 82 | Perm Closure | 1979-01-01 | 10000 | Unidentified | COMPARTMENT A | Unknown | Unknown |  |  |  | Removal | 1981-01-01
0-001622 | THE PORK SHOP | 3379 E COMBS RD | QUEEN CREEK | AZ | 85140 | Pinal | 3 | Perm Closure | 1966-01-01 | 8000 | Diesel | COMPARTMENT A |  | Asphalt coated or Bare Steel |  |  |  | Removal | 1989-04-01
0-008143 | ABANDONED FACILITY |  | COOLIDGE |  |  | Pinal | 1 | Perm Closure | 1952-01-01 |  | Gasoline | COMPARTMENT A | Double Walled | Asphalt coated or Bare Steel |  |  |  | Removal | 1985-01-01
0-001803 | CIRCLE K STORE #2705408 | 4403 E VAN BUREN ST | PHOENIX | AZ | 85008 | Maricopa | 4 | Perm Closure | 1967-01-01 | 550 | Used Oil/Waste Oil | COMPARTMENT A |  | Asphalt coated or Bare Steel | Pressure | Single Walled | Bare or Galvanized Steel | Removal | 1995-12-01
0-010641 | CIRCLE K STORE | 15935 N ORACLE RD | CATALINA | AZ | 85739 | Pima | 2 | Open | 2019-10-01 | 12000 | Gasoline (PUL) | COMPARTMENT A | Double Walled | Fiberglass Reinforced Plastic | Pressure | Double Walled | Fiberglass Reinforced Plastic
0-010646 | QUIKTRIP #1406 | 2420 E GREENWAY RD | PHOENIX | AZ | 85032 | Maricopa | 3 | Open | 2019-01-31 | 12000 | Diesel #2 | COMPARTMENT A | Double Walled | Fiberglass Reinforced Plastic | Pressure | Double Walled | Fiberglass Reinforced Plastic
0-000114 | TUCSON INTERNATIONAL AIRPORT | 7005 S PLUMER AVE | TUCSON | AZ | 85756 | Pima | 22 | Perm Closure | 1952-01-01 | 1000 | Diesel | COMPARTMENT A | Single Walled | Asphalt coated or Bare Steel | Suction - Check Valve at the Tank Top | Single Walled | Bare or Galvanized Steel | Removal | 1988-12-01
0-000114 | TUCSON INTERNATIONAL AIRPORT | 7005 S PLUMER AVE | TUCSON | AZ | 85756 | Pima | 37 | Open | 1972-01-01 | 40000 | Jet Fuel | COMPARTMENT A | Single Walled | Asphalt coated or Bare Steel | Pressure | Single Walled | Bare or Galvanized Steel
0-000114 | TUCSON INTERNATIONAL AIRPORT | 7005 S PLUMER AVE | TUCSON | AZ | 85756 | Pima | 8 | Perm Closure | 1985-01-01 | 1000 | Jet Fuel | COMPARTMENT A | Single Walled | Asphalt coated or Bare Steel | Gravity Feed | Single Walled | Bare or Galvanized Steel | Removal | 2011-06-14
0-000114 | TUCSON INTERNATIONAL AIRPORT | 7005 S PLUMER AVE | TUCSON | AZ | 85756 | Pima | 16 | Perm Closure | 1950-01-01 | 1000 | Diesel | COMPARTMENT A | Single Walled | Asphalt coated or Bare Steel | Suction - Check Valve at the Tank Top | Single Walled | Bare or Galvanized Steel | Removal | 1988-12-01
0-000114 | TUCSON INTERNATIONAL AIRPORT | 7005 S PLUMER AVE | TUCSON | AZ | 85756 | Pima | 33 | Open | 1972-01-01 | 30000 | Jet Fuel | COMPARTMENT A | Single Walled | Asphalt coated or Bare Steel | Pressure | Single Walled | Bare or Galvanized Steel
0-010171 | CONTRACTORS ABATEMENT | 611 S 7TH ST | PHOENIX | AZ | 85034 | Maricopa | 1 | Perm Closure | 2007-08-17 | 300 | Used Oil/Waste Oil | COMPARTMENT A |  | Asphalt coated or Bare Steel |  |  |  | Removal | 2007-05-10
0-001832 | FLINT'S SELF SERVE #3 - FORMER | 1501 W PRINCE RD | TUCSON | AZ | 85705 | Pima | 3 | Perm Closure | 1978-01-01 | 6000 | Gasoline | COMPARTMENT A |  | Asphalt coated or Bare Steel | Pressure |  |  | Removal | 1994-03-07
0-005012 | TEXMO OIL CO INC | 2950 E ANDY DEVINE AVE | KINGMAN | AZ | 86401 | Mohave | 3 | Open | 1975-01-01 | 12000 | Gasoline | COMPARTMENT A | Single Walled | Asphalt coated or Bare Steel | Pressure
0-010183 | FRYS FUEL CENTER #674 | 14024 W WADDELL RD | SURPRISE | AZ | 85379 | Maricopa | 1 | Open | 2007-06-27 | 8000 | Diesel | COMPARTMENT B | Double Walled | Fiberglass Reinforced Plastic | Pressure |  | Flexible
0-010660 | DESERT SPRINGS TRAVEL PLAZA & TIRE | 4031 E FLEET ST | LITTLEFIELD | AZ | 86432 | Mohave | 3 | Open | 2019-04-18 | 20000 | Diesel | COMPARTMENT A | Double Walled | Fiberglass Reinforced Plastic
0-010196 | SPEEDWAY #2945 | 12030 N DOVE MOUNTAIN BLVD | MARANA | AZ | 85658 | Pima | 3 | Open | 2007-10-13 | 7500 | Gasoline (PUL) | COMPARTMENT A | Double Walled | Composite (Steel/Fiberglass) | Pressure | Double Walled | Flexible
0-010196 | SPEEDWAY #2945 | 12030 N DOVE MOUNTAIN BLVD | MARANA | AZ | 85658 | Pima | 2 | Temp Closure | 2007-10-13 | 8000 | E-85 | COMPARTMENT A | Double Walled | Composite (Steel/Fiberglass) | Pressure | Double Walled | Flexible |  | 2017-01-20
0-000418 | 411 BUILDING AND PARKING GARAGE | 411 N CENTRAL AVE | PHOENIX | AZ | 85004 | Maricopa | 4 | Perm Closure | 2007-10-30 | 350 | Gasoline | COMPARTMENT A |  | Asphalt coated or Bare Steel |  |  |  | Removal | 2007-04-09
0-000418 | 411 BUILDING AND PARKING GARAGE | 411 N CENTRAL AVE | PHOENIX | AZ | 85004 | Maricopa | 5 | Perm Closure | 2007-10-30 | 550 | Gasoline | COMPARTMENT A |  | Asphalt coated or Bare Steel |  |  |  | Removal | 2007-04-09
0-009449 | CITY OF HOLBROOK | 114 W HOPI DR | HOLBROOK | AZ | 86025 | Navajo | 1 | Perm Closure | 2005-06-17 | 550 | Gasoline | COMPARTMENT A | Unknown | Unknown |  |  |  | Removal | 1999-05-07
0-010216 | QUIK MART | 10265 E IRVINGTON RD | TUCSON | AZ | 85730 | Pima | 1 | Open | 2008-02-01 | 6000 | E-85 | COMPARTMENT B | Double Walled | Composite (Steel/Fiberglass) | Pressure | Double Walled | Flexible
0-010309 | CIRCLE K STORE #2703381 | 1202 N POWER RD | MESA | AZ | 85205 | Maricopa | 2 | Open | 2008-12-19 | 12000 | Gasoline | COMPARTMENT A | Double Walled | Fiberglass Reinforced Plastic | Pressure | Double Walled | Fiberglass Reinforced Plastic
0-010309 | CIRCLE K STORE #2703381 | 1202 N POWER RD | MESA | AZ | 85205 | Maricopa | 3 | Open | 2008-12-19 | 12000 | Gasoline | COMPARTMENT A | Double Walled | Fiberglass Reinforced Plastic | Pressure | Double Walled | Fiberglass Reinforced Plastic
0-010354 | SHIELD RANCH | 1651 E SHILLS CROSSING | CAMP VERDE | AZ | 86322 | Yavapai | 1 | Perm Closure | 1975-01-01 | 3000 | Diesel | COMPARTMENT A |  | Asphalt coated or Bare Steel |  |  |  | Removal | 2010-06-17
0-009698 | MARTORI FARMS FIELD OFFICE |  | HARQUAHALA VALLEY |  |  | Maricopa | 1 | Perm Closure | 1970-01-01 | 7500 | Diesel | COMPARTMENT A | Unknown | Asphalt coated or Bare Steel | Gravity Feed |  | Bare or Galvanized Steel | Removal | 2001-01-23
0-010394 | GRAHAM COUNTY APN #102-28-007 | 704 E US HIGHWAY 70 | SAFFORD | AZ | 85546 | Graham | 3 | Perm Closure | 2011-03-17 | 5000 | Gasoline | COMPARTMENT A | Single Walled | Asphalt coated or Bare Steel |  |  |  | Removal | 2010-12-06
0-008720 | 4U USED CAR & TIRE | 2428 W GLENDALE AVE | PHOENIX | AZ | 85021 | Maricopa | 4 | Perm Closure | 1960-01-01 | 10000 | Gasoline | COMPARTMENT A | Unknown | Asphalt coated or Bare Steel | Pressure |  | Bare or Galvanized Steel | Removal | 1998-10-02
0-010667 | ARIZONA DEPARTMENT OF TRANSPORTATION LAB | 1221 S 2ND AVE | TUCSON | AZ | 85713 | Pima | 1 | Perm Closure | 2019-04-10 | 1000 | (Null) | COMPARTMENT A | Single Walled | Asphalt coated or Bare Steel |  |  |  | Removal | 2019-02-13
0-002165 | CIRCLE K #2705282 | 5060 E WARNER RD | PHOENIX | AZ | 85044 | Maricopa | 4 | Open | 1985-01-01 | 12000 | Gasoline | COMPARTMENT A | Single Walled | Fiberglass Reinforced Plastic | Pressure | Single Walled | Fiberglass Reinforced Plastic
0-007436 | MOBIL 18-AVX | 403 N GREENFIELD RD | MESA | AZ | 85205 | Maricopa | 3 | Perm Closure | 1989-06-01 | 10000 | Gasoline | COMPARTMENT A | Double Walled | Fiberglass Reinforced Plastic | Pressure |  | Fiberglass Reinforced Plastic | Removal | 2002-09-10
0-000233 | ADOT - TUCSON EAST CONSTRUCTION | 633 E 22ND ST | TUCSON | AZ | 85713 | Pima | 3 | Perm Closure | 1957-01-01 |  | Diesel | COMPARTMENT A | Single Walled | Asphalt coated or Bare Steel |  |  |  | Removal | 1991-01-01
0-000561 | PRICE AUTO SALES AND AUTO BODY | 5905 W GLENDALE AVE | GLENDALE | AZ | 85301 | Maricopa | 2 | Perm Closure | 2005-06-17 | 8000 | Gasoline | COMPARTMENT A |  | Asphalt coated or Bare Steel |  |  |  | Removal | 1990-03-26
0-005016 | GRAVES GAS STATION & MINI-MART | 425 E ANDY DEVINE AVE | KINGMAN | AZ | 86401 | Mohave | 2 | Perm Closure | 1976-01-01 | 4000 | Diesel | COMPARTMENT A |  | Asphalt coated or Bare Steel | Suction - Check Valve at the Tank Top |  |  | Removal | 2006-05-11
0-001108 | RANA'S VALERO | 3502 W GLENDALE AVE | PHOENIX | AZ | 85051 | Maricopa | 4 | Perm Closure | 1985-04-17 | 500 | Used Oil/Waste Oil | COMPARTMENT A | Single Walled | Asphalt coated or Bare Steel |  |  |  | Removal | 1986-10-17
0-001108 | RANA'S VALERO | 3502 W GLENDALE AVE | PHOENIX | AZ | 85051 | Maricopa | 3 | Perm Closure | 1985-10-17 | 10000 | Gasoline | COMPARTMENT A | Double Walled | Fiberglass Reinforced Plastic | Pressure | Double Walled | Fiberglass Reinforced Plastic | Removal | 2012-08-14
0-007658 | D G & P TRUCKING | 1601 W GRANT ST | PHOENIX | AZ | 85007 | Maricopa | 3 | Perm Closure | 2005-06-17 | 550 | Used Oil/Waste Oil | COMPARTMENT A | Double Walled | Asphalt coated or Bare Steel | Suction - Check Valve at the Tank Top |  |  | Removal | 1992-01-15
0-003321 | MOTT ENTERPRISES INC | 8128 E INDIAN SCHOOL RD | SCOTTSDALE | AZ | 85251 | Maricopa | 2 | Perm Closure | 1961-04-29 | 4000 | Gasoline | COMPARTMENT A | Unknown | Asphalt coated or Bare Steel |  |  |  | Removal | 1990-02-14
0-007267 | AUTO WORKSHOPPE | 9324 N CENTRAL AVE | PHOENIX | AZ | 85020 | Maricopa | 1 | Perm Closure | 2005-06-17 | 500 | Used Oil/Waste Oil | COMPARTMENT A | Unknown | Asphalt coated or Bare Steel | Gravity Feed |  | Bare or Galvanized Steel | Removal | 1990-11-14
0-000528 | CASCO FOODS | 3502 W THOMAS RD | PHOENIX | AZ | 85019 | Maricopa | 1 | Perm Closure | 1982-01-01 | 12000 | Gasoline | COMPARTMENT A | Double Walled | Fiberglass Reinforced Plastic | Pressure | Double Walled | Fiberglass Reinforced Plastic | Removal | 2018-08-16
0-010489 | GUNNELL'S TIRE AND AUTO | 420 E MAIN ST | MESA | AZ | 85203 | Maricopa | 1 | Perm Closure | 1996-01-01 | 500 | Used Oil/Waste Oil | COMPARTMENT A |  | Asphalt coated or Bare Steel |  |  |  | Removal | 2014-03-07
0-010447 | QUIKTRIP #1479 | 3636 N CRAYCROFT RD | TUCSON | AZ | 85718 | Pima | 4 | Open | 2012-03-08 | 12000 | Diesel | COMPARTMENT A | Double Walled | Fiberglass Reinforced Plastic | Pressure | Double Walled | Fiberglass Reinforced Plastic
0-010447 | QUIKTRIP #1479 | 3636 N CRAYCROFT RD | TUCSON | AZ | 85718 | Pima | 3 | Open | 2012-03-08 | 12000 | Gasoline | COMPARTMENT A | Double Walled | Fiberglass Reinforced Plastic | Pressure | Double Walled | Fiberglass Reinforced Plastic
0-001117 | FASTRIP #9906/9907 | 1891 N GRAND AVE | NOGALES | AZ | 85621 | Santa Cruz | 1 | Perm Closure | 1985-01-01 | 10000 | Gasoline | COMPARTMENT A | Single Walled | Fiberglass Reinforced Plastic | Pressure |  | Fiberglass Reinforced Plastic | Removal | 1995-01-03
0-010467 | QUIKTRIP STORE #492 | 1850 S MILLER RD | BUCKEYE | AZ | 85326 | Maricopa | 2 | Open | 2012-08-14 | 20000 | Gasoline | COMPARTMENT A | Double Walled | Fiberglass Reinforced Plastic | Pressure | Double Walled | Fiberglass Reinforced Plastic
0-010469 | SHAY STATION #24 | 41 N RIGGLES AVE | QUARTZSITE | AZ | 85346 | La Paz | 4 | Open | 2013-03-09 | 20000 | Gasoline | COMPARTMENT A | Double Walled | Fiberglass Reinforced Plastic | Pressure | Double Walled | Fiberglass Reinforced Plastic
0-009542 | CIRCLE SEVEN MART | 415 E MCKELLIPS RD | MESA | AZ | 85203 | Maricopa | 1 | Open | 1999-03-23 | 15000 | Gasoline | COMPARTMENT A | Double Walled | Fiberglass Reinforced Plastic | Pressure | Double Walled | Fiberglass Reinforced Plastic
0-005519 | FRANCIS & SONS CAR WASH | 1266 N ARIZONA AVE | CHANDLER | AZ | 85225 | Maricopa | 1 | Perm Closure | 1966-01-01 | 6000 | Gasoline | COMPARTMENT A |  | Asphalt coated or Bare Steel |  |  |  | Removal | 1987-01-01
0-009767 | CIRCLE K STORE #2706645 | 1595 N DYSART RD | AVONDALE | AZ | 85392 | Maricopa | 1 | Perm Closure | 2001-05-24 | 10000 | Diesel | COMPARTMENT A | Double Walled | Fiberglass Reinforced Plastic | Pressure | Double Walled | Fiberglass Reinforced Plastic | Removal | 2004-10-28
0-009751 | SAFEWAY #1637 | 3606 E SOUTHERN AVE | MESA | AZ | 85206 | Maricopa | 2 | Open | 2001-01-22 | 20000 | Gasoline | COMPARTMENT A | Double Walled | Composite (Steel/Fiberglass) | Pressure | Double Walled | Fiberglass Reinforced Plastic
0-003676 | PEP BOYS #689 | 1255 E FRY BLVD | SIERRA VISTA | AZ | 85635 | Cochise | 1 | Perm Closure | 1985-10-31 | 750 | Used Oil/Waste Oil | COMPARTMENT A | Double Walled | Asphalt coated or Bare Steel |  |  |  | Removal | 1995-02-17
0-005968 | CIRCLE K #2708654 | 4349 E INDIAN SCHOOL RD | PHOENIX | AZ | 85018 | Maricopa | 2 | Perm Closure | 1988-02-25 | 10000 | Gasoline | COMPARTMENT A | Double Walled | Fiberglass Reinforced Plastic | Pressure |  | Fiberglass Reinforced Plastic | Removal | 2012-11-28
0-010070 | SAFEWAY FUEL #2699 | 13884 W WADDELL RD | SURPRISE | AZ | 85379 | Maricopa | 2 | Open | 2005-07-12 | 20000 | Gasoline | COMPARTMENT A | Double Walled | Composite (Steel/Fiberglass) | Pressure | Double Walled | Fiberglass Reinforced Plastic
0-004152 | DAVE'S FAST STOP | 727 W LIVE OAK ST | MIAMI | AZ | 85539 | Gila | 6 | Open | 2020-08-12 | 8000 | Diesel | COMPARTMENT A | Double Walled | Fiberglass Reinforced Plastic
0-004152 | DAVE'S FAST STOP | 727 W LIVE OAK ST | MIAMI | AZ | 85539 | Gila | 3 | Perm Closure | 1977-01-01 | 10000 | Diesel | COMPARTMENT A | Single Walled | Asphalt coated or Bare Steel | Pressure |  | Fiberglass Reinforced Plastic | Removal | 2020-07-02
0-005791 | EAST MESA SERVICE CENTER | 7115 E ADOBE ST | MESA | AZ | 85207 | Maricopa | 3 | Open | 1991-01-01 | 12000 | Diesel | COMPARTMENT A | Double Walled | Fiberglass Reinforced Plastic | Pressure |  | Fiberglass Reinforced Plastic
0-005088 | EAST SIDE TEXACO | 2901 E ANDY DEVINE AVE | KINGMAN | AZ | 86401 | Mohave | 3 | Open | 1972-01-01 | 6000 | Gasoline | COMPARTMENT A | Single Walled | Asphalt coated or Bare Steel | Pressure
0-005088 | EAST SIDE TEXACO | 2901 E ANDY DEVINE AVE | KINGMAN | AZ | 86401 | Mohave | 2 | Perm Closure | 1969-01-01 | 3000 | Diesel | COMPARTMENT A |  | Asphalt coated or Bare Steel |  |  |  | Removal | 1994-01-20
0-006559 | PIMA COUNTY - CORRECTIONAL FACILITY | 1270 W SILVERLAKE RD | TUCSON | AZ | 85713 | Pima | 4 | Open | 1990-05-01 | 2500 | Diesel | COMPARTMENT A | Double Walled | Asphalt coated or Bare Steel | Suction - Check Valve at the Tank Top | Double Walled
0-003789 | PHILLIPS 66 COMPANY #0718 | 1890 S 4TH AVE | YUMA | AZ | 85364 | Yuma | 3 | Perm Closure | 1967-01-01 | 3000 | Gasoline | COMPARTMENT A | Single Walled | Asphalt coated or Bare Steel |  |  |  | Removal | 1987-05-01
0-003789 | PHILLIPS 66 COMPANY #0718 | 1890 S 4TH AVE | YUMA | AZ | 85364 | Yuma | 2 | Perm Closure | 1967-01-01 | 4000 | Gasoline | COMPARTMENT A | Single Walled | Asphalt coated or Bare Steel |  |  |  | Removal | 1987-05-01
0-003735 | PHILLIPS 66 COMPANY #016088 | 737 E BROADWAY RD | TEMPE | AZ | 85282 | Maricopa | 1 | Perm Closure | 1967-01-01 | 550 | Used Oil/Waste Oil | COMPARTMENT A | Single Walled | Asphalt coated or Bare Steel |  |  |  | Removal | 1979-02-05
0-002747 | PAK-N-PAY | 11001 W BUCKEYE RD | AVONDALE | AZ | 85323 | Maricopa | 1 | Perm Closure | 1974-01-01 | 5000 | Gasoline | COMPARTMENT A | Single Walled | Asphalt coated or Bare Steel |  |  |  | Removal | 1990-09-25
0-008827 | CIRCLE K STORE #2709177 | 1264 N LITCHFIELD RD | GOODYEAR | AZ | 85395 | Maricopa | 4 | Open | 1995-10-18 | 20000 | Gasoline | COMPARTMENT A | Double Walled | Fiberglass Reinforced Plastic | Pressure | Double Walled | Fiberglass Reinforced Plastic
0-003167 | MILES SERVICE STATION | 633 E MAIN ST | SPRINGERVILLE | AZ | 85938 | Apache | 4 | Perm Closure | 1963-01-01 | 250 | Used Oil/Waste Oil | COMPARTMENT A | Single Walled | Asphalt coated or Bare Steel |  |  |  | Closed in Place | 1989-11-01
0-007214 | GIANT #670 | 105 E US HIGHWAY 70 | SAFFORD | AZ | 85546 | Graham | 3 | Open | 1989-01-01 | 10000 | Gasoline | COMPARTMENT A | Double Walled | Composite (Steel/Fiberglass) | Pressure |  | Fiberglass Reinforced Plastic
0-004000 | JIFFY LUBE #2448 | 405 W VALENCIA RD | TUCSON | AZ | 85706 | Pima | 3 | Perm Closure | 1980-04-03 | 3000 | Used Oil/Waste Oil | COMPARTMENT A | Unknown | Asphalt coated or Bare Steel | Suction - Check Valve at the Tank Top |  |  | Removal | 1995-09-11
0-008518 | YUMA COUNTY WATER USERS ASSOCIATION | 3800 W COUNTY 15TH ST | SOMERTON | AZ | 85350 | Yuma | 1 | Perm Closure | 1986-01-01 | 12000 | Diesel | COMPARTMENT A | Single Walled | Fiberglass Reinforced Plastic | Pressure |  | Fiberglass Reinforced Plastic | Removal | 2018-05-09
0-008518 | YUMA COUNTY WATER USERS ASSOCIATION | 3800 W COUNTY 15TH ST | SOMERTON | AZ | 85350 | Yuma | 2 | Perm Closure | 1986-01-01 | 12000 | Gasoline | COMPARTMENT A | Single Walled | Fiberglass Reinforced Plastic | Pressure |  | Fiberglass Reinforced Plastic | Removal | 2018-05-09
0-008518 | YUMA COUNTY WATER USERS ASSOCIATION | 3800 W COUNTY 15TH ST | SOMERTON | AZ | 85350 | Yuma | 6 | Open | 2018-08-02 | 6000 | Diesel | COMPARTMENT A | Double Walled | Fiberglass Reinforced Plastic | Pressure | Double Walled | Fiberglass Reinforced Plastic
0-000387 | ARIZONA MACHINERY | 225 N 1ST ST | BUCKEYE | AZ | 85326 | Maricopa | 1 | Perm Closure | 1976-01-01 | 750 | Used Oil/Waste Oil | COMPARTMENT A |  | Asphalt coated or Bare Steel |  |  |  | Removal | 1988-12-15
0-009722 | AJO CHEVRON | 2001 N AJO GILA BEND HWY | AJO | AZ | 85321 | Pima | 1 | Open | 1999-10-19 | 12000 | Gasoline | COMPARTMENT A | Double Walled | Composite (Steel/Fiberglass) | Pressure | Double Walled | Flexible
0-008972 | CARIOCA #62 | 4596 N ROBERT RD | PRESCOTT VALLEY | AZ | 86314 | Yavapai | 1 | Open | 1997-01-15 | 12000 | Gasoline | COMPARTMENT A | Double Walled | Fiberglass Reinforced Plastic | Pressure | Double Walled | Flexible
0-000628 | AUTONATION DEALERSHIP ( FORMER) | 145 E MAIN ST | MESA | AZ | 85201 | Maricopa | 4 | Perm Closure | 2005-06-17 | 280 | New Oil | COMPARTMENT A | Single Walled | Asphalt coated or Bare Steel | Suction - Check Valve at the Tank Top | Single Walled | Bare or Galvanized Steel | Removal | 1992-10-30
0-000628 | AUTONATION DEALERSHIP ( FORMER) | 145 E MAIN ST | MESA | AZ | 85201 | Maricopa | 6 | Perm Closure | 2005-06-17 | 500 | New Oil | COMPARTMENT A | Single Walled | Asphalt coated or Bare Steel | Suction - Check Valve at the Tank Top | Single Walled | Bare or Galvanized Steel | Removal | 1992-10-30
0-000628 | AUTONATION DEALERSHIP ( FORMER) | 145 E MAIN ST | MESA | AZ | 85201 | Maricopa | 7 | Perm Closure | 2005-06-17 | 500 | New Oil | COMPARTMENT A | Single Walled | Asphalt coated or Bare Steel | Suction - Check Valve at the Tank Top | Single Walled | Bare or Galvanized Steel | Removal | 1992-10-30
0-006334 | SUPER STOP #763 | 8980 E TANQUE VERDE RD | TUCSON | AZ | 85749 | Pima | 4 | Perm Closure | 1988-08-25 | 15000 | Diesel | COMPARTMENT A | Single Walled | Fiberglass Reinforced Plastic | Pressure |  | Fiberglass Reinforced Plastic | Removal | 2003-11-12
0-003637 | STEPHEN HARRY & CAROL DROGIN | 401 S 4TH AVE | YUMA | AZ | 85364 | Yuma | 3 | Perm Closure | 1950-01-01 | 2000 | Gasoline | COMPARTMENT A |  | Asphalt coated or Bare Steel |  |  |  | Removal | 1990-01-23
0-009328 | VACANT | 2115 S 6TH AVE | TUCSON | AZ | 85713 | Pima | 1 | Perm Closure | 1940-01-01 | 1000 | Used Oil/Waste Oil | COMPARTMENT A |  | Asphalt coated or Bare Steel |  |  |  | Removal | 1998-08-19
0-008568 | VACANT PROPERTY | 48 E 6TH ST | TUCSON | AZ | 85705 | Pima | 2 | Perm Closure | 2017-05-30 | 500 | Unidentified | COMPARTMENT A |  | Asphalt coated or Bare Steel |  |  |  | Removal | 2017-04-03
0-009831 | FREEMAN TRUST PROPERTY | 454 N PINAL PKWY | FLORENCE | AZ | 85132 | Pinal | 1 | Perm Closure | 1920-01-01 | 1000 | Gasoline | COMPARTMENT A | Unknown | Asphalt coated or Bare Steel | Suction - Check Valve at the Dispenser |  | Bare or Galvanized Steel | Removal | 2002-03-09
0-009824 | FRYS FUEL CENTER #116 | 950 FAIR ST | PRESCOTT | AZ | 86305 | Yavapai | 2 | Open | 2001-11-08 | 8000 | Diesel | COMPARTMENT A | Double Walled | Composite (Steel/Fiberglass)
0-004085 | LAKESIDE BELL | 3557 W WHITE MOUNTAIN BLVD | PINETOP-LAKESIDE | AZ | 85929 | Navajo | 1 | Perm Closure | 1982-01-01 | 10000 | Gasoline | COMPARTMENT A | Single Walled | Asphalt coated or Bare Steel | Pressure |  | Bare or Galvanized Steel | Removal | 2018-09-13
0-008064 | LUBE SHOP | 18 S MILTON RD | FLAGSTAFF | AZ | 86001 | Coconino | 3 | Perm Closure | 2005-06-17 | 1000 | Used Oil/Waste Oil | COMPARTMENT A | Double Walled | Asphalt coated or Bare Steel | Gravity Feed |  |  | Removal | 1992-11-24
0-009728 | 4 SONS FOOD STORES #509 | 1442 E CHANDLER BLVD | PHOENIX | AZ | 85048 | Maricopa | 1 | Open | 2000-11-30 | 15000 | Gasoline | COMPARTMENT A | Single Walled | Fiberglass Reinforced Plastic | Pressure | Double Walled | Fiberglass Reinforced Plastic
0-006438 | LAKE HAVASU CITY HIGH SCHOOL | 2675 PALO VERDE BLVD S | LAKE HAVASU CITY | AZ | 86403 | Mohave | 2 | Perm Closure | 1968-09-02 | 1800 | Gasoline | COMPARTMENT A | Unknown | Asphalt coated or Bare Steel |  |  |  | Removal | 1991-07-26
0-006292 | JIM CLICK FORD INC | 6420 E 22ND ST | TUCSON | AZ | 85710 | Pima | 5 | Perm Closure | 1978-08-11 | 1000 | Unidentified | COMPARTMENT A | Unknown | Unknown |  |  |  | Removal | 1990-03-23
0-003115 | MARKHAM CONTRACTING INC | 2108 W SHANGRI LA RD | PHOENIX | AZ | 85029 | Maricopa | 4 | Perm Closure | 1984-11-01 | 500 | Used Oil/Waste Oil | COMPARTMENT A |  | Asphalt coated or Bare Steel | Suction - Check Valve at the Tank Top |  | Bare or Galvanized Steel | Removal | 1994-05-23
0-003866 | CITY OF PHOENIX - GLENROSA SERVICE CENTER | 4020 W GLENROSA AVE | PHOENIX | AZ | 85019 | Maricopa | 4 | Perm Closure | 1974-01-01 | 12000 | Diesel | COMPARTMENT A | Single Walled | Asphalt coated or Bare Steel |  |  |  | Removal | 1990-09-13
0-003866 | CITY OF PHOENIX - GLENROSA SERVICE CENTER | 4020 W GLENROSA AVE | PHOENIX | AZ | 85019 | Maricopa | 11 | Perm Closure | 1964-01-01 | 1000 | Unidentified | COMPARTMENT A | Single Walled | Asphalt coated or Bare Steel |  |  |  | Removal | 1990-09-13
0-003866 | CITY OF PHOENIX - GLENROSA SERVICE CENTER | 4020 W GLENROSA AVE | PHOENIX | AZ | 85019 | Maricopa | 22 | Open | 1991-01-01 | 550 | New Oil | COMPARTMENT A | Double Walled | Fiberglass Reinforced Plastic | Suction - Check Valve at the Dispenser | Double Walled | Fiberglass Reinforced Plastic
0-008805 | NORTHRIDGE MECHANICAL INC | 4106 S 7TH ST | PHOENIX | AZ | 85040 | Maricopa | 1 | Perm Closure | 2005-06-17 |  | Unidentified | COMPARTMENT A | Unknown | Unknown |  |  |  | Removal | 1996-01-26
0-005147 | 3BS TRUCK & AUTO PLAZA #2 | 2201 N PARK DR | WINSLOW | AZ | 86047 | Navajo | 6 | Perm Closure | 1990-06-01 | 12000 | Gasoline | COMPARTMENT A | Single Walled | Fiberglass Reinforced Plastic | Pressure | Double Walled | Fiberglass Reinforced Plastic | Removal | 2017-03-21
0-004991 | PHOENIX LINEN & TOWEL SUPPLY | 710 S 3RD ST | PHOENIX | AZ | 85004 | Maricopa | 2 | Perm Closure | 1980-02-13 | 8000 | Gasoline | COMPARTMENT A | Unknown | Asphalt coated or Bare Steel |  |  |  | Removal | 1987-10-10
0-003431 | PHOENIX MARYVALE CO #165110 | 4119 N 67TH AVE | PHOENIX | AZ | 85033 | Maricopa | 2 | Perm Closure | 1966-01-06 | 1000 | Unidentified | COMPARTMENT A | Double Walled | Asphalt coated or Bare Steel |  |  |  | Closed in Place | 1985-01-01
0-004122 | PEBBLEBROOK GOLF COURSE MAINTENANCE | 19803 N R H JOHNSON BLVD | SUN CITY WEST | AZ | 85375 | Maricopa | 1 | Perm Closure | 1979-04-02 | 1000 | Gasoline | COMPARTMENT A | Double Walled | Asphalt coated or Bare Steel |  |  |  | Removal | 1992-03-16
0-003532 | NORTHERN CONTRACTING COMPANY | 1833 S 59TH AVE | PHOENIX | AZ | 85043 | Maricopa | 3 | Perm Closure | 1978-01-01 | 10000 | Diesel | COMPARTMENT A |  | Asphalt coated or Bare Steel |  |  |  | Removal | 1990-07-11
0-000458 | NORTHGATE TEXACO | 121 N HUACHUCA BLVD | HUACHUCA CITY | AZ | 85616 | Cochise | 5 | Perm Closure | 1976-01-01 | 500 | Used Oil/Waste Oil | COMPARTMENT A |  | Asphalt coated or Bare Steel |  |  |  | Removal | 2008-03-25
0-008755 | OASIS SHELL |  | WHITE HILLS |  |  | Mohave | 3 | Perm Closure | 2005-06-17 | 3000 | Gasoline | COMPARTMENT A | Unknown | Asphalt coated or Bare Steel | Suction - Check Valve at the Tank Top |  |  | Removal | 1999-12-09
0-008755 | OASIS SHELL |  | WHITE HILLS |  |  | Mohave | 1 | Perm Closure | 1984-01-01 | 10000 | Diesel | COMPARTMENT A | Unknown | Asphalt coated or Bare Steel | Pressure |  |  | Removal | 1999-12-09
0-001624 | NORTH COUNTRY CLUB INDUSTRIAL BUILDING | 2066 N COUNTRY CLUB DR | MESA | AZ | 85201 | Maricopa | 1 | Perm Closure | 1985-01-01 | 6000 | Gasoline | COMPARTMENT A |  | Asphalt coated or Bare Steel |  |  |  | Removal | 1989-11-30
0-001744 | NABISCO FORMER DEL MONTE USA-TAK | 100 E 9TH ST | DOUGLAS | AZ | 85607 | Cochise | 1 | Perm Closure | 1974-01-01 | 500 | Gasoline | COMPARTMENT A |  | Asphalt coated or Bare Steel |  |  |  | Removal | 1991-01-17
0-000039 | NATIONAL FIBERGLASS | 2201 E GANLEY RD | TUCSON | AZ | 85706 | Pima | 1 | Perm Closure | 1974-01-01 | 2000 | Gasoline | COMPARTMENT A | Single Walled | Asphalt coated or Bare Steel |  |  |  | Removal | 1989-08-15
0-003485 | NAVAJO COUNTY ROAD DEPARTMENT DISTRICT #1 | 1508 W ROMERO | HOLBROOK | AZ | 86025 | Navajo | 2 | Perm Closure | 1966-05-07 | 2000 | Diesel | COMPARTMENT A | Unknown | Asphalt coated or Bare Steel | Suction - Check Valve at the Tank Top |  |  | Removal | 1993-04-01
0-009707 | CARIOCA #91 | 9060 W NORTHERN AVE | PEORIA | AZ | 85305 | Maricopa | 1 | Open | 2000-08-01 | 6000 | Diesel | COMPARTMENT A | Double Walled | Fiberglass Reinforced Plastic | Pressure |  | Fiberglass Reinforced Plastic
0-007440 | CIRCLE K STORE #2709155 | 8720 W BELL RD | PEORIA | AZ | 85382 | Maricopa | 2 | Open | 1989-06-01 | 10000 | Gasoline | COMPARTMENT A | Single Walled | Fiberglass Reinforced Plastic | Pressure |  | Fiberglass Reinforced Plastic
0-003208 | EXXONMOBIL OIL CORP #12034 | 4438 N 24TH ST | PHOENIX | AZ | 85016 | Maricopa | 2 | Perm Closure | 1984-01-01 | 12000 | Gasoline | COMPARTMENT A | Double Walled | Fiberglass Reinforced Plastic | Pressure |  | Fiberglass Reinforced Plastic | Removal | 2004-09-08
0-003208 | EXXONMOBIL OIL CORP #12034 | 4438 N 24TH ST | PHOENIX | AZ | 85016 | Maricopa | 4 | Perm Closure | 1989-06-01 | 6000 | Gasoline | COMPARTMENT A | Double Walled | Fiberglass Reinforced Plastic | Pressure |  | Fiberglass Reinforced Plastic | Removal | 2004-09-08
0-009894 | SAM'S CLUB #6605 | 1225 N GILBERT RD | GILBERT | AZ | 85234 | Maricopa | 1 | Open | 2002-08-08 | 20000 | Gasoline | COMPARTMENT A | Double Walled | Fiberglass Reinforced Plastic | Pressure | Double Walled
0-007492 | MING HOR YEE | 2501 W NORTHERN AVE | PHOENIX | AZ | 85051 | Maricopa | 2 | Perm Closure | 1960-01-01 | 6000 | Gasoline | COMPARTMENT A | Unknown | Asphalt coated or Bare Steel |  |  |  | Removal | 1991-11-12
0-007492 | MING HOR YEE | 2501 W NORTHERN AVE | PHOENIX | AZ | 85051 | Maricopa | 1 | Perm Closure | 1960-01-01 | 10000 | Gasoline | COMPARTMENT A | Unknown | Asphalt coated or Bare Steel |  |  |  | Removal | 1991-11-12
0-007492 | MING HOR YEE | 2501 W NORTHERN AVE | PHOENIX | AZ | 85051 | Maricopa | 3 | Perm Closure | 1960-01-01 | 6000 | Gasoline | COMPARTMENT A | Unknown | Asphalt coated or Bare Steel |  |  |  | Removal | 1991-11-12
0-004233 | POOL WATER PRODUCTS | 3340 W MCDOWELL RD | PHOENIX | AZ | 85009 | Maricopa | 1 | Perm Closure | 1966-10-24 | 500 | Unidentified | COMPARTMENT A | Double Walled | Asphalt coated or Bare Steel |  |  |  | Removal | 1990-11-28
0-000718 | SALOME SHOPPING CENTER | 67230 HIGHWAY 60 | SALOME | AZ | 85348 | La Paz | 4 | Open | 2019-11-22 | 8000 | Diesel | COMPARTMENT C | Double Walled | Fiberglass Reinforced Plastic | Pressure | Double Walled | Flexible
0-002056 | ROAD RUNNER MARKET #100922 | 16251 S HOUGHTON RD | CORONA DE TUCSON | AZ | 85641 | Pima | 2 | Perm Closure | 1973-01-01 | 6000 | Gasoline | COMPARTMENT A | Single Walled | Asphalt coated or Bare Steel | Pressure |  |  | Removal | 1999-08-27
0-006359 | ROGERS BORDER SERVICE | 3847 S TOWNER AVE | NACO | AZ | 85620 | Cochise | 1 | Perm Closure | 1975-09-14 | 4000 | Gasoline | COMPARTMENT A | Double Walled | Asphalt coated or Bare Steel | Suction - Check Valve at the Tank Top |  |  | Removal | 1994-01-19
0-002100 | RAY & PAULINE FEAGAN TEXACO | 315 HWY 95 | BULLHEAD CITY | AZ | 86429 | Mohave | 3 | Perm Closure | 1966-05-28 | 550 | Gasoline | COMPARTMENT A | Unknown | Unknown |  |  |  | Closed in Place | 1989-04-27
0-001456 | CIRCLE K #2701632 | 5505 E GRANT RD | TUCSON | AZ | 85712 | Pima | 3 | Open | 1985-01-01 | 10000 | Gasoline | COMPARTMENT A | Double Walled | Fiberglass Reinforced Plastic | Pressure |  | Fiberglass Reinforced Plastic
0-003951 | BACKER RANCH HEADQUARTERS |  | CHANDLER |  |  | Maricopa | 1 | Perm Closure | 2005-06-17 | 500 | Gasoline | COMPARTMENT A | Single Walled | Asphalt coated or Bare Steel |  |  |  | Removal | 1988-12-10
0-006049 | ARTIC STORAGE | 2440 W LINCOLN ST | PHOENIX | AZ | 85009 | Maricopa | 2 | Perm Closure | 1973-04-09 | 8000 | Gasoline | COMPARTMENT A | Double Walled | Asphalt coated or Bare Steel |  |  |  | Removal | 1989-09-13
0-005185 | AUTOMOTIVE FUEL ISLAND | 4350 E IRVINGTON RD | TUCSON | AZ | 85714 | Pima | 10 | Perm Closure | 1974-01-01 | 20000 | Gasoline | COMPARTMENT A | Single Walled | Asphalt coated or Bare Steel |  |  |  | Removal | 1988-03-01
0-005185 | AUTOMOTIVE FUEL ISLAND | 4350 E IRVINGTON RD | TUCSON | AZ | 85714 | Pima | 8 | Perm Closure | 1974-01-01 | 12000 | Gasoline | COMPARTMENT A | Single Walled | Asphalt coated or Bare Steel |  |  |  | Removal | 1989-04-01
0-000171 | ARIZONA BAG CO INC | 2530 W BUCKEYE RD | PHOENIX | AZ | 85009 | Maricopa | 4 | Perm Closure | 1966-01-01 | 8000 | New Oil | COMPARTMENT A |  | Asphalt coated or Bare Steel |  |  |  | Removal | 1986-08-18
0-002524 | ARIZONA PETROLEUM PRODUCTS | 1015 S CHERRY AVE | TUCSON | AZ | 85719 | Pima | 5 | Perm Closure | 1988-12-01 | 8000 | Gasoline | COMPARTMENT A | Double Walled | Composite (Steel/Fiberglass) | Pressure | Single Walled | Fiberglass Reinforced Plastic | Removal | 2016-06-14
0-004346 | FREEPORT TECHNOLOGY CENTER TUCSON | 3350 E VALENCIA RD | TUCSON | AZ | 85706 | Pima | 1 | Perm Closure | 1991-01-01 | 10000 | Diesel | COMPARTMENT A | Double Walled | Fiberglass Reinforced Plastic | Suction - Check Valve at the Dispenser | Double Walled | Fiberglass Reinforced Plastic | Removal | 2013-01-24
0-009781 | ARCO #6360 | 37 N MCQUEEN RD | GILBERT | AZ | 85233 | Maricopa | 1 | Open | 2001-03-22 | 12000 | Diesel | COMPARTMENT B | Double Walled | Fiberglass Reinforced Plastic
0-000235 | ADOT - RATTLESNAKE MAINTENANCE |  | STRAYHORSE |  |  | Greenlee | 1 | Perm Closure | 1962-01-01 | 1000 | Gasoline | COMPARTMENT A |  | Asphalt coated or Bare Steel |  |  |  | Removal | 1990-11-06
0-004623 | 7-ELEVEN #17312 | 1592 N CASA GRANDE AVE | CASA GRANDE | AZ | 85122 | Pinal | 1 | Perm Closure | 1985-01-01 | 10000 | Gasoline | COMPARTMENT A | Single Walled | Fiberglass Reinforced Plastic | Pressure |  | Fiberglass Reinforced Plastic | Removal | 2012-10-09
0-007753 | A-1 AUTO | 14981 N HWY 93 | DOLAN SPRINGS | AZ | 86441 | Mohave | 1 | Perm Closure | 1992-11-01 | 10000 | Gasoline | COMPARTMENT B | Double Walled | Composite (Steel/Fiberglass) |  |  |  | Removal | 2012-07-05
0-009444 | VALERO FOOD MART | 660 W BELL RD | PHOENIX | AZ | 85023 | Maricopa | 3 | Perm Closure | 1998-07-03 | 8000 | Gasoline | COMPARTMENT A | Double Walled | Fiberglass Reinforced Plastic | Pressure | Double Walled | Fiberglass Reinforced Plastic | Removal | 2014-11-13
0-003112 | BURKE CO | 1515 S 22ND AVE | PHOENIX | AZ | 85009 | Maricopa | 2 | Perm Closure | 1976-05-08 | 12000 | Diesel | COMPARTMENT A | Double Walled | Asphalt coated or Bare Steel |  |  |  | Closed in Place | 1987-09-01
0-000824 | A.G. LAYNE PHOENIX, INC. | 3800 S 16TH ST | PHOENIX | AZ | 85040 | Maricopa | 7 | Perm Closure | 1981-01-01 | 5000 | Hazardous Substance | COMPARTMENT A | Single Walled | Asphalt coated or Bare Steel | Suction - Check Valve at the Tank Top | Single Walled | Bare or Galvanized Steel | Removal | 1993-04-29
0-000824 | A.G. LAYNE PHOENIX, INC. | 3800 S 16TH ST | PHOENIX | AZ | 85040 | Maricopa | 8 | Perm Closure | 1983-01-01 | 6000 | Other | COMPARTMENT A | Single Walled | Asphalt coated or Bare Steel | Suction - Check Valve at the Tank Top | Single Walled | Bare or Galvanized Steel | Removal | 1993-04-29
0-001663 | CANYON GENERAL | 7298 S HIGHWAY 92 | NICKSVILLE | AZ | 85615 | Cochise | 2 | Open | 1988-01-01 | 6000 | Gasoline | COMPARTMENT A | Double Walled | Composite (Steel/Fiberglass) | Pressure |  | Fiberglass Reinforced Plastic
0-009533 | BLUE HILLS MARKET #495 | 8470 E STATE ROUTE 69 | PRESCOTT VALLEY | AZ | 86314 | Yavapai | 1 | Open | 1999-09-01 | 15000 | Gasoline | COMPARTMENT A | Double Walled | Fiberglass Reinforced Plastic | Pressure | Double Walled | Flexible
0-009533 | BLUE HILLS MARKET #495 | 8470 E STATE ROUTE 69 | PRESCOTT VALLEY | AZ | 86314 | Yavapai | 2 | Open | 1999-09-01 | 6000 | Gasoline | COMPARTMENT A | Double Walled | Fiberglass Reinforced Plastic | Pressure | Double Walled | Flexible
0-004960 | PARK AVE SHELL | 880 E BENSON HWY | TUCSON | AZ | 85713 | Pima | 1 | Perm Closure | 1984-01-01 | 12000 | Gasoline | COMPARTMENT A | Single Walled | Fiberglass Reinforced Plastic | Pressure | Double Walled | Fiberglass Reinforced Plastic | Removal | 2016-09-01
0-007758 | TERRIBLE HERBST #180 | 1815 HIGHWAY 95 | BULLHEAD CITY | AZ | 86442 | Mohave | 8 | Open | 1993-08-01 | 4000 | New Oil | COMPARTMENT A | Double Walled | Fiberglass Reinforced Plastic | Suction - Check Valve at the Dispenser |  | Fiberglass Reinforced Plastic
0-007758 | TERRIBLE HERBST #180 | 1815 HIGHWAY 95 | BULLHEAD CITY | AZ | 86442 | Mohave | 4 | Open | 1993-08-01 | 10000 | Gasoline | COMPARTMENT A | Double Walled | Fiberglass Reinforced Plastic | Pressure |  | Fiberglass Reinforced Plastic
0-007758 | TERRIBLE HERBST #180 | 1815 HIGHWAY 95 | BULLHEAD CITY | AZ | 86442 | Mohave | 2 | Open | 1993-08-01 | 10000 | Gasoline | COMPARTMENT A | Double Walled | Fiberglass Reinforced Plastic | Pressure |  | Fiberglass Reinforced Plastic
0-004834 | TAMARISK ENTERPRISES INC |  | MARBLE CANYON |  |  | Coconino | 2 | Perm Closure | 2005-06-17 | 3000 | Gasoline | COMPARTMENT A | Unknown | Unknown |  |  |  | Removal | 1990-08-10
0-003509 | TARGET STORE T179 | 5255 E BROADWAY BLVD | TUCSON | AZ | 85711 | Pima | 2 | Perm Closure | 1966-01-01 | 12000 | Gasoline | COMPARTMENT A |  | Asphalt coated or Bare Steel |  |  |  | Closed in Place | 1986-08-01
0-003509 | TARGET STORE T179 | 5255 E BROADWAY BLVD | TUCSON | AZ | 85711 | Pima | 3 | Perm Closure | 1966-01-01 | 12000 | Gasoline | COMPARTMENT A |  | Asphalt coated or Bare Steel |  |  |  | Closed in Place | 1986-08-01
0-003144 | MESA UNIFIED SCHOOL DISTRICT - STAPLEY ADMINISTRATION | 549 N STAPLEY DR | MESA | AZ | 85203 | Maricopa | 9 | Open | 2019-07-31 | 15000 | Gasoline (UL) | COMPARTMENT A | Double Walled | Polyethylene Jacketed Steel | Pressure | Double Walled | Fiberglass Reinforced Plastic
0-006943 | STEWART SERVICE STATION |  | SUN VALLEY |  |  | Navajo | 1 | Perm Closure | 2005-06-17 | 3000 | Gasoline | COMPARTMENT A | Unknown | Asphalt coated or Bare Steel |  |  |  | Removal | 1990-09-17
0-006943 | STEWART SERVICE STATION |  | SUN VALLEY |  |  | Navajo | 2 | Perm Closure | 2005-06-17 | 3000 | Gasoline | COMPARTMENT A | Unknown | Asphalt coated or Bare Steel |  |  |  | Removal | 1990-09-17
0-004777 | SUN COUNTRY MOTORS INC | 2190 HIGHWAY 95 | BULLHEAD CITY | AZ | 86442 | Mohave | 3 | Perm Closure | 1975-01-01 | 1000 | Used Oil/Waste Oil | COMPARTMENT A | Single Walled | Asphalt coated or Bare Steel |  |  |  | Removal | 1989-12-27
0-004540 | SKYLINE CORPORATION | 1500 W GILA BEND HWY | CASA GRANDE | AZ | 85122 | Pinal | 1 | Perm Closure | 1971-04-15 | 500 | Gasoline | COMPARTMENT A | Double Walled | Asphalt coated or Bare Steel |  |  |  | Removal | 1987-11-25
0-006522 | SNAPPY'S GAS & TIRE | 10375 N HIGHWAY 191 | ELFRIDA | AZ | 85610 | Cochise | 1 | Perm Closure | 1988-11-21 | 8000 | Gasoline (UL) | COMPARTMENT A | Double Walled | Composite (Steel/Fiberglass) | Pressure |  | Fiberglass Reinforced Plastic | Removal | 2019-10-24
0-004146 | WM M RIGGS JR OAK RANCH |  | SUNIZONA |  |  | Cochise | 2 | Perm Closure | 1976-02-18 | 1000 | Gasoline | COMPARTMENT A | Unknown | Asphalt coated or Bare Steel |  |  |  | Removal | 1989-10-01
0-004146 | WM M RIGGS JR OAK RANCH |  | SUNIZONA |  |  | Cochise | 4 | Perm Closure | 1984-02-18 | 1000 | Diesel | COMPARTMENT A | Unknown | Asphalt coated or Bare Steel |  |  |  | Removal | 1989-10-01
0-006782 | W F WILLIAMS CO | 2450 E JEFFERSON ST | PHOENIX | AZ | 85034 | Maricopa | 2 | Perm Closure | 2005-06-17 | 8000 | Diesel | COMPARTMENT A | Unknown | Unknown |  |  |  | Removal | 1990-05-07
0-006863 | VACANT LOT |  | TUCSON |  |  | Pima | 5 | Perm Closure | 1940-01-01 | 1000 | Gasoline | COMPARTMENT A |  | Asphalt coated or Bare Steel | Suction - Check Valve at the Tank Top |  | Bare or Galvanized Steel | Removal | 1992-06-12
0-006863 | VACANT LOT |  | TUCSON |  |  | Pima | 2 | Perm Closure | 1940-01-01 | 1000 | Gasoline | COMPARTMENT A |  | Asphalt coated or Bare Steel | Suction - Check Valve at the Tank Top |  | Bare or Galvanized Steel | Removal | 1992-06-12
0-006863 | VACANT LOT |  | TUCSON |  |  | Pima | 4 | Perm Closure | 1940-01-01 | 1000 | Gasoline | COMPARTMENT A |  | Asphalt coated or Bare Steel | Suction - Check Valve at the Tank Top |  | Bare or Galvanized Steel | Removal | 1992-06-12
0-009012 | SPEEDWAY STORE #2881 | 2960 W STATE ROUTE 89A | SEDONA | AZ | 86336 | Yavapai | 3 | Open | 1996-09-26 | 12000 | Gasoline (PUL) | COMPARTMENT A | Double Walled | Fiberglass Reinforced Plastic | Pressure | Double Walled | Fiberglass Reinforced Plastic
0-002259 | GIANT #6006 | 1205 S MILTON RD | FLAGSTAFF | AZ | 86001 | Coconino | 3 | Perm Closure | 1979-01-01 | 12000 | Gasoline (PUL) | COMPARTMENT A | Single Walled | Asphalt coated or Bare Steel | Pressure |  | Fiberglass Reinforced Plastic | Removal | 2018-11-07
0-002259 | GIANT #6006 | 1205 S MILTON RD | FLAGSTAFF | AZ | 86001 | Coconino | 2 | Perm Closure | 1979-01-01 | 12000 | Gasoline (UL) | COMPARTMENT A | Single Walled | Asphalt coated or Bare Steel | Pressure |  | Fiberglass Reinforced Plastic | Removal | 2018-11-07
0-005045 | SPEEDWAY STORE #3003 | 310 N MAIN ST | TAYLOR | AZ | 85939 | Navajo | 3 | Open | 1987-01-01 | 6000 | Gasoline | COMPARTMENT A | Single Walled | Asphalt coated or Bare Steel | Pressure |  | Fiberglass Reinforced Plastic
0-006193 | SPEEDWAY STORE #2885 | 2300 E BUTLER AVE | FLAGSTAFF | AZ | 86004 | Coconino | 5 | Open | 1995-09-01 | 12000 | Diesel | COMPARTMENT A | Double Walled | Fiberglass Reinforced Plastic | Pressure | Double Walled | Fiberglass Reinforced Plastic
0-003582 | GOOD CENTS RENT A CAR | 5635 E BROADWAY BLVD | TUCSON | AZ | 85711 | Pima | 1 | Perm Closure | 1975-01-01 | 4000 | Gasoline | COMPARTMENT A |  | Asphalt coated or Bare Steel |  |  |  | Removal | 1992-02-26
0-005214 | FORT VALLEY GASER | 990 N FORT VALLEY RD | FLAGSTAFF | AZ | 86001 | Coconino | 5 | Open | 2020-04-23 | 15000 | Gasoline (UL) | COMPARTMENT A | Double Walled | Polyethylene Jacketed Steel | Pressure | Double Walled | Fiberglass Reinforced Plastic
0-004584 | FREDDIES #1 QUICK STOP | 501 TRANSCON LN | WINSLOW | AZ | 86047 | Navajo | 1 | Perm Closure | 1981-01-01 | 12000 | Diesel | COMPARTMENT A | Single Walled | Asphalt coated or Bare Steel | Pressure | Double Walled | Flexible | Removal | 2020-02-27
0-008740 | FRONTIER LOUNGE | 16101 E HWY 66 | TRUXTON | AZ | 86434 | Mohave | 3 | Perm Closure | 2014-03-05 | 3000 | Gasoline | COMPARTMENT A | Single Walled | Asphalt coated or Bare Steel |  |  |  | Removal | 2014-02-19
0-001589 | BISBEE-DOUGLAS INTERNATIONAL AIRPORT | 6940 N AIR TERMINAL BLVD | DOUGLAS | AZ | 85607 | Cochise | 2 | Perm Closure | 1950-01-01 | 12000 | Unidentified | COMPARTMENT A |  | Asphalt coated or Bare Steel |  |  |  | Removal | 1999-11-10
0-000825 | SHORTSTOP MARKET | 12 S MAIN ST | EAGAR | AZ | 85925 | Apache | 10 | Open | 2000-05-11 | 15000 | Gasoline | COMPARTMENT A | Double Walled | Fiberglass Reinforced Plastic | Pressure | Double Walled | Fiberglass Reinforced Plastic
0-006261 | SHELL #10 | 11235 S FORTUNA RD | YUMA | AZ | 85367 | Yuma | 1 | Perm Closure | 1985-01-01 | 20000 | Diesel | COMPARTMENT A |  | Fiberglass Reinforced Plastic | Pressure | Double Walled | Fiberglass Reinforced Plastic | Removal | 2015-08-06
0-006261 | SHELL #10 | 11235 S FORTUNA RD | YUMA | AZ | 85367 | Yuma | 7 | Open | 2015-10-22 | 12000 | Diesel | COMPARTMENT A | Double Walled | Fiberglass Reinforced Plastic | Pressure | Double Walled | Fiberglass Reinforced Plastic
0-007212 | SPRING CREEK STORE #13 | 18749 N AZ HIGHWAY 188 | ROOSEVELT | AZ | 85545 | Gila | 6 | Open | 1994-03-01 | 10000 | Gasoline | COMPARTMENT A | Double Walled | Composite (Steel/Fiberglass) | Pressure | Double Walled | Flexible
0-002777 | WHITING STATION #153 | 804 S BEELINE HWY | PAYSON | AZ | 85541 | Gila | 9 | Perm Closure | 1989-03-01 | 10000 | Diesel | COMPARTMENT A | Double Walled | Fiberglass Reinforced Plastic | Pressure | Double Walled | Fiberglass Reinforced Plastic | Removal | 2004-02-05
0-002777 | WHITING STATION #153 | 804 S BEELINE HWY | PAYSON | AZ | 85541 | Gila | 6 | Perm Closure | 1989-03-01 | 10000 | Gasoline | COMPARTMENT A | Double Walled | Fiberglass Reinforced Plastic | Pressure | Double Walled | Fiberglass Reinforced Plastic | Removal | 2004-02-05
0-007411 | MIAMI UNIFIED SCHOOL DISTRICT #40 - BUS BARN |  | MIAMI |  |  | Gila | 4 | Perm Closure | 1977-08-25 | 10000 | Used Oil/Waste Oil | COMPARTMENT A | Unknown | Asphalt coated or Bare Steel | Suction - Check Valve at the Tank Top |  |  | Removal | 1991-12-18
0-004171 | SUNMART #605 | 2521 W BUSINESS 1-10 | SAN SIMON | AZ | 85632 | Cochise | 1 | Perm Closure | 1976-01-01 | 10000 | Gasoline | COMPARTMENT A |  | Asphalt coated or Bare Steel | Pressure |  | Fiberglass Reinforced Plastic | Removal | 2009-12-01
0-001409 | CIRCLE K #1431 | 1103 W REX ALLEN DR | WILLCOX | AZ | 85643 | Cochise | 2 | Open | 1981-01-01 | 10000 | Gasoline | COMPARTMENT A | Single Walled | Asphalt coated or Bare Steel | Pressure |  | Fiberglass Reinforced Plastic
0-001217 | CIRCLE K #368 | 110 S PATAGONIA ST | BENSON | AZ | 85602 | Cochise | 1 | Perm Closure | 1981-01-01 | 10000 | Gasoline | COMPARTMENT A |  | Asphalt coated or Bare Steel | Pressure |  |  | Removal | 1994-07-21
0-006184 | GOOD 2 GO STORES #515 | 805 W US HIGHWAY 60 | SUPERIOR | AZ | 85173 | Pinal | 2 | Open | 1988-05-14 | 10000 | Gasoline | COMPARTMENT A | Single Walled | Fiberglass Reinforced Plastic | Pressure | Single Walled | Fiberglass Reinforced Plastic
0-009352 | HOGHLAND STORE MUSEUM |  | YOUNG |  |  | Gila | 1 | Perm Closure | 1920-01-01 | 1000 | Gasoline | COMPARTMENT A | Single Walled | Asphalt coated or Bare Steel |  |  |  | Removal | 1998-11-10
0-001122 | CHEVRON #9-7264 | 921 S CALIFORNIA AVE | PARKER | AZ | 85344 | La Paz | 3 | Perm Closure | 1971-01-01 | 10000 | Gasoline | COMPARTMENT A | Single Walled | Asphalt coated or Bare Steel | Pressure |  |  | Removal | 1994-10-06
0-009616 | CITY OF TUCSON - HAYDEN-UDALL WATER TREATMENT PLANT | 4401 S TUCSON ESTATES PKWY | TUCSON | AZ | 85735 | Pima | 2 | Perm Closure | 1992-06-17 | 800 | New Oil | COMPARTMENT A | Double Walled | Fiberglass Reinforced Plastic | Gravity Feed |  |  | Removal | 2000-05-23
0-004423 | BROST FORMING SUPPLY | 601 S 19TH AVE | PHOENIX | AZ | 85009 | Maricopa | 5 | Perm Closure | 1977-01-01 | 7000 | Diesel | COMPARTMENT A | Single Walled | Asphalt coated or Bare Steel | Suction - Check Valve at the Tank Top | Single Walled | Bare or Galvanized Steel | Removal | 1992-12-15
0-008587 | LONE MOUNTAIN RANCH |  | SALOME |  |  | La Paz | 3 | Perm Closure | 2005-06-17 | 4000 | Gasoline | COMPARTMENT A | Unknown | Unknown |  |  |  | Removal | 1990-01-01
0-003090 | MAYER SCHOOL BUS YARD |  | MAYER |  |  | Yavapai | 1 | Perm Closure | 1966-01-01 | 1000 | Gasoline | COMPARTMENT A | Single Walled | Asphalt coated or Bare Steel |  |  |  | Removal | 1988-05-01
0-002717 | JENNEY FLEIGHT LINE INC | 1921 G AVE | DOUGLAS | AZ | 85607 | Cochise | 1 | Perm Closure | 1978-05-07 | 1100 | Diesel | COMPARTMENT A | Single Walled | Asphalt coated or Bare Steel |  |  |  | Removal | 1990-04-01
0-002716 | JENNEY FLEIGHT LINE INC | 1201 NORTH AVE | SIERRA VISTA | AZ | 85635 | Cochise | 2 | Perm Closure | 2005-06-17 | 500 | Gasoline | COMPARTMENT A | Single Walled | Asphalt coated or Bare Steel |  |  |  | Removal | 1965-01-01
0-002776 | SUN CITY AUTO SPA | 11049 GRAND AVE | SUN CITY | AZ | 85351 | Maricopa | 1 | Perm Closure | 1971-01-01 | 10000 | Gasoline | COMPARTMENT A |  | Asphalt coated or Bare Steel |  |  |  | Removal | 1987-07-01
0-002776 | SUN CITY AUTO SPA | 11049 GRAND AVE | SUN CITY | AZ | 85351 | Maricopa | 3 | Perm Closure | 1971-01-01 | 10000 | Gasoline | COMPARTMENT A |  | Asphalt coated or Bare Steel |  |  |  | Removal | 1987-07-01
0-009297 | MAJED MINI MART IV | 6807 E BROADWAY RD | MESA | AZ | 85208 | Maricopa | 2 | Open | 1997-11-06 | 12000 | Gasoline | COMPARTMENT A | Double Walled | Fiberglass Reinforced Plastic | Pressure | Double Walled | Fiberglass Reinforced Plastic
0-002516 | HYDER RANCHES |  | HYDER |  |  | Yuma | 1 | Perm Closure | 1966-04-30 | 8000 | Diesel | COMPARTMENT A | Single Walled | Asphalt coated or Bare Steel |  |  |  | Removal | 1987-03-01
0-001994 | EXXON #7-3360 | 5130 S MCCLINTOCK DR | TEMPE | AZ | 85282 | Maricopa | 1 | Perm Closure | 1972-01-01 | 10000 | Gasoline | COMPARTMENT A |  | Asphalt coated or Bare Steel | Pressure |  |  | Removal | 1994-09-27
0-003928 | PIONEER DISTRIBUTING | 1300 N 24TH AVE | PHOENIX | AZ | 85009 | Maricopa | 6 | Perm Closure | 1981-01-01 | 8000 | New Oil | COMPARTMENT A | Single Walled | Asphalt coated or Bare Steel | Suction - Check Valve at the Tank Top | Single Walled | Bare or Galvanized Steel | Removal | 1999-08-03
0-003928 | PIONEER DISTRIBUTING | 1300 N 24TH AVE | PHOENIX | AZ | 85009 | Maricopa | 9 | Perm Closure | 1982-01-01 | 4000 | New Oil | COMPARTMENT A | Single Walled | Asphalt coated or Bare Steel | Suction - Check Valve at the Tank Top | Single Walled | Bare or Galvanized Steel | Removal | 1999-08-06
0-005141 | GILA BEND FREEWAY EXXON | INTERSECTION OF I-8 AND BUTTERFIELD TRAIL | GILA BEND | AZ | 85337 | Maricopa | 2 | Perm Closure | 1970-04-21 | 8000 | Gasoline | COMPARTMENT A | Unknown | Asphalt coated or Bare Steel | Pressure |  |  | Removal | 1992-02-14
0-003640 | COSTCO WHOLESALE #665 | 1646 W MONTEBELLO AVE | PHOENIX | AZ | 85015 | Maricopa | 3 | Perm Closure | 2000-11-01 | 30000 | Gasoline | COMPARTMENT A | Double Walled | Fiberglass Reinforced Plastic | Pressure | Double Walled | Flexible | Removal | 2020-11-23
0-000973 | JI CASE COMPANY | 19501 W NORTHERN AVE | SURPRISE | AZ | 85396 | Maricopa | 4 | Perm Closure | 1967-01-01 | 1000 | Gasoline | COMPARTMENT A |  | Asphalt coated or Bare Steel |  |  |  | Removal | 1988-10-24
0-008489 | ROUTE 66 CHEVRON | 1979 OLD HIGHWAY 66 | WINSLOW | AZ | 86047 | Navajo | 2 | Perm Closure | 1974-01-01 | 10000 | Gasoline | COMPARTMENT A | Unknown | Asphalt coated or Bare Steel | Pressure |  | Bare or Galvanized Steel | Removal | 1999-10-13
0-008489 | ROUTE 66 CHEVRON | 1979 OLD HIGHWAY 66 | WINSLOW | AZ | 86047 | Navajo | 4 | Perm Closure | 1974-01-01 | 1000 | Used Oil/Waste Oil | COMPARTMENT A | Unknown | Asphalt coated or Bare Steel | Pressure |  | Bare or Galvanized Steel | Removal | 1999-10-13
0-002061 | LUBE PIT #3 | 3502 N ORACLE RD | TUCSON | AZ | 85705 | Pima | 1 | Perm Closure | 1980-04-27 | 10000 | Gasoline | COMPARTMENT A | Single Walled | Asphalt coated or Bare Steel |  |  |  | Removal | 1988-06-01
0-000698 | MARICOPA COUNTY - EQUIPMENT SERVICES - FORMER | 4701 E WASHINGTON ST | PHOENIX | AZ | 85034 | Maricopa | 2 | Perm Closure | 1959-01-01 | 1000 | Diesel | COMPARTMENT A | Single Walled | Asphalt coated or Bare Steel |  |  |  | Removal | 1988-04-04
0-000698 | MARICOPA COUNTY - EQUIPMENT SERVICES - FORMER | 4701 E WASHINGTON ST | PHOENIX | AZ | 85034 | Maricopa | 1 | Perm Closure | 1979-01-01 | 10000 | Gasoline | COMPARTMENT A | Single Walled | Asphalt coated or Bare Steel |  |  |  | Removal | 1988-04-04
0-000698 | MARICOPA COUNTY - EQUIPMENT SERVICES - FORMER | 4701 E WASHINGTON ST | PHOENIX | AZ | 85034 | Maricopa | 4 | Perm Closure | 1959-01-01 | 1000 | Gasoline | COMPARTMENT A | Single Walled | Asphalt coated or Bare Steel |  |  |  | Removal | 1988-04-04
0-006250 | ASP - TUCSON AUTO FACILITY | 10000 S WILMOT RD | TUCSON | AZ | 85756 | Pima | 1 | Perm Closure | 1977-01-01 | 10000 | Gasoline | COMPARTMENT A | Single Walled | Asphalt coated or Bare Steel | Pressure |  |  | Closed in Place | 1995-06-23
0-004975 | COCHISE CONTRACTORS - FORMER | 5005 N BLACK CANYON HWY | PHOENIX | AZ | 85015 | Maricopa | 1 | Perm Closure | 1980-01-01 | 12000 | Diesel | COMPARTMENT A | Single Walled | Asphalt coated or Bare Steel |  |  |  | Removal | 1987-02-01
0-000376 | VICKSBURG RANCH | 44376 VICKSBURG RD | SALOME | AZ | 85348 | La Paz | 19 | Perm Closure | 1974-01-01 | 10000 | Diesel | COMPARTMENT A |  | Asphalt coated or Bare Steel |  |  |  | Removal | 1988-04-01
0-000376 | VICKSBURG RANCH | 44376 VICKSBURG RD | SALOME | AZ | 85348 | La Paz | 11 | Perm Closure | 1974-01-01 | 6000 | Diesel | COMPARTMENT A |  | Asphalt coated or Bare Steel |  |  |  | Removal | 1988-10-01
0-000376 | VICKSBURG RANCH | 44376 VICKSBURG RD | SALOME | AZ | 85348 | La Paz | 6 | Perm Closure | 1974-01-01 | 4000 | Diesel | COMPARTMENT A |  | Asphalt coated or Bare Steel |  |  |  | Removal | 1988-10-01
0-000376 | VICKSBURG RANCH | 44376 VICKSBURG RD | SALOME | AZ | 85348 | La Paz | 8 | Perm Closure | 1974-01-01 | 6000 | Diesel | COMPARTMENT A |  | Asphalt coated or Bare Steel |  |  |  | Removal | 1988-10-01
0-006287 | ALEX'S SERVICE STATION | 13716 S SUNLAND GIN RD | ARIZONA CITY | AZ | 85123 | Pinal | 1 | Perm Closure | 1965-01-01 | 2000 | Gasoline | COMPARTMENT A | Single Walled | Asphalt coated or Bare Steel | Pressure | Double Walled | Fiberglass Reinforced Plastic | Removal | 2009-06-24
0-006287 | ALEX'S SERVICE STATION | 13716 S SUNLAND GIN RD | ARIZONA CITY | AZ | 85123 | Pinal | 4 | Perm Closure | 1965-01-01 | 550 | Used Oil/Waste Oil | COMPARTMENT A |  | Asphalt coated or Bare Steel | Gravity Feed |  | Bare or Galvanized Steel | Removal | 2000-01-14
0-001631 | FLORENCE COPPER | 1575 W HUNT HWY | FLORENCE | AZ | 85132 | Pinal | 1 | Perm Closure | 1975-01-01 | 10000 | Gasoline | COMPARTMENT A |  | Asphalt coated or Bare Steel |  |  |  | Removal | 1990-07-18
0-002365 | GRAND CANYON AIRLINES |  | TUSAYAN |  |  | Coconino | 1 | Perm Closure | 1967-01-01 | 8000 | Gasoline | COMPARTMENT A | Single Walled | Concrete | Suction - Check Valve at the Tank Top |  | Bare or Galvanized Steel | Removal | 1999-05-04
0-002365 | GRAND CANYON AIRLINES |  | TUSAYAN |  |  | Coconino | 8 | Perm Closure | 1967-01-01 | 12000 | Gasoline | COMPARTMENT A | Single Walled | Concrete | Suction - Check Valve at the Tank Top |  | Bare or Galvanized Steel | Removal | 1999-05-04
0-003480 | CAMP NAVAJO |  | BELLEMONT |  | 86015 | Coconino | 17 | Open | 1989-01-13 | 15000 | Gasoline | COMPARTMENT A | Double Walled | Fiberglass Reinforced Plastic | Pressure | Double Walled | Fiberglass Reinforced Plastic
0-003480 | CAMP NAVAJO |  | BELLEMONT |  | 86015 | Coconino | 11 | Perm Closure | 1983-01-01 | 1000 | Diesel | COMPARTMENT A | Single Walled | Asphalt coated or Bare Steel | Suction - Check Valve at the Tank Top |  | Bare or Galvanized Steel | Removal | 1993-08-20
0-003480 | CAMP NAVAJO |  | BELLEMONT |  | 86015 | Coconino | 7 | Perm Closure | 1968-01-01 | 1000 | Diesel | COMPARTMENT A | Single Walled | Asphalt coated or Bare Steel | Suction - Check Valve at the Tank Top |  | Bare or Galvanized Steel | Removal | 1993-08-20
0-001130 | TUNE-UP MASTERS #632 | 103 W BIRCH AVE | FLAGSTAFF | AZ | 86001 | Coconino | 2 | Perm Closure | 2005-06-17 | 4000 | Gasoline | COMPARTMENT A | Unknown | Unknown |  |  |  | Removal | 1978-09-01
0-005092 | TRANSWESTERN PIPELINE - FLAGSTAFF COMPRESSOR STATION |  | PARKS |  |  | Coconino | 1 | Perm Closure | 1979-01-01 | 6000 | Gasoline | COMPARTMENT A | Single Walled | Asphalt coated or Bare Steel |  |  |  | Removal | 1989-07-12
0-003531 | NORTHERN ARIZONA UNIVERSITY | 1705 S SAN FRANCISCO ST | FLAGSTAFF | AZ | 86001 | Coconino | 11 | Perm Closure | 1988-04-01 | 550 | Used Oil/Waste Oil | COMPARTMENT A | Single Walled | Fiberglass Reinforced Plastic | Pressure |  | Fiberglass Reinforced Plastic | Removal | 2000-12-20
0-003531 | NORTHERN ARIZONA UNIVERSITY | 1705 S SAN FRANCISCO ST | FLAGSTAFF | AZ | 86001 | Coconino | 2 | Perm Closure | 1979-01-01 | 10000 | Gasoline | COMPARTMENT A |  | Asphalt coated or Bare Steel |  |  |  | Removal | 1989-05-03
0-003531 | NORTHERN ARIZONA UNIVERSITY | 1705 S SAN FRANCISCO ST | FLAGSTAFF | AZ | 86001 | Coconino | 8 | Perm Closure | 1985-01-01 | 2000 | Diesel | COMPARTMENT A | Single Walled | Fiberglass Reinforced Plastic |  |  |  | Removal | 1988-04-01
0-002760 | EXXONMOBIL OIL CORP | 100 S 4TH AVE | YUMA | AZ | 85364 | Yuma | 7 | Open | 1998-10-16 | 20000 | Gasoline | COMPARTMENT A | Double Walled | Fiberglass Reinforced Plastic | Pressure | Double Walled
0-004482 | SHAY OIL - W 8TH ST | 2003 W 8TH ST | YUMA | AZ | 85364 | Yuma | 5 | Perm Closure | 1986-01-01 | 12000 | Gasoline | COMPARTMENT A | Single Walled | Fiberglass Reinforced Plastic | Pressure |  | Fiberglass Reinforced Plastic | Removal | 2015-09-14
0-004482 | SHAY OIL - W 8TH ST | 2003 W 8TH ST | YUMA | AZ | 85364 | Yuma | 8 | Open | 2015-10-22 | 12000 | Gasoline (Mid-Grade UL) | COMPARTMENT A | Double Walled | Fiberglass Reinforced Plastic | Pressure | Double Walled | Fiberglass Reinforced Plastic
0-002197 | E-Z SERVE #100941 |  | CAMP VERDE |  |  | Yavapai | 1 | Perm Closure | 1987-04-15 | 10000 | Gasoline | COMPARTMENT A | Single Walled | Asphalt coated or Bare Steel |  |  |  | Removal | 1993-06-02
0-003781 | FORT VERDE GAS | 328 S MAIN ST | CAMP VERDE | AZ | 86322 | Yavapai | 3 | Perm Closure | 1970-01-01 | 10000 | Gasoline | COMPARTMENT A | Single Walled | Asphalt coated or Bare Steel | Pressure | Double Walled | Fiberglass Reinforced Plastic | Removal | 2007-05-31
0-006121 | PENSKE TRUCK LEASING CO | 3519 E 34TH ST | TUCSON | AZ | 85713 | Pima | 4 | Open | 2000-05-10 | 12000 | Gasoline (UL) | COMPARTMENT A | Double Walled | Composite (Steel/Fiberglass) | Pressure | Double Walled | Flexible
0-001276 | RONTORI DRIVE THRU | 2526 W VALENCIA RD | TUCSON | AZ | 85746 | Pima | 3 | Perm Closure | 1971-04-05 | 6000 | Gasoline | COMPARTMENT A | Single Walled | Asphalt coated or Bare Steel | Suction - Check Valve at the Tank Top | Single Walled | Bare or Galvanized Steel | Removal | 1992-08-11
0-005162 | TUCSON TRANSIT MANAGEMENT LLC, DBA SUN TRAN | 4220 S PARK AVE | TUCSON | AZ | 85714 | Pima | 9 | Perm Closure | 1990-12-01 | 20000 | Diesel | COMPARTMENT A | Double Walled | Composite (Steel/Fiberglass) | Pressure |  | Bare or Galvanized Steel | Removal | 2012-06-07
0-005162 | TUCSON TRANSIT MANAGEMENT LLC, DBA SUN TRAN | 4220 S PARK AVE | TUCSON | AZ | 85714 | Pima | 12 | Perm Closure | 1990-12-01 | 20000 | Diesel | COMPARTMENT A | Double Walled | Composite (Steel/Fiberglass) | Pressure |  | Bare or Galvanized Steel | Removal | 2012-06-07
0-005077 | UNOCAL #7360 | 3825 E GRANT RD | TUCSON | AZ | 85716 | Pima | 2 | Perm Closure | 1973-04-01 | 10000 | Gasoline | COMPARTMENT A | Double Walled | Asphalt coated or Bare Steel | Pressure |  | Fiberglass Reinforced Plastic | Removal | 1989-01-01
0-003036 | HOLMES TUTTLE FORD | 800 E BROADWAY BLVD | TUCSON | AZ | 85719 | Pima | 2 | Perm Closure | 1971-01-01 | 500 | Used Oil/Waste Oil | COMPARTMENT A | Single Walled | Asphalt coated or Bare Steel |  |  |  | Removal | 1988-04-20
0-000480 | ASHTON CO | 2727 S COUNTRY CLUB RD | TUCSON | AZ | 85713 | Pima | 3 | Perm Closure | 1980-01-01 | 2000 | Gasoline | COMPARTMENT A |  | Asphalt coated or Bare Steel |  |  |  | Removal | 1990-05-07
0-007745 | SPEAR'S | 1800 SAWMILL RD | CLAY SPRINGS | AZ | 85923 | Navajo | 3 | Perm Closure | 1987-01-01 | 100 | Gasoline | COMPARTMENT A | Unknown | Asphalt coated or Bare Steel | Pressure |  |  | Removal | 1993-08-01
0-005935 | PETRO STOPPING CENTER | 970 S BLAKE RANCH RD | KINGMAN | AZ | 86401 | Mohave | 4 | Open | 1987-12-15 | 10000 | Gasoline | COMPARTMENT A | Single Walled | Fiberglass Reinforced Plastic | Pressure |  | Fiberglass Reinforced Plastic
0-002549 | HUNTER CONTRACTING | 701 N COOPER RD | GILBERT | AZ | 85233 | Maricopa | 7 | Perm Closure | 1976-04-16 | 3000 | Diesel | COMPARTMENT A | Single Walled | Asphalt coated or Bare Steel |  |  |  | Removal | 1990-01-12
0-002549 | HUNTER CONTRACTING | 701 N COOPER RD | GILBERT | AZ | 85233 | Maricopa | 1 | Perm Closure | 1985-04-16 | 1500 | Used Oil/Waste Oil | COMPARTMENT A | Single Walled | Asphalt coated or Bare Steel | Gravity Feed |  |  | Removal | 1999-04-08
0-002621 | BST MANAGEMENT - VACANT LAND | 5954 NW GRAND AVE | GLENDALE | AZ | 85301 | Maricopa | 3 | Perm Closure | 1964-01-01 | 10000 | Gasoline | COMPARTMENT A | Single Walled | Asphalt coated or Bare Steel |  |  |  | Removal | 1988-04-01
0-002009 | EXXON #7-3874 | 356 N STAPLEY DR | MESA | AZ | 85203 | Maricopa | 3 | Perm Closure | 1983-01-01 | 10000 | Gasoline | COMPARTMENT A | Single Walled | Fiberglass Reinforced Plastic |  |  |  | Removal | 1990-05-17
0-007193 | QUALITY BUMPER | 405 E MAIN ST | MESA | AZ | 85203 | Maricopa | 4 | Perm Closure | 2005-06-17 | 3000 | Gasoline | COMPARTMENT A | Unknown | Fiberglass Reinforced Plastic |  |  |  | Removal | 1991-11-09
0-000533 | ARCO #1411 | 4245 W BETHANY HOME RD | PHOENIX | AZ | 85019 | Maricopa | 8 | Open | 1990-12-01 | 10000 | Gasoline | COMPARTMENT A | Double Walled | Fiberglass Reinforced Plastic | Pressure | Double Walled | Fiberglass Reinforced Plastic
0-000533 | ARCO #1411 | 4245 W BETHANY HOME RD | PHOENIX | AZ | 85019 | Maricopa | 3 | Perm Closure | 1961-01-01 | 6000 | Gasoline | COMPARTMENT A | Single Walled | Asphalt coated or Bare Steel |  |  |  | Removal | 1990-09-10
0-003860 | CITY OF PHOENIX - UNION HILLS SERVICE CENTER | 138 E UNION HILLS DR | PHOENIX | AZ | 85024 | Maricopa | 12 | Perm Closure | 1973-01-01 | 1000 | Unidentified | COMPARTMENT A | Single Walled | Asphalt coated or Bare Steel |  |  |  | Removal | 1992-02-01
0-003860 | CITY OF PHOENIX - UNION HILLS SERVICE CENTER | 138 E UNION HILLS DR | PHOENIX | AZ | 85024 | Maricopa | 17 | Open | 1992-01-01 | 550 | New Oil | COMPARTMENT A | Double Walled | Fiberglass Reinforced Plastic | Suction - Check Valve at the Tank Top | Double Walled | Fiberglass Reinforced Plastic
0-003860 | CITY OF PHOENIX - UNION HILLS SERVICE CENTER | 138 E UNION HILLS DR | PHOENIX | AZ | 85024 | Maricopa | 21 | Perm Closure | 1992-01-01 | 2500 | New Oil | COMPARTMENT A | Double Walled | Fiberglass Reinforced Plastic | Suction - Check Valve at the Tank Top | Double Walled | Fiberglass Reinforced Plastic | Removal | 2015-05-13
0-003860 | CITY OF PHOENIX - UNION HILLS SERVICE CENTER | 138 E UNION HILLS DR | PHOENIX | AZ | 85024 | Maricopa | 25 | Perm Closure | 1992-01-01 | 1000 | New Oil | COMPARTMENT A | Double Walled | Fiberglass Reinforced Plastic | Suction - Check Valve at the Tank Top | Double Walled | Fiberglass Reinforced Plastic | Removal | 2015-05-13
0-003976 | PROGRESSIVE CONCRETE WORKS | 1102 W HATCHER RD | PHOENIX | AZ | 85021 | Maricopa | 3 | Perm Closure | 1971-03-19 | 500 | Diesel | COMPARTMENT A | Unknown | Asphalt coated or Bare Steel | Suction - Check Valve at the Tank Top |  |  | Removal | 1992-07-01
0-005618 | WESTERN FENCE CO | 224 S 23RD ST | PHOENIX | AZ | 85034 | Maricopa | 1 | Perm Closure | 1976-01-01 | 1000 | Gasoline | COMPARTMENT A | Single Walled | Asphalt coated or Bare Steel |  |  |  | Removal | 1990-12-01
0-004134 | REUTER EQUIPMENT COMPANY | 3816 W LOWER BUCKEYE RD | PHOENIX | AZ | 85009 | Maricopa | 3 | Perm Closure | 1978-05-07 | 1000 | Diesel | COMPARTMENT A | Double Walled | Asphalt coated or Bare Steel |  |  |  | Removal | 1990-09-01
0-006160 | CIRCLE K #5285 | 23447 S POWER RD | QUEEN CREEK | AZ | 85142 | Maricopa | 4 | Open | 1987-01-01 | 8000 | Diesel | COMPARTMENT A | Single Walled | Fiberglass Reinforced Plastic | Pressure |  | Fiberglass Reinforced Plastic
0-001990 | SHELL #72 | 2401 E VAN BUREN ST | PHOENIX | AZ | 85008 | Maricopa | 3 | Perm Closure | 1987-04-26 | 10000 | Diesel | COMPARTMENT A | Double Walled | Fiberglass Reinforced Plastic | Pressure |  | Fiberglass Reinforced Plastic | Removal | 2020-01-16
0-001990 | SHELL #72 | 2401 E VAN BUREN ST | PHOENIX | AZ | 85008 | Maricopa | 2 | Perm Closure | 1987-04-26 | 10000 | Diesel | COMPARTMENT A | Double Walled | Fiberglass Reinforced Plastic | Pressure |  | Fiberglass Reinforced Plastic | Removal | 2020-01-16
0-009646 | TURTLE STOP #202 | 7337 W BELL RD | PEORIA | AZ | 85382 | Maricopa | 2 | Perm Closure | 1999-03-30 | 12000 | Gasoline | COMPARTMENT A | Double Walled | Fiberglass Reinforced Plastic | Pressure | Double Walled | Fiberglass Reinforced Plastic | Removal | 2002-05-16
0-005385 | UNITED RENTALS | 1011 S PRUDENCE RD | TUCSON | AZ | 85710 | Pima | 4 | Perm Closure | 2005-06-17 |  | Diesel | COMPARTMENT A | Single Walled | Asphalt coated or Bare Steel |  |  |  | Removal | 1988-12-21
0-000967 | THE CARWASHER | 324 N COUNTRY CLUB DR | MESA | AZ | 85201 | Maricopa | 5 | Perm Closure | 1981-01-01 | 10000 | Gasoline | COMPARTMENT A |  | Fiberglass Reinforced Plastic | Suction - Check Valve at the Tank Top |  | Fiberglass Reinforced Plastic | Removal | 2012-06-06
0-003893 | CITY OF PHOENIX - DEER VALLEY AIRPORT | 702 W DEER VALLEY RD | PHOENIX | AZ | 85027 | Maricopa | 4 | Perm Closure | 1975-01-01 | 20000 | Jet Fuel | COMPARTMENT A | Double Walled | Fiberglass Reinforced Plastic | Pressure |  | Bare or Galvanized Steel | Removal | 1996-12-10
0-003893 | CITY OF PHOENIX - DEER VALLEY AIRPORT | 702 W DEER VALLEY RD | PHOENIX | AZ | 85027 | Maricopa | 8 | Perm Closure | 1980-01-01 | 12000 | Unidentified | COMPARTMENT A | Double Walled | Asphalt coated or Bare Steel | Pressure |  | Bare or Galvanized Steel | Removal | 1995-05-10
0-004410 | VACANT LOT | 1313 N SCOTTSDALE RD | SCOTTSDALE | AZ | 85257 | Maricopa | 2 | Perm Closure | 1969-05-07 | 10000 | Gasoline | COMPARTMENT A | Unknown | Asphalt coated or Bare Steel |  |  |  | Removal | 1975-01-01
0-003053 | MARICOPA COUNTY MUNICIPAL WATER DISTRICT | 14825 W GRAND AVE | SURPRISE | AZ | 85374 | Maricopa | 3 | Perm Closure | 2005-06-17 | 500 | Used Oil/Waste Oil | COMPARTMENT A | Unknown | Asphalt coated or Bare Steel |  |  |  | Removal | 1990-08-07
0-001620 | BAGDAD CONOCO | 117 MAIN ST | BAGDAD | AZ | 86321 | Yavapai | 1 | Perm Closure | 1971-01-01 | 7500 | Gasoline | COMPARTMENT A |  | Asphalt coated or Bare Steel |  |  |  | Removal | 1991-02-12
0-007024 | MESA, CITY OF - FIREMAN TRAINING |  | MESA |  |  | Maricopa | 1 | Perm Closure | 2005-06-17 |  | Unidentified | COMPARTMENT A | Double Walled | Fiberglass Reinforced Plastic |  |  |  | Removal | 1991-01-16
0-003249 | EXXONMOBIL #18-MRG | 2780 W PEORIA AVE | PHOENIX | AZ | 85029 | Maricopa | 5 | Perm Closure | 1988-11-21 | 10000 | Gasoline | COMPARTMENT A |  | Fiberglass Reinforced Plastic | Pressure |  | Fiberglass Reinforced Plastic | Removal | 2002-04-04
0-003336 | TUCSON EAST SOC #123375 | 3300 N PALO VERDE AVE | TUCSON | AZ | 85716 | Pima | 3 | Perm Closure | 1982-01-01 | 1000 | Diesel | COMPARTMENT A | Single Walled | Fiberglass Reinforced Plastic | Pressure |  |  | Removal | 1993-05-21
0-000678 | AUTOMAT QUICK LUBE | 928 WILLOW CREEK RD | PRESCOTT | AZ | 86301 | Yavapai | 1 | Perm Closure | 1971-01-01 | 10000 | Kerosene | COMPARTMENT A | Single Walled | Asphalt coated or Bare Steel |  |  |  | Removal | 1989-12-01
0-009203 | USDOJ INS - BORDER PATROL | 1051 E LAWRENCE AVE | DOUGLAS | AZ | 85607 | Cochise | 1 | Perm Closure | 1987-01-01 | 10000 | Gasoline | COMPARTMENT A | Double Walled | Asphalt coated or Bare Steel |  |  |  | Removal | 1998-01-06
0-008574 | SOUTHERN PACIFIC TUCSON YARD PASSENGER DEPOT | 260 E 8TH ST | TUCSON | AZ | 85705 | Pima | 2 | Perm Closure | 2005-06-17 | 10000 | Diesel | COMPARTMENT A | Double Walled | Asphalt coated or Bare Steel |  |  |  | Removal | 1984-12-30
0-000867 | TEXACO #60-349-0324 | 9948 E MAIN ST | MESA | AZ | 85207 | Maricopa | 7 | Perm Closure | 1997-10-10 | 10000 | Gasoline | COMPARTMENT A | Double Walled | Fiberglass Reinforced Plastic | Pressure | Double Walled | Fiberglass Reinforced Plastic | Removal | 2002-10-21
0-003248 | EXXONMOBIL #18-MRA (10244) | 2804 W BELL RD | PHOENIX | AZ | 85053 | Maricopa | 5 | Perm Closure | 1988-01-02 | 10000 | Gasoline | COMPARTMENT A | Double Walled | Fiberglass Reinforced Plastic | Pressure |  | Fiberglass Reinforced Plastic | Removal | 2006-10-11
0-003248 | EXXONMOBIL #18-MRA (10244) | 2804 W BELL RD | PHOENIX | AZ | 85053 | Maricopa | 6 | Perm Closure | 1988-01-02 | 10000 | Gasoline | COMPARTMENT A | Double Walled | Fiberglass Reinforced Plastic | Pressure |  | Fiberglass Reinforced Plastic | Removal | 2006-10-11
0-003100 | GOLDEN STATE FOODS | 5524 W BUCHANAN ST | PHOENIX | AZ | 85043 | Maricopa | 2 | Perm Closure | 1987-01-01 | 12000 | Diesel | COMPARTMENT A | Single Walled | Asphalt coated or Bare Steel | Pressure |  | Fiberglass Reinforced Plastic | Removal | 1997-10-01
0-005793 | EXXONMOBIL #18-JA4 | 4310 W INDIAN SCHOOL RD | PHOENIX | AZ | 85031 | Maricopa | 1 | Perm Closure | 1987-01-01 | 10000 | Gasoline | COMPARTMENT A | Double Walled | Fiberglass Reinforced Plastic | Pressure |  | Fiberglass Reinforced Plastic | Removal | 2006-11-29
0-001400 | CIRCLE K #2701356 | 7110 E US HIGHWAY 95 | YUMA | AZ | 85365 | Yuma | 2 | Open | 1986-01-01 | 10000 | Gasoline (UL) | COMPARTMENT A | Single Walled | Fiberglass Reinforced Plastic | Pressure | Single Walled | Fiberglass Reinforced Plastic
0-006337 | JACOB LAKE LODGE |  | JACOB LAKE |  |  | Coconino | 3 | Perm Closure | 1963-01-01 | 8000 | Gasoline | COMPARTMENT A |  | Asphalt coated or Bare Steel | Pressure |  |  | Removal | 1998-04-29
0-006337 | JACOB LAKE LODGE |  | JACOB LAKE |  |  | Coconino | 5 | Perm Closure | 1963-01-01 | 10000 | Diesel | COMPARTMENT A |  | Asphalt coated or Bare Steel | Suction - Check Valve at the Tank Top |  |  | Removal | 1998-04-29
0-004968 | APACHE SHELL | 8291 E 22ND ST | TUCSON | AZ | 85710 | Pima | 3 | Perm Closure | 1971-05-08 | 6000 | Gasoline | COMPARTMENT A | Double Walled | Asphalt coated or Bare Steel |  |  |  | Removal | 1988-01-20
0-004968 | APACHE SHELL | 8291 E 22ND ST | TUCSON | AZ | 85710 | Pima | 4 | Perm Closure | 1971-05-08 | 6000 | Gasoline | COMPARTMENT A | Double Walled | Asphalt coated or Bare Steel |  |  |  | Removal | 1988-01-21
0-004968 | APACHE SHELL | 8291 E 22ND ST | TUCSON | AZ | 85710 | Pima | 1 | Perm Closure | 1971-05-08 | 6000 | Gasoline | COMPARTMENT A | Double Walled | Asphalt coated or Bare Steel |  |  |  | Removal | 1988-01-20
0-002291 | GILA COUNTY - PAYSON HIGHWAY MAINTENANCE |  | PAYSON |  |  | Gila | 1 | Perm Closure | 1975-01-01 | 8000 | Diesel | COMPARTMENT A | Single Walled | Asphalt coated or Bare Steel |  |  |  | Removal | 1990-08-29
0-005344 | USDA FS - CORONADO NF - CANELO WORK STATION |  | CANELO |  |  | Santa Cruz | 2 | Perm Closure | 1976-05-19 | 1000 | Gasoline | COMPARTMENT A | Unknown | Asphalt coated or Bare Steel |  |  |  | Removal | 1990-07-24
0-000647 | ASP - EYMAN PRISON COMPLEX | 4374 E BUTTE AVE | FLORENCE | AZ | 85132 | Pinal | 1 | Open | 1992-07-20 | 10000 | Gasoline (UL) | COMPARTMENT A | Double Walled | Fiberglass Reinforced Plastic | Pressure |  | Fiberglass Reinforced Plastic
0-006396 | FRY'S FUEL #698 | 1311 E BELL RD | PHOENIX | AZ | 85022 | Maricopa | 5 | Perm Closure | 1986-09-08 | 6000 | Gasoline | COMPARTMENT A | Unknown | Fiberglass Reinforced Plastic | Suction - Check Valve at the Tank Top |  |  | Removal | 1994-01-07
0-007591 | MOBIL 18-M4X | 4501 N 24TH ST | PHOENIX | AZ | 85016 | Maricopa | 1 | Perm Closure | 2005-06-17 | 10000 | Gasoline | COMPARTMENT A | Unknown | Asphalt coated or Bare Steel |  |  |  | Removal | 1987-02-01
0-000801 | CAP - SALT/GILA PUMPING PLANT | 23636 N 7TH ST | PHOENIX | AZ | 85024 | Maricopa | 5 | Perm Closure | 1986-01-01 | 20000 | Diesel | COMPARTMENT A |  | Fiberglass Reinforced Plastic |  |  |  | Removal | 1994-11-12
0-006039 | NAVAL RESERVE READINESS COMMAND | 1201 N 35TH AVE | PHOENIX | AZ | 85009 | Maricopa | 2 | Perm Closure | 1963-06-01 | 1000 | Diesel | COMPARTMENT A | Unknown | Asphalt coated or Bare Steel | Suction - Check Valve at the Tank Top |  |  | Removal | 1993-12-21
0-005117 | SUNLAND GIN SHELL | 5005 S SUNLAND GIN RD | ELOY | AZ | 85131 | Pinal | 1 | Perm Closure | 1984-01-01 | 12000 | Gasoline | COMPARTMENT A |  | Asphalt coated or Bare Steel | Pressure |  | Bare or Galvanized Steel | Removal | 1998-12-15
0-009404 | CARDON STATION | 2045 S 7TH AVE | PHOENIX | AZ | 85007 | Maricopa | 3 | Perm Closure | 1968-01-01 | 10000 | Gasoline | COMPARTMENT A |  | Asphalt coated or Bare Steel |  |  |  | Removal | 1988-08-01
0-009404 | CARDON STATION | 2045 S 7TH AVE | PHOENIX | AZ | 85007 | Maricopa | 2 | Perm Closure | 1968-01-01 | 10000 | Gasoline | COMPARTMENT A |  | Asphalt coated or Bare Steel |  |  |  | Removal | 1988-08-01
0-003152 | SPEEDWAY STORE #2972 | 104 E 4TH ST | BENSON | AZ | 85602 | Cochise | 1 | Open | 1990-09-01 | 6000 | Diesel | COMPARTMENT A | Double Walled | Fiberglass Reinforced Plastic | Pressure | Double Walled | Fiberglass Reinforced Plastic
0-003152 | SPEEDWAY STORE #2972 | 104 E 4TH ST | BENSON | AZ | 85602 | Cochise | 6 | Perm Closure | 2005-06-17 | 6000 | Diesel | COMPARTMENT A | Double Walled | Asphalt coated or Bare Steel | Suction - Check Valve at the Tank Top |  | Bare or Galvanized Steel | Removal | 1990-06-22
0-006397 | BUTCHERS HOOK RESTAURANT | 219 BUTCHER HOOK LN | TONTO BASIN | AZ | 85553 | Gila | 2 | Perm Closure | 1988-01-01 | 10000 | Gasoline | COMPARTMENT A |  | Asphalt coated or Bare Steel | Pressure |  | Fiberglass Reinforced Plastic | Removal | 2019-05-09
0-006397 | BUTCHERS HOOK RESTAURANT | 219 BUTCHER HOOK LN | TONTO BASIN | AZ | 85553 | Gila | 4 | Perm Closure | 1988-09-27 | 10000 | Diesel | COMPARTMENT A |  | Asphalt coated or Bare Steel | Pressure |  | Fiberglass Reinforced Plastic | Removal | 2019-05-09
0-006585 | CIRCLE K #2708749 | 1145 W MAIN ST | MESA | AZ | 85201 | Maricopa | 2 | Open | 1988-12-11 | 10000 | Gasoline | COMPARTMENT A | Double Walled | Fiberglass Reinforced Plastic | Pressure |  | Fiberglass Reinforced Plastic
0-003752 | PHILLIPS 66 COMPANY #017874 | 15243 N CAVE CREEK RD | PHOENIX | AZ | 85032 | Maricopa | 2 | Perm Closure | 1964-01-01 | 4000 | Gasoline | COMPARTMENT A |  | Asphalt coated or Bare Steel |  |  |  | Removal | 1979-01-01
0-002864 | LOWES HIW 1082 | 115 W 32ND ST | YUMA | AZ | 85364 | Yuma | 1 | Perm Closure | 1974-01-01 | 1000 | Used Oil/Waste Oil | COMPARTMENT A | Single Walled | Asphalt coated or Bare Steel | Gravity Feed | Single Walled | Bare or Galvanized Steel | Removal | 1990-06-01
0-001008 | COLORADO WELL #3 WATER PRODUCTION | 209 E COMMONWEALTH AVE | CHANDLER | AZ | 85225 | Maricopa | 1 | Perm Closure | 1982-01-01 | 1000 | Diesel | COMPARTMENT A |  | Fiberglass Reinforced Plastic |  |  |  | Removal | 1988-01-27
0-006978 | ARAMARK UNIFORM SERVICES | 3836 W BUCKEYE RD | PHOENIX | AZ | 85009 | Maricopa | 1 | Perm Closure | 1986-08-01 | 12000 | Diesel | COMPARTMENT A | Unknown | Fiberglass Reinforced Plastic | Pressure |  |  | Removal | 1993-07-19
0-007639 | CLIFFORD G MCFARLAND | 3410 W WASHINGTON ST | PHOENIX | AZ | 85009 | Maricopa | 1 | Perm Closure | 1970-06-01 | 1000 | Gasoline | COMPARTMENT A | Unknown | Asphalt coated or Bare Steel | Suction - Check Valve at the Tank Top |  |  | Removal | 1991-12-27
0-002618 | TOWN OF CLIFTON - YARD | 400 SHANNON HILL | CLIFTON | AZ | 85533 | Greenlee | 2 | Perm Closure | 1976-06-26 | 1000 | Gasoline | COMPARTMENT A | Single Walled | Asphalt coated or Bare Steel | Pressure |  |  | Removal | 1992-03-04
0-008946 | CIRCLE K #2705320 | 4420 E SOUTHERN AVE | MESA | AZ | 85206 | Maricopa | 1 | Open | 1996-03-30 | 10000 | Gasoline (UL) | COMPARTMENT A | Single Walled | Fiberglass Reinforced Plastic | Pressure | Double Walled | Fiberglass Reinforced Plastic
0-005889 | CIRCLE K #2701950 | 9040 S CENTRAL AVE | PHOENIX | AZ | 85042 | Maricopa | 3 | Open | 1986-01-01 | 10000 | Gasoline | COMPARTMENT A | Single Walled | Fiberglass Reinforced Plastic | Pressure | Single Walled | Fiberglass Reinforced Plastic
0-005889 | CIRCLE K #2701950 | 9040 S CENTRAL AVE | PHOENIX | AZ | 85042 | Maricopa | 2 | Open | 1986-01-01 | 10000 | Gasoline | COMPARTMENT A | Single Walled | Fiberglass Reinforced Plastic | Pressure | Single Walled | Fiberglass Reinforced Plastic
0-001666 | ROUTE 66 AUTO CARE | 801 W ROUTE 66 | WILLIAMS | AZ | 86046 | Coconino | 8 | Perm Closure | 1991-04-15 | 10000 | Gasoline | COMPARTMENT A |  | Fiberglass Reinforced Plastic | Pressure | Double Walled | Fiberglass Reinforced Plastic | Removal | 2018-10-25
0-001666 | ROUTE 66 AUTO CARE | 801 W ROUTE 66 | WILLIAMS | AZ | 86046 | Coconino | 7 | Perm Closure | 1991-04-15 | 10000 | Gasoline | COMPARTMENT A |  | Fiberglass Reinforced Plastic | Pressure | Double Walled | Fiberglass Reinforced Plastic | Removal | 2018-10-25
0-001666 | ROUTE 66 AUTO CARE | 801 W ROUTE 66 | WILLIAMS | AZ | 86046 | Coconino | 4 | Perm Closure | 1976-01-01 | 4000 | Diesel | COMPARTMENT A |  | Asphalt coated or Bare Steel |  |  |  | Removal | 1991-03-13
0-007943 | FINLEY STRIP |  | SOMERTON |  |  | Yuma | 1 | Perm Closure | 2005-06-17 | 2000 | Unidentified | COMPARTMENT A | Unknown | Asphalt coated or Bare Steel |  |  |  | Removal | 1992-02-26
0-002227 | HONEYWELL ENGINES - SYSTEMS & SERVICES | 111 S 34TH ST | PHOENIX | AZ | 85034 | Maricopa | 19 | Perm Closure | 1979-01-01 | 8000 | Unidentified | COMPARTMENT A | Double Walled | Fiberglass Reinforced Plastic | Suction - Check Valve at the Tank Top | Double Walled | Fiberglass Reinforced Plastic | Removal | 1988-01-01
0-002227 | HONEYWELL ENGINES - SYSTEMS & SERVICES | 111 S 34TH ST | PHOENIX | AZ | 85034 | Maricopa | 3 | Perm Closure | 1985-01-01 | 10000 | Jet Fuel | COMPARTMENT A | Double Walled | Fiberglass Reinforced Plastic | Suction - Check Valve at the Tank Top | Double Walled | Fiberglass Reinforced Plastic | Removal | 2011-12-01
0-002227 | HONEYWELL ENGINES - SYSTEMS & SERVICES | 111 S 34TH ST | PHOENIX | AZ | 85034 | Maricopa | 22 | Perm Closure | 1987-02-01 | 10000 | Solvent | COMPARTMENT A | Double Walled | Fiberglass Reinforced Plastic | Suction - Check Valve at the Tank Top | Double Walled | Fiberglass Reinforced Plastic | Removal | 2012-11-14
0-002227 | HONEYWELL ENGINES - SYSTEMS & SERVICES | 111 S 34TH ST | PHOENIX | AZ | 85034 | Maricopa | 11 | Open | 1986-01-01 | 20000 | Jet Fuel | COMPARTMENT A | Double Walled | Fiberglass Reinforced Plastic | Suction - Check Valve at the Tank Top | Double Walled | Fiberglass Reinforced Plastic
0-001094 | CIRCLE K #2708771 | 1601 E INDIAN SCHOOL RD | PHOENIX | AZ | 85016 | Maricopa | 2 | Perm Closure | 1963-01-01 | 3000 | Gasoline | COMPARTMENT A | Single Walled | Asphalt coated or Bare Steel |  |  |  | Removal | 1988-02-01
0-004453 | EASY MART EAST | 3126 E ROUTE 66 | FLAGSTAFF | AZ | 86004 | Coconino | 3 | Perm Closure | 1968-01-01 | 6000 | Gasoline | COMPARTMENT A | Single Walled | Asphalt coated or Bare Steel | Pressure |  | Bare or Galvanized Steel | Removal | 1995-12-01
0-005629 | FUELCO #107 | 3839 S 7TH ST | PHOENIX | AZ | 85040 | Maricopa | 3 | Open | 1984-01-01 | 12000 | Gasoline (UL) | COMPARTMENT A |  | Asphalt coated or Bare Steel | Pressure |  | Fiberglass Reinforced Plastic
0-001650 | CONTRERAS CONTRACTORS | 2110 N COUNTRY CLUB DR | MESA | AZ | 85201 | Maricopa | 2 | Perm Closure | 1970-01-01 | 500 | Diesel | COMPARTMENT A |  | Asphalt coated or Bare Steel | Suction - Check Valve at the Tank Top |  |  | Removal | 1994-07-06
0-006385 | KEENS FORT THOMAS STORE | 15520 W US HIGHWAY 70 | FORT THOMAS | AZ | 85536 | Graham | 4 | Perm Closure | 1987-01-01 | 12000 | Gasoline | COMPARTMENT A | Double Walled | Composite (Steel/Fiberglass) | Pressure | Single Walled | Bare or Galvanized Steel | Removal | 2018-02-07
0-006385 | KEENS FORT THOMAS STORE | 15520 W US HIGHWAY 70 | FORT THOMAS | AZ | 85536 | Graham | 5 | Perm Closure | 1990-01-01 | 10000 | Diesel | COMPARTMENT A | Single Walled | Asphalt coated or Bare Steel | Pressure | Single Walled | Bare or Galvanized Steel | Removal | 2018-02-07
0-007667 | KENNEDY'S AUTOMOTIVE | 12202 N 112TH AVE | YOUNGTOWN | AZ | 85363 | Maricopa | 1 | Perm Closure | 1972-01-01 | 500 | Used Oil/Waste Oil | COMPARTMENT A | Unknown | Unknown |  |  |  | Removal | 1995-05-21
0-002190 | LANE OPERATINE SALES INC | 1000 S AVENUE A | YUMA | AZ | 85364 | Yuma | 1 | Perm Closure | 1979-01-01 | 6000 | Diesel | COMPARTMENT A | Single Walled | Asphalt coated or Bare Steel | Suction - Check Valve at the Tank Top |  |  | Removal | 1998-03-17
0-006288 | AMADO MINI MARKET | 28760 S NOGALES HWY | AMADO | AZ | 85645 | Pima | 1 | Perm Closure | 1958-01-01 | 6000 | Gasoline | COMPARTMENT A |  | Asphalt coated or Bare Steel |  |  |  | Removal | 1988-12-01
0-007409 | THE GROCERY STORE | 11720 S FOOTHILLS BLVD | YUMA | AZ | 85367 | Yuma | 3 | Perm Closure | 1992-01-01 | 12000 | Diesel | COMPARTMENT A | Double Walled | Fiberglass Reinforced Plastic | Pressure | Double Walled | Flexible | Removal | 2011-05-16
0-003638 | TOWN OF PAYSON - MAINTENANCE YARD | 500 S GREEN VALLEY PKWY | PAYSON | AZ | 85541 | Gila | 7 | Perm Closure | 1972-01-01 | 4000 | Gasoline | COMPARTMENT A |  | Asphalt coated or Bare Steel |  |  |  | Removal | 1987-01-01
0-002149 | FLAGSTAFF UNIFIED SCHOOL DISTRICT #1 - TRANSPORTATION | 5400 E RAILHEAD AVE | FLAGSTAFF | AZ | 86004 | Coconino | 2 | Open | 1983-10-07 | 10000 | Diesel | COMPARTMENT A | Single Walled | Asphalt coated or Bare Steel | Pressure
0-001536 | SHELL #48 | 1673 W STATE ROUTE 260 | CAMP VERDE | AZ | 86322 | Yavapai | 2 | Perm Closure | 1987-05-01 | 10000 | Gasoline | COMPARTMENT A | Single Walled | Fiberglass Reinforced Plastic | Pressure | Double Walled | Fiberglass Reinforced Plastic | Removal | 2020-07-28
0-001681 | WINSLOW CHEVRON | 2001 N PARK DR | WINSLOW | AZ | 86047 | Navajo | 2 | Open | 1982-01-01 | 10000 | Gasoline (UL) | COMPARTMENT A | Single Walled | Asphalt coated or Bare Steel | Pressure |  | Fiberglass Reinforced Plastic
0-005506 | VALLEY INDUSTRIES | 8175 W MARKET ST | PEORIA | AZ | 85345 | Maricopa | 1 | Perm Closure | 1971-04-30 | 500 | Gasoline | COMPARTMENT A | Double Walled | Asphalt coated or Bare Steel |  |  |  | Removal | 1989-03-08
0-005506 | VALLEY INDUSTRIES | 8175 W MARKET ST | PEORIA | AZ | 85345 | Maricopa | 3 | Perm Closure | 1976-04-29 | 4000 | Gasoline | COMPARTMENT A | Double Walled | Asphalt coated or Bare Steel |  |  |  | Removal | 1989-03-08
0-000794 | SERGIO'S TIRES | 1376 N STATE ROUTE 89 | CHINO VALLEY | AZ | 86323 | Yavapai | 1 | Perm Closure | 1984-09-30 | 5000 | Gasoline | COMPARTMENT A | Single Walled | Asphalt coated or Bare Steel | Pressure |  |  | Removal | 1999-04-09
0-006318 | HAVASU AVIATION INC | 870 BEACHCOMBER BLVD | LAKE HAVASU CITY | AZ | 86403 | Mohave | 1 | Perm Closure | 1980-01-01 | 6000 | Gasoline | COMPARTMENT A | Single Walled | Asphalt coated or Bare Steel | Suction - Check Valve at the Tank Top | Single Walled | Bare or Galvanized Steel | Removal | 1993-12-02
0-000897 | TWO BROTHERS X | 1163 W BROADWAY RD | MESA | AZ | 85210 | Maricopa | 4 | Perm Closure | 1966-01-01 | 3000 | Unidentified | COMPARTMENT A |  | Asphalt coated or Bare Steel |  |  |  | Removal | 1988-04-19
0-009668 | LARRY HAYDEN INTERIORS | 1149 N MAIN AVE | TUCSON | AZ | 85705 | Pima | 1 | Perm Closure | 1960-01-01 | 10000 | Gasoline | COMPARTMENT A | Unknown | Asphalt coated or Bare Steel | Suction - Check Valve at the Tank Top |  | Bare or Galvanized Steel | Removal | 2000-09-11
0-001821 | LITTLE GENERAL CHEVRON | 1860 S HIGHWAY 92 | SIERRA VISTA | AZ | 85635 | Cochise | 1 | Open | 1985-11-01 | 12000 | Gasoline | COMPARTMENT A | Double Walled | Composite (Steel/Fiberglass) | Pressure | Double Walled | Flexible
0-001821 | LITTLE GENERAL CHEVRON | 1860 S HIGHWAY 92 | SIERRA VISTA | AZ | 85635 | Cochise | 4 | Open | 1985-11-01 | 12000 | Diesel | COMPARTMENT A | Double Walled | Composite (Steel/Fiberglass) | Pressure | Double Walled | Flexible
0-007850 | JOHN'S AUTO NAPA | 1225 N G AVE | DOUGLAS | AZ | 85607 | Cochise | 1 | Perm Closure | 2005-06-17 |  | Gasoline | COMPARTMENT A | Unknown | Unknown |  |  |  | Removal | 1991-12-01
0-002718 | JENNEY FREIGHT LINE INC | 1224 N MAIN AVE | TUCSON | AZ | 85705 | Pima | 1 | Perm Closure | 1985-05-07 | 10000 | Gasoline | COMPARTMENT A | Single Walled | Asphalt coated or Bare Steel |  |  |  | Removal | 1992-09-28
0-007086 | CITY OF BISBEE | 118 ARIZONA ST | BISBEE | AZ | 85603 | Cochise | 1 | Perm Closure | 2005-06-17 |  | Gasoline | COMPARTMENT A | Double Walled | Asphalt coated or Bare Steel |  |  |  | Removal | 1991-06-25
0-005328 | UNIT B IRRIGATION DIST | 15875 S AVENUE A | SOMERTON | AZ | 85350 | Yuma | 1 | Perm Closure | 1966-02-21 | 550 | Gasoline | COMPARTMENT A | Unknown | Asphalt coated or Bare Steel |  |  |  | Removal | 1988-01-01
0-005891 | CIRCLE K #2701998 | 1834 W GRANT ST | PHOENIX | AZ | 85007 | Maricopa | 2 | Open | 1986-11-10 | 10000 | Gasoline | COMPARTMENT A | Double Walled | Fiberglass Reinforced Plastic | Pressure |  | Fiberglass Reinforced Plastic
0-005534 | MAIN STREET SERVICE | 207 N MAIN ST | ELOY | AZ | 85131 | Pinal | 2 | Perm Closure | 1967-11-24 | 1000 | Gasoline | COMPARTMENT A | Unknown | Asphalt coated or Bare Steel |  |  |  | Removal | 1989-05-27
0-008447 | LAKE HAVASU CITY POLICE DEPT | 2360 MCCULLOCH BLVD N | LAKE HAVASU CITY | AZ | 86403 | Mohave | 2 | Open | 1994-04-01 | 2500 | Diesel | COMPARTMENT A | Double Walled | Fiberglass Reinforced Plastic | Suction - Check Valve at the Tank Top | Double Walled | Fiberglass Reinforced Plastic
0-009855 | CIRCLE K #2703470 | 2382 N PINAL AVE | CASA GRANDE | AZ | 85122 | Pinal | 2 | Open | 2002-04-10 | 15000 | Gasoline (UL) | COMPARTMENT A | Double Walled | Fiberglass Reinforced Plastic | Pressure | Double Walled | Fiberglass Reinforced Plastic
0-001716 | DKB CONSTRUCTION INC | 301 E FORT LOWELL RD | TUCSON | AZ | 85705 | Pima | 3 | Perm Closure | 1989-12-01 | 1000 | Diesel | COMPARTMENT A | Double Walled | Composite (Steel/Fiberglass) | Pressure |  | Fiberglass Reinforced Plastic | Removal | 1996-06-03
0-007144 | DON SHIRLEY TRUCKING | 6344 W ORANGEWOOD AVE | GLENDALE | AZ | 85301 | Maricopa | 2 | Perm Closure | 1985-01-01 | 5000 | Diesel | COMPARTMENT A | Unknown | Asphalt coated or Bare Steel | Pressure |  | Fiberglass Reinforced Plastic | Removal | 1997-06-11
0-006775 | SOUTHERN PACIFIC TRANSPORTATION | 733 E SOUTHERN PACIFIC DR | PHOENIX | AZ | 85034 | Maricopa | 2 | Perm Closure | 1970-01-01 | 10000 | Diesel | COMPARTMENT A | Unknown | Asphalt coated or Bare Steel |  |  |  | Removal | 1989-04-18
0-003047 | AVONDALE MAINTENANCE YARD | 936 E VAN BUREN ST | AVONDALE | AZ | 85323 | Maricopa | 5 | Perm Closure | 1986-03-07 | 12000 | Diesel | COMPARTMENT A | Double Walled | Fiberglass Reinforced Plastic | Pressure |  | Fiberglass Reinforced Plastic | Removal | 1999-07-08
0-006687 | TUNEUP MASTERS #618 | 9401 N CAVE CREEK RD | PHOENIX | AZ | 85020 | Maricopa | 3 | Perm Closure | 1964-04-02 | 6000 | Gasoline | COMPARTMENT A | Unknown | Unknown |  |  |  | Removal | 1978-01-01
0-006687 | TUNEUP MASTERS #618 | 9401 N CAVE CREEK RD | PHOENIX | AZ | 85020 | Maricopa | 1 | Perm Closure | 2005-06-17 | 550 | Used Oil/Waste Oil | COMPARTMENT A | Unknown | Unknown |  |  |  | Removal | 1989-12-11
0-003069 | MARTINEZ LAKE RESORT - BOAT SHOP | 10430 E MARTINEZ LAKE RD | MARTINEZ LAKE | AZ | 85365 | Yuma | 5 | Perm Closure | 1965-01-01 | 3000 | Gasoline | COMPARTMENT A | Unknown | Asphalt coated or Bare Steel | Suction - Check Valve at the Tank Top |  |  | Removal | 1990-12-04
0-000183 | ARIZONA DAIRY CO | 19135 E ELLIOT RD | MESA | AZ | 85212 | Maricopa | 1 | Perm Closure | 1972-01-01 | 10000 | Gasoline | COMPARTMENT A | Single Walled | Asphalt coated or Bare Steel | Pressure | Single Walled | Bare or Galvanized Steel | Removal | 1993-10-01
0-003921 | PINAL COUNTY - FLEET MAINTENANCE | 612 W DR MARTIN LUTHER KING JR ST | ELOY | AZ | 85131 | Pinal | 2 | Perm Closure | 1965-01-01 | 6500 | Gasoline | COMPARTMENT A | Single Walled | Asphalt coated or Bare Steel |  |  |  | Removal | 1996-09-17
0-005466 | CIRCLE K #2930 | 2194 N TREKELL RD | CASA GRANDE | AZ | 85122 | Pinal | 1 | Perm Closure | 1974-01-01 | 10000 | Gasoline | COMPARTMENT A |  | Asphalt coated or Bare Steel |  |  |  | Removal | 1995-03-22
0-003133 | BOTAVIA ENERGY LLC | 3174 E 32ND ST | YUMA | AZ | 85365 | Yuma | 1 | Perm Closure | 1966-05-08 | 10000 | Diesel | COMPARTMENT A | Unknown | Unknown |  |  |  | Removal | 1989-06-06
0-006875 | VETERANS AFFAIRS MEDICAL CENTER | 3601 S 6TH AVE | TUCSON | AZ | 85723 | Pima | 4 | Perm Closure | 1929-01-01 | 23500 | Diesel | COMPARTMENT A |  | Asphalt coated or Bare Steel |  |  |  | Removal | 1995-12-01
0-006875 | VETERANS AFFAIRS MEDICAL CENTER | 3601 S 6TH AVE | TUCSON | AZ | 85723 | Pima | 7 | Open | 2000-08-24 | 10000 | Diesel | COMPARTMENT A | Double Walled | Fiberglass Reinforced Plastic | Suction - Check Valve at the Tank Top | Double Walled | Flexible
0-006875 | VETERANS AFFAIRS MEDICAL CENTER | 3601 S 6TH AVE | TUCSON | AZ | 85723 | Pima | 6 | Perm Closure | 1990-05-01 | 550 | Diesel | COMPARTMENT A | Double Walled | Fiberglass Reinforced Plastic | Suction - Check Valve at the Tank Top | Double Walled | Fiberglass Reinforced Plastic | Removal | 2005-12-01
0-006875 | VETERANS AFFAIRS MEDICAL CENTER | 3601 S 6TH AVE | TUCSON | AZ | 85723 | Pima | 8 | Open | 2000-08-24 | 600 | Diesel | COMPARTMENT A | Double Walled | Fiberglass Reinforced Plastic | Suction - Check Valve at the Tank Top | Double Walled | Flexible
0-003529 | ROGERS CORPORATION | 165 S PRICE RD | CHANDLER | AZ | 85224 | Maricopa | 1 | Perm Closure | 1983-01-01 | 10000 | Hazardous Substance | COMPARTMENT A |  | Asphalt coated or Bare Steel | Pressure |  | Bare or Galvanized Steel | Removal | 1998-06-29
0-001319 | CIRCLE K #811 | 4875 S PARK AVE | TUCSON | AZ | 85714 | Pima | 6 | Open | 1995-10-27 | 10000 | Gasoline | COMPARTMENT A | Double Walled | Fiberglass Reinforced Plastic | Pressure | Double Walled | Fiberglass Reinforced Plastic
0-003877 | CITY OF PHOENIX - SOUTH TRANSIT FACILITY | 2225 W LOWER BUCKEYE RD | PHOENIX | AZ | 85009 | Maricopa | 4 | Perm Closure | 1982-01-01 | 20000 | Diesel | COMPARTMENT A | Double Walled | Fiberglass Reinforced Plastic | Pressure | Single Walled | Bare or Galvanized Steel | Removal | 2016-09-14
0-003877 | CITY OF PHOENIX - SOUTH TRANSIT FACILITY | 2225 W LOWER BUCKEYE RD | PHOENIX | AZ | 85009 | Maricopa | 3 | Perm Closure | 1982-01-01 | 20000 | Diesel | COMPARTMENT A | Double Walled | Fiberglass Reinforced Plastic | Pressure | Single Walled | Bare or Galvanized Steel | Removal | 2016-09-14
0-003877 | CITY OF PHOENIX - SOUTH TRANSIT FACILITY | 2225 W LOWER BUCKEYE RD | PHOENIX | AZ | 85009 | Maricopa | 21 | Open | 2016-02-01 | 2500 | New Oil | COMPARTMENT A | Double Walled | Fiberglass Reinforced Plastic | Suction - Check Valve at the Tank Top | Double Walled | Fiberglass Reinforced Plastic
0-004361 | SAVCO #1 | 714 E MAIN ST | AVONDALE | AZ | 85323 | Maricopa | 3 | Perm Closure | 1978-01-01 | 4000 | Gasoline | COMPARTMENT A |  | Asphalt coated or Bare Steel | Pressure |  | Bare or Galvanized Steel | Removal | 1991-12-03
0-003570 | KELLEY BROTHERS | 3440 N 27TH AVE | PHOENIX | AZ | 85017 | Maricopa | 1 | Perm Closure | 2005-06-17 |  | Unidentified | COMPARTMENT A | Unknown | Unknown |  |  |  | Removal | 1963-06-01
0-003157 | ALLIANCE SELF SERVICE | 620 W PIMA ST | GILA BEND | AZ | 85337 | Maricopa | 1 | Perm Closure | 1976-02-17 | 5000 | Gasoline | COMPARTMENT A | Double Walled | Asphalt coated or Bare Steel |  |  |  | Removal | 1996-05-10
0-003157 | ALLIANCE SELF SERVICE | 620 W PIMA ST | GILA BEND | AZ | 85337 | Maricopa | 6 | Perm Closure | 1978-01-01 | 5000 | Unidentified | COMPARTMENT A | Double Walled | Asphalt coated or Bare Steel |  |  |  | Removal | 1996-05-10
0-002950 | VALLEY SAND & GRAVEL - 2ND AVE | 1213 S 2ND AVE | YUMA | AZ | 85364 | Yuma | 1 | Perm Closure | 1966-01-01 | 550 | Gasoline | COMPARTMENT A |  | Asphalt coated or Bare Steel | Suction - Check Valve at the Tank Top |  |  | Removal | 1991-01-15
0-006876 | BNSF | 1417 W SECOND ST | WINSLOW | AZ | 86047 | Navajo | 5 | Perm Closure | 2005-06-17 | 750 | New Oil | COMPARTMENT A | Unknown | Asphalt coated or Bare Steel | Gravity Feed |  | Bare or Galvanized Steel | Removal | 1997-12-16
0-006876 | BNSF | 1417 W SECOND ST | WINSLOW | AZ | 86047 | Navajo | 2 | Perm Closure | 1946-01-01 | 14400 | Gasoline | COMPARTMENT A | Unknown | Asphalt coated or Bare Steel |  |  |  | Removal | 1990-08-03
0-005341 | USARMY - YUMA PROVING GROUNDS | 301 C ST | YUMA | AZ | 85365 | Yuma | 3 | Perm Closure | 1955-01-01 | 10000 | Gasoline | COMPARTMENT A |  | Asphalt coated or Bare Steel |  |  |  | Removal | 1991-02-19
0-005341 | USARMY - YUMA PROVING GROUNDS | 301 C ST | YUMA | AZ | 85365 | Yuma | 2 | Perm Closure | 1955-01-01 | 10000 | Gasoline | COMPARTMENT A |  | Asphalt coated or Bare Steel |  |  |  | Removal | 1991-02-19
0-003886 | CITY OF PHOENIX - WATER MAINTENANCE FACILITY | 3015 N 52ND ST | PHOENIX | AZ | 85018 | Maricopa | 5 | Perm Closure | 1994-05-03 | 6000 | Biodiesel | COMPARTMENT A | Double Walled | Fiberglass Reinforced Plastic | Pressure | Double Walled | Fiberglass Reinforced Plastic | Removal | 2014-10-18
0-009483 | SANDERS FARM |  | GILBERT |  |  | Maricopa | 3 | Perm Closure | 2005-06-17 | 3500 | Gasoline | COMPARTMENT A | Single Walled | Asphalt coated or Bare Steel | Suction - Check Valve at the Tank Top | Single Walled | Bare or Galvanized Steel | Removal | 1999-06-30
0-009483 | SANDERS FARM |  | GILBERT |  |  | Maricopa | 5 | Perm Closure | 2005-06-17 | 1000 | Gasoline | COMPARTMENT A | Single Walled | Asphalt coated or Bare Steel | Suction - Check Valve at the Tank Top | Single Walled | Bare or Galvanized Steel | Removal | 1999-06-30
0-003038 | MARCO CRANE & RIGGING COMPANY | 4142 E TENNESSEE ST | TUCSON | AZ | 85714 | Pima | 2 | Perm Closure | 1975-12-24 | 4000 | Gasoline | COMPARTMENT A | Unknown | Asphalt coated or Bare Steel |  |  |  | Removal | 1996-01-09
0-000526 | ARCO #1519 | 3501 W PEORIA AVE | PHOENIX | AZ | 85029 | Maricopa | 9 | Open | 2003-07-08 | 10000 | Gasoline | COMPARTMENT A | Double Walled | Fiberglass Reinforced Plastic | Pressure | Double Walled | Fiberglass Reinforced Plastic
0-000494 | BROADWAY REAL ESTATE LLC | 363 S GILBERT RD | MESA | AZ | 85204 | Maricopa | 5 | Perm Closure | 1999-12-01 | 10000 | Gasoline (PUL) | COMPARTMENT A | Single Walled | Fiberglass Reinforced Plastic | Pressure | Double Walled | Fiberglass Reinforced Plastic | Removal | 2018-11-15
0-000497 | ARCO #5291 | 9805 W PEORIA AVE | PEORIA | AZ | 85345 | Maricopa | 3 | Perm Closure | 2005-06-17 | 6000 | Gasoline | COMPARTMENT A |  | Asphalt coated or Bare Steel |  |  |  | Removal | 1989-09-19
0-000497 | ARCO #5291 | 9805 W PEORIA AVE | PEORIA | AZ | 85345 | Maricopa | 4 | Perm Closure | 1989-09-01 | 10000 | Gasoline | COMPARTMENT A | Double Walled | Fiberglass Reinforced Plastic | Pressure | Double Walled | Fiberglass Reinforced Plastic | Removal | 1993-10-26
0-001897 | SUPER STOP #870 | 3102 E 22ND ST | TUCSON | AZ | 85713 | Pima | 2 | Perm Closure | 1980-01-01 | 8000 | Gasoline | COMPARTMENT A | Double Walled | Fiberglass Reinforced Plastic |  |  |  | Removal | 1990-06-27
0-002939 | PENSKE TRUCK LEASING CO | 1541 W BELL DE MAR DR | TEMPE | AZ | 85283 | Maricopa | 2 | Perm Closure | 1983-01-01 | 12000 | Diesel | COMPARTMENT A | Double Walled | Composite (Steel/Fiberglass) | Pressure |  | Bare or Galvanized Steel | Removal | 1996-01-08
0-001430 | CIRCLE K #27001574 | 2012 W SOUTHERN AVE | MESA | AZ | 85202 | Maricopa | 4 | Perm Closure | 1974-01-01 | 10000 | Gasoline | COMPARTMENT A |  | Asphalt coated or Bare Steel |  |  |  | Removal | 1992-12-01
0-001430 | CIRCLE K #27001574 | 2012 W SOUTHERN AVE | MESA | AZ | 85202 | Maricopa | 9 | Open | 2010-07-16 | 12000 | Gasoline | COMPARTMENT A | Double Walled | Fiberglass Reinforced Plastic | Pressure | Double Walled | Fiberglass Reinforced Plastic
0-001430 | CIRCLE K #27001574 | 2012 W SOUTHERN AVE | MESA | AZ | 85202 | Maricopa | 3 | Perm Closure | 1974-01-01 | 10000 | Gasoline | COMPARTMENT A |  | Asphalt coated or Bare Steel |  |  |  | Removal | 1992-12-01
0-005485 | CIRCLE K #2950 | 3651 S HIGHWAY 92 | SIERRA VISTA | AZ | 85650 | Cochise | 5 | Open | 1996-01-23 | 10000 | Gasoline | COMPARTMENT A | Double Walled | Fiberglass Reinforced Plastic | Pressure | Double Walled | Fiberglass Reinforced Plastic
0-005485 | CIRCLE K #2950 | 3651 S HIGHWAY 92 | SIERRA VISTA | AZ | 85650 | Cochise | 1 | Perm Closure | 1973-04-04 | 12000 | Gasoline | COMPARTMENT A | Double Walled | Asphalt coated or Bare Steel | Pressure |  |  | Removal | 1996-01-23
0-006128 | TUMBLEWEED SERVICE | 7145 S 51ST AVE | PHOENIX | AZ | 85339 | Maricopa | 4 | Perm Closure | 2004-05-19 | 10000 | Diesel | COMPARTMENT A | Double Walled | Fiberglass Reinforced Plastic | Pressure | Double Walled | Fiberglass Reinforced Plastic | Removal | 2015-01-23
0-007039 | PIMA COUNTY - HIGHWAY DEPARTMENT | 2900 S 6TH AVE | TUCSON | AZ | 85713 | Pima | 2 | Perm Closure | 2005-06-17 |  | Gasoline | COMPARTMENT A | Unknown | Unknown |  |  |  | Removal | 1984-01-01
0-004695 | SOUTHWEST FOREST INDUSTRIES |  | EAGAR |  |  | Apache | 3 | Perm Closure | 1951-03-25 | 3000 | Diesel | COMPARTMENT A | Unknown | Asphalt coated or Bare Steel |  |  |  | Removal | 1989-09-30
0-006838 | MAMMOTH AUTO PARTS & SERVICE | 728 S OLD HWY 77 | MAMMOTH | AZ | 85618 | Pinal | 5 | Perm Closure | 1993-01-13 | 4000 | Gasoline | COMPARTMENT B | Double Walled | Composite (Steel/Fiberglass) |  |  |  | Removal | 2016-05-19
0-000733 | BOB M'S TIRE | 201 S ARIZONA AVE | CHANDLER | AZ | 85225 | Maricopa | 1 | Perm Closure | 1961-01-01 | 2000 | Gasoline | COMPARTMENT A |  | Asphalt coated or Bare Steel |  |  |  | Removal | 1990-01-03
0-002279 | MOON VALLEY HIGH SCHOOL | 3625 W CACTUS RD | PHOENIX | AZ | 85029 | Maricopa | 1 | Perm Closure | 1971-04-23 | 1000 | Gasoline | COMPARTMENT A | Single Walled | Asphalt coated or Bare Steel |  |  |  | Removal | 1989-06-28
0-003235 | LUCKY 7 | 8946 N 7TH ST | PHOENIX | AZ | 85020 | Maricopa | 7 | Perm Closure | 1995-01-05 | 10000 | Gasoline | COMPARTMENT A | Double Walled | Composite (Steel/Fiberglass) | Pressure | Double Walled |  | Removal | 2016-09-29
0-003235 | LUCKY 7 | 8946 N 7TH ST | PHOENIX | AZ | 85020 | Maricopa | 2 | Perm Closure | 1974-04-21 | 6000 | Gasoline | COMPARTMENT A | Double Walled | Asphalt coated or Bare Steel | Pressure |  |  | Removal | 1987-12-02
0-004565 | SMITHSONIAN INST II | 670 MT HOPKINS RD | AMADO | AZ | 85645 | Pima | 3 | Open | 1991-01-01 | 2500 | Gasoline | COMPARTMENT A | Double Walled | Fiberglass Reinforced Plastic | Pressure | Double Walled | Fiberglass Reinforced Plastic
0-000847 | VULCAN MATERIALS - CALMAT DIVISION | 1801 E UNIVERSITY DR | PHOENIX | AZ | 85034 | Maricopa | 2 | Perm Closure | 1966-01-01 | 10000 | Diesel | COMPARTMENT A |  | Asphalt coated or Bare Steel |  |  |  | Removal | 1989-09-05
0-000847 | VULCAN MATERIALS - CALMAT DIVISION | 1801 E UNIVERSITY DR | PHOENIX | AZ | 85034 | Maricopa | 12 | Perm Closure | 2005-06-17 | 10000 | Diesel | COMPARTMENT A |  | Asphalt coated or Bare Steel | Suction - Check Valve at the Tank Top | Single Walled | Bare or Galvanized Steel | Removal | 2002-02-22
0-000847 | VULCAN MATERIALS - CALMAT DIVISION | 1801 E UNIVERSITY DR | PHOENIX | AZ | 85034 | Maricopa | 7 | Perm Closure | 1986-10-01 | 500 | New Oil | COMPARTMENT A | Double Walled | Composite (Steel/Fiberglass) | Pressure | Double Walled | Fiberglass Reinforced Plastic | Removal | 2002-02-22
0-002512 | HOLSUM BAKERY INC | 2322 W LINCOLN ST | PHOENIX | AZ | 85009 | Maricopa | 3 | Perm Closure | 1971-01-01 | 550 | New Oil | COMPARTMENT A | Single Walled | Asphalt coated or Bare Steel | Gravity Feed |  | Bare or Galvanized Steel | Removal | 1993-03-31
0-000604 | RAYS TIRE SERVICE | 202 E BROADWAY RD | MESA | AZ | 85210 | Maricopa | 6 | Perm Closure | 1968-01-01 | 7500 | Diesel | COMPARTMENT A | Single Walled | Asphalt coated or Bare Steel | Pressure |  | Fiberglass Reinforced Plastic | Removal | 1997-02-04
0-000604 | RAYS TIRE SERVICE | 202 E BROADWAY RD | MESA | AZ | 85210 | Maricopa | 3 | Perm Closure | 1968-01-01 | 10000 | Gasoline | COMPARTMENT A | Single Walled | Asphalt coated or Bare Steel | Pressure |  | Fiberglass Reinforced Plastic | Removal | 1997-01-31
0-000604 | RAYS TIRE SERVICE | 202 E BROADWAY RD | MESA | AZ | 85210 | Maricopa | 13 | Perm Closure | 1968-01-01 | 200 | New Oil | COMPARTMENT A | Single Walled | Asphalt coated or Bare Steel | Suction - Check Valve at the Tank Top |  |  | Removal | 1993-10-20
0-003481 | PINETOP ROAD EQUIPMENT YARD | 1892 S PINE LAKE RD | PINETOP-LAKESIDE | AZ | 85935 | Navajo | 2 | Perm Closure | 1976-05-20 | 5000 | Gasoline | COMPARTMENT A | Double Walled | Asphalt coated or Bare Steel | Suction - Check Valve at the Tank Top |  |  | Removal | 1999-06-08
0-003481 | PINETOP ROAD EQUIPMENT YARD | 1892 S PINE LAKE RD | PINETOP-LAKESIDE | AZ | 85935 | Navajo | 3 | Perm Closure | 1974-05-20 | 4000 | Gasoline | COMPARTMENT A | Double Walled | Asphalt coated or Bare Steel | Suction - Check Valve at the Tank Top |  |  | Removal | 1999-06-08
0-004826 | RICK MURPHY'S SHELL | 1198 W OLD HWY 66 | ASH FORK | AZ | 86320 | Yavapai | 10 | Open | 2018-03-30 | 5000 | Diesel | COMPARTMENT B | Double Walled | Fiberglass Reinforced Plastic | Pressure | Double Walled | Flexible
0-002015 | EXXONMOBIL OIL CORP #742860 | 6500 S 6TH AVE | TUCSON | AZ | 85756 | Pima | 3 | Perm Closure | 1963-01-01 | 10000 | Gasoline | COMPARTMENT A | Single Walled | Asphalt coated or Bare Steel | Pressure | Single Walled | Bare or Galvanized Steel | Removal | 1992-12-08
0-008336 | CITY OF MESA | 2345 N COUNTRY CLUB DR | MESA | AZ | 85201 | Maricopa | 3 | Perm Closure | 2005-06-17 | 10000 | Gasoline | COMPARTMENT A | Double Walled | Asphalt coated or Bare Steel |  |  |  | Removal | 1994-12-22
0-002203 | PAULEY CONSTRUCTION | 2041 W ADOBE DR | PHOENIX | AZ | 85027 | Maricopa | 1 | Perm Closure | 1981-01-01 | 12000 | Diesel | COMPARTMENT A |  | Fiberglass Reinforced Plastic | Pressure |  |  | Removal | 2020-01-30
0-009136 | CAMPGROUND - STORE - SERVICE STATION |  | PARKS |  |  | Coconino | 1 | Perm Closure | 2005-06-17 | 950 | Gasoline | COMPARTMENT A | Double Walled | Asphalt coated or Bare Steel |  |  |  | Removal | 1997-10-01
0-009392 | 7-ELEVEN #32281 | 1795 E UNIVERSITY DR | TEMPE | AZ | 85281 | Maricopa | 2 | Perm Closure | 1998-11-01 | 10000 | Gasoline | COMPARTMENT A | Double Walled | Asphalt coated or Bare Steel | Pressure | Double Walled |  | Removal | 2019-05-16
0-005031 | IRMAS MEXICAN FOOD | 9323 W VAN BUREN ST | TOLLESON | AZ | 85353 | Maricopa | 1 | Perm Closure | 1966-01-01 | 6000 | Gasoline | COMPARTMENT A |  | Asphalt coated or Bare Steel |  |  |  | Removal | 1990-09-27
0-007772 | PAULDEN MINI MART & RV PARK | 23310 N STATE ROUTE 89 | PAULDEN | AZ | 86334 | Yavapai | 2 | Open | 1993-08-10 | 4000 | Gasoline | COMPARTMENT C | Single Walled | Asphalt coated or Bare Steel | Pressure
0-005716 | YAVAPAI COUNTY - HIGHWAY DEPARTMENT DISTRICT #3 |  | COTTONWOOD |  |  | Yavapai | 4 | Perm Closure | 1980-01-01 | 1000 | Gasoline | COMPARTMENT A |  | Asphalt coated or Bare Steel | Pressure |  | Bare or Galvanized Steel | Removal | 1993-03-31
0-005716 | YAVAPAI COUNTY - HIGHWAY DEPARTMENT DISTRICT #3 |  | COTTONWOOD |  |  | Yavapai | 6 | Perm Closure | 1980-01-01 | 1000 | Diesel | COMPARTMENT A |  | Asphalt coated or Bare Steel | Pressure |  | Bare or Galvanized Steel | Removal | 1993-03-31
0-002767 | KACHINA STEEL SUPPLY | 642 N 17TH AVE | PHOENIX | AZ | 85007 | Maricopa | 1 | Perm Closure | 1966-05-05 | 10000 | Gasoline | COMPARTMENT A | Double Walled | Asphalt coated or Bare Steel |  |  |  | Removal | 1991-06-12
0-009129 | ARCO AM/PM #81414 | 10001 S HARBOR AVE | MOHAVE VALLEY | AZ | 86440 | Mohave | 2 | Open | 1989-10-01 | 12000 | Gasoline | COMPARTMENT A |  | Asphalt coated or Bare Steel | Pressure | Double Walled
0-004649 | 7-ELEVEN #21022 | 1210 W GUADALUPE RD | MESA | AZ | 85202 | Maricopa | 3 | Perm Closure | 1984-05-05 | 10000 | Gasoline | COMPARTMENT A | Double Walled | Fiberglass Reinforced Plastic | Pressure |  | Flexible | Removal | 2014-03-25
0-004407 | PEPSI BEVERAGES COMPANY | 4140 E RAYMOND ST | PHOENIX | AZ | 85040 | Maricopa | 2 | Perm Closure | 1973-01-01 | 10000 | Hazardous Substance | COMPARTMENT A | Single Walled | Asphalt coated or Bare Steel | Gravity Feed | Single Walled | Bare or Galvanized Steel | Removal | 1994-05-26
0-000555 | AT&T - TUCSON CENTRAL OFFICE | 126 E ALAMEDA ST | TUCSON | AZ | 85701 | Pima | 2 | Perm Closure | 2005-06-17 | 550 | Diesel | COMPARTMENT A | Single Walled | Asphalt coated or Bare Steel |  |  |  | Removal | 1991-06-21
0-001002 | CITY OF CHANDLER - AIRPORT | 1725 E RYAN RD | CHANDLER | AZ | 85286 | Maricopa | 8 | Perm Closure | 2005-06-17 | 1100 | Unidentified | COMPARTMENT A |  | Asphalt coated or Bare Steel | Pressure | Single Walled | Fiberglass Reinforced Plastic | Removal | 1991-09-10
0-001469 | CIRCLE K #1737 | 3845 S COUNTRY CLUB RD | TUCSON | AZ | 85714 | Pima | 3 | Open | 1987-01-08 | 10000 | Diesel | COMPARTMENT A | Single Walled | Fiberglass Reinforced Plastic | Pressure |  | Fiberglass Reinforced Plastic
0-003452 | TEXACO - GRANT STONE TEXACO | 1 E GRANT RD | TUCSON | AZ | 85705 | Pima | 1 | Perm Closure | 1959-01-16 | 4000 | Gasoline | COMPARTMENT A | Double Walled | Asphalt coated or Bare Steel |  |  |  | Removal | 1992-01-29
0-007021 | HOM BROTHERS | 937 W MIRACLE MILE | TUCSON | AZ | 85705 | Pima | 3 | Perm Closure | 2005-06-17 | 500 | Used Oil/Waste Oil | COMPARTMENT A | Double Walled | Asphalt coated or Bare Steel | Gravity Feed |  | Bare or Galvanized Steel | Removal | 1996-11-08
0-006607 | SATNAM LLC MINIMARKET | 2308 GRAND AVE | PHOENIX | AZ | 85009 | Maricopa | 4 | Open | 2020-06-08 |  | (Null) |  | Double Walled | Fiberglass Reinforced Plastic
0-009183 | COHACO | 5629 N 53RD AVE | GLENDALE | AZ | 85301 | Maricopa | 1 | Perm Closure | 1978-01-01 | 2000 | Gasoline | COMPARTMENT A |  | Asphalt coated or Bare Steel |  |  |  | Removal | 1997-11-18
0-005193 | CUTTER AVIATION INC | 2802 E OLD TOWER RD | PHOENIX | AZ | 85034 | Maricopa | 1 | Perm Closure | 1988-05-12 | 500 | Used Oil/Waste Oil | COMPARTMENT A | Double Walled | Asphalt coated or Bare Steel |  |  |  | Removal | 1990-04-10
0-009268 | GPM #4615 | 9520 E 22ND ST | TUCSON | AZ | 85748 | Pima | 1 | Open | 1997-12-12 | 15000 | Gasoline | COMPARTMENT A | Double Walled | Composite (Steel/Fiberglass) | Pressure | Double Walled | Fiberglass Reinforced Plastic
0-007506 | LIBERTY IRON & METAL, INC. | 2144 W MCDOWELL RD | PHOENIX | AZ | 85009 | Maricopa | 2 | Perm Closure | 1962-01-01 | 10000 | Diesel | COMPARTMENT A |  | Asphalt coated or Bare Steel |  |  |  | Removal | 1989-11-15
0-003912 | ASCENT AVIATION SERVICES | 24641 E PINAL AIR PARK RD | MARANA | AZ | 85653 | Pinal | 2 | Perm Closure | 1942-01-01 | 25000 | Jet A (Kerosene-type Jet Fuel) | COMPARTMENT A | Single Walled | Asphalt coated or Bare Steel |  |  |  | Removal | 1997-01-08
0-004124 | FOAM EXPERT ROOFING | 2534 W POPPY AVE | TUCSON | AZ | 85705 | Pima | 2 | Perm Closure | 2005-06-17 | 10000 | Diesel | COMPARTMENT A | Unknown | Asphalt coated or Bare Steel |  |  |  | Removal | 1993-11-04
0-000692 | NATIONAL TRUCK STOP | 4966 N CASA GRANDE HWY | TUCSON | AZ | 85743 | Pima | 4 | Perm Closure | 2005-06-17 | 2500 | Diesel | COMPARTMENT A |  | Asphalt coated or Bare Steel | Pressure |  |  | Removal | 1999-12-09
0-000692 | NATIONAL TRUCK STOP | 4966 N CASA GRANDE HWY | TUCSON | AZ | 85743 | Pima | 6 | Perm Closure | 2005-06-17 | 1000 | Used Oil/Waste Oil | COMPARTMENT A |  | Asphalt coated or Bare Steel | Gravity Feed | Single Walled | Bare or Galvanized Steel | Removal | 1999-12-09
0-000522 | ARCO #5250 | 2740 W NORTHERN AVE | PHOENIX | AZ | 85051 | Maricopa | 1 | Perm Closure | 2005-06-17 | 10000 | Gasoline | COMPARTMENT A | Single Walled | Asphalt coated or Bare Steel | Pressure | Single Walled | Bare or Galvanized Steel | Removal | 1988-05-01
0-005319 | VIKING CLEANERS | 3201 E INDIAN SCHOOL RD | PHOENIX | AZ | 85018 | Maricopa | 8 | Perm Closure | 2005-06-17 | 300 | Used Oil/Waste Oil | COMPARTMENT A | Double Walled | Asphalt coated or Bare Steel | Gravity Feed |  |  | Removal | 1989-06-12
0-005319 | VIKING CLEANERS | 3201 E INDIAN SCHOOL RD | PHOENIX | AZ | 85018 | Maricopa | 4 | Perm Closure | 1989-06-01 | 12000 | Gasoline | COMPARTMENT A | Double Walled | Asphalt coated or Bare Steel | Pressure |  | Fiberglass Reinforced Plastic | Removal | 1994-05-05
0-005277 | UNOCAL #3877 | 701 W BETHANY HOME RD | PHOENIX | AZ | 85013 | Maricopa | 2 | Perm Closure | 1982-04-15 | 12000 | Gasoline | COMPARTMENT A | Double Walled | Fiberglass Reinforced Plastic | Pressure |  | Fiberglass Reinforced Plastic | Removal | 2000-02-23
0-001887 | CIRCLE K #5951 | 8702 E BROADWAY BLVD | TUCSON | AZ | 85710 | Pima | 4 | Perm Closure | 1969-01-01 | 1000 | Used Oil/Waste Oil | COMPARTMENT A |  | Asphalt coated or Bare Steel |  |  |  | Removal | 1989-03-05
0-001887 | CIRCLE K #5951 | 8702 E BROADWAY BLVD | TUCSON | AZ | 85710 | Pima | 6 | Perm Closure | 1989-04-01 | 10000 | Gasoline | COMPARTMENT A | Double Walled | Fiberglass Reinforced Plastic | Pressure | Double Walled | Fiberglass Reinforced Plastic | Removal | 2008-03-26
0-001887 | CIRCLE K #5951 | 8702 E BROADWAY BLVD | TUCSON | AZ | 85710 | Pima | 8 | Perm Closure | 1989-04-01 | 1000 | Used Oil/Waste Oil | COMPARTMENT A | Double Walled | Fiberglass Reinforced Plastic | Gravity Feed | Double Walled | Fiberglass Reinforced Plastic | Removal | 2008-03-26
0-000109 | VANS EXXON | 3761 S MISSION RD | TUCSON | AZ | 85713 | Pima | 8 | Perm Closure | 1974-01-01 | 550 | Used Oil/Waste Oil | COMPARTMENT A |  | Asphalt coated or Bare Steel |  |  |  | Removal | 1990-02-26
0-000109 | VANS EXXON | 3761 S MISSION RD | TUCSON | AZ | 85713 | Pima | 6 | Perm Closure | 1960-01-01 | 1000 | Diesel | COMPARTMENT A |  | Asphalt coated or Bare Steel |  |  |  | Removal | 1990-02-26
0-003253 | ONE STOP SERVICE CENTER | 6702 W INDIAN SCHOOL RD | PHOENIX | AZ | 85033 | Maricopa | 4 | Perm Closure | 2005-06-17 | 550 | Used Oil/Waste Oil | COMPARTMENT A | Single Walled | Fiberglass Reinforced Plastic | Gravity Feed |  | Fiberglass Reinforced Plastic | Removal | 2014-01-24
0-003253 | ONE STOP SERVICE CENTER | 6702 W INDIAN SCHOOL RD | PHOENIX | AZ | 85033 | Maricopa | 1 | Open | 1985-04-21 | 12000 | Gasoline | COMPARTMENT A | Single Walled | Fiberglass Reinforced Plastic | Pressure |  | Fiberglass Reinforced Plastic
0-001432 | CIRCLE K #2701569 | 699 E BUCKEYE RD | PHOENIX | AZ | 85004 | Maricopa | 5 | Perm Closure | 1992-02-01 | 10000 | Gasoline | COMPARTMENT A | Double Walled | Fiberglass Reinforced Plastic | Pressure |  | Fiberglass Reinforced Plastic | Removal | 2009-01-21
0-001432 | CIRCLE K #2701569 | 699 E BUCKEYE RD | PHOENIX | AZ | 85004 | Maricopa | 7 | Perm Closure | 1992-02-01 | 10000 | Gasoline | COMPARTMENT A | Double Walled | Fiberglass Reinforced Plastic | Pressure |  | Fiberglass Reinforced Plastic | Removal | 2009-01-21
0-004698 | REINER CONCRETE | 3832 E FARR PL | TUCSON | AZ | 85716 | Pima | 1 | Perm Closure | 1972-01-01 | 2000 | Gasoline | COMPARTMENT A |  | Asphalt coated or Bare Steel |  |  |  | Removal | 1989-04-14
0-002823 | GAS-N-LUBE - FORMER | 5340 N 7TH AVE | PHOENIX | AZ | 85013 | Maricopa | 3 | Perm Closure | 2005-06-17 | 3000 | Gasoline | COMPARTMENT A |  | Asphalt coated or Bare Steel |  |  |  | Removal | 1991-01-06
0-002823 | GAS-N-LUBE - FORMER | 5340 N 7TH AVE | PHOENIX | AZ | 85013 | Maricopa | 2 | Perm Closure | 2005-06-17 | 3000 | Gasoline | COMPARTMENT A |  | Asphalt coated or Bare Steel |  |  |  | Removal | 1991-01-06
0-009424 | CIRCLE K #2705543 | 4750 E CHANDLER BLVD | PHOENIX | AZ | 85048 | Maricopa | 2 | Perm Closure | 1998-12-08 | 15000 | Gasoline | COMPARTMENT A | Double Walled | Fiberglass Reinforced Plastic | Pressure | Double Walled | Fiberglass Reinforced Plastic | Removal | 2006-01-10
0-002698 | CIRCLE K #2705070 | 1851 W NORTHERN AVE | PHOENIX | AZ | 85021 | Maricopa | 3 | Perm Closure | 1989-06-22 | 10000 | Gasoline | COMPARTMENT A | Double Walled | Fiberglass Reinforced Plastic | Pressure |  | Fiberglass Reinforced Plastic | Removal | 2011-01-19
0-006012 | CIRCLE K #2708600 | 13802 N 40TH ST | PHOENIX | AZ | 85032 | Maricopa | 1 | Open | 1988-02-24 | 10000 | Gasoline | COMPARTMENT A | Double Walled | Fiberglass Reinforced Plastic | Pressure |  | Fiberglass Reinforced Plastic
0-006107 | PALOMA MOTORS | 308 W PIMA ST | GILA BEND | AZ | 85337 | Maricopa | 2 | Perm Closure | 1973-01-01 | 4000 | Gasoline | COMPARTMENT A | Single Walled | Asphalt coated or Bare Steel | Pressure |  | Bare or Galvanized Steel | Closed in Place | 1995-01-10
0-004403 | LAURA SCUDDERS INC | 327 S 27TH AVE | PHOENIX | AZ | 85009 | Maricopa | 2 | Perm Closure | 1960-12-15 | 8000 | Diesel | COMPARTMENT A | Double Walled | Asphalt coated or Bare Steel |  |  |  | Removal | 1989-02-09
0-004403 | LAURA SCUDDERS INC | 327 S 27TH AVE | PHOENIX | AZ | 85009 | Maricopa | 1 | Perm Closure | 1960-12-15 | 10000 | Gasoline | COMPARTMENT A | Double Walled | Asphalt coated or Bare Steel |  |  |  | Removal | 1989-02-09
0-006033 | OSBORN SCHOOL DISTRICT #8 | 1226 W OSBORN RD | PHOENIX | AZ | 85013 | Maricopa | 4 | Open | 2020-11-01 | 7000 | Diesel | COMPARTMENT A | Double Walled | Fiberglass Reinforced Plastic
0-000991 | CENTRAL CONSTRUCTION CO | 1256 W CHANDLER BLVD | CHANDLER | AZ | 85224 | Maricopa | 1 | Perm Closure | 1972-01-01 | 2000 | Gasoline | COMPARTMENT A |  | Asphalt coated or Bare Steel | Suction - Check Valve at the Tank Top |  |  | Removal | 1993-05-19
0-002641 | ARIZONA SASH & DOOR | 657 W SAINT MARYS RD | TUCSON | AZ | 85701 | Pima | 3 | Perm Closure | 2005-06-17 |  | Unidentified | COMPARTMENT A | Unknown | Unknown |  |  |  | Removal | 1988-11-01
0-007426 | AFCO #020215 | 1510 S COUNTRY CLUB DR | MESA | AZ | 85210 | Maricopa | 3 | Perm Closure | 1991-05-10 | 12000 | Diesel | COMPARTMENT A | Double Walled | Fiberglass Reinforced Plastic | Pressure |  | Fiberglass Reinforced Plastic | Removal | 2002-05-07
0-000850 | SOMBRERO SHELL | 501 E MONROE AVE | BUCKEYE | AZ | 85326 | Maricopa | 1 | Perm Closure | 1973-01-01 | 3000 | Gasoline | COMPARTMENT A | Single Walled | Asphalt coated or Bare Steel |  |  |  | Removal | 1988-12-01
0-000850 | SOMBRERO SHELL | 501 E MONROE AVE | BUCKEYE | AZ | 85326 | Maricopa | 6 | Open | 1989-01-01 | 6000 | Gasoline (UL) | COMPARTMENT A | Double Walled | Fiberglass Reinforced Plastic | Pressure |  | Fiberglass Reinforced Plastic
0-002480 | PENSKE TRUCK LEASING CO | 2219 S 2ND PL | PHOENIX | AZ | 85004 | Maricopa | 4 | Perm Closure | 1978-05-07 | 2000 | Unidentified | COMPARTMENT A | Single Walled | Asphalt coated or Bare Steel |  |  |  | Removal | 1987-07-24
0-003694 | PETRO TRUCK STOP | 5265 N SUNLAND GIN RD | ELOY | AZ | 85131 | Pinal | 1 | Perm Closure | 1984-12-30 | 20000 | Diesel | COMPARTMENT A | Unknown | Unknown | Pressure |  | Fiberglass Reinforced Plastic | Removal | 1998-08-07
0-005463 | SAMROSE MARKET | 5710 S CAMINO VERDE | TUCSON | AZ | 85757 | Pima | 4 | Open | 1998-02-04 | 4000 | Diesel | COMPARTMENT A | Double Walled | Composite (Steel/Fiberglass) | Pressure | Double Walled
0-002178 | FRAZEE PAINT AND WALLCOVERING | 3212 W THOMAS RD | PHOENIX | AZ | 85017 | Maricopa | 3 | Perm Closure | 2005-06-17 | 550 | Used Oil/Waste Oil | COMPARTMENT A | Unknown | Unknown |  |  |  | Removal | 1989-12-21
0-006929 | NATIONAL SANITARY SUPPLY CO |  | CASA GRANDE |  |  | Pinal | 1 | Perm Closure | 2005-06-17 | 10000 | Diesel | COMPARTMENT A | Double Walled | Asphalt coated or Bare Steel |  |  |  | Removal | 1988-11-30
0-006460 | SAVE MONEY MARKET | 420 W MAIN ST | SUPERIOR | AZ | 85173 | Pinal | 2 | Perm Closure | 1968-09-14 | 8000 | Gasoline | COMPARTMENT A | Unknown | Asphalt coated or Bare Steel | Suction - Check Valve at the Tank Top |  |  | Removal | 1998-04-09
0-009169 | MINIT MARKET #17 | 3400 E GOLDER RANCH DR | CATALINA | AZ | 85739 | Pima | 1 | Perm Closure | 1997-06-24 | 12000 | Gasoline | COMPARTMENT A | Double Walled | Composite (Steel/Fiberglass) | Pressure | Double Walled | Fiberglass Reinforced Plastic | Removal | 2014-05-02
0-003177 | MINNIG'S FAST-LUBE INC | 3340 N 1ST AVE | TUCSON | AZ | 85719 | Pima | 1 | Perm Closure | 1983-05-09 | 500 | Used Oil/Waste Oil | COMPARTMENT A | Double Walled | Asphalt coated or Bare Steel |  |  |  | Removal | 1988-12-15
0-009748 | SAFEWAY #1706 | 1637 N TREKELL RD | CASA GRANDE | AZ | 85122 | Pinal | 1 | Open | 2000-10-17 | 10000 | Gasoline | COMPARTMENT A | Double Walled | Composite (Steel/Fiberglass)
0-007786 | CIRCLE K #2706674 | 1791 KIOWA AVE | LAKE HAVASU CITY | AZ | 86403 | Mohave | 1 | Open | 1993-06-15 | 12000 | Gasoline | COMPARTMENT A | Double Walled | Fiberglass Reinforced Plastic | Pressure | Double Walled | Fiberglass Reinforced Plastic
0-007786 | CIRCLE K #2706674 | 1791 KIOWA AVE | LAKE HAVASU CITY | AZ | 86403 | Mohave | 3 | Open | 1993-06-15 | 12000 | Gasoline | COMPARTMENT A | Double Walled | Fiberglass Reinforced Plastic | Pressure | Double Walled | Fiberglass Reinforced Plastic
0-009738 | KJ'S CONVENIENT STOP | 15150 W AJO HWY | TUCSON | AZ | 85735 | Pima | 2 | Open | 2001-01-25 | 4000 | Diesel | COMPARTMENT B | Double Walled | Asphalt coated or Bare Steel
0-004111 | RAY QUALITY HOMES INC | 3200 E MAIN ST | MESA | AZ | 85213 | Maricopa | 1 | Perm Closure | 1978-09-01 | 8000 | Gasoline | COMPARTMENT A | Unknown | Asphalt coated or Bare Steel |  |  |  | Removal | 1991-03-21
0-007740 | R E CANION SALVAGE CITY | 2940 W LINCOLN ST | PHOENIX | AZ | 85009 | Maricopa | 1 | Perm Closure | 1962-01-01 | 1500 | Gasoline | COMPARTMENT A | Unknown | Asphalt coated or Bare Steel | Suction - Check Valve at the Tank Top |  |  | Removal | 1993-06-08
0-001457 | CIRCLE K #2701633 | 8590 E 22ND ST | TUCSON | AZ | 85710 | Pima | 3 | Open | 1985-01-01 | 10000 | Gasoline (PUL) | COMPARTMENT A | Single Walled | Fiberglass Reinforced Plastic | Pressure | Single Walled | Fiberglass Reinforced Plastic
0-001639 | UNIVERSITY EXXON | 1020 S MILTON RD | FLAGSTAFF | AZ | 86001 | Coconino | 4 | Perm Closure | 1961-01-01 | 500 | Used Oil/Waste Oil | COMPARTMENT A |  | Asphalt coated or Bare Steel | Gravity Feed |  |  | Removal | 1996-10-21
0-006138 | LITTLETON ELEMENTARY SCHOOL | 1252 S AVONDALE BLVD | AVONDALE | AZ | 85323 | Maricopa | 2 | Perm Closure | 1973-04-16 | 5000 | Diesel | COMPARTMENT A | Unknown | Asphalt coated or Bare Steel | Suction - Check Valve at the Tank Top |  |  | Removal | 1994-06-24
0-001017 | CHANDLER GINNING CO | 11539 E WILLIS RD | CHANDLER | AZ | 85249 | Maricopa | 1 | Perm Closure | 1974-01-01 | 1500 | Gasoline | COMPARTMENT A |  | Asphalt coated or Bare Steel |  |  |  | Removal | 1991-01-09
0-001017 | CHANDLER GINNING CO | 11539 E WILLIS RD | CHANDLER | AZ | 85249 | Maricopa | 2 | Perm Closure | 2005-06-17 | 500 | Gasoline | COMPARTMENT A |  | Asphalt coated or Bare Steel |  |  |  | Removal | 1991-01-09
0-009402 | CGM LLC | 4323 E BASELINE RD | PHOENIX | AZ | 85042 | Maricopa | 3 | Perm Closure | 1966-01-01 | 6000 | Gasoline | COMPARTMENT A | Double Walled | Composite (Steel/Fiberglass) | Pressure |  |  | Removal | 1999-09-22
0-009402 | CGM LLC | 4323 E BASELINE RD | PHOENIX | AZ | 85042 | Maricopa | 4 | Perm Closure | 2005-06-17 | 6000 | Diesel | COMPARTMENT A | Double Walled | Composite (Steel/Fiberglass) | Pressure |  |  | Removal | 1999-09-22
0-002183 | WESTERN BLOCK | 3711 E SUPERIOR AVE | PHOENIX | AZ | 85040 | Maricopa | 2 | Perm Closure | 1982-06-01 | 6000 | Gasoline | COMPARTMENT A | Single Walled | Asphalt coated or Bare Steel | Gravity Feed |  |  | Removal | 1992-02-03
0-008900 | ABC GRINGO GAS |  | LUKEVILLE |  |  | Pima | 6 | Perm Closure | 1987-02-01 | 10000 | Gasoline | COMPARTMENT A | Double Walled | Composite (Steel/Fiberglass) | Pressure |  | Fiberglass Reinforced Plastic | Removal | 2000-08-03
0-002711 | 7705 E GREENWAY OWNERS ASSOCIATION | 7705 E GREENWAY RD | SCOTTSDALE | AZ | 85260 | Maricopa | 1 | Open | 1983-01-01 | 12000 | Jet Fuel | COMPARTMENT A | Single Walled | Fiberglass Reinforced Plastic | Pressure | Double Walled | Fiberglass Reinforced Plastic
0-003489 | CGES BUS MAINTENANCE FACILITY | 501 S FLORENCE ST | CASA GRANDE | AZ | 85122 | Pinal | 2 | Perm Closure | 1972-07-05 | 5000 | Diesel | COMPARTMENT A | Double Walled | Asphalt coated or Bare Steel | Suction - Check Valve at the Tank Top |  |  | Removal | 1998-06-17
0-003346 | CASA GRANDE SOC #125108 | 13333 W SELMA HWY | CASA GRANDE | AZ | 85122 | Pinal | 2 | Perm Closure | 1980-01-01 | 8000 | Gasoline | COMPARTMENT A | Single Walled | Asphalt coated or Bare Steel | Pressure |  | Fiberglass Reinforced Plastic | Removal | 1997-05-01
0-008846 | PACIFIC PRIDE | 1700 E ADAMS | SHOW LOW | AZ | 85901 | Navajo | 3 | Open | 1995-11-13 | 15000 | Gasoline | COMPARTMENT A | Double Walled | Fiberglass Reinforced Plastic | Pressure | Double Walled | Fiberglass Reinforced Plastic
0-008542 | BIG ART'S UNION 26 | 556 W MARIPOSA RD | NOGALES | AZ | 85621 | Santa Cruz | 2 | Perm Closure | 1987-01-01 | 12000 | Gasoline (UL) | COMPARTMENT A | Double Walled | Composite (Steel/Fiberglass) | Pressure |  | Fiberglass Reinforced Plastic | Removal | 2020-10-16
0-008542 | BIG ART'S UNION 26 | 556 W MARIPOSA RD | NOGALES | AZ | 85621 | Santa Cruz | 3 | Perm Closure | 1987-01-01 | 12000 | Gasoline (PUL) | COMPARTMENT A | Double Walled | Composite (Steel/Fiberglass) | Pressure |  | Fiberglass Reinforced Plastic | Removal | 2020-10-16
0-004892 | BUFFALO SOLDIER TRAIL QUARRY | 5231 E BUFFALO SOLDIER TRL | SIERRA VISTA | AZ | 85650 | Cochise | 4 | Perm Closure | 2005-06-17 | 4000 | Diesel | COMPARTMENT A | Double Walled | Asphalt coated or Bare Steel |  |  |  | Removal | 1996-11-05
0-009047 | CIRCLE K STORE #2741621 | 5158 E UNIVERSITY DR | MESA | AZ | 85205 | Maricopa | 1 | Open | 1996-11-07 | 15000 | Gasoline (UL) | COMPARTMENT A | Double Walled | Fiberglass Reinforced Plastic | Pressure | Double Walled | Fiberglass Reinforced Plastic
0-004370 | SAV-WAY AUTO LEASING & RENTAL | 300 S 24TH ST | PHOENIX | AZ | 85034 | Maricopa | 2 | Perm Closure | 1976-02-14 | 550 | Gasoline | COMPARTMENT A | Double Walled | Asphalt coated or Bare Steel |  |  |  | Removal | 1990-01-01
0-002630 | DAVID W FREY | 1500 N ORACLE RD | TUCSON | AZ | 85705 | Pima | 1 | Perm Closure | 2005-06-17 |  | Unidentified | COMPARTMENT A | Single Walled | Asphalt coated or Bare Steel |  |  |  | Removal | 1989-06-19
0-001534 | CIRCLE K #2701968 | 4305 S 19TH AVE | PHOENIX | AZ | 85041 | Maricopa | 1 | Open | 1986-01-01 | 10000 | Gasoline | COMPARTMENT A | Double Walled | Fiberglass Reinforced Plastic | Pressure |  | Fiberglass Reinforced Plastic
0-002107 | FEEDERS GRAIN CO | 310 S 24TH AVE | PHOENIX | AZ | 85009 | Maricopa | 4 | Perm Closure | 1974-01-01 | 280 | Gasoline | COMPARTMENT A | Single Walled | Asphalt coated or Bare Steel |  |  |  | Removal | 1989-12-19
0-002107 | FEEDERS GRAIN CO | 310 S 24TH AVE | PHOENIX | AZ | 85009 | Maricopa | 5 | Perm Closure | 1982-01-01 | 10000 | Unidentified | COMPARTMENT A | Single Walled | Asphalt coated or Bare Steel |  |  |  | Removal | 1989-12-19
0-001490 | CIRCLE K #2701798 | 4702 E SPEEDWAY BLVD | TUCSON | AZ | 85712 | Pima | 2 | Open | 1985-01-01 | 10000 | Gasoline | COMPARTMENT A | Single Walled | Fiberglass Reinforced Plastic | Pressure | Single Walled | Fiberglass Reinforced Plastic
0-004912 | TEXACO #60-349-0055 | 417 E SOUTHERN AVE | MESA | AZ | 85204 | Maricopa | 5 | Perm Closure | 1986-05-07 | 550 | Used Oil/Waste Oil | COMPARTMENT A | Double Walled | Fiberglass Reinforced Plastic | Gravity Feed |  | Fiberglass Reinforced Plastic | Removal | 2005-05-31
0-006939 | CIRCLE K STORE #2706647 | 3449 W GREENWAY RD | PHOENIX | AZ | 85053 | Maricopa | 6 | Perm Closure | 1990-09-10 | 10000 | Gasoline | COMPARTMENT A | Double Walled | Fiberglass Reinforced Plastic | Pressure |  | Fiberglass Reinforced Plastic | Removal | 2000-09-22
0-000398 | SNOWFLAKE SERVICE CENTER | 741 S MAIN ST | SNOWFLAKE | AZ | 85937 | Navajo | 2 | Perm Closure | 1976-01-01 | 5000 | Diesel | COMPARTMENT A |  | Asphalt coated or Bare Steel | Pressure |  |  | Removal | 1991-10-11
0-000831 | MCMULLEN VALLEY SITE 8 |  | WENDEN |  |  | La Paz | 1 | Perm Closure | 1974-01-01 | 2000 | Gasoline | COMPARTMENT A |  | Asphalt coated or Bare Steel | Suction - Check Valve at the Tank Top | Single Walled | Bare or Galvanized Steel | Removal | 1992-04-07
0-006843 | WESTERN EXCAVATING | 7220 N 65TH AVE | GLENDALE | AZ | 85301 | Maricopa | 2 | Perm Closure | 2005-06-17 | 5000 | Gasoline | COMPARTMENT A | Unknown | Asphalt coated or Bare Steel | Suction - Check Valve at the Tank Top |  |  | Removal | 1990-06-06
0-006479 | TWIN LAKES MARKET | 3122 N STATE ROUTE 89 | PRESCOTT | AZ | 86301 | Yavapai | 4 | Open | 2019-06-13 | 10000 | Gasoline (UL) | COMPARTMENT A | Double Walled | Fiberglass Reinforced Plastic | Pressure | Double Walled | Fiberglass Reinforced Plastic
0-003488 | CITY OF PRESCOTT | 700 E GURLEY ST | PRESCOTT | AZ | 86301 | Yavapai | 2 | Perm Closure | 2005-06-17 |  | Gasoline | COMPARTMENT A | Double Walled | Asphalt coated or Bare Steel |  |  |  | Removal | 1989-06-14
0-006122 | EMCO RECYCLING | 3700 W LOWER BUCKEYE RD | PHOENIX | AZ | 85009 | Maricopa | 3 | Perm Closure | 2005-06-17 | 1000 | Diesel | COMPARTMENT A | Unknown | Asphalt coated or Bare Steel |  |  |  | Removal | 1999-06-09
0-006122 | EMCO RECYCLING | 3700 W LOWER BUCKEYE RD | PHOENIX | AZ | 85009 | Maricopa | 4 | Perm Closure | 2005-06-17 | 1000 | Diesel | COMPARTMENT A | Unknown | Asphalt coated or Bare Steel |  |  |  | Removal | 1999-06-09
0-000635 | EAGLE ROOST AIR PARK | 51220 W WILLIAM RD | AGUILA | AZ | 85320 | Maricopa | 2 | Perm Closure | 1981-01-01 | 4000 | Gasoline | COMPARTMENT A | Single Walled | Asphalt coated or Bare Steel | Suction - Check Valve at the Tank Top | Single Walled | Bare or Galvanized Steel | Removal | 1987-09-01
0-000138 | YES! MART - SHELL GAS STATION | 5448 S CENTRAL AVE | PHOENIX | AZ | 85040 | Maricopa | 3 | Perm Closure | 1960-01-01 | 4000 | Gasoline | COMPARTMENT A | Single Walled | Asphalt coated or Bare Steel |  |  |  | Removal | 1988-07-10
0-010012 | SAFEWAY #2618 - FUELING STATION | 440 N ESTRELLA PKWY | GOODYEAR | AZ | 85338 | Maricopa | 1 | Open | 2004-01-08 | 10000 | Gasoline | COMPARTMENT A | Double Walled | Composite (Steel/Fiberglass) | Pressure | Double Walled | Fiberglass Reinforced Plastic
0-004334 | SAN CARLOS IRRIGATION PROJECT | 4224 E HWY 287 | COOLIDGE | AZ | 85128 | Pinal | 4 | Perm Closure | 2005-06-17 | 10000 | Unidentified | COMPARTMENT A | Double Walled | Asphalt coated or Bare Steel |  |  |  | Closed in Place | 1989-05-01
0-007791 | RANCHO ANTIGUA APARTMENTS | 8787 E MOUNTAIN VIEW RD | SCOTTSDALE | AZ | 85258 | Maricopa | 3 | Perm Closure | 2005-06-17 | 1000 | (Null) | COMPARTMENT A | Unknown | Asphalt coated or Bare Steel |  |  |  | Removal | 1993-09-21
0-001043 | GOLDEN SAGE RANCHOS | 3995 N HWY 93 | GOLDEN VALLEY | AZ | 86413 | Mohave | 1 | Perm Closure | 1968-01-01 | 10000 | Gasoline | COMPARTMENT A |  | Asphalt coated or Bare Steel |  |  |  | Removal | 1995-08-02
0-001610 | GEORGE CODD CONSTRUCTION CO INC | 621 W LESTER ST | TUCSON | AZ | 85705 | Pima | 1 | Perm Closure | 1971-01-01 | 1000 | Gasoline | COMPARTMENT A |  | Asphalt coated or Bare Steel |  |  |  | Removal | 1989-10-01
0-006253 | SPEEDWAY STORE #2998 | 2750 S KOLB RD | TUCSON | AZ | 85730 | Pima | 3 | Open | 1988-07-14 | 12000 | Gasoline | COMPARTMENT A | Double Walled | Composite (Steel/Fiberglass) | Pressure |  | Fiberglass Reinforced Plastic
0-006253 | SPEEDWAY STORE #2998 | 2750 S KOLB RD | TUCSON | AZ | 85730 | Pima | 5 | Open | 1988-07-14 | 12000 | Diesel | COMPARTMENT A | Double Walled | Composite (Steel/Fiberglass) | Pressure |  | Fiberglass Reinforced Plastic
0-008333 | RAMAEKER PROPERTY | 134 HWY 80 | BISBEE | AZ | 85603 | Cochise | 1 | Perm Closure | 2005-06-17 |  | Gasoline | COMPARTMENT A | Double Walled | Asphalt coated or Bare Steel |  |  |  | Removal | 1994-11-03
0-008333 | RAMAEKER PROPERTY | 134 HWY 80 | BISBEE | AZ | 85603 | Cochise | 2 | Perm Closure | 2005-06-17 |  | Gasoline | COMPARTMENT A | Double Walled | Asphalt coated or Bare Steel |  |  |  | Removal | 1994-11-03
0-007979 | L & J TIRE COMPANY | 3435 W VAN BUREN ST | PHOENIX | AZ | 85009 | Maricopa | 2 | Perm Closure | 2005-06-17 | 4000 | Used Oil/Waste Oil | COMPARTMENT A | Unknown | Asphalt coated or Bare Steel |  |  |  | Removal | 1993-07-12
0-000241 | LEE'S CHEVRON | 648 MAIN ST BOX 300 | THATCHER | AZ | 85552 | Graham | 2 | Perm Closure | 1965-01-01 | 1000 | Gasoline | COMPARTMENT A |  | Asphalt coated or Bare Steel |  |  |  | Removal | 1989-12-26
0-003545 | JIFFY LUBE #1029 | 828 W BASELINE RD | MESA | AZ | 85210 | Maricopa | 3 | Perm Closure | 1987-01-01 | 3000 | New Oil | COMPARTMENT A |  | Asphalt coated or Bare Steel | Suction - Check Valve at the Tank Top |  |  | Removal | 1997-03-25
0-002017 | HIGLEY SHOP-COOLEY FARMS | 17407 E RAY RD | GILBERT | AZ | 85296 | Maricopa | 1 | Perm Closure | 1985-01-01 | 5000 | Diesel | COMPARTMENT A |  | Asphalt coated or Bare Steel | Suction - Check Valve at the Tank Top |  |  | Removal | 1995-03-08
0-009344 | HOLBROOK AIR FORCE BASE | 200 MESA | HOLBROOK | AZ | 86025 | Navajo | 1 | Perm Closure | 1989-01-01 | 500 | Used Oil/Waste Oil | COMPARTMENT A | Double Walled | Asphalt coated or Bare Steel |  |  |  | Removal | 1999-10-13
0-004951 | INA & ORACLE TEXACO/SHELL | 7210 N ORACLE RD | TUCSON | AZ | 85704 | Pima | 4 | Perm Closure | 1976-01-01 | 6000 | Gasoline | COMPARTMENT A |  | Asphalt coated or Bare Steel | Pressure |  | Bare or Galvanized Steel | Removal | 1988-01-01
0-004951 | INA & ORACLE TEXACO/SHELL | 7210 N ORACLE RD | TUCSON | AZ | 85704 | Pima | 12 | Perm Closure | 2003-11-25 | 15000 | Gasoline | COMPARTMENT A | Double Walled | Fiberglass Reinforced Plastic | Pressure | Double Walled | Flexible | Removal | 2010-09-16
0-001399 | CIRCLE K #2701347 | 4502 N 19TH AVE | PHOENIX | AZ | 85015 | Maricopa | 5 | Open | 2004-07-22 | 10000 | Gasoline | COMPARTMENT A | Double Walled | Fiberglass Reinforced Plastic | Pressure |  | Fiberglass Reinforced Plastic
0-000364 | ARCO-LOCKHEED AIR TERMINAL | 5383 W VAN BUREN ST | PHOENIX | AZ | 85043 | Maricopa | 1 | Perm Closure | 1981-01-01 | 1200 | Kerosene | COMPARTMENT A | Single Walled | Asphalt coated or Bare Steel | Gravity Feed |  | Bare or Galvanized Steel | Removal | 1992-01-14
0-001075 | CHEVRON #9-5880 | 517 S 5TH AVE | SAFFORD | AZ | 85546 | Graham | 4 | Perm Closure | 1982-01-01 | 1000 | Used Oil/Waste Oil | COMPARTMENT A | Double Walled | Fiberglass Reinforced Plastic |  |  |  | Removal | 1989-12-27
0-009003 | CHICKASHA COTTON OIL COMPANY | 11641 W SELMA HWY | CASA GRANDE | AZ | 85194 | Pinal | 2 | Perm Closure | 2005-06-17 | 4000 | Diesel | COMPARTMENT A | Double Walled | Asphalt coated or Bare Steel | Suction - Check Valve at the Tank Top |  | Bare or Galvanized Steel | Removal | 1996-10-08
0-004626 | 7-ELEVEN #17426 | 4661 E SKYLINE DR | TUCSON | AZ | 85718 | Pima | 3 | Perm Closure | 1977-01-01 | 10000 | Gasoline | COMPARTMENT A | Single Walled | Fiberglass Reinforced Plastic | Pressure |  | Fiberglass Reinforced Plastic | Removal | 2016-06-17
0-008102 | CHARTER HOSPITAL OF THE EAST VALLEY | 2190 N GRACE BLVD | CHANDLER | AZ | 85225 | Maricopa | 1 | Perm Closure | 2005-06-17 | 1000 | Diesel | COMPARTMENT A | Unknown | Unknown | Suction - Check Valve at the Tank Top |  |  | Closed in Place | 1998-06-03
0-000671 | BELL CONCRETE INC | 2239 W SHANGRI LA RD | PHOENIX | AZ | 85029 | Maricopa | 3 | Perm Closure | 2005-06-17 | 4000 | Diesel | COMPARTMENT A | Single Walled | Asphalt coated or Bare Steel |  |  |  | Removal | 1989-04-29
0-004805 | SUPERPUMPER #2 | 4501 N SCOTTSDALE RD | SCOTTSDALE | AZ | 85251 | Maricopa | 2 | Perm Closure | 1976-01-01 | 10000 | Gasoline | COMPARTMENT A |  | Fiberglass Reinforced Plastic | Pressure |  | Fiberglass Reinforced Plastic | Removal | 2005-06-23
0-003081 | BILTMORE CAR WASH | 4826 N 16TH ST | PHOENIX | AZ | 85016 | Maricopa | 8 | Perm Closure | 2005-06-17 | 250 | Unidentified | COMPARTMENT A | Unknown | Asphalt coated or Bare Steel | Suction - Check Valve at the Tank Top |  | Bare or Galvanized Steel | Closed in Place | 1986-01-01
0-003081 | BILTMORE CAR WASH | 4826 N 16TH ST | PHOENIX | AZ | 85016 | Maricopa | 4 | Perm Closure | 1964-02-27 | 4000 | Gasoline | COMPARTMENT A | Unknown | Unknown |  |  |  | Removal | 1991-01-09
0-002675 | FLAGSTAFF PLANT #21 | 633 E BRANNEN AVE | FLAGSTAFF | AZ | 86001 | Coconino | 1 | Perm Closure | 1962-09-15 | 12000 | Diesel | COMPARTMENT A | Single Walled | Asphalt coated or Bare Steel |  |  |  | Removal | 1989-11-30
0-001600 | COCONINO COUNTY - WILLIAMS MAINTENANCE YARD | 1900 COUNTRY CLUB RD | WILLIAMS | AZ | 86046 | Coconino | 1 | Perm Closure | 1978-01-01 | 500 | Used Oil/Waste Oil | COMPARTMENT A |  | Asphalt coated or Bare Steel |  |  |  | Removal | 1991-05-14
0-005135 | BLOCK-LITE | 3900 E INDUSTRIAL DR | FLAGSTAFF | AZ | 86004 | Coconino | 4 | Perm Closure | 1976-01-01 | 5000 | Diesel | COMPARTMENT A | Single Walled | Asphalt coated or Bare Steel |  |  |  | Removal | 1991-11-15
0-005135 | BLOCK-LITE | 3900 E INDUSTRIAL DR | FLAGSTAFF | AZ | 86004 | Coconino | 2 | Perm Closure | 1976-01-01 | 1000 | Gasoline | COMPARTMENT A | Single Walled | Asphalt coated or Bare Steel |  |  |  | Removal | 1991-11-15
0-004209 | CUMMINS INC | 1501 S CHERRY AVE | TUCSON | AZ | 85713 | Pima | 2 | Perm Closure | 1992-02-03 | 10000 | Diesel | COMPARTMENT A | Double Walled | Fiberglass Reinforced Plastic | Pressure | Double Walled | Fiberglass Reinforced Plastic | Removal | 2017-06-01
0-007480 | ROLLING HILLS GOLF COURSE | 8900 E 29TH ST | TUCSON | AZ | 85710 | Pima | 1 | Perm Closure | 2005-06-17 | 1000 | Gasoline | COMPARTMENT A | Unknown | Asphalt coated or Bare Steel | Suction - Check Valve at the Tank Top |  |  | Removal | 1991-10-14
0-005269 | UNOCAL #1869 | 1100 N STONE AVE | TUCSON | AZ | 85705 | Pima | 3 | Perm Closure | 1965-04-15 | 280 | Used Oil/Waste Oil | COMPARTMENT A | Double Walled | Asphalt coated or Bare Steel | Gravity Feed |  |  | Removal | 1989-01-01
0-005087 | UNOCAL #7370 | 6760 E TANQUE VERDE RD | TUCSON | AZ | 85715 | Pima | 4 | Perm Closure | 1989-01-01 | 12000 | Gasoline | COMPARTMENT A | Double Walled | Composite (Steel/Fiberglass) | Pressure |  | Fiberglass Reinforced Plastic | Removal | 1998-12-01
0-007117 | USDOI FW - BUENOS AIRES NWR |  | SASABE |  |  | Pima | 4 | Perm Closure | 2005-06-17 | 3000 | Gasoline | COMPARTMENT A | Unknown | Unknown |  |  |  | Removal | 1991-07-17
0-008658 | WRIGHTSTOWN LLC | 7670 E WRIGHTSTOWN RD | TUCSON | AZ | 85715 | Pima | 2 | Perm Closure | 2005-06-17 | 12000 | Gasoline | COMPARTMENT A | Unknown | Asphalt coated or Bare Steel |  |  |  | Removal | 1983-01-01
0-008658 | WRIGHTSTOWN LLC | 7670 E WRIGHTSTOWN RD | TUCSON | AZ | 85715 | Pima | 4 | Perm Closure | 2005-06-17 | 12000 | Gasoline | COMPARTMENT A | Unknown | Asphalt coated or Bare Steel |  |  |  | Removal | 1983-01-01
0-010355 | MAVERIK COUNTRY STORE #387 | 2110 N PARK DR | WINSLOW | AZ | 86047 | Navajo | 5 | Open | 2016-09-28 | 8000 | Other | COMPARTMENT B | Double Walled | Fiberglass Reinforced Plastic | Pressure |  | Flexible
0-001880 | COLLEGE EXXON | 2015 W SOUTHERN AVE | MESA | AZ | 85202 | Maricopa | 6 | Perm Closure | 1997-05-30 | 15000 | Gasoline | COMPARTMENT A | Double Walled | Fiberglass Reinforced Plastic | Pressure | Double Walled | Fiberglass Reinforced Plastic | Removal | 2005-10-04
0-006192 | Q-LUBE #1361 | 6720 W PEORIA AVE | PEORIA | AZ | 85345 | Maricopa | 1 | Perm Closure | 1988-05-16 | 6000 | Used Oil/Waste Oil | COMPARTMENT A | Double Walled | Fiberglass Reinforced Plastic | Suction - Check Valve at the Tank Top |  | Fiberglass Reinforced Plastic | Removal | 1995-12-12
0-003399 | PARADISE VALLEY SOC #142185 | 4150 E BELL RD | PHOENIX | AZ | 85032 | Maricopa | 3 | Perm Closure | 1972-01-01 | 2000 | Diesel | COMPARTMENT A |  | Asphalt coated or Bare Steel |  |  |  | Removal | 1989-01-01
0-003399 | PARADISE VALLEY SOC #142185 | 4150 E BELL RD | PHOENIX | AZ | 85032 | Maricopa | 4 | Perm Closure | 1995-10-15 | 6000 | Gasoline | COMPARTMENT A | Double Walled | Fiberglass Reinforced Plastic | Pressure | Double Walled | Fiberglass Reinforced Plastic | Removal | 2013-11-06
0-008311 | WEST END SERVICE | 621 W DEUCE OF CLUBS | SHOW LOW | AZ | 85901 | Navajo | 1 | Perm Closure | 1966-01-01 | 10000 | Gasoline | COMPARTMENT A | Unknown | Asphalt coated or Bare Steel | Pressure |  |  | Removal | 1998-03-17
0-005836 | ARCO #5321 | 13801 N 19TH AVE | PHOENIX | AZ | 85023 | Maricopa | 5 | Perm Closure | 1986-08-01 | 12000 | Gasoline | COMPARTMENT A | Unknown | Fiberglass Reinforced Plastic | Pressure |  | Fiberglass Reinforced Plastic | Removal | 2013-02-28
0-005836 | ARCO #5321 | 13801 N 19TH AVE | PHOENIX | AZ | 85023 | Maricopa | 4 | Perm Closure | 2005-06-17 | 550 | Used Oil/Waste Oil | COMPARTMENT A | Unknown | Asphalt coated or Bare Steel |  |  |  | Removal | 1986-08-19
0-004362 | SAVCO #7 | 77 W CHANDLER BLVD | CHANDLER | AZ | 85225 | Maricopa | 1 | Perm Closure | 1980-01-24 | 10000 | Gasoline | COMPARTMENT A | Double Walled | Asphalt coated or Bare Steel |  |  |  | Removal | 1992-03-24
0-004362 | SAVCO #7 | 77 W CHANDLER BLVD | CHANDLER | AZ | 85225 | Maricopa | 3 | Perm Closure | 1980-01-24 | 8000 | Gasoline | COMPARTMENT A | Double Walled | Asphalt coated or Bare Steel |  |  |  | Removal | 1992-03-24
0-002682 | CHEVRON #705 | 3445 W VAN BUREN ST | PHOENIX | AZ | 85009 | Maricopa | 2 | Perm Closure | 1968-11-01 | 10000 | Gasoline | COMPARTMENT A | Double Walled | Asphalt coated or Bare Steel |  |  |  | Removal | 1990-08-01
0-004284 | GRANDVIEW CAR WASH | 5123 N 59TH AVE | GLENDALE | AZ | 85301 | Maricopa | 1 | Perm Closure | 1967-06-30 | 10000 | Gasoline | COMPARTMENT A | Double Walled | Asphalt coated or Bare Steel | Pressure |  | Bare or Galvanized Steel | Removal | 1996-01-30
0-002887 | KOKOSING CONSTRUCTION COMPANY | 11500 W VAN BUREN ST | AVONDALE | AZ | 85323 | Maricopa | 1 | Perm Closure | 1985-01-01 | 10000 | Gasoline | COMPARTMENT A | Double Walled | Fiberglass Reinforced Plastic |  |  |  | Removal | 1990-11-14
0-002800 | WHITING STATION #120 | 945 N ARIZONA AVE | CHANDLER | AZ | 85225 | Maricopa | 7 | Perm Closure | 1988-01-01 | 10000 | Gasoline | COMPARTMENT A | Double Walled | Composite (Steel/Fiberglass) | Pressure | Double Walled | Fiberglass Reinforced Plastic | Removal | 2014-01-15
0-002800 | WHITING STATION #120 | 945 N ARIZONA AVE | CHANDLER | AZ | 85225 | Maricopa | 9 | Perm Closure | 1988-01-01 | 12000 | Diesel | COMPARTMENT A | Double Walled | Composite (Steel/Fiberglass) | Pressure | Double Walled | Fiberglass Reinforced Plastic | Removal | 2014-01-15
0-001371 | CIRCLE K #1175 | 13620 E WILLIAMS FIELD RD | GILBERT | AZ | 85295 | Maricopa | 1 | Perm Closure | 1969-01-01 | 10000 | Gasoline | COMPARTMENT A |  | Asphalt coated or Bare Steel |  |  |  | Removal | 1989-03-27
0-002998 | SUN DEVIL AUTO - NORTHWEST PHOENIX | 4322 W THUNDERBIRD RD | PHOENIX | AZ | 85306 | Maricopa | 1 | Perm Closure | 1967-01-01 | 1000 | Used Oil/Waste Oil | COMPARTMENT A |  | Asphalt coated or Bare Steel | Gravity Feed |  |  | Removal | 1992-05-29
0-008066 | NUTRIEN AG SOLUTIONS 7521 | 121 W PIMA ST | GILA BEND | AZ | 85337 | Maricopa | 2 | Perm Closure | 2005-06-17 | 10000 | Gasoline | COMPARTMENT A |  | Asphalt coated or Bare Steel | Suction - Check Valve at the Tank Top |  |  | Removal | 1996-02-21
0-003051 | MARICOPA COUNTY - WEST JACKSON FACILITY | 101 W JACKSON ST | PHOENIX | AZ | 85003 | Maricopa | 2 | Perm Closure | 1965-03-07 | 10000 | Gasoline | COMPARTMENT A | Unknown | Asphalt coated or Bare Steel | Pressure |  | Fiberglass Reinforced Plastic | Removal | 1990-12-28
0-001715 | D J M CONSTRUCTION | 3720 W WHITTON AVE | PHOENIX | AZ | 85019 | Maricopa | 1 | Perm Closure | 1973-01-01 | 4000 | Gasoline | COMPARTMENT A |  | Asphalt coated or Bare Steel |  |  |  | Removal | 1992-12-10
0-007044 | CUDHAY MEAT PACKING CO | VAN BUREN & 46TH ST | PHOENIX | AZ | 85034 | Maricopa | 2 | Perm Closure | 2005-06-17 | 20000 | Diesel | COMPARTMENT A |  | Asphalt coated or Bare Steel |  |  |  | Removal | 1993-05-11
0-000500 | VACANT LOT - FORMER ARCO #6107 | 3202 E SHEA BLVD | PHOENIX | AZ | 85028 | Maricopa | 3 | Perm Closure | 1984-01-01 | 10000 | Gasoline | COMPARTMENT A | Double Walled | Fiberglass Reinforced Plastic | Pressure |  | Fiberglass Reinforced Plastic | Removal | 2002-11-05
0-005338 | PHOENIX-MESA GATEWAY AIRPORT | 5835 S SOSSAMAN RD | MESA | AZ | 85212 | Maricopa | 57 | Perm Closure | 1990-05-11 | 500 | Used Oil/Waste Oil | COMPARTMENT A | Double Walled | Composite (Steel/Fiberglass) | Gravity Feed |  | Bare or Galvanized Steel | Removal | 1993-08-15
0-005338 | PHOENIX-MESA GATEWAY AIRPORT | 5835 S SOSSAMAN RD | MESA | AZ | 85212 | Maricopa | 92 | Perm Closure | 1982-01-01 | 550 | Diesel | COMPARTMENT A | Double Walled | Fiberglass Reinforced Plastic | Suction - Check Valve at the Tank Top |  | Bare or Galvanized Steel | Removal | 1988-01-01
0-005338 | PHOENIX-MESA GATEWAY AIRPORT | 5835 S SOSSAMAN RD | MESA | AZ | 85212 | Maricopa | 21 | Perm Closure | 1942-01-01 | 25000 | Jet Fuel | COMPARTMENT A | Single Walled | Asphalt coated or Bare Steel |  |  |  | Removal | 1991-04-22
0-005338 | PHOENIX-MESA GATEWAY AIRPORT | 5835 S SOSSAMAN RD | MESA | AZ | 85212 | Maricopa | 23 | Perm Closure | 1942-01-01 | 25000 | Jet Fuel | COMPARTMENT A | Single Walled | Asphalt coated or Bare Steel |  |  |  | Removal | 1991-04-22
0-005338 | PHOENIX-MESA GATEWAY AIRPORT | 5835 S SOSSAMAN RD | MESA | AZ | 85212 | Maricopa | 40 | Perm Closure | 1958-01-01 | 550 | Diesel | COMPARTMENT A | Single Walled | Asphalt coated or Bare Steel |  |  |  | Removal | 1993-11-02
0-005338 | PHOENIX-MESA GATEWAY AIRPORT | 5835 S SOSSAMAN RD | MESA | AZ | 85212 | Maricopa | 84 | Perm Closure | 2005-06-17 | 12000 | Unidentified | COMPARTMENT A | Single Walled | Asphalt coated or Bare Steel | Suction - Check Valve at the Tank Top |  | Bare or Galvanized Steel | Removal | 1990-12-10
0-005338 | PHOENIX-MESA GATEWAY AIRPORT | 5835 S SOSSAMAN RD | MESA | AZ | 85212 | Maricopa | 95 | Perm Closure | 1961-01-01 | 10000 | Gasoline | COMPARTMENT A | Single Walled | Asphalt coated or Bare Steel | Pressure |  | Bare or Galvanized Steel | Removal | 1993-09-30
0-005338 | PHOENIX-MESA GATEWAY AIRPORT | 5835 S SOSSAMAN RD | MESA | AZ | 85212 | Maricopa | 85 | Perm Closure | 2005-06-17 | 12000 | Unidentified | COMPARTMENT A | Single Walled | Asphalt coated or Bare Steel | Suction - Check Valve at the Tank Top |  | Bare or Galvanized Steel | Removal | 1990-12-10
0-005338 | PHOENIX-MESA GATEWAY AIRPORT | 5835 S SOSSAMAN RD | MESA | AZ | 85212 | Maricopa | 24 | Perm Closure | 1942-01-01 | 25000 | Jet Fuel | COMPARTMENT A | Single Walled | Asphalt coated or Bare Steel |  |  |  | Removal | 1991-04-22
0-007955 | PERFORMANCE ENGINEERING | 10201 N CAVE CREEK RD | PHOENIX | AZ | 85020 | Maricopa | 4 | Perm Closure | 2005-06-17 | 250 | Used Oil/Waste Oil | COMPARTMENT A | Double Walled | Asphalt coated or Bare Steel | Suction - Check Valve at the Tank Top |  | Bare or Galvanized Steel | Removal | 1992-08-27
0-006643 | UNOCAL #5974 | 4002 E VAN BUREN ST | PHOENIX | AZ | 85008 | Maricopa | 2 | Perm Closure | 1969-02-13 | 10000 | Gasoline | COMPARTMENT A | Double Walled | Asphalt coated or Bare Steel |  |  |  | Removal | 1988-09-01
0-005010 | UPS PHOENIX HUB | 3150 N 31ST AVE | PHOENIX | AZ | 85017 | Maricopa | 7 | Perm Closure | 1983-01-01 | 1000 | New Oil | COMPARTMENT A | Single Walled | Asphalt coated or Bare Steel |  |  |  | Removal | 1990-11-29
0-007010 | DEER-O PAINTS & CHEMICALS | 2431 E VAN BUREN ST | PHOENIX | AZ | 85008 | Maricopa | 4 | Perm Closure | 2005-06-17 | 2000 | Antifreeze / Ethylene Glycol | COMPARTMENT A | Single Walled | Asphalt coated or Bare Steel | Suction - Check Valve at the Tank Top | Single Walled | Bare or Galvanized Steel | Removal | 1985-05-29
0-002316 | WILHELM GARAGE | 200 W INDIAN SCHOOL RD | LITCHFIELD PARK | AZ | 85340 | Maricopa | 4 | Perm Closure | 1982-04-29 | 3000 | Diesel | COMPARTMENT A | Single Walled | Asphalt coated or Bare Steel |  |  |  | Removal | 1990-03-14
0-000148 | CIRCLE K #8834 | 13549 E CHANDLER BLVD | CHANDLER | AZ | 85225 | Maricopa | 1 | Open | 1987-01-01 | 10000 | Gasoline | COMPARTMENT A | Double Walled | Fiberglass Reinforced Plastic | Pressure | Single Walled | Fiberglass Reinforced Plastic
0-000338 | PARKER OIL PRODUCTS | 785 KIOWA AVE | LAKE HAVASU CITY | AZ | 86403 | Mohave | 6 | Open | 1997-11-07 | 12000 | Gasoline | COMPARTMENT A | Double Walled | Composite (Steel/Fiberglass) | Pressure | Double Walled | Fiberglass Reinforced Plastic
0-006909 | BERGE FORD | 460 E AUTO CENTER DR | MESA | AZ | 85204 | Maricopa | 2 | Open | 1990-01-01 | 2000 | Antifreeze / Ethylene Glycol | COMPARTMENT B | Double Walled | Composite (Steel/Fiberglass)
0-000234 | ADOT - CASA GRANDE |  | CASA GRANDE |  |  | Pinal | 2 | Perm Closure | 1979-01-01 | 1500 | Diesel | COMPARTMENT A | Single Walled | Asphalt coated or Bare Steel | Suction - Check Valve at the Dispenser | Single Walled | Bare or Galvanized Steel | Removal | 1999-12-28
0-005569 | WASH WORLD INC | 2425 W MCDOWELL RD | PHOENIX | AZ | 85009 | Maricopa | 4 | Perm Closure | 1978-01-01 | 10000 | Diesel | COMPARTMENT A | Single Walled | Asphalt coated or Bare Steel |  |  |  | Removal | 1991-06-03
0-002570 | INTEL - CHANDLER | 5000 W CHANDLER BLVD | CHANDLER | AZ | 85226 | Maricopa | 2 | Perm Closure | 1982-05-01 | 5000 | Diesel | COMPARTMENT A | Unknown | Fiberglass Reinforced Plastic |  |  |  | Removal | 1991-03-04
0-002241 | GM DESERT PROVING GROUND | 13303 S ELLSWORTH RD | MESA | AZ | 85212 | Maricopa | 14 | Perm Closure | 1976-01-01 | 12000 | Unidentified | COMPARTMENT A |  | Asphalt coated or Bare Steel |  |  |  | Removal | 1990-05-08
0-002241 | GM DESERT PROVING GROUND | 13303 S ELLSWORTH RD | MESA | AZ | 85212 | Maricopa | 23 | Perm Closure | 1976-01-01 | 2000 | Gasoline | COMPARTMENT A |  | Asphalt coated or Bare Steel |  |  |  | Removal | 1990-05-07
0-002241 | GM DESERT PROVING GROUND | 13303 S ELLSWORTH RD | MESA | AZ | 85212 | Maricopa | 43 | Perm Closure | 1989-12-01 | 4000 | Oxygenated Gasoline | COMPARTMENT C | Double Walled | Fiberglass Reinforced Plastic | Pressure | Double Walled | Fiberglass Reinforced Plastic | Removal | 2014-02-21
0-002241 | GM DESERT PROVING GROUND | 13303 S ELLSWORTH RD | MESA | AZ | 85212 | Maricopa | 57 | Perm Closure | 1993-10-01 | 12000 | Gasoline | COMPARTMENT A | Double Walled | Fiberglass Reinforced Plastic | Pressure | Double Walled | Fiberglass Reinforced Plastic | Removal | 2014-02-06
0-002241 | GM DESERT PROVING GROUND | 13303 S ELLSWORTH RD | MESA | AZ | 85212 | Maricopa | 52 | Perm Closure | 1989-12-01 | 12000 | Gasoline | COMPARTMENT A | Double Walled | Fiberglass Reinforced Plastic | Pressure | Double Walled | Fiberglass Reinforced Plastic | Removal | 2014-02-11
0-008622 | HAYDEN AUTO PLAZA | 1900 E HAYDEN LN | TEMPE | AZ | 85281 | Maricopa | 1 | Perm Closure | 1985-01-01 | 2000 | Unidentified | COMPARTMENT A |  | Asphalt coated or Bare Steel | Suction - Check Valve at the Tank Top |  | Bare or Galvanized Steel | Removal | 1995-05-18
0-005143 | BAIT SHOP | 1740 E ASH ST | GLOBE | AZ | 85501 | Gila | 3 | Perm Closure | 1976-05-01 | 6000 | Gasoline | COMPARTMENT A | Double Walled | Asphalt coated or Bare Steel | Pressure |  |  | Removal | 1998-12-02
0-008978 | JOHNS GUN SHOP | 2611 W DREXEL RD | TUCSON | AZ | 85746 | Pima | 1 | Perm Closure | 2005-06-17 | 4000 | Diesel | COMPARTMENT A | Unknown | Asphalt coated or Bare Steel |  |  |  | Removal | 1999-09-14
0-008978 | JOHNS GUN SHOP | 2611 W DREXEL RD | TUCSON | AZ | 85746 | Pima | 2 | Perm Closure | 2005-06-17 | 6000 | Diesel | COMPARTMENT A | Unknown | Asphalt coated or Bare Steel |  |  |  | Removal | 1999-09-14
0-005627 | AMIGO FUELS | 801 N 16TH ST | PHOENIX | AZ | 85006 | Maricopa | 5 | Open | 1985-01-01 | 10000 | Gasoline (PUL) | COMPARTMENT A |  | Asphalt coated or Bare Steel | Pressure |  | Fiberglass Reinforced Plastic
0-004320 | HAVASU REGIONAL MEDICAL CENTER | 101 CIVIC CENTER LN | LAKE HAVASU CITY | AZ | 86403 | Mohave | 1 | Perm Closure | 1988-02-17 | 550 | Diesel | COMPARTMENT A | Double Walled | Fiberglass Reinforced Plastic | Suction - Check Valve at the Tank Top | Double Walled | Fiberglass Reinforced Plastic | Removal | 2003-07-09
0-003146 | MESA UNIFIED SCHOOL DISTRICT - MAINTENANCE FACILITY | 837 S POWER RD | MESA | AZ | 85206 | Maricopa | 10 | Open | 2019-06-26 | 15000 | Diesel | COMPARTMENT A | Double Walled | Polyethylene Jacketed Steel | Pressure | Double Walled | Fiberglass Reinforced Plastic
0-003146 | MESA UNIFIED SCHOOL DISTRICT - MAINTENANCE FACILITY | 837 S POWER RD | MESA | AZ | 85206 | Maricopa | 5 | Perm Closure | 1997-08-06 | 10000 | Diesel | COMPARTMENT A | Double Walled | Fiberglass Reinforced Plastic | Pressure | Double Walled | Fiberglass Reinforced Plastic | Removal | 2019-06-07
0-001377 | CIRCLE K #2701198 | 721 N 195TH AVE | BUCKEYE | AZ | 85326 | Maricopa | 1 | Perm Closure | 1976-01-01 | 10000 | Gasoline | COMPARTMENT A |  | Asphalt coated or Bare Steel | Pressure |  | Fiberglass Reinforced Plastic | Removal | 2002-11-07
0-001156 | R14 INVESTMENT PARTNERS LLC | 33040 N 203RD AVE | WITTMANN | AZ | 85361 | Maricopa | 6 | Perm Closure | 1984-01-01 | 4000 | Gasoline | COMPARTMENT A | Double Walled | Fiberglass Reinforced Plastic | Pressure |  | Fiberglass Reinforced Plastic | Removal | 1995-06-06
0-001156 | R14 INVESTMENT PARTNERS LLC | 33040 N 203RD AVE | WITTMANN | AZ | 85361 | Maricopa | 12 | Perm Closure | 1995-02-01 | 6000 | Gasoline | COMPARTMENT A | Double Walled | Composite (Steel/Fiberglass) | Pressure | Double Walled | Fiberglass Reinforced Plastic | Removal | 2006-09-01
0-005286 | UNOCAL #4742 | 5836 W INDIAN SCHOOL RD | PHOENIX | AZ | 85031 | Maricopa | 2 | Perm Closure | 1961-04-15 | 4000 | Gasoline | COMPARTMENT A | Double Walled | Asphalt coated or Bare Steel |  |  |  | Removal | 1986-01-01
0-003589 | CROPPERS CHEVROLET | 1831 N GRAND AVE | NOGALES | AZ | 85621 | Santa Cruz | 2 | Perm Closure | 1975-01-01 | 500 | Used Oil/Waste Oil | COMPARTMENT A | Single Walled | Asphalt coated or Bare Steel |  |  |  | Removal | 1986-01-01
0-000730 | SCHROEDER'S AUTO SERVICE | 2701 N CAMPBELL AVE | TUCSON | AZ | 85719 | Pima | 1 | Perm Closure | 1948-01-01 | 4000 | Gasoline | COMPARTMENT A | Single Walled | Asphalt coated or Bare Steel |  |  |  | Removal | 1988-03-31
0-005997 | COX COMMUNICATIONS | 160 S MACDONALD | MESA | AZ | 85210 | Maricopa | 1 | Perm Closure | 1992-01-23 | 12000 | Gasoline | COMPARTMENT A | Unknown | Fiberglass Reinforced Plastic | Pressure | Double Walled | Fiberglass Reinforced Plastic | Removal | 2005-12-08
0-002162 | CROSS Y RANCH |  | BLACK CANYON CITY |  |  | Yavapai | 1 | Perm Closure | 2005-06-17 | 2000 | Diesel | COMPARTMENT A | Single Walled | Asphalt coated or Bare Steel |  |  |  | Removal | 1990-06-18
0-005747 | COCHISE MAINTENANCE FACILITY | 9792 E LARRY HUGHES DR | SCOTTSDALE | AZ | 85262 | Maricopa | 1 | Perm Closure | 1988-10-17 | 4000 | Gasoline | COMPARTMENT A | Double Walled | Fiberglass Reinforced Plastic | Pressure |  | Fiberglass Reinforced Plastic | Removal | 2020-06-30
0-001464 | COMMANCHE PARK | 8450 VIA PASEO DEL NORTE | SCOTTSDALE | AZ | 85258 | Maricopa | 1 | Perm Closure | 1974-01-01 | 500 | Diesel | COMPARTMENT A |  | Asphalt coated or Bare Steel | Suction - Check Valve at the Tank Top |  |  | Removal | 1997-11-20
0-010414 | FRYS FUEL CENTER #699 | 11203 E SOUTH FRONTAGE RD | YUMA | AZ | 85365 | Yuma | 2 | Open | 2011-04-21 | 10000 | Diesel | COMPARTMENT A | Double Walled | Fiberglass Reinforced Plastic | Pressure | Double Walled | Flexible
0-010433 | QUIKTRIP #1496 | 6385 E GOLF LINKS RD | TUCSON | AZ | 85730 | Pima | 3 | Open | 2011-08-11 | 12000 | Gasoline | COMPARTMENT A | Double Walled | Fiberglass Reinforced Plastic | Pressure | Double Walled | Fiberglass Reinforced Plastic
0-005758 | YAVAPAI COUNTY - FLEET MANAGEMENT | 820 WHIPPLE ST | PRESCOTT | AZ | 86301 | Yavapai | 1 | Perm Closure | 1978-01-01 | 10000 | Gasoline | COMPARTMENT A | Single Walled | Asphalt coated or Bare Steel |  |  |  | Removal | 1987-12-30
0-000439 | ASU | 651 E UNIVERSITY DR | TEMPE | AZ | 85281 | Maricopa | 7 | Perm Closure | 1976-01-01 | 500 | Used Oil/Waste Oil | COMPARTMENT A |  | Asphalt coated or Bare Steel |  |  |  | Removal | 1989-01-10
0-000439 | ASU | 651 E UNIVERSITY DR | TEMPE | AZ | 85281 | Maricopa | 14 | Perm Closure | 1989-01-25 | 10000 | Gasoline | COMPARTMENT A | Unknown | Fiberglass Reinforced Plastic | Suction - Check Valve at the Tank Top |  | Fiberglass Reinforced Plastic | Removal | 2007-04-04
0-000140 | EXXON - SEDONA | 120 STATE ROUTE 179 | SEDONA | AZ | 86336 | Yavapai | 1 | Perm Closure | 1961-01-01 | 6000 | Gasoline | COMPARTMENT A |  | Asphalt coated or Bare Steel |  |  |  | Removal | 1990-05-23
0-000015 | FAA - PHOENIX/ATCT | 3440 E SKY HARBOR BLVD | PHOENIX | AZ | 85034 | Maricopa | 1 | Perm Closure | 1977-01-01 | 2000 | Diesel | COMPARTMENT A |  | Asphalt coated or Bare Steel |  |  |  | Removal | 1995-06-14
0-003209 | CIRCLE K STORE #2709169 | 4101 N HAYDEN RD | SCOTTSDALE | AZ | 85251 | Maricopa | 1 | Perm Closure | 2005-06-17 | 12000 | Gasoline | COMPARTMENT A |  | Asphalt coated or Bare Steel | Pressure |  |  | Removal | 1985-11-02
0-003209 | CIRCLE K STORE #2709169 | 4101 N HAYDEN RD | SCOTTSDALE | AZ | 85251 | Maricopa | 8 | Open | 2019-04-15 | 12000 | Gasoline (PUL) | COMPARTMENT A | Double Walled | Fiberglass Reinforced Plastic
0-009808 | PILOT TRAVEL CENTER #459 | 900 N 99TH AVE | AVONDALE | AZ | 85323 | Maricopa | 3 | Open | 2001-10-04 | 20000 | Gasoline | COMPARTMENT A | Double Walled | Fiberglass Reinforced Plastic | Pressure | Double Walled | Fiberglass Reinforced Plastic
0-009808 | PILOT TRAVEL CENTER #459 | 900 N 99TH AVE | AVONDALE | AZ | 85323 | Maricopa | 6 | Open | 2001-10-04 | 20000 | Gasoline | COMPARTMENT A | Double Walled | Fiberglass Reinforced Plastic | Pressure | Double Walled | Fiberglass Reinforced Plastic
0-009158 | PHOENIX, CITY OF - CIVIC PLAZA PARKING GARAGE | 633 E WASHINGTON ST | PHOENIX | AZ | 85004 | Maricopa | 3 | Perm Closure | 2005-06-17 | 750 | Unidentified | COMPARTMENT A | Single Walled | Asphalt coated or Bare Steel |  |  |  | Removal | 1996-08-29
0-001435 | CIRCLE K #2701572 | 904 W BROADWAY RD | TEMPE | AZ | 85282 | Maricopa | 5 | Perm Closure | 1971-01-01 | 10000 | Gasoline | COMPARTMENT A |  | Asphalt coated or Bare Steel |  |  |  | Removal | 1987-01-01
0-009821 | CIRCLE K #2706461 | 2808 S DOBSON RD | MESA | AZ | 85202 | Maricopa | 1 | Open | 2001-07-26 | 10000 | Gasoline | COMPARTMENT A | Double Walled | Fiberglass Reinforced Plastic | Pressure | Double Walled | Flexible
0-004208 | CIRCLE K #2705286 | 751 N ARIZONA AVE | GILBERT | AZ | 85233 | Maricopa | 3 | Open | 1987-01-03 | 8000 | Gasoline | COMPARTMENT A | Double Walled | Fiberglass Reinforced Plastic | Pressure |  | Fiberglass Reinforced Plastic
0-008015 | CIRCLE K #2705296 | 13880 N FRANK LLOYD WRIGHT BLVD | SCOTTSDALE | AZ | 85260 | Maricopa | 4 | Open | 1992-04-01 | 12000 | Gasoline | COMPARTMENT A | Double Walled | Fiberglass Reinforced Plastic | Pressure |  | Fiberglass Reinforced Plastic
0-005967 | CIRCLE K #2708512 | 6005 E MCKELLIPS RD | MESA | AZ | 85215 | Maricopa | 2 | Open | 1987-02-25 | 10000 | Gasoline | COMPARTMENT A | Double Walled | Fiberglass Reinforced Plastic | Pressure | Single Walled | Fiberglass Reinforced Plastic
0-005967 | CIRCLE K #2708512 | 6005 E MCKELLIPS RD | MESA | AZ | 85215 | Maricopa | 3 | Open | 1987-02-25 | 10000 | Gasoline | COMPARTMENT A | Double Walled | Fiberglass Reinforced Plastic | Pressure | Single Walled | Fiberglass Reinforced Plastic
0-001535 | CIRCLE K #2701974 | 2402 E MCDOWELL RD | PHOENIX | AZ | 85008 | Maricopa | 5 | Open | 2020-04-10 | 12000 | Gasoline (PUL) | COMPARTMENT A | Double Walled | Fiberglass Reinforced Plastic
0-004563 | CIRCLE K #2701997 | 1581 MAINLINE RD | HEBER | AZ | 85928 | Navajo | 1 | Open | 1986-07-13 | 10000 | Gasoline (Mid-Grade UL) | COMPARTMENT A | Single Walled | Fiberglass Reinforced Plastic | Pressure | Single Walled | Fiberglass Reinforced Plastic
0-004563 | CIRCLE K #2701997 | 1581 MAINLINE RD | HEBER | AZ | 85928 | Navajo | 2 | Open | 1986-07-13 | 10000 | Gasoline (PUL) | COMPARTMENT A | Single Walled | Fiberglass Reinforced Plastic | Pressure | Single Walled | Fiberglass Reinforced Plastic
0-007398 | FIESTA MARKET #2 | 1360 N MARIPOSA RD | NOGALES | AZ | 85621 | Santa Cruz | 1 | Open | 1991-07-15 | 12000 | Gasoline | COMPARTMENT A | Double Walled | Composite (Steel/Fiberglass) | Pressure | Single Walled | Fiberglass Reinforced Plastic
0-005844 | FLAGSTAFF UNIFIED SCHOOL DISTRICT #1 | 2701 N IZABEL ST | FLAGSTAFF | AZ | 86004 | Coconino | 1 | Perm Closure | 1972-10-07 | 10000 | Gasoline | COMPARTMENT A | Unknown | Asphalt coated or Bare Steel |  |  |  | Removal | 1988-07-01
0-001861 | EXXON #7-0827/HONTECH ACCURA | 400 N ARIZONA AVE | CHANDLER | AZ | 85225 | Maricopa | 2 | Perm Closure | 1962-01-01 | 6000 | Gasoline | COMPARTMENT A |  | Asphalt coated or Bare Steel |  |  |  | Removal | 1987-11-12
0-010450 | CIRCLE K STORE #2703425 | 3950 E BASELINE RD | PHOENIX | AZ | 85042 | Maricopa | 2 | Open | 2012-08-27 | 12000 | Gasoline | COMPARTMENT A | Double Walled | Fiberglass Reinforced Plastic | Pressure | Double Walled | Fiberglass Reinforced Plastic
0-010451 | CHANDLER MIDWAY | 5710 W CHANDLER BLVD | CHANDLER | AZ | 85226 | Maricopa | 1 | Open | 2012-10-01 | 4000 | Diesel | COMPARTMENT A | Double Walled | Fiberglass Reinforced Plastic | Pressure | Double Walled | Fiberglass Reinforced Plastic
0-008079 | JUST ENTERPRISES INC DBA U-PULL IT | 3250 W BROADWAY RD | PHOENIX | AZ | 85041 | Maricopa | 1 | Perm Closure | 2005-06-17 | 1000 | Gasoline | COMPARTMENT A | Double Walled | Asphalt coated or Bare Steel | Pressure |  | Bare or Galvanized Steel | Removal | 1993-01-22
0-005548 | DIAMOND MASONRY INC. | 2836 W BROADWAY RD | PHOENIX | AZ | 85041 | Maricopa | 1 | Perm Closure | 2005-06-17 | 1000 | Gasoline | COMPARTMENT A | Single Walled | Asphalt coated or Bare Steel |  |  |  | Removal | 1997-12-17
0-002796 | SPEEDWAY STORE #2989 | 2946 W US HIGHWAY 70 | THATCHER | AZ | 85552 | Graham | 6 | Open | 2006-06-30 | 7000 | Gasoline (PUL) | COMPARTMENT A | Double Walled | Composite (Steel/Fiberglass) | Pressure | Double Walled | Fiberglass Reinforced Plastic
0-002796 | SPEEDWAY STORE #2989 | 2946 W US HIGHWAY 70 | THATCHER | AZ | 85552 | Graham | 4 | Perm Closure | 1976-01-01 | 10000 | Gasoline | COMPARTMENT A | Double Walled | Fiberglass Reinforced Plastic | Pressure |  | Fiberglass Reinforced Plastic | Removal | 2006-05-31
0-002831 | KEMPER MARLEY FARMS |  | SURPRISE |  |  | Maricopa | 3 | Perm Closure | 1982-03-04 | 500 | Gasoline | COMPARTMENT A | Single Walled | Asphalt coated or Bare Steel |  |  |  | Removal | 1988-12-01
0-002831 | KEMPER MARLEY FARMS |  | SURPRISE |  |  | Maricopa | 2 | Perm Closure | 1982-03-04 | 500 | Diesel | COMPARTMENT A | Single Walled | Asphalt coated or Bare Steel |  |  |  | Removal | 1988-12-01
0-005596 | WEISS GUYS CAR WASH | 711 GRAND AVE | PHOENIX | AZ | 85007 | Maricopa | 2 | Perm Closure | 1976-01-01 | 10000 | Gasoline | COMPARTMENT A |  | Asphalt coated or Bare Steel |  |  |  | Removal | 1992-06-10
0-001926 | MERCEDES BENZ OF TUCSON | 6350 E GRANT RD | TUCSON | AZ | 85715 | Pima | 3 | Perm Closure | 1985-01-01 | 12000 | Gasoline | COMPARTMENT A | Single Walled | Asphalt coated or Bare Steel | Suction - Check Valve at the Tank Top |  |  | Removal | 1993-12-02
0-001926 | MERCEDES BENZ OF TUCSON | 6350 E GRANT RD | TUCSON | AZ | 85715 | Pima | 4 | Perm Closure | 1985-01-01 | 2000 | Used Oil/Waste Oil | COMPARTMENT A | Single Walled | Asphalt coated or Bare Steel | Suction - Check Valve at the Tank Top |  |  | Removal | 1990-12-26
0-001926 | MERCEDES BENZ OF TUCSON | 6350 E GRANT RD | TUCSON | AZ | 85715 | Pima | 5 | Perm Closure | 1985-05-07 | 550 | Antifreeze / Ethylene Glycol | COMPARTMENT A | Single Walled | Asphalt coated or Bare Steel | Suction - Check Valve at the Tank Top |  |  | Removal | 1990-12-26
0-001864 | DENMART #877 | 809 S RURAL RD | TEMPE | AZ | 85281 | Maricopa | 2 | Perm Closure | 1973-01-01 | 8000 | Gasoline | COMPARTMENT A |  | Asphalt coated or Bare Steel |  |  |  | Removal | 1987-01-01
0-005112 | CARDLOCK - W 2ND ST | 401 W 2ND ST | CASA GRANDE | AZ | 85122 | Pinal | 3 | Perm Closure | 1971-04-23 | 4000 | Diesel | COMPARTMENT A | Double Walled | Asphalt coated or Bare Steel |  |  |  | Removal | 1988-12-01
0-003211 | FAST FUEL | 3601 N ORACLE RD | TUCSON | AZ | 85705 | Pima | 2 | Perm Closure | 1967-01-01 | 8000 | Gasoline | COMPARTMENT A |  | Asphalt coated or Bare Steel | Pressure |  |  | Removal | 1988-06-02
0-005194 | OCTOPUS CAR WASH | 3101 E SPEEDWAY BLVD | TUCSON | AZ | 85716 | Pima | 1 | Perm Closure | 1967-04-18 | 10000 | Diesel | COMPARTMENT A | Double Walled | Asphalt coated or Bare Steel | Pressure |  | Fiberglass Reinforced Plastic | Removal | 1996-02-07
0-005194 | OCTOPUS CAR WASH | 3101 E SPEEDWAY BLVD | TUCSON | AZ | 85716 | Pima | 6 | Perm Closure | 1996-02-08 | 10000 | Gasoline | COMPARTMENT A | Double Walled | Composite (Steel/Fiberglass) | Pressure |  | Fiberglass Reinforced Plastic | Removal | 2005-08-29
0-007477 | SHOW LOW SCHOOL DISTRICT #10 | 500 W OLD LINDEN RD | SHOW LOW | AZ | 85901 | Navajo | 2 | Perm Closure | 2005-06-17 | 10000 | Diesel | COMPARTMENT A |  | Asphalt coated or Bare Steel | Pressure |  |  | Removal | 1991-10-10
0-001947 | ENGINE SUPPLY INC | 2601 W CYPRESS ST | PHOENIX | AZ | 85009 | Maricopa | 2 | Perm Closure | 2005-06-17 |  | Unidentified | COMPARTMENT A |  | Asphalt coated or Bare Steel |  |  |  | Removal | 1984-01-01
0-001819 | DUNLAP OIL #8 | 241 N CORONADO BLVD | CLIFTON | AZ | 85533 | Greenlee | 2 | Perm Closure | 1975-01-01 | 10000 | Gasoline | COMPARTMENT A |  | Asphalt coated or Bare Steel |  |  |  | Removal | 1988-10-31
0-000095 | PIMA SERVICE STATION | 3 E CENTER ST | PIMA | AZ | 85543 | Graham | 3 | Perm Closure | 2005-06-17 | 500 | Gasoline | COMPARTMENT A |  | Asphalt coated or Bare Steel |  |  |  | Removal | 1990-04-24
0-003839 | CITY OF PHOENIX - FIRE STATION | 2401 E ROOSEVELT ST | PHOENIX | AZ | 85008 | Maricopa | 1 | Perm Closure | 2005-06-17 | 280 | Diesel | COMPARTMENT A | Single Walled | Asphalt coated or Bare Steel |  |  |  | Closed in Place | 1976-01-01
0-003723 | PHILLIPS 66 COMPANY #015203 | 3501 W ENCANTO BLVD | PHOENIX | AZ | 85009 | Maricopa | 1 | Perm Closure | 1964-04-02 | 560 | Used Oil/Waste Oil | COMPARTMENT A | Unknown | Asphalt coated or Bare Steel |  |  |  | Removal | 2006-04-25
0-001101 | SETTING SUN SERVICES | 11113 W MICHIGAN AVE | YOUNGTOWN | AZ | 85363 | Maricopa | 3 | Perm Closure | 1979-01-01 | 300 | Used Oil/Waste Oil | COMPARTMENT A |  | Asphalt coated or Bare Steel | Gravity Feed |  |  | Removal | 1996-10-16
0-006245 | PARCEL 140-03-192 | 1766 W WETMORE RD | TUCSON | AZ | 85705 | Pima | 1 | Perm Closure | 2005-06-17 | 10000 | Gasoline | COMPARTMENT A | Unknown | Unknown |  |  |  | Removal | 1989-12-19
0-004133 | RETAIL ELECTRIC | 2710 W GLENDALE AVE | PHOENIX | AZ | 85051 | Maricopa | 1 | Perm Closure | 1976-01-12 | 1000 | Gasoline | COMPARTMENT A | Double Walled | Asphalt coated or Bare Steel |  |  |  | Removal | 1989-04-20
0-004218 | RWR PARTNERSHIP | 5621 E BASELINE RD | GILBERT | AZ | 85206 | Maricopa | 1 | Perm Closure | 2005-06-17 | 2000 | Gasoline | COMPARTMENT A | Unknown | Asphalt coated or Bare Steel |  |  |  | Removal | 1990-01-01
0-010507 | PINAL APN #306-13-121 | 203 W HAYDEN AVE | MAMMOTH | AZ | 85618 | Pinal | 3 | Perm Closure | 2014-09-11 | 1500 | Gasoline | COMPARTMENT A | Single Walled | Asphalt coated or Bare Steel | Pressure | Single Walled | Bare or Galvanized Steel | Removal | 2014-08-05
0-001678 | MOTEL 6 PREMIER | 831 W ROUTE 66 | WILLIAMS | AZ | 86046 | Coconino | 1 | Perm Closure | 1966-04-25 | 4000 | Gasoline | COMPARTMENT A | Single Walled | Asphalt coated or Bare Steel |  |  |  | Removal | 1988-01-01
0-006793 | JACKSONS #808 | 12020 N TATUM BLVD | PHOENIX | AZ | 85028 | Maricopa | 2 | Open | 1990-01-01 | 20000 | Gasoline | COMPARTMENT A | Double Walled | Fiberglass Reinforced Plastic | Pressure | Double Walled | Fiberglass Reinforced Plastic
0-002848 | KIP INCORPORATED | 8949 S BECK AVE | TEMPE | AZ | 85284 | Maricopa | 1 | Perm Closure | 1984-05-05 | 10000 | Diesel | COMPARTMENT A | Double Walled | Asphalt coated or Bare Steel | Suction - Check Valve at the Tank Top |  | Bare or Galvanized Steel | Removal | 1993-03-12
0-008274 | EQUILON #120122 | 91 HIPKOE DR | WINSLOW | AZ | 86047 | Navajo | 3 | Perm Closure | 1986-10-10 | 12000 | Gasoline | COMPARTMENT A | Single Walled | Asphalt coated or Bare Steel | Pressure |  | Fiberglass Reinforced Plastic | Removal | 2003-02-07
0-008274 | EQUILON #120122 | 91 HIPKOE DR | WINSLOW | AZ | 86047 | Navajo | 4 | Perm Closure | 1986-10-10 | 12000 | Diesel | COMPARTMENT A | Single Walled | Asphalt coated or Bare Steel | Pressure |  | Fiberglass Reinforced Plastic | Removal | 2003-02-07
0-008683 | SMITH GAS STATION | 804 S 8TH AVE | SAFFORD | AZ | 85546 | Graham | 3 | Perm Closure | 2005-06-17 |  | Gasoline | COMPARTMENT A | Double Walled | Asphalt coated or Bare Steel | Suction - Check Valve at the Tank Top |  | Bare or Galvanized Steel | Removal | 1995-11-30
0-009354 | PALO VERDE GOLF COURSE | 6215 N 15TH AVE | PHOENIX | AZ | 85015 | Maricopa | 1 | Perm Closure | 1996-01-01 | 550 | Gasoline | COMPARTMENT A | Unknown | Fiberglass Reinforced Plastic | Suction - Check Valve at the Tank Top | Double Walled | Fiberglass Reinforced Plastic | Removal | 1999-09-14
0-004293 | PAPAGO PARK CENTER | 1655 N 56TH ST | TEMPE | AZ | 85281 | Maricopa | 2 | Perm Closure | 1966-11-21 | 1000 | Gasoline | COMPARTMENT A | Unknown | Asphalt coated or Bare Steel |  |  |  | Removal | 1986-11-21
0-003506 | TARGET STORE #T0209 | 740 W CAMELBACK RD | PHOENIX | AZ | 85013 | Maricopa | 2 | Perm Closure | 1965-01-01 | 12000 | Gasoline | COMPARTMENT A |  | Asphalt coated or Bare Steel |  |  |  | Removal | 1990-03-12
0-003525 | NOGALES HWY IRON & STEEL INC | 9421 S NOGALES HWY | TUCSON | AZ | 85756 | Pima | 2 | Perm Closure | 1975-01-01 | 1000 | Gasoline | COMPARTMENT A | Single Walled | Asphalt coated or Bare Steel |  |  |  | Removal | 1975-12-01
0-008964 | CITY OF PHOENIX - OKEMAH PARK | 3828 E ANNE ST | PHOENIX | AZ | 85040 | Maricopa | 1 | Open | 1996-06-17 | 12000 | Diesel | COMPARTMENT A | Double Walled | Fiberglass Reinforced Plastic | Pressure | Double Walled | Fiberglass Reinforced Plastic
0-003279 | EXXONMOBIL OIL CORP #12070 | 9906 W THUNDERBIRD BLVD | SUN CITY | AZ | 85351 | Maricopa | 5 | Perm Closure | 1987-12-01 | 10000 | Gasoline | COMPARTMENT A | Double Walled | Fiberglass Reinforced Plastic | Pressure |  | Fiberglass Reinforced Plastic | Removal | 2005-05-19
0-003696 | Q1 GAS AND MART | 3926 N 19TH AVE | PHOENIX | AZ | 85015 | Maricopa | 6 | Perm Closure | 1986-08-02 | 12000 | Gasoline | COMPARTMENT A | Double Walled | Fiberglass Reinforced Plastic | Pressure | Double Walled | Fiberglass Reinforced Plastic | Removal | 2017-11-15
0-003355 | SAN MANUEL MAIN CO #125280 | 105 W AVENUE G | SAN MANUEL | AZ | 85631 | Pinal | 1 | Perm Closure | 1981-01-06 | 550 | Diesel | COMPARTMENT A | Double Walled | Asphalt coated or Bare Steel |  |  |  | Removal | 1994-11-29
0-002051 | QUIK MART #100915 | 3370 N COUNTRY CLUB RD | TUCSON | AZ | 85716 | Pima | 2 | Perm Closure | 1972-01-01 | 6000 | Gasoline | COMPARTMENT A | Single Walled | Asphalt coated or Bare Steel | Suction - Check Valve at the Tank Top |  |  | Removal | 1992-08-31
0-003998 | AMERICAN RECYCLING INDUSTRIES, CORP | 4330 N 39TH AVE | PHOENIX | AZ | 85019 | Maricopa | 1 | Perm Closure | 1978-04-24 | 20000 | Diesel | COMPARTMENT A | Unknown | Asphalt coated or Bare Steel |  |  |  | Removal | 1986-05-05
0-010509 | FRY'S FOOD & DRUG #0101-660 | 3232 S MILL AVE | TEMPE | AZ | 85282 | Maricopa | 2 | Open | 2014-04-17 | 10000 | Diesel | COMPARTMENT A | Double Walled | Fiberglass Reinforced Plastic | Pressure | Double Walled | Fiberglass Reinforced Plastic
0-010524 | FRY'S FUEL #23 | 2041 N RECKER RD | MESA | AZ | 85215 | Maricopa | 2 | Open | 2015-01-20 | 8000 | Gasoline | COMPARTMENT A | Double Walled | Fiberglass Reinforced Plastic | Pressure | Double Walled | Fiberglass Reinforced Plastic
0-010525 | GREEN VALLEY CAR WASH & SORENSON'S LUBE SHOP | 277 W CALLE DE LAS TIENDAS | GREEN VALLEY | AZ | 85614 | Pima | 1 | Perm Closure | 2015-02-11 | 1000 | New Oil | COMPARTMENT A | Single Walled | Asphalt coated or Bare Steel | Pressure | Single Walled | Bare or Galvanized Steel | Removal | 2015-01-07
0-002702 | CASEY'S AUTO REPAIRS | 2929 AZ 89 | PRESCOTT | AZ | 86301 | Yavapai | 5 | Perm Closure | 2005-06-17 | 500 | Used Oil/Waste Oil | COMPARTMENT A | Single Walled | Asphalt coated or Bare Steel | Gravity Feed |  | Bare or Galvanized Steel | Removal | 2000-01-11
0-002740 | RALPH HANSON DBA QUICK STOP | 17005 E SHEA BLVD | FOUNTAIN HILLS | AZ | 85268 | Maricopa | 4 | Perm Closure | 1976-03-15 | 10000 | Gasoline | COMPARTMENT A | Single Walled | Asphalt coated or Bare Steel | Pressure |  |  | Removal | 1992-07-21
0-007636 | PRESCOTT EQUIPMENT RENTAL | 711 6TH ST | PRESCOTT | AZ | 86301 | Yavapai | 1 | Perm Closure | 1981-04-01 | 2000 | Unidentified | COMPARTMENT A | Unknown | Asphalt coated or Bare Steel | Pressure |  |  | Removal | 1992-01-14
0-008896 | LLANTERA EL CACHANILLA | 986 W 3RD ST | YUMA | AZ | 85364 | Yuma | 2 | Perm Closure | 2005-06-17 | 3000 | Gasoline | COMPARTMENT A | Single Walled | Asphalt coated or Bare Steel |  |  |  | Removal | 2008-11-26
0-008896 | LLANTERA EL CACHANILLA | 986 W 3RD ST | YUMA | AZ | 85364 | Yuma | 3 | Perm Closure | 2009-01-14 | 3000 | Gasoline | COMPARTMENT A | Single Walled | Asphalt coated or Bare Steel |  |  |  | Removal | 2008-11-26
0-006923 | ASBESTOS ENGINEERING | 9151 N 7TH ST | PHOENIX | AZ | 85020 | Maricopa | 2 | Perm Closure | 2005-06-17 | 550 | Kerosene | COMPARTMENT A | Unknown | Asphalt coated or Bare Steel |  |  |  | Removal | 1988-11-01
0-007712 | ARIZONA BILTMORE COUNTRY CLUB | 2400 E MISSOURI AVE | PHOENIX | AZ | 85016 | Maricopa | 3 | Perm Closure | 2005-06-17 | 2000 | Gasoline | COMPARTMENT A | Double Walled | Asphalt coated or Bare Steel | Suction - Check Valve at the Tank Top |  | Bare or Galvanized Steel | Removal | 1997-12-30
0-000123 | AMERICAN RED CROSS | 1510 E FLOWER ST | PHOENIX | AZ | 85014 | Maricopa | 1 | Perm Closure | 1975-01-01 | 2000 | Gasoline | COMPARTMENT A |  | Asphalt coated or Bare Steel |  |  |  | Removal | 1988-11-01
0-008520 | AFFICIENT RECOVERY | 7235 N 67TH AVE | GLENDALE | AZ | 85301 | Maricopa | 2 | Perm Closure | 1991-05-07 | 550 | Used Oil/Waste Oil | COMPARTMENT A |  | Asphalt coated or Bare Steel | Gravity Feed |  | Bare or Galvanized Steel | Removal | 1995-03-07
0-010330 | FRYS FUEL CENTER #617 | 2727 W BELL RD | PHOENIX | AZ | 85053 | Maricopa | 2 | Open | 2009-11-01 | 12000 | Diesel | COMPARTMENT B | Double Walled | Fiberglass Reinforced Plastic | Pressure |  | Flexible
0-006588 | PILOT TRAVEL CENTER #328 | 1201 W MAIN ST | QUARTZSITE | AZ | 85346 | La Paz | 5 | Perm Closure | 1988-11-01 | 20000 | Diesel | COMPARTMENT A | Double Walled | Fiberglass Reinforced Plastic | Pressure |  | Fiberglass Reinforced Plastic | Closed in Place | 2001-12-20
0-004256 | TEXACO SELF SERVE | 517 S 17TH AVE | PHOENIX | AZ | 85007 | Maricopa | 3 | Perm Closure | 1983-01-01 | 10000 | Gasoline | COMPARTMENT A |  | Asphalt coated or Bare Steel | Pressure |  | Fiberglass Reinforced Plastic | Removal | 2006-01-06
0-007522 | HATTAR CHEVRON | 6261 E BENSON HWY | TUCSON | AZ | 85756 | Pima | 1 | Perm Closure | 1963-01-01 | 1000 | Used Oil/Waste Oil | COMPARTMENT A | Single Walled | Asphalt coated or Bare Steel | Pressure | Double Walled | Fiberglass Reinforced Plastic | Removal | 1996-04-03
0-007522 | HATTAR CHEVRON | 6261 E BENSON HWY | TUCSON | AZ | 85756 | Pima | 8 | Perm Closure | 1963-01-01 | 550 | New Oil | COMPARTMENT A | Single Walled | Asphalt coated or Bare Steel |  |  |  | Removal | 1996-04-03
0-005330 | UNITED DAIRYMEN OF ARIZONA - DAIRY | 2008 S HARDY DR | TEMPE | AZ | 85282 | Maricopa | 5 | Perm Closure | 1966-01-01 | 8000 | Diesel | COMPARTMENT A |  | Asphalt coated or Bare Steel |  |  |  | Removal | 1991-01-08
0-009042 | CIRCLE K STORES #2741612 | 5850 W MCDOWELL RD | PHOENIX | AZ | 85035 | Maricopa | 1 | Open | 1996-10-20 | 15000 | Gasoline (UL) | COMPARTMENT A | Double Walled | Fiberglass Reinforced Plastic | Pressure | Double Walled | Fiberglass Reinforced Plastic
0-003609 | PARADISE VALLEY WATER COMPANY | 6250 N 66TH ST | PARADISE VALLEY | AZ | 85253 | Maricopa | 1 | Perm Closure | 1951-01-01 | 1000 | Gasoline | COMPARTMENT A |  | Asphalt coated or Bare Steel |  |  |  | Closed in Place | 1987-12-15
0-008472 | ARCO AM/PM #5925 | 1150 W BASELINE RD | MESA | AZ | 85210 | Maricopa | 4 | Open | 1993-12-01 | 10000 | Gasoline | COMPARTMENT A | Double Walled | Fiberglass Reinforced Plastic | Pressure | Double Walled | Fiberglass Reinforced Plastic
0-010560 | FOOTHILLS MINI MART | 12870 S FOOTHILLS BLVD | YUMA | AZ | 85367 | Yuma | 3 | Open | 2001-08-01 | 12000 | Diesel | COMPARTMENT A | Double Walled | Fiberglass Reinforced Plastic | Pressure | Double Walled | Flexible
0-010600 | CORY'S GAS STATION | 2475 E MCKELLIPS RD | MESA | AZ | 85213 | Maricopa | 2 | Perm Closure | 1966-01-01 |  | Unidentified | COMPARTMENT A |  | Unknown |  |  |  | Closed in Place | 1977-12-31
0-010600 | CORY'S GAS STATION | 2475 E MCKELLIPS RD | MESA | AZ | 85213 | Maricopa | 4 | Perm Closure | 1966-01-01 |  | Unidentified | COMPARTMENT A |  | Unknown |  |  |  | Closed in Place | 1977-12-31
0-008671 | AJO AIR CENTER |  | AJO |  |  | Pima | 2 | Perm Closure | 1942-01-01 | 25000 | Unidentified | COMPARTMENT A | Single Walled | Concrete |  |  |  | Removal | 1995-10-12
0-008671 | AJO AIR CENTER |  | AJO |  |  | Pima | 3 | Perm Closure | 1942-01-01 | 25000 | Unidentified | COMPARTMENT A | Single Walled | Concrete |  |  |  | Removal | 1992-10-12
0-008671 | AJO AIR CENTER |  | AJO |  |  | Pima | 4 | Perm Closure | 1942-01-01 | 25000 | Unidentified | COMPARTMENT A | Single Walled | Concrete |  |  |  | Removal | 1995-10-12
0-000240 | ADOT - BOWIE MAINTENANCE CAMP |  | BOWIE |  |  | Cochise | 1 | Perm Closure | 1959-01-01 | 500 | Diesel | COMPARTMENT A |  | Asphalt coated or Bare Steel |  |  |  | Removal | 1988-01-01
0-000253 | ADOT - ROOSEVELT MAINTENANCE CAMP |  | ROOSEVELT |  |  | Gila | 3 | Perm Closure | 1958-01-01 | 2000 | Gasoline | COMPARTMENT A | Single Walled | Asphalt coated or Bare Steel | Suction - Check Valve at the Tank Top | Single Walled | Bare or Galvanized Steel | Removal | 1997-11-20
0-004668 | 7-ELEVEN #24418 | 4295 E 29TH ST | TUCSON | AZ | 85711 | Pima | 3 | Perm Closure | 1983-04-09 | 10000 | Gasoline | COMPARTMENT A | Unknown | Fiberglass Reinforced Plastic | Pressure |  | Fiberglass Reinforced Plastic | Removal | 1993-11-30
0-006497 | FRY'S #107 | 2380 S 4TH AVE | YUMA | AZ | 85364 | Yuma | 2 | Perm Closure | 1987-01-01 | 10000 | Gasoline | COMPARTMENT A | Unknown | Fiberglass Reinforced Plastic | Pressure |  | Fiberglass Reinforced Plastic | Removal | 1994-07-19
0-008653 | AAA SAFE STORAGE NORTH | 4011 N STOCKTON HILL RD | KINGMAN | AZ | 86409 | Mohave | 2 | Perm Closure | 1995-04-01 | 6000 | Diesel | COMPARTMENT B | Double Walled | Composite (Steel/Fiberglass) | Pressure | Double Walled | Flexible | Removal | 2014-04-10
0-005521 | CARIOCA #56 | 1325 W IRON SPRINGS RD | PRESCOTT | AZ | 86305 | Yavapai | 3 | Open | 1989-04-19 | 20000 | Diesel | COMPARTMENT A | Single Walled | Fiberglass Reinforced Plastic | Pressure |  | Fiberglass Reinforced Plastic
0-005521 | CARIOCA #56 | 1325 W IRON SPRINGS RD | PRESCOTT | AZ | 86305 | Yavapai | 1 | Open | 1989-04-19 | 12000 | Gasoline | COMPARTMENT A | Single Walled | Fiberglass Reinforced Plastic | Pressure |  | Fiberglass Reinforced Plastic
0-010688 | ASU - KARSTEN GOLF COURSE | 1125 E RIO SALADO PKWY | TEMPE | AZ | 85281 | Maricopa | 2 | Perm Closure | 1988-11-01 | 1000 | Red Diesel | COMPARTMENT A | Double Walled | Fiberglass Reinforced Plastic |  |  |  | Removal | 2020-02-18
0-010163 | PARCEL #110-09-032B | 5450 E FORT LOWELL RD | TUCSON | AZ | 85712 | Pima | 1 | Perm Closure | 2007-08-06 | 500 | Diesel | COMPARTMENT A | Single Walled | Asphalt coated or Bare Steel |  |  |  | Removal | 2007-08-16
0-005807 | TUMBLEWEED CROSSINGS | 10387 N HIGHWAY 191 | ELFRIDA | AZ | 85610 | Cochise | 2 | Perm Closure | 1990-01-01 | 5000 | Gasoline | COMPARTMENT A |  | Composite (Steel/Fiberglass) | Suction - Check Valve at the Tank Top |  |  | Removal | 2016-03-25
0-005849 | BILL WILLIAMS MOUNTAIN #128600 |  | WILLIAMS |  |  | Coconino | 1 | Perm Closure | 1970-01-01 | 1000 | Diesel | COMPARTMENT A | Double Walled | Asphalt coated or Bare Steel | Suction - Check Valve at the Tank Top |  | Bare or Galvanized Steel | Closed in Place | 1993-09-01
0-009891 | BIXBY MARICOPA LLC PROPERTY | 2420 S 16TH AVE | PHOENIX | AZ | 85007 | Maricopa | 1 | Perm Closure | 1964-02-28 | 1000 | Gasoline | COMPARTMENT A | Double Walled | Asphalt coated or Bare Steel |  |  |  | Removal | 2003-01-09
0-004947 | BLUE STAR GAS STATION | 3774 S 6TH AVE | TUCSON | AZ | 85713 | Pima | 3 | Perm Closure | 1984-01-01 | 10000 | Gasoline | COMPARTMENT A | Double Walled | Fiberglass Reinforced Plastic | Pressure | Double Walled | Fiberglass Reinforced Plastic | Removal | 2016-01-26
0-005172 | TOLIVERS FLOOR COVERING | 1920 E APACHE BLVD | TEMPE | AZ | 85281 | Maricopa | 1 | Perm Closure | 2005-06-17 | 6000 | Gasoline | COMPARTMENT A | Unknown | Asphalt coated or Bare Steel | Suction - Check Valve at the Tank Top |  | Bare or Galvanized Steel | Removal | 1992-06-18
0-009909 | TERRIBLE HERBST #233 | 14768 S HIGHWAY 95 | LAKE HAVASU CITY | AZ | 86404 | Mohave | 4 | Open | 2002-10-22 | 10000 | Gasoline | COMPARTMENT A | Double Walled | Fiberglass Reinforced Plastic | Pressure | Double Walled | Flexible
0-000879 | AT YOUR CONVENIENCE | 8461 E BROADWAY RD | MESA | AZ | 85208 | Maricopa | 7 | Open | 2005-01-01 | 12000 | Gasoline (UL) | COMPARTMENT A | Double Walled | Composite (Steel/Fiberglass)
0-000879 | AT YOUR CONVENIENCE | 8461 E BROADWAY RD | MESA | AZ | 85208 | Maricopa | 3 | Perm Closure | 1977-01-01 | 12000 | Gasoline | COMPARTMENT A |  | Asphalt coated or Bare Steel | Pressure |  | Fiberglass Reinforced Plastic | Removal | 1996-09-24
0-000893 | CIRCLE K STORE #2706656 | 2011 E MCKELLIPS RD | MESA | AZ | 85213 | Maricopa | 1 | Perm Closure | 1985-01-01 | 12000 | Gasoline | COMPARTMENT A | Double Walled | Fiberglass Reinforced Plastic | Pressure |  | Fiberglass Reinforced Plastic | Removal | 1997-09-16
0-004904 | TEXACO #60-349-0410 | 482 W APACHE TRL | APACHE JUNCTION | AZ | 85120 | Pinal | 5 | Perm Closure | 1982-05-07 | 550 | Used Oil/Waste Oil | COMPARTMENT A | Double Walled | Fiberglass Reinforced Plastic | Gravity Feed |  | Fiberglass Reinforced Plastic | Removal | 2003-04-22
0-004904 | TEXACO #60-349-0410 | 482 W APACHE TRL | APACHE JUNCTION | AZ | 85120 | Pinal | 3 | Perm Closure | 1983-05-07 | 8000 | Gasoline | COMPARTMENT A | Double Walled | Fiberglass Reinforced Plastic | Pressure | Double Walled | Fiberglass Reinforced Plastic | Removal | 2003-04-22
0-010615 | PARCEL NUMBER #106-14-013 | 3390 N STATE ROUTE 89 | PRESCOTT | AZ | 86301 | Yavapai | 2 | Perm Closure | 2017-09-14 | 1000 | Unidentified | COMPARTMENT A | [5 empty] | Removal | 2018-01-10
0-003386 | SUPERSTITION WEST CO #141230 | 4755 E UNIVERSITY DR | MESA | AZ | 85205 | Maricopa | 1 | Perm Closure | 1981-01-06 | 1000 | Diesel | COMPARTMENT A | Double Walled | Asphalt coated or Bare Steel |  |  |  | Removal | 1991-01-10
0-009048 | TANNER MOBIL | 4820 N CENTRAL AVE | PHOENIX | AZ | 85012 | Maricopa | 1 | Perm Closure | 2005-06-17 | 10000 | Gasoline | COMPARTMENT A | Unknown | Asphalt coated or Bare Steel |  |  |  | Removal | 1968-03-11
0-009048 | TANNER MOBIL | 4820 N CENTRAL AVE | PHOENIX | AZ | 85012 | Maricopa | 3 | Perm Closure | 2005-06-17 | 250 | Used Oil/Waste Oil | COMPARTMENT A | Unknown | Asphalt coated or Bare Steel |  |  |  | Removal | 1968-03-11
0-003313 | STONE CABIN | 31366 N US HIGHWAY 95 | YUMA | AZ | 85364 | Yuma | 1 | Perm Closure | 1966-01-01 | 1000 | Gasoline (Leaded) | COMPARTMENT A | Single Walled | Asphalt coated or Bare Steel |  |  |  | Removal | 2019-04-24
0-003313 | STONE CABIN | 31366 N US HIGHWAY 95 | YUMA | AZ | 85364 | Yuma | 4 | Perm Closure | 1966-01-01 | 1000 | Gasoline (Leaded) | COMPARTMENT A | Single Walled | Asphalt coated or Bare Steel | Suction - Check Valve at the Dispenser | Single Walled | Bare or Galvanized Steel | Removal | 2019-04-24
0-004720 | TOWN OF SPRINGERVILLE - TOWN YARD | 285 N PAPAGO | SPRINGERVILLE | AZ | 85938 | Apache | 3 | Perm Closure | 1983-05-31 | 1000 | Gasoline | COMPARTMENT A | Unknown | Asphalt coated or Bare Steel | Suction - Check Valve at the Tank Top |  |  | Removal | 1997-12-01
0-007642 | COTTONWOOD WATER WORKS - SMELTER YARD SHOP | 320 E CHERRY ST | COTTONWOOD | AZ | 86326 | Yavapai | 1 | Perm Closure | 1981-01-01 | 4000 | Gasoline | COMPARTMENT A | Double Walled | Asphalt coated or Bare Steel |  |  |  | Removal | 1992-01-16
0-003370 | WILLIAMS CO #128531 | 303 W GRANT AVE | WILLIAMS | AZ | 86046 | Coconino | 1 | Perm Closure | 1971-01-08 | 1000 | Diesel | COMPARTMENT A | Unknown | Asphalt coated or Bare Steel |  |  |  | Removal | 1991-04-01
0-006542 | WITCH WELL TAVERN |  | WITCH WELLS |  |  | Apache | 2 | Perm Closure | 1970-12-29 | 2500 | Gasoline | COMPARTMENT A | Unknown | Asphalt coated or Bare Steel |  |  |  | Removal | 1990-04-10
0-006542 | WITCH WELL TAVERN |  | WITCH WELLS |  |  | Apache | 1 | Perm Closure | 1970-12-29 | 2000 | Gasoline | COMPARTMENT A | Unknown | Asphalt coated or Bare Steel |  |  |  | Removal | 1990-04-10
0-001691 | WAYNE OXYGEN CO | 3555 S PALO VERDE RD | TUCSON | AZ | 85713 | Pima | 1 | Perm Closure | 1971-01-01 | 1000 | Gasoline | COMPARTMENT A | Single Walled | Asphalt coated or Bare Steel | Suction - Check Valve at the Tank Top | Single Walled | Bare or Galvanized Steel | Removal | 1991-01-24
0-010638 | SAFEWAY RETAIL FUEL FACILITY #2032 | 10773 N SCOTTSDALE RD | SCOTTSDALE | AZ | 85254 | Maricopa | 2 | Open | 2016-11-03 | 10000 | Gasoline (PUL) | COMPARTMENT A | Double Walled | Fiberglass Reinforced Plastic | Pressure | Double Walled | Fiberglass Reinforced Plastic
0-010668 | PARCEL NO #125-08-104A | 2445 E BROADWAY BLVD | TUCSON | AZ | 85719 | Pima | 1 | Perm Closure | 2019-04-23 | 550 | Unidentified | COMPARTMENT A | Single Walled | Asphalt coated or Bare Steel | No Piping |  |  | Removal | 2019-02-28
0-002134 | WELLS FARGO BANK | 1305 W 23RD ST | TEMPE | AZ | 85282 | Maricopa | 2 | Perm Closure | 1981-05-06 | 4000 | Diesel | COMPARTMENT A | Single Walled | Asphalt coated or Bare Steel | Pressure |  | Bare or Galvanized Steel | Removal | 1991-09-01
0-006006 | WESTERN CHEVRON | 204 E PIMA ST | GILA BEND | AZ | 85337 | Maricopa | 5 | Perm Closure | 2005-06-17 |  | Used Oil/Waste Oil | COMPARTMENT A | Unknown | Unknown |  |  |  | Removal | 1990-12-21
0-006073 | WESTERN STUCCO PRODUCTS CO INC | 6101 N 53RD DR | GLENDALE | AZ | 85301 | Maricopa | 1 | Perm Closure | 1982-03-25 | 8000 | Diesel | COMPARTMENT A | Unknown | Unknown |  |  |  | Removal | 1989-12-12
0-005360 | USDA FS - PINEDALE WORK |  | PINEDALE |  |  | Navajo | 1 | Perm Closure | 1966-03-28 | 2000 | Gasoline | COMPARTMENT A | Unknown | Asphalt coated or Bare Steel |  |  |  | Removal | 1990-11-02
0-009191 | VACANT | 757 E MAIN ST | SPRINGERVILLE | AZ | 85938 | Apache | 1 | Perm Closure | 2005-06-17 | 1000 | Gasoline | COMPARTMENT A | Single Walled | Asphalt coated or Bare Steel |  |  |  | Removal | 1987-01-01
0-002422 | HALLUM MOBIL | 2125 N 4TH ST | FLAGSTAFF | AZ | 86004 | Coconino | 3 | Perm Closure | 1976-04-09 | 10000 | Gasoline | COMPARTMENT A | Single Walled | Asphalt coated or Bare Steel | Pressure |  |  | Removal | 1988-08-19
0-002604 | GREYHOUND EXPOSITION SERVICES | 520 S 5TH ST | PHOENIX | AZ | 85004 | Maricopa | 2 | Perm Closure | 2005-06-17 | 5000 | Diesel | COMPARTMENT A | Single Walled | Asphalt coated or Bare Steel |  |  |  | Removal | 1990-05-31
0-010213 | LANGLEY VEKOL VALLEY |  | GILA BEND |  |  | Maricopa | 2 | Perm Closure | 2008-05-19 | 1000 | Gasoline | COMPARTMENT A |  | Asphalt coated or Bare Steel |  |  |  | Removal | 2008-03-19
0-010225 | FRYS FUEL CENTER #34 | 7770 E SPEEDWAY BLVD | TUCSON | AZ | 85710 | Pima | 1 | Open | 2008-02-27 | 8000 | Gasoline | COMPARTMENT A | Double Walled | Fiberglass Reinforced Plastic | Pressure | Double Walled | Flexible
0-010223 | FRYS FUEL CENTER #689 | 12020 N THORNYDALE RD | MARANA | AZ | 85658 | Pima | 1 | Open | 2007-12-01 | 8000 | Diesel | COMPARTMENT B | Double Walled | Fiberglass Reinforced Plastic | Pressure |  | Flexible
0-010231 | APS - EVANS CHURCHILL SUBSTATION | 610 E GARFIELD ST | PHOENIX | AZ | 85006 | Maricopa | 1 | Perm Closure | 2008-05-28 | 550 | Unidentified | COMPARTMENT A | Single Walled | Asphalt coated or Bare Steel |  |  |  | Removal | 2008-05-02
0-010663 | RK AUTO SALES LLC | 1430 E VAN BUREN ST | PHOENIX | AZ | 85006 | Maricopa | 1 | Perm Closure | 2018-11-05 | 10000 | Diesel #2 | COMPARTMENT A | Single Walled | Asphalt coated or Bare Steel |  |  |  | Removal | 2019-04-24
0-009539 | TUCSON MOUNTAIN MOTORS | 3045 S KINNEY RD | TUCSON | AZ | 85713 | Pima | 2 | Perm Closure | 1984-03-01 | 10000 | Gasoline | COMPARTMENT A | Double Walled | Fiberglass Reinforced Plastic | Pressure |  | Fiberglass Reinforced Plastic | Removal | 2017-06-22
0-009539 | TUCSON MOUNTAIN MOTORS | 3045 S KINNEY RD | TUCSON | AZ | 85713 | Pima | 3 | Perm Closure | 1984-03-01 | 500 | Used Oil/Waste Oil | COMPARTMENT A | Double Walled | Asphalt coated or Bare Steel | Gravity Feed |  | Bare or Galvanized Steel | Removal | 2000-04-26
0-008843 | GARY RADIATOR SERVICE | 101 HWY 60 | MIAMI | AZ | 85539 | Gila | 2 | Perm Closure | 2005-06-17 | 3500 | Gasoline | COMPARTMENT A | Double Walled | Asphalt coated or Bare Steel | Pressure |  |  | Removal | 1989-12-01
0-008395 | FOX MEADOWS APARTMENTS | 3993 N CAMPBELL AVE | TUCSON | AZ | 85719 | Pima | 1 | Perm Closure | 1977-01-01 | 10000 | Diesel | COMPARTMENT A | Unknown | Asphalt coated or Bare Steel | Suction - Check Valve at the Tank Top |  | Bare or Galvanized Steel | Removal | 1994-07-22
0-008321 | LAZY BONES RV PARK | 9555 N CASA GRANDE HWY | TUCSON | AZ | 85743 | Pima | 2 | Perm Closure | 1969-01-01 | 3000 | Gasoline | COMPARTMENT A | Unknown | Asphalt coated or Bare Steel | Suction - Check Valve at the Tank Top |  |  | Removal | 1994-05-13
0-001689 | LONG TEXACO STATION | 1028 N BROAD ST | GLOBE | AZ | 85501 | Gila | 3 | Perm Closure | 1960-01-01 | 3000 | Gasoline | COMPARTMENT A | Single Walled | Asphalt coated or Bare Steel |  |  |  | Removal | 2006-02-01
0-005755 | LAKE HAVASU MAVERIK STORE #201 | 2197 MCCULLOCH BLVD N | LAKE HAVASU CITY | AZ | 86403 | Mohave | 6 | Open | 2015-10-21 | 12000 | Gasoline | COMPARTMENT A | Double Walled | Fiberglass Reinforced Plastic
0-005755 | LAKE HAVASU MAVERIK STORE #201 | 2197 MCCULLOCH BLVD N | LAKE HAVASU CITY | AZ | 86403 | Mohave | 1 | Perm Closure | 1987-05-15 | 12000 | Gasoline | COMPARTMENT A | Single Walled | Asphalt coated or Bare Steel | Pressure | Double Walled | Flexible | Removal | 2015-05-13
0-005755 | LAKE HAVASU MAVERIK STORE #201 | 2197 MCCULLOCH BLVD N | LAKE HAVASU CITY | AZ | 86403 | Mohave | 3 | Perm Closure | 1998-11-11 | 12000 | Gasoline | COMPARTMENT A | Double Walled | Fiberglass Reinforced Plastic | Pressure | Double Walled | Flexible | Removal | 2015-05-13
0-007635 | JOHN VICKERS | 4823 N 19TH AVE | PHOENIX | AZ | 85015 | Maricopa | 1 | Perm Closure | 2005-06-17 | 1000 | Gasoline | COMPARTMENT A | Unknown | Asphalt coated or Bare Steel | Gravity Feed |  | Bare or Galvanized Steel | Removal | 1991-12-05
0-004688 | QUIKTRIP #447 | 5957 E MCDOWELL RD | MESA | AZ | 85215 | Maricopa | 3 | Perm Closure | 1985-11-10 | 10000 | Gasoline | COMPARTMENT A | Double Walled | Fiberglass Reinforced Plastic | Pressure |  | Fiberglass Reinforced Plastic | Removal | 2002-06-19
0-010687 | COSTCO SURPRISE #1375 |  | SURPRISE |  |  | Maricopa | 3 | Open | 2020-08-05 | 40000 | Gasoline (PUL) | COMPARTMENT A | Double Walled | Fiberglass Reinforced Plastic | Pressure | Double Walled | Fiberglass Reinforced Plastic
0-004062 | MARANA MARKET #429 | 12702 N SANDERS RD | MARANA | AZ | 85653 | Pima | 2 | Perm Closure | 1978-04-22 | 6000 | Gasoline | COMPARTMENT A | Double Walled | Asphalt coated or Bare Steel |  |  |  | Removal | 1990-08-14
0-002531 | HORIZONTAL BORING INC | 507 S 7TH AVE | PHOENIX | AZ | 85007 | Maricopa | 2 | Perm Closure | 1976-05-24 | 1000 | Gasoline | COMPARTMENT A | Single Walled | Asphalt coated or Bare Steel |  |  |  | Removal | 1989-08-01
0-005158 | CITY OF TUCSON - FIRE MAINTENANCE SERVICE CENTER | 4004 S PARK AVE | TUCSON | AZ | 85714 | Pima | 1 | Perm Closure | 1976-04-10 | 2000 | Used Oil/Waste Oil | COMPARTMENT A | Unknown | Asphalt coated or Bare Steel | Gravity Feed |  | Bare or Galvanized Steel | Removal | 1995-06-20
0-002708 | FLIGHT TRAILS HELICOPTER | 4805 E FALCON DR | MESA | AZ | 85215 | Maricopa | 1 | Perm Closure | 1978-05-07 | 10000 | Gasoline | COMPARTMENT A | Double Walled | Asphalt coated or Bare Steel | Pressure |  |  | Removal | 1992-03-09
0-003918 | PINAL COUNTY - RIVERSIDE - KELVIN YARD | 54894 E FLORENCE KELVIN HWY | KELVIN | AZ | 85137 | Pinal | 2 | Perm Closure | 1979-01-01 | 6000 | Diesel | COMPARTMENT A | Single Walled | Asphalt coated or Bare Steel | Suction - Check Valve at the Tank Top | Single Walled | Bare or Galvanized Steel | Removal | 1996-12-19
0-002902 | BISBEE MUNICIPAL AIRPORT |  | BISBEE |  |  | Cochise | 2 | Perm Closure | 1977-05-13 | 2000 | Gasoline | COMPARTMENT A | Single Walled | Asphalt coated or Bare Steel | Suction - Check Valve at the Tank Top |  |  | Closed in Place | 1996-10-22
0-000315 | VIJA TRUCK STOP | 52745 W I-8 FRONTAGE RD | STANFIELD | AZ | 85139 | Pinal | 2 | Perm Closure | 1973-01-01 | 8000 | Diesel | COMPARTMENT A | Single Walled | Asphalt coated or Bare Steel |  |  |  | Removal | 1989-03-28
0-000901 | SPEEDWAY STORE #2951 | 910 S BEELINE HWY | PAYSON | AZ | 85541 | Gila | 1 | Perm Closure | 1985-01-01 | 20000 | Gasoline | COMPARTMENT A | Double Walled | Fiberglass Reinforced Plastic | Pressure | Double Walled | Fiberglass Reinforced Plastic | Removal | 2003-12-02
0-000901 | SPEEDWAY STORE #2951 | 910 S BEELINE HWY | PAYSON | AZ | 85541 | Gila | 4 | Open | 2004-01-22 | 6000 | Gasoline | COMPARTMENT B | Double Walled | Fiberglass Reinforced Plastic
0-007222 | MAYBELLE R CLAYTON | 655 S HASKELL AVE | WILLCOX | AZ | 85643 | Cochise | 2 | Perm Closure | 2005-06-17 | 900 | Gasoline | COMPARTMENT A | Unknown | Unknown |  |  |  | Removal | 1991-04-10
0-007222 | MAYBELLE R CLAYTON | 655 S HASKELL AVE | WILLCOX | AZ | 85643 | Cochise | 3 | Perm Closure | 2005-06-17 | 900 | Gasoline | COMPARTMENT A | Unknown | Unknown |  |  |  | Removal | 1991-04-10
0-002499 | CALMAT COMPANY | 14521 N 115TH AVE | SURPRISE | AZ | 85374 | Maricopa | 4 | Perm Closure | 1977-01-01 | 10000 | Diesel | COMPARTMENT A | Single Walled | Asphalt coated or Bare Steel | Suction - Check Valve at the Tank Top |  |  | Closed in Place | 1992-12-15
0-006527 | WATSON CHEVROLET | 625 W AUTO MALL DR | TUCSON | AZ | 85705 | Pima | 3 | Perm Closure | 1988-03-30 | 550 | Unidentified | COMPARTMENT A | Double Walled | Composite (Steel/Fiberglass) | Gravity Feed |  | Bare or Galvanized Steel | Removal | 1994-07-19
0-000268 | ADOT - AVONDALE EQUIPMENT | 1702 N ELISEO FELIX JR WAY | AVONDALE | AZ | 85323 | Maricopa | 2 | Perm Closure | 1983-01-01 | 12000 | Diesel | COMPARTMENT A | Single Walled | Fiberglass Reinforced Plastic | Pressure | Double Walled | Flexible | Removal | 2018-10-17
0-010304 | COBBLESTONE #30 | 22111 N SCOTTSDALE RD | SCOTTSDALE | AZ | 85255 | Maricopa | 2 | Open | 2008-07-01 | 10000 | Diesel | COMPARTMENT B | Double Walled | Fiberglass Reinforced Plastic | Pressure | Double Walled | Fiberglass Reinforced Plastic
0-010310 | QUIKTRIP #421 | 19990 N 19TH AVE | PHOENIX | AZ | 85027 | Maricopa | 3 | Open | 2009-05-04 | 8000 | Diesel | COMPARTMENT B | Double Walled | Fiberglass Reinforced Plastic | Pressure | Double Walled | Fiberglass Reinforced Plastic
0-006373 | ANGEL'S CORNER | 5127 N STATE HIGHWAY 64 | WILLIAMS | AZ | 86046 | Coconino | 1 | Perm Closure | 1968-01-01 | 6000 | Gasoline | COMPARTMENT A | Single Walled | Asphalt coated or Bare Steel | Suction - Check Valve at the Tank Top | Double Walled | Fiberglass Reinforced Plastic | Removal | 2016-03-31
0-001268 | CIRCLE K #599 | 1440 W BELL RD | PHOENIX | AZ | 85023 | Maricopa | 3 | Open | 1994-10-25 | 10000 | Gasoline | COMPARTMENT A | Double Walled | Fiberglass Reinforced Plastic | Pressure | Double Walled | Fiberglass Reinforced Plastic
0-003979 | PALOMA RANCH |  | GILA BEND |  |  | Maricopa | 4 | Perm Closure | 1980-01-01 | 10000 | Gasoline | COMPARTMENT A | Unknown | Asphalt coated or Bare Steel | Suction - Check Valve at the Tank Top |  | Bare or Galvanized Steel | Removal | 1991-05-29
0-003979 | PALOMA RANCH |  | GILA BEND |  |  | Maricopa | 6 | Perm Closure | 1980-01-01 | 10000 | Gasoline | COMPARTMENT A | Unknown | Asphalt coated or Bare Steel | Suction - Check Valve at the Tank Top |  | Bare or Galvanized Steel | Removal | 1991-05-29
0-003979 | PALOMA RANCH |  | GILA BEND |  |  | Maricopa | 7 | Perm Closure | 1980-01-01 | 10000 | Gasoline | COMPARTMENT A | Unknown | Asphalt coated or Bare Steel |  |  |  | Removal | 1999-07-01
0-000999 | BRUCE CHURCH INC | 6162 E BRUCE CHURCH LOOP | YUMA | AZ | 85365 | Yuma | 1 | Perm Closure | 1954-01-01 | 7500 | Diesel | COMPARTMENT A |  | Asphalt coated or Bare Steel | Suction - Check Valve at the Tank Top |  |  | Removal | 1991-07-10
0-000713 | BERGE FORD | 260 E MAIN ST | MESA | AZ | 85201 | Maricopa | 5 | Perm Closure | 1961-01-01 | 500 | Used Oil/Waste Oil | COMPARTMENT A | Single Walled | Asphalt coated or Bare Steel |  |  |  | Removal | 1993-12-30
0-000713 | BERGE FORD | 260 E MAIN ST | MESA | AZ | 85201 | Maricopa | 3 | Perm Closure | 1961-01-01 | 2000 | Gasoline | COMPARTMENT A | Double Walled | Asphalt coated or Bare Steel |  |  |  | Removal | 1988-12-01
0-003703 | WEIR SLURRY GROUP INC | 2665 N FLOWING WELLS RD | TUCSON | AZ | 85705 | Pima | 4 | Perm Closure | 1972-01-01 | 1000 | Used Oil/Waste Oil | COMPARTMENT A |  | Asphalt coated or Bare Steel |  |  |  | Removal | 1995-11-22
0-000203 | CHEVRON #9-0433 | 702 E VAN BUREN ST | PHOENIX | AZ | 85006 | Maricopa | 2 | Perm Closure | 1958-01-01 | 5000 | Gasoline | COMPARTMENT A |  | Asphalt coated or Bare Steel |  |  |  | Removal | 1987-11-01
0-000203 | CHEVRON #9-0433 | 702 E VAN BUREN ST | PHOENIX | AZ | 85006 | Maricopa | 4 | Perm Closure | 1958-01-01 | 550 | Used Oil/Waste Oil | COMPARTMENT A |  | Asphalt coated or Bare Steel |  |  |  | Removal | 1995-03-01
0-000531 | ARCO #1399 | 5105 W CAMELBACK RD | PHOENIX | AZ | 85031 | Maricopa | 6 | Perm Closure | 1986-01-01 | 12000 | Gasoline | COMPARTMENT A | Double Walled | Fiberglass Reinforced Plastic | Pressure |  | Fiberglass Reinforced Plastic | Removal | 1994-03-23
0-000531 | ARCO #1399 | 5105 W CAMELBACK RD | PHOENIX | AZ | 85031 | Maricopa | 1 | Perm Closure | 1979-01-01 | 10000 | Gasoline | COMPARTMENT A |  | Fiberglass Reinforced Plastic | Pressure | Single Walled | Bare or Galvanized Steel | Removal | 1994-03-23
0-000531 | ARCO #1399 | 5105 W CAMELBACK RD | PHOENIX | AZ | 85031 | Maricopa | 4 | Perm Closure | 1961-01-01 | 4000 | Gasoline | COMPARTMENT A |  | Asphalt coated or Bare Steel |  |  |  | Removal | 1986-03-19
0-000531 | ARCO #1399 | 5105 W CAMELBACK RD | PHOENIX | AZ | 85031 | Maricopa | 5 | Perm Closure | 2005-06-17 | 550 | Used Oil/Waste Oil | COMPARTMENT A |  | Asphalt coated or Bare Steel |  |  |  | Removal | 1986-03-19
0-000531 | ARCO #1399 | 5105 W CAMELBACK RD | PHOENIX | AZ | 85031 | Maricopa | 13 | Open | 2020-05-28 | 6000 | Diesel | COMPARTMENT A | Double Walled | Composite (Steel/Fiberglass)
0-001111 | FAMILY DOLLAR #6541 | 302 W ALDEN RD | KEARNY | AZ | 85137 | Pinal | 1 | Perm Closure | 1959-01-01 | 2000 | Gasoline | COMPARTMENT A |  | Asphalt coated or Bare Steel |  |  |  | Removal | 1989-06-21
0-010332 | VALLEY HOSPITAL | 3003 N 35TH DR | PHOENIX | AZ | 85019 | Maricopa | 1 | Perm Closure | 1986-03-12 | 550 | Diesel | COMPARTMENT A | Single Walled | Fiberglass Reinforced Plastic |  |  |  | Removal | 2010-07-02
0-010395 | QUIKTRIP #442 | 2010 S ARIZONA AVE | CHANDLER | AZ | 85286 | Maricopa | 1 | Open | 2010-09-30 | 20000 | Gasoline | COMPARTMENT A | Double Walled | Fiberglass Reinforced Plastic | Pressure | Double Walled | Fiberglass Reinforced Plastic
0-003210 | CIRCLE K STORE #2709170 | 10200 N SCOTTSDALE RD | SCOTTSDALE | AZ | 85253 | Maricopa | 1 | Perm Closure | 1985-01-01 | 550 | Used Oil/Waste Oil | COMPARTMENT A |  | Asphalt coated or Bare Steel | Gravity Feed |  |  | Removal | 1985-04-01
0-006056 | ATKO BUILDING MATERIALS | 600 W 25TH ST | TUCSON | AZ | 85713 | Pima | 1 | Perm Closure | 1968-01-01 | 2000 | Gasoline | COMPARTMENT A |  | Asphalt coated or Bare Steel |  |  |  | Removal | 1988-03-22
0-008220 | ASU | 739 E APACHE BLVD | TEMPE | AZ | 85281 | Maricopa | 2 | Perm Closure | 2005-06-17 | 2000 | Diesel | COMPARTMENT A | Unknown | Asphalt coated or Bare Steel |  |  |  | Removal | 1995-09-06
0-001853 | HANDY STOP | 2450 W BELL RD | PHOENIX | AZ | 85023 | Maricopa | 1 | Perm Closure | 1984-01-01 | 8000 | Gasoline (PUL) | COMPARTMENT A | Double Walled | Fiberglass Reinforced Plastic | Pressure |  | Fiberglass Reinforced Plastic | Removal | 2018-01-18
0-001350 | CIRCLE K #998 - FORMER | 4820 S MISSION RD | TUCSON | AZ | 85746 | Pima | 1 | Perm Closure | 1977-01-01 | 10000 | Gasoline | COMPARTMENT A |  | Asphalt coated or Bare Steel |  |  |  | Removal | 1992-09-15
0-004101 | GIANT #667 | 6466 HIGHWAY 77 | DUDLEYVILLE | AZ | 85192 | Pinal | 4 | Perm Closure | 1996-08-23 | 4000 | Gasoline (PUL) | COMPARTMENT B | Double Walled | Composite (Steel/Fiberglass) | Pressure | Double Walled | Fiberglass Reinforced Plastic | Removal | 2017-12-05
0-004130 | SUNBELT RENTALS PC #554 | 930 E FORT LOWELL RD | TUCSON | AZ | 85719 | Pima | 6 | Perm Closure | 1966-01-01 | 10000 | Gasoline | COMPARTMENT A | Double Walled | Asphalt coated or Bare Steel | Suction - Check Valve at the Tank Top |  |  | Removal | 1994-12-22
0-006874 | TEXACO #60-349-0301 | 102 N GILBERT RD | GILBERT | AZ | 85234 | Maricopa | 3 | Perm Closure | 1990-08-01 | 10000 | Gasoline | COMPARTMENT A | Double Walled | Fiberglass Reinforced Plastic | Pressure |  | Fiberglass Reinforced Plastic | Removal | 2002-11-12
0-006702 | PARCEL 103-02-731G | 7880 E STATE ROUTE 69 | PRESCOTT VALLEY | AZ | 86314 | Yavapai | 7 | Perm Closure | 1994-06-23 | 12000 | Gasoline | COMPARTMENT A | Double Walled | Fiberglass Reinforced Plastic | Pressure | Double Walled | Fiberglass Reinforced Plastic | Removal | 2014-10-16
0-001290 | CIRCLE K #701 | 3901 E BENSON HWY | TUCSON | AZ | 85706 | Pima | 3 | Perm Closure | 1994-07-21 | 12000 | Gasoline | COMPARTMENT A |  | Fiberglass Reinforced Plastic | Pressure | Double Walled | Fiberglass Reinforced Plastic | Removal | 2012-04-17
0-001081 | PEBBLESTONE MARKET | 3399 N SCOTTSDALE RD | SCOTTSDALE | AZ | 85251 | Maricopa | 1 | Perm Closure | 1972-01-01 | 12000 | Gasoline | COMPARTMENT A |  | Fiberglass Reinforced Plastic |  |  |  | Removal | 1999-01-27
0-001081 | PEBBLESTONE MARKET | 3399 N SCOTTSDALE RD | SCOTTSDALE | AZ | 85251 | Maricopa | 5 | Perm Closure | 1978-01-01 | 550 | Used Oil/Waste Oil | COMPARTMENT A |  | Fiberglass Reinforced Plastic |  |  |  | Removal | 1999-01-27
0-003463 | ARIZONA ARMY NATIONAL GUARD - UNIT TRAINING EQUIPMENT SITE | 600 E TRACK RD | FLORENCE | AZ | 85132 | Pinal | 2 | Perm Closure | 1981-04-14 | 2000 | Diesel | COMPARTMENT A | Double Walled | Asphalt coated or Bare Steel | Pressure |  |  | Removal | 1997-03-19
0-004907 | CIRCLE K STORE #2706646 | 1619 W BASELINE RD | GUADALUPE | AZ | 85283 | Maricopa | 4 | Perm Closure | 1984-05-03 | 8000 | Diesel | COMPARTMENT A | Double Walled | Fiberglass Reinforced Plastic | Pressure |  | Fiberglass Reinforced Plastic | Removal | 2000-11-01
0-008416 | FIRESTONE TIRE & SERVICE CENTER | 731 E UNION HILLS DR | PHOENIX | AZ | 85024 | Maricopa | 1 | Perm Closure | 1988-01-01 | 550 | Used Oil/Waste Oil | COMPARTMENT A | Double Walled | Asphalt coated or Bare Steel | Pressure |  | Bare or Galvanized Steel | Removal | 1997-07-07
0-000524 | ARCO #5249 | 2915 W MCDOWELL RD | PHOENIX | AZ | 85009 | Maricopa | 8 | Perm Closure | 1993-10-01 | 10000 | Gasoline | COMPARTMENT A | Double Walled | Fiberglass Reinforced Plastic | Pressure | Double Walled | Fiberglass Reinforced Plastic | Removal | 2003-09-25
0-000524 | ARCO #5249 | 2915 W MCDOWELL RD | PHOENIX | AZ | 85009 | Maricopa | 4 | Perm Closure | 2005-06-17 | 6000 | Gasoline | COMPARTMENT A |  | Asphalt coated or Bare Steel | Pressure |  |  | Removal | 1993-10-01
0-000274 | ADOT - GILA BEND MAINTENANCE YARD | 1300 E PIMA ST | GILA BEND | AZ | 85337 | Maricopa | 4 | Perm Closure | 1966-01-01 |  | Other - please specify | COMPARTMENT A |  | Asphalt coated or Bare Steel |  |  |  | Removal | 1993-12-14
0-000274 | ADOT - GILA BEND MAINTENANCE YARD | 1300 E PIMA ST | GILA BEND | AZ | 85337 | Maricopa | 3 | Perm Closure | 1966-01-01 | 3000 | Gasoline | COMPARTMENT A |  | Asphalt coated or Bare Steel | Suction - Check Valve at the Tank Top |  |  | Removal | 1993-12-14
0-003267 | FREEWAY TEXACO | 1203 W REX ALLEN DR | WILLCOX | AZ | 85643 | Cochise | 6 | Open | 1995-05-18 | 6000 | Gasoline | COMPARTMENT B | Double Walled | Fiberglass Reinforced Plastic
0-001102 | CHEVRON FOOD MART #94781 | 2475 E GRANT RD | TUCSON | AZ | 85719 | Pima | 2 | Perm Closure | 1971-01-01 | 8000 | Gasoline | COMPARTMENT A |  | Asphalt coated or Bare Steel | Pressure |  |  | Removal | 1997-10-01
0-004226 | RYDER TRUCK RENTAL AND LEASING #0489 | 1717 W RILLITO DR | TUCSON | AZ | 85745 | Pima | 1 | Perm Closure | 1986-02-17 | 12000 | Diesel | COMPARTMENT A | Single Walled | Fiberglass Reinforced Plastic | Pressure | Single Walled | Fiberglass Reinforced Plastic | Removal | 1999-01-30
0-009334 | VILLAGE SQUARE CHEVRON | 6500 STATE ROUTE 179 | VILLAGE OF OAK CREEK | AZ | 86351 | Yavapai | 1 | Perm Closure | 1998-01-23 | 12000 | Gasoline | COMPARTMENT A | Double Walled | Fiberglass Reinforced Plastic | Pressure | Double Walled | Fiberglass Reinforced Plastic | Removal | 2005-12-28
0-000259 | ADOT - SAFFORD MAINTENANCE | 3268 S US HIGHWAY 191 | SAFFORD | AZ | 85546 | Graham | 2 | Perm Closure | 1977-01-01 | 2000 | Diesel | COMPARTMENT A |  | Asphalt coated or Bare Steel | Suction - Check Valve at the Dispenser | Single Walled | Bare or Galvanized Steel | Removal | 2000-01-11
0-001114 | SPEEDSMART #117 | 1951 E BROWN RD | MESA | AZ | 85203 | Maricopa | 5 | Open | 2000-09-11 | 15000 | Gasoline | COMPARTMENT A | Double Walled | Fiberglass Reinforced Plastic | Pressure | Double Walled | Fiberglass Reinforced Plastic
0-001114 | SPEEDSMART #117 | 1951 E BROWN RD | MESA | AZ | 85203 | Maricopa | 4 | Perm Closure | 1973-01-01 | 1000 | Used Oil/Waste Oil | COMPARTMENT A |  | Asphalt coated or Bare Steel | Gravity Feed |  |  | Removal | 1999-02-03
0-001114 | SPEEDSMART #117 | 1951 E BROWN RD | MESA | AZ | 85203 | Maricopa | 1 | Perm Closure | 1973-01-01 | 10000 | Gasoline | COMPARTMENT A |  | Asphalt coated or Bare Steel | Pressure |  |  | Removal | 1999-02-03
0-001114 | SPEEDSMART #117 | 1951 E BROWN RD | MESA | AZ | 85203 | Maricopa | 2 | Perm Closure | 1973-01-01 | 5000 | Gasoline | COMPARTMENT A |  | Asphalt coated or Bare Steel | Pressure |  |  | Removal | 1999-02-03
0-001847 | COLORADO BELLE - PARKING | 2100 CASINO DR | BULLHEAD CITY | AZ | 86429 | Mohave | 1 | Perm Closure | 1984-01-01 | 4000 | Gasoline | COMPARTMENT A |  | Asphalt coated or Bare Steel | Pressure | Double Walled | Fiberglass Reinforced Plastic | Removal | 1995-04-26
0-000530 | SAL MARKETS | 1201 E MISSOURI AVE | PHOENIX | AZ | 85014 | Maricopa | 7 | Open | 1992-11-01 | 10000 | Gasoline | COMPARTMENT A | Double Walled | Fiberglass Reinforced Plastic | Pressure | Double Walled | Fiberglass Reinforced Plastic
0-000530 | SAL MARKETS | 1201 E MISSOURI AVE | PHOENIX | AZ | 85014 | Maricopa | 8 | Open | 1992-11-01 | 10000 | Gasoline | COMPARTMENT A | Double Walled | Fiberglass Reinforced Plastic | Pressure | Double Walled | Fiberglass Reinforced Plastic
0-004439 | GEOTTL AIR CONDITIONING INC | 3830 E WIER AVE | PHOENIX | AZ | 85040 | Maricopa | 3 | Perm Closure | 1979-02-22 | 10000 | Diesel | COMPARTMENT A | Double Walled | Asphalt coated or Bare Steel | Pressure |  |  | Removal | 1993-01-13
0-001229 | CIRCLE K #424 | 2483 E WHITE MOUNTAIN BLVD | PINETOP-LAKESIDE | AZ | 85935 | Navajo | 4 | Open | 1995-03-28 | 10000 | Gasoline | COMPARTMENT A | Double Walled | Fiberglass Reinforced Plastic | Pressure | Double Walled | Fiberglass Reinforced Plastic
0-006427 | JUDD AUTO SERVICE | 623 S MAIN ST | FREDONIA | AZ | 86022 | Coconino | 2 | Perm Closure | 1978-01-01 | 10000 | Gasoline | COMPARTMENT A | Single Walled | Asphalt coated or Bare Steel | Pressure | Single Walled | Bare or Galvanized Steel | Removal | 1999-01-19
0-006427 | JUDD AUTO SERVICE | 623 S MAIN ST | FREDONIA | AZ | 86022 | Coconino | 6 | Open | 1999-02-17 | 10000 | Gasoline | COMPARTMENT A | Single Walled | Fiberglass Reinforced Plastic | Pressure | Single Walled | Fiberglass Reinforced Plastic
0-009988 | SCP CONSTRUCTION CO | 723 W GUADALUPE RD | GILBERT | AZ | 85233 | Maricopa | 2 | Perm Closure | 1970-01-01 | 2000 | New Oil | COMPARTMENT A | Unknown | Asphalt coated or Bare Steel | Suction - Check Valve at the Dispenser |  | Bare or Galvanized Steel | Removal | 2004-03-24
0-000922 | SHELL | 2165 E BASELINE RD | TEMPE | AZ | 85283 | Maricopa | 6 | Open | 1991-03-01 | 10000 | Gasoline | COMPARTMENT A | Double Walled | Fiberglass Reinforced Plastic | Pressure | Double Walled | Fiberglass Reinforced Plastic
0-005216 | U-DO-IT RENTAL | 1731 N ARIZONA AVE | CHANDLER | AZ | 85225 | Maricopa | 2 | Perm Closure | 1979-01-09 | 1000 | Diesel | COMPARTMENT A | Double Walled | Asphalt coated or Bare Steel | Suction - Check Valve at the Dispenser |  | Bare or Galvanized Steel | Removal | 1999-07-13
0-008067 | SPEEDWAY STORE #2887 | 1050 S MILTON RD | FLAGSTAFF | AZ | 86001 | Coconino | 6 | Open | 1996-01-01 | 7000 | Diesel | COMPARTMENT B | Single Walled | Fiberglass Reinforced Plastic
0-010040 | QUIKTRIP #417 | 3563 E MAIN ST | MESA | AZ | 85213 | Maricopa | 1 | Open | 2004-12-03 | 12000 | Gasoline | COMPARTMENT A | Double Walled | Fiberglass Reinforced Plastic | Pressure | Double Walled | Flexible
0-008779 | PACIFIC MARINE LOGISTICS | 14300 N 76TH PL | SCOTTSDALE | AZ | 85260 | Maricopa | 4 | Open | 2020-03-04 | 15000 | Jet A (Kerosene-type Jet Fuel) | COMPARTMENT A | Double Walled | Composite (Steel/Fiberglass) | Pressure | Double Walled | Fiberglass Reinforced Plastic
0-004229 | SCP CONSTRUCTION | 5340 W LUKE AVE | GLENDALE | AZ | 85301 | Maricopa | 5 | Perm Closure | 1978-06-02 | 550 | Diesel | COMPARTMENT A | Double Walled | Asphalt coated or Bare Steel | Suction - Check Valve at the Tank Top |  |  | Removal | 1997-02-20
0-005744 | SEDONA OAK CREEK AIRPORT | 235 AIR TERMINAL DR | SEDONA | AZ | 86336 | Yavapai | 1 | Perm Closure | 1966-04-09 | 2000 | Gasoline | COMPARTMENT A | Unknown | Asphalt coated or Bare Steel |  |  |  | Removal | 1989-09-12
0-009899 | PHOENIX, CITY OF - AVIATION PROPERTY |  | PHOENIX |  |  | Maricopa | 5 | Perm Closure | 2005-06-17 | 275 | Unidentified | COMPARTMENT A | Single Walled | Asphalt coated or Bare Steel |  |  |  | Removal | 2003-01-15
0-009899 | PHOENIX, CITY OF - AVIATION PROPERTY |  | PHOENIX |  |  | Maricopa | 3 | Perm Closure | 2005-06-17 | 550 | Gasoline | COMPARTMENT A | Single Walled | Asphalt coated or Bare Steel |  |  |  | Removal | 2003-01-15
0-002475 | CIRCLE K #2708869 | 4160 N 1ST AVE | TUCSON | AZ | 85719 | Pima | 1 | Open | 1987-01-01 | 10000 | Gasoline | COMPARTMENT A | Single Walled | Fiberglass Reinforced Plastic | Pressure |  | Fiberglass Reinforced Plastic
0-001320 | CIRCLE K #2700813 | 7402 W THOMAS RD | PHOENIX | AZ | 85033 | Maricopa | 4 | Perm Closure | 1988-11-23 | 10000 | Gasoline | COMPARTMENT A | Double Walled | Fiberglass Reinforced Plastic | Pressure |  | Fiberglass Reinforced Plastic | Removal | 2014-03-20
0-008742 | FIREBIRD FUEL CO | 22464 N 19TH AVE | PHOENIX | AZ | 85027 | Maricopa | 2 | Open | 1995-06-28 | 12000 | Gasoline | COMPARTMENT A | Double Walled | Composite (Steel/Fiberglass) | Pressure | Double Walled | Fiberglass Reinforced Plastic
0-001956 | ESPINOZA'S FOOD CENTER | 3863 W CHANDLER BLVD | CHANDLER | AZ | 85226 | Maricopa | 1 | Perm Closure | 1978-01-01 | 5000 | Gasoline | COMPARTMENT A |  | Asphalt coated or Bare Steel | Suction - Check Valve at the Tank Top |  |  | Removal | 2004-06-03
0-003913 | PINAL COUNTY - FLEET SERVICES | 900 S PINAL PARKWAY AVE | FLORENCE | AZ | 85132 | Pinal | 1 | Perm Closure | 1959-01-01 | 10000 | Diesel | COMPARTMENT A | Single Walled | Asphalt coated or Bare Steel | Suction - Check Valve at the Tank Top |  |  | Removal | 1998-06-23
0-003913 | PINAL COUNTY - FLEET SERVICES | 900 S PINAL PARKWAY AVE | FLORENCE | AZ | 85132 | Pinal | 3 | Perm Closure | 1974-01-01 | 5000 | Gasoline | COMPARTMENT A | Single Walled | Asphalt coated or Bare Steel | Suction - Check Valve at the Tank Top |  |  | Removal | 1998-06-23
0-003557 | PETE'S DIESEL/COTTONWOOD TEXACO | 558 N MAIN ST | COTTONWOOD | AZ | 86326 | Yavapai | 1 | Perm Closure | 2005-06-17 | 2000 | Gasoline | COMPARTMENT A |  | Asphalt coated or Bare Steel |  |  |  | Removal | 1991-03-07
0-003557 | PETE'S DIESEL/COTTONWOOD TEXACO | 558 N MAIN ST | COTTONWOOD | AZ | 86326 | Yavapai | 3 | Perm Closure | 2005-06-17 | 500 | Diesel | COMPARTMENT A |  | Asphalt coated or Bare Steel |  |  |  | Removal | 1991-03-07
0-006437 | NORTH RENTALS INC | 11039 N CAVE CREEK RD | PHOENIX | AZ | 85020 | Maricopa | 2 | Perm Closure | 1975-09-06 | 1000 | Diesel | COMPARTMENT A | Unknown | Asphalt coated or Bare Steel |  |  |  | Removal | 1992-01-10
0-009717 | OLD SHELL STATION | 229 E 4TH ST | BENSON | AZ | 85602 | Cochise | 2 | Perm Closure | 1930-01-01 | 750 | Gasoline | COMPARTMENT A | Unknown | Asphalt coated or Bare Steel |  |  |  | Removal | 2001-02-21
0-003200 | CIRCLE K STORE #2709168 | 4801 E THOMAS RD | PHOENIX | AZ | 85018 | Maricopa | 1 | Perm Closure | 2005-06-17 | 10000 | Gasoline | COMPARTMENT A |  | Asphalt coated or Bare Steel | Pressure |  |  | Removal | 1985-07-31
0-003258 | PRIDE TRAVEL CENTER IV | 2440 W BETHANY HOME RD | PHOENIX | AZ | 85015 | Maricopa | 2 | Perm Closure | 1961-01-01 | 6000 | Gasoline | COMPARTMENT A |  | Asphalt coated or Bare Steel |  |  |  | Removal | 1987-12-02
0-008307 | YOUNGS CUSTOM PHOTO | 345 S MONTEZUMA ST | PRESCOTT | AZ | 86303 | Yavapai | 2 | Perm Closure | 1946-01-01 | 1000 | Gasoline | COMPARTMENT A | Unknown | Asphalt coated or Bare Steel | Gravity Feed |  |  | Removal | 1994-03-01
0-003577 | USDOI NPS - ORGAN PIPE CACTUS NATIONAL MONUMENT | 10 ORGAN PIPE DR | LUKEVILLE | AZ | 85341 | Pima | 2 | Perm Closure | 1964-01-01 | 2000 | Gasoline | COMPARTMENT A |  | Asphalt coated or Bare Steel |  |  |  | Removal | 1990-11-27
0-003577 | USDOI NPS - ORGAN PIPE CACTUS NATIONAL MONUMENT | 10 ORGAN PIPE DR | LUKEVILLE | AZ | 85341 | Pima | 4 | Perm Closure | 1963-01-01 | 2000 | Diesel | COMPARTMENT A |  | Asphalt coated or Bare Steel | Suction - Check Valve at the Tank Top |  |  | Removal | 1994-09-16
0-008096 | WELLTON SCALE - LOS ANGELES WAY | 28509 LOS ANGELES AVE | WELLTON | AZ | 85356 | Yuma | 2 | Perm Closure | 2005-06-17 | 10000 | Gasoline | COMPARTMENT A |  | Asphalt coated or Bare Steel | Suction - Check Valve at the Tank Top |  | Bare or Galvanized Steel | Removal | 1996-03-26
0-004074 | ARIZONA BOYS RANCH | 20061 E RITTENHOUSE RD | QUEEN CREEK | AZ | 85142 | Maricopa | 2 | Perm Closure | 2009-01-16 | 10000 | Unidentified | COMPARTMENT A | Single Walled | Fiberglass Reinforced Plastic |  |  |  | Removal | 2008-11-07
0-008715 | ARIZONA PIPELINE | 2402 W WETMORE RD | TUCSON | AZ | 85705 | Pima | 1 | Perm Closure | 1987-10-01 | 6000 | Gasoline | COMPARTMENT A | Double Walled | Composite (Steel/Fiberglass) | Pressure |  |  | Removal | 2018-12-13
0-004014 | JIFFY LUBE #2445 | 3896 N ORACLE RD | TUCSON | AZ | 85705 | Pima | 2 | Perm Closure | 1986-07-24 | 3000 | Unidentified | COMPARTMENT A | Double Walled | Asphalt coated or Bare Steel | Suction - Check Valve at the Tank Top |  |  | Removal | 1996-01-23
0-005729 | YUMA COUNTY - SHERIFFS OFFICE | 141 S 3RD AVE | YUMA | AZ | 85364 | Yuma | 3 | Perm Closure | 1986-05-11 | 550 | Used Oil/Waste Oil | COMPARTMENT A |  | Fiberglass Reinforced Plastic | Gravity Feed |  |  | Closed in Place | 2018-04-17
0-009659 | PUCCI PROPERTY | 205 W JACKSON ST | PHOENIX | AZ | 85003 | Maricopa | 1 | Perm Closure | 2005-06-17 | 300 | Gasoline | COMPARTMENT A | Unknown | Asphalt coated or Bare Steel | Suction - Check Valve at the Dispenser |  | Bare or Galvanized Steel | Removal | 2000-06-29
0-009706 | ADOT / EASEMENT | 21400 GRAND AVE | WITTMANN | AZ | 85361 | Maricopa | 7 | Perm Closure | 2005-06-17 | 1000 | Gasoline | COMPARTMENT A | Double Walled | Asphalt coated or Bare Steel |  |  |  | Removal | 2001-01-17
0-009706 | ADOT / EASEMENT | 21400 GRAND AVE | WITTMANN | AZ | 85361 | Maricopa | 4 | Perm Closure | 2005-06-17 | 750 | Gasoline | COMPARTMENT A | Double Walled | Asphalt coated or Bare Steel |  |  |  | Removal | 2001-01-17
0-009706 | ADOT / EASEMENT | 21400 GRAND AVE | WITTMANN | AZ | 85361 | Maricopa | 8 | Perm Closure | 2005-06-17 | 1000 | Gasoline | COMPARTMENT A | Double Walled | Asphalt coated or Bare Steel |  |  |  | Removal | 2001-01-17
0-006712 | ADOT - MESA LANDSCAPE MAINTENANCE | 1540 S RECKER RD | MESA | AZ | 85206 | Maricopa | 2 | Open | 1984-01-01 | 12000 | Diesel | COMPARTMENT A | Single Walled | Fiberglass Reinforced Plastic | Suction - Check Valve at the Dispenser | Double Walled | Fiberglass Reinforced Plastic
0-007104 | CHEVRON - SHAY OIL CO INC #17 | 3919 S AVENUE 3 E | YUMA | AZ | 85365 | Yuma | 1 | Open | 1989-07-01 | 12000 | Gasoline | COMPARTMENT A | Double Walled | Fiberglass Reinforced Plastic | Pressure |  | Fiberglass Reinforced Plastic
0-001215 | CIRCLE K #285 | 12000 E UNIVERSITY DR | APACHE JUNCTION | AZ | 85120 | Pinal | 1 | Perm Closure | 1972-04-24 | 10000 | Gasoline | COMPARTMENT A | Single Walled | Asphalt coated or Bare Steel |  |  |  | Removal | 1987-11-16
0-004871 | CAPRICORN STEEL | 1324 W WATKINS ST | PHOENIX | AZ | 85007 | Maricopa | 1 | Perm Closure | 2005-06-17 | 2000 | Gasoline | COMPARTMENT A | Double Walled | Asphalt coated or Bare Steel |  |  |  | Removal | 1990-05-24
0-004057 | RAY BELL #478 - BELL MART | 1801 E DEUCE OF CLUBS | SHOW LOW | AZ | 85901 | Navajo | 2 | Perm Closure | 1980-04-22 | 10000 | Gasoline | COMPARTMENT A | Double Walled | Asphalt coated or Bare Steel | Pressure |  |  | Removal | 2016-10-12
0-004028 | FLYING J TRAVEL PLAZA #610 | 3300 E ANDY DEVINE AVE | KINGMAN | AZ | 86401 | Mohave | 14 | Open | 2015-08-25 | 20000 | Biodiesel | COMPARTMENT A | Double Walled | Fiberglass Reinforced Plastic | Pressure | Double Walled | Fiberglass Reinforced Plastic
0-004028 | FLYING J TRAVEL PLAZA #610 | 3300 E ANDY DEVINE AVE | KINGMAN | AZ | 86401 | Mohave | 6 | Perm Closure | 1979-01-01 | 8000 | Unidentified | COMPARTMENT A | Single Walled | Asphalt coated or Bare Steel |  |  |  | Removal | 1988-06-01
0-003915 | PINAL COUNTY - SUPERIOR MAINTENANCE YARD | 301 N PINAL AVE | SUPERIOR | AZ | 85173 | Pinal | 5 | Perm Closure | 1951-01-01 | 500 | Gasoline (UL) | COMPARTMENT A | Single Walled | Asphalt coated or Bare Steel | Suction - Check Valve at the Tank Top |  |  | Removal | 1994-01-19
0-002011 | EXXON #7-3927 | 1151 W UNIVERSITY DR | MESA | AZ | 85201 | Maricopa | 2 | Perm Closure | 1966-01-01 | 3000 | Gasoline | COMPARTMENT A |  | Asphalt coated or Bare Steel | Pressure | Single Walled | Bare or Galvanized Steel | Removal | 1993-05-04
0-005317 | CIRCLE K #2705709 | 1415 E 16TH ST | YUMA | AZ | 85365 | Yuma | 2 | Perm Closure | 1974-01-01 | 10000 | Gasoline | COMPARTMENT A |  | Asphalt coated or Bare Steel | Pressure |  | Fiberglass Reinforced Plastic | Removal | 1993-09-22
0-001986 | TIEMCO | 102 S 24TH ST | PHOENIX | AZ | 85034 | Maricopa | 7 | Perm Closure | 1970-01-01 | 1000 | Used Oil/Waste Oil | COMPARTMENT A | Single Walled | Asphalt coated or Bare Steel | Gravity Feed | Single Walled | Bare or Galvanized Steel | Removal | 1994-10-17
0-001986 | TIEMCO | 102 S 24TH ST | PHOENIX | AZ | 85034 | Maricopa | 8 | Open | 1995-03-21 | 10000 | Gasoline | COMPARTMENT A | Double Walled | Composite (Steel/Fiberglass) | Pressure | Double Walled
0-001986 | TIEMCO | 102 S 24TH ST | PHOENIX | AZ | 85034 | Maricopa | 6 | Perm Closure | 1970-01-01 | 3000 | Gasoline | COMPARTMENT A | Single Walled | Asphalt coated or Bare Steel | Pressure | Single Walled | Bare or Galvanized Steel | Removal | 1994-10-17
0-001964 | SENERGY PETROLEUM - CHANDLER CARDLOCK | 157 S DELAWARE ST | CHANDLER | AZ | 85224 | Maricopa | 2 | Perm Closure | 1970-01-01 | 10000 | Gasoline | COMPARTMENT A |  | Asphalt coated or Bare Steel | Pressure |  |  | Removal | 1999-04-02
0-005225 | U-HAUL - 19TH AVE CENTER | 9435 N 19TH AVE | PHOENIX | AZ | 85021 | Maricopa | 4 | Perm Closure | 1980-11-17 | 550 | Used Oil/Waste Oil | COMPARTMENT A | Unknown | Asphalt coated or Bare Steel | Gravity Feed |  |  | Removal | 1994-03-16
0-006841 | ANBARDAN - TEXACO | 3115 N STOCKTON HILL RD | KINGMAN | AZ | 86401 | Mohave | 2 | Perm Closure | 1980-01-01 | 12000 | Diesel | COMPARTMENT A | Double Walled | Asphalt coated or Bare Steel | Pressure |  | Fiberglass Reinforced Plastic | Removal | 2007-07-13
0-000160 | BASHAS -FORMER | 3435 W BUCKEYE RD | PHOENIX | AZ | 85009 | Maricopa | 7 | Perm Closure | 1972-01-01 | 12000 | Gasoline | COMPARTMENT A | Single Walled | Asphalt coated or Bare Steel |  |  |  | Removal | 1991-12-17
0-003241 | MOBIL 18-MFV | 5201 S MCCLINTOCK DR | TEMPE | AZ | 85283 | Maricopa | 8 | Perm Closure | 1988-01-01 | 12000 | Gasoline | COMPARTMENT A | Double Walled | Fiberglass Reinforced Plastic | Pressure |  | Fiberglass Reinforced Plastic | Removal | 2017-03-23
0-003241 | MOBIL 18-MFV | 5201 S MCCLINTOCK DR | TEMPE | AZ | 85283 | Maricopa | 7 | Perm Closure | 1988-01-01 | 10000 | Gasoline | COMPARTMENT A | Double Walled | Fiberglass Reinforced Plastic | Pressure |  | Fiberglass Reinforced Plastic | Removal | 2017-03-23
0-003241 | MOBIL 18-MFV | 5201 S MCCLINTOCK DR | TEMPE | AZ | 85283 | Maricopa | 5 | Perm Closure | 1988-01-01 | 1000 | Used Oil/Waste Oil | COMPARTMENT A | Double Walled | Fiberglass Reinforced Plastic | Gravity Feed |  | Fiberglass Reinforced Plastic | Removal | 2017-03-23
0-003239 | MOBIL 18-MEG | 904 E APACHE BLVD | TEMPE | AZ | 85281 | Maricopa | 3 | Perm Closure | 1969-01-01 | 10000 | Gasoline | COMPARTMENT A |  | Asphalt coated or Bare Steel |  |  |  | Removal | 1989-01-01
0-003173 | SHAMROCK FOODS - NORTHWEST TRANSPORT | 2540 N 29TH AVE | PHOENIX | AZ | 85009 | Maricopa | 3 | Perm Closure | 1970-01-01 | 22000 | Diesel | COMPARTMENT A |  | Asphalt coated or Bare Steel |  |  |  | Removal | 1988-01-26
0-000953 | CARLSON FREEWAY SERVICE | 4985 S SUNLAND GIN RD | ELOY | AZ | 85131 | Pinal | 4 | Perm Closure | 1974-01-01 | 300 | Used Oil/Waste Oil | COMPARTMENT A | Single Walled | Asphalt coated or Bare Steel | Gravity Feed |  |  | Removal | 1999-12-16
0-004940 | TEXACO SERVICE STATION | 13249 N 103RD AVE | SUN CITY | AZ | 85351 | Maricopa | 4 | Perm Closure | 1972-05-07 | 550 | Used Oil/Waste Oil | COMPARTMENT A | Double Walled | Asphalt coated or Bare Steel |  |  |  | Removal | 1988-01-01
0-000344 | QUICK N EASY | 6806 E BROWN RD | MESA | AZ | 85207 | Maricopa | 2 | Open | 1988-04-19 | 20000 | Diesel | COMPARTMENT A | Double Walled | Fiberglass Reinforced Plastic | Pressure |  | Fiberglass Reinforced Plastic
0-009557 | CIRCLE K STORE #2706655 | 20207 N 59TH AVE | GLENDALE | AZ | 85308 | Maricopa | 1 | Open | 1999-07-01 | 20000 | Gasoline | COMPARTMENT A | Double Walled | Fiberglass Reinforced Plastic | Pressure | Double Walled | Fiberglass Reinforced Plastic
0-003434 | SUNNYSLOPE SOC #165211 | 9050 N 9TH ST | PHOENIX | AZ | 85020 | Maricopa | 4 | Perm Closure | 2005-06-17 | 10000 | Gasoline | COMPARTMENT A | Unknown | Asphalt coated or Bare Steel |  |  |  | Removal | 1988-11-18
0-004735 | CHEVRON - MARANA CHEVRON | 13960 N SANDARIO RD | MARANA | AZ | 85653 | Pima | 2 | Perm Closure | 1980-01-01 | 10000 | Gasoline | COMPARTMENT A | Single Walled | Asphalt coated or Bare Steel | Pressure |  | Fiberglass Reinforced Plastic | Removal | 1995-09-15
0-001374 | CIRCLE K #1181 | 2375 S PACIFIC AVE | YUMA | AZ | 85365 | Yuma | 1 | Perm Closure | 1974-01-01 | 10000 | Gasoline | COMPARTMENT A | Single Walled | Asphalt coated or Bare Steel | Pressure | Single Walled | Bare or Galvanized Steel | Removal | 1999-04-13
0-006178 | IMMAN & SONS AUTO & TRUCK CENTER | 6335 N 7TH ST | PHOENIX | AZ | 85014 | Maricopa | 3 | Perm Closure | 1978-05-03 | 10000 | Gasoline | COMPARTMENT A | Unknown | Unknown |  |  |  | Removal | 1990-11-06
0-004497 | FARR'S DOWNTOWN SHELL | 101 W HOPI DR | HOLBROOK | AZ | 86025 | Navajo | 1 | Perm Closure | 1978-01-01 | 2000 | Gasoline | COMPARTMENT A |  | Asphalt coated or Bare Steel |  |  |  | Removal | 1989-11-01
0-001087 | CHEVRON #9-5694 | 3233 S MILL AVE | TEMPE | AZ | 85282 | Maricopa | 1 | Perm Closure | 1964-01-01 | 5000 | Gasoline | COMPARTMENT A | Single Walled | Asphalt coated or Bare Steel |  |  |  | Removal | 1989-08-18
0-001087 | CHEVRON #9-5694 | 3233 S MILL AVE | TEMPE | AZ | 85282 | Maricopa | 2 | Perm Closure | 1964-01-01 | 2000 | Gasoline | COMPARTMENT A | Single Walled | Asphalt coated or Bare Steel |  |  |  | Removal | 1989-08-18
0-000932 | MAVERICK COUNTY STORE #37 | 824 N NAVAJO DR | PAGE | AZ | 86040 | Coconino | 5 | Perm Closure | 1987-03-01 | 12000 | Gasoline | COMPARTMENT A |  | Asphalt coated or Bare Steel | Pressure | Single Walled | Bare or Galvanized Steel | Removal | 2006-06-05
0-005215 | TYRELL-MARXEN CHEV/OLDS/CAD INC | 1118 W ROUTE 66 | FLAGSTAFF | AZ | 86001 | Coconino | 3 | Perm Closure | 1967-01-01 | 500 | Used Oil/Waste Oil | COMPARTMENT A | Single Walled | Asphalt coated or Bare Steel | Suction - Check Valve at the Tank Top | Single Walled | Bare or Galvanized Steel | Removal | 1993-08-09
0-005215 | TYRELL-MARXEN CHEV/OLDS/CAD INC | 1118 W ROUTE 66 | FLAGSTAFF | AZ | 86001 | Coconino | 4 | Open | 1993-08-09 | 2000 | Used Oil/Waste Oil | COMPARTMENT A | Double Walled | Composite (Steel/Fiberglass) | Suction - Check Valve at the Tank Top | Single Walled | Bare or Galvanized Steel
0-005248 | UNDERGROUND TESTING & MONITORING | 690 LAKE MARY RD | FLAGSTAFF | AZ | 86001 | Coconino | 3 | Perm Closure | 1971-05-01 | 1000 | Gasoline | COMPARTMENT A | Double Walled | Asphalt coated or Bare Steel |  |  |  | Removal | 1991-08-27
0-008706 | LAKESIDE PUMP STATION |  | PINETOP-LAKESIDE |  |  | Navajo | 1 | Perm Closure | 1980-01-01 | 500 | Diesel | COMPARTMENT A | Unknown | Asphalt coated or Bare Steel |  |  |  | Removal | 1995-11-28
0-002881 | K MART #9528 | 3340 E ANDY DEVINE AVE | KINGMAN | AZ | 86401 | Mohave | 1 | Perm Closure | 1978-01-01 | 1000 | Used Oil/Waste Oil | COMPARTMENT A |  | Asphalt coated or Bare Steel |  |  |  | Removal | 1988-06-20
0-000677 | MARSHALL BENNETT | 241 W ROUTE 66 | WILLIAMS | AZ | 86046 | Coconino | 3 | Perm Closure | 1966-01-01 | 1000 | Used Oil/Waste Oil | COMPARTMENT A | Single Walled | Asphalt coated or Bare Steel |  |  |  | Removal | 1988-12-16
0-002690 | USDA FS - HOTSHOT HEADQUARTERS |  | FLAGSTAFF |  |  | Coconino | 1 | Perm Closure | 1969-01-01 | 1000 | Gasoline | COMPARTMENT A | Single Walled | Asphalt coated or Bare Steel |  |  |  | Removal | 1990-10-09
0-008126 | HWY 66 EXXON | 427 W CHINO | SELIGMAN | AZ | 86337 | Yavapai | 2 | Perm Closure | 1972-08-01 | 10000 | Gasoline | COMPARTMENT A | Unknown | Asphalt coated or Bare Steel | Pressure |  | Fiberglass Reinforced Plastic | Removal | 2002-02-15
0-002498 | HIDDEN SHORES RV VILLAGE - GAS STATION | 10300 IMPERIAL DAM RD | YUMA | AZ | 85365 | Yuma | 8 | Perm Closure | 1989-08-01 | 2000 | Gasoline | COMPARTMENT A |  | Fiberglass Reinforced Plastic | Pressure |  |  | Removal | 1999-04-10
0-002498 | HIDDEN SHORES RV VILLAGE - GAS STATION | 10300 IMPERIAL DAM RD | YUMA | AZ | 85365 | Yuma | 6 | Perm Closure | 1989-08-01 | 8000 | Gasoline | COMPARTMENT A |  | Fiberglass Reinforced Plastic | Pressure |  |  | Removal | 1999-04-10
0-000777 | CITY OF SCOTTSDALE - CORPORATE YARD | 9191 E SAN SALVADOR DR | SCOTTSDALE | AZ | 85258 | Maricopa | 17 | Open | 2019-07-24 | 10000 | E-85 | COMPARTMENT B | Double Walled | Fiberglass Reinforced Plastic | Pressure | Double Walled | Fiberglass Reinforced Plastic
0-000777 | CITY OF SCOTTSDALE - CORPORATE YARD | 9191 E SAN SALVADOR DR | SCOTTSDALE | AZ | 85258 | Maricopa | 11 | Perm Closure | 1987-01-01 | 550 | Unidentified | COMPARTMENT A | Single Walled | Fiberglass Reinforced Plastic | Suction - Check Valve at the Tank Top |  |  | Removal | 1994-07-26
0-008928 | COUNTRY STORE | 8750 E CONCHO HWY | SNOWFLAKE | AZ | 85937 | Navajo | 1 | Perm Closure | 1983-01-01 | 6000 | Gasoline | COMPARTMENT A | Single Walled | Asphalt coated or Bare Steel | Pressure | Single Walled | Bare or Galvanized Steel | Removal | 2017-03-21
0-002533 | PAGE HOSPITAL | 501 N NAVAJO DR | PAGE | AZ | 86040 | Coconino | 1 | Perm Closure | 1984-01-01 | 500 | Diesel | COMPARTMENT A | Double Walled | Fiberglass Reinforced Plastic | Suction - Check Valve at the Tank Top |  | Fiberglass Reinforced Plastic | Removal | 2009-10-27
0-003169 | K V AUTO REPAIR | 3909 W INDIAN SCHOOL RD | PHOENIX | AZ | 85019 | Maricopa | 2 | Perm Closure | 1971-05-13 | 3000 | Gasoline | COMPARTMENT A | Double Walled | Asphalt coated or Bare Steel | Suction - Check Valve at the Tank Top |  | Bare or Galvanized Steel | Removal | 1992-09-16
0-005495 | CIRCLE K #2932 | 2246 N PINAL AVE | CASA GRANDE | AZ | 85122 | Pinal | 1 | Perm Closure | 1977-04-25 | 8000 | Gasoline | COMPARTMENT A | Double Walled | Asphalt coated or Bare Steel | Pressure |  |  | Removal | 1995-05-09
0-005495 | CIRCLE K #2932 | 2246 N PINAL AVE | CASA GRANDE | AZ | 85122 | Pinal | 4 | Perm Closure | 1995-05-10 | 10000 | Gasoline | COMPARTMENT A | Double Walled | Fiberglass Reinforced Plastic | Pressure | Double Walled | Fiberglass Reinforced Plastic | Removal | 2015-08-03
0-004108 | AUTOMOTIVE XPRESS | 7224 E MCDOWELL RD | SCOTTSDALE | AZ | 85257 | Maricopa | 9 | Perm Closure | 1966-01-01 | 4000 | New Oil | COMPARTMENT A | Single Walled | Asphalt coated or Bare Steel |  |  |  | Closed in Place | 1986-09-01
0-001279 | CIRCLE K #660 | 335 W AMERICAN AVE | ORACLE | AZ | 85623 | Pinal | 3 | Perm Closure | 1995-12-07 | 10000 | Gasoline | COMPARTMENT A | Single Walled | Fiberglass Reinforced Plastic | Pressure | Double Walled | Fiberglass Reinforced Plastic | Removal | 2020-10-20
0-001279 | CIRCLE K #660 | 335 W AMERICAN AVE | ORACLE | AZ | 85623 | Pinal | 1 | Perm Closure | 1973-01-01 | 10000 | Gasoline | COMPARTMENT A |  | Asphalt coated or Bare Steel | Pressure |  |  | Removal | 1995-12-07
0-001381 | CIRCLE K #1213 | 1654 W WHITE MOUNTAIN BLVD | PINETOP-LAKESIDE | AZ | 85929 | Navajo | 3 | Perm Closure | 1977-01-01 | 4000 | Gasoline | COMPARTMENT A |  | Asphalt coated or Bare Steel | Pressure |  |  | Removal | 1995-11-03
0-006491 | SKULL VALLEY SERVICE | 2999 S IRON SPRINGS RD | SKULL VALLEY | AZ | 86338 | Yavapai | 1 | Perm Closure | 1978-01-01 | 3000 | Gasoline | COMPARTMENT A | Single Walled | Asphalt coated or Bare Steel | Suction - Check Valve at the Tank Top |  | Fiberglass Reinforced Plastic | Removal | 2016-07-28
0-008777 | HISTORIC ROUTE 66 AUTO | 22840 W OLD HIGHWAY 66 | SELIGMAN | AZ | 86337 | Yavapai | 2 | Open | 1979-01-01 | 3000 | Diesel #2 | COMPARTMENT A | Single Walled | Asphalt coated or Bare Steel | Pressure |  | Fiberglass Reinforced Plastic
0-008777 | HISTORIC ROUTE 66 AUTO | 22840 W OLD HIGHWAY 66 | SELIGMAN | AZ | 86337 | Yavapai | 3 | Open | 1979-01-01 | 3000 | Gasoline (PUL) | COMPARTMENT A | Single Walled | Asphalt coated or Bare Steel | Pressure |  | Fiberglass Reinforced Plastic
0-001425 | CIRCLE K #1556 | 2360 W BROADWAY AVE | APACHE JUNCTION | AZ | 85120 | Pinal | 3 | Perm Closure | 1974-01-01 | 6000 | Gasoline | COMPARTMENT A |  | Asphalt coated or Bare Steel |  |  |  | Removal | 1996-02-20
0-006064 | MITSUBISHI MOTORS NORTH AMERICA | 2710 E WASHINGTON ST | PHOENIX | AZ | 85034 | Maricopa | 2 | Perm Closure | 2005-06-17 | 6000 | Gasoline | COMPARTMENT A | Double Walled | Asphalt coated or Bare Steel | Pressure |  | Bare or Galvanized Steel | Removal | 1992-07-28
0-008251 | THE LODGE @ VENTANA CANYON | 6200 N CLUB HOUSE LN | TUCSON | AZ | 85750 | Pima | 3 | Perm Closure | 1986-11-01 | 500 | Used Oil/Waste Oil | COMPARTMENT A | Unknown | Fiberglass Reinforced Plastic |  |  |  | Removal | 1996-11-12
0-001989 | EXXON #7-3265 | 14626 N DEL WEBB BLVD | SUN CITY | AZ | 85351 | Maricopa | 2 | Perm Closure | 1969-01-01 | 8000 | Gasoline | COMPARTMENT A |  | Asphalt coated or Bare Steel | Pressure | Single Walled | Bare or Galvanized Steel | Removal | 1993-07-15
0-003408 | QWEST | 21011 N 27TH AVE | PHOENIX | AZ | 85027 | Maricopa | 1 | Perm Closure | 1976-01-01 | 10000 | Gasoline | COMPARTMENT A |  | Asphalt coated or Bare Steel | Pressure |  | Fiberglass Reinforced Plastic | Removal | 1995-09-15
0-003408 | QWEST | 21011 N 27TH AVE | PHOENIX | AZ | 85027 | Maricopa | 2 | Perm Closure | 1976-01-01 | 10000 | Gasoline | COMPARTMENT A |  | Asphalt coated or Bare Steel | Pressure | Double Walled | Fiberglass Reinforced Plastic | Removal | 1995-09-15
0-005180 | CITY OF TUCSON - EASTSIDE SERVICE CENTER FUEL | 7575 E SPEEDWAY BLVD | TUCSON | AZ | 85710 | Pima | 2 | Perm Closure | 1974-01-01 | 5000 | Gasoline (UL) | COMPARTMENT A | Single Walled | Asphalt coated or Bare Steel |  |  |  | Removal | 1988-03-01
0-004712 | UA BIOSPHERE 2 | 32540 S BIOSPHERE RD | ORACLE | AZ | 85623 | Pinal | 3 | Perm Closure | 2005-06-17 | 500 | Gasoline | COMPARTMENT A |  | Asphalt coated or Bare Steel |  |  |  | Removal | 1988-01-01
0-004712 | UA BIOSPHERE 2 | 32540 S BIOSPHERE RD | ORACLE | AZ | 85623 | Pinal | 10 | Open | 1991-01-01 | 500 | New Oil | COMPARTMENT A | Double Walled | Fiberglass Reinforced Plastic | Suction - Check Valve at the Tank Top | Double Walled
0-004712 | UA BIOSPHERE 2 | 32540 S BIOSPHERE RD | ORACLE | AZ | 85623 | Pinal | 2 | Perm Closure | 1976-01-01 | 250 | Gasoline | COMPARTMENT A |  | Asphalt coated or Bare Steel |  |  |  | Removal | 1988-06-01
0-002952 | COUNTRY BOY CROP DUSTING | 901 S 115TH DR | AVONDALE | AZ | 85323 | Maricopa | 5 | Perm Closure | 1973-01-01 | 10000 | Gasoline | COMPARTMENT A |  | Asphalt coated or Bare Steel |  |  |  | Removal | 1997-03-13
0-009201 | TOWN OF WICKENBURG - FIRE STATION | 734 W WICKENBURG WAY | WICKENBURG | AZ | 85390 | Maricopa | 2 | Perm Closure | 1980-01-01 | 4000 | Gasoline | COMPARTMENT A | Double Walled | Asphalt coated or Bare Steel | Pressure |  | Bare or Galvanized Steel | Removal | 1997-12-30
0-004456 | ARIZONA TRAILS INC | 820 RODEO DR | PRESCOTT | AZ | 86305 | Yavapai | 1 | Perm Closure | 1974-01-01 | 12000 | Gasoline | COMPARTMENT A | Single Walled | Asphalt coated or Bare Steel |  |  |  | Removal | 1987-08-01
0-003198 | SHELL GAS ON THE GO | 1961 E UNIVERSITY DR | MESA | AZ | 85203 | Maricopa | 1 | Perm Closure | 2005-06-17 | 12000 | Gasoline | COMPARTMENT A |  | Asphalt coated or Bare Steel |  |  |  | Removal | 1987-06-30
0-007769 | GOOD 2 GO STORES #507 | 1897 PUEBLO | CAMP VERDE | AZ | 86322 | Yavapai | 6 | Open | 2004-04-01 | 20000 | Gasoline | COMPARTMENT A | Double Walled | Fiberglass Reinforced Plastic | Pressure | Double Walled | Fiberglass Reinforced Plastic
0-007769 | GOOD 2 GO STORES #507 | 1897 PUEBLO | CAMP VERDE | AZ | 86322 | Yavapai | 2 | Perm Closure | 1993-06-01 | 12000 | Gasoline | COMPARTMENT A | Single Walled | Fiberglass Reinforced Plastic | Pressure | Double Walled | Fiberglass Reinforced Plastic | Removal | 2004-02-25
0-007769 | GOOD 2 GO STORES #507 | 1897 PUEBLO | CAMP VERDE | AZ | 86322 | Yavapai | 5 | Open | 2004-04-01 | 10000 | Gasoline | COMPARTMENT A | Double Walled | Fiberglass Reinforced Plastic
0-009753 | PACIFIC MOTEL & GAS | 4500 MAIN ST | JOSEPH CITY | AZ | 86032 | Navajo | 2 | Perm Closure | 1947-01-01 | 1000 | Gasoline | COMPARTMENT A | Unknown | Asphalt coated or Bare Steel | Suction - Check Valve at the Dispenser |  | Bare or Galvanized Steel | Removal | 2001-10-24
0-009753 | PACIFIC MOTEL & GAS | 4500 MAIN ST | JOSEPH CITY | AZ | 86032 | Navajo | 3 | Perm Closure | 1947-01-01 | 2000 | Gasoline | COMPARTMENT A | Unknown | Asphalt coated or Bare Steel | Suction - Check Valve at the Dispenser |  | Bare or Galvanized Steel | Removal | 2001-10-24
0-004674 | RED MESA EXPRESS #505 | 701 N NAVAJO DR | PAGE | AZ | 86040 | Coconino | 2 | Perm Closure | 1985-02-04 | 10000 | Gasoline | COMPARTMENT A |  | Asphalt coated or Bare Steel | Pressure | Single Walled | Fiberglass Reinforced Plastic | Removal | 2008-11-25
0-008177 | MMERCI |  | PRESCOTT VALLEY |  |  | Yavapai | 1 | Perm Closure | 1973-01-01 | 500 | Diesel | COMPARTMENT A | Double Walled | Asphalt coated or Bare Steel | Gravity Feed |  |  | Removal | 1998-08-12
0-003666 | PEP BOYS #643 | 6868 W INDIAN SCHOOL RD | PHOENIX | AZ | 85033 | Maricopa | 1 | Perm Closure | 1985-01-01 | 750 | Used Oil/Waste Oil | COMPARTMENT A | Single Walled | Asphalt coated or Bare Steel |  |  |  | Removal | 1995-01-25
0-001488 | CIRCLE K #2701796 | 3795 S PALO VERDE RD | TUCSON | AZ | 85713 | Pima | 1 | Open | 1985-01-01 | 10000 | Gasoline (PUL) | COMPARTMENT A | Double Walled | Fiberglass Reinforced Plastic | Pressure |  | Fiberglass Reinforced Plastic
0-010045 | JW RADIATOR & MARINE | 1100 W THIRD ST | WINSLOW | AZ | 86047 | Navajo | 2 | Perm Closure | 2005-09-09 | 2000 | Gasoline | COMPARTMENT A |  | Asphalt coated or Bare Steel |  |  |  | Removal | 2005-06-30
0-001923 | UPS SIERRA VISTA | 6447 E HIGHWAY 90 | SIERRA VISTA | AZ | 85635 | Cochise | 1 | Perm Closure | 1985-01-01 | 3000 | Gasoline | COMPARTMENT A |  | Asphalt coated or Bare Steel |  |  |  | Removal | 1993-10-06
0-008616 | CASANDRO WASH PROJECT | 858 W WICKENBURG WAY | WICKENBURG | AZ | 85390 | Maricopa | 1 | Perm Closure | 2005-06-17 | 1000 | Gasoline | COMPARTMENT A | Unknown | Asphalt coated or Bare Steel | Suction - Check Valve at the Tank Top |  | Bare or Galvanized Steel | Removal | 1995-05-18
0-009323 | JACKSONS #805 | 16610 N SCOTTSDALE RD | PHOENIX | AZ | 85254 | Maricopa | 2 | Open | 1998-09-25 | 20000 | Gasoline | COMPARTMENT A | Single Walled | Fiberglass Reinforced Plastic | Pressure |  | Fiberglass Reinforced Plastic
0-009323 | JACKSONS #805 | 16610 N SCOTTSDALE RD | PHOENIX | AZ | 85254 | Maricopa | 4 | Open | 2015-05-26 | 8000 | Diesel | COMPARTMENT A | Double Walled | Fiberglass Reinforced Plastic | Pressure | Double Walled | Fiberglass Reinforced Plastic
0-008901 | DEL SOL IGA | 29854 E LOS ANGELES AVE | WELLTON | AZ | 85356 | Yuma | 2 | Open | 1993-09-01 | 8000 | Gasoline | COMPARTMENT A | Double Walled | Fiberglass Reinforced Plastic | Pressure | Double Walled | Fiberglass Reinforced Plastic
0-000807 | SUNCOR #257429 | 8805 S MCCLINTOCK DR | TEMPE | AZ | 85284 | Maricopa | 1 | Perm Closure | 1988-01-01 | 12000 | Gasoline | COMPARTMENT A | Double Walled | Composite (Steel/Fiberglass) | Pressure |  | Fiberglass Reinforced Plastic | Removal | 2018-03-08
0-005337 | CIRCLE K #2708599 | 1601 N 67TH AVE | PHOENIX | AZ | 85035 | Maricopa | 1 | Open | 1988-01-01 | 10000 | Gasoline | COMPARTMENT A | Double Walled | Fiberglass Reinforced Plastic | Pressure |  | Fiberglass Reinforced Plastic
0-008876 | FEDEX GROUND | 3410 S 51ST AVE | PHOENIX | AZ | 85043 | Maricopa | 3 | Open | 2011-08-01 | 30000 | Diesel | COMPARTMENT A | Double Walled | Fiberglass Reinforced Plastic | Pressure |  | Flexible
0-001863 | EXXON #7-0847 | 8101 E 22ND ST | TUCSON | AZ | 85710 | Pima | 2 | Perm Closure | 1963-01-01 | 6000 | Gasoline | COMPARTMENT A |  | Asphalt coated or Bare Steel |  |  |  | Removal | 1987-08-17
0-001701 | MALONE'S REPAIR SERVICE | 100 S HILL ST | GLOBE | AZ | 85501 | Gila | 2 | Perm Closure | 1972-01-01 | 3000 | Gasoline | COMPARTMENT A |  | Asphalt coated or Bare Steel |  |  |  | Removal | 1988-12-10
0-004156 | PIC QUIC FOOD STORES INC #100 | 1051 S MILTON RD | FLAGSTAFF | AZ | 86001 | Coconino | 5 | Perm Closure | 1990-03-28 | 10000 | Gasoline | COMPARTMENT A | Double Walled | Composite (Steel/Fiberglass) | Pressure |  | Fiberglass Reinforced Plastic | Removal | 2005-02-15
0-003581 | NATIONAL CAR RENTAL | 6610 S TUCSON BLVD | TUCSON | AZ | 85756 | Pima | 3 | Perm Closure | 2005-06-17 | 300 | Used Oil/Waste Oil | COMPARTMENT A |  | Asphalt coated or Bare Steel | Pressure |  | Bare or Galvanized Steel | Removal | 1996-01-31
0-003189 | MOBIL 18-564 | 1901 W NORTHERN AVE | PHOENIX | AZ | 85021 | Maricopa | 1 | Perm Closure | 1972-01-01 | 5000 | Gasoline | COMPARTMENT A |  | Asphalt coated or Bare Steel | Pressure |  |  | Removal | 1987-11-30
0-003189 | MOBIL 18-564 | 1901 W NORTHERN AVE | PHOENIX | AZ | 85021 | Maricopa | 3 | Perm Closure | 1972-01-01 | 8000 | Gasoline | COMPARTMENT A |  | Asphalt coated or Bare Steel | Pressure |  |  | Removal | 1987-11-30
0-005535 | SAVEWAY # 71 | 2242 E BROADWAY RD | PHOENIX | AZ | 85040 | Maricopa | 4 | Perm Closure | 2005-06-17 | 550 | Used Oil/Waste Oil | COMPARTMENT A | Unknown | Asphalt coated or Bare Steel |  |  |  | Removal | 1992-11-10
0-000787 | TOWN OF BUCKEYE - PUBLIC WORKS YARD | 615 E ARIZONA EASTERN AVE | BUCKEYE | AZ | 85326 | Maricopa | 2 | Perm Closure | 1976-01-01 | 3000 | Gasoline | COMPARTMENT A |  | Asphalt coated or Bare Steel | Suction - Check Valve at the Tank Top |  |  | Removal | 1993-12-01
0-007944 | SPEEDWAY STORE #2952 | 2830 S PACIFIC AVE | YUMA | AZ | 85365 | Yuma | 3 | Open | 1992-08-30 | 8000 | Gasoline | COMPARTMENT A | Double Walled | Fiberglass Reinforced Plastic | Pressure |  | Fiberglass Reinforced Plastic
0-001451 | CIRCLE K #2701620 | 3554 E INDIAN SCHOOL RD | PHOENIX | AZ | 85018 | Maricopa | 1 | Open | 1985-01-01 | 10000 | Gasoline | COMPARTMENT A | Double Walled | Fiberglass Reinforced Plastic | Pressure | Single Walled | Fiberglass Reinforced Plastic
0-000058 | A & H BUILDING MATERIALS CO INC | 3361 E 36TH ST | TUCSON | AZ | 85713 | Pima | 1 | Perm Closure | 1971-01-01 | 1000 | Diesel | COMPARTMENT A |  | Asphalt coated or Bare Steel |  |  |  | Removal | 1987-09-30
0-008885 | CENTRAL STATION | 300 N CENTRAL AVE | PHOENIX | AZ | 85004 | Maricopa | 1 | Perm Closure | 2005-06-17 | 550 | Unidentified | COMPARTMENT A | Single Walled | Asphalt coated or Bare Steel |  |  |  | Removal | 1996-05-07
0-003086 | C S MCCROSSEN CONTRACTING | 288 S 75TH AVE | TOLLESON | AZ | 85043 | Maricopa | 1 | Perm Closure | 1982-04-16 | 4000 | Diesel | COMPARTMENT A | Unknown | Asphalt coated or Bare Steel | Suction - Check Valve at the Tank Top |  |  | Removal | 1994-02-15
0-004972 | ST MARY'S FOOD STORE | 880 W SAINT MARYS RD | TUCSON | AZ | 85745 | Pima | 2 | Open | 1984-01-01 | 10000 | Gasoline | COMPARTMENT A | Single Walled | Fiberglass Reinforced Plastic | Pressure | Single Walled | Fiberglass Reinforced Plastic
0-010016 | WHITE'S AUTO REPAIR | 5802 E MAIN ST | MESA | AZ | 85205 | Maricopa | 2 | Perm Closure | 2005-06-17 | 6000 | Gasoline | COMPARTMENT A | Double Walled | Asphalt coated or Bare Steel |  |  |  | Removal | 2004-08-20
0-008578 | WELLS PROPERTY | 1501 S ARIZONA AVE | CHANDLER | AZ | 85224 | Maricopa | 2 | Perm Closure | 2008-06-11 | 1000 | Gasoline | COMPARTMENT A |  | Asphalt coated or Bare Steel |  |  |  | Removal | 1995-03-28
0-005241 | UNION ELEMENTARY SCHOOL | 3834 S 91ST AVE | PHOENIX | AZ | 85353 | Maricopa | 1 | Perm Closure | 1968-01-16 | 500 | Gasoline | COMPARTMENT A | Double Walled | Asphalt coated or Bare Steel | Suction - Check Valve at the Tank Top |  | Bare or Galvanized Steel | Removal | 1994-02-11
0-005386 | UNITED RENTALS | 3266 E WASHINGTON ST | PHOENIX | AZ | 85034 | Maricopa | 1 | Perm Closure | 1971-01-07 | 10000 | Diesel | COMPARTMENT A | Unknown | Asphalt coated or Bare Steel | Pressure |  |  | Removal | 1996-05-15
0-009472 | NORMS IGA | 345 W ALDEN RD | KEARNY | AZ | 85137 | Pinal | 1 | Open | 1998-12-01 | 12000 | Gasoline (UL) | COMPARTMENT A | Double Walled | Composite (Steel/Fiberglass) | Pressure | Double Walled | Fiberglass Reinforced Plastic
0-008269 | BESST AUTO PARTS & TRANSMISSION | 1601 S 19TH AVE | PHOENIX | AZ | 85009 | Maricopa | 3 | Perm Closure | 2005-06-17 | 1000 | Diesel | COMPARTMENT A | Unknown | Asphalt coated or Bare Steel |  |  |  | Removal | 1977-01-01
0-008410 | MARKHAM CONTRACTING/CURTIS JONES | 2010 W IRONWOOD DR | PHOENIX | AZ | 85021 | Maricopa | 3 | Perm Closure | 1974-01-01 | 2000 | Gasoline | COMPARTMENT A |  | Asphalt coated or Bare Steel |  |  |  | Removal | 1997-02-26
0-001327 | SALT N PEPPER SHELL #4 | 1555 E BASELINE RD | PHOENIX | AZ | 85042 | Maricopa | 2 | Perm Closure | 1982-01-01 | 10000 | Gasoline | COMPARTMENT A | Single Walled | Asphalt coated or Bare Steel |  |  |  | Removal | 1990-02-18
0-001292 | CIRCLE K #2700720 | 2359 E BEARDSLEY RD | PHOENIX | AZ | 85024 | Maricopa | 1 | Open | 1985-08-01 | 10000 | Gasoline | COMPARTMENT A | Double Walled | Fiberglass Reinforced Plastic | Pressure |  | Fiberglass Reinforced Plastic
0-001292 | CIRCLE K #2700720 | 2359 E BEARDSLEY RD | PHOENIX | AZ | 85024 | Maricopa | 3 | Open | 1985-08-01 | 10000 | Gasoline | COMPARTMENT A | Double Walled | Fiberglass Reinforced Plastic | Pressure |  | Fiberglass Reinforced Plastic
0-002530 | SUDDATH RELOCATION SYSTEMS OF ARIZONA LLC | 1717 E RAIRDAN LN | PHOENIX | AZ | 85034 | Maricopa | 1 | Perm Closure | 1984-01-01 | 10000 | Diesel | COMPARTMENT A | Single Walled | Asphalt coated or Bare Steel | Pressure |  | Fiberglass Reinforced Plastic | Removal | 2017-05-10
0-009810 | ARCO #6354 | 2711 W UNION HILLS DR | PHOENIX | AZ | 85027 | Maricopa | 3 | Open | 1998-01-01 | 20000 | Gasoline (UL) | COMPARTMENT A | Double Walled | Fiberglass Reinforced Plastic | Pressure |  | Fiberglass Reinforced Plastic
0-002438 | SHAMROCK DISTRIBUTION CENTER | 2929 S HARDY DR | TEMPE | AZ | 85282 | Maricopa | 1 | Perm Closure | 1971-02-28 | 5000 | Gasoline | COMPARTMENT A | Single Walled | Asphalt coated or Bare Steel |  |  |  | Removal | 1990-07-16
0-000905 | SAPRA ENTERPRISES | 9202 E MAIN ST | MESA | AZ | 85207 | Maricopa | 2 | Open | 1986-01-01 | 20000 | Gasoline | COMPARTMENT A | Double Walled | Fiberglass Reinforced Plastic | Pressure | Double Walled | Fiberglass Reinforced Plastic
0-008397 | DON PETERSON ENGINEERS | 3300 E US HIGHWAY 80 | YUMA | AZ | 85365 | Yuma | 2 | Perm Closure | 2005-06-17 | 4000 | Gasoline | COMPARTMENT A | Unknown | Asphalt coated or Bare Steel |  |  |  | Removal | 1995-11-21
0-008241 | SUDDENLINK | 1620 S CALIFORNIA AVE | PARKER | AZ | 85344 | La Paz | 1 | Perm Closure | 1960-01-01 | 1000 | Gasoline | COMPARTMENT A | Double Walled | Asphalt coated or Bare Steel |  |  |  | Removal | 1994-01-12
0-005304 | ADOT | 695 W SAINT MARYS RD | TUCSON | AZ | 85701 | Pima | 1 | Perm Closure | 1968-01-01 | 10000 | Gasoline | COMPARTMENT A |  | Asphalt coated or Bare Steel | Pressure |  | Fiberglass Reinforced Plastic | Removal | 1996-04-17
0-005304 | ADOT | 695 W SAINT MARYS RD | TUCSON | AZ | 85701 | Pima | 5 | Perm Closure | 1996-04-25 | 7500 | Gasoline | COMPARTMENT A | Double Walled | Composite (Steel/Fiberglass) | Pressure | Double Walled | Fiberglass Reinforced Plastic | Removal | 2011-08-31
0-007688 | TOOR ENTERPRISES | 710 E INDIAN SCHOOL RD | PHOENIX | AZ | 85014 | Maricopa | 5 | Open | 2002-08-01 | 15000 | Gasoline (UL) | COMPARTMENT A | Double Walled | Fiberglass Reinforced Plastic | Pressure | Double Walled | Flexible
0-007688 | TOOR ENTERPRISES | 710 E INDIAN SCHOOL RD | PHOENIX | AZ | 85014 | Maricopa | 1 | Perm Closure | 2005-06-17 | 500 | Solvent | COMPARTMENT A |  | Asphalt coated or Bare Steel |  |  |  | Removal | 1992-03-20
0-001225 | CIRCLE K #2700418 | 3320 W MAIN ST | THATCHER | AZ | 85552 | Graham | 1 | Perm Closure | 1981-01-01 | 10000 | Gasoline | COMPARTMENT A |  | Asphalt coated or Bare Steel | Pressure |  |  | Removal | 1996-06-12
0-002300 | FREEWAY CHEVRON | 2905 S HASKELL AVE | WILLCOX | AZ | 85643 | Cochise | 2 | Perm Closure | 1971-01-01 | 8000 | Gasoline | COMPARTMENT A |  | Asphalt coated or Bare Steel | Pressure |  |  | Removal | 2020-04-23
0-002300 | FREEWAY CHEVRON | 2905 S HASKELL AVE | WILLCOX | AZ | 85643 | Cochise | 3 | Perm Closure | 1971-01-01 | 6000 | Gasoline | COMPARTMENT A |  | Asphalt coated or Bare Steel | Pressure |  |  | Removal | 2020-04-23
0-000754 | PACIFIC PRIDE FUELING TERMINAL | 108 12TH AVE | HOLBROOK | AZ | 86025 | Navajo | 1 | Perm Closure | 1983-01-01 | 10000 | Gasoline | COMPARTMENT A |  | Asphalt coated or Bare Steel | Pressure |  | Fiberglass Reinforced Plastic | Removal | 1993-12-22
0-001061 | CHEVRON #9-5805 | 8301 E 22ND ST | TUCSON | AZ | 85710 | Pima | 2 | Perm Closure | 1966-01-01 | 7500 | Gasoline | COMPARTMENT A |  | Asphalt coated or Bare Steel | Pressure |  |  | Removal | 1991-09-30
0-001061 | CHEVRON #9-5805 | 8301 E 22ND ST | TUCSON | AZ | 85710 | Pima | 4 | Perm Closure | 1966-01-01 | 1000 | Used Oil/Waste Oil | COMPARTMENT A |  | Asphalt coated or Bare Steel |  |  |  | Removal | 1990-07-13
0-010266 | GREENLEE APN 200-78-030 | 20 N CORONADO BLVD | CLIFTON | AZ | 85533 | Greenlee | 3 | Perm Closure | 2009-01-09 | 2000 | Gasoline | COMPARTMENT A |  | Asphalt coated or Bare Steel |  |  |  | Removal | 2008-09-17
0-001673 | COURTESY CHEVROLET | 1233 E CAMELBACK RD | PHOENIX | AZ | 85014 | Maricopa | 4 | Perm Closure | 1965-01-01 | 550 | Used Oil/Waste Oil | COMPARTMENT A |  | Asphalt coated or Bare Steel |  |  |  | Removal | 1990-02-23
0-001673 | COURTESY CHEVROLET | 1233 E CAMELBACK RD | PHOENIX | AZ | 85014 | Maricopa | 8 | Perm Closure | 1979-01-01 | 4000 | New Oil | COMPARTMENT A |  | Asphalt coated or Bare Steel | Pressure | Single Walled | Bare or Galvanized Steel | Removal | 1994-09-22
0-006605 | BUDGET RENT-A-CAR | 5045 N BLACK CANYON HWY | PHOENIX | AZ | 85015 | Maricopa | 5 | Perm Closure | 1989-07-01 | 10000 | Gasoline | COMPARTMENT A | Double Walled | Fiberglass Reinforced Plastic | Pressure | Double Walled | Fiberglass Reinforced Plastic | Removal | 2009-04-02
0-005586 | SAUNDERS SYSTEMS | 3220 E MCDOWELL RD | PHOENIX | AZ | 85008 | Maricopa | 4 | Perm Closure | 2006-08-07 | 10000 | Diesel | COMPARTMENT A |  | Asphalt coated or Bare Steel |  |  |  | Removal | 1988-01-01
0-004065 | HAPPY FOOD MART | 6262 E MAIN ST | MESA | AZ | 85205 | Maricopa | 5 | Open | 2019-12-09 | 6000 | Gasoline (PUL) | COMPARTMENT A | Double Walled | Fiberglass Reinforced Plastic | Pressure | Double Walled | Fiberglass Reinforced Plastic
0-009732 | PILOT TRAVEL CENTER #458 | 619 S SUNSHINE BLVD | ELOY | AZ | 85131 | Pinal | 1 | Open | 2001-02-15 | 12000 | Gasoline | COMPARTMENT A | Double Walled | Fiberglass Reinforced Plastic
0-002588 | GRAND CANYON - SOUTH RIM MAINTENANCE YARD |  | GRAND CANYON |  |  | Coconino | 6 | Perm Closure | 1977-10-04 | 10000 | Gasoline | COMPARTMENT A | Single Walled | Asphalt coated or Bare Steel |  |  |  | Removal | 1998-11-30
0-003430 | PHOENIX PEORIA CO #165040 | 7648 W CACTUS RD | PEORIA | AZ | 85381 | Maricopa | 1 | Perm Closure | 1973-01-06 | 2000 | Diesel | COMPARTMENT A | Double Walled | Asphalt coated or Bare Steel |  |  |  | Removal | 1990-01-13
0-009685 | SUPER C | 1645 E JUAN SANCHEZ | SAN LUIS | AZ | 85349 | Yuma | 1 | Open | 2000-03-25 | 15000 | Gasoline | COMPARTMENT A | Double Walled | Fiberglass Reinforced Plastic | Pressure | Double Walled | Fiberglass Reinforced Plastic
0-009396 | SHELL FOOD MART | 530 E WICKENBURG WAY | WICKENBURG | AZ | 85390 | Maricopa | 3 | Open | 1998-07-30 | 6000 | Gasoline (UL) | COMPARTMENT A | Double Walled | Fiberglass Reinforced Plastic | Pressure | Double Walled | Fiberglass Reinforced Plastic
0-009934 | NCD | 5060 W BELL RD | PHOENIX | AZ | 85308 | Maricopa | 1 | Open | 2001-05-01 | 8000 | Diesel | COMPARTMENT A | Double Walled | Fiberglass Reinforced Plastic
0-001174 | CIRCLE K #89 | 1829 W GRANT ST | PHOENIX | AZ | 85007 | Maricopa | 1 | Perm Closure | 1982-01-01 | 10000 | Gasoline | COMPARTMENT A |  | Asphalt coated or Bare Steel |  |  |  | Removal | 1987-11-16
0-006833 | MOBILE MINI STORAGE SYSTEMS | 1485 W GLENN ST | TUCSON | AZ | 85705 | Pima | 2 | Perm Closure | 1965-01-01 | 3000 | Diesel | COMPARTMENT A | Double Walled | Asphalt coated or Bare Steel |  |  |  | Removal | 1989-10-25
0-004436 | SENTINEL ELEMENTARY SCHOOL | 53802 W US HWY 80 | SENTINEL | AZ | 85326 | Maricopa | 1 | Perm Closure | 1981-03-21 | 500 | Gasoline | COMPARTMENT A | Unknown | Asphalt coated or Bare Steel |  |  |  | Removal | 1991-04-18
0-004444 | SHAMROCK FOODS COMPANY | 1900 W RUTHRAUFF RD | TUCSON | AZ | 85705 | Pima | 1 | Perm Closure | 1969-01-01 | 10000 | Gasoline | COMPARTMENT A | Single Walled | Asphalt coated or Bare Steel |  |  |  | Removal | 1990-01-05
0-002596 | SHAW'S EXXON | 219 W 2ND ST | CASA GRANDE | AZ | 85122 | Pinal | 1 | Perm Closure | 1959-01-01 | 4000 | Gasoline | COMPARTMENT A | Double Walled | Asphalt coated or Bare Steel |  |  |  | Removal | 1989-11-30
0-002596 | SHAW'S EXXON | 219 W 2ND ST | CASA GRANDE | AZ | 85122 | Pinal | 2 | Perm Closure | 1959-05-26 | 4000 | Gasoline | COMPARTMENT A | Double Walled | Asphalt coated or Bare Steel |  |  |  | Removal | 1989-11-30
0-008156 | MOBIL FOOD MART | 304 N HAYDEN RD | SCOTTSDALE | AZ | 85257 | Maricopa | 6 | Perm Closure | 1969-01-01 | 10000 | Gasoline | COMPARTMENT A |  | Asphalt coated or Bare Steel |  |  |  | Removal | 1988-10-01
0-001395 | CIRCLE K #2701343 | 1550 N COUNTRY CLUB DR | MESA | AZ | 85201 | Maricopa | 5 | Perm Closure | 1964-01-01 | 550 | Used Oil/Waste Oil | COMPARTMENT A | Single Walled | Asphalt coated or Bare Steel |  |  |  | Removal | 1978-09-12
0-001395 | CIRCLE K #2701343 | 1550 N COUNTRY CLUB DR | MESA | AZ | 85201 | Maricopa | 3 | Open | 1985-04-01 | 10000 | Gasoline | COMPARTMENT A | Double Walled | Fiberglass Reinforced Plastic | Pressure | Single Walled | Fiberglass Reinforced Plastic
0-001395 | CIRCLE K #2701343 | 1550 N COUNTRY CLUB DR | MESA | AZ | 85201 | Maricopa | 4 | Perm Closure | 1964-01-01 | 3000 | Gasoline | COMPARTMENT A | Single Walled | Asphalt coated or Bare Steel |  |  |  | Removal | 1978-09-12
0-008855 | CITIZENS TRANSFER & STORAGE CO I | 1320 S EUCLID AVE | TUCSON | AZ | 85713 | Pima | 2 | Perm Closure | 1985-01-01 | 2000 | Diesel | COMPARTMENT A | Double Walled | Asphalt coated or Bare Steel | Suction - Check Valve at the Tank Top |  | Bare or Galvanized Steel | Removal | 1998-10-29
0-009711 | CIRCLE K #2705914 | 8325 W DEER VALLEY RD | PEORIA | AZ | 85382 | Maricopa | 1 | Open | 2000-10-10 | 20000 | Gasoline | COMPARTMENT A | Double Walled | Fiberglass Reinforced Plastic | Pressure | Double Walled | Fiberglass Reinforced Plastic
0-006636 | CIRCLE K #2708744 | 9515 E GOLF LINKS RD | TUCSON | AZ | 85730 | Pima | 2 | Open | 1988-02-12 | 10000 | Gasoline | COMPARTMENT A | Double Walled | Fiberglass Reinforced Plastic | Pressure |  | Fiberglass Reinforced Plastic
0-006636 | CIRCLE K #2708744 | 9515 E GOLF LINKS RD | TUCSON | AZ | 85730 | Pima | 1 | Open | 1988-02-12 | 10000 | Gasoline | COMPARTMENT A | Double Walled | Fiberglass Reinforced Plastic | Pressure |  | Fiberglass Reinforced Plastic
0-001472 | CIRCLE K #2701754 | 820 W 32ND ST | YUMA | AZ | 85364 | Yuma | 3 | Open | 1986-01-01 | 10000 | Gasoline | COMPARTMENT A | Single Walled | Fiberglass Reinforced Plastic | Pressure | Single Walled | Fiberglass Reinforced Plastic
0-002106 | FEDERAL EXPRESS CORP | 1375 N HAYDEN RD | SCOTTSDALE | AZ | 85257 | Maricopa | 2 | Perm Closure | 1986-10-14 | 550 | Used Oil/Waste Oil | COMPARTMENT A | Single Walled | Asphalt coated or Bare Steel |  |  |  | Removal | 1989-05-01
0-010601 | DOT FOOD ARIZONA DISTRIBUTION CENTER | 2665 LANDON DR | BULLHEAD CITY | AZ | 86429 | Mohave | 1 | Open | 2018-03-21 | 30000 | Diesel | COMPARTMENT A | Double Walled | Fiberglass Reinforced Plastic | Pressure | Double Walled | Flexible
0-010584 | CIRCLE K STORE #2703485 | 1415 E FLORENCE BLVD | CASA GRANDE | AZ | 85122 | Pinal | 1 | Open | 2016-10-24 | 20000 | Gasoline (UL) | COMPARTMENT A | Double Walled | Fiberglass Reinforced Plastic | Pressure | Double Walled | Fiberglass Reinforced Plastic
0-010624 | CIRCLE K STORE #2703493 | 4600 W VALENCIA RD | TUCSON | AZ | 85757 | Pima | 1 | Open | 2018-01-26 | 20000 | Gasoline (UL) | COMPARTMENT A | Double Walled | Fiberglass Reinforced Plastic | Pressure | Double Walled | Fiberglass Reinforced Plastic
0-008551 | BECKER SPECIALITIES | 3213 E 46TH ST | TUCSON | AZ | 85713 | Pima | 1 | Perm Closure | 2005-06-17 | 1000 | Diesel | COMPARTMENT A | Double Walled | Asphalt coated or Bare Steel |  |  |  | Removal | 1990-01-01
0-001938 | EMPIRE TRANSPORT | 34 W IRON AVE | MESA | AZ | 85210 | Maricopa | 13 | Perm Closure | 1969-01-01 | 1000 | Unidentified | COMPARTMENT A |  | Asphalt coated or Bare Steel | Suction - Check Valve at the Tank Top |  |  | Removal | 1988-07-25
0-007918 | ESTATE AUTO SALES | 11215 GRAND AVE | YOUNGTOWN | AZ | 85363 | Maricopa | 4 | Perm Closure | 2005-06-17 | 10000 | Gasoline | COMPARTMENT A | Unknown | Asphalt coated or Bare Steel | Pressure |  |  | Removal | 1992-08-20
0-003916 | PINAL COUNTY HIGHWAY DEPARTMENT | 305 E SUPERSTITION BLVD | APACHE JUNCTION | AZ | 85119 | Pinal | 1 | Perm Closure | 1968-01-01 | 10000 | Diesel | COMPARTMENT A | Single Walled | Asphalt coated or Bare Steel | Suction - Check Valve at the Tank Top |  |  | Removal | 1998-02-18
0-008549 | PHOENIX DOWNTOWN OFFICE |  | PHOENIX |  |  | Maricopa | 1 | Perm Closure | 2005-06-17 | 1000 | Gasoline | COMPARTMENT A | Unknown | Asphalt coated or Bare Steel |  |  |  | Removal | 1994-07-12
0-007360 | SPEEDWAY STORE #2936 | 8080 N ORACLE RD | ORO VALLEY | AZ | 85704 | Pima | 2 | Open | 1986-01-01 | 10000 | Gasoline | COMPARTMENT A | Double Walled | Fiberglass Reinforced Plastic | Pressure |  | Fiberglass Reinforced Plastic
0-010666 | CIRCLE K STORE #2741604 | 1015 S COOPER | CHANDLER | AZ | 85286 |  | 3 | Open | 2019-08-20 | 12000 | Diesel | COMPARTMENT A | Double Walled | Fiberglass Reinforced Plastic | Pressure | Double Walled | Fiberglass Reinforced Plastic
0-010644 | PENSKE TRUCK LEASING | 1100 N 43RD AVE | PHOENIX | AZ | 85043 | Maricopa | 2 | Open | 2019-06-11 | 4000 | Gasoline (UL) | COMPARTMENT A | Double Walled | Fiberglass Reinforced Plastic | Pressure | Double Walled | Fiberglass Reinforced Plastic
0-010627 | CIRCLE K STORE #3492 | 255 S MAIN STREET | FLORENCE | AZ | 85132 | Pinal | 1 | Open | 2018-05-18 | 20000 | Gasoline (UL) | COMPARTMENT A | Double Walled | Fiberglass Reinforced Plastic | Pressure | Double Walled | Fiberglass Reinforced Plastic
0-009130 | PACIFIC PRIDE | 214 W LONGHORN RD | PAYSON | AZ | 85541 | Gila | 3 | Open | 1997-01-05 | 8000 | Gasoline | COMPARTMENT A | Double Walled | Fiberglass Reinforced Plastic | Pressure | Double Walled | Fiberglass Reinforced Plastic
0-006351 | CAR CARE CENTER | 723 E 22ND ST | TUCSON | AZ | 85713 | Pima | 2 | Perm Closure | 2005-06-17 | 5000 | Diesel | COMPARTMENT A | Unknown | Unknown |  |  |  | Removal | 1991-07-01
0-009699 | CIRCLE K #3461 | 2840 N 75TH AVE | PHOENIX | AZ | 85035 | Maricopa | 2 | Open | 2000-07-11 | 8000 | Diesel | COMPARTMENT B | Double Walled | Fiberglass Reinforced Plastic
0-004238 | SAFEWAY - DISTRIBUTION CENTER | 1115 W ALAMEDA DR | TEMPE | AZ | 85282 | Maricopa | 2 | Perm Closure | 1972-04-23 | 8000 | Unidentified | COMPARTMENT A | Double Walled | Asphalt coated or Bare Steel | Suction - Check Valve at the Tank Top |  | Bare or Galvanized Steel | Removal | 1997-08-05
0-002033 | REGAL AUTO WASH | 4600 E BROADWAY BLVD | TUCSON | AZ | 85711 | Pima | 3 | Perm Closure | 1987-09-24 | 10000 | Gasoline | COMPARTMENT A | Unknown | Fiberglass Reinforced Plastic | Pressure |  | Fiberglass Reinforced Plastic | Removal | 2005-10-18
0-008353 | RILLITO REGIONAL PARK | 4502 N 1ST AVE | TUCSON | AZ | 85718 | Pima | 2 | Perm Closure | 2005-06-17 | 550 | Gasoline | COMPARTMENT A | Double Walled | Asphalt coated or Bare Steel |  |  |  | Removal | 1994-08-11
0-004461 | PRESCOTT VALLEY TEXACO |  | PRESCOTT VALLEY |  |  | Yavapai | 3 | Perm Closure | 1974-05-08 | 4000 | Gasoline | COMPARTMENT A | Double Walled | Asphalt coated or Bare Steel |  |  |  | Removal | 1987-05-01
0-004457 | PRESCOTTONIAN TEXACO | 1317 E GURLEY ST | PRESCOTT | AZ | 86301 | Yavapai | 5 | Perm Closure | 2005-06-17 |  | Unidentified | COMPARTMENT A | Unknown | Unknown |  |  |  | Removal | 1986-09-01
0-008404 | ARIZONA AUTO DETAIL & RADIATOR | 288 W 3RD ST | NOGALES | AZ | 85621 | Santa Cruz | 2 | Perm Closure | 1981-01-01 | 500 | Diesel | COMPARTMENT A | Single Walled | Asphalt coated or Bare Steel |  |  |  | Removal | 2006-08-21
0-008404 | ARIZONA AUTO DETAIL & RADIATOR | 288 W 3RD ST | NOGALES | AZ | 85621 | Santa Cruz | 1 | Perm Closure | 1983-01-01 | 1000 | Diesel | COMPARTMENT A | Single Walled | Asphalt coated or Bare Steel |  |  |  | Removal | 2006-08-21
0-000177 | ARIZONA CHUCK WAGON SERVICE INC | 118 N 27TH AVE | PHOENIX | AZ | 85009 | Maricopa | 1 | Perm Closure | 1971-01-01 | 10000 | Gasoline | COMPARTMENT A |  | Asphalt coated or Bare Steel |  |  |  | Removal | 1986-12-10
0-000617 | B & W INC BONITA PLANT |  | BONITA |  |  | Graham | 3 | Perm Closure | 1983-01-01 | 10000 | Diesel | COMPARTMENT A |  | Asphalt coated or Bare Steel |  |  |  | Removal | 1990-03-08
0-005331 | ARTIFICIAL KIDNEY CENTER WEST | 1780 W ANKLAM RD | TUCSON | AZ | 85745 | Pima | 1 | Perm Closure | 1986-01-01 | 350 | Diesel | COMPARTMENT A | Unknown | Unknown |  |  |  | Removal | 1992-02-18
0-009221 | ARCO #5985 | 2398 E HIGHWAY 60 | MIAMI | AZ | 85539 | Gila | 4 | Open | 1997-04-03 | 10000 | Diesel | COMPARTMENT A | Double Walled | Fiberglass Reinforced Plastic | Pressure | Double Walled | Fiberglass Reinforced Plastic
0-000362 | ARIZONA FARM MANAGEMENT |  | WENDEN |  |  | La Paz | 1 | Perm Closure | 2005-06-17 |  | Unidentified | COMPARTMENT A | Single Walled | Asphalt coated or Bare Steel |  |  |  | Removal | 1992-04-03
0-000757 | ARIZONA MILK TRANSPORT | 5002 W GLENN DR | GLENDALE | AZ | 85301 | Maricopa | 2 | Perm Closure | 1975-02-28 | 2000 | Gasoline | COMPARTMENT A | Single Walled | Asphalt coated or Bare Steel |  |  |  | Removal | 1989-04-05
0-008097 | ARIZONA TEAMSTERS APPRENTICESHIP | 1820 W BROADWAY RD | PHOENIX | AZ | 85041 | Maricopa | 2 | Perm Closure | 1973-01-01 | 10000 | Diesel | COMPARTMENT A | Unknown | Asphalt coated or Bare Steel | Suction - Check Valve at the Tank Top |  | Bare or Galvanized Steel | Removal | 1992-12-30
0-007125 | CENTRAL YAVAPAI FIRE DISTRICT | 530 6TH ST | PRESCOTT | AZ | 86301 | Yavapai | 2 | Perm Closure | 2005-06-17 | 500 | Gasoline | COMPARTMENT A | Double Walled | Asphalt coated or Bare Steel | Suction - Check Valve at the Tank Top |  |  | Removal | 1991-06-27
0-009611 | CHARLES SCHWAB | 4701 E FRANCISCO DR | PHOENIX | AZ | 85044 | Maricopa | 4 | Open | 1999-10-07 | 10000 | Diesel | COMPARTMENT A | Double Walled | Fiberglass Reinforced Plastic | Suction - Check Valve at the Dispenser | Double Walled | Fiberglass Reinforced Plastic
0-002126 | BRIDGESTONE FIRESTONE INC | 791 S 4TH AVE | YUMA | AZ | 85364 | Yuma | 2 | Perm Closure | 1941-01-01 | 1500 | Unidentified | COMPARTMENT A |  | Asphalt coated or Bare Steel |  |  |  | Closed in Place | 1971-06-01
0-010717 | SPEEDWAY #1509 |  | MESA |  |  | Maricopa | 2 | Open | 2020-12-10 |  | (Null) |  | Double Walled | Fiberglass Reinforced Plastic
0-008062 | BELL ATLANTIC METRO SITE 9 | 25202 W COMMERCIAL ST | BUCKEYE | AZ | 85326 | Maricopa | 1 | Perm Closure | 1985-01-01 | 300 | Diesel | COMPARTMENT A | Unknown | Asphalt coated or Bare Steel | Suction - Check Valve at the Tank Top |  | Bare or Galvanized Steel | Removal | 1993-01-28
0-005173 | CITY OF TUCSON - SERVICE CENTER-CITY STORE | 4004 S PARK AVE | TUCSON | AZ | 85714 | Pima | 1 | Perm Closure | 1976-04-10 | 500 | Unidentified | COMPARTMENT A | Double Walled | Fiberglass Reinforced Plastic |  |  |  | Removal | 1991-11-12
0-002205 | TUCSON TOC TUC"" | 901 E 18TH ST | TUCSON | AZ | 85719 | Pima | 1 | Perm Closure | 1984-04-23 | 4000 | Diesel | COMPARTMENT A | Single Walled | Asphalt coated or Bare Steel |  |  |  | Removal | 1988-11-30
0-006524 | THRIFTWAY #281 |  | GRAY MOUNTAIN |  |  | Coconino | 2 | Perm Closure | 1978-11-17 | 7896 | Gasoline | COMPARTMENT A | Double Walled | Asphalt coated or Bare Steel | Pressure |  |  | Removal | 1994-12-01
0-006524 | THRIFTWAY #281 |  | GRAY MOUNTAIN |  |  | Coconino | 5 | Open | 1994-12-01 | 10000 | Gasoline | COMPARTMENT A | Double Walled | Composite (Steel/Fiberglass) | Pressure |  | Fiberglass Reinforced Plastic
0-006524 | THRIFTWAY #281 |  | GRAY MOUNTAIN |  |  | Coconino | 4 | Open | 1994-12-01 | 10000 | Gasoline | COMPARTMENT A | Double Walled | Composite (Steel/Fiberglass) | Pressure |  | Fiberglass Reinforced Plastic
0-002380 | AMERIGAS PROPANE - ST. JOHNS | 445 W CLEVELAND ST | SAINT JOHNS | AZ | 85936 | Apache | 6 | Perm Closure | 1988-09-18 | 6000 | Gasoline | COMPARTMENT A | Double Walled | Composite (Steel/Fiberglass) | Pressure | Single Walled | Bare or Galvanized Steel | Removal | 1996-04-16
0-002380 | AMERIGAS PROPANE - ST. JOHNS | 445 W CLEVELAND ST | SAINT JOHNS | AZ | 85936 | Apache | 1 | Perm Closure | 1975-01-01 | 6000 | Gasoline | COMPARTMENT A | Single Walled | Asphalt coated or Bare Steel |  |  |  | Removal | 1988-08-01
0-001254 | CIRCLE K #549 | 16 N MAIN ST | EAGAR | AZ | 85925 | Apache | 3 | Perm Closure | 1977-01-01 | 10000 | Gasoline | COMPARTMENT A |  | Asphalt coated or Bare Steel | Pressure |  | Fiberglass Reinforced Plastic | Removal | 1996-01-03
0-004241 | CITY OF SAFFORD - PUBLIC WORKS YARD | 825 5TH AVE | SAFFORD | AZ | 85546 | Graham | 2 | Perm Closure | 1946-01-01 | 8500 | Diesel | COMPARTMENT A | Single Walled | Asphalt coated or Bare Steel |  |  |  | Removal | 1989-12-20
0-004312 | SRP - ROOSEVELT DAM |  | ROOSEVELT DAM |  |  | Maricopa | 3 | Perm Closure | 1986-05-01 | 1000 | Diesel | COMPARTMENT A | Double Walled | Asphalt coated or Bare Steel | Pressure |  |  | Removal | 1994-06-16
0-005309 | UNOCAL #5982 | 1497 E ASH ST | GLOBE | AZ | 85501 | Gila | 3 | Perm Closure | 1969-04-15 | 550 | Used Oil/Waste Oil | COMPARTMENT A | Double Walled | Asphalt coated or Bare Steel |  |  |  | Removal | 1989-01-01
0-004687 | 7-ELEVEN #26620 | 411 S GILBERT RD | MESA | AZ | 85204 | Maricopa | 2 | Perm Closure | 1985-01-01 | 10000 | Gasoline (UL) | COMPARTMENT A | Single Walled | Fiberglass Reinforced Plastic | Pressure |  | Fiberglass Reinforced Plastic | Removal | 2014-09-10
0-004687 | 7-ELEVEN #26620 | 411 S GILBERT RD | MESA | AZ | 85204 | Maricopa | 1 | Perm Closure | 1985-01-01 | 10000 | Gasoline (PUL) | COMPARTMENT A | Single Walled | Fiberglass Reinforced Plastic | Pressure |  | Fiberglass Reinforced Plastic | Removal | 2014-09-10
0-009379 | JACKSONS #801 | 8369 W BELL RD | PEORIA | AZ | 85382 | Maricopa | 1 | Open | 1998-05-05 | 20000 | Gasoline | COMPARTMENT A | Double Walled | Fiberglass Reinforced Plastic | Pressure | Double Walled | Fiberglass Reinforced Plastic
0-009379 | JACKSONS #801 | 8369 W BELL RD | PEORIA | AZ | 85382 | Maricopa | 2 | Open | 1998-05-05 | 20000 | Gasoline | COMPARTMENT A | Double Walled | Fiberglass Reinforced Plastic | Pressure | Double Walled | Fiberglass Reinforced Plastic
0-009421 | SOUTHWEST CO-OP | 540 E BASELINE RD | MESA | AZ | 85204 | Maricopa | 1 | Perm Closure | 1970-01-01 | 1000 | Gasoline | COMPARTMENT A | Unknown | Fiberglass Reinforced Plastic |  |  |  | Removal | 1999-02-24
0-003558 | CHAPARRAL MOTEL | 39780 E HIGHWAY 80 | TACNA | AZ | 85352 | Yuma | 1 | Perm Closure | 1956-01-01 | 2000 | Gasoline | COMPARTMENT A | Single Walled | Asphalt coated or Bare Steel |  |  |  | Removal | 2010-01-13
0-004722 | SPRINGERVILLE AUTO SUPPLY CO | 511 E MAIN ST | SPRINGERVILLE | AZ | 85938 | Apache | 2 | Perm Closure | 1976-01-01 | 8000 | Gasoline | COMPARTMENT A |  | Asphalt coated or Bare Steel |  |  |  | Removal | 1990-09-13
0-006804 | SHAY OIL CO #6 | 39880 E HIGHWAY 80 | TACNA | AZ | 85352 | Yuma | 9 | Open | 2004-06-29 | 12000 | Gasoline | COMPARTMENT A | Double Walled | Fiberglass Reinforced Plastic | Pressure | Double Walled | Flexible
0-006804 | SHAY OIL CO #6 | 39880 E HIGHWAY 80 | TACNA | AZ | 85352 | Yuma | 5 | Perm Closure | 1990-03-01 | 12000 | Gasoline | COMPARTMENT A | Single Walled | Fiberglass Reinforced Plastic | Pressure |  | Fiberglass Reinforced Plastic | Removal | 2004-03-02
0-005576 | WATSON CHEVROLET INC | 1000 E 22ND ST | TUCSON | AZ | 85713 | Pima | 1 | Perm Closure | 1963-01-01 | 500 | Used Oil/Waste Oil | COMPARTMENT A | Single Walled | Asphalt coated or Bare Steel |  |  |  | Removal | 1988-10-04
0-008231 | VERDE LANDSCAPING COMPANY | 1259 W STATE ROUTE 89A | SEDONA | AZ | 86336 | Yavapai | 1 | Perm Closure | 1978-01-01 | 2000 | Gasoline | COMPARTMENT A | Unknown | Asphalt coated or Bare Steel |  |  |  | Removal | 1993-12-13
0-004719 | BARON FUELS | 2315 E COUNTY 9TH ST | YUMA | AZ | 85365 | Yuma | 1 | Perm Closure | 1986-01-01 | 10000 | Gasoline | COMPARTMENT A | Single Walled | Fiberglass Reinforced Plastic | Pressure |  | Fiberglass Reinforced Plastic | Removal | 1992-08-12
0-004719 | BARON FUELS | 2315 E COUNTY 9TH ST | YUMA | AZ | 85365 | Yuma | 5 | Open | 1992-10-14 | 12000 | Gasoline | COMPARTMENT A | Double Walled | Composite (Steel/Fiberglass) | Pressure | Double Walled | Fiberglass Reinforced Plastic
0-004719 | BARON FUELS | 2315 E COUNTY 9TH ST | YUMA | AZ | 85365 | Yuma | 6 | Open | 1992-10-14 | 8000 | Gasoline | COMPARTMENT A | Double Walled | Composite (Steel/Fiberglass) | Pressure | Double Walled | Fiberglass Reinforced Plastic
0-004719 | BARON FUELS | 2315 E COUNTY 9TH ST | YUMA | AZ | 85365 | Yuma | 7 | Open | 1992-10-14 | 8000 | Diesel | COMPARTMENT A | Double Walled | Composite (Steel/Fiberglass) | Pressure | Double Walled | Fiberglass Reinforced Plastic
0-002261 | GILBERT UNIFIED SCHOOL DISTRICT # 41 - MAINTENANCE FACILITY | 140 S GILBERT RD | GILBERT | AZ | 85296 | Maricopa | 3 | Perm Closure | 1976-01-01 | 10000 | Gasoline | COMPARTMENT A | Single Walled | Asphalt coated or Bare Steel |  |  |  | Removal | 1990-01-15
0-002261 | GILBERT UNIFIED SCHOOL DISTRICT # 41 - MAINTENANCE FACILITY | 140 S GILBERT RD | GILBERT | AZ | 85296 | Maricopa | 4 | Perm Closure | 1976-01-01 | 550 | Gasoline | COMPARTMENT A | Single Walled | Asphalt coated or Bare Steel |  |  |  | Removal | 1989-12-11
0-000711 | BELL ROAD TOYOTA | 2020 W BELL RD | PHOENIX | AZ | 85023 | Maricopa | 2 | Perm Closure | 1984-01-01 | 2000 | Unidentified | COMPARTMENT A |  | Asphalt coated or Bare Steel |  |  |  | Removal | 1988-11-01
0-009347 | TRI-M MINI MART | 250 SWANSON AVE | LAKE HAVASU CITY | AZ | 86403 | Mohave | 4 | Open | 1999-01-01 | 4000 | Gasoline | COMPARTMENT A | Double Walled | Composite (Steel/Fiberglass) | Pressure | Double Walled | Fiberglass Reinforced Plastic
0-009347 | TRI-M MINI MART | 250 SWANSON AVE | LAKE HAVASU CITY | AZ | 86403 | Mohave | 1 | Perm Closure | 1987-01-01 | 10000 | Gasoline | COMPARTMENT A | Double Walled | Composite (Steel/Fiberglass) | Pressure | Double Walled | Fiberglass Reinforced Plastic | Removal | 2016-05-18
0-001227 | CIRCLE K #2700420 | 1062 HIGHWAY 95 | BULLHEAD CITY | AZ | 86429 | Mohave | 5 | Open | 1997-02-04 | 10000 | Gasoline | COMPARTMENT A | Double Walled | Fiberglass Reinforced Plastic | Pressure | Double Walled | Fiberglass Reinforced Plastic
0-001231 | CIRCLE K #428 | 1953 HIGHWAY 260 | HEBER | AZ | 85928 | Navajo | 2 | Perm Closure | 1981-01-01 | 4000 | Gasoline | COMPARTMENT A |  | Asphalt coated or Bare Steel | Pressure |  |  | Removal | 1997-10-14
0-004479 | SHAY OIL | 500 E 32ND ST | YUMA | AZ | 85365 | Yuma | 1 | Perm Closure | 1974-01-01 | 3000 | Gasoline | COMPARTMENT A |  | Asphalt coated or Bare Steel | Pressure |  | Fiberglass Reinforced Plastic | Removal | 1995-05-16
0-006760 | THE ISLAND STORE | 649 MILLER VALLEY RD | PRESCOTT | AZ | 86301 | Yavapai | 2 | Perm Closure | 2005-06-17 | 2000 | Gasoline | COMPARTMENT A | Single Walled | Asphalt coated or Bare Steel | Suction - Check Valve at the Tank Top |  | Bare or Galvanized Steel | Removal | 1990-03-05
0-001300 | CIRCLE K #2700759 | 8200 E STATE ROUTE 69 | PRESCOTT VALLEY | AZ | 86314 | Yavapai | 5 | Perm Closure | 1995-01-04 | 10000 | Gasoline (Mid-Grade UL) | COMPARTMENT A | Single Walled | Fiberglass Reinforced Plastic | Pressure | Double Walled | Fiberglass Reinforced Plastic | Removal | 2020-04-01
0-002580 | CC TIRES & RIMS | 1004 E GURLEY ST | PRESCOTT | AZ | 86301 | Yavapai | 4 | Perm Closure | 1968-06-01 | 2000 | Gasoline | COMPARTMENT A | Single Walled | Asphalt coated or Bare Steel | Pressure |  | Bare or Galvanized Steel | Removal | 1997-02-27
0-005200 | TUCSON UNIFIED SCHOOL DISTRICT #1 - MAINTENANCE YARD #2 | 9300 E BROADWAY BLVD | TUCSON | AZ | 85710 | Pima | 7 | Open | 1992-09-01 | 12000 | Diesel | COMPARTMENT A | Double Walled | Composite (Steel/Fiberglass) | Pressure | Double Walled | Fiberglass Reinforced Plastic
0-009383 | UNK FORMER S/S & LAUNDROMAT | 208 E MONROE AVE | BUCKEYE | AZ | 85326 | Maricopa | 1 | Perm Closure | 1929-01-01 | 600 | Gasoline | COMPARTMENT A | Double Walled | Asphalt coated or Bare Steel | Suction - Check Valve at the Dispenser |  | Bare or Galvanized Steel | Removal | 2003-03-12
0-009383 | UNK FORMER S/S & LAUNDROMAT | 208 E MONROE AVE | BUCKEYE | AZ | 85326 | Maricopa | 4 | Perm Closure | 1929-01-01 | 600 | Gasoline | COMPARTMENT A | Double Walled | Asphalt coated or Bare Steel | Suction - Check Valve at the Dispenser |  | Bare or Galvanized Steel | Removal | 2003-03-12
0-006920 | USPS | 100 MATHER BUSINESS CTR | GRAND CANYON | AZ | 86023 | Coconino | 1 | Perm Closure | 1974-01-01 | 750 | Diesel | COMPARTMENT A | Unknown | Fiberglass Reinforced Plastic |  |  |  | Removal | 1990-08-14
0-002424 | JACKSONS ENERGY #6792 | 2205 N 4TH ST | FLAGSTAFF | AZ | 86004 | Coconino | 5 | Open | 1989-09-01 | 10000 | Oxygenated Gasoline | COMPARTMENT A | Single Walled | Asphalt coated or Bare Steel | Pressure | Single Walled | Fiberglass Reinforced Plastic
0-006446 | HAVASU SUPER FUELS LLC | 54 LAKE HAVASU AVE N | LAKE HAVASU CITY | AZ | 86403 | Mohave | 1 | Open | 1987-09-13 | 12000 | Gasoline | COMPARTMENT A | Double Walled | Composite (Steel/Fiberglass) | Pressure |  | Fiberglass Reinforced Plastic
0-003117 | MCNEECE BROS OIL CO INC | 1060 S WALNUT AVE | YUMA | AZ | 85364 | Yuma | 1 | Perm Closure | 2005-06-17 | 6000 | Unidentified | COMPARTMENT A | Unknown | Asphalt coated or Bare Steel | Pressure |  | Bare or Galvanized Steel | Removal | 1990-05-04
0-009320 | AZ OASIS GAS STATION | 1626 HIGHWAY 95 | BULLHEAD CITY | AZ | 86442 | Mohave | 1 | Open | 1998-06-01 | 12000 | Gasoline (UL) | COMPARTMENT A | Double Walled | Fiberglass Reinforced Plastic | Pressure | Double Walled | Flexible
0-002273 | GLENDALE PLUMBING COMPANY | 6810 N 55TH DR | GLENDALE | AZ | 85301 | Maricopa | 3 | Perm Closure | 1984-01-01 | 500 | Used Oil/Waste Oil | COMPARTMENT A |  | Asphalt coated or Bare Steel |  |  |  | Removal | 2013-11-21
0-007162 | LUNA SERVICE STATION | 2877 E FRONTAGE RD | AMADO | AZ | 85645 | Santa Cruz | 2 | Perm Closure | 2005-06-17 | 3000 | Gasoline | COMPARTMENT A | Double Walled | Asphalt coated or Bare Steel | Pressure |  | Bare or Galvanized Steel | Removal | 1990-12-28
0-003212 | MOBIL 18-675 | 6265 E 22ND ST | TUCSON | AZ | 85711 | Pima | 4 | Perm Closure | 1958-04-21 | 6000 | Gasoline | COMPARTMENT A | Double Walled | Asphalt coated or Bare Steel | Pressure |  |  | Removal | 1988-06-02
0-003212 | MOBIL 18-675 | 6265 E 22ND ST | TUCSON | AZ | 85711 | Pima | 2 | Perm Closure | 1958-04-21 | 6000 | Gasoline | COMPARTMENT A | Double Walled | Asphalt coated or Bare Steel | Pressure |  |  | Removal | 1988-06-02
0-001307 | CIRCLE K #2700785 | 5690 S 12TH AVE | TUCSON | AZ | 85706 | Pima | 2 | Perm Closure | 1972-01-01 | 10000 | Gasoline | COMPARTMENT A | Single Walled | Asphalt coated or Bare Steel | Pressure | Single Walled | Bare or Galvanized Steel | Removal | 1996-06-24
0-001307 | CIRCLE K #2700785 | 5690 S 12TH AVE | TUCSON | AZ | 85706 | Pima | 5 | Open | 1996-06-24 | 10000 | Gasoline | COMPARTMENT A | Single Walled | Fiberglass Reinforced Plastic | Pressure | Double Walled | Fiberglass Reinforced Plastic
0-001307 | CIRCLE K #2700785 | 5690 S 12TH AVE | TUCSON | AZ | 85706 | Pima | 4 | Open | 1996-06-24 | 10000 | Gasoline | COMPARTMENT A | Single Walled | Fiberglass Reinforced Plastic | Pressure | Double Walled | Fiberglass Reinforced Plastic
0-002050 | QUIK MART 100914 | 2710 W RUTHRAUFF RD | TUCSON | AZ | 85705 | Pima | 2 | Perm Closure | 1972-01-01 | 6000 | Gasoline | COMPARTMENT A | Single Walled | Asphalt coated or Bare Steel | Suction - Check Valve at the Tank Top |  |  | Removal | 1992-09-21
0-002407 | CENTRAL FREIGHT | 2100 N DRAGOON ST | TUCSON | AZ | 85745 | Pima | 2 | Perm Closure | 1980-04-15 | 8000 | Diesel | COMPARTMENT A | Single Walled | Asphalt coated or Bare Steel |  |  |  | Removal | 1996-03-29
0-002407 | CENTRAL FREIGHT | 2100 N DRAGOON ST | TUCSON | AZ | 85745 | Pima | 1 | Perm Closure | 1980-04-15 | 10000 | Gasoline | COMPARTMENT A | Single Walled | Asphalt coated or Bare Steel |  |  |  | Removal | 1990-05-10
0-003700 | FREEPORT MINERALS CORP - AJO OPERATIONS | NO ADDRESS ON RECORD | AJO | AZ | 85321 | Pima | 12 | Perm Closure | 2005-06-17 | 150 | Kerosene | COMPARTMENT A | Single Walled | Asphalt coated or Bare Steel |  |  |  | Removal | 1989-12-18
0-003700 | FREEPORT MINERALS CORP - AJO OPERATIONS | NO ADDRESS ON RECORD | AJO | AZ | 85321 | Pima | 4 | Perm Closure | 1971-01-01 | 2537 | Gasoline | COMPARTMENT A | Single Walled | Asphalt coated or Bare Steel |  |  |  | Removal | 1984-08-01
0-000026 | USDOT FAA - WINSLOW VORTAC |  | WINSLOW WEST |  |  | Coconino | 1 | Perm Closure | 1977-01-01 | 1000 | Gasoline | COMPARTMENT A |  | Asphalt coated or Bare Steel |  |  |  | Removal | 1992-06-16
0-007071 | SAGE MOTEL |  | YUCCA |  |  | Mohave | 1 | Perm Closure | 2005-06-17 |  | Unidentified | COMPARTMENT A | Unknown | Asphalt coated or Bare Steel |  |  |  | Removal | 1991-03-23
0-006200 | CANADA MART | 210 W ANDY DEVINE AVE | KINGMAN | AZ | 86401 | Mohave | 3 | Perm Closure | 1980-05-20 | 10000 | Gasoline | COMPARTMENT A | Double Walled | Asphalt coated or Bare Steel | Pressure |  | Bare or Galvanized Steel | Removal | 1999-01-04
0-006200 | CANADA MART | 210 W ANDY DEVINE AVE | KINGMAN | AZ | 86401 | Mohave | 6 | Open | 1999-02-01 | 12000 | Gasoline | COMPARTMENT A | Double Walled | Fiberglass Reinforced Plastic | Pressure | Double Walled | Fiberglass Reinforced Plastic
0-001127 | LONDON BRIDGE CHEVRON, INC | 1597 MCCULLOCH BLVD N | LAKE HAVASU CITY | AZ | 86403 | Mohave | 2 | Perm Closure | 1972-01-01 | 10000 | Gasoline | COMPARTMENT A |  | Asphalt coated or Bare Steel |  |  |  | Removal | 1990-01-31
0-008446 | MOHAVE VALLEY ELEMENTARY SCHOOL | 1419 E WILLOW DR | MOHAVE VALLEY | AZ | 86440 | Mohave | 1 | Perm Closure | 1976-01-01 | 1500 | Diesel | COMPARTMENT A | Double Walled | Fiberglass Reinforced Plastic | Suction - Check Valve at the Tank Top |  |  | Removal | 1995-04-25
0-004070 | FORT MOHAVE FOOD STORE #443 | 4520 S HIGHWAY 95 | MOHAVE VALLEY | AZ | 86426 | Mohave | 2 | Perm Closure | 1976-04-22 | 10000 | Gasoline | COMPARTMENT A | Double Walled | Asphalt coated or Bare Steel |  |  |  | Removal | 1987-05-01
0-002032 | MOBIL - E-Z SERVE (100811) | 2190 3RD ST | BULLHEAD CITY | AZ | 86429 | Mohave | 1 | Perm Closure | 1977-01-01 | 10000 | Gasoline | COMPARTMENT A |  | Asphalt coated or Bare Steel |  |  |  | Removal | 1993-05-27
0-000369 | AG&F - REGION I - HQ | 2878 E WHITE MOUNTAIN BLVD | PINETOP-LAKESIDE | AZ | 85935 | Navajo | 1 | Perm Closure | 1961-01-20 | 550 | Gasoline | COMPARTMENT A | Single Walled | Asphalt coated or Bare Steel | Suction - Check Valve at the Tank Top |  |  | Removal | 1990-06-04
0-002239 | RUSH TRUCK CENTER OF PHOENIX | 2600 W MCDOWELL RD | PHOENIX | AZ | 85009 | Maricopa | 2 | Perm Closure | 1965-12-10 | 3000 | Unidentified | COMPARTMENT A | Single Walled | Asphalt coated or Bare Steel |  |  |  | Removal | 1988-09-12
0-002610 | MADISON TRADITIONAL ACADEMY | 5601 N 16TH ST | PHOENIX | AZ | 85016 | Maricopa | 1 | Perm Closure | 1959-05-21 | 1000 | Unidentified | COMPARTMENT A | Double Walled | Asphalt coated or Bare Steel |  |  |  | Removal | 1989-01-11
0-009794 | POWER & MCDOWELL SHELL | 2737 N POWER RD | MESA | AZ | 85215 | Maricopa | 1 | Open | 2000-11-20 | 10000 | Diesel | COMPARTMENT A | Double Walled | Fiberglass Reinforced Plastic | Pressure | Double Walled | Fiberglass Reinforced Plastic
0-006464 | JACK ROSS MOTORS INC | 1900 N SCOTTSDALE RD | TEMPE | AZ | 85281 | Maricopa | 1 | Perm Closure | 2005-06-17 | 500 | Used Oil/Waste Oil | COMPARTMENT A | Unknown | Asphalt coated or Bare Steel |  |  |  | Removal | 1992-05-20
0-009438 | POTTS PROPERTIES | 15834 N 80TH ST | SCOTTSDALE | AZ | 85260 | Maricopa | 1 | Open | 1998-08-14 | 2000 | Jet A (Kerosene-type Jet Fuel) | COMPARTMENT B | Double Walled | Fiberglass Reinforced Plastic | Pressure |  | Fiberglass Reinforced Plastic
0-002518 | HOLT'S AJO SALES INC | 429 N 2ND AVE | AJO | AZ | 85321 | Pima | 6 | Perm Closure | 1989-12-07 | 10000 | Diesel | COMPARTMENT A | Double Walled | Composite (Steel/Fiberglass) | Pressure |  | Fiberglass Reinforced Plastic | Removal | 2020-08-28
0-000907 | AFCO #020216 | 3604 S 40TH ST | PHOENIX | AZ | 85040 | Maricopa | 3 | Perm Closure | 1970-10-22 | 10000 | Diesel | COMPARTMENT A |  | Asphalt coated or Bare Steel | Pressure |  | Fiberglass Reinforced Plastic | Removal | 2000-06-01
0-005813 | ARCO #5447 | 7501 W PEORIA AVE | PEORIA | AZ | 85345 | Maricopa | 1 | Open | 1987-01-01 | 12000 | Gasoline | COMPARTMENT A | Double Walled | Fiberglass Reinforced Plastic | Pressure |  | Fiberglass Reinforced Plastic
0-003035 | MOBIL MINI MART | 620 E US HIGHWAY 85 | BUCKEYE | AZ | 85326 | Maricopa | 2 | Perm Closure | 1988-04-01 | 10000 | Gasoline | COMPARTMENT A | Single Walled | Fiberglass Reinforced Plastic | Pressure | Double Walled | Fiberglass Reinforced Plastic | Removal | 2010-12-09
0-003040 | SCHNEIDER NATIONAL CARRIERS INC | 4044 W LOWER BUCKEYE RD | PHOENIX | AZ | 85009 | Maricopa | 1 | Perm Closure | 1971-01-28 | 1000 | Diesel | COMPARTMENT A | Unknown | Asphalt coated or Bare Steel |  |  |  | Removal | 1990-06-24
0-001313 | CIRCLE K #797 | 2722 E MCDOWELL RD | PHOENIX | AZ | 85008 | Maricopa | 1 | Perm Closure | 1972-01-01 | 10000 | Gasoline | COMPARTMENT A |  | Asphalt coated or Bare Steel | Pressure |  |  | Removal | 1993-02-17
0-007919 | LEHI SHOE STORE | 3614 N 27TH AVE | PHOENIX | AZ | 85017 | Maricopa | 1 | Perm Closure | 1970-01-01 | 550 | Gasoline | COMPARTMENT A | Single Walled | Asphalt coated or Bare Steel | Suction - Check Valve at the Tank Top | Single Walled | Bare or Galvanized Steel | Removal | 1992-11-19
0-003190 | CVS PHARMACY #9205 | 802 S MILL AVE | TEMPE | AZ | 85281 | Maricopa | 5 | Perm Closure | 1992-01-09 | 10000 | Gasoline | COMPARTMENT A | Double Walled | Fiberglass Reinforced Plastic | Pressure |  | Fiberglass Reinforced Plastic | Removal | 2006-06-21
0-001811 | DOLLAR RENT A CAR | 50 S 24TH ST | PHOENIX | AZ | 85034 | Maricopa | 2 | Perm Closure | 2005-06-17 | 500 | Used Oil/Waste Oil | COMPARTMENT A |  | Asphalt coated or Bare Steel |  |  |  | Removal | 1993-10-14
0-005305 | UNOCAL #5910 | 1210 S COUNTRY CLUB DR | MESA | AZ | 85210 | Maricopa | 1 | Perm Closure | 1974-04-15 | 10000 | Gasoline | COMPARTMENT A | Double Walled | Asphalt coated or Bare Steel | Pressure |  | Fiberglass Reinforced Plastic | Removal | 1993-08-01
0-005272 | UNOCAL #3782 | 3948 E INDIAN SCHOOL RD | PHOENIX | AZ | 85018 | Maricopa | 3 | Perm Closure | 1967-10-16 | 280 | Used Oil/Waste Oil | COMPARTMENT A | Double Walled | Asphalt coated or Bare Steel | Gravity Feed |  | Fiberglass Reinforced Plastic | Removal | 1993-08-18
0-002400 | POWER CHEVROLET CAMELBACK ROAD | 2646 W CAMELBACK RD | PHOENIX | AZ | 85017 | Maricopa | 4 | Perm Closure | 1966-05-08 | 1000 | Unidentified | COMPARTMENT A | Single Walled | Asphalt coated or Bare Steel |  |  |  | Removal | 1989-11-01
0-002400 | POWER CHEVROLET CAMELBACK ROAD | 2646 W CAMELBACK RD | PHOENIX | AZ | 85017 | Maricopa | 2 | Perm Closure | 1966-01-01 | 1000 | Unidentified | COMPARTMENT A | Single Walled | Asphalt coated or Bare Steel |  |  |  | Removal | 1989-11-01
0-002400 | POWER CHEVROLET CAMELBACK ROAD | 2646 W CAMELBACK RD | PHOENIX | AZ | 85017 | Maricopa | 9 | Perm Closure | 1966-05-08 | 1000 | Unidentified | COMPARTMENT A | Single Walled | Asphalt coated or Bare Steel |  |  |  | Removal | 1989-11-01
0-002400 | POWER CHEVROLET CAMELBACK ROAD | 2646 W CAMELBACK RD | PHOENIX | AZ | 85017 | Maricopa | 6 | Perm Closure | 1966-05-08 | 5000 | Unidentified | COMPARTMENT A | Single Walled | Asphalt coated or Bare Steel |  |  |  | Removal | 1989-11-01
0-003831 | CITY OF PHOENIX - FIRE STATION #34 | 50 N 51ST AVE | PHOENIX | AZ | 85043 | Maricopa | 1 | Perm Closure | 1970-01-01 | 280 | Diesel | COMPARTMENT A | Single Walled | Asphalt coated or Bare Steel | Suction - Check Valve at the Tank Top | Single Walled | Bare or Galvanized Steel | Removal | 1992-07-18
0-005316 | UNOCAL #6197 | 15001 N DEL WEBB BLVD | SUN CITY | AZ | 85351 | Maricopa | 2 | Perm Closure | 1972-04-15 | 10000 | Gasoline | COMPARTMENT A | Unknown | Asphalt coated or Bare Steel | Pressure |  | Fiberglass Reinforced Plastic | Removal | 1995-03-10
0-006058 | DYSART HIGH SCHOOL | 11405 N DYSART RD | EL MIRAGE | AZ | 85335 | Maricopa | 7 | Open | 1994-01-01 | 12000 | Gasoline | COMPARTMENT A | Double Walled | Fiberglass Reinforced Plastic | Pressure | Double Walled | Fiberglass Reinforced Plastic
0-002812 | 4 SONS FOOD STORES #502 | 445 E CAREFREE HWY | PHOENIX | AZ | 85085 | Maricopa | 1 | Open | 1989-01-20 | 10000 | Gasoline | COMPARTMENT A | Double Walled | Fiberglass Reinforced Plastic | Pressure | Double Walled | Fiberglass Reinforced Plastic
0-006798 | WENDEN SHELL |  | WENDEN |  |  | La Paz | 3 | Perm Closure | 2005-06-17 | 1000 | Gasoline | COMPARTMENT A | Unknown | Asphalt coated or Bare Steel | Suction - Check Valve at the Tank Top |  |  | Removal | 1990-11-23
0-004026 | UNITED RENTALS BRANCH J91 | 1770 W PRINCE RD | TUCSON | AZ | 85705 | Pima | 5 | Perm Closure | 1980-01-01 | 500 | Unidentified | COMPARTMENT A | Single Walled | Asphalt coated or Bare Steel |  |  |  | Removal | 1991-11-15
0-000921 | SHELL #81 | 808 S PRIEST DR | TEMPE | AZ | 85281 | Maricopa | 3 | Perm Closure | 1976-01-01 | 12000 | Gasoline | COMPARTMENT A |  | Asphalt coated or Bare Steel | Pressure | Double Walled | Fiberglass Reinforced Plastic | Removal | 1996-04-24
0-000921 | SHELL #81 | 808 S PRIEST DR | TEMPE | AZ | 85281 | Maricopa | 9 | Open | 1996-05-01 | 10000 | Diesel | COMPARTMENT A | Double Walled | Fiberglass Reinforced Plastic | Pressure | Double Walled | Fiberglass Reinforced Plastic
0-000921 | SHELL #81 | 808 S PRIEST DR | TEMPE | AZ | 85281 | Maricopa | 6 | Open | 1996-05-01 | 20000 | Gasoline | COMPARTMENT A | Double Walled | Fiberglass Reinforced Plastic | Pressure | Double Walled | Fiberglass Reinforced Plastic
0-003806 | CITY OF PHOENIX - FIRE STATION #9 | 330 E FAIRMOUNT AVE | PHOENIX | AZ | 85012 | Maricopa | 1 | Perm Closure | 1983-01-01 | 1000 | Diesel | COMPARTMENT A |  | Asphalt coated or Bare Steel | Pressure |  |  | Removal | 1997-04-15
0-008790 | SCOTT PROPERTY | 561 LAKE HAVASU AVE N | LAKE HAVASU CITY | AZ | 86403 | Mohave | 1 | Perm Closure | 2005-06-17 | 500 | Unidentified | COMPARTMENT A | Unknown | Asphalt coated or Bare Steel |  |  |  | Removal | 1996-01-09
0-004887 | MARCOS DE NIZA HIGH SCHOOL | 6000 S LAKESHORE DR | TEMPE | AZ | 85283 | Maricopa | 3 | Perm Closure | 2005-06-17 | 500 | Used Oil/Waste Oil | COMPARTMENT A | Unknown | Asphalt coated or Bare Steel | Gravity Feed |  | Bare or Galvanized Steel | Removal | 1995-06-30
0-005489 | CIRCLE K #2821 | 1605 W BROADWAY RD | MESA | AZ | 85202 | Maricopa | 1 | Perm Closure | 1972-04-24 | 10000 | Gasoline | COMPARTMENT A | Double Walled | Asphalt coated or Bare Steel | Pressure |  |  | Removal | 1999-02-12
0-000605 | CHANDLER READY MIX | 3250 E LEHI RD | MESA | AZ | 85213 | Maricopa | 3 | Perm Closure | 1980-01-01 | 3000 | Diesel | COMPARTMENT A |  | Asphalt coated or Bare Steel |  |  |  | Removal | 1994-01-31
0-005906 | SHELL FOOD MART | 16 W MCKELLIPS RD | MESA | AZ | 85201 | Maricopa | 2 | Perm Closure | 1984-01-01 | 10000 | Gasoline | COMPARTMENT A | Single Walled | Fiberglass Reinforced Plastic | Pressure | Double Walled | Fiberglass Reinforced Plastic | Removal | 2018-06-28
0-005635 | CAREFREE SHELL | 7201 E CAVE CREEK RD | CAREFREE | AZ | 85331 | Maricopa | 4 | Perm Closure | 1998-06-20 | 4000 | Diesel | COMPARTMENT A | Unknown | Fiberglass Reinforced Plastic | Pressure |  | Fiberglass Reinforced Plastic | Removal | 2011-12-20
0-000132 | DESERT VIEW SERVICE STATION |  | DESERT VIEW |  |  | Coconino | 6 | Open | 1999-03-30 | 6000 | Gasoline | COMPARTMENT A | Single Walled | Asphalt coated or Bare Steel | Pressure |  | Fiberglass Reinforced Plastic
0-000132 | DESERT VIEW SERVICE STATION |  | DESERT VIEW |  |  | Coconino | 7 | Open | 1999-03-30 | 6000 | Gasoline | COMPARTMENT A | Single Walled | Asphalt coated or Bare Steel | Pressure |  | Fiberglass Reinforced Plastic
0-007511 | PERVO PAINT COMPANY | 66 S MESA DR | MESA | AZ | 85210 | Maricopa | 1 | Perm Closure | 2005-06-17 |  | Unidentified | COMPARTMENT A | Single Walled | Asphalt coated or Bare Steel |  |  |  | Removal | 1991-08-14
0-008808 | JACK'S DISCOUNT SERVICE | 398 S 4TH AVE | YUMA | AZ | 85364 | Yuma | 1 | Perm Closure | 2005-06-17 | 10000 | Gasoline | COMPARTMENT A | Unknown | Asphalt coated or Bare Steel | Pressure |  | Bare or Galvanized Steel | Removal | 1998-12-03
0-008808 | JACK'S DISCOUNT SERVICE | 398 S 4TH AVE | YUMA | AZ | 85364 | Yuma | 5 | Perm Closure | 2005-06-17 | 3000 | Diesel | COMPARTMENT A | Unknown | Asphalt coated or Bare Steel | Pressure |  | Bare or Galvanized Steel | Removal | 1998-12-03
0-006020 | ASSOCIATED FENCE SPECIALISTS INC | 7630 N 67TH AVE | GLENDALE | AZ | 85301 | Maricopa | 1 | Perm Closure | 1980-03-28 | 6000 | Gasoline | COMPARTMENT A | Unknown | Asphalt coated or Bare Steel |  |  |  | Removal | 1989-06-13
0-004048 | HANCOCK FARMS II | 8431 S HIGHWAY 95 | MOHAVE VALLEY | AZ | 86440 | Mohave | 2 | Perm Closure | 1981-04-22 | 10000 | Gasoline | COMPARTMENT A | Double Walled | Asphalt coated or Bare Steel |  |  |  | Removal | 1990-11-03
0-005222 | U-HAUL #723-82 | 2947 E MAIN ST | MESA | AZ | 85213 | Maricopa | 2 | Perm Closure | 1980-04-02 | 12000 | Gasoline | COMPARTMENT A | Double Walled | Asphalt coated or Bare Steel |  |  |  | Removal | 1996-04-11
0-003234 | QUIKTRIP STORE #405 | 9010 N 19TH AVE | PHOENIX | AZ | 85021 | Maricopa | 1 | Perm Closure | 1974-01-01 | 10000 | Gasoline | COMPARTMENT A |  | Asphalt coated or Bare Steel | Pressure |  |  | Removal | 1988-11-02
0-009983 | STADIUM CHEVRON | 9031 W NORTHERN AVE | GLENDALE | AZ | 85305 | Maricopa | 1 | Open | 2003-06-13 | 15000 | Gasoline | COMPARTMENT A | Double Walled | Fiberglass Reinforced Plastic | Pressure | Double Walled | Fiberglass Reinforced Plastic
0-002167 | WAUNETA TRADING POST |  | GRAY MOUNTAIN |  |  | Coconino | 2 | Perm Closure | 1960-01-01 | 3000 | Gasoline | COMPARTMENT A | Single Walled | Asphalt coated or Bare Steel | Suction - Check Valve at the Tank Top |  | Bare or Galvanized Steel | Removal | 1998-12-22
0-003220 | EXXONMOBIL #18-805 | 3550 E SOUTHERN AVE | MESA | AZ | 85204 | Maricopa | 1 | Perm Closure | 1983-01-01 | 6000 | Gasoline | COMPARTMENT A |  | Fiberglass Reinforced Plastic | Pressure |  | Fiberglass Reinforced Plastic | Removal | 2003-12-03
0-004093 | L W BUILDERS LLC | 3850 SUNSHINE DR | KINGMAN | AZ | 86409 | Mohave | 3 | Perm Closure | 1978-04-22 | 6000 | Gasoline | COMPARTMENT A | Double Walled | Asphalt coated or Bare Steel |  |  |  | Removal | 1985-10-01
0-005604 | WELLTON-MOHAWK WTP | 30570 E WELLTON MOHAWK DR | WELLTON | AZ | 85356 | Yuma | 1 | Perm Closure | 1981-03-17 | 10000 | Gasoline | COMPARTMENT A | Unknown | Asphalt coated or Bare Steel | Suction - Check Valve at the Tank Top |  | Bare or Galvanized Steel | Removal | 1992-10-28
0-002554 | HYDRO CONDUIT CORPORATION | 4242 W BUCKEYE RD | PHOENIX | AZ | 85009 | Maricopa | 1 | Perm Closure | 1958-01-01 | 6900 | Diesel | COMPARTMENT A | Single Walled | Asphalt coated or Bare Steel |  |  |  | Removal | 1990-03-14
0-006502 | WALGREENS #09202 | 1142 W GUADALUPE RD | MESA | AZ | 85210 | Maricopa | 2 | Perm Closure | 1986-10-25 | 1000 | Used Oil/Waste Oil | COMPARTMENT A | Unknown | Asphalt coated or Bare Steel | Gravity Feed |  |  | Removal | 1994-03-23
0-003096 | MEDINA SELF SERVICE | 1830 E MCDOWELL RD | PHOENIX | AZ | 85006 | Maricopa | 4 | Perm Closure | 1961-07-07 | 7500 | Gasoline | COMPARTMENT A | Unknown | Unknown |  |  |  | Removal | 1987-05-12
0-000297 | MARICOPA COUNTY - TOWERS JAIL | 3127 W DURANGO ST | PHOENIX | AZ | 85009 | Maricopa | 1 | Perm Closure | 1982-01-01 | 15000 | Diesel | COMPARTMENT A | Double Walled | Fiberglass Reinforced Plastic | Suction - Check Valve at the Dispenser | Double Walled | Fiberglass Reinforced Plastic | Removal | 2008-05-13
0-007121 | AVIS LUBE #121 | 1570 E OSBORN RD | PHOENIX | AZ | 85014 | Maricopa | 1 | Perm Closure | 1988-09-20 | 10000 | Used Oil/Waste Oil | COMPARTMENT A | Double Walled | Asphalt coated or Bare Steel | Gravity Feed |  |  | Removal | 1997-10-01
0-005059 | COX COMMUNICATIONS | 17620 N BLACK CANYON HWY | PHOENIX | AZ | 85053 | Maricopa | 2 | Perm Closure | 1983-01-01 | 8000 | Gasoline | COMPARTMENT A |  | Unknown |  |  |  | Removal | 1993-11-19
0-005059 | COX COMMUNICATIONS | 17620 N BLACK CANYON HWY | PHOENIX | AZ | 85053 | Maricopa | 1 | Perm Closure | 1983-01-01 | 8000 | Gasoline | COMPARTMENT A |  | Unknown |  |  |  | Removal | 1993-11-19
0-008491 | ACME FENCE COMPANY | 1810 E MADISON ST | PHOENIX | AZ | 85034 | Maricopa | 2 | Perm Closure | 1956-01-01 | 2000 | Gasoline | COMPARTMENT A |  | Asphalt coated or Bare Steel | Suction - Check Valve at the Tank Top |  | Bare or Galvanized Steel | Removal | 1995-01-20
0-004296 | SRP - WESTERN GARAGE | 4141 N 67TH AVE | PHOENIX | AZ | 85033 | Maricopa | 2 | Perm Closure | 1976-01-01 | 16000 | Unidentified | COMPARTMENT A |  | Asphalt coated or Bare Steel |  |  |  | Removal | 1987-07-19
0-010510 | GILA COUNTY APN #206-20-001B | 701 W LIVE OAK ST | MIAMI | AZ | 85539 | Gila | 1 | Perm Closure | 2014-09-25 | 550 | Gasoline | COMPARTMENT A |  | Asphalt coated or Bare Steel |  |  |  | Removal | 2014-08-28
0-000771 | SKY HARBOR TRANSFER STATION | 2425 S 40TH ST | PHOENIX | AZ | 85034 | Maricopa | 7 | Perm Closure | 2005-06-17 | 4000 | Gasoline | COMPARTMENT A | Double Walled | Fiberglass Reinforced Plastic |  |  |  | Removal | 1987-09-24
0-000771 | SKY HARBOR TRANSFER STATION | 2425 S 40TH ST | PHOENIX | AZ | 85034 | Maricopa | 8 | Perm Closure | 2005-06-17 | 10000 | Diesel | COMPARTMENT A | Double Walled | Fiberglass Reinforced Plastic |  |  |  | Removal | 1987-09-24
0-001949 | SOUTHWEST HOLLY SALES INC | 4131 E UNIVERSITY DR | PHOENIX | AZ | 85034 | Maricopa | 1 | Perm Closure | 1983-01-01 | 1000 | Gasoline | COMPARTMENT A | Single Walled | Asphalt coated or Bare Steel | Suction - Check Valve at the Tank Top | Single Walled | Bare or Galvanized Steel | Removal | 1991-10-01
0-005048 | CENTURY LINK TOWER - CENTRAL PHOENIX ADMINISTRATION CENTER #160321 | 20 E THOMAS RD | PHOENIX | AZ | 85012 | Maricopa | 2 | Perm Closure | 1989-10-05 | 1000 | Diesel | COMPARTMENT A | Double Walled | Fiberglass Reinforced Plastic | Suction - Check Valve at the Tank Top |  | Fiberglass Reinforced Plastic | Removal | 1989-08-01
0-010061 | THE GATE STORE | 1608 W SECOND ST | WINSLOW | AZ | 86047 | Navajo | 1 | Perm Closure | 2005-07-26 | 500 | Gasoline | COMPARTMENT A |  | Asphalt coated or Bare Steel |  |  |  | Removal | 2005-06-29
0-006275 | WALTER LUDWIG'S SERVICE | 510 S ARIZONA BLVD | COOLIDGE | AZ | 85128 | Pinal | 3 | Perm Closure | 1968-08-08 | 500 | Used Oil/Waste Oil | COMPARTMENT A | Double Walled | Asphalt coated or Bare Steel | Gravity Feed |  | Bare or Galvanized Steel | Removal | 1998-12-10
0-006132 | SHERWOOD CAR WASH | 1060 E MAIN ST | MESA | AZ | 85203 | Maricopa | 1 | Perm Closure | 1973-04-16 | 8000 | Gasoline | COMPARTMENT A | Double Walled | Asphalt coated or Bare Steel | Suction - Check Valve at the Tank Top |  | Bare or Galvanized Steel | Removal | 1993-08-10
0-010486 | FRYS FUEL CENTER #117 | 10450 N LA CANADA DR | ORO VALLEY | AZ | 85737 | Pima | 2 | Open | 2013-02-07 | 8000 | Gasoline | COMPARTMENT B | Double Walled | Fiberglass Reinforced Plastic | Pressure | Double Walled | Flexible
0-004382 | SCHUFF STEEL - PHOENIX | 420 S 19TH AVE | PHOENIX | AZ | 85009 | Maricopa | 2 | Perm Closure | 1955-12-16 | 1000 | Diesel | COMPARTMENT A | Double Walled | Asphalt coated or Bare Steel |  |  |  | Removal | 1988-12-02
0-006728 | SHELL | 999 N GRAND CANYON BLVD | WILLIAMS | AZ | 86046 | Coconino | 4 | Open | 1984-01-01 | 10000 | Diesel #2 | COMPARTMENT A | Double Walled | Composite (Steel/Fiberglass) | Pressure | Double Walled | Fiberglass Reinforced Plastic
0-004999 | PHOENIX VEGETABLE DIST INC | 1932 W MCDOWELL RD | PHOENIX | AZ | 85009 | Maricopa | 1 | Perm Closure | 1985-03-17 | 2500 | Gasoline | COMPARTMENT A | Double Walled | Asphalt coated or Bare Steel |  |  |  | Removal | 1989-01-31
0-003687 | CHANDLER 202 AUTO PARK | 17606 S GILBERT RD | GILBERT | AZ | 85296 | Maricopa | 2 | Perm Closure | 1978-01-01 | 5000 | Diesel | COMPARTMENT A |  | Asphalt coated or Bare Steel |  |  |  | Removal | 1987-11-24
0-008074 | PRODUCERS COTTON OIL CO AVRA GIN | 3199 N RESERVATION RD | MARANA | AZ | 85653 | Pima | 1 | Perm Closure | 1970-06-01 | 500 | Gasoline | COMPARTMENT A | Unknown | Asphalt coated or Bare Steel | Suction - Check Valve at the Tank Top |  | Bare or Galvanized Steel | Removal | 1993-11-18
0-009393 | ECHO TRUCKING CO | 680 E 4TH ST | BENSON | AZ | 85602 | Cochise | 1 | Perm Closure | 1980-01-01 | 1000 | Gasoline | COMPARTMENT A |  | Asphalt coated or Bare Steel | Suction - Check Valve at the Dispenser |  | Bare or Galvanized Steel | Removal | 1999-02-26
0-001446 | CIRCLE K #2701603 | 1501 W MCDOWELL RD | PHOENIX | AZ | 85007 | Maricopa | 1 | Open | 1985-01-01 | 10000 | Gasoline | COMPARTMENT A | Double Walled | Fiberglass Reinforced Plastic | Pressure |  | Fiberglass Reinforced Plastic
0-004914 | GRAND CHEVRON | 811 N GRAND AVE | NOGALES | AZ | 85621 | Santa Cruz | 3 | Open | 1984-05-08 | 10000 | Gasoline | COMPARTMENT A | Double Walled | Fiberglass Reinforced Plastic | Pressure | Double Walled | Fiberglass Reinforced Plastic
0-004596 | SOUTHERN PACIFIC TRANSPORTATION - BENSON |  | BENSON |  |  | Cochise | 1 | Perm Closure | 1976-01-01 | 3000 | Gasoline | COMPARTMENT A | Single Walled | Asphalt coated or Bare Steel |  |  |  | Removal | 1990-02-09
0-004596 | SOUTHERN PACIFIC TRANSPORTATION - BENSON |  | BENSON |  |  | Cochise | 2 | Perm Closure | 1946-01-01 | 750 | Unidentified | COMPARTMENT A | Single Walled | Asphalt coated or Bare Steel |  |  |  | Removal | 1990-02-09
0-000920 | CIRCLE K STORE #2706663 | 6349 S MCCLINTOCK DR | TEMPE | AZ | 85283 | Maricopa | 2 | Perm Closure | 1980-01-01 | 12000 | Gasoline | COMPARTMENT A |  | Asphalt coated or Bare Steel | Pressure | Double Walled | Fiberglass Reinforced Plastic | Removal | 1996-12-11
0-000920 | CIRCLE K STORE #2706663 | 6349 S MCCLINTOCK DR | TEMPE | AZ | 85283 | Maricopa | 9 | Open | 1997-01-03 | 12000 | Gasoline | COMPARTMENT A | Double Walled | Fiberglass Reinforced Plastic | Pressure | Double Walled | Fiberglass Reinforced Plastic
0-009259 | 7-ELEVEN #32265 | 485 W WARNER RD | TEMPE | AZ | 85284 | Maricopa | 1 | Open | 1997-10-24 | 10000 | Gasoline | COMPARTMENT A | Double Walled | Fiberglass Reinforced Plastic | Pressure
0-001445 | CIRCLE K #2701584 | 2640 W VAN BUREN ST | PHOENIX | AZ | 85009 | Maricopa | 1 | Open | 1985-01-01 | 10000 | Gasoline | COMPARTMENT A | Single Walled | Fiberglass Reinforced Plastic | Pressure | Single Walled | Fiberglass Reinforced Plastic
0-004260 | MOBIL 3001 | 3001 E WASHINGTON ST | PHOENIX | AZ | 85034 | Maricopa | 5 | Perm Closure | 1960-01-01 | 8000 | Gasoline | COMPARTMENT A |  | Asphalt coated or Bare Steel |  |  |  | Removal | 1987-08-01
0-004260 | MOBIL 3001 | 3001 E WASHINGTON ST | PHOENIX | AZ | 85034 | Maricopa | 3 | Perm Closure | 1960-01-01 | 8000 | Gasoline | COMPARTMENT A |  | Asphalt coated or Bare Steel |  |  |  | Removal | 1987-08-01
0-010157 | QUIKTRIP #486 | 726 S GILBERT RD | GILBERT | AZ | 85296 | Maricopa | 1 | Open | 2006-06-14 | 20000 | Gasoline | COMPARTMENT A | Double Walled | Fiberglass Reinforced Plastic | Pressure | Double Walled | Flexible
0-010150 | MJ I-10 SHELL | 7710 S WILMOT RD | TUCSON | AZ | 85756 | Pima | 2 | Open | 2006-05-22 | 8000 | Gasoline | COMPARTMENT B | Double Walled | Composite (Steel/Fiberglass) | Pressure | Double Walled | Flexible
0-010165 | ROSE CARDLOCK | 5720 W ROSE LN | GLENDALE | AZ | 85301 | Maricopa | 1 | Open | 2006-12-01 | 7000 | Gasoline (UL) | COMPARTMENT A | Double Walled | Fiberglass Reinforced Plastic | Pressure | Double Walled | Fiberglass Reinforced Plastic
0-000790 | BUILDING PRODUCTS SUPPLY CO | 4850 W BUCKEYE RD | PHOENIX | AZ | 85043 | Maricopa | 1 | Perm Closure | 1972-01-01 | 10000 | Diesel | COMPARTMENT A |  | Asphalt coated or Bare Steel |  |  |  | Removal | 1989-12-22
0-005991 | ARCO #5429 | 2816 E MCKELLIPS RD | MESA | AZ | 85213 | Maricopa | 4 | Open | 2019-05-08 | 15000 | Gasoline (UL) | COMPARTMENT A | Double Walled | Fiberglass Reinforced Plastic | Pressure | Double Walled | Fiberglass Reinforced Plastic
0-010226 | FAST LANE SHELL | 1999 E AJO WAY | TUCSON | AZ | 85713 | Pima | 2 | Open | 2007-11-12 | 5000 | Diesel | COMPARTMENT B | Double Walled | Composite (Steel/Fiberglass) | Pressure | Double Walled | Flexible
0-010227 | 4 SONS FOOD STORES | 15445 W WADDELL RD | SURPRISE | AZ | 85379 | Maricopa | 2 | Open | 2007-11-01 | 15000 | Gasoline | COMPARTMENT A | Double Walled | Fiberglass Reinforced Plastic | Pressure | Double Walled | Fiberglass Reinforced Plastic
0-010227 | 4 SONS FOOD STORES | 15445 W WADDELL RD | SURPRISE | AZ | 85379 | Maricopa | 1 | Open | 2007-11-01 | 8000 | Diesel | COMPARTMENT A | Double Walled | Fiberglass Reinforced Plastic | Pressure | Double Walled | Fiberglass Reinforced Plastic
0-010239 | DIAZ PROPERTY | 404 W FRONTIER ST | ELOY | AZ | 85131 | Pinal | 2 | Perm Closure | 2008-06-16 | 10000 | Unidentified | COMPARTMENT A | Single Walled | Asphalt coated or Bare Steel |  |  |  | Closed in Place | 2008-05-22
0-010296 | WAREHOUSE | 40 W PLATA ST | TUCSON | AZ | 85705 | Pima | 1 | Perm Closure | 2009-05-20 | 2000 | Used Oil/Waste Oil | COMPARTMENT A |  | Asphalt coated or Bare Steel |  |  |  | Removal | 2009-02-17
0-010089 | CIRCLE K STORE #2703410 | 2275 S BUFFALO SOLDIER TRL | SIERRA VISTA | AZ | 85635 | Cochise | 1 | Open | 2005-10-24 | 2000 | Gasoline | COMPARTMENT A | Double Walled | Composite (Steel/Fiberglass) | Pressure | Double Walled | Flexible
0-010089 | CIRCLE K STORE #2703410 | 2275 S BUFFALO SOLDIER TRL | SIERRA VISTA | AZ | 85635 | Cochise | 4 | Open | 2005-10-24 | 15000 | Gasoline | COMPARTMENT A | Double Walled | Composite (Steel/Fiberglass) | Pressure | Double Walled | Flexible
0-000642 | COBBLESTONE | 1901 W DUNLAP AVE | PHOENIX | AZ | 85021 | Maricopa | 1 | Perm Closure | 1986-06-17 | 10000 | Gasoline | COMPARTMENT A | Single Walled | Fiberglass Reinforced Plastic | Pressure | Double Walled | Fiberglass Reinforced Plastic | Removal | 2009-06-24
0-010426 | QUIKTRIP #1450 | 68 W RIVER RD | TUCSON | AZ | 85704 | Pima | 4 | Open | 2011-07-14 | 12000 | Diesel | COMPARTMENT A | Double Walled | Fiberglass Reinforced Plastic | Pressure | Double Walled | Fiberglass Reinforced Plastic
0-004696 | STONE FOREST INDUSTRIES | 825 E BUTLER AVE | FLAGSTAFF | AZ | 86001 | Coconino | 2 | Perm Closure | 2005-06-17 | 500 | Diesel | COMPARTMENT A | Unknown | Asphalt coated or Bare Steel | Suction - Check Valve at the Tank Top |  |  | Closed in Place | 1960-01-01
0-004696 | STONE FOREST INDUSTRIES | 825 E BUTLER AVE | FLAGSTAFF | AZ | 86001 | Coconino | 3 | Perm Closure | 2005-06-17 | 500 | Gasoline | COMPARTMENT A | Unknown | Asphalt coated or Bare Steel | Suction - Check Valve at the Tank Top |  |  | Closed in Place | 1960-01-01
0-002144 | BEAVER HOLLOW MINI MART | 1955 E CORNVILLE RD | RIMROCK | AZ | 86335 | Yavapai | 2 | Open | 1991-07-01 | 2000 | Gasoline | COMPARTMENT A | Double Walled | Composite (Steel/Fiberglass) | Pressure |  | Fiberglass Reinforced Plastic
0-002014 | EXXON #7-4095 | 2401 E BELL RD | PHOENIX | AZ | 85032 | Maricopa | 4 | Perm Closure | 1985-01-01 | 1000 | Used Oil/Waste Oil | COMPARTMENT A | Double Walled | Fiberglass Reinforced Plastic | Gravity Feed |  | Fiberglass Reinforced Plastic | Removal | 1998-05-08
0-000126 | MCI - ATR GROUP | 4025 N 28TH AVE | PHOENIX | AZ | 85017 | Maricopa | 1 | Perm Closure | 1979-04-20 | 3000 | Gasoline | COMPARTMENT A | Single Walled | Asphalt coated or Bare Steel |  |  |  | Removal | 1989-08-25
0-009303 | LOVE'S TRAVEL STOP #286 | 760 S QUARTZSITE BLVD | QUARTZSITE | AZ | 85346 | La Paz | 4 | Open | 1997-10-30 | 20000 | Diesel | COMPARTMENT A | Double Walled | Composite (Steel/Fiberglass) | Pressure | Double Walled | Fiberglass Reinforced Plastic
0-005478 | CIRCLE K #2943 | 495 S ARIZONA BLVD | COOLIDGE | AZ | 85128 | Pinal | 2 | Open | 1981-04-25 | 10000 | Gasoline | COMPARTMENT A | Double Walled | Fiberglass Reinforced Plastic | Pressure | Double Walled | Fiberglass Reinforced Plastic
0-002297 | GILBERT PUMP OF TUCSON | 2840 W RUTHRAUFF RD | TUCSON | AZ | 85705 | Pima | 3 | Perm Closure | 2005-06-17 | 500 | Used Oil/Waste Oil | COMPARTMENT A | Unknown | Unknown | Gravity Feed |  |  | Removal | 1991-09-26
0-002297 | GILBERT PUMP OF TUCSON | 2840 W RUTHRAUFF RD | TUCSON | AZ | 85705 | Pima | 2 | Perm Closure | 1981-01-01 | 1000 | Gasoline | COMPARTMENT A |  | Asphalt coated or Bare Steel | Gravity Feed |  |  | Removal | 1991-02-08
0-009362 | DOUGLAS PROPERTY | 4796 E BATEMAN ST | COOLIDGE | AZ | 85128 | Pinal | 2 | Perm Closure | 2005-06-17 | 550 | Gasoline | COMPARTMENT A | Double Walled | Asphalt coated or Bare Steel | Suction - Check Valve at the Tank Top |  | Bare or Galvanized Steel | Removal | 2002-10-09
0-006624 | CIRCLE K #2705318 | 7510 E 22ND ST | TUCSON | AZ | 85710 | Pima | 4 | Open | 1989-02-02 | 12000 | Diesel | COMPARTMENT A | Double Walled | Fiberglass Reinforced Plastic | Pressure |  | Fiberglass Reinforced Plastic
0-005481 | CIRCLE K #2702946 | 720 S 7TH ST | SIERRA VISTA | AZ | 85635 | Cochise | 1 | Open | 1981-08-01 | 10000 | Gasoline | COMPARTMENT A | Single Walled | Asphalt coated or Bare Steel | Pressure |  | Fiberglass Reinforced Plastic
0-005603 | D V WELKER | 317 W BUSINESS LOOP | BOWIE | AZ | 85605 | Cochise | 3 | Perm Closure | 1966-05-01 | 5000 | Gasoline | COMPARTMENT A | Double Walled | Asphalt coated or Bare Steel |  |  |  | Removal | 1991-10-28
0-001542 | FRONTIER COMMUNICATIONS BULLHEAD CITY | 2260 3RD ST | BULLHEAD CITY | AZ | 86429 | Mohave | 1 | Perm Closure | 1975-01-01 | 500 | Diesel | COMPARTMENT A |  | Asphalt coated or Bare Steel | Suction - Check Valve at the Tank Top |  |  | Removal | 1999-01-14
0-009643 | CIRCLE K #1025 | 3541 E FORT LOWELL RD | TUCSON | AZ | 85716 | Pima | 2 | Perm Closure | 2005-06-17 | 500 | Unidentified | COMPARTMENT A | Single Walled | Asphalt coated or Bare Steel |  |  |  | Removal | 2000-06-06
0-001421 | CIRCLE K #2701503 | 959 E GUADALUPE RD | TEMPE | AZ | 85283 | Maricopa | 2 | Open | 1985-01-01 | 10000 | Gasoline | COMPARTMENT A | Double Walled | Fiberglass Reinforced Plastic | Pressure | Single Walled | Fiberglass Reinforced Plastic
0-001421 | CIRCLE K #2701503 | 959 E GUADALUPE RD | TEMPE | AZ | 85283 | Maricopa | 3 | Open | 1985-01-01 | 10000 | Gasoline | COMPARTMENT A | Double Walled | Fiberglass Reinforced Plastic | Pressure | Single Walled | Fiberglass Reinforced Plastic
0-000342 | CIRCLE K #2705027 | 7140 E SHEA BLVD | SCOTTSDALE | AZ | 85254 | Maricopa | 1 | Open | 1988-01-01 | 10000 | Gasoline | COMPARTMENT A | Double Walled | Fiberglass Reinforced Plastic | Pressure | Single Walled | Fiberglass Reinforced Plastic
0-008979 | CIRCLE K #2705325 | 20202 N 7TH AVE | PHOENIX | AZ | 85027 | Maricopa | 1 | Open | 1996-07-19 | 12000 | Gasoline | COMPARTMENT A | Double Walled | Fiberglass Reinforced Plastic | Pressure | Double Walled | Fiberglass Reinforced Plastic
0-008979 | CIRCLE K #2705325 | 20202 N 7TH AVE | PHOENIX | AZ | 85027 | Maricopa | 2 | Open | 1996-07-19 | 10000 | Gasoline (PUL) | COMPARTMENT A | Double Walled | Fiberglass Reinforced Plastic | Pressure | Double Walled | Fiberglass Reinforced Plastic
0-003432 | PHOENIX NORTHWEST CO #165170 | 6246 N 27TH AVE | PHOENIX | AZ | 85017 | Maricopa | 1 | Perm Closure | 1978-01-06 | 2000 | Diesel | COMPARTMENT A | Double Walled | Asphalt coated or Bare Steel |  |  |  | Removal | 1992-12-02
0-003306 | MORENCI SCHOOL DISTRICT - BUS YARD |  | MORENCI |  |  | Greenlee | 4 | Perm Closure | 1982-01-01 | 500 | Used Oil/Waste Oil | COMPARTMENT A |  | Asphalt coated or Bare Steel |  |  |  | Removal | 1997-05-20
0-009951 | SAFEWAY #1566 | 4910 S ALMA SCHOOL RD | CHANDLER | AZ | 85248 | Maricopa | 2 | Open | 2003-01-09 | 20000 | Gasoline | COMPARTMENT A | Double Walled | Composite (Steel/Fiberglass) | Pressure | Double Walled | Fiberglass Reinforced Plastic
0-009951 | SAFEWAY #1566 | 4910 S ALMA SCHOOL RD | CHANDLER | AZ | 85248 | Maricopa | 1 | Open | 2003-01-09 | 10000 | Gasoline | COMPARTMENT B | Double Walled | Composite (Steel/Fiberglass)
0-009411 | MAJI BROTHERS | 8201 S RITA RD | TUCSON | AZ | 85747 | Pima | 2 | Open | 1999-01-07 | 8000 | Gasoline | COMPARTMENT A | Double Walled | Composite (Steel/Fiberglass) | Pressure | Double Walled
0-009279 | QUICK LUBE | 5308 N 59TH AVE | GLENDALE | AZ | 85301 | Maricopa | 2 | Perm Closure | 2005-06-17 | 6000 | New Oil | COMPARTMENT A | Single Walled | Asphalt coated or Bare Steel | Pressure | Single Walled | Bare or Galvanized Steel | Removal | 1998-08-21
0-005876 | CIMARRON MATERIALS INC | 901 S 12TH ST | PHOENIX | AZ | 85034 | Maricopa | 2 | Perm Closure | 1987-08-01 | 10000 | Gasoline | COMPARTMENT A | Double Walled | Fiberglass Reinforced Plastic | Pressure |  | Fiberglass Reinforced Plastic | Removal | 1997-05-20
0-009293 | CANYON ROCK SHOP |  | VALLE |  |  | Coconino | 2 | Perm Closure | 1959-01-01 | 3000 | Gasoline | COMPARTMENT A | Double Walled | Asphalt coated or Bare Steel | Suction - Check Valve at the Dispenser |  | Bare or Galvanized Steel | Removal | 1998-11-05
0-006277 | CARL GREMMLER | 527 W 29TH ST | TUCSON | AZ | 85713 | Pima | 3 | Perm Closure | 1958-08-10 | 550 | Unidentified | COMPARTMENT A | Double Walled | Asphalt coated or Bare Steel |  |  |  | Removal | 1990-12-23
0-000720 | BILLON CONCRETE CO INC | 21420 N 14TH AVE | PHOENIX | AZ | 85027 | Maricopa | 1 | Perm Closure | 1980-01-01 | 1000 | Diesel | COMPARTMENT A |  | Asphalt coated or Bare Steel | Pressure |  |  | Removal | 1993-03-25
0-009658 | BORDER EXPRESS | 305 N PAN AMERICAN AVE | DOUGLAS | AZ | 85607 | Cochise | 1 | Perm Closure | 2000-05-04 | 6000 | Gasoline | COMPARTMENT B | Single Walled | Fiberglass Reinforced Plastic |  |  |  | Removal | 2012-08-30
0-006719 | CIRCLE K STORE #2709529 | 5601 E BELL RD | SCOTTSDALE | AZ | 85254 | Maricopa | 3 | Open | 1990-07-24 | 12000 | Gasoline | COMPARTMENT A | Double Walled | Composite (Steel/Fiberglass) | Pressure |  | Fiberglass Reinforced Plastic
0-006423 | TOTAL RENTAL CENTER | 2480 E HUNTINGTON DR | FLAGSTAFF | AZ | 86004 | Coconino | 1 | Perm Closure | 1988-09-30 | 1000 | Gasoline | COMPARTMENT A | Double Walled | Asphalt coated or Bare Steel |  |  |  | Removal | 1996-07-17
0-010262 | FIREBIRD TRUCK & AUTOBODY | 1350 N 24TH AVE | PHOENIX | AZ | 85009 | Maricopa | 1 | Perm Closure | 2009-01-08 | 10000 | Diesel | COMPARTMENT A |  | Asphalt coated or Bare Steel |  |  |  | Removal | 2008-11-20
0-006525 | ARCO AM/PM | 8271 W THUNDERBIRD RD | PEORIA | AZ | 85381 | Maricopa | 3 | Open | 1989-07-24 | 10000 | Gasoline | COMPARTMENT A | Single Walled | Fiberglass Reinforced Plastic | Pressure | Single Walled | Fiberglass Reinforced Plastic
0-000174 | SUPERLITE BLOCK | 301 E BASELINE RD | GILBERT | AZ | 85233 | Maricopa | 2 | Perm Closure | 1980-01-01 | 10000 | Gasoline | COMPARTMENT A |  | Asphalt coated or Bare Steel |  |  |  | Removal | 1988-03-01
0-001972 | EVERKRISP VEGETABLES INC | 9202 W HARRISON ST | TOLLESON | AZ | 85353 | Maricopa | 4 | Perm Closure | 1978-01-01 | 5000 | Gasoline | COMPARTMENT A |  | Asphalt coated or Bare Steel |  |  |  | Removal | 1988-12-28
0-001972 | EVERKRISP VEGETABLES INC | 9202 W HARRISON ST | TOLLESON | AZ | 85353 | Maricopa | 1 | Perm Closure | 1978-01-01 | 6000 | Gasoline | COMPARTMENT A |  | Asphalt coated or Bare Steel |  |  |  | Removal | 1988-12-28
0-007190 | TEXACO X-PRESS LUBE | 6448 W INDIAN SCHOOL RD | PHOENIX | AZ | 85033 | Maricopa | 3 | Perm Closure | 1986-01-01 | 3000 | Used Oil/Waste Oil | COMPARTMENT A |  | Asphalt coated or Bare Steel | Pressure |  |  | Closed in Place | 1997-04-28
0-002076 | SUPERPUMPER #5 | 13240 N SCOTTSDALE RD | PHOENIX | AZ | 85254 | Maricopa | 4 | Open | 1991-09-01 | 20000 | Gasoline | COMPARTMENT A | Single Walled | Fiberglass Reinforced Plastic | Pressure | Double Walled | Fiberglass Reinforced Plastic
0-004728 | STAN-AN DEVELOPMENT | 4615 W VAN BUREN ST | PHOENIX | AZ | 85043 | Maricopa | 2 | Perm Closure | 1978-05-07 | 8000 | Diesel | COMPARTMENT A | Unknown | Asphalt coated or Bare Steel |  |  |  | Removal | 1986-12-01
0-007147 | STARR PASS GOLF CLUB MAINTENANCE YARD | 3555 W STARR PASS BLVD | TUCSON | AZ | 85745 | Pima | 1 | Open | 1987-01-01 | 2000 | Diesel | COMPARTMENT A | Single Walled | Fiberglass Reinforced Plastic | Suction - Check Valve at the Dispenser |  | Fiberglass Reinforced Plastic
0-007233 | STRAWBERRY AUTO SERVICE | 5080 N HIGHWAY 87 | STRAWBERRY | AZ | 85544 | Gila | 3 | Perm Closure | 1977-01-01 | 10000 | Gasoline | COMPARTMENT A | Unknown | Unknown | Pressure |  |  | Removal | 1992-05-01
0-004706 | SOUTHWEST RENTAL CORPORATION | 1025 S 48TH ST | TEMPE | AZ | 85281 | Maricopa | 4 | Perm Closure | 1980-07-31 | 550 | Used Oil/Waste Oil | COMPARTMENT A | Unknown | Asphalt coated or Bare Steel |  |  |  | Removal | 1989-12-01
0-007174 | SHEPHERD EXPRESS #108 | 620 S MONTEZUMA ST | PRESCOTT | AZ | 86303 | Yavapai | 5 | Open | 1994-12-07 | 4000 | Diesel | COMPARTMENT A | Single Walled | Composite (Steel/Fiberglass) | Pressure | Single Walled | Fiberglass Reinforced Plastic
0-007174 | SHEPHERD EXPRESS #108 | 620 S MONTEZUMA ST | PRESCOTT | AZ | 86303 | Yavapai | 4 | Perm Closure | 2005-06-17 | 10000 | Gasoline | COMPARTMENT A | Single Walled | Asphalt coated or Bare Steel | Pressure |  |  | Removal | 1990-12-15
0-007174 | SHEPHERD EXPRESS #108 | 620 S MONTEZUMA ST | PRESCOTT | AZ | 86303 | Yavapai | 7 | Open | 1994-12-07 | 10000 | Gasoline | COMPARTMENT A | Double Walled | Composite (Steel/Fiberglass) | Pressure | Single Walled | Fiberglass Reinforced Plastic
0-004514 | SIERRA VISTA - MUNICIPAL AIRPORT | 2100 AIRPORT AVE | SIERRA VISTA | AZ | 85635 | Cochise | 5 | Perm Closure | 1969-05-28 | 2500 | Gasoline | COMPARTMENT A | Unknown | Unknown |  |  |  | Removal | 1990-03-08
0-001627 | COUNTRY PRIDE FOODS | 2350 W LINCOLN ST | PHOENIX | AZ | 85009 | Maricopa | 2 | Perm Closure | 1972-01-01 | 1000 | Gasoline | COMPARTMENT A |  | Asphalt coated or Bare Steel |  |  |  | Removal | 1988-12-07
0-004853 | TANQUE VERDE EQUIPMENT CONTRACTOR | 7030 E OLD VAIL RD | TUCSON | AZ | 85756 | Pima | 2 | Perm Closure | 1975-01-01 | 4000 | Gasoline | COMPARTMENT A | Single Walled | Asphalt coated or Bare Steel | Pressure |  | Fiberglass Reinforced Plastic | Removal | 1992-10-30
0-006495 | WINSLOW ICE HOUSE | 1805 W SECOND ST | WINSLOW | AZ | 86047 | Navajo | 3 | Perm Closure | 1973-01-01 | 8000 | Gasoline | COMPARTMENT A |  | Asphalt coated or Bare Steel | Pressure |  |  | Removal | 2008-08-12
0-006384 | PARADISE CAR SPA | 12621 N PARADISE VILLAGE PKWY W | PHOENIX | AZ | 85032 | Maricopa | 9 | Open | 2019-05-17 | 10000 | Gasoline (PUL) | COMPARTMENT A | Double Walled | Fiberglass Reinforced Plastic | Pressure | Double Walled | Fiberglass Reinforced Plastic
0-006384 | PARADISE CAR SPA | 12621 N PARADISE VILLAGE PKWY W | PHOENIX | AZ | 85032 | Maricopa | 7 | Perm Closure | 1983-01-01 | 500 | Used Oil/Waste Oil | COMPARTMENT A |  | Asphalt coated or Bare Steel | Gravity Feed |  | Bare or Galvanized Steel | Removal | 1999-12-29
0-007031 | HAMILTON PROPERTY - FORMER |  | CHANDLER |  |  | Maricopa | 2 | Perm Closure | 1962-01-01 | 1200 | Gasoline | COMPARTMENT A | Unknown | Unknown |  |  |  | Removal | 1989-01-19
0-007031 | HAMILTON PROPERTY - FORMER |  | CHANDLER |  |  | Maricopa | 5 | Perm Closure | 1962-01-01 | 500 | Gasoline | COMPARTMENT A | Unknown | Unknown |  |  |  | Removal | 1989-01-19
0-007031 | HAMILTON PROPERTY - FORMER |  | CHANDLER |  |  | Maricopa | 6 | Perm Closure | 1962-01-01 | 1000 | Gasoline | COMPARTMENT A | Unknown | Unknown |  |  |  | Removal | 1989-01-19
0-004647 | 7-ELEVEN #20642 | 3449 W NORTHERN AVE | PHOENIX | AZ | 85051 | Maricopa | 3 | Perm Closure | 1978-02-04 | 9940 | Gasoline | COMPARTMENT A | Unknown | Asphalt coated or Bare Steel |  |  |  | Removal | 1992-12-19
0-002691 | BROADWAY VOLVO | 948 E BROADWAY BLVD | TUCSON | AZ | 85719 | Pima | 4 | Perm Closure | 1973-05-10 |  | Used Oil/Waste Oil | COMPARTMENT A | Double Walled | Asphalt coated or Bare Steel |  |  |  | Removal | 1988-09-27
0-002691 | BROADWAY VOLVO | 948 E BROADWAY BLVD | TUCSON | AZ | 85719 | Pima | 3 | Perm Closure | 1973-05-10 |  | Gasoline | COMPARTMENT A | Double Walled | Asphalt coated or Bare Steel |  |  |  | Removal | 1988-09-27
0-000884 | TEXACO #60-349-0306 | 1210 E SOUTHERN AVE | MESA | AZ | 85204 | Maricopa | 3 | Perm Closure | 1975-01-01 | 12000 | Gasoline | COMPARTMENT A |  | Asphalt coated or Bare Steel |  |  |  | Removal | 1990-08-20
0-004165 | ROADRUNNER TRUCK STOP | 1902 N BLACK CANYON HWY | PHOENIX | AZ | 85009 | Maricopa | 9 | Perm Closure | 1979-01-01 | 2000 | Gasoline | COMPARTMENT A |  | Asphalt coated or Bare Steel |  |  |  | Removal | 1992-03-17
0-004165 | ROADRUNNER TRUCK STOP | 1902 N BLACK CANYON HWY | PHOENIX | AZ | 85009 | Maricopa | 17 | Perm Closure | 2009-12-11 | 500 | Used Oil/Waste Oil | COMPARTMENT A |  | Asphalt coated or Bare Steel |  |  |  | Removal | 1992-04-22
0-004165 | ROADRUNNER TRUCK STOP | 1902 N BLACK CANYON HWY | PHOENIX | AZ | 85009 | Maricopa | 13 | Perm Closure | 1979-01-01 | 10000 | Diesel | COMPARTMENT A |  | Asphalt coated or Bare Steel |  |  |  | Removal | 1992-03-17
0-005788 | MOBIL 18-NRL | 2830 N 3RD ST | PHOENIX | AZ | 85004 | Maricopa | 5 | Perm Closure | 1972-01-01 | 10000 | Gasoline | COMPARTMENT A |  | Asphalt coated or Bare Steel | Pressure |  |  | Removal | 1987-12-02
0-005788 | MOBIL 18-NRL | 2830 N 3RD ST | PHOENIX | AZ | 85004 | Maricopa | 2 | Perm Closure | 1987-09-24 | 10000 | Gasoline | COMPARTMENT A | Single Walled | Fiberglass Reinforced Plastic | Pressure |  | Fiberglass Reinforced Plastic | Removal | 2004-08-03
0-007959 | CHEVRON #9-9454 | 2885 N 91ST AVE | PHOENIX | AZ | 85037 | Maricopa | 5 | Open | 2009-03-01 | 10000 | Diesel | COMPARTMENT A | Double Walled | Fiberglass Reinforced Plastic | Pressure | Double Walled | Fiberglass Reinforced Plastic
0-004789 | SUNSTATE EQUIPMENT | 1945 S LEE CIR | MESA | AZ | 85204 | Maricopa | 3 | Perm Closure | 1986-04-10 | 500 | Unidentified | COMPARTMENT A | Double Walled | Fiberglass Reinforced Plastic | Suction - Check Valve at the Tank Top |  |  | Removal | 1997-06-05
0-004789 | SUNSTATE EQUIPMENT | 1945 S LEE CIR | MESA | AZ | 85204 | Maricopa | 2 | Perm Closure | 1986-04-10 | 4000 | Gasoline | COMPARTMENT A | Double Walled | Fiberglass Reinforced Plastic | Pressure |  |  | Removal | 1997-06-05
0-004889 | TEMPE HIGH SCHOOL | 1730 S MILL AVE | TEMPE | AZ | 85281 | Maricopa | 2 | Perm Closure | 1979-12-18 | 500 | Used Oil/Waste Oil | COMPARTMENT A | Unknown | Asphalt coated or Bare Steel | Gravity Feed |  | Bare or Galvanized Steel | Removal | 1992-09-01
0-001072 | CHEVRON #9-6180 | 1808 E BROADWAY RD | TEMPE | AZ | 85282 | Maricopa | 6 | Perm Closure | 1993-11-23 | 10000 | Gasoline | COMPARTMENT A | Double Walled | Fiberglass Reinforced Plastic | Pressure | Double Walled | Fiberglass Reinforced Plastic | Removal | 2000-07-25
0-001072 | CHEVRON #9-6180 | 1808 E BROADWAY RD | TEMPE | AZ | 85282 | Maricopa | 7 | Perm Closure | 1993-11-23 | 10000 | Gasoline | COMPARTMENT A | Double Walled | Fiberglass Reinforced Plastic | Pressure | Double Walled | Fiberglass Reinforced Plastic | Removal | 2000-07-25
0-008304 | FRAZIER'S AUTO - FORMER | 701 S BELMONT AVE | SUPERIOR | AZ | 85173 | Pinal | 4 | Perm Closure | 2005-06-17 | 7500 | Gasoline | COMPARTMENT A | Single Walled | Asphalt coated or Bare Steel | Suction - Check Valve at the Dispenser |  | Bare or Galvanized Steel | Removal | 1999-07-28
0-006557 | PIMA COUNTY FLEET SERVICES | 1291 S MISSION RD | TUCSON | AZ | 85713 | Pima | 12 | Perm Closure | 1991-10-24 | 500 | Used Oil/Waste Oil | COMPARTMENT A | Double Walled | Composite (Steel/Fiberglass) | Pressure |  | Fiberglass Reinforced Plastic | Removal | 2016-08-02
0-006557 | PIMA COUNTY FLEET SERVICES | 1291 S MISSION RD | TUCSON | AZ | 85713 | Pima | 13 | Perm Closure | 1992-02-15 | 5000 | Antifreeze / Ethylene Glycol | COMPARTMENT A | Double Walled | Composite (Steel/Fiberglass) | Pressure |  | Fiberglass Reinforced Plastic | Removal | 2016-08-02
0-005452 | CIRCLE K #2912 | 2405 N SILVERBELL RD | TUCSON | AZ | 85745 | Pima | 5 | Temp Closure | 1995-11-10 | 10000 | Gasoline (PUL) | COMPARTMENT A | Single Walled | Fiberglass Reinforced Plastic | Pressure | Double Walled | Fiberglass Reinforced Plastic |  | 2018-01-22
0-001907 | HITCHING POST | 2345 N APACHE TRL | APACHE JUNCTION | AZ | 85119 | Pinal | 2 | Perm Closure | 1971-01-01 | 10000 | Gasoline (UL) | COMPARTMENT A |  | Asphalt coated or Bare Steel | Pressure | Double Walled | Fiberglass Reinforced Plastic | Removal | 2017-03-22
0-004426 | SUPER FUELS | 866 NAVAJO BLVD | HOLBROOK | AZ | 86025 | Navajo | 4 | Perm Closure | 1973-01-01 | 3500 | Gasoline | COMPARTMENT A | Single Walled | Asphalt coated or Bare Steel | Pressure | Single Walled | Bare or Galvanized Steel | Removal | 1998-06-30
0-004426 | SUPER FUELS | 866 NAVAJO BLVD | HOLBROOK | AZ | 86025 | Navajo | 3 | Perm Closure | 1973-01-01 | 2000 | Gasoline | COMPARTMENT A | Single Walled | Asphalt coated or Bare Steel | Pressure | Single Walled | Bare or Galvanized Steel | Removal | 1998-06-30
0-004027 | SMA EQUIPMENT | 2323 W UNIVERSITY DR | TEMPE | AZ | 85281 | Maricopa | 2 | Perm Closure | 1980-01-01 | 550 | Unidentified | COMPARTMENT A | Unknown | Asphalt coated or Bare Steel | Suction - Check Valve at the Tank Top |  |  | Removal | 1989-10-01
0-006270 | SEARS #1338/6621 | 5950 E BROADWAY BLVD | TUCSON | AZ | 85711 | Pima | 2 | Perm Closure | 1964-01-01 | 2000 | Used Oil/Waste Oil | COMPARTMENT A | Unknown | Asphalt coated or Bare Steel | Suction - Check Valve at the Tank Top |  |  | Removal | 1993-12-06
0-003262 | MOBIL 18-MB4 | 6750 E THOMAS RD | SCOTTSDALE | AZ | 85251 | Maricopa | 6 | Perm Closure | 1988-09-01 | 12000 | Gasoline | COMPARTMENT A | Double Walled | Fiberglass Reinforced Plastic | Pressure |  | Fiberglass Reinforced Plastic | Removal | 2003-11-14
0-004884 | TEMPE ELEMENTARY SCHOOL DISTRICT #3 - BROGAN CENTER | 1430 W ELNA RAE ST | TEMPE | AZ | 85281 | Maricopa | 5 | Perm Closure | 1976-01-01 | 10000 | Diesel | COMPARTMENT A | Single Walled | Asphalt coated or Bare Steel | Suction - Check Valve at the Tank Top | Single Walled | Bare or Galvanized Steel | Removal | 1997-03-06
0-004884 | TEMPE ELEMENTARY SCHOOL DISTRICT #3 - BROGAN CENTER | 1430 W ELNA RAE ST | TEMPE | AZ | 85281 | Maricopa | 3 | Perm Closure | 1976-01-01 | 10000 | Gasoline | COMPARTMENT A | Single Walled | Asphalt coated or Bare Steel | Suction - Check Valve at the Tank Top | Single Walled | Bare or Galvanized Steel | Removal | 1997-03-06
0-004884 | TEMPE ELEMENTARY SCHOOL DISTRICT #3 - BROGAN CENTER | 1430 W ELNA RAE ST | TEMPE | AZ | 85281 | Maricopa | 2 | Perm Closure | 1973-01-01 | 10000 | Diesel | COMPARTMENT A | Single Walled | Asphalt coated or Bare Steel | Suction - Check Valve at the Tank Top | Single Walled | Bare or Galvanized Steel | Removal | 1991-11-22
0-004884 | TEMPE ELEMENTARY SCHOOL DISTRICT #3 - BROGAN CENTER | 1430 W ELNA RAE ST | TEMPE | AZ | 85281 | Maricopa | 4 | Perm Closure | 1976-01-01 | 10000 | Diesel | COMPARTMENT A | Single Walled | Asphalt coated or Bare Steel | Suction - Check Valve at the Tank Top | Single Walled | Bare or Galvanized Steel | Removal | 1997-03-06
0-004424 | PUEBLO GOLF AND COUNTRY CLUB | 11201 N EL MIRAGE RD | EL MIRAGE | AZ | 85335 | Maricopa | 2 | Perm Closure | 1985-03-31 | 1000 | Diesel | COMPARTMENT A | Double Walled | Asphalt coated or Bare Steel | Pressure |  | Bare or Galvanized Steel | Removal | 1999-04-01
0-000542 | ARCO #5280 | 2188 E SOUTHERN AVE | TEMPE | AZ | 85282 | Maricopa | 1 | Perm Closure | 2005-06-17 | 10000 | Gasoline | COMPARTMENT A | Single Walled | Asphalt coated or Bare Steel |  |  |  | Removal | 1987-03-01
0-000542 | ARCO #5280 | 2188 E SOUTHERN AVE | TEMPE | AZ | 85282 | Maricopa | 4 | Perm Closure | 2005-06-17 | 10000 | Diesel | COMPARTMENT A | Single Walled | Asphalt coated or Bare Steel |  |  |  | Removal | 1987-03-01
0-009798 | CIRCLE K STORE #2709185 | 9101 W MCDOWELL RD | TOLLESON | AZ | 85353 | Maricopa | 1 | Perm Closure | 2001-10-05 | 8000 | Diesel | COMPARTMENT A | Double Walled | Fiberglass Reinforced Plastic | Pressure | Double Walled | Flexible | Removal | 2010-04-14
0-008807 | TEXACO MAX MINI MART LTD | 1571 PALO VERDE BLVD S | LAKE HAVASU CITY | AZ | 86403 | Mohave | 1 | Perm Closure | 1988-06-01 | 10000 | Gasoline | COMPARTMENT A | Double Walled | Fiberglass Reinforced Plastic | Pressure |  | Fiberglass Reinforced Plastic | Removal | 2020-01-16
0-008807 | TEXACO MAX MINI MART LTD | 1571 PALO VERDE BLVD S | LAKE HAVASU CITY | AZ | 86403 | Mohave | 4 | Open | 2020-02-25 | 5000 | Gasoline (UL) | COMPARTMENT A | Double Walled | Fiberglass Reinforced Plastic
0-004391 | CITY OF SCOTTSDALE - MCKELLIPS | 7601 E MCKELLIPS RD | SCOTTSDALE | AZ | 85257 | Maricopa | 3 | Perm Closure | 1980-01-01 | 10000 | Diesel | COMPARTMENT A | Single Walled | Asphalt coated or Bare Steel |  |  |  | Removal | 1990-05-31
0-009239 | FIRST DATA CORP | 240 N ROOSEVELT AVE | CHANDLER | AZ | 85226 | Maricopa | 2 | Open | 1997-05-08 | 25000 | Diesel | COMPARTMENT A | Double Walled | Fiberglass Reinforced Plastic | Suction - Check Valve at the Tank Top | Double Walled | Fiberglass Reinforced Plastic
0-001468 | CIRCLE K #2701736 | 695 S 4TH AVE | YUMA | AZ | 85364 | Yuma | 2 | Open | 1985-01-01 | 10000 | Gasoline | COMPARTMENT A | Single Walled | Fiberglass Reinforced Plastic | Pressure | Single Walled | Fiberglass Reinforced Plastic
0-008331 | DEL WEBB - FARM OPERATIONS | 15900 W UNION HILLS DR | SURPRISE | AZ | 85374 | Maricopa | 2 | Perm Closure | 2005-06-17 | 500 | Gasoline | COMPARTMENT A | Unknown | Asphalt coated or Bare Steel | Suction - Check Valve at the Tank Top |  | Bare or Galvanized Steel | Removal | 1994-06-02
0-008331 | DEL WEBB - FARM OPERATIONS | 15900 W UNION HILLS DR | SURPRISE | AZ | 85374 | Maricopa | 1 | Perm Closure | 2005-06-17 | 500 | Gasoline | COMPARTMENT A | Unknown | Asphalt coated or Bare Steel | Suction - Check Valve at the Tank Top |  | Bare or Galvanized Steel | Removal | 1994-06-02
0-006433 | FASTRIP FOOD STORE #7795 | 1131 HIGHWAY 95 | BULLHEAD CITY | AZ | 86429 | Mohave | 2 | Open | 1987-09-01 | 12000 | Gasoline | COMPARTMENT A | Double Walled | Composite (Steel/Fiberglass) | Pressure | Single Walled | Fiberglass Reinforced Plastic
0-003776 | PHILLIPS 66 COMPANY #021642 | 1001 N ALVERNON WAY | TUCSON | AZ | 85711 | Pima | 2 | Perm Closure | 1965-01-01 | 6000 | Gasoline | COMPARTMENT A | Single Walled | Asphalt coated or Bare Steel |  |  |  | Removal | 1989-10-01
0-004831 | SPEEDWAY STORE #2968 | 101 W 2ND ST | WINKELMAN | AZ | 85192 | Pinal | 3 | Open | 1999-03-26 | 12000 | Gasoline | COMPARTMENT A | Double Walled | Composite (Steel/Fiberglass) | Pressure |  | Fiberglass Reinforced Plastic
0-007442 | EXXONMOBIL OIL CORP #11188 | 4302 W CACTUS RD | PHOENIX | AZ | 85304 | Maricopa | 4 | Perm Closure | 1987-02-01 | 10000 | Gasoline | COMPARTMENT A | Single Walled | Fiberglass Reinforced Plastic | Pressure |  | Fiberglass Reinforced Plastic | Removal | 2015-12-22
0-004155 | QUIK MART #22 | 3797 S KOLB RD | TUCSON | AZ | 85730 | Pima | 4 | Perm Closure | 1984-04-22 | 6000 | Gasoline | COMPARTMENT A | Double Walled | Asphalt coated or Bare Steel | Pressure |  | Fiberglass Reinforced Plastic | Removal | 1996-03-11
0-001373 | CIRCLE K #1176 | 4126 E BELL RD | PHOENIX | AZ | 85032 | Maricopa | 2 | Perm Closure | 1975-03-19 | 10000 | Gasoline | COMPARTMENT A | Single Walled | Asphalt coated or Bare Steel |  |  |  | Removal | 1991-02-14
0-001394 | CIRCLE K #1342 | 989 S MAIN ST | COTTONWOOD | AZ | 86326 | Yavapai | 2 | Perm Closure | 1979-01-01 | 10000 | Gasoline | COMPARTMENT A |  | Asphalt coated or Bare Steel | Pressure |  |  | Closed in Place | 1995-07-07
0-001406 | CIRCLE K #1415 | 7475 E 22ND ST | TUCSON | AZ | 85710 | Pima | 3 | Perm Closure | 1984-01-01 | 10000 | Gasoline | COMPARTMENT A |  | Asphalt coated or Bare Steel | Pressure |  |  | Removal | 1999-03-17
0-001406 | CIRCLE K #1415 | 7475 E 22ND ST | TUCSON | AZ | 85710 | Pima | 2 | Perm Closure | 1984-01-01 | 10000 | Gasoline | COMPARTMENT A |  | Asphalt coated or Bare Steel | Pressure |  |  | Removal | 1999-03-17
0-001406 | CIRCLE K #1415 | 7475 E 22ND ST | TUCSON | AZ | 85710 | Pima | 1 | Perm Closure | 1984-01-01 | 10000 | Gasoline | COMPARTMENT A | Single Walled | Fiberglass Reinforced Plastic | Pressure |  |  | Removal | 1999-03-17
0-006104 | AMERICAN EQUIPMENT RENTALS INC | 6239 N 7TH ST | PHOENIX | AZ | 85014 | Maricopa | 2 | Perm Closure | 1975-01-01 | 1000 | Diesel | COMPARTMENT A | Single Walled | Asphalt coated or Bare Steel |  |  |  | Removal | 1988-09-01
0-006104 | AMERICAN EQUIPMENT RENTALS INC | 6239 N 7TH ST | PHOENIX | AZ | 85014 | Maricopa | 4 | Perm Closure | 1988-09-01 | 1000 | Gasoline | COMPARTMENT A | Double Walled | Composite (Steel/Fiberglass) | Pressure |  | Fiberglass Reinforced Plastic | Removal | 2006-10-12
0-009936 | CHIRICAHUA PROPERTIES | 830 E MAIN ST | SPRINGERVILLE | AZ | 85938 | Apache | 2 | Perm Closure | 2005-06-17 | 1000 | Unidentified | COMPARTMENT A | Single Walled | Asphalt coated or Bare Steel |  |  |  | Removal | 2003-05-21
0-008996 | 4 SONS FOOD STORES #505 | 75 E 29TH AVE | APACHE JUNCTION | AZ | 85119 | Pinal | 2 | Open | 1996-08-26 | 8000 | Gasoline | COMPARTMENT A | Double Walled | Fiberglass Reinforced Plastic | Pressure | Double Walled | Fiberglass Reinforced Plastic
0-000305 | CATER FRESH PHOENIX | 2121 W MCDOWELL RD | PHOENIX | AZ | 85009 | Maricopa | 1 | Perm Closure | 1960-01-01 | 500 | Unidentified | COMPARTMENT A | Single Walled | Asphalt coated or Bare Steel |  |  |  | Removal | 2002-04-17
0-009661 | CHEVRON | 7473 W BELL RD | PEORIA | AZ | 85382 | Maricopa | 3 | Perm Closure | 2011-09-19 | 12000 | E-85 | COMPARTMENT A | Double Walled | Fiberglass Reinforced Plastic | Pressure | Double Walled | Fiberglass Reinforced Plastic | Removal | 2016-09-23
0-003340 | TUCSON RINCON CO #123440 | 8545 E BROADWAY BLVD | TUCSON | AZ | 85710 | Pima | 2 | Perm Closure | 1971-01-01 | 2000 | Gasoline | COMPARTMENT A |  | Asphalt coated or Bare Steel |  |  |  | Removal | 1990-12-01
0-003340 | TUCSON RINCON CO #123440 | 8545 E BROADWAY BLVD | TUCSON | AZ | 85710 | Pima | 1 | Perm Closure | 1971-01-01 | 3000 | Diesel | COMPARTMENT A |  | Asphalt coated or Bare Steel |  |  |  | Removal | 1990-12-13
0-004894 | TERRIBLE HERBST #37 | 1709 E ANDY DEVINE AVE | KINGMAN | AZ | 86401 | Mohave | 1 | Perm Closure | 1967-04-23 | 12000 | Gasoline | COMPARTMENT A | Double Walled | Asphalt coated or Bare Steel | Pressure |  |  | Removal | 1999-12-22
0-004894 | TERRIBLE HERBST #37 | 1709 E ANDY DEVINE AVE | KINGMAN | AZ | 86401 | Mohave | 3 | Perm Closure | 1967-04-23 | 6000 | Gasoline | COMPARTMENT A | Double Walled | Asphalt coated or Bare Steel | Pressure |  |  | Removal | 1999-12-22
0-004253 | SERVE RITE #1021 | 1242 A AVE | DOUGLAS | AZ | 85607 | Cochise | 4 | Perm Closure | 1973-01-01 | 10000 | Gasoline | COMPARTMENT A |  | Asphalt coated or Bare Steel |  |  |  | Removal | 1987-05-26
0-003383 | MESA MAIN CO #141120 | 25 W PEPPER PL | MESA | AZ | 85201 | Maricopa | 1 | Perm Closure | 1970-01-06 | 2000 | Diesel | COMPARTMENT A | Unknown | Asphalt coated or Bare Steel |  |  |  | Removal | 1991-05-15
0-005644 | MICHAEL B WHITE | 3821 E BROWN RD | MESA | AZ | 85205 | Maricopa | 1 | Perm Closure | 1974-01-01 | 10000 | Gasoline | COMPARTMENT A |  | Asphalt coated or Bare Steel | Suction - Check Valve at the Dispenser |  |  | Removal | 2000-03-21
0-006065 | AACTION MOVERS | 303 W SOUTHERN AVE | MESA | AZ | 85210 | Maricopa | 3 | Perm Closure | 1976-04-07 | 8000 | Gasoline | COMPARTMENT A | Double Walled | Asphalt coated or Bare Steel |  |  |  | Removal | 1988-12-01
0-006065 | AACTION MOVERS | 303 W SOUTHERN AVE | MESA | AZ | 85210 | Maricopa | 5 | Perm Closure | 1988-04-07 | 10000 | Diesel | COMPARTMENT A | Double Walled | Fiberglass Reinforced Plastic | Pressure |  | Fiberglass Reinforced Plastic | Removal | 2011-08-24
0-009368 | LOMELI'S GARDEN ART | 2015 E ANDY DEVINE AVE | KINGMAN | AZ | 86401 | Mohave | 1 | Perm Closure | 2005-06-17 | 10000 | Gasoline | COMPARTMENT A | Double Walled | Asphalt coated or Bare Steel |  |  |  | Closed in Place | 1982-01-01
0-009252 | COSTCO WHOLESALE #436 | 1445 W ELLIOT RD | TEMPE | AZ | 85284 | Maricopa | 3 | Open | 1998-01-22 | 20000 | Gasoline | COMPARTMENT A | Double Walled | Fiberglass Reinforced Plastic | Pressure | Double Walled
0-006454 | SABAN RENT A CAR | 2934 E MCDOWELL RD | PHOENIX | AZ | 85008 | Maricopa | 2 | Perm Closure | 2005-06-17 | 10000 | Gasoline | COMPARTMENT A |  | Asphalt coated or Bare Steel | Pressure |  |  | Removal | 2010-02-12
0-004288 | TEXACO SERVICE STATION | 3438 W BUCKEYE RD | PHOENIX | AZ | 85009 | Maricopa | 4 | Perm Closure | 1963-01-01 | 4000 | Gasoline | COMPARTMENT A | Double Walled | Asphalt coated or Bare Steel |  |  |  | Removal | 1989-11-30
0-005693 | WOOD BROTHERS LUMBER CO OF PHOENIX | 4098 N 35TH AVE | PHOENIX | AZ | 85017 | Maricopa | 2 | Perm Closure | 1970-03-04 | 7000 | Hazardous Substance | COMPARTMENT A | Unknown | Asphalt coated or Bare Steel |  |  |  | Removal | 1988-05-28
0-009608 | FORMER EXPO RENT-A-CAR | 424 S 24TH ST | PHOENIX | AZ | 85034 | Maricopa | 1 | Perm Closure | 2005-06-17 | 12000 | Gasoline | COMPARTMENT A | Unknown | Asphalt coated or Bare Steel |  |  |  | Removal | 2000-03-21
0-008362 | CLEMANS CATTLE CO | 90 N MAIN ST | FLORENCE | AZ | 85132 | Pinal | 2 | Perm Closure | 1948-01-01 | 1000 | Gasoline | COMPARTMENT A | Unknown | Unknown |  |  |  | Removal | 1998-09-04
0-000486 | COWLEY INDUSTRIAL PARK | 624 S 25TH AVE | PHOENIX | AZ | 85009 | Maricopa | 11 | Perm Closure | 1961-01-01 | 10000 | Diesel | COMPARTMENT A |  | Asphalt coated or Bare Steel |  |  |  | Removal | 1990-01-17
0-003712 | PHILLIPS 66 COMPANY #012263 | 2301 N 36TH ST | PHOENIX | AZ | 85008 | Maricopa | 3 | Perm Closure | 1974-01-01 | 10000 | Gasoline | COMPARTMENT A | Single Walled | Asphalt coated or Bare Steel |  |  |  | Removal | 1989-09-01
0-003712 | PHILLIPS 66 COMPANY #012263 | 2301 N 36TH ST | PHOENIX | AZ | 85008 | Maricopa | 6 | Perm Closure | 1958-01-01 | 4000 | Gasoline | COMPARTMENT A | Single Walled | Asphalt coated or Bare Steel |  |  |  | Removal | 1989-09-01
0-004470 | SHAY OIL #12 | 1201 W 16TH ST | YUMA | AZ | 85364 | Yuma | 3 | Perm Closure | 1976-01-18 | 7500 | Gasoline | COMPARTMENT A | Unknown | Fiberglass Reinforced Plastic | Pressure | Double Walled | Fiberglass Reinforced Plastic | Removal | 2002-11-12
0-000797 | DESERT WEST COACH SERVICE | 1243 S 7TH ST | PHOENIX | AZ | 85034 | Maricopa | 3 | Perm Closure | 1988-09-01 | 4000 | Diesel | COMPARTMENT A | Double Walled | Composite (Steel/Fiberglass) | Pressure |  |  | Removal | 2016-09-01
0-000797 | DESERT WEST COACH SERVICE | 1243 S 7TH ST | PHOENIX | AZ | 85034 | Maricopa | 7 | Perm Closure | 1977-01-01 | 2000 | Gasoline | COMPARTMENT A |  | Asphalt coated or Bare Steel |  |  |  | Removal | 1988-09-01
0-004239 | CITY OF SAFFORD - MUNICIPAL AIRPORT |  | SAFFORD |  |  | Graham | 7 | Perm Closure | 1961-05-14 | 2060 | Unidentified | COMPARTMENT A | Double Walled | Asphalt coated or Bare Steel |  |  |  | Removal | 1990-04-30
0-004239 | CITY OF SAFFORD - MUNICIPAL AIRPORT |  | SAFFORD |  |  | Graham | 8 | Perm Closure | 1961-05-14 | 2750 | Diesel | COMPARTMENT A | Double Walled | Asphalt coated or Bare Steel |  |  |  | Removal | 1986-09-03
0-001031 | CHEVRON #9-0560 | 25 N MAIN ST | FLORENCE | AZ | 85132 | Pinal | 2 | Perm Closure | 1982-01-01 | 1000 | Used Oil/Waste Oil | COMPARTMENT A | Single Walled | Fiberglass Reinforced Plastic | Gravity Feed |  | Fiberglass Reinforced Plastic | Removal | 1993-07-08
0-005947 | BIG TWO TOYOTA | 1301 W BROADWAY RD | MESA | AZ | 85202 | Maricopa | 3 | Perm Closure | 1982-01-01 | 500 | Used Oil/Waste Oil | COMPARTMENT A | Double Walled | Asphalt coated or Bare Steel | Gravity Feed |  |  | Removal | 1991-09-10
0-005102 | EXXON - JIM'S | 952 W GILA BEND HWY | CASA GRANDE | AZ | 85122 | Pinal | 2 | Perm Closure | 1956-04-22 | 8000 | Gasoline | COMPARTMENT A | Unknown | Asphalt coated or Bare Steel |  |  |  | Removal | 1988-03-01
0-004144 | DAMAGE CONTROL LLC | 422 S DREW ST | MESA | AZ | 85210 | Maricopa | 1 | Perm Closure | 1981-01-01 | 10000 | Gasoline | COMPARTMENT A | Double Walled | Asphalt coated or Bare Steel |  |  |  | Removal | 1996-12-23
0-004144 | DAMAGE CONTROL LLC | 422 S DREW ST | MESA | AZ | 85210 | Maricopa | 2 | Perm Closure | 1971-01-01 | 1000 | Diesel | COMPARTMENT A | Double Walled | Asphalt coated or Bare Steel |  |  |  | Removal | 1990-01-11
0-001315 | CIRCLE K #804 | 4002 E BASELINE RD | PHOENIX | AZ | 85042 | Maricopa | 4 | Perm Closure | 1995-01-20 | 10000 | Gasoline | COMPARTMENT A | Double Walled | Fiberglass Reinforced Plastic | Pressure | Double Walled | Fiberglass Reinforced Plastic | Removal | 2012-09-13
0-001315 | CIRCLE K #804 | 4002 E BASELINE RD | PHOENIX | AZ | 85042 | Maricopa | 2 | Perm Closure | 1972-01-01 | 10000 | Gasoline | COMPARTMENT A |  | Asphalt coated or Bare Steel |  |  |  | Removal | 1995-01-04
0-001103 | CHEVRON #9-8544 | 7001 N 16TH ST | PHOENIX | AZ | 85020 | Maricopa | 7 | Perm Closure | 1984-01-01 | 10000 | Gasoline | COMPARTMENT A | Double Walled | Fiberglass Reinforced Plastic | Pressure | Double Walled | Fiberglass Reinforced Plastic | Removal | 2017-08-07
0-005562 | BILLY'S FREEWAY TEXACO | 820 N VIRGINIA AVE | WILLCOX | AZ | 85643 | Cochise | 4 | Perm Closure | 1990-09-27 | 10000 | Gasoline | COMPARTMENT A | Double Walled | Fiberglass Reinforced Plastic | Pressure |  | Fiberglass Reinforced Plastic | Removal | 1992-01-31
0-001982 | EXXON #7-3104 | 2723 W SWEETWATER AVE | PHOENIX | AZ | 85029 | Maricopa | 4 | Perm Closure | 1984-01-01 | 1000 | Used Oil/Waste Oil | COMPARTMENT A | Double Walled | Fiberglass Reinforced Plastic | Gravity Feed |  | Fiberglass Reinforced Plastic | Removal | 2000-02-03
0-001982 | EXXON #7-3104 | 2723 W SWEETWATER AVE | PHOENIX | AZ | 85029 | Maricopa | 3 | Perm Closure | 1984-01-01 | 10000 | Gasoline | COMPARTMENT A | Double Walled | Fiberglass Reinforced Plastic | Pressure |  | Fiberglass Reinforced Plastic | Removal | 2000-02-03
0-001159 | SCOTTSDALE DODGE | 3330 N SCOTTSDALE RD | SCOTTSDALE | AZ | 85251 | Maricopa | 6 | Perm Closure | 1976-01-01 | 500 | Used Oil/Waste Oil | COMPARTMENT A | Single Walled | Asphalt coated or Bare Steel |  |  |  | Removal | 1992-08-18
0-005542 | NORTHERN ARIZONA VA HEALTHCARE SYSTEM | 500 N STATE ROUTE 89 | PRESCOTT | AZ | 86313 | Yavapai | 11 | Perm Closure | 2005-06-17 | 500 | Diesel | COMPARTMENT A |  | Asphalt coated or Bare Steel | Suction - Check Valve at the Tank Top | Double Walled |  | Closed in Place | 1995-10-19
0-003233 | CIRCLE K #2700127 | 7555 E CAMELBACK RD | SCOTTSDALE | AZ | 85251 | Maricopa | 3 | Perm Closure | 1962-01-01 | 6000 | Gasoline | COMPARTMENT A |  | Asphalt coated or Bare Steel | Pressure |  |  | Removal | 1988-10-02
0-007109 | J & P AUTO SALES | 3360 S PALO VERDE RD | TUCSON | AZ | 85713 | Pima | 1 | Perm Closure | 1961-01-01 | 1000 | Gasoline | COMPARTMENT A | Double Walled | Asphalt coated or Bare Steel | Suction - Check Valve at the Tank Top |  |  | Removal | 1991-01-08
0-008165 | ARIZONA DRYWALL | 4120 W WHITTON AVE | PHOENIX | AZ | 85019 | Maricopa | 3 | Perm Closure | 2005-06-17 | 10000 | Gasoline | COMPARTMENT A | Double Walled | Asphalt coated or Bare Steel | Suction - Check Valve at the Tank Top |  |  | Removal | 1993-03-17
0-007259 | CIRCLE K #5295 | 29816 N TATUM BLVD | PHOENIX | AZ | 85331 | Maricopa | 1 | Open | 1991-03-01 | 15000 | Gasoline | COMPARTMENT A | Single Walled | Fiberglass Reinforced Plastic | Pressure | Single Walled | Fiberglass Reinforced Plastic
0-004836 | CEMEX - 19TH AVE | 3640 S 19TH AVE | PHOENIX | AZ | 85009 | Maricopa | 6 | Open | 1989-03-20 | 15000 | Diesel | COMPARTMENT A | Double Walled | Fiberglass Reinforced Plastic | Pressure | Single Walled | Bare or Galvanized Steel
0-004836 | CEMEX - 19TH AVE | 3640 S 19TH AVE | PHOENIX | AZ | 85009 | Maricopa | 1 | Perm Closure | 1968-01-01 | 12000 | Diesel | COMPARTMENT A | Single Walled | Asphalt coated or Bare Steel |  |  |  | Removal | 1988-08-01
0-004836 | CEMEX - 19TH AVE | 3640 S 19TH AVE | PHOENIX | AZ | 85009 | Maricopa | 10 | Perm Closure | 2005-06-17 | 750 | Used Oil/Waste Oil | COMPARTMENT A | Single Walled | Asphalt coated or Bare Steel | Suction - Check Valve at the Tank Top | Single Walled | Bare or Galvanized Steel | Closed in Place | 1991-07-11
0-001891 | DENMART #2533 | 2902 N SCOTTSDALE RD | SCOTTSDALE | AZ | 85251 | Maricopa | 2 | Perm Closure | 1973-01-01 | 8000 | Gasoline | COMPARTMENT A |  | Asphalt coated or Bare Steel | Pressure | Single Walled | Bare or Galvanized Steel | Removal | 1996-11-05
0-006244 | AMERICA'S BEST TIRES | 1266 E BENSON HWY | TUCSON | AZ | 85713 | Pima | 6 | Perm Closure | 1990-01-01 | 550 | Used Oil/Waste Oil | COMPARTMENT A | Single Walled | Asphalt coated or Bare Steel | Gravity Feed |  | Bare or Galvanized Steel | Removal | 2001-10-24
0-003331 | TUCSON FLOWING WELLS CO #121410 | 4425 N FLOWING WELLS RD | TUCSON | AZ | 85705 | Pima | 2 | Perm Closure | 1980-01-08 | 5000 | Gasoline | COMPARTMENT A | Double Walled | Asphalt coated or Bare Steel | Pressure |  | Fiberglass Reinforced Plastic | Removal | 1996-01-24
0-003331 | TUCSON FLOWING WELLS CO #121410 | 4425 N FLOWING WELLS RD | TUCSON | AZ | 85705 | Pima | 1 | Perm Closure | 1981-01-07 | 560 | Diesel | COMPARTMENT A | Double Walled | Asphalt coated or Bare Steel |  |  |  | Removal | 1986-01-01
0-008478 | RZ MINI MARKET | 66785 HIGHWAY 60 | SALOME | AZ | 85348 | La Paz | 2 | Perm Closure | 1979-01-01 | 2000 | Diesel | COMPARTMENT A |  | Asphalt coated or Bare Steel | Suction - Check Valve at the Tank Top |  | Bare or Galvanized Steel | Removal | 2015-05-20
0-007285 | DOYLE PROPERTY | 1041 W SOLANA AVE | AJO | AZ | 85321 | Pima | 1 | Perm Closure | 1970-01-01 | 1000 | Gasoline | COMPARTMENT A | Unknown | Asphalt coated or Bare Steel | Suction - Check Valve at the Tank Top |  | Bare or Galvanized Steel | Removal | 1991-05-14
0-005764 | SOUTHERN PACIFIC TRANSPORTATION | 249 S FARMER AVE | TEMPE | AZ | 85281 | Maricopa | 1 | Perm Closure | 2005-06-17 | 3000 | Gasoline | COMPARTMENT A | Unknown | Unknown | Suction - Check Valve at the Tank Top |  |  | Removal | 1990-11-20
0-009932 | SHASTA POOLS REMODELING - MAINTENANCE SHOP | 1720 GRAND AVE | PHOENIX | AZ | 85007 | Maricopa | 1 | Perm Closure | 2005-06-17 | 500 | Used Oil/Waste Oil | COMPARTMENT A | Unknown | Fiberglass Reinforced Plastic |  |  |  | Removal | 2003-05-16
0-004662 | 7-ELEVEN #23347 | 3856 E 5TH ST | TUCSON | AZ | 85716 | Pima | 1 | Perm Closure | 1983-01-01 | 10000 | Gasoline | COMPARTMENT A | Double Walled | Fiberglass Reinforced Plastic | Pressure |  | Fiberglass Reinforced Plastic | Closed in Place | 2008-12-15
0-010676 | PARCEL ID #105-20-091 | 40 W MAIN ST | SPRINGERVILLE | AZ | 85938 | Apache | 2 | Perm Closure | 2019-05-21 |  | (Null) | COMPARTMENT A | [5 empty] | Removal | 2019-08-07
0-010174 | TONTO BASIN MARKETPLACE | 45994 N HWY 188 | TONTO BASIN | AZ | 85553 | Gila | 2 | Open | 2007-02-01 | 7000 | Diesel | COMPARTMENT A | Double Walled | Composite (Steel/Fiberglass)
0-010650 | CIRCLE K STORE | 41433 W HONEYCUTT RD | MARICOPA | AZ | 85138 | Pinal | 2 | Open | 2019-05-16 | 10000 | Gasoline (PUL) | COMPARTMENT A | Double Walled | Fiberglass Reinforced Plastic | Pressure | Double Walled | Fiberglass Reinforced Plastic
0-010650 | CIRCLE K STORE | 41433 W HONEYCUTT RD | MARICOPA | AZ | 85138 | Pinal | 3 | Open | 2019-05-16 | 10000 | Diesel | COMPARTMENT A | Double Walled | Fiberglass Reinforced Plastic | Pressure | Double Walled | Fiberglass Reinforced Plastic
0-004864 | SUNMART TRAVEL CENTER & CONVENIENCE STORE | 18221 TOM WELLS RD | EHRENBERG | AZ | 85334 | La Paz | 12 | Perm Closure | 1990-01-01 | 12000 | Gasoline | COMPARTMENT A | Double Walled | Composite (Steel/Fiberglass) | Pressure | Double Walled | Fiberglass Reinforced Plastic | Removal | 2005-08-10
0-010700 | FRY'S #615 | 1425 N HIGLEY RD | GILBERT | AZ | 85234 |  | 2 | Open | 2020-08-25 | 8000 | Gasoline (PUL) | COMPARTMENT B | Double Walled | Fiberglass Reinforced Plastic | Pressure | Double Walled | Fiberglass Reinforced Plastic
0-010693 | QUIKTRIP #1469 | 5050 W INA RD | TUCSON | AZ | 85743 | Pima | 1 | Open | 2020-09-04 | 20000 | Gasoline (UL) | COMPARTMENT A | Double Walled | Fiberglass Reinforced Plastic
0-010693 | QUIKTRIP #1469 | 5050 W INA RD | TUCSON | AZ | 85743 | Pima | 3 | Open | 2020-09-04 | 12000 | Gasoline (PUL) | COMPARTMENT A | Double Walled | Fiberglass Reinforced Plastic
0-002833 | ASARCO - HAYDEN CONCENTRATOR | 100 HAYDEN AVE | HAYDEN | AZ | 85192 | Pinal | 5 | Perm Closure | 1973-01-01 | 7500 | Gasoline | COMPARTMENT A | Single Walled | Asphalt coated or Bare Steel |  |  |  | Removal | 1989-12-14
0-005911 | ABF FREIGHT SYSTEM INC | 1305 N 27TH AVE | PHOENIX | AZ | 85009 | Maricopa | 1 | Perm Closure | 1978-01-01 | 10000 | Gasoline | COMPARTMENT A | Single Walled | Asphalt coated or Bare Steel | Pressure |  |  | Removal | 1993-05-28
0-010277 | SAM'S CLUB #4955 | 16573 W BELL RD | SURPRISE | AZ | 85374 | Maricopa | 3 | Open | 2008-10-31 | 8000 | Diesel | COMPARTMENT A | Double Walled | Fiberglass Reinforced Plastic | Pressure | Double Walled | Flexible
0-010273 | QUIKTRIP #496 | 2657 S POWER RD | MESA | AZ | 85209 | Maricopa | 2 | Open | 2008-08-13 | 20000 | Gasoline | COMPARTMENT A | Double Walled | Fiberglass Reinforced Plastic | Pressure | Double Walled | Fiberglass Reinforced Plastic
0-000080 | AGUA FRIA HIGH SCHOOL | 611 N DYSART RD | AVONDALE | AZ | 85323 | Maricopa | 5 | Perm Closure | 1989-01-01 | 550 | Used Oil/Waste Oil | COMPARTMENT A | Double Walled | Fiberglass Reinforced Plastic | Gravity Feed |  | Fiberglass Reinforced Plastic | Removal | 2016-03-15
0-000080 | AGUA FRIA HIGH SCHOOL | 611 N DYSART RD | AVONDALE | AZ | 85323 | Maricopa | 3 | Perm Closure | 1971-01-01 | 1000 | Kerosene | COMPARTMENT A | Single Walled | Asphalt coated or Bare Steel |  |  |  | Removal | 1991-06-19
0-010302 | CIRCLE K STORE #2703387 | 4650 S PALO VERDE RD | TUCSON | AZ | 85714 | Pima | 1 | Open | 2008-12-09 | 20000 | Gasoline | COMPARTMENT A | Double Walled | Fiberglass Reinforced Plastic | Pressure | Double Walled | Fiberglass Reinforced Plastic
0-003219 | CIRCLE K STORE #2709152 | 5105 E ELLIOT RD | PHOENIX | AZ | 85044 | Maricopa | 4 | Open | 1988-01-01 | 10000 | Diesel | COMPARTMENT A | Single Walled | Fiberglass Reinforced Plastic | Pressure | Single Walled | Fiberglass Reinforced Plastic
0-003219 | CIRCLE K STORE #2709152 | 5105 E ELLIOT RD | PHOENIX | AZ | 85044 | Maricopa | 2 | Perm Closure | 1969-01-01 | 10000 | Gasoline | COMPARTMENT A | Single Walled | Fiberglass Reinforced Plastic |  |  |  | Removal | 1988-02-02
0-010312 | COSTCO WHOLESALE #1058 | 4570 E CACTUS RD | PHOENIX | AZ | 85032 | Maricopa | 1 | Open | 2009-06-16 | 30000 | Gasoline | COMPARTMENT A | Double Walled | Fiberglass Reinforced Plastic | Pressure | Double Walled | Fiberglass Reinforced Plastic
0-010317 | TERRIBLE HERBST #321 | 6501 SHOWPLACE AVE | LAKE HAVASU CITY | AZ | 86404 | Mohave | 4 | Open | 2009-09-01 | 10000 | Diesel | COMPARTMENT A | Double Walled | Fiberglass Reinforced Plastic | Pressure | Double Walled | Flexible
0-010317 | TERRIBLE HERBST #321 | 6501 SHOWPLACE AVE | LAKE HAVASU CITY | AZ | 86404 | Mohave | 2 | Open | 2009-09-01 | 10000 | Gasoline | COMPARTMENT A | Double Walled | Fiberglass Reinforced Plastic | Pressure | Double Walled | Flexible
0-004198 | ROWLEY PIPE LINES INC | 611 N GOLDEN KEY ST | GILBERT | AZ | 85233 | Maricopa | 3 | Perm Closure | 1984-05-05 | 1000 | Gasoline | COMPARTMENT A | Double Walled | Asphalt coated or Bare Steel |  |  |  | Removal | 1995-07-28
0-001868 | EXXON #7-0979 | 5102 W THOMAS RD | PHOENIX | AZ | 85031 | Maricopa | 1 | Perm Closure | 1964-01-01 | 6000 | Gasoline | COMPARTMENT A |  | Asphalt coated or Bare Steel | Pressure | Single Walled | Bare or Galvanized Steel | Removal | 1996-11-06
0-001868 | EXXON #7-0979 | 5102 W THOMAS RD | PHOENIX | AZ | 85031 | Maricopa | 5 | Perm Closure | 1964-01-01 | 550 | Used Oil/Waste Oil | COMPARTMENT A |  | Asphalt coated or Bare Steel |  |  |  | Removal | 1992-03-01
0-001868 | EXXON #7-0979 | 5102 W THOMAS RD | PHOENIX | AZ | 85031 | Maricopa | 8 | Perm Closure | 1997-01-27 | 10000 | Gasoline | COMPARTMENT A | Double Walled | Fiberglass Reinforced Plastic | Pressure | Double Walled | Fiberglass Reinforced Plastic | Removal | 2003-03-18
0-001280 | CIRCLE K #2700661 | 105 S MAIN ST | FLORENCE | AZ | 85132 | Pinal | 1 | Perm Closure | 1971-01-01 | 10000 | Gasoline | COMPARTMENT A |  | Asphalt coated or Bare Steel | Pressure |  | Fiberglass Reinforced Plastic | Removal | 1996-05-20
0-010403 | FIREBIRD FUEL CO | 941 W FAIRVIEW BUSINESS PARK PL | TUCSON | AZ | 85705 | Pima | 2 | Open | 2010-11-04 | 12000 | Diesel | COMPARTMENT A | Double Walled | Composite (Steel/Fiberglass) | Pressure | Double Walled | Fiberglass Reinforced Plastic
0-000949 | CARIOCA #10 | 3514 W CACTUS RD | PHOENIX | AZ | 85029 | Maricopa | 1 | Perm Closure | 1977-04-18 | 10000 | Gasoline | COMPARTMENT A | Single Walled | Asphalt coated or Bare Steel | Pressure |  | Fiberglass Reinforced Plastic | Removal | 1994-06-23
0-006486 | ASHBY FARMS LTD | 6205 N SARIVAL RD | LITCHFIELD PARK | AZ | 85340 | Maricopa | 1 | Perm Closure | 1976-10-12 | 3000 | Diesel | COMPARTMENT A | Unknown | Asphalt coated or Bare Steel |  |  |  | Removal | 1988-12-01
0-008637 | MOHAVE COUNTY PARCEL #308-06-058B | 4979 TENNESSEE AVE | CHLORIDE | AZ | 86431 | Mohave | 1 | Perm Closure | 2005-06-17 | 500 | Gasoline | COMPARTMENT A | Single Walled | Asphalt coated or Bare Steel |  |  |  | Closed in Place | 2014-04-23
0-003559 | HANSON PIPE AND PRECAST INC | 3450 N 27TH AVE | PHOENIX | AZ | 85017 | Maricopa | 1 | Perm Closure | 1985-01-01 | 1000 | Gasoline | COMPARTMENT A |  | Asphalt coated or Bare Steel | Pressure |  | Bare or Galvanized Steel | Removal | 1992-09-09
0-009977 | WATERS PROPERTY | 225 OLD WEST HWY | DUNCAN | AZ | 85534 | Greenlee | 1 | Perm Closure | 2005-06-17 | 500 | Gasoline | COMPARTMENT A |  | Asphalt coated or Bare Steel |  |  |  | Removal | 2004-03-17
0-010442 | QUIKTRIP STORE #1404 | 3720 S VAL VISTA DR | GILBERT | AZ | 85297 | Maricopa | 4 | Open | 2012-01-06 | 12000 | Diesel | COMPARTMENT A | Double Walled | Fiberglass Reinforced Plastic | Pressure | Double Walled | Fiberglass Reinforced Plastic
0-002185 | FIRE SUPPORT SERVICES | 2625 S 19TH AVE | PHOENIX | AZ | 85009 | Maricopa | 4 | Perm Closure | 1976-05-08 | 10000 | Gasoline | COMPARTMENT A | Unknown | Unknown |  |  |  | Removal | 1989-12-19
0-010452 | FRY'S FUEL CENTER #54 | 4235 E BELL RD | PHOENIX | AZ | 85032 | Maricopa | 1 | Open | 2012-06-01 | 20000 | Gasoline | COMPARTMENT A | Double Walled | Fiberglass Reinforced Plastic | Pressure | Double Walled | Fiberglass Reinforced Plastic
0-010487 | CORNVILLE COUNTRY MARKET PLACE | 1220 S EASTERN DR | CORNVILLE | AZ | 86325 | Yavapai | 1 | Open | 2013-11-14 | 12000 | Gasoline (UL) | COMPARTMENT A | Double Walled | Fiberglass Reinforced Plastic | Pressure | Double Walled | Fiberglass Reinforced Plastic
0-010487 | CORNVILLE COUNTRY MARKET PLACE | 1220 S EASTERN DR | CORNVILLE | AZ | 86325 | Yavapai | 2 | Open | 2013-11-14 | 4000 | Gasoline (PUL) | COMPARTMENT A | Double Walled | Fiberglass Reinforced Plastic | Pressure | Double Walled | Fiberglass Reinforced Plastic
0-010475 | COX COMMUNICATIONS ARIZONA LLC - FOWLER | 6915 W VAN BUREN ST | PHOENIX | AZ | 85043 | Maricopa | 1 | Perm Closure | 2013-08-14 | 300 | Diesel | COMPARTMENT A |  | Asphalt coated or Bare Steel |  |  |  | Removal | 2013-04-08
0-010480 | ESHOA FUEL FARM | 15879 N 80TH ST | SCOTTSDALE | AZ | 85260 | Maricopa | 1 | Open | 2006-09-28 | 15000 | Jet Fuel | COMPARTMENT A | Double Walled | Fiberglass Reinforced Plastic | Pressure | Double Walled | Flexible
0-010553 | QUIK TRIP #1463 | 6520 S I 19 FRONTAGE RD | TUCSON | AZ | 85756 | Pima | 2 | Open | 2015-06-15 | 20000 | Gasoline | COMPARTMENT A | Double Walled | Fiberglass Reinforced Plastic | Pressure | Double Walled | Fiberglass Reinforced Plastic
0-010553 | QUIK TRIP #1463 | 6520 S I 19 FRONTAGE RD | TUCSON | AZ | 85756 | Pima | 3 | Open | 2015-06-15 | 10000 | Gasoline (PUL) | COMPARTMENT A | Double Walled | Fiberglass Reinforced Plastic | Pressure | Double Walled | Fiberglass Reinforced Plastic
0-005041 | THRIFTWAY 3216 |  | WINSLOW |  |  | Navajo | 2 | Perm Closure | 1976-01-01 | 12000 | Gasoline | COMPARTMENT A |  | Asphalt coated or Bare Steel | Pressure |  |  | Removal | 2004-12-08
0-005114 | T & L CONVENIENCE | 411 N ARIZONA BLVD | COOLIDGE | AZ | 85128 | Pinal | 1 | Perm Closure | 1970-01-01 | 6000 | Gasoline | COMPARTMENT A |  | Asphalt coated or Bare Steel | Pressure |  |  | Removal | 1998-12-21
0-003745 | PHILLIPS 66 COMPANY #016875 | 7361 E BROADWAY BLVD | TUCSON | AZ | 85710 | Pima | 5 | Perm Closure | 1973-01-01 | 3000 | Gasoline | COMPARTMENT A | Single Walled | Asphalt coated or Bare Steel |  |  |  | Removal | 1986-03-06
0-007755 | RAYCO SCOTTSDALE CAR SERVICE | 7943 E MCDOWELL RD | SCOTTSDALE | AZ | 85257 | Maricopa | 1 | Perm Closure | 1979-01-01 | 500 | Used Oil/Waste Oil | COMPARTMENT A | Unknown | Asphalt coated or Bare Steel | Gravity Feed |  |  | Removal | 1994-06-29
0-003268 | FRYS FUEL CENTER #136 | 4301 W NORTHERN AVE | GLENDALE | AZ | 85301 | Maricopa | 1 | Perm Closure | 1972-01-01 | 8000 | Gasoline | COMPARTMENT A |  | Asphalt coated or Bare Steel | Pressure |  |  | Removal | 1988-11-30
0-007725 | DONALDSON EQUIPMENT SALES INC | 2149 W BUCKEYE RD | PHOENIX | AZ | 85009 | Maricopa | 1 | Perm Closure | 2005-06-17 | 500 | Kerosene | COMPARTMENT A | Unknown | Asphalt coated or Bare Steel | Suction - Check Valve at the Tank Top |  | Bare or Galvanized Steel | Removal | 1993-08-05
0-010494 | ROYAL MOTORS | 3369 W MCDOWELL RD | PHOENIX | AZ | 85009 | Maricopa | 2 | Perm Closure | 2014-04-02 | 8000 | Unidentified | COMPARTMENT A | Single Walled | Asphalt coated or Bare Steel |  |  |  | Removal | 2014-04-22
0-010506 | IRIS AUTO SERVICE | 51521 W HIGHWAY 60 | AGUILA | AZ | 85320 | Maricopa | 2 | Perm Closure | 2014-09-05 | 1000 | Gasoline | COMPARTMENT A |  | Asphalt coated or Bare Steel |  |  |  | Closed in Place | 2014-07-25
0-009554 | SUPERSTITION POLICE SUBSTANTION/FIRE STATION 212 | 2430 S ELLSWORTH RD | MESA | AZ | 85209 | Maricopa | 1 | Open | 1996-11-18 | 12000 | Gasoline | COMPARTMENT A | Double Walled | Fiberglass Reinforced Plastic | Suction - Check Valve at the Tank Top | Double Walled | Fiberglass Reinforced Plastic
0-000789 | JOHNSON ENTERPRISES | 1647 N ALMA SCHOOL RD | MESA | AZ | 85201 | Maricopa | 1 | Perm Closure | 1977-01-01 | 10000 | Diesel | COMPARTMENT A |  | Asphalt coated or Bare Steel |  |  |  | Removal | 1992-12-04
0-003104 | ARIZONA BEVERAGE DISTRIBUTING CO | 1625 S EUCLID AVE | TUCSON | AZ | 85713 | Pima | 1 | Perm Closure | 1986-05-02 | 6000 | Diesel | COMPARTMENT A | Double Walled | Asphalt coated or Bare Steel | Suction - Check Valve at the Tank Top |  | Fiberglass Reinforced Plastic | Removal | 1999-03-29
0-000394 | APS | 611 S BROAD ST | GLOBE | AZ | 85501 | Gila | 1 | Perm Closure | 1971-01-01 | 12000 | Unidentified | COMPARTMENT A | Single Walled | Asphalt coated or Bare Steel |  |  |  | Removal | 1988-07-29
0-004041 | RANCHO EL SOPORI |  | AMADO |  |  | Santa Cruz | 1 | Perm Closure | 1976-04-18 |  | Gasoline | COMPARTMENT A | Unknown | Asphalt coated or Bare Steel |  |  |  | Removal | 1984-01-01
0-010114 | SPEEDWAY STORE #2978 | 6225 W AJO HWY | TUCSON | AZ | 85735 | Pima | 1 | Open | 2002-10-13 | 6000 | Gasoline (PUL) | COMPARTMENT B | Double Walled | Fiberglass Reinforced Plastic | Pressure |  | Fiberglass Reinforced Plastic
0-002804 | WHITING STATION #131 | 3301 N HAYDEN RD | SCOTTSDALE | AZ | 85251 | Maricopa | 5 | Perm Closure | 1965-01-01 | 500 | Used Oil/Waste Oil | COMPARTMENT A | Single Walled | Asphalt coated or Bare Steel |  |  |  | Removal | 1998-04-13
0-000707 | 40TH STREET CHEVRON #308263 | 2711 S 40TH ST | PHOENIX | AZ | 85034 | Maricopa | 2 | Perm Closure | 2005-06-17 | 1000 | Unidentified | COMPARTMENT A |  | Asphalt coated or Bare Steel |  |  |  | Removal | 1990-11-28
0-001932 | MOUNT TIPTON SCHOOL |  | DOLAN SPRINGS |  |  | Mohave | 1 | Perm Closure | 1988-07-01 | 2000 | Gasoline | COMPARTMENT A |  | Asphalt coated or Bare Steel | Suction - Check Valve at the Tank Top |  |  | Removal | 1992-08-28
0-008224 | WHY CHEVRON # 315 | 201 S SONOYTA WAY | WHY | AZ | 85321 | Pima | 5 | Perm Closure | 1996-01-01 | 6000 | Gasoline | COMPARTMENT A | Double Walled | Fiberglass Reinforced Plastic |  |  |  | Removal | 2017-01-26
0-004313 | USDOI BR - STEWART MOUNTAIN DAM |  | MESA |  |  | Maricopa | 1 | Perm Closure | 1980-01-01 | 1000 | Gasoline | COMPARTMENT A | Single Walled | Asphalt coated or Bare Steel |  |  |  | Removal | 1986-03-01
0-010588 | FORMER TDOT WAREHOUSE | 509 N 7TH AVE | TUCSON | AZ | 85705 | Pima | 1 | Perm Closure | 2017-02-15 | 300 | Used Oil/Waste Oil | COMPARTMENT A |  | Asphalt coated or Bare Steel |  |  |  | Removal | 2017-01-04
0-010131 | LLANTERA LLAMAS | 10 W MAIN ST | AVONDALE | AZ | 85323 | Maricopa | 1 | Perm Closure | 2006-06-13 | 500 | Gasoline | COMPARTMENT A |  | Asphalt coated or Bare Steel |  |  |  | Removal | 2006-05-24
0-010135 | QUIKTRIP #444 | 1155 N 51ST AVE | PHOENIX | AZ | 85043 | Maricopa | 4 | Open | 2005-08-12 | 20000 | Diesel | COMPARTMENT A | Double Walled | Fiberglass Reinforced Plastic | Pressure | Double Walled | Flexible
0-010462 | FRYS FOOD & DRUG #72 | 87 E WILLIAMS FIELD RD | GILBERT | AZ | 85295 | Maricopa | 2 | Open | 2012-10-01 | 8000 | Gasoline | COMPARTMENT A | Double Walled | Fiberglass Reinforced Plastic | Pressure |  | Flexible
0-007387 | ARCO AM/PM #82524 | 2891 W VALENCIA RD | TUCSON | AZ | 85746 | Pima | 4 | Open | 1991-03-01 | 10000 | Gasoline | COMPARTMENT A | Double Walled | Fiberglass Reinforced Plastic | Pressure | Double Walled | Fiberglass Reinforced Plastic
0-009036 | WIESENHOFER PROPERTY/STATION | 11311 E GERMANN RD | CHANDLER | AZ | 85286 | Maricopa | 1 | Perm Closure | 2005-06-17 | 2000 | Gasoline | COMPARTMENT A | Unknown | Unknown |  |  |  | Removal | 1988-01-01
0-003114 | WALDO F MARION | 3317 N 16TH ST | PHOENIX | AZ | 85016 | Maricopa | 1 | Perm Closure | 2005-06-17 |  | Unidentified | COMPARTMENT A | Unknown | Unknown |  |  |  | Removal | 1988-07-19
0-002759 | JWJ CONTRACTING CO INC | 4525 E UNIVERSITY DR | PHOENIX | AZ | 85034 | Maricopa | 1 | Perm Closure | 1981-01-01 | 10000 | Diesel | COMPARTMENT A | Double Walled | Asphalt coated or Bare Steel | Pressure |  | Fiberglass Reinforced Plastic | Closed in Place | 1994-01-31
0-007257 | J C PENNEY #1480 | 4510 E CACTUS RD | PHOENIX | AZ | 85032 | Maricopa | 2 | Perm Closure | 1979-01-01 | 550 | Used Oil/Waste Oil | COMPARTMENT A | Unknown | Asphalt coated or Bare Steel | Gravity Feed |  | Bare or Galvanized Steel | Removal | 1993-03-16
0-010587 | CIRCLE K STORE #2741683 | 28472 N VISTANCIA BLVD | PEORIA | AZ | 85383 | Maricopa | 2 | Open | 2016-11-03 | 8000 | Gasoline (PUL) | COMPARTMENT A | Double Walled | Fiberglass Reinforced Plastic | Pressure | Double Walled | Fiberglass Reinforced Plastic
0-002334 | GOODYEAR TIRE CENTER #1996 | 4312 W OLIVE AVE | GLENDALE | AZ | 85302 | Maricopa | 1 | Perm Closure | 1981-04-15 | 500 | Used Oil/Waste Oil | COMPARTMENT A | Single Walled | Asphalt coated or Bare Steel |  |  |  | Removal | 1995-06-23
0-006523 | ROUND VALLEY GARAGE | 632 E MAIN ST | SPRINGERVILLE | AZ | 85938 | Apache | 1 | Perm Closure | 1986-09-21 | 550 | Used Oil/Waste Oil | COMPARTMENT A | Double Walled | Asphalt coated or Bare Steel |  |  |  | Removal | 1989-09-20
0-003504 | JERRY NELSON | 23036 N VIA VENTOSA | SCOTTSDALE | AZ | 85255 | Maricopa | 2 | Perm Closure | 1980-01-01 | 3000 | Gasoline | COMPARTMENT A |  | Asphalt coated or Bare Steel | Suction - Check Valve at the Tank Top |  |  | Removal | 1994-03-19
0-009321 | GIN'S OIL EXPRESS | 737 W SPEEDWAY BLVD | TUCSON | AZ | 85705 | Pima | 3 | Perm Closure | 2005-06-17 | 8000 | Gasoline | COMPARTMENT A | Unknown | Asphalt coated or Bare Steel |  |  |  | Removal | 1986-01-01
0-009321 | GIN'S OIL EXPRESS | 737 W SPEEDWAY BLVD | TUCSON | AZ | 85705 | Pima | 1 | Perm Closure | 2005-06-17 | 8000 | Gasoline | COMPARTMENT A | Unknown | Asphalt coated or Bare Steel |  |  |  | Removal | 1986-01-01
0-009660 | REEB FAMILY TRUST LLC | 3640 E MAIN ST | MESA | AZ | 85205 | Maricopa | 2 | Perm Closure | 1920-01-01 | 500 | Gasoline | COMPARTMENT A | Unknown | Asphalt coated or Bare Steel |  |  |  | Removal | 2000-09-14
0-008569 | RENTAL PROPERTY | 3306 W OSBORN RD | PHOENIX | AZ | 85017 | Maricopa | 2 | Perm Closure | 2005-06-17 |  | Unidentified | COMPARTMENT A | Double Walled | Asphalt coated or Bare Steel |  |  |  | Removal | 1995-06-01
0-006372 | ROCK HOUSE GROCERY |  | GLOBE |  |  | Gila | 2 | Perm Closure | 1964-09-18 | 800 | Gasoline | COMPARTMENT A | Double Walled | Asphalt coated or Bare Steel |  |  |  | Removal | 1990-03-27
0-007223 | RANDYS AUTO REPAIR | 429 E BROADWAY RD | MESA | AZ | 85204 | Maricopa | 1 | Perm Closure | 1981-01-01 | 3000 | Gasoline | COMPARTMENT A | Unknown | Asphalt coated or Bare Steel |  |  |  | Removal | 1991-04-04
0-007707 | CANYON WOOD SUPPLY | 1688 S MURDOCK RD | CAMP VERDE | AZ | 86322 | Yavapai | 1 | Perm Closure | 1976-05-01 | 1000 | Diesel | COMPARTMENT A | Double Walled | Asphalt coated or Bare Steel |  |  |  | Removal | 1993-02-02
0-005828 | BACA MASONRY CO INC | 7041 N CAMINO MARTIN | TUCSON | AZ | 85741 | Pima | 1 | Perm Closure | 1984-04-03 | 10000 | Gasoline | COMPARTMENT A | Unknown | Asphalt coated or Bare Steel |  |  |  | Removal | 1989-04-23
0-007650 | AT&T - KINGMAN - AZ2770 |  | GOLDEN VALLEY |  |  | Mohave | 1 | Perm Closure | 1965-01-01 | 8000 | Diesel | COMPARTMENT A | Unknown | Asphalt coated or Bare Steel |  |  |  | Removal | 1994-08-31
0-006882 | ATCHISON TOPEKA & SANTA FE |  | YUCCA |  |  | Mohave | 2 | Perm Closure | 2005-06-17 | 500 | Unidentified | COMPARTMENT A | Unknown | Unknown |  |  |  | Removal | 1990-07-16
0-000190 | ARIZONA DEPARTMENT OF PUBLIC SAFETY | 250 E COMMONWEALTH AVE | CHANDLER | AZ | 85225 | Maricopa | 1 | Perm Closure | 1966-01-01 | 10000 | Gasoline | COMPARTMENT A |  | Asphalt coated or Bare Steel |  |  |  | Removal | 1987-12-01
0-006024 | ACTION REDI MIX / PARKER BROS | 1943 W WILLIAMS DR | PHOENIX | AZ | 85027 | Maricopa | 2 | Perm Closure | 1978-01-01 | 8000 | Diesel | COMPARTMENT A | Single Walled | Asphalt coated or Bare Steel | Pressure | Single Walled | Bare or Galvanized Steel | Removal | 1997-12-17
0-000256 | ADOT - CLAYPOOL MAINTENANCE CAMP |  | CLAYPOOL |  |  | Gila | 1 | Perm Closure | 1963-01-01 | 2000 | Solvent | COMPARTMENT A | Single Walled | Asphalt coated or Bare Steel |  |  |  | Removal | 1990-01-01
0-007284 | 7-ELEVEN #27518 | 4840 N 67TH AVE | PHOENIX | AZ | 85033 | Maricopa | 1 | Perm Closure | 1986-10-10 | 10000 | Gasoline (PUL) | COMPARTMENT A | Single Walled | Fiberglass Reinforced Plastic | Pressure | Double Walled | Fiberglass Reinforced Plastic | Removal | 2014-06-10
0-001178 | CIRCLE K #109 | 702 E ROESER RD | PHOENIX | AZ | 85040 | Maricopa | 1 | Perm Closure | 1985-01-01 | 10000 | Gasoline | COMPARTMENT A | Double Walled | Fiberglass Reinforced Plastic | Suction - Check Valve at the Tank Top |  | Fiberglass Reinforced Plastic | Removal | 1992-12-01
0-001252 | CIRCLE K #537 | 11343 E APACHE TRL | APACHE JUNCTION | AZ | 85120 | Maricopa | 2 | Perm Closure | 1973-01-01 | 10000 | Gasoline | COMPARTMENT A |  | Asphalt coated or Bare Steel |  |  |  | Removal | 1991-07-16
0-001252 | CIRCLE K #537 | 11343 E APACHE TRL | APACHE JUNCTION | AZ | 85120 | Maricopa | 1 | Perm Closure | 1973-01-01 | 10000 | Gasoline | COMPARTMENT A |  | Asphalt coated or Bare Steel |  |  |  | Removal | 1991-07-16
0-003967 | CITY OF PRESCOTT - ENGINEERING SERVICES | 430 N VIRGINIA ST | PRESCOTT | AZ | 86301 | Yavapai | 1 | Perm Closure | 1936-01-01 | 700 | Gasoline | COMPARTMENT A | Single Walled | Asphalt coated or Bare Steel |  |  |  | Removal | 1989-12-01
0-009014 | CAMPBELL RANCH/FORMER STATION |  | SELIGMAN |  |  | Yavapai | 2 | Perm Closure | 2005-06-17 | 1000 | Gasoline | COMPARTMENT A | Double Walled | Asphalt coated or Bare Steel |  |  |  | Removal | 1996-11-18
0-008856 | BRENCO CARDLOCK | 940 W BIRCHWOOD AVE | MESA | AZ | 85210 | Maricopa | 2 | Perm Closure | 1996-01-15 | 12000 | Gasoline | COMPARTMENT A | Single Walled | Fiberglass Reinforced Plastic | Pressure | Double Walled | Fiberglass Reinforced Plastic | Removal | 2016-12-07
0-000779 | BROWN WHOLESALE ELECTRIC CO | 210 S 29TH ST | PHOENIX | AZ | 85034 | Maricopa | 1 | Perm Closure | 1976-01-01 | 3000 | Gasoline | COMPARTMENT A |  | Asphalt coated or Bare Steel |  |  |  | Removal | 1989-11-15
0-007750 | BEST WEST RV CENTER | 4648 NW GRAND AVE | GLENDALE | AZ | 85301 | Maricopa | 1 | Perm Closure | 1965-01-01 | 2000 | Gasoline | COMPARTMENT A | Unknown | Asphalt coated or Bare Steel |  |  |  | Removal | 1994-03-02
0-005713 | TRAILSIDE GENERAL STORE | 1644 S 7TH ST | PHOENIX | AZ | 85034 | Maricopa | 1 | Perm Closure | 1976-04-22 | 12000 | Gasoline | COMPARTMENT A | Unknown | Asphalt coated or Bare Steel | Pressure |  | Fiberglass Reinforced Plastic | Removal | 2002-08-16
0-005713 | TRAILSIDE GENERAL STORE | 1644 S 7TH ST | PHOENIX | AZ | 85034 | Maricopa | 3 | Perm Closure | 1976-04-22 | 3000 | Gasoline | COMPARTMENT A | Unknown | Asphalt coated or Bare Steel | Pressure |  | Fiberglass Reinforced Plastic | Removal | 2002-08-16
0-008929 | TRIENENS/BUDS SERVICE STATION | 1248 N STONE AVE | TUCSON | AZ | 85705 | Pima | 2 | Perm Closure | 1953-01-01 | 2000 | Gasoline | COMPARTMENT A |  | Asphalt coated or Bare Steel |  |  |  | Removal | 1996-09-18
0-004970 | ADIBA FAS FUEL | 8530 E SPEEDWAY BLVD | TUCSON | AZ | 85710 | Pima | 2 | Perm Closure | 1964-01-01 | 6000 | Gasoline | COMPARTMENT A |  | Asphalt coated or Bare Steel | Pressure |  |  | Removal | 1992-06-01
0-001881 | EXXON #7-2467 | 1215 W BROADWAY RD | MESA | AZ | 85202 | Maricopa | 3 | Perm Closure | 1984-01-01 | 8000 | Gasoline | COMPARTMENT A | Double Walled | Fiberglass Reinforced Plastic | Pressure |  | Fiberglass Reinforced Plastic | Removal | 1996-04-09
0-006857 | TEXACO #60-349-0330 | 13635 N 19TH AVE | PHOENIX | AZ | 85029 | Maricopa | 3 | Perm Closure | 1990-06-08 | 10000 | Gasoline | COMPARTMENT A | Double Walled | Fiberglass Reinforced Plastic | Pressure |  | Fiberglass Reinforced Plastic | Removal | 2002-11-21
0-008431 | MARICOPA CHEVRON | 19680 N JOHN WAYNE PKWY | MARICOPA | AZ | 85139 | Pinal | 4 | Open | 1994-08-01 | 10000 | Gasoline (UL) | COMPARTMENT A | Double Walled | Fiberglass Reinforced Plastic | Pressure | Double Walled | Fiberglass Reinforced Plastic
0-001788 | KEMPTON CHEVROLET | 601 W 5TH ST | SAFFORD | AZ | 85546 | Graham | 1 | Perm Closure | 1966-01-01 | 10000 | Gasoline | COMPARTMENT A | Single Walled | Asphalt coated or Bare Steel | Pressure | Single Walled | Fiberglass Reinforced Plastic | Removal | 2008-09-18
0-005116 | STOP BY #4 | 212 W FRONTIER ST | ELOY | AZ | 85131 | Pinal | 1 | Perm Closure | 1971-01-01 | 6000 | Gasoline | COMPARTMENT A | Single Walled | Asphalt coated or Bare Steel |  |  |  | Removal | 1988-11-01
0-004768 | SULPHUR SPRINGS VALLEY ELECTRIC | 285 W 5TH ST | BENSON | AZ | 85602 | Cochise | 1 | Perm Closure | 1966-02-12 | 1000 | Gasoline | COMPARTMENT A |  | Asphalt coated or Bare Steel |  |  |  | Removal | 1988-01-01
0-002892 | SUN WESTERN FLYERS | 3535 S FORTUNA AVE | YUMA | AZ | 85365 | Yuma | 4 | Perm Closure | 1982-01-01 | 12000 | Gasoline | COMPARTMENT A |  | Asphalt coated or Bare Steel | Pressure |  | Bare or Galvanized Steel | Removal | 2008-08-21
0-000564 | SPIRIT AVIATION | 1921 E FLIGHTLINE DR | TUCSON | AZ | 85756 | Pima | 2 | Perm Closure | 1968-08-26 |  | Gasoline | COMPARTMENT A | Single Walled | Asphalt coated or Bare Steel |  |  |  | Closed in Place | 1988-08-26
0-006198 | SIMON STORES CORPORATION | 7730 W INDIAN SCHOOL RD | PHOENIX | AZ | 85033 | Maricopa | 3 | Perm Closure | 1988-06-02 | 10000 | Gasoline | COMPARTMENT A | Single Walled | Fiberglass Reinforced Plastic | Pressure |  | Fiberglass Reinforced Plastic | Removal | 2014-08-26
0-006198 | SIMON STORES CORPORATION | 7730 W INDIAN SCHOOL RD | PHOENIX | AZ | 85033 | Maricopa | 4 | Perm Closure | 1988-06-02 | 10000 | Diesel | COMPARTMENT A | Single Walled | Fiberglass Reinforced Plastic | Pressure |  | Fiberglass Reinforced Plastic | Removal | 2014-08-26
0-004527 | SNOWFLAKE EXXON |  | SNOWFLAKE |  |  | Navajo | 1 | Perm Closure | 1972-04-29 | 4000 | Gasoline | COMPARTMENT A | Double Walled | Asphalt coated or Bare Steel |  |  |  | Removal | 1989-06-01
0-005704 | TAYLOR'S CAR WASH | 1145 W WICKENBURG WAY | WICKENBURG | AZ | 85390 | Maricopa | 1 | Open | 1973-01-01 | 10000 | Gasoline (UL) | COMPARTMENT A | Double Walled | Composite (Steel/Fiberglass) | Pressure | Single Walled | Fiberglass Reinforced Plastic
0-005607 | WESTBROOK VILLAGE COUNTRY CLUB | 19260 N WESTBROOK PKWY | PEORIA | AZ | 85382 | Maricopa | 2 | Perm Closure | 1983-10-15 | 1000 | Gasoline | COMPARTMENT A | Unknown | Asphalt coated or Bare Steel | Suction - Check Valve at the Tank Top |  | Fiberglass Reinforced Plastic | Removal | 1998-10-08
0-006796 | WESTERN SOD FARM | 29660 S TOLTEC BUTTES RD | ELOY | AZ | 85131 | Pinal | 2 | Perm Closure | 1982-01-01 | 4000 | Gasoline | COMPARTMENT A | Single Walled | Asphalt coated or Bare Steel | Suction - Check Valve at the Tank Top | Single Walled | Bare or Galvanized Steel | Closed in Place | 1990-02-01
0-007327 | WHITES BLACK GOLD UNION 7 | 501 S CALIFORNIA AVE | PARKER | AZ | 85344 | La Paz | 3 | Perm Closure | 1979-09-01 | 10000 | Gasoline | COMPARTMENT A | Double Walled | Asphalt coated or Bare Steel | Pressure |  |  | Removal | 1998-07-14
0-006546 | WHITING BROS STATION |  | KINGMAN |  |  | Mohave | 4 | Perm Closure | 2005-06-17 |  | Unidentified | COMPARTMENT A | Double Walled | Asphalt coated or Bare Steel |  |  |  | Removal | 1988-12-10
0-006330 | VALLEY FEED AND SEED | 1918 W VAN BUREN ST | PHOENIX | AZ | 85009 | Maricopa | 1 | Perm Closure | 1974-01-01 | 2500 | Gasoline | COMPARTMENT A | Double Walled | Asphalt coated or Bare Steel |  |  |  | Removal | 1990-01-10
0-003898 | PAYSON'S COUNTRY STORE | 709 S BEELINE HWY | PAYSON | AZ | 85541 | Gila | 4 | Perm Closure | 2005-06-17 | 10000 | Gasoline | COMPARTMENT A | Single Walled | Asphalt coated or Bare Steel |  |  |  | Removal | 1990-11-13
0-009210 | DOVER PROPERTY | 215 W SECOND ST | WINSLOW | AZ | 86047 | Navajo | 1 | Perm Closure | 1970-01-01 | 500 | Used Oil/Waste Oil | COMPARTMENT A | Double Walled | Fiberglass Reinforced Plastic |  |  |  | Removal | 1998-07-20
0-005879 | CITY OF PHOENIX - PARADISE VALLEY WATER EQUIPMENT YARD | 13215 N 35TH ST | PHOENIX | AZ | 85032 | Maricopa | 1 | Perm Closure | 1987-10-27 | 10000 | Gasoline | COMPARTMENT A | Double Walled | Fiberglass Reinforced Plastic | Pressure |  | Fiberglass Reinforced Plastic | Removal | 1999-03-17
0-001412 | CIRCLE K #1442 |  | STAR VALLEY |  |  | Gila | 3 | Perm Closure | 1981-01-01 | 10000 | Gasoline | COMPARTMENT A |  | Asphalt coated or Bare Steel | Pressure | Double Walled | Fiberglass Reinforced Plastic | Removal | 2005-09-18
0-001086 | SANDHU CHEVRON | 808 E BASELINE RD | TEMPE | AZ | 85283 | Maricopa | 8 | Open | 1993-10-29 | 10000 | Gasoline | COMPARTMENT A | Double Walled | Fiberglass Reinforced Plastic | Pressure | Double Walled | Fiberglass Reinforced Plastic
0-001675 | COURY BUICK-PONTIAC-GMC | 525 W MAIN ST | MESA | AZ | 85201 | Maricopa | 3 | Perm Closure | 1973-01-01 | 500 | Used Oil/Waste Oil | COMPARTMENT A |  | Asphalt coated or Bare Steel |  |  |  | Closed in Place | 1989-01-01
0-005424 | CIRCLE K #2862 | 2801 E THOMAS RD | PHOENIX | AZ | 85016 | Maricopa | 2 | Perm Closure | 1979-03-26 | 8000 | Gasoline | COMPARTMENT A | Double Walled | Asphalt coated or Bare Steel | Pressure |  | Fiberglass Reinforced Plastic | Removal | 2001-12-18
0-001054 | CHEVRON #9-8422 | 4990 N ORACLE RD | TUCSON | AZ | 85704 | Pima | 8 | Perm Closure | 1966-01-01 | 1000 | Used Oil/Waste Oil | COMPARTMENT A |  | Asphalt coated or Bare Steel | Gravity Feed | Single Walled | Bare or Galvanized Steel | Removal | 1986-08-04
0-007634 | TUNEUP MASTERS #603 | 1901 N SCOTTSDALE RD | SCOTTSDALE | AZ | 85257 | Maricopa | 2 | Perm Closure | 2005-06-17 | 6000 | Gasoline | COMPARTMENT A | Unknown | Unknown | Suction - Check Valve at the Tank Top |  |  | Removal | 1991-11-21
0-003795 | HARPER ENTERPRISES |  | SPRINGERVILLE |  |  | Apache | 3 | Perm Closure | 2005-06-17 | 10000 | Gasoline | COMPARTMENT A | Double Walled | Asphalt coated or Bare Steel |  |  |  | Removal | 1984-06-11
0-005104 | GRAHAM COUNTY - HIGHWAY DEPARTMENT | 3250 W 8TH ST | THATCHER | AZ | 85552 | Graham | 1 | Perm Closure | 1980-01-01 | 10000 | Gasoline | COMPARTMENT A |  | Asphalt coated or Bare Steel | Suction - Check Valve at the Tank Top |  |  | Removal | 1993-03-02
0-006893 | USPS - GREEN VALLEY | 50 E CONTINENTAL RD | GREEN VALLEY | AZ | 85614 | Pima | 1 | Perm Closure | 1988-11-01 | 10000 | Gasoline | COMPARTMENT A | Double Walled | Fiberglass Reinforced Plastic | Suction - Check Valve at the Tank Top | Double Walled |  | Removal | 1997-06-12
0-002289 | GILA COUNTY - SHERIFFS DEPARTMENT - ROOSEVELT |  | ROOSEVELT |  |  | Gila | 1 | Perm Closure | 2005-06-17 | 3000 | Gasoline | COMPARTMENT A | Single Walled | Asphalt coated or Bare Steel |  |  |  | Removal | 1994-12-29
0-005626 | FUELCO #110 | 9210 W VAN BUREN ST | TOLLESON | AZ | 85353 | Maricopa | 3 | Open | 1978-01-01 | 5000 | Diesel | COMPARTMENT A | Single Walled | Asphalt coated or Bare Steel | Pressure | Single Walled | Fiberglass Reinforced Plastic
0-005626 | FUELCO #110 | 9210 W VAN BUREN ST | TOLLESON | AZ | 85353 | Maricopa | 5 | Open | 1990-01-16 | 4000 | Diesel | COMPARTMENT A | Single Walled | Asphalt coated or Bare Steel | Pressure | Single Walled | Fiberglass Reinforced Plastic
0-001727 | G & C OIL COMPANY | 207 E 8TH ST | SAFFORD | AZ | 85546 | Graham | 1 | Perm Closure | 1975-01-01 | 12000 | Gasoline | COMPARTMENT A |  | Asphalt coated or Bare Steel | Pressure |  |  | Removal | 1993-04-15
0-006203 | GATEWAY COMMUNITY COLLEGE | 108 N 40TH ST | PHOENIX | AZ | 85034 | Maricopa | 1 | Perm Closure | 1989-01-01 | 500 | Used Oil/Waste Oil | COMPARTMENT A | Double Walled | Fiberglass Reinforced Plastic |  |  |  | Removal | 1995-08-22
0-009248 | QUICK'S SERVICE CENTER | 590 S MCNAB PKWY | SAN MANUEL | AZ | 85631 | Pinal | 3 | Temp Closure | 1976-01-01 | 4000 | Diesel | COMPARTMENT A | Single Walled | Asphalt coated or Bare Steel | Pressure |  |  |  | 2007-08-09
0-008917 | LAKEY TIRE | 965 S 4TH AVE | YUMA | AZ | 85364 | Yuma | 1 | Perm Closure | 1971-01-01 | 1000 | Gasoline | COMPARTMENT A | Single Walled | Asphalt coated or Bare Steel | Gravity Feed | Single Walled | Bare or Galvanized Steel | Removal | 1995-05-02
0-008917 | LAKEY TIRE | 965 S 4TH AVE | YUMA | AZ | 85364 | Yuma | 2 | Perm Closure | 1971-01-01 | 500 | Used Oil/Waste Oil | COMPARTMENT A | Single Walled | Asphalt coated or Bare Steel | Gravity Feed | Single Walled | Bare or Galvanized Steel | Removal | 1995-05-02
0-003015 | DON MACKEY OLDSMOBILE-CADILLAC-GMC - FORMER | 2121 E BROADWAY BLVD | TUCSON | AZ | 85719 | Pima | 1 | Perm Closure | 1956-01-01 | 2000 | New Oil | COMPARTMENT A | Single Walled | Concrete |  |  |  | Removal | 1988-12-01
0-003015 | DON MACKEY OLDSMOBILE-CADILLAC-GMC - FORMER | 2121 E BROADWAY BLVD | TUCSON | AZ | 85719 | Pima | 2 | Perm Closure | 1956-01-01 | 2000 | Used Oil/Waste Oil | COMPARTMENT A | Single Walled | Concrete |  |  |  | Removal | 1988-12-01
0-007580 | PEORIA UNIFIED SCHOOL DISTRICT #11 | 11251 N 67TH AVE | GLENDALE | AZ | 85304 | Maricopa | 1 | Perm Closure | 1978-01-01 | 10000 | Diesel | COMPARTMENT A |  | Fiberglass Reinforced Plastic | Pressure | Double Walled | Fiberglass Reinforced Plastic | Removal | 2005-07-20
0-003056 | MARICOPA WELLS MIDDLE SCHOOL | 45012 W HONEYCUTT AVE | MARICOPA | AZ | 85139 | Pinal | 3 | Perm Closure | 1966-01-01 | 10000 | Diesel | COMPARTMENT A | Single Walled | Asphalt coated or Bare Steel | Suction - Check Valve at the Tank Top | Single Walled | Bare or Galvanized Steel | Removal | 1996-03-27
0-003056 | MARICOPA WELLS MIDDLE SCHOOL | 45012 W HONEYCUTT AVE | MARICOPA | AZ | 85139 | Pinal | 1 | Perm Closure | 1966-01-01 | 2000 | Gasoline | COMPARTMENT A | Single Walled | Asphalt coated or Bare Steel | Suction - Check Valve at the Tank Top | Single Walled | Bare or Galvanized Steel | Removal | 1996-03-27
0-005832 | FLAGSTAFF UNIFIED SCHOOL DISTRICT #1 - MAINTENANCE STORAGE | 505 W COCONINO AVE | FLAGSTAFF | AZ | 86001 | Coconino | 2 | Perm Closure | 2005-06-17 | 2000 | Gasoline | COMPARTMENT A | Unknown | Unknown |  |  |  | Removal | 1985-12-01
0-003097 | FIVE RIVERS CATTLE FEEDING | 34673 E COUNTY 9TH ST | WELLTON | AZ | 85356 | Yuma | 5 | Perm Closure | 1976-01-01 | 12000 | Diesel | COMPARTMENT A | Double Walled | Asphalt coated or Bare Steel |  |  |  | Removal | 1991-04-03
0-003097 | FIVE RIVERS CATTLE FEEDING | 34673 E COUNTY 9TH ST | WELLTON | AZ | 85356 | Yuma | 9 | Perm Closure | 1988-01-01 | 10000 | Gasoline | COMPARTMENT A | Double Walled | Composite (Steel/Fiberglass) | Pressure |  | Fiberglass Reinforced Plastic | Removal | 1998-05-21
0-000212 | ADPS - DATELAND |  | DATELAND |  |  | Yuma | 1 | Perm Closure | 2005-06-17 | 10000 | Gasoline | COMPARTMENT A | Unknown | Unknown |  |  |  | Removal | 1990-09-01
0-008193 | WESTERN FARM SERVICE DESERT DIVISION - SOMERTON | 1509 E MAIN ST | SOMERTON | AZ | 85350 | Yuma | 2 | Perm Closure | 1981-06-01 | 10000 | Gasoline | COMPARTMENT A | Unknown | Fiberglass Reinforced Plastic | Suction - Check Valve at the Tank Top |  | Fiberglass Reinforced Plastic | Removal | 1993-04-16
0-002923 | LITTLE GERMANY INC | 5235 E SPEEDWAY BLVD | TUCSON | AZ | 85712 | Pima | 1 | Perm Closure | 1979-01-01 | 350 | Used Oil/Waste Oil | COMPARTMENT A |  | Asphalt coated or Bare Steel | Gravity Feed |  |  | Removal | 1993-09-23
0-002976 | LLOYD CONST CON INC | 25 E RILLITO ST | TUCSON | AZ | 85705 | Pima | 1 | Perm Closure | 1973-03-18 | 1000 | Gasoline | COMPARTMENT A | Double Walled | Composite (Steel/Fiberglass) | Suction - Check Valve at the Tank Top | Double Walled |  | Removal | 1994-08-24
0-002763 | K & L DAIRY LTD | 13433 E QUEEN CREEK RD | CHANDLER | AZ | 85249 | Maricopa | 1 | Perm Closure | 1979-06-30 | 1000 | Gasoline | COMPARTMENT A | Double Walled | Asphalt coated or Bare Steel | Suction - Check Valve at the Tank Top |  | Bare or Galvanized Steel | Removal | 1993-03-30
0-000791 | CAMP VERDE WATER SYSTEM | 499 S 6TH ST | CAMP VERDE | AZ | 86322 | Yavapai | 2 | Perm Closure | 1976-01-01 | 5000 | Gasoline | COMPARTMENT A |  | Asphalt coated or Bare Steel | Suction - Check Valve at the Tank Top |  |  | Removal | 1991-10-09
0-002774 | MANGUM CAMP |  | BIG SPRINGS |  |  | Coconino | 4 | Perm Closure | 1978-04-22 | 4000 | Diesel | COMPARTMENT A | Double Walled | Asphalt coated or Bare Steel |  |  |  | Removal | 1989-11-01
0-008327 | HUALAPAI VALLEY FIRE DEPT | 2485 E NORTHERN AVE | KINGMAN | AZ | 86409 | Mohave | 1 | Perm Closure | 2005-06-17 | 1000 | Gasoline | COMPARTMENT A | Unknown | Unknown | Suction - Check Valve at the Tank Top |  |  | Removal | 1994-04-13
0-002548 | HUMBOLDT UNIFIED SCHOOL DISTRICT #22 |  | DEWEY |  |  | Yavapai | 2 | Perm Closure | 1981-04-14 | 5000 | Diesel | COMPARTMENT A | Unknown | Asphalt coated or Bare Steel |  |  |  | Removal | 1987-07-01
0-009046 | I-10 FARMS |  | HARQUAHALA VALLEY |  |  | Maricopa | 3 | Perm Closure | 2005-06-17 | 10000 | Gasoline | COMPARTMENT A | Unknown | Asphalt coated or Bare Steel |  |  |  | Removal | 1997-06-18
0-007971 | PHOENIX, CITY OF - PARKING GARAGE | 1 N 1ST ST | PHOENIX | AZ | 85004 | Maricopa | 1 | Perm Closure | 2005-06-17 | 2000 | Gasoline | COMPARTMENT A | Double Walled | Asphalt coated or Bare Steel |  |  |  | Removal | 1992-09-11
0-006432 | INDEPENDENT GARAGE | 18556 W HWY 70 | FORT THOMAS | AZ | 85536 | Graham | 3 | Perm Closure | 1950-01-01 | 1000 | Gasoline | COMPARTMENT A | Double Walled | Asphalt coated or Bare Steel |  |  |  | Closed in Place | 1989-01-01
0-001554 | SUDDATH RELOCATION SYSTEMS OF ARIZONA | 3600 E 36TH ST | TUCSON | AZ | 85713 | Pima | 1 | Perm Closure | 1975-01-01 | 9000 | Gasoline | COMPARTMENT A | Single Walled | Asphalt coated or Bare Steel |  |  |  | Removal | 1989-07-31
0-002437 | 89ER TRUCK STOP |  | PEEPLES VALLEY |  |  | Yavapai | 2 | Perm Closure | 1958-05-26 | 5000 | Diesel | COMPARTMENT A | Single Walled | Asphalt coated or Bare Steel |  |  |  | Removal | 1991-11-25
0-001173 | CIRCLE K #65 - FORMER | 6416 S 12TH AVE | TUCSON | AZ | 85706 | Pima | 2 | Perm Closure | 1968-01-01 | 10000 | Gasoline | COMPARTMENT A |  | Asphalt coated or Bare Steel | Pressure |  |  | Removal | 1992-06-17
0-002922 | HD SUPPLY AZ018-6651 | 941 E 19TH ST | TUCSON | AZ | 85719 | Pima | 2 | Perm Closure | 2005-06-17 | 4000 | Gasoline | COMPARTMENT A | Single Walled | Asphalt coated or Bare Steel |  |  |  | Removal | 1989-04-05
0-005199 | TUCSON TRUCK TERMINAL | 5451 E BENSON HWY | TUCSON | AZ | 85756 | Pima | 25 | Perm Closure | 1978-01-01 | 12000 | Diesel | COMPARTMENT A | Single Walled | Asphalt coated or Bare Steel | Pressure | Double Walled | Flexible | Removal | 2017-06-28
0-005199 | TUCSON TRUCK TERMINAL | 5451 E BENSON HWY | TUCSON | AZ | 85756 | Pima | 18 | Perm Closure | 1973-01-01 | 10000 | Diesel | COMPARTMENT A |  | Asphalt coated or Bare Steel |  |  |  | Removal | 1986-07-03
0-005199 | TUCSON TRUCK TERMINAL | 5451 E BENSON HWY | TUCSON | AZ | 85756 | Pima | 20 | Perm Closure | 1973-01-01 | 10000 | Diesel | COMPARTMENT A |  | Asphalt coated or Bare Steel |  |  |  | Removal | 1986-07-03
0-005199 | TUCSON TRUCK TERMINAL | 5451 E BENSON HWY | TUCSON | AZ | 85756 | Pima | 24 | Perm Closure | 1978-01-01 | 12000 | Diesel | COMPARTMENT A | Single Walled | Asphalt coated or Bare Steel | Pressure | Double Walled | Flexible | Removal | 2017-05-12
0-005199 | TUCSON TRUCK TERMINAL | 5451 E BENSON HWY | TUCSON | AZ | 85756 | Pima | 21 | Perm Closure | 1978-01-01 | 12000 | Diesel | COMPARTMENT A | Single Walled | Asphalt coated or Bare Steel | Pressure | Double Walled | Flexible | Removal | 2017-05-12
0-004949 | TEXACO #60-351-1030 | 8400 E BROADWAY BLVD | TUCSON | AZ | 85710 | Pima | 5 | Perm Closure | 1984-05-07 | 550 | Used Oil/Waste Oil | COMPARTMENT A | Unknown | Fiberglass Reinforced Plastic | Gravity Feed |  | Fiberglass Reinforced Plastic | Removal | 2002-11-26
0-008745 | MOUNTAIN STATES R & D INTERNATIONAL INC | 13801 E BENSON HWY | VAIL | AZ | 85641 | Pima | 3 | Perm Closure | 1982-01-01 | 10000 | Diesel | COMPARTMENT A | Unknown | Asphalt coated or Bare Steel | Pressure |  |  | Removal | 1998-12-09
0-007316 | USDOJ FCI - TUCSON | 8901 S WILMOT RD | TUCSON | AZ | 85756 | Pima | 2 | Perm Closure | 1986-01-01 | 4000 | Diesel | COMPARTMENT A | Unknown | Asphalt coated or Bare Steel | Suction - Check Valve at the Tank Top |  |  | Removal | 1996-12-02
0-002906 | L&M GAS & OIL COMPANY | 2204 W SECOND ST | WINSLOW | AZ | 86047 | Navajo | 1 | Perm Closure | 1976-01-01 | 10000 | Gasoline | COMPARTMENT A |  | Asphalt coated or Bare Steel |  |  |  | Removal | 1996-12-06
0-002906 | L&M GAS & OIL COMPANY | 2204 W SECOND ST | WINSLOW | AZ | 86047 | Navajo | 5 | Perm Closure | 1976-01-01 | 250 | Used Oil/Waste Oil | COMPARTMENT A | Unknown | Unknown |  |  |  | Removal | 1996-12-06
0-002906 | L&M GAS & OIL COMPANY | 2204 W SECOND ST | WINSLOW | AZ | 86047 | Navajo | 2 | Perm Closure | 1976-01-01 | 10000 | Gasoline | COMPARTMENT A |  | Asphalt coated or Bare Steel |  |  |  | Removal | 1996-12-06
0-008789 | KEN & MEL'S EXXON | 52 LAKE HAVASU AVE S | LAKE HAVASU CITY | AZ | 86403 | Mohave | 5 | Perm Closure | 2005-06-17 | 550 | Used Oil/Waste Oil | COMPARTMENT A | Unknown | Asphalt coated or Bare Steel | Gravity Feed |  |  | Removal | 1999-10-05
0-002573 | FOOTHILLS GOLF CLUB | 2201 E CLUBHOUSE DR | PHOENIX | AZ | 85048 | Maricopa | 5 | Perm Closure | 1950-01-01 | 500 | Diesel | COMPARTMENT A | Single Walled | Asphalt coated or Bare Steel |  |  |  | Removal | 1989-04-04
0-002573 | FOOTHILLS GOLF CLUB | 2201 E CLUBHOUSE DR | PHOENIX | AZ | 85048 | Maricopa | 13 | Perm Closure | 1950-01-01 | 10000 | Diesel | COMPARTMENT A | Single Walled | Asphalt coated or Bare Steel |  |  |  | Removal | 1986-07-01
0-002573 | FOOTHILLS GOLF CLUB | 2201 E CLUBHOUSE DR | PHOENIX | AZ | 85048 | Maricopa | 14 | Perm Closure | 1950-01-01 | 10000 | Diesel | COMPARTMENT A | Single Walled | Asphalt coated or Bare Steel |  |  |  | Removal | 1986-07-01
0-002573 | FOOTHILLS GOLF CLUB | 2201 E CLUBHOUSE DR | PHOENIX | AZ | 85048 | Maricopa | 6 | Perm Closure | 1950-01-01 | 7500 | Gasoline | COMPARTMENT A | Single Walled | Asphalt coated or Bare Steel |  |  |  | Removal | 1987-10-01
0-002573 | FOOTHILLS GOLF CLUB | 2201 E CLUBHOUSE DR | PHOENIX | AZ | 85048 | Maricopa | 7 | Perm Closure | 1950-01-01 | 1000 | Gasoline | COMPARTMENT A | Single Walled | Asphalt coated or Bare Steel |  |  |  | Removal | 1987-10-01
0-002573 | FOOTHILLS GOLF CLUB | 2201 E CLUBHOUSE DR | PHOENIX | AZ | 85048 | Maricopa | 2 | Perm Closure | 1950-01-01 | 1000 | Gasoline | COMPARTMENT A | Single Walled | Asphalt coated or Bare Steel |  |  |  | Removal | 1989-03-08
0-000881 | TEXACO #60-349-0321 | 812 E UNIVERSITY DR | MESA | AZ | 85203 | Maricopa | 3 | Perm Closure | 1978-01-01 | 10000 | Gasoline | COMPARTMENT A |  | Asphalt coated or Bare Steel | Pressure |  |  | Removal | 1992-06-01
0-000881 | TEXACO #60-349-0321 | 812 E UNIVERSITY DR | MESA | AZ | 85203 | Maricopa | 2 | Perm Closure | 1964-01-01 | 10000 | Gasoline | COMPARTMENT A |  | Asphalt coated or Bare Steel | Pressure |  |  | Removal | 1992-06-01
0-005575 | YAVAPAI COUNTY - FLEET MANAGEMENT | 810 WHIPPLE ST | PRESCOTT | AZ | 86301 | Yavapai | 3 | Perm Closure | 1983-04-10 | 1000 | Used Oil/Waste Oil | COMPARTMENT A | Unknown | Fiberglass Reinforced Plastic | Gravity Feed |  |  | Removal | 1994-10-27
0-006731 | AVFLIGHT MESA | 4766 E FALCON DR | MESA | AZ | 85215 | Maricopa | 6 | Open | 2020-11-03 | 12000 | Jet A (Kerosene-type Jet Fuel) | COMPARTMENT A | Double Walled | Fiberglass Reinforced Plastic
0-000994 | NESBITT CONTRACTING COMPANY | 100 S PRICE RD | TEMPE | AZ | 85281 | Maricopa | 6 | Perm Closure | 1980-01-01 | 1000 | Used Oil/Waste Oil | COMPARTMENT A |  | Asphalt coated or Bare Steel | Gravity Feed | Single Walled | Bare or Galvanized Steel | Removal | 1996-09-26
0-000994 | NESBITT CONTRACTING COMPANY | 100 S PRICE RD | TEMPE | AZ | 85281 | Maricopa | 1 | Perm Closure | 1976-01-01 | 8000 | Diesel | COMPARTMENT A | Single Walled | Asphalt coated or Bare Steel | Suction - Check Valve at the Tank Top | Single Walled | Bare or Galvanized Steel | Removal | 1991-10-10
0-004287 | SRP - POWER CONSTRUCTION & MAINTENANCE | 1100 N PROJECT DR | TEMPE | AZ | 85281 | Maricopa | 8 | Perm Closure | 1995-01-07 | 280 | Used Oil/Waste Oil | COMPARTMENT A | Unknown | Asphalt coated or Bare Steel |  |  |  | Removal | 1990-09-25
0-002807 | WHITING STATION #35 | 5214 NW GRAND AVE | GLENDALE | AZ | 85301 | Maricopa | 2 | Perm Closure | 1971-04-09 | 8000 | Gasoline | COMPARTMENT A | Single Walled | Asphalt coated or Bare Steel |  |  |  | Removal | 1988-07-01
0-004384 | SCHURGIN PROPERTY | 1530 E WASHINGTON ST | PHOENIX | AZ | 85034 | Maricopa | 1 | Perm Closure | 1966-05-08 | 4000 | Gasoline | COMPARTMENT A | Unknown | Asphalt coated or Bare Steel |  |  |  | Removal | 1989-10-18
0-003194 | MOBIL 18-574 | 2649 W INDIAN SCHOOL RD | PHOENIX | AZ | 85017 | Maricopa | 4 | Perm Closure | 1988-07-01 | 10000 | Gasoline | COMPARTMENT A |  | Fiberglass Reinforced Plastic | Pressure |  |  | Removal | 1991-05-30
0-003194 | MOBIL 18-574 | 2649 W INDIAN SCHOOL RD | PHOENIX | AZ | 85017 | Maricopa | 5 | Perm Closure | 1988-07-01 | 10000 | Gasoline | COMPARTMENT A |  | Fiberglass Reinforced Plastic | Pressure |  |  | Removal | 1991-05-30
0-003194 | MOBIL 18-574 | 2649 W INDIAN SCHOOL RD | PHOENIX | AZ | 85017 | Maricopa | 3 | Perm Closure | 1972-01-01 | 6000 | Gasoline | COMPARTMENT A |  | Asphalt coated or Bare Steel | Pressure |  |  | Removal | 1988-06-30
0-006371 | EAGLE STAR FENCE AMERICAN EAGLE | 47 S 113TH WAY | APACHE JUNCTION | AZ | 85120 | Maricopa | 2 | Perm Closure | 1973-01-01 | 12000 | Gasoline | COMPARTMENT A | Single Walled | Asphalt coated or Bare Steel | Suction - Check Valve at the Tank Top |  |  | Removal | 1993-05-18
0-005129 | TRI-CITY REDI-MIX | 2128 E 1ST ST | TEMPE | AZ | 85281 | Maricopa | 3 | Perm Closure | 1971-01-08 | 4000 | Diesel | COMPARTMENT A | Unknown | Asphalt coated or Bare Steel |  |  |  | Removal | 1990-09-25
0-005062 | REDDAWAY - PHOENIX TERMINAL | 3045 S 43RD AVE | PHOENIX | AZ | 85009 | Maricopa | 5 | Open | 1988-07-01 | 18000 | Diesel #2 | COMPARTMENT A | Double Walled | Fiberglass Reinforced Plastic | Pressure |  | Fiberglass Reinforced Plastic
0-001877 | AUTO REPAIR N GAS | 7504 W GLENDALE AVE | GLENDALE | AZ | 85303 | Maricopa | 4 | Perm Closure | 1970-01-01 | 1000 | Used Oil/Waste Oil | COMPARTMENT A |  | Asphalt coated or Bare Steel | Pressure | Single Walled | Bare or Galvanized Steel | Removal | 1991-11-04
0-000590 | CABLE SYSTEMS INTERNATIONAL | 505 N 51ST AVE | PHOENIX | AZ | 85043 | Maricopa | 13 | Perm Closure | 1988-04-01 | 10000 | Gasoline | COMPARTMENT A | Double Walled | Fiberglass Reinforced Plastic | Pressure | Double Walled | Fiberglass Reinforced Plastic | Removal | 2006-02-09
0-003900 | PIERCE AVIATION | 8603 S US HIGHWAY 85 | BUCKEYE | AZ | 85326 | Maricopa | 2 | Perm Closure | 1967-01-01 | 5000 | Gasoline | COMPARTMENT A | Single Walled | Asphalt coated or Bare Steel | Suction - Check Valve at the Tank Top |  | Bare or Galvanized Steel | Removal | 1993-03-23
0-003862 | CITY OF PHOENIX - EQUIPMENT MANAGEMENT | 2441 S 22ND AVE | PHOENIX | AZ | 85009 | Maricopa | 10 | Perm Closure | 1974-01-01 | 10000 | Other | COMPARTMENT A | Single Walled | Asphalt coated or Bare Steel | Pressure | Single Walled | Bare or Galvanized Steel | Removal | 1993-04-01
0-003862 | CITY OF PHOENIX - EQUIPMENT MANAGEMENT | 2441 S 22ND AVE | PHOENIX | AZ | 85009 | Maricopa | 16 | Open | 1993-06-01 | 2500 | Other | COMPARTMENT A | Double Walled | Fiberglass Reinforced Plastic | Pressure | Double Walled | Fiberglass Reinforced Plastic
0-003971 | PROFESSIONAL AUTO REPAIR | Z | BUCKEYE | AZ | 85326 | Maricopa | 2 | Perm Closure | 2005-06-17 | 4000 | Gasoline | COMPARTMENT A | Single Walled | Asphalt coated or Bare Steel |  |  |  | Removal | 1997-08-05
0-005631 | FUELCO #105 | 3202 W VAN BUREN ST | PHOENIX | AZ | 85009 | Maricopa | 4 | Perm Closure | 1978-05-01 | 7500 | Gasoline | COMPARTMENT A | Double Walled | Asphalt coated or Bare Steel | Suction - Check Valve at the Tank Top |  | Fiberglass Reinforced Plastic | Removal | 1993-08-25
0-005631 | FUELCO #105 | 3202 W VAN BUREN ST | PHOENIX | AZ | 85009 | Maricopa | 2 | Perm Closure | 1978-05-01 | 10000 | Gasoline | COMPARTMENT A | Double Walled | Asphalt coated or Bare Steel | Suction - Check Valve at the Tank Top |  | Fiberglass Reinforced Plastic | Removal | 1993-08-25
0-005631 | FUELCO #105 | 3202 W VAN BUREN ST | PHOENIX | AZ | 85009 | Maricopa | 3 | Perm Closure | 1984-05-01 | 3000 | Gasoline | COMPARTMENT A | Double Walled | Asphalt coated or Bare Steel | Suction - Check Valve at the Tank Top |  | Fiberglass Reinforced Plastic | Removal | 1993-08-25
0-000499 | CIRCLE K TERMINAL LLC | 5333 W VAN BUREN ST | PHOENIX | AZ | 85043 | Maricopa | 1 | Perm Closure | 1958-01-01 | 4000 | New Oil | COMPARTMENT A | Single Walled | Asphalt coated or Bare Steel |  |  |  | Closed in Place | 1978-01-01
0-002990 | PAINTED ROCK DAM |  | GILA BEND |  |  | Maricopa | 4 | Perm Closure | 1966-06-01 | 250 | Unidentified | COMPARTMENT A | Double Walled | Asphalt coated or Bare Steel |  |  |  | Removal | 1994-08-09
0-008471 | FRYS FUEL CENTER #627 | 9970 S RURAL RD | TEMPE | AZ | 85284 | Maricopa | 2 | Open | 1994-05-23 | 10000 | Gasoline | COMPARTMENT A | Double Walled | Fiberglass Reinforced Plastic | Pressure | Double Walled | Fiberglass Reinforced Plastic
0-004867 | KEN MCDONALD GOLF COURSE | 800 E DIVOT DR | TEMPE | AZ | 85283 | Maricopa | 2 | Perm Closure | 1982-06-19 | 5000 | Gasoline | COMPARTMENT A |  | Asphalt coated or Bare Steel |  |  |  | Removal | 1996-05-17
0-004867 | KEN MCDONALD GOLF COURSE | 800 E DIVOT DR | TEMPE | AZ | 85283 | Maricopa | 1 | Perm Closure | 1982-06-19 | 2000 | Diesel | COMPARTMENT A |  | Asphalt coated or Bare Steel |  |  |  | Removal | 1996-05-17
0-008873 | GOOD 2 GO STORES #508 | 3179 WILLOW CREEK RD | PRESCOTT | AZ | 86301 | Yavapai | 1 | Open | 1996-03-01 | 12000 | Diesel | COMPARTMENT A | Single Walled | Fiberglass Reinforced Plastic | Pressure | Double Walled | Fiberglass Reinforced Plastic
0-002016 | CIRCLE K #5401 | 417 S DOBSON RD | MESA | AZ | 85202 | Maricopa | 5 | Perm Closure | 1967-01-01 | 3000 | Gasoline | COMPARTMENT A |  | Asphalt coated or Bare Steel | Pressure | Single Walled | Bare or Galvanized Steel | Removal | 1998-07-30
0-002070 | QUICK MART #3 | 1140 S 4TH AVE | TUCSON | AZ | 85701 | Pima | 2 | Perm Closure | 1983-04-28 | 10000 | Gasoline | COMPARTMENT A | Double Walled | Asphalt coated or Bare Steel | Pressure |  |  | Removal | 1998-08-31
0-001003 | CITY OF CHANDLER - INTEL WATER PRODUCTION WELL | 600 N RURAL RD | CHANDLER | AZ | 85226 | Maricopa | 1 | Perm Closure | 1986-01-01 | 2500 | Diesel | COMPARTMENT A | Double Walled | Fiberglass Reinforced Plastic | Suction - Check Valve at the Dispenser |  | Copper | Closed in Place | 2019-09-26
0-008310 | BEARDSLEY NURSERY - FORMER | 19500 NW GRAND AVE | SUN CITY WEST | AZ | 85375 | Maricopa | 1 | Perm Closure | 2005-06-17 | 8000 | Gasoline | COMPARTMENT A | Double Walled | Asphalt coated or Bare Steel | Suction - Check Valve at the Tank Top |  | Bare or Galvanized Steel | Removal | 1994-06-02
0-008435 | PHOENIX INDIAN MEDICAL CENTER | 4212 N 16TH ST | PHOENIX | AZ | 85016 | Maricopa | 1 | Perm Closure | 1979-01-01 | 12000 | Diesel | COMPARTMENT A |  | Asphalt coated or Bare Steel |  |  |  | Removal | 1995-02-15
0-000153 | USARMY - FORT HUACHUCA |  | FORT HUACHUCA |  |  | Cochise | 66 | Perm Closure | 2005-06-17 | 600 | Gasoline | COMPARTMENT A | Single Walled | Asphalt coated or Bare Steel |  |  |  | Removal | 1995-06-06
0-000153 | USARMY - FORT HUACHUCA |  | FORT HUACHUCA |  |  | Cochise | 76 | Perm Closure | 1987-01-01 | 500 | Jet Fuel | COMPARTMENT A | Double Walled | Fiberglass Reinforced Plastic | Pressure | Double Walled | Fiberglass Reinforced Plastic | Removal | 1998-03-24
0-000153 | USARMY - FORT HUACHUCA |  | FORT HUACHUCA |  |  | Cochise | 70 | Open | 1994-11-01 | 10000 | Gasoline | COMPARTMENT A | Double Walled | Fiberglass Reinforced Plastic | Pressure | Double Walled | Fiberglass Reinforced Plastic
0-000153 | USARMY - FORT HUACHUCA |  | FORT HUACHUCA |  |  | Cochise | 3 | Perm Closure | 1962-01-01 | 600 | Diesel | COMPARTMENT A | Single Walled | Asphalt coated or Bare Steel | Suction - Check Valve at the Tank Top | Single Walled | Bare or Galvanized Steel | Removal | 1998-03-24
0-000153 | USARMY - FORT HUACHUCA |  | FORT HUACHUCA |  |  | Cochise | 82 | Open | 1998-03-01 | 500 | JP-8 (Kerosene-type Jet Fuel) | COMPARTMENT A | Double Walled | Fiberglass Reinforced Plastic | Suction - Check Valve at the Tank Top | Single Walled | Fiberglass Reinforced Plastic
0-000153 | USARMY - FORT HUACHUCA |  | FORT HUACHUCA |  |  | Cochise | 81 | Open | 1998-03-01 | 500 | JP-8 (Kerosene-type Jet Fuel) | COMPARTMENT A | Double Walled | Fiberglass Reinforced Plastic | Suction - Check Valve at the Tank Top | Single Walled | Fiberglass Reinforced Plastic
0-000153 | USARMY - FORT HUACHUCA |  | FORT HUACHUCA |  |  | Cochise | 15 | Perm Closure | 1965-01-01 | 300 | Diesel | COMPARTMENT A | Single Walled | Asphalt coated or Bare Steel | Suction - Check Valve at the Tank Top | Single Walled | Bare or Galvanized Steel | Removal | 1995-08-17
0-005937 | CROWN TRUCK SALES | 2116 N COUNTRY CLUB DR | MESA | AZ | 85201 | Maricopa | 2 | Perm Closure | 2005-06-17 | 30 | Unidentified | COMPARTMENT A | Double Walled | Asphalt coated or Bare Steel |  |  |  | Removal | 1987-03-01
0-004915 | TEXACO #60-349-0895 | 210 S BEELINE HWY | PAYSON | AZ | 85541 | Gila | 3 | Perm Closure | 1984-05-08 | 10000 | Gasoline | COMPARTMENT A | Double Walled | Fiberglass Reinforced Plastic | Pressure |  | Fiberglass Reinforced Plastic | Removal | 2003-10-31
0-004915 | TEXACO #60-349-0895 | 210 S BEELINE HWY | PAYSON | AZ | 85541 | Gila | 1 | Perm Closure | 1984-05-08 | 10000 | Gasoline | COMPARTMENT A | Double Walled | Fiberglass Reinforced Plastic | Pressure |  | Fiberglass Reinforced Plastic | Removal | 2003-10-31
0-009686 | BN&SF - RAILYARD | 3301 GRAND AVE | PHOENIX | AZ | 85017 | Maricopa | 2 | Perm Closure | 2005-06-17 | 2000 | Unidentified | COMPARTMENT A | Unknown | Fiberglass Reinforced Plastic |  |  |  | Removal | 2001-04-19
0-008400 | COOLIDGE UNIFIED SCHOOL DISTRICT #21 | 595 N 9TH ST | COOLIDGE | AZ | 85128 | Pinal | 2 | Perm Closure | 1978-01-01 | 2000 | Gasoline | COMPARTMENT A | Double Walled | Asphalt coated or Bare Steel | Pressure |  | Fiberglass Reinforced Plastic | Removal | 1996-06-27
0-000472 | CHARLES COURT CONSTRUCTION INC | 11036 N 23RD AVE | PHOENIX | AZ | 85029 | Maricopa | 1 | Perm Closure | 1985-12-13 | 10000 | Gasoline | COMPARTMENT A |  | Asphalt coated or Bare Steel | Pressure |  |  | Removal | 1991-10-19
0-003039 | MARCO CRANE & RIGGING CO | 221 S 35TH AVE | PHOENIX | AZ | 85009 | Maricopa | 1 | Perm Closure | 1965-12-16 | 5000 | Gasoline | COMPARTMENT A | Double Walled | Asphalt coated or Bare Steel | Pressure |  |  | Removal | 1993-09-02
0-009332 | BARTH GAS STATION |  | SAINT JOHNS |  |  | Apache | 3 | Perm Closure | 2005-06-17 | 2000 | Gasoline | COMPARTMENT A | Double Walled | Asphalt coated or Bare Steel |  |  |  | Removal | 2001-02-28
0-000137 | AMPHITHEATER PUBLIC SCHOOLS - MAINTENANCE FACILITY | 241 E PASTIME RD | TUCSON | AZ | 85705 | Pima | 4 | Perm Closure | 1977-01-01 | 2500 | Diesel | COMPARTMENT A |  | Asphalt coated or Bare Steel |  |  |  | Removal | 1990-08-23
0-002811 | CAMP CLOVER | 742 S CLOVER RD | WILLIAMS | AZ | 86046 | Coconino | 2 | Perm Closure | 1979-04-18 | 2000 | Gasoline | COMPARTMENT A | Double Walled | Asphalt coated or Bare Steel |  |  |  | Removal | 1991-05-23
0-006364 | HOUSE OF COPPER | 191 PIMA ST | GLOBE | AZ | 85501 | Gila | 2 | Perm Closure | 1979-09-10 | 8000 | Gasoline | COMPARTMENT A | Unknown | Asphalt coated or Bare Steel | Pressure |  |  | Removal | 1999-03-30
0-000899 | CARDON OIL #119 | 602 S BEELINE HWY | PAYSON | AZ | 85541 | Gila | 1 | Perm Closure | 1976-01-01 | 12000 | Gasoline | COMPARTMENT A |  | Asphalt coated or Bare Steel |  |  |  | Removal | 1989-03-01
0-009511 | THREE POINTS AIRPORT | PINAL AVE SOUTH OF E KORSTON RD | CASA GRANDE | AZ | 85122 | Pinal | 1 | Perm Closure | 2005-06-17 | 300 | Gasoline | COMPARTMENT A |  | Asphalt coated or Bare Steel |  |  |  | Removal | 1993-01-01
0-005121 | EXPRESS STOP #506 | 2490 W 8TH ST | YUMA | AZ | 85364 | Yuma | 1 | Perm Closure | 1985-04-21 | 10000 | Gasoline | COMPARTMENT A | Double Walled | Composite (Steel/Fiberglass) | Pressure | Single Walled | Fiberglass Reinforced Plastic | Removal | 2014-10-02
0-005275 | UNOCAL #3842 | 2501 E 22ND ST | TUCSON | AZ | 85713 | Pima | 3 | Perm Closure | 1956-04-15 | 280 | Used Oil/Waste Oil | COMPARTMENT A | Double Walled | Asphalt coated or Bare Steel | Gravity Feed |  |  | Removal | 1990-11-01
0-001827 | DUNTON MOTORS | 119 E ANDY DEVINE AVE | KINGMAN | AZ | 86401 | Mohave | 1 | Perm Closure | 2005-06-17 | 1000 | Gasoline | COMPARTMENT A |  | Asphalt coated or Bare Steel |  |  |  | Removal | 1990-01-16
0-000837 | AFCO #020213 | 4301 W VAN BUREN ST | PHOENIX | AZ | 85043 | Maricopa | 3 | Perm Closure | 1982-05-01 | 12000 | Gasoline | COMPARTMENT A |  | Asphalt coated or Bare Steel | Pressure | Single Walled | Bare or Galvanized Steel | Removal | 2001-12-15
0-004303 | SRP - SOUTHSIDE WATER SERVICE CENTER | 3160 S ALMA SCHOOL RD | MESA | AZ | 85210 | Maricopa | 5 | Perm Closure | 1986-05-07 | 4000 | Diesel | COMPARTMENT A | Unknown | Asphalt coated or Bare Steel |  |  |  | Removal | 1993-04-01
0-004539 | CIRCLE K STORE #2706650 | 4760 E BROADWAY RD | PHOENIX | AZ | 85040 | Maricopa | 7 | Open | 1990-11-01 | 10000 | Gasoline | COMPARTMENT A | Double Walled | Fiberglass Reinforced Plastic | Pressure | Double Walled | Fiberglass Reinforced Plastic
0-002846 | ARIZONA PACIFIC PULP & PAPER | 302 S 28TH ST | PHOENIX | AZ | 85034 | Maricopa | 2 | Perm Closure | 2005-06-17 | 3000 | Gasoline | COMPARTMENT A | Double Walled | Asphalt coated or Bare Steel |  |  |  | Removal | 1990-08-02
0-002846 | ARIZONA PACIFIC PULP & PAPER | 302 S 28TH ST | PHOENIX | AZ | 85034 | Maricopa | 3 | Perm Closure | 1980-01-01 | 10000 | Diesel | COMPARTMENT A | Double Walled | Fiberglass Reinforced Plastic | Pressure |  | Fiberglass Reinforced Plastic | Removal | 1993-02-09
0-006101 | HOMES & SON CONSTRUCTION CO INC | 2950 W DURANGO ST | PHOENIX | AZ | 85009 | Maricopa | 1 | Perm Closure | 1981-04-05 | 3000 | Gasoline | COMPARTMENT A | Double Walled | Asphalt coated or Bare Steel |  |  |  | Removal | 1988-12-20
0-004640 | 7-ELEVEN #19668 | 2843 N 24TH ST | PHOENIX | AZ | 85008 | Maricopa | 3 | Perm Closure | 1978-05-05 | 5971 | Gasoline | COMPARTMENT A | Double Walled | Asphalt coated or Bare Steel |  |  |  | Removal | 1991-01-24
0-003191 | MOBIL 18-566 | 359 N COUNTRY CLUB DR | MESA | AZ | 85201 | Maricopa | 4 | Perm Closure | 1979-01-01 | 280 | Gasoline | COMPARTMENT A |  | Asphalt coated or Bare Steel | Pressure |  |  | Removal | 1991-04-23
0-001520 | CIRCLE K #2703745 | 3410 N HAYDEN RD | SCOTTSDALE | AZ | 85251 | Maricopa | 3 | Open | 1983-01-01 | 10000 | Gasoline | COMPARTMENT A |  | Fiberglass Reinforced Plastic | Pressure |  | Fiberglass Reinforced Plastic
0-003864 | CITY OF PHOENIX - SOUTHWEST SERVICE CENTER | 3045 S 22ND AVE | PHOENIX | AZ | 85009 | Maricopa | 5 | Perm Closure | 1965-01-01 | 550 | Antifreeze / Ethylene Glycol | COMPARTMENT A | Single Walled | Asphalt coated or Bare Steel |  |  |  | Removal | 1988-02-20
0-003864 | CITY OF PHOENIX - SOUTHWEST SERVICE CENTER | 3045 S 22ND AVE | PHOENIX | AZ | 85009 | Maricopa | 27 | Open | 2020-07-24 | 12000 | Other | COMPARTMENT A | Double Walled | Composite (Steel/Fiberglass) | Pressure | Double Walled | Fiberglass Reinforced Plastic
0-003864 | CITY OF PHOENIX - SOUTHWEST SERVICE CENTER | 3045 S 22ND AVE | PHOENIX | AZ | 85009 | Maricopa | 8 | Perm Closure | 1965-01-01 | 550 | New Oil | COMPARTMENT A | Single Walled | Asphalt coated or Bare Steel |  |  |  | Removal | 1988-02-20
0-003864 | CITY OF PHOENIX - SOUTHWEST SERVICE CENTER | 3045 S 22ND AVE | PHOENIX | AZ | 85009 | Maricopa | 12 | Perm Closure | 1990-01-01 | 12000 | Gasoline | COMPARTMENT A | Double Walled | Fiberglass Reinforced Plastic | Pressure | Double Walled | Fiberglass Reinforced Plastic | Removal | 2019-11-13
0-003864 | CITY OF PHOENIX - SOUTHWEST SERVICE CENTER | 3045 S 22ND AVE | PHOENIX | AZ | 85009 | Maricopa | 3 | Perm Closure | 1965-01-01 | 3000 | Diesel | COMPARTMENT A | Single Walled | Asphalt coated or Bare Steel |  |  |  | Removal | 1986-07-11
0-001762 | USDOE WAPA | 615 S 43RD AVE | PHOENIX | AZ | 85009 | Maricopa | 6 | Open | 1991-04-15 | 15000 | Gasoline | COMPARTMENT A | Double Walled | Fiberglass Reinforced Plastic | Pressure | Double Walled | Fiberglass Reinforced Plastic
0-001599 | COCONINO COUNTY - WEST HWY 66 FACILITY | 970 W ROUTE 66 | FLAGSTAFF | AZ | 86001 | Coconino | 1 | Perm Closure | 1966-01-01 | 8000 | Gasoline | COMPARTMENT A |  | Asphalt coated or Bare Steel |  |  |  | Removal | 1989-08-10
0-000941 | UNOCAL #6721 | 2435 E MCKELLIPS RD | MESA | AZ | 85213 | Maricopa | 5 | Perm Closure | 1983-01-01 | 4000 | Gasoline | COMPARTMENT A |  | Asphalt coated or Bare Steel | Pressure |  | Fiberglass Reinforced Plastic | Removal | 1994-06-30
0-000941 | UNOCAL #6721 | 2435 E MCKELLIPS RD | MESA | AZ | 85213 | Maricopa | 6 | Perm Closure | 1983-01-01 | 10000 | Diesel | COMPARTMENT A |  | Asphalt coated or Bare Steel | Pressure |  | Fiberglass Reinforced Plastic | Removal | 1994-06-30
0-001405 | CIRCLE K #2701394 | 2409 S 8TH AVE | YUMA | AZ | 85364 | Yuma | 6 | Open | 2004-06-17 | 10000 | Gasoline | COMPARTMENT A | Double Walled | Fiberglass Reinforced Plastic | Pressure | Double Walled | Fiberglass Reinforced Plastic
0-000758 | BROPHY COLLEGE PREPARATORY SCHOOL | 4701 N CENTRAL AVE | PHOENIX | AZ | 85012 | Maricopa | 1 | Perm Closure | 1963-01-01 | 1000 | Gasoline | COMPARTMENT A |  | Asphalt coated or Bare Steel |  |  |  | Removal | 1989-08-03
0-003120 | CHAPPARAL WELL #9 | 12369 SAGUARO BLVD | FOUNTAIN HILLS | AZ | 85268 | Maricopa | 2 | Perm Closure | 1971-05-07 | 8000 | Gasoline | COMPARTMENT A | Unknown | Asphalt coated or Bare Steel |  |  |  | Removal | 1987-12-01
0-002869 | KMART #9825 | 12025 N 32ND ST | PHOENIX | AZ | 85028 | Maricopa | 1 | Perm Closure | 1974-04-28 | 1000 | Used Oil/Waste Oil | COMPARTMENT A | Single Walled | Asphalt coated or Bare Steel | Gravity Feed |  |  | Removal | 1992-06-26
0-002744 | GREASE N GO | 10675 N 67TH AVE | GLENDALE | AZ | 85304 | Maricopa | 1 | Perm Closure | 1986-04-10 | 2000 | Unidentified | COMPARTMENT A | Single Walled | Asphalt coated or Bare Steel |  |  |  | Removal | 1990-09-25
0-001798 | DOBSON JOINT VENTURE | 14024 S HIGLEY RD | GILBERT | AZ | 85295 | Maricopa | 2 | Perm Closure | 1976-01-01 | 10000 | Diesel | COMPARTMENT A |  | Asphalt coated or Bare Steel |  |  |  | Removal | 1989-01-01
0-003503 | PINNACLE PEAK GENERAL STORE | 8711 E PINNACLE PEAK RD | SCOTTSDALE | AZ | 85255 | Maricopa | 5 | Perm Closure | 1990-04-01 | 10000 | Gasoline | COMPARTMENT A | Double Walled | Fiberglass Reinforced Plastic | Suction - Check Valve at the Tank Top |  | Fiberglass Reinforced Plastic | Removal | 2019-06-19
0-003503 | PINNACLE PEAK GENERAL STORE | 8711 E PINNACLE PEAK RD | SCOTTSDALE | AZ | 85255 | Maricopa | 2 | Perm Closure | 1973-01-01 | 5000 | Diesel | COMPARTMENT A |  | Asphalt coated or Bare Steel |  |  |  | Closed in Place | 1990-04-01
0-009948 | DAVE HERMAN PROPERTY | 16695 S HWY 93 | WIKIEUP | AZ | 85360 | Mohave | 1 | Perm Closure | 2005-06-17 | 550 | Gasoline | COMPARTMENT A | Unknown | Asphalt coated or Bare Steel |  |  |  | Removal | 2003-08-12
0-001580 | COBRE VALLEY MOTORS INC | 1500 N BROAD ST | GLOBE | AZ | 85501 | Gila | 2 | Perm Closure | 1955-01-01 | 500 | Used Oil/Waste Oil | COMPARTMENT A |  | Asphalt coated or Bare Steel |  |  |  | Removal | 1988-11-01
0-002888 | CONTAINER EXPRESS | 811 S 59TH AVE | PHOENIX | AZ | 85043 | Maricopa | 1 | Perm Closure | 1971-01-01 | 10000 | Diesel | COMPARTMENT A |  | Asphalt coated or Bare Steel |  |  |  | Removal | 1991-05-20
0-009572 | COOLEY CORPORATION | 4101 E ILLINOIS ST | TUCSON | AZ | 85714 | Pima | 2 | Perm Closure | 1999-07-02 | 3000 | Diesel | COMPARTMENT A | Double Walled | Composite (Steel/Fiberglass) | Pressure |  | Fiberglass Reinforced Plastic | Removal | 2002-10-15
0-001318 | CIRCLE K #2700809 | 4395 N ROMERO RD | TUCSON | AZ | 85705 | Pima | 4 | Perm Closure | 1986-11-01 | 10000 | Gasoline (UL) | COMPARTMENT A | Single Walled | Fiberglass Reinforced Plastic | Pressure | Single Walled | Fiberglass Reinforced Plastic | Removal | 2016-03-17
0-009870 | CIRCLE K #2706358 | 8248 W THOMAS RD | PHOENIX | AZ | 85033 | Maricopa | 4 | Open | 2000-04-28 | 10000 | Gasoline | COMPARTMENT A | Double Walled | Fiberglass Reinforced Plastic | Pressure |  | Fiberglass Reinforced Plastic
0-009742 | CIRCLE K #2706360 | 4410 E RAY RD | PHOENIX | AZ | 85044 | Maricopa | 4 | Open | 2000-09-29 | 12000 | Gasoline | COMPARTMENT A | Single Walled | Fiberglass Reinforced Plastic | Pressure | Double Walled | Flexible
0-000663 | CIRCLE K #2708872 | 9110 W VAN BUREN ST | TOLLESON | AZ | 85353 | Maricopa | 1 | Open | 1987-01-01 | 10000 | Gasoline (UL) | COMPARTMENT A | Single Walled | Fiberglass Reinforced Plastic | Pressure | Single Walled | Fiberglass Reinforced Plastic
0-005898 | CIRCLE K #2708875 | 3402 N 16TH ST | PHOENIX | AZ | 85016 | Maricopa | 3 | Open | 1986-11-10 | 10000 | Gasoline | COMPARTMENT A | Double Walled | Fiberglass Reinforced Plastic | Pressure | Double Walled | Fiberglass Reinforced Plastic
0-005898 | CIRCLE K #2708875 | 3402 N 16TH ST | PHOENIX | AZ | 85016 | Maricopa | 8 | Perm Closure | 1966-01-01 | 500 | Used Oil/Waste Oil | COMPARTMENT A | Double Walled | Asphalt coated or Bare Steel |  |  |  | Removal | 1986-01-01
0-002020 | EXXON #7-6364 |  | BULLHEAD CITY |  |  | Mohave | 4 | Perm Closure | 1966-01-01 | 500 | Used Oil/Waste Oil | COMPARTMENT A | Single Walled | Asphalt coated or Bare Steel |  |  |  | Removal | 1987-12-17
0-008773 | PIMA SCHOOL DISTRICT BUS YARD | 315 S 200 E | PIMA | AZ | 85543 | Graham | 2 | Perm Closure | 1986-07-10 | 1000 | Diesel | COMPARTMENT A | Double Walled | Asphalt coated or Bare Steel | Suction - Check Valve at the Tank Top |  |  | Removal | 1996-06-18
0-000861 | PIC QUIC FOOD STORES | 730 W ROUTE 66 | WILLIAMS | AZ | 86046 | Coconino | 2 | Perm Closure | 1975-01-01 | 8000 | Gasoline | COMPARTMENT A | Single Walled | Asphalt coated or Bare Steel | Pressure |  |  | Removal | 2012-02-09
0-003734 | PHILLIPS 66 COMPANY #016082 | 830 W BROADWAY RD | TEMPE | AZ | 85282 | Maricopa | 3 | Perm Closure | 1967-01-01 | 6000 | Gasoline | COMPARTMENT A |  | Asphalt coated or Bare Steel |  |  |  | Removal | 2016-11-30
0-003594 | ALL AMERICAN FUEL | 57 S LAKE POWELL BLVD | PAGE | AZ | 86040 | Coconino | 7 | Open | 1996-12-01 | 6000 | Gasoline | COMPARTMENT A | Double Walled | Fiberglass Reinforced Plastic | Pressure | Double Walled
0-003639 | PAYSON AIRPORT |  | PAYSON |  |  | Gila | 2 | Perm Closure | 1982-01-01 | 5000 | Gasoline | COMPARTMENT A | Single Walled | Asphalt coated or Bare Steel | Pressure |  |  | Removal | 1999-01-15
0-006458 | DAVES FAST STOP | 3933 N ROBERT RD | PRESCOTT VALLEY | AZ | 86314 | Yavapai | 1 | Perm Closure | 1985-01-01 | 7500 | Gasoline | COMPARTMENT A |  | Asphalt coated or Bare Steel | Pressure |  | Fiberglass Reinforced Plastic | Removal | 1996-03-14
0-002270 | CITY OF GLENDALE - FIRE STATION #52 | 6850 W BETHANY HOME RD | GLENDALE | AZ | 85303 | Maricopa | 1 | Perm Closure | 1981-01-01 | 10000 | Diesel | COMPARTMENT A | Single Walled | Fiberglass Reinforced Plastic | Pressure | Single Walled | Bare or Galvanized Steel | Removal | 1993-08-10
0-005448 | CIRCLE K #2908 | 7002 S NOGALES HWY | TUCSON | AZ | 85756 | Pima | 2 | Perm Closure | 1972-01-01 | 8000 | Gasoline | COMPARTMENT A | Single Walled | Asphalt coated or Bare Steel | Pressure | Single Walled | Bare or Galvanized Steel | Removal | 1998-06-23
0-005513 | VALLEY RENTALS | 19 E BROADWAY RD | MESA | AZ | 85210 | Maricopa | 3 | Perm Closure | 1966-05-05 | 10000 | Diesel | COMPARTMENT A | Unknown | Unknown | Pressure |  |  | Removal | 1997-12-17
0-004105 | AVIATION MANAGEMENT SYSTEMS INC | 3737 E BONANZA WAY | PHOENIX | AZ | 85034 | Maricopa | 7 | Perm Closure | 1963-01-01 | 534 | Unidentified | COMPARTMENT A | Single Walled | Asphalt coated or Bare Steel |  |  |  | Removal | 1990-01-01
0-009090 | KV 33 CORP | 56 E 5TH ST | TUCSON | AZ | 85705 | Pima | 1 | Perm Closure | 2005-06-17 | 6000 | Gasoline | COMPARTMENT A | Unknown | Asphalt coated or Bare Steel |  |  |  | Removal | 1986-12-30
0-003981 | PSA/AIRLINE TRAINING CENTER | 1658 S LITCHFIELD RD | GOODYEAR | AZ | 85338 | Maricopa | 3 | Perm Closure | 1978-02-11 | 25000 | Gasoline | COMPARTMENT A | Unknown | Asphalt coated or Bare Steel |  |  |  | Removal | 1990-04-16
0-001265 | CIRCLE K #593 | 5550 E MCKELLIPS RD | MESA | AZ | 85215 | Maricopa | 1 | Perm Closure | 1971-04-25 | 10000 | Gasoline | COMPARTMENT A | Single Walled | Asphalt coated or Bare Steel |  |  |  | Removal | 1988-06-15
0-006698 | ARROWHEAD STATION | 19801 N 59TH AVE | GLENDALE | AZ | 85308 | Maricopa | 1 | Perm Closure | 1990-01-01 | 12000 | Gasoline | COMPARTMENT A | Double Walled | Fiberglass Reinforced Plastic | Pressure |  | Fiberglass Reinforced Plastic | Removal | 1997-06-19
0-000840 | AFCO #020218 | 755 E MCKELLIPS RD | MESA | AZ | 85203 | Maricopa | 2 | Perm Closure | 1986-01-01 | 8000 | Gasoline | COMPARTMENT A | Single Walled | Fiberglass Reinforced Plastic | Pressure |  | Fiberglass Reinforced Plastic | Removal | 2016-09-16
0-001022 | SIMS RECYCLING SOLUTIONS | 820 S EUCLID AVE | TUCSON | AZ | 85719 | Pima | 2 | Perm Closure | 1975-01-01 | 10000 | Gasoline | COMPARTMENT A |  | Asphalt coated or Bare Steel |  |  |  | Removal | 1986-09-12
0-009560 | CARTER TRAVEL CENTER | 7180 N US HIGHWAY 89 | FLAGSTAFF | AZ | 86004 | Coconino | 2 | Open | 1999-10-01 | 20000 | Diesel | COMPARTMENT A | Double Walled | Composite (Steel/Fiberglass) | Pressure | Double Walled | Flexible
0-005130 | TRICO ELECTRIC COOPERATIVE INC | 5100 W INA RD | TUCSON | AZ | 85743 | Pima | 4 | Perm Closure | 1980-03-05 | 10000 | Diesel | COMPARTMENT A | Unknown | Asphalt coated or Bare Steel |  |  |  | Removal | 1988-12-07
0-005527 | THE TACKLE SHOP LLC | 25373 HIGHWAY 191 | ALPINE | AZ | 85920 | Apache | 1 | Perm Closure | 1961-01-01 | 2000 | Gasoline | COMPARTMENT A | Single Walled | Asphalt coated or Bare Steel |  |  |  | Removal | 1990-04-22
0-005527 | THE TACKLE SHOP LLC | 25373 HIGHWAY 191 | ALPINE | AZ | 85920 | Apache | 5 | Open | 1990-05-12 | 6000 | Gasoline | COMPARTMENT A | Double Walled | Composite (Steel/Fiberglass) | Pressure | Single Walled | Fiberglass Reinforced Plastic
0-005040 | SPEEDWAY STORE #2999 | 410 W HOPI DR | HOLBROOK | AZ | 86025 | Navajo | 1 | Perm Closure | 1976-05-08 | 8000 | Gasoline | COMPARTMENT A | Double Walled | Asphalt coated or Bare Steel | Pressure |  |  | Removal | 2007-08-07
0-007148 | SHELL #78 | 3444 S 40TH ST | PHOENIX | AZ | 85040 | Maricopa | 5 | Open | 2017-04-01 | 12000 | Diesel | COMPARTMENT A | Double Walled | Fiberglass Reinforced Plastic | Pressure | Double Walled | Fiberglass Reinforced Plastic
0-008708 | SUPERPUMPER #13 | 704 E GREENWAY PKWY | PHOENIX | AZ | 85022 | Maricopa | 1 | Open | 1995-08-01 | 12000 | Diesel | COMPARTMENT A | Double Walled | Fiberglass Reinforced Plastic | Pressure | Double Walled | Fiberglass Reinforced Plastic
0-004811 | SUPREME X SERVICE STATIONS INC | 7295 E 22ND ST | TUCSON | AZ | 85710 | Pima | 6 | Perm Closure | 1969-01-01 | 12000 | Gasoline | COMPARTMENT A | Single Walled | Asphalt coated or Bare Steel |  |  |  | Removal | 1985-06-01
0-009931 | THE OUTPOST | 3685 US HIGHWAY 68 | GOLDEN VALLEY | AZ | 86413 | Mohave | 1 | Open | 1999-05-12 | 4000 | Diesel | COMPARTMENT A | Double Walled | Composite (Steel/Fiberglass) | Pressure | Double Walled | Flexible
0-005533 | VASTCO INC | 3241 TOWER RD | PRESCOTT | AZ | 86305 | Yavapai | 1 | Perm Closure | 1984-04-09 | 1000 | Diesel | COMPARTMENT A | Unknown | Asphalt coated or Bare Steel | Suction - Check Valve at the Tank Top |  |  | Removal | 1993-12-07
0-007155 | VACANT BUILDING | 1844 N 27TH AVE | PHOENIX | AZ | 85009 | Maricopa | 2 | Perm Closure | 2005-06-17 | 1000 | Gasoline | COMPARTMENT A | Unknown | Unknown |  |  |  | Removal | 1990-11-27
0-005252 | PAGE MOBIL | 55 S LAKE POWELL BLVD | PAGE | AZ | 86040 | Coconino | 7 | Perm Closure | 1986-09-30 | 10000 | Gasoline | COMPARTMENT A | Double Walled | Composite (Steel/Fiberglass) | Suction - Check Valve at the Tank Top |  | Fiberglass Reinforced Plastic | Removal | 2009-12-17
0-005039 | HALLUM STORES | 900 E WHITE MOUNTAIN BLVD | PINETOP-LAKESIDE | AZ | 85935 | Navajo | 1 | Temp Closure | 1981-01-01 | 6000 | Gasoline | COMPARTMENT A | Single Walled | Asphalt coated or Bare Steel | Pressure | Double Walled | Fiberglass Reinforced Plastic |  | 2018-10-02
0-006449 | SPEEDWAY STORE #2886 | 101 E BUTLER AVE | FLAGSTAFF | AZ | 86001 | Coconino | 2 | Perm Closure | 1985-09-10 | 10000 | Gasoline | COMPARTMENT A | Unknown | Asphalt coated or Bare Steel |  |  |  | Removal | 1994-10-13
0-005624 | FUELCO #112 | 2401 W BROADWAY RD | PHOENIX | AZ | 85041 | Maricopa | 4 | Perm Closure | 1978-05-01 | 4000 | Diesel | COMPARTMENT A | Double Walled | Asphalt coated or Bare Steel |  |  |  | Removal | 1988-12-15
0-003952 | LINDA DODGE & CHIEF DODGE | 2530 N SCOTTSDALE RD | TEMPE | AZ | 85281 | Maricopa | 2 | Perm Closure | 1973-01-01 | 550 | Unidentified | COMPARTMENT A | Single Walled | Asphalt coated or Bare Steel | Gravity Feed | Single Walled | Bare or Galvanized Steel | Removal | 1992-01-20
0-009304 | LOVE'S TRAVEL STOP | 4703 MAIN ST | JOSEPH CITY | AZ | 86032 | Navajo | 4 | Open | 1997-10-01 | 20000 | Diesel | COMPARTMENT A | Double Walled | Composite (Steel/Fiberglass) | Pressure | Double Walled | Flexible
0-009304 | LOVE'S TRAVEL STOP | 4703 MAIN ST | JOSEPH CITY | AZ | 86032 | Navajo | 2 | Open | 1997-10-01 | 8000 | Gasoline | COMPARTMENT A | Double Walled | Composite (Steel/Fiberglass) | Pressure | Double Walled | Flexible
0-001619 | MARTIN'S UNOCAL | 777 N MAIN ST | COTTONWOOD | AZ | 86326 | Yavapai | 1 | Perm Closure | 1956-01-01 | 6000 | Gasoline | COMPARTMENT C |  | Asphalt coated or Bare Steel |  |  |  | Closed in Place | 1998-08-12
0-005835 | INSTA-TUNE | 8232 N 7TH ST | PHOENIX | AZ | 85020 | Maricopa | 4 | Perm Closure | 2005-06-17 | 5000 | Used Oil/Waste Oil | COMPARTMENT A | Unknown | Asphalt coated or Bare Steel |  |  |  | Removal | 1988-11-08
0-005835 | INSTA-TUNE | 8232 N 7TH ST | PHOENIX | AZ | 85020 | Maricopa | 1 | Perm Closure | 2005-06-17 | 1000 | Used Oil/Waste Oil | COMPARTMENT A | Unknown | Asphalt coated or Bare Steel |  |  |  | Removal | 1988-11-08
0-004064 | DIAMOND DOT MARKET #431 | 25851 S POWER RD | QUEEN CREEK | AZ | 85142 | Maricopa | 1 | Perm Closure | 1978-01-01 | 10000 | Gasoline | COMPARTMENT A | Single Walled | Asphalt coated or Bare Steel | Pressure | Double Walled | Fiberglass Reinforced Plastic | Removal | 2019-09-12
0-009513 | SAL STORES | 420 N APACHE TRL | APACHE JUNCTION | AZ | 85120 | Pinal | 4 | Open | 2005-05-11 | 6000 | Gasoline (Mid-Grade UL) | COMPARTMENT B | Double Walled | Composite (Steel/Fiberglass) | Pressure | Double Walled | Fiberglass Reinforced Plastic
0-003515 | FORD SPEERY NEW HOLLAND TRACTOR | 1690 N ARIZONA AVE | CHANDLER | AZ | 85224 | Maricopa | 3 | Perm Closure | 1978-01-01 | 500 | Gasoline | COMPARTMENT A |  | Asphalt coated or Bare Steel |  |  |  | Removal | 1988-04-04
0-003158 | ELMERS SELF SERVICE | 203 W PIMA ST | GILA BEND | AZ | 85337 | Maricopa | 3 | Perm Closure | 1971-04-30 | 4000 | Gasoline | COMPARTMENT A | Double Walled | Asphalt coated or Bare Steel | Suction - Check Valve at the Tank Top |  |  | Removal | 1992-12-08
0-005750 | FAA PAPAGO H FACILITY | 1200 S 48TH | PHOENIX | AZ | 85034 | Maricopa | 1 | Perm Closure | 1964-01-01 | 500 | Gasoline | COMPARTMENT A | Double Walled | Asphalt coated or Bare Steel |  |  |  | Removal | 1989-12-14
0-006077 | DON JACKSON ENTERPRISES INC | 1931 W NORTH LN | PHOENIX | AZ | 85021 | Maricopa | 1 | Perm Closure | 1975-01-01 | 5000 | Gasoline | COMPARTMENT A | Single Walled | Asphalt coated or Bare Steel |  |  |  | Removal | 1989-12-29
0-003240 | MOBIL 18-MEN | 7350 W CHANDLER BLVD | CHANDLER | AZ | 85226 | Maricopa | 2 | Perm Closure | 1969-01-01 | 10000 | Gasoline | COMPARTMENT A |  | Asphalt coated or Bare Steel |  |  |  | Removal | 1987-01-01
0-002360 | RILLITO AUTO SERVICE | 11653 N CASA GRANDE DR | RILLITO | AZ | 85654 | Pima | 1 | Perm Closure | 1961-05-08 | 4000 | Gasoline | COMPARTMENT A | Single Walled | Asphalt coated or Bare Steel |  |  |  | Removal | 1996-04-01
0-004170 | ROADWAY SYSTEMS INC | 25 E WATER TANK RD | GILBERT | AZ | 85296 | Maricopa | 2 | Perm Closure | 1982-04-28 | 10000 | Gasoline | COMPARTMENT A | Double Walled | Asphalt coated or Bare Steel |  |  |  | Removal | 1993-09-01
0-005734 | YUMA PIPE & STEEL INC | 1301 S ARIZONA AVE | YUMA | AZ | 85364 | Yuma | 1 | Perm Closure | 1975-01-01 | 1000 | Gasoline | COMPARTMENT A | Unknown | Asphalt coated or Bare Steel |  |  |  | Removal | 1986-05-01
0-008453 | USDOI BR - QUARTERMASTER DEPOT | 270 N 2ND AVE | YUMA | AZ | 85364 | Yuma | 1 | Perm Closure | 2005-06-17 |  | Gasoline | COMPARTMENT A | Unknown | Unknown |  |  |  | Removal | 1995-08-07
0-000649 | BASKETT FARMS INC | 13460 N 75TH DR | PEORIA | AZ | 85381 | Maricopa | 2 | Perm Closure | 1971-01-01 | 500 | Gasoline | COMPARTMENT A |  | Asphalt coated or Bare Steel |  |  |  | Removal | 1989-09-01
0-000649 | BASKETT FARMS INC | 13460 N 75TH DR | PEORIA | AZ | 85381 | Maricopa | 1 | Perm Closure | 1971-01-01 | 500 | Gasoline | COMPARTMENT A |  | Asphalt coated or Bare Steel |  |  |  | Removal | 1989-09-01
0-001449 | CIRCLE K #2701618 | 6002 N 7TH AVE | PHOENIX | AZ | 85013 | Maricopa | 2 | Open | 1985-01-01 | 10000 | Gasoline | COMPARTMENT A | Single Walled | Fiberglass Reinforced Plastic | Pressure |  | Fiberglass Reinforced Plastic
0-000568 | AT&T - MESA AZ4190 | 1355 W UNIVERSITY DR | MESA | AZ | 85201 | Maricopa | 2 | Open | 1998-08-14 | 15000 | Diesel | COMPARTMENT A | Double Walled | Composite (Steel/Fiberglass) | Suction - Check Valve at the Tank Top | Double Walled | Fiberglass Reinforced Plastic
0-008517 | AJO WAY FUEL CENTER | 2545 E AJO WAY | TUCSON | AZ | 85713 | Pima | 1 | Open | 1994-09-01 | 15000 | Gasoline | COMPARTMENT A | Double Walled | Composite (Steel/Fiberglass) | Pressure | Double Walled | Fiberglass Reinforced Plastic
0-000800 | BELL RD & SCOTTSDALE RD | 7102 E BELL RD | PHOENIX | AZ | 85254 | Maricopa | 2 | Perm Closure | 1981-01-01 | 5000 | Diesel | COMPARTMENT A |  | Asphalt coated or Bare Steel |  |  |  | Removal | 1989-05-03
0-000760 | BRING'S WAREHOUSE | 625 W PLATA ST | TUCSON | AZ | 85705 | Pima | 2 | Perm Closure | 1971-01-01 | 500 | Gasoline | COMPARTMENT A |  | Asphalt coated or Bare Steel |  |  |  | Removal | 1991-12-30
0-005397 | CAMPUS AGRICULTURAL CENTER | 4101 N CAMPBELL AVE | TUCSON | AZ | 85719 | Pima | 3 | Perm Closure | 1966-05-05 | 2000 | Diesel | COMPARTMENT A | Double Walled | Asphalt coated or Bare Steel |  |  |  | Removal | 1991-08-27
0-002373 | GILA BEND FOOD MART LLC | 619 W PIMA ST | GILA BEND | AZ | 85337 | Maricopa | 6 | Open | 2019-08-08 | 12000 | Gasoline (UL) | COMPARTMENT A | Double Walled | Fiberglass Reinforced Plastic | Pressure | Double Walled | Fiberglass Reinforced Plastic
0-006072 | TRUCK SALVAGE COMPANY | 1433 S 19TH AVE | PHOENIX | AZ | 85009 | Maricopa | 2 | Perm Closure | 1978-04-07 | 1000 | Diesel | COMPARTMENT A | Double Walled | Asphalt coated or Bare Steel |  |  |  | Removal | 1988-04-01
0-009151 | TANQUE VERDE GUEST RANCH | 14301 E SPEEDWAY BLVD | TUCSON | AZ | 85748 | Pima | 1 | Perm Closure | 2005-06-17 | 2000 | Gasoline | COMPARTMENT A |  | Asphalt coated or Bare Steel | Suction - Check Valve at the Dispenser |  |  | Removal | 1998-05-05
0-008717 | SUPERPUMPER #6 | 15752 N FRANK LLOYD WRIGHT BLVD | SCOTTSDALE | AZ | 85260 | Maricopa | 4 | Open | 1995-08-30 | 20000 | Gasoline | COMPARTMENT A | Double Walled | Fiberglass Reinforced Plastic | Pressure | Double Walled | Fiberglass Reinforced Plastic
0-008717 | SUPERPUMPER #6 | 15752 N FRANK LLOYD WRIGHT BLVD | SCOTTSDALE | AZ | 85260 | Maricopa | 1 | Open | 1995-08-30 | 12000 | Diesel | COMPARTMENT A | Double Walled | Fiberglass Reinforced Plastic | Pressure | Double Walled | Fiberglass Reinforced Plastic
0-005122 | GOOD 2 GO STORES #504 | 1000 W GILA BEND HWY | CASA GRANDE | AZ | 85122 | Pinal | 3 | Open | 1985-01-01 | 10000 | Gasoline | COMPARTMENT A | Double Walled | Composite (Steel/Fiberglass) | Pressure | Single Walled | Fiberglass Reinforced Plastic
0-006931 | SAINT FRANCIS CEMETERY | 5005 E OAK ST | PHOENIX | AZ | 85008 | Maricopa | 1 | Perm Closure | 1970-01-01 | 1000 | Gasoline | COMPARTMENT A | Unknown | Asphalt coated or Bare Steel | Suction - Check Valve at the Tank Top |  | Bare or Galvanized Steel | Removal | 1990-07-18
0-005590 | WEISS GUYS CAR WASH #3 | 6149 N 7TH ST | PHOENIX | AZ | 85014 | Maricopa | 4 | Perm Closure | 2005-06-17 | 500 | Used Oil/Waste Oil | COMPARTMENT A |  | Asphalt coated or Bare Steel | Gravity Feed |  |  | Removal | 1992-09-01
0-009760 | FRYS FUEL CENTER #65 | 185 W APACHE TRL | APACHE JUNCTION | AZ | 85120 | Pinal | 1 | Perm Closure | 2001-02-01 | 15000 | Gasoline (UL) | COMPARTMENT A | Double Walled | Fiberglass Reinforced Plastic | Pressure | Double Walled | Flexible | Removal | 2017-12-12
0-009457 | VALERO FOOD MART | 3333 E GREENWAY RD | PHOENIX | AZ | 85032 | Maricopa | 3 | Open | 1999-03-01 | 12000 | Gasoline | COMPARTMENT A | Double Walled | Fiberglass Reinforced Plastic | Pressure | Double Walled | Fiberglass Reinforced Plastic
0-006097 | UNITED CONSTRUCTION GROUP LLC | 6840 W FRIER DR | GLENDALE | AZ | 85303 | Maricopa | 1 | Perm Closure | 1986-04-06 | 10000 | Gasoline | COMPARTMENT A | Double Walled | Fiberglass Reinforced Plastic | Pressure | Double Walled | Fiberglass Reinforced Plastic | Removal | 2014-09-12
0-005760 | CITY OF PAGE - GARAGE | 9 7TH AVE | PAGE | AZ | 86040 | Coconino | 2 | Perm Closure | 1984-06-05 | 10000 | Gasoline | COMPARTMENT A | Double Walled | Asphalt coated or Bare Steel | Pressure |  | Bare or Galvanized Steel | Removal | 1993-06-01
0-005760 | CITY OF PAGE - GARAGE | 9 7TH AVE | PAGE | AZ | 86040 | Coconino | 1 | Perm Closure | 1984-06-05 | 10000 | Gasoline | COMPARTMENT A | Double Walled | Asphalt coated or Bare Steel | Pressure |  | Bare or Galvanized Steel | Removal | 1993-06-01
0-006291 | RIO RICO SERVICE CENTER INC | 1041 YAVAPAI DR | RIO RICO | AZ | 85648 | Santa Cruz | 2 | Perm Closure | 1978-08-11 | 10000 | Gasoline | COMPARTMENT A |  | Asphalt coated or Bare Steel | Pressure |  | Fiberglass Reinforced Plastic | Removal | 2020-02-13
0-002200 | GRW PROPERTIES INC | 3011 W WHITTON AVE | PHOENIX | AZ | 85017 | Maricopa | 3 | Perm Closure | 1971-04-23 | 4000 | Gasoline | COMPARTMENT A | Unknown | Unknown |  |  |  | Closed in Place | 1987-09-04
0-002200 | GRW PROPERTIES INC | 3011 W WHITTON AVE | PHOENIX | AZ | 85017 | Maricopa | 2 | Perm Closure | 1971-04-23 | 500 | Gasoline | COMPARTMENT A | Unknown | Unknown |  |  |  | Closed in Place | 1987-09-04
0-002779 | CONOCO #6921 | 7366 N ORACLE RD | TUCSON | AZ | 85704 | Pima | 3 | Perm Closure | 1978-04-08 | 12000 | Gasoline | COMPARTMENT A | Double Walled | Asphalt coated or Bare Steel | Pressure | Double Walled | Flexible | Removal | 2003-10-23
0-002779 | CONOCO #6921 | 7366 N ORACLE RD | TUCSON | AZ | 85704 | Pima | 4 | Perm Closure | 1978-04-08 | 12000 | Gasoline | COMPARTMENT A | Double Walled | Asphalt coated or Bare Steel | Pressure | Double Walled | Flexible | Removal | 2003-10-23
0-004474 | EXXON - SHAY OIL CO INC EXXON SELF SERVE | 280 E MAIN ST | QUARTZSITE | AZ | 85346 | La Paz | 5 | Open | 2003-03-05 | 10000 | Gasoline | COMPARTMENT A | Double Walled | Fiberglass Reinforced Plastic | Pressure | Double Walled | Flexible
0-005420 | CIRCLE K #2854 | 1262 W CHANDLER BLVD | CHANDLER | AZ | 85224 | Maricopa | 3 | Open | 1972-01-01 | 6000 | Gasoline | COMPARTMENT A | Single Walled | Fiberglass Reinforced Plastic | Pressure | Double Walled | Fiberglass Reinforced Plastic
0-005974 | HUMBOLDT MARKET | 2735 S HIGHWAY 69 | DEWEY | AZ | 86327 | Yavapai | 8 | Perm Closure | 1989-09-01 | 3000 | Diesel | COMPARTMENT A | Double Walled | Fiberglass Reinforced Plastic | Pressure |  | Fiberglass Reinforced Plastic | Removal | 1994-04-20
0-005974 | HUMBOLDT MARKET | 2735 S HIGHWAY 69 | DEWEY | AZ | 86327 | Yavapai | 15 | Open | 2020-06-12 | 6000 | Diesel | COMPARTMENT B | Double Walled | Fiberglass Reinforced Plastic
0-005974 | HUMBOLDT MARKET | 2735 S HIGHWAY 69 | DEWEY | AZ | 86327 | Yavapai | 13 | Perm Closure | 1994-06-08 | 12000 | Gasoline | COMPARTMENT A | Double Walled | Fiberglass Reinforced Plastic | Pressure | Double Walled | Fiberglass Reinforced Plastic | Removal | 2020-05-12
0-005974 | HUMBOLDT MARKET | 2735 S HIGHWAY 69 | DEWEY | AZ | 86327 | Yavapai | 5 | Perm Closure | 1987-01-01 | 10000 | Diesel | COMPARTMENT A | Double Walled | Fiberglass Reinforced Plastic |  |  |  | Removal | 1988-08-01
0-005974 | HUMBOLDT MARKET | 2735 S HIGHWAY 69 | DEWEY | AZ | 86327 | Yavapai | 2 | Perm Closure | 1987-01-01 | 10000 | Gasoline | COMPARTMENT A | Double Walled | Fiberglass Reinforced Plastic |  |  |  | Removal | 1988-08-01
0-001297 | CIRCLE K #742 | 8661 RIVERSIDE DR | PARKER | AZ | 85344 | La Paz | 1 | Perm Closure | 1972-04-08 | 10000 | Gasoline | COMPARTMENT A | Single Walled | Asphalt coated or Bare Steel |  |  |  | Removal | 1996-03-20
0-006493 | GILA CONCRETE | 201 W PHOENIX ST | PAYSON | AZ | 85541 | Gila | 1 | Perm Closure | 1988-10-22 | 10000 | Diesel | COMPARTMENT A | Unknown | Fiberglass Reinforced Plastic | Suction - Check Valve at the Tank Top |  |  | Removal | 2000-01-11
0-004366 | EMERALD GAS | 8703 E SPEEDWAY BLVD | TUCSON | AZ | 85710 | Pima | 3 | Perm Closure | 1977-01-01 | 12000 | Gasoline | COMPARTMENT A | Unknown | Asphalt coated or Bare Steel | Pressure |  | Fiberglass Reinforced Plastic | Removal | 2001-06-12
0-010086 | PARCEL 112-31-032 | 318 E BUCHANAN ST | PHOENIX | AZ | 85004 | Maricopa | 1 | Perm Closure | 2006-06-28 | 1000 | Gasoline | COMPARTMENT A | Single Walled | Asphalt coated or Bare Steel |  |  |  | Removal | 2005-10-20
0-002633 | ASP - FLORENCE COMPLEX | 1305 E BUTTE AVE | FLORENCE | AZ | 85132 | Pinal | 12 | Perm Closure | 1983-01-01 | 1000 | Gasoline | COMPARTMENT A | Double Walled | Asphalt coated or Bare Steel |  |  |  | Removal | 1994-12-09
0-002633 | ASP - FLORENCE COMPLEX | 1305 E BUTTE AVE | FLORENCE | AZ | 85132 | Pinal | 11 | Perm Closure | 1982-01-01 | 500 | Diesel | COMPARTMENT A | Double Walled | Asphalt coated or Bare Steel |  |  |  | Removal | 1994-12-16
0-002633 | ASP - FLORENCE COMPLEX | 1305 E BUTTE AVE | FLORENCE | AZ | 85132 | Pinal | 2 | Perm Closure | 1962-01-01 | 10000 | Diesel | COMPARTMENT A | Double Walled | Asphalt coated or Bare Steel |  |  |  | Removal | 1995-02-01
0-002633 | ASP - FLORENCE COMPLEX | 1305 E BUTTE AVE | FLORENCE | AZ | 85132 | Pinal | 8 | Perm Closure | 1963-01-01 | 1000 | Diesel | COMPARTMENT A | Double Walled | Asphalt coated or Bare Steel |  |  |  | Removal | 1990-08-09
0-000792 | LAUGHLIN/BULLHEAD INTERNATIONAL AIRPORT | 600 HIGHWAY 95 | BULLHEAD CITY | AZ | 86429 | Mohave | 10 | Perm Closure | 1989-08-01 | 15000 | Gasoline | COMPARTMENT A | Double Walled | Fiberglass Reinforced Plastic |  |  |  | Removal | 2005-04-15
0-006837 | FOOD N FUEL | 2001 N ARIZONA AVE | CHANDLER | AZ | 85225 | Maricopa | 3 | Perm Closure | 1990-05-01 | 10000 | Gasoline | COMPARTMENT A | Double Walled | Fiberglass Reinforced Plastic | Pressure |  | Fiberglass Reinforced Plastic | Removal | 2006-06-06
0-003273 | MOBIL 18-M6T | 5352 N 16TH ST | PHOENIX | AZ | 85016 | Maricopa | 2 | Perm Closure | 1960-01-01 | 6000 | Gasoline | COMPARTMENT A | Single Walled | Asphalt coated or Bare Steel | Pressure |  |  | Removal | 1986-06-02
0-003273 | MOBIL 18-M6T | 5352 N 16TH ST | PHOENIX | AZ | 85016 | Maricopa | 4 | Perm Closure | 1986-06-01 | 10000 | Gasoline | COMPARTMENT A | Single Walled | Fiberglass Reinforced Plastic | Pressure |  | Fiberglass Reinforced Plastic | Removal | 2003-03-12
0-003552 | JACK OKABAYASHI FARM | 7002 W CACTUS RD | PEORIA | AZ | 85381 | Maricopa | 1 | Perm Closure | 2005-06-17 |  | Diesel | COMPARTMENT A |  | Asphalt coated or Bare Steel |  |  |  | Removal | 1990-07-25
0-005384 | USPS - VEHICLE MAINTENANCE FACILITY | 1501 S CHERRYBELL STRA | TUCSON | AZ | 85726 | Pima | 3 | Perm Closure | 1973-02-04 | 550 | Unidentified | COMPARTMENT A | Double Walled | Asphalt coated or Bare Steel |  |  |  | Removal | 1990-08-22
0-005292 | UNOCAL #5048 | 91 FRY BLVD | SIERRA VISTA | AZ | 85635 | Cochise | 1 | Perm Closure | 1985-04-15 | 12000 | Gasoline | COMPARTMENT A | Double Walled | Composite (Steel/Fiberglass) |  |  |  | Closed in Place | 1991-04-12
0-004181 | ACTION RENTALS | 7315 N 67TH AVE | GLENDALE | AZ | 85301 | Maricopa | 1 | Perm Closure | 1966-01-01 | 2000 | Diesel | COMPARTMENT A | Single Walled | Asphalt coated or Bare Steel | Suction - Check Valve at the Tank Top | Single Walled | Bare or Galvanized Steel | Removal | 1993-11-30
0-004469 | SHAY OIL #1 | 1200 W 16TH ST | YUMA | AZ | 85364 | Yuma | 3 | Perm Closure | 1974-01-17 | 8000 | Gasoline | COMPARTMENT A | Unknown | Asphalt coated or Bare Steel |  |  |  | Removal | 1989-04-01
0-000902 | CIRCLE K STORE #2706654 | 15412 N 32ND ST | PHOENIX | AZ | 85032 | Maricopa | 1 | Open | 1985-01-01 | 12000 | Diesel | COMPARTMENT A |  | Fiberglass Reinforced Plastic | Pressure | Double Walled | Fiberglass Reinforced Plastic
0-004061 | AVERY'S | 262 W MAIN ST | SPRINGERVILLE | AZ | 85938 | Apache | 6 | Perm Closure | 1990-06-07 | 10000 | Gasoline | COMPARTMENT A | Double Walled | Composite (Steel/Fiberglass) | Pressure |  | Fiberglass Reinforced Plastic | Removal | 2004-05-27
0-004061 | AVERY'S | 262 W MAIN ST | SPRINGERVILLE | AZ | 85938 | Apache | 5 | Perm Closure | 1990-06-07 | 10000 | Gasoline | COMPARTMENT A | Double Walled | Composite (Steel/Fiberglass) | Pressure |  | Fiberglass Reinforced Plastic | Removal | 2004-05-27
0-006883 | ATSF - SE001-2-10-11 | 100 RAILROAD AVE | SELIGMAN | AZ | 86337 | Yavapai | 5 | Perm Closure | 2005-06-17 | 12000 | Unidentified | COMPARTMENT A | Double Walled | Asphalt coated or Bare Steel | Suction - Check Valve at the Tank Top |  | Bare or Galvanized Steel | Removal | 1990-08-17
0-007880 | USDOI NPS - SAGUARO NATIONAL PARK |  | TUCSON |  |  | Pima | 3 | Perm Closure | 2005-06-17 | 250 | Gasoline | COMPARTMENT A |  | Asphalt coated or Bare Steel | Suction - Check Valve at the Tank Top |  |  | Removal | 1994-04-26
0-000762 | RICKETTS TRUCKING INC | 3434 W BROADWAY RD | PHOENIX | AZ | 85041 | Maricopa | 2 | Perm Closure | 1971-01-01 | 3000 | Gasoline | COMPARTMENT A | Single Walled | Asphalt coated or Bare Steel |  |  |  | Removal | 1986-01-01
0-001567 | PHOENIX BRICK YARD | 1814 S 7TH AVE | PHOENIX | AZ | 85007 | Maricopa | 2 | Perm Closure | 1966-01-01 | 500 | Gasoline | COMPARTMENT A |  | Asphalt coated or Bare Steel |  |  |  | Removal | 1987-09-28
0-002634 | VACANT LAND | 3530 N SCOTTSDALE RD | SCOTTSDALE | AZ | 85251 | Maricopa | 6 | Perm Closure | 1950-01-01 | 1000 | Gasoline | COMPARTMENT A | Single Walled | Asphalt coated or Bare Steel |  |  |  | Removal | 1990-04-27
0-002634 | VACANT LAND | 3530 N SCOTTSDALE RD | SCOTTSDALE | AZ | 85251 | Maricopa | 4 | Perm Closure | 1950-01-01 | 1500 | Gasoline | COMPARTMENT A | Single Walled | Asphalt coated or Bare Steel |  |  |  | Removal | 1990-04-16
0-006229 | CIRCLE K #2708747 | 3196 E UNION HILLS DR | PHOENIX | AZ | 85050 | Maricopa | 1 | Open | 1987-01-01 | 10000 | Gasoline | COMPARTMENT A | Double Walled | Fiberglass Reinforced Plastic | Pressure |  | Fiberglass Reinforced Plastic
0-001039 | SHELL #21 | 85 W PINEWOOD BLVD | MUNDS PARK | AZ | 86017 | Coconino | 4 | Perm Closure | 1973-01-01 | 1500 | Used Oil/Waste Oil | COMPARTMENT A | Double Walled | Fiberglass Reinforced Plastic |  |  |  | Removal | 1993-05-12
0-001039 | SHELL #21 | 85 W PINEWOOD BLVD | MUNDS PARK | AZ | 86017 | Coconino | 7 | Perm Closure | 1993-08-05 | 12000 | Gasoline | COMPARTMENT A | Double Walled | Fiberglass Reinforced Plastic | Suction - Check Valve at the Tank Top | Double Walled | Fiberglass Reinforced Plastic | Removal | 2020-08-26
0-001039 | SHELL #21 | 85 W PINEWOOD BLVD | MUNDS PARK | AZ | 86017 | Coconino | 10 | Open | 2020-09-30 | 6000 | Gasoline (PUL) | COMPARTMENT A | Double Walled | Fiberglass Reinforced Plastic | Pressure | Double Walled | Fiberglass Reinforced Plastic
0-001892 | WALGREEN #10879 | 7111 E GOLF LINKS RD | TUCSON | AZ | 85730 | Pima | 8 | Perm Closure | 1989-03-01 | 10000 | Gasoline | COMPARTMENT A | Double Walled | Fiberglass Reinforced Plastic | Pressure | Double Walled | Fiberglass Reinforced Plastic | Removal | 2006-03-29
0-001892 | WALGREEN #10879 | 7111 E GOLF LINKS RD | TUCSON | AZ | 85730 | Pima | 1 | Perm Closure | 1970-01-01 | 6000 | Gasoline | COMPARTMENT A |  | Asphalt coated or Bare Steel |  |  |  | Removal | 1989-02-15
0-001685 | CREST STEEL CORP | 4543 E UNIVERSITY DR | PHOENIX | AZ | 85034 | Maricopa | 3 | Perm Closure | 2005-06-17 | 10000 | Diesel | COMPARTMENT A |  | Asphalt coated or Bare Steel |  |  |  | Removal | 1988-06-22
0-001089 | CHEVRON #9-2746 | 971 E WHITE MOUNTAIN BLVD | PINETOP | AZ | 85935 | Navajo | 1 | Perm Closure | 1982-01-01 | 10000 | Gasoline | COMPARTMENT A | Single Walled | Fiberglass Reinforced Plastic | Pressure |  | Fiberglass Reinforced Plastic | Removal | 1993-03-05
0-001089 | CHEVRON #9-2746 | 971 E WHITE MOUNTAIN BLVD | PINETOP | AZ | 85935 | Navajo | 3 | Perm Closure | 1982-01-01 | 10000 | Gasoline | COMPARTMENT A | Single Walled | Fiberglass Reinforced Plastic | Pressure |  | Fiberglass Reinforced Plastic | Removal | 1993-03-05
0-004087 | GORDON HILLS STATION |  | YORK |  |  | Greenlee | 2 | Perm Closure | 1974-04-22 | 10000 | Gasoline | COMPARTMENT A | Unknown | Asphalt coated or Bare Steel | Pressure |  |  | Removal | 1998-08-14
0-004331 | OK MARKET | 5800 E 32ND ST | YUMA | AZ | 85365 | Yuma | 4 | Perm Closure | 1981-02-01 | 12000 | Gasoline | COMPARTMENT A | Double Walled | Asphalt coated or Bare Steel | Pressure |  | Fiberglass Reinforced Plastic | Removal | 1994-01-01
0-004084 | GAS & GO MARKET | 869 N GRAND AVE | NOGALES | AZ | 85621 | Santa Cruz | 2 | Perm Closure | 1979-04-23 | 8000 | Gasoline | COMPARTMENT A | Unknown | Asphalt coated or Bare Steel | Pressure |  | Bare or Galvanized Steel | Removal | 1998-04-29
0-004084 | GAS & GO MARKET | 869 N GRAND AVE | NOGALES | AZ | 85621 | Santa Cruz | 4 | Perm Closure | 1960-01-01 | 1000 | Diesel | COMPARTMENT A | Unknown | Asphalt coated or Bare Steel |  |  |  | Removal | 1998-08-28
0-007444 | EXXONMOBIL OIL CORP #18-BB1 | 8310 W THOMAS RD | PHOENIX | AZ | 85037 | Maricopa | 2 | Perm Closure | 1989-06-01 | 10000 | Gasoline | COMPARTMENT A | Double Walled | Fiberglass Reinforced Plastic | Pressure |  | Fiberglass Reinforced Plastic | Removal | 2003-09-23
0-006987 | MARICOPA COUNTY - SURPRISE MAINTENANCE FACILITY | 16821 N DYSART RD | SURPRISE | AZ | 85374 | Maricopa | 1 | Perm Closure | 1988-01-01 | 12000 | Gasoline | COMPARTMENT A | Single Walled | Fiberglass Reinforced Plastic | Pressure |  | Fiberglass Reinforced Plastic | Removal | 2020-11-09
0-006987 | MARICOPA COUNTY - SURPRISE MAINTENANCE FACILITY | 16821 N DYSART RD | SURPRISE | AZ | 85374 | Maricopa | 2 | Perm Closure | 1988-01-01 | 12000 | Diesel | COMPARTMENT A | Single Walled | Fiberglass Reinforced Plastic | Pressure |  | Fiberglass Reinforced Plastic | Removal | 2020-11-09
0-003610 | RYDER TRUCK RENTAL AND LEASING | 5502 W LATHAM ST | PHOENIX | AZ | 85043 | Maricopa | 3 | Perm Closure | 1988-01-01 | 12000 | Gasoline | COMPARTMENT A | Single Walled | Fiberglass Reinforced Plastic | Pressure | Double Walled | Fiberglass Reinforced Plastic | Removal | 2001-04-04
0-001709 | FREEPORT MCMORAN SIERRITA MINE | 6200 W DUVAL MINE RD | GREEN VALLEY | AZ | 85614 | Pima | 3 | Perm Closure | 1968-01-01 | 10000 | Gasoline | COMPARTMENT A |  | Asphalt coated or Bare Steel |  |  |  | Removal | 1990-10-02
0-005492 | CIRCLE K #2842 | 7536 W GLENDALE AVE | GLENDALE | AZ | 85303 | Maricopa | 5 | Perm Closure | 1994-11-28 | 10000 | Gasoline | COMPARTMENT A | Unknown | Fiberglass Reinforced Plastic | Pressure | Double Walled | Fiberglass Reinforced Plastic | Removal | 2003-01-22
0-001713 | GOODWILL INDUSTRIES | 409 N 16TH ST | PHOENIX | AZ | 85006 | Maricopa | 3 | Perm Closure | 1971-01-01 | 4000 | Gasoline | COMPARTMENT A |  | Asphalt coated or Bare Steel |  |  |  | Removal | 1990-03-06
0-006182 | FLAGSTAFF CARDLOCK | 215 W PHOENIX AVE | FLAGSTAFF | AZ | 86001 | Coconino | 3 | Perm Closure | 1976-04-23 | 5000 | Diesel | COMPARTMENT A | Double Walled | Asphalt coated or Bare Steel | Suction - Check Valve at the Tank Top |  |  | Removal | 1999-01-20
0-005044 | SPEEDWAY STORE #3002 | 1981 E DEUCE OF CLUBS | SHOW LOW | AZ | 85901 | Navajo | 4 | Open | 2006-09-27 | 15000 | Gasoline (UL) | COMPARTMENT A | Double Walled | Fiberglass Reinforced Plastic | Pressure | Double Walled | Fiberglass Reinforced Plastic
0-005044 | SPEEDWAY STORE #3002 | 1981 E DEUCE OF CLUBS | SHOW LOW | AZ | 85901 | Navajo | 5 | Open | 2006-09-27 | 8000 | Diesel | COMPARTMENT B | Double Walled | Fiberglass Reinforced Plastic | Pressure | Double Walled | Fiberglass Reinforced Plastic
0-005044 | SPEEDWAY STORE #3002 | 1981 E DEUCE OF CLUBS | SHOW LOW | AZ | 85901 | Navajo | 2 | Perm Closure | 1976-01-01 | 6000 | Diesel | COMPARTMENT A |  | Asphalt coated or Bare Steel | Pressure |  | Fiberglass Reinforced Plastic | Removal | 2006-09-26
0-001676 | CAMELBACK FORD LINCOLN MERCURY | 1330 E CAMELBACK RD | PHOENIX | AZ | 85014 | Maricopa | 1 | Perm Closure | 1964-01-01 | 500 | Used Oil/Waste Oil | COMPARTMENT A |  | Asphalt coated or Bare Steel |  |  |  | Removal | 1990-09-25
0-010047 | D & B SIGNS | 1221 W ASPINWALL ST | WINSLOW | AZ | 86047 | Navajo | 1 | Perm Closure | 2006-09-13 | 550 | Gasoline | COMPARTMENT A |  | Asphalt coated or Bare Steel |  |  |  | Removal | 2005-02-24
0-008127 | I-40 MOBIL |  | SELIGMAN |  |  | Yavapai | 2 | Perm Closure | 1985-10-01 | 10000 | Gasoline | COMPARTMENT A | Double Walled | Asphalt coated or Bare Steel | Pressure |  |  | Closed in Place | 1994-12-01
0-005235 | U-HAUL - SUNNYSLOPE CENTER | 9300 N CAVE CREEK RD | PHOENIX | AZ | 85020 | Maricopa | 3 | Perm Closure | 1982-04-03 | 1000 | Used Oil/Waste Oil | COMPARTMENT A | Unknown | Asphalt coated or Bare Steel |  |  |  | Removal | 1995-07-11
0-005235 | U-HAUL - SUNNYSLOPE CENTER | 9300 N CAVE CREEK RD | PHOENIX | AZ | 85020 | Maricopa | 2 | Perm Closure | 1982-04-03 | 10000 | Gasoline | COMPARTMENT A | Unknown | Asphalt coated or Bare Steel |  |  |  | Removal | 1995-07-11
0-000781 | WASTE MANAGEMENT-ELWOOD HAULING | 1580 E ELWOOD ST | PHOENIX | AZ | 85040 | Maricopa | 5 | Perm Closure | 1988-12-01 | 10000 | Diesel | COMPARTMENT A | Double Walled | Fiberglass Reinforced Plastic | Pressure | Double Walled | Fiberglass Reinforced Plastic | Removal | 2018-06-21
0-003270 | EXXONMOBIL OIL CORP #12388 | 13404 N DEL WEBB BLVD | SUN CITY | AZ | 85351 | Maricopa | 1 | Perm Closure | 1972-01-01 | 6000 | Gasoline | COMPARTMENT A |  | Asphalt coated or Bare Steel |  |  |  | Removal | 1987-07-02
0-009049 | FLIGHT TRAILS | 4610 E FIGHTER ACES DR | MESA | AZ | 85215 | Maricopa | 1 | Temp Closure | 1990-06-01 | 12000 | Gasoline | COMPARTMENT A | Double Walled | Fiberglass Reinforced Plastic | Suction - Check Valve at the Dispenser | Aboveground Piping | Bare or Galvanized Steel |  | 2018-11-29
0-007415 | ACTION SCAFFOLDING | 3702 E 37TH ST | TUCSON | AZ | 85713 | Pima | 1 | Perm Closure | 2005-06-17 | 1000 | Gasoline | COMPARTMENT A | Unknown | Unknown |  |  |  | Removal | 1991-08-23
0-007882 | DESERT WEST RESOURCES | 2880 W BROADWAY BLVD | TUCSON | AZ | 85745 | Pima | 1 | Perm Closure | 2005-06-17 | 10000 | Unidentified | COMPARTMENT A | Unknown | Unknown |  |  |  | Removal
0-004018 | QUEBEDEAUX BUICK-GMC | 3566 E SPEEDWAY BLVD | TUCSON | AZ | 85716 | Pima | 2 | Perm Closure | 1968-04-29 | 500 | Used Oil/Waste Oil | COMPARTMENT A | Unknown | Asphalt coated or Bare Steel | Suction - Check Valve at the Tank Top |  |  | Removal | 1993-12-02
0-000679 | DANS VALLEY EXXON | 494 S MAIN ST | CAMP VERDE | AZ | 86322 | Yavapai | 3 | Perm Closure | 1966-04-29 | 2000 | Diesel | COMPARTMENT A | Single Walled | Asphalt coated or Bare Steel | Pressure | Single Walled | Bare or Galvanized Steel | Removal | 1999-03-18
0-000666 | SPEEDWAY STORE #2953 | 3200 E 32ND ST | YUMA | AZ | 85365 | Yuma | 10 | Open | 1991-02-25 | 20000 | Diesel | COMPARTMENT A | Double Walled | Composite (Steel/Fiberglass) | Pressure | Single Walled | Fiberglass Reinforced Plastic
0-005653 | WHITING STATION #23 | 1402 E SECOND ST | WINSLOW | AZ | 86047 | Navajo | 6 | Perm Closure | 2005-06-17 | 12000 | Gasoline | COMPARTMENT A | Single Walled | Asphalt coated or Bare Steel | Pressure | Single Walled | Bare or Galvanized Steel | Removal | 2002-06-01
0-000600 | AVIS RENT-A-CAR | 1440 S 23RD ST | PHOENIX | AZ | 85034 | Maricopa | 1 | Perm Closure | 1976-04-24 | 10000 | Gasoline | COMPARTMENT A | Single Walled | Asphalt coated or Bare Steel |  |  |  | Removal | 1985-01-01
0-000600 | AVIS RENT-A-CAR | 1440 S 23RD ST | PHOENIX | AZ | 85034 | Maricopa | 3 | Perm Closure | 1976-04-24 | 10000 | Gasoline | COMPARTMENT A | Single Walled | Asphalt coated or Bare Steel |  |  |  | Removal | 1985-01-01
0-000516 | ARCO #5274 | 748 E BELL RD | PHOENIX | AZ | 85022 | Maricopa | 4 | Perm Closure | 1970-01-01 | 10000 | Gasoline | COMPARTMENT A |  | Asphalt coated or Bare Steel |  |  |  | Removal | 1989-10-01
0-000516 | ARCO #5274 | 748 E BELL RD | PHOENIX | AZ | 85022 | Maricopa | 6 | Perm Closure | 1989-10-01 | 10000 | Gasoline | COMPARTMENT A | Double Walled | Fiberglass Reinforced Plastic | Pressure |  | Fiberglass Reinforced Plastic | Removal | 2003-04-11
0-000396 | SOUTH STOVER CENTER | 1009 S STOVER RD | PAYSON | AZ | 85541 | Gila | 3 | Perm Closure | 1979-01-01 | 5000 | Diesel | COMPARTMENT A |  | Asphalt coated or Bare Steel |  |  |  | Removal | 1988-10-18
0-005168 | SILVERBELL GOLF COURSE | 3600 N SILVERBELL RD | TUCSON | AZ | 85745 | Pima | 2 | Perm Closure | 1981-01-10 | 500 | Diesel | COMPARTMENT A | Double Walled | Asphalt coated or Bare Steel | Suction - Check Valve at the Tank Top |  |  | Removal | 1994-06-07
0-003445 | MURPHY SCHOOL DISTRICT #21 - MAINTENANCE YARD | 1225 S 27TH AVE | PHOENIX | AZ | 85009 | Maricopa | 2 | Perm Closure | 1981-05-02 | 5000 | Gasoline | COMPARTMENT A | Double Walled | Asphalt coated or Bare Steel |  |  |  | Removal | 1990-09-10
0-002616 | DAVE'S FAST STOP | 2060 HIGHWAY 60 | GLOBE | AZ | 85001 | Gila | 5 | Perm Closure | 1989-09-20 | 12000 | Diesel | COMPARTMENT A | Single Walled | Fiberglass Reinforced Plastic | Pressure | Single Walled | Fiberglass Reinforced Plastic | Removal | 2020-02-26
0-002616 | DAVE'S FAST STOP | 2060 HIGHWAY 60 | GLOBE | AZ | 85001 | Gila | 1 | Perm Closure | 1989-09-20 | 8000 | Gasoline | COMPARTMENT A | Single Walled | Fiberglass Reinforced Plastic | Pressure | Single Walled | Fiberglass Reinforced Plastic | Removal | 2020-02-26
0-002616 | DAVE'S FAST STOP | 2060 HIGHWAY 60 | GLOBE | AZ | 85001 | Gila | 6 | Open | 2020-03-27 | 15000 | Gasoline (UL) | COMPARTMENT A | Double Walled | Fiberglass Reinforced Plastic | Pressure | Double Walled | Fiberglass Reinforced Plastic
0-001207 | CIRCLE K #2700057 | 3602 N ORACLE RD | TUCSON | AZ | 85705 | Pima | 7 | Perm Closure | 2016-08-03 | 600 | Unidentified | COMPARTMENT A | Single Walled | Asphalt coated or Bare Steel |  |  |  | Removal | 2016-06-30
0-001264 | CIRCLE K #2700592 | 2080 W RUTHRAUFF RD | TUCSON | AZ | 85705 | Pima | 3 | Open | 1987-01-01 | 10000 | Gasoline | COMPARTMENT A | Single Walled | Fiberglass Reinforced Plastic | Pressure | Single Walled | Fiberglass Reinforced Plastic
0-001393 | CIRCLE K #2701310 | 24 N SUMMER ST | TOMBSTONE | AZ | 85638 | Cochise | 3 | Open | 1978-01-01 | 10000 | Gasoline | COMPARTMENT A |  | Asphalt coated or Bare Steel | Pressure | Double Walled | Fiberglass Reinforced Plastic
0-002216 | CIRCLE K #2708514 | 13961 N SANDARIO RD | MARANA | AZ | 85653 | Pima | 2 | Open | 1987-01-27 | 10000 | Gasoline | COMPARTMENT A | Double Walled | Fiberglass Reinforced Plastic | Pressure |  | Fiberglass Reinforced Plastic
0-001497 | CIRCLE K #2701844 | 3508 W BASELINE RD | PHOENIX | AZ | 85041 | Maricopa | 3 | Perm Closure | 1985-01-01 | 10000 | Gasoline | COMPARTMENT A | Single Walled | Fiberglass Reinforced Plastic | Pressure | Single Walled | Fiberglass Reinforced Plastic | Removal | 2016-04-13
0-001870 | EXXON #7-1405 | 3433 N 56TH ST | PHOENIX | AZ | 85018 | Maricopa | 3 | Perm Closure | 1974-01-01 | 10000 | Gasoline | COMPARTMENT A |  | Asphalt coated or Bare Steel |  |  |  | Removal | 1988-01-01
0-003763 | UNOCAL #7368 | 245 E FRY BLVD | SIERRA VISTA | AZ | 85635 | Cochise | 2 | Perm Closure | 1963-04-03 | 560 | Used Oil/Waste Oil | COMPARTMENT A | Double Walled | Asphalt coated or Bare Steel |  |  |  | Removal | 1980-03-01
0-003763 | UNOCAL #7368 | 245 E FRY BLVD | SIERRA VISTA | AZ | 85635 | Cochise | 3 | Perm Closure | 1970-04-02 | 10000 | Gasoline | COMPARTMENT A | Double Walled | Asphalt coated or Bare Steel |  |  |  | Removal | 1980-03-01
0-005014 | COBB'S AUTO SERVICE U-HAUL | 3137 E ANDY DEVINE AVE | KINGMAN | AZ | 86401 | Mohave | 5 | Perm Closure | 1982-01-01 | 12000 | Gasoline | COMPARTMENT A |  | Asphalt coated or Bare Steel | Pressure |  | Fiberglass Reinforced Plastic | Removal | 2015-09-23
0-003242 | MOBIL 18-M1F | 5549 E INDIAN SCHOOL RD | PHOENIX | AZ | 85018 | Maricopa | 8 | Perm Closure | 1987-07-01 | 10000 | Gasoline | COMPARTMENT A | Double Walled | Fiberglass Reinforced Plastic | Pressure |  | Fiberglass Reinforced Plastic | Removal | 2007-04-12
0-004749 | RAY STEVENS PAVING | 3526 N 42ND AVE | PHOENIX | AZ | 85019 | Maricopa | 3 | Perm Closure | 1976-05-07 | 600 | Used Oil/Waste Oil | COMPARTMENT A | Unknown | Asphalt coated or Bare Steel | Gravity Feed |  |  | Removal | 1993-11-18
0-004655 | 7-ELEVEN #22553 | 3448 W GLENDALE AVE | PHOENIX | AZ | 85051 | Maricopa | 2 | Perm Closure | 1980-02-05 | 12000 | Gasoline | COMPARTMENT A | Unknown | Asphalt coated or Bare Steel |  |  |  | Removal | 1991-12-17
0-004530 | PHELPS DODGE - MORENCI - UST FACILITY | 4251 US HIGHWAY 191 | MORENCI | AZ | 85540 | Greenlee | 11 | Perm Closure | 2005-06-17 |  | Unidentified | COMPARTMENT A | Unknown | Unknown |  |  |  | Removal | 1990-03-01
0-004530 | PHELPS DODGE - MORENCI - UST FACILITY | 4251 US HIGHWAY 191 | MORENCI | AZ | 85540 | Greenlee | 2 | Perm Closure | 1976-05-06 | 4000 | Gasoline | COMPARTMENT A | Double Walled | Asphalt coated or Bare Steel |  |  |  | Removal | 1988-09-01
0-004481 | SHAY OIL | 2002 S 4TH AVE | YUMA | AZ | 85364 | Yuma | 8 | Open | 1995-04-27 | 12000 | Gasoline | COMPARTMENT A | Double Walled | Fiberglass Reinforced Plastic | Pressure | Double Walled | Fiberglass Reinforced Plastic
0-004354 | LONE STAR SERVICE | 1600 A AVE | DOUGLAS | AZ | 85607 | Cochise | 3 | Perm Closure | 1982-01-01 | 10000 | Gasoline | COMPARTMENT A |  | Asphalt coated or Bare Steel | Suction - Check Valve at the Tank Top |  |  | Removal | 1993-08-04
0-006004 | VALERO | 3233 S 48TH ST | TEMPE | AZ | 85282 | Maricopa | 3 | Perm Closure | 1981-01-01 | 8000 | Gasoline | COMPARTMENT A |  | Asphalt coated or Bare Steel | Pressure |  | Bare or Galvanized Steel | Removal | 1993-06-24
0-006004 | VALERO | 3233 S 48TH ST | TEMPE | AZ | 85282 | Maricopa | 7 | Temp Closure | 1993-07-10 | 10000 | Gasoline | COMPARTMENT A | Double Walled | Composite (Steel/Fiberglass) | Pressure |  | Fiberglass Reinforced Plastic |  | 2017-11-30
0-000940 | CONOCOPHILLIPS #257456 | 11503 W BELL RD | SURPRISE | AZ | 85378 | Maricopa | 3 | Perm Closure | 1982-01-01 | 10000 | Gasoline | COMPARTMENT A |  | Asphalt coated or Bare Steel | Pressure |  | Fiberglass Reinforced Plastic | Removal | 1994-10-04
0-000940 | CONOCOPHILLIPS #257456 | 11503 W BELL RD | SURPRISE | AZ | 85378 | Maricopa | 4 | Perm Closure | 1982-01-01 | 10000 | Diesel | COMPARTMENT A |  | Asphalt coated or Bare Steel | Pressure |  | Fiberglass Reinforced Plastic | Removal | 1994-10-04
0-000916 | CIRCLE K STORE #2706648 | 2311 W DEER VALLEY RD | PHOENIX | AZ | 85027 | Maricopa | 4 | Open | 1991-08-01 | 10000 | Gasoline | COMPARTMENT A | Double Walled | Fiberglass Reinforced Plastic | Pressure | Double Walled | Fiberglass Reinforced Plastic
0-000916 | CIRCLE K STORE #2706648 | 2311 W DEER VALLEY RD | PHOENIX | AZ | 85027 | Maricopa | 3 | Perm Closure | 1973-01-01 | 12000 | Gasoline | COMPARTMENT A |  | Asphalt coated or Bare Steel |  |  |  | Removal | 1991-09-10
0-005908 | SANNER CONTRACTING CO | 415 E MINERAL RD | PHOENIX | AZ | 85042 | Maricopa | 3 | Perm Closure | 1967-01-01 | 10000 | Gasoline | COMPARTMENT A | Single Walled | Asphalt coated or Bare Steel |  |  |  | Removal | 1992-01-23
0-004220 | RED ROCK AUTO SERVICE | 11625 N SAGUARO BLVD | FOUNTAIN HILLS | AZ | 85268 | Maricopa | 3 | Perm Closure | 1974-01-01 | 4000 | Diesel | COMPARTMENT A |  | Asphalt coated or Bare Steel |  |  |  | Removal | 1995-12-13
0-004220 | RED ROCK AUTO SERVICE | 11625 N SAGUARO BLVD | FOUNTAIN HILLS | AZ | 85268 | Maricopa | 5 | Perm Closure | 1995-03-02 | 8000 | Gasoline | COMPARTMENT A | Double Walled | Fiberglass Reinforced Plastic | Pressure | Double Walled | Fiberglass Reinforced Plastic | Removal | 2020-04-02
0-005020 | GAS UP SHELL | 1182 W BEALE ST | KINGMAN | AZ | 86401 | Mohave | 2 | Perm Closure | 1971-01-01 | 3000 | Diesel | COMPARTMENT A |  | Asphalt coated or Bare Steel |  |  |  | Removal | 1991-01-01
0-004437 | CVS HEALTH | 9501 E SHEA BLVD | SCOTTSDALE | AZ | 85260 | Maricopa | 4 | Perm Closure | 1982-01-01 | 3000 | Gasoline | COMPARTMENT A |  | Asphalt coated or Bare Steel |  |  |  | Removal | 1988-01-01
0-005212 | PEAKVIEW COUNTRY STORE | 3400 N FORT VALLEY RD | FLAGSTAFF | AZ | 86001 | Coconino | 2 | Perm Closure | 1982-01-01 | 8000 | Gasoline | COMPARTMENT A | Single Walled | Asphalt coated or Bare Steel | Pressure |  |  | Removal | 1998-11-12
0-003537 | NORTHWEST ARIZONA DISTRIBUTORS INC | 2908 E ANDY DEVINE AVE | KINGMAN | AZ | 86401 | Mohave | 2 | Perm Closure | 1972-01-01 | 2000 | Diesel | COMPARTMENT A |  | Asphalt coated or Bare Steel |  |  |  | Closed in Place | 1987-01-28
0-003579 | OROWEAT FOODS CO | 1115 W BROADWAY RD | TEMPE | AZ | 85282 | Maricopa | 3 | Perm Closure | 1966-01-21 | 1000 | Gasoline | COMPARTMENT A | Unknown | Unknown |  |  |  | Removal | 1989-08-09
0-001743 | NABISCO |  | DOUGLAS |  |  | Cochise | 3 | Perm Closure | 1972-01-01 | 5000 | Diesel | COMPARTMENT A |  | Asphalt coated or Bare Steel |  |  |  | Removal | 1991-01-15
0-001743 | NABISCO |  | DOUGLAS |  |  | Cochise | 4 | Perm Closure | 1972-01-01 | 5000 | Diesel | COMPARTMENT A |  | Asphalt coated or Bare Steel |  |  |  | Removal | 1991-01-15
0-009044 | MISSION BELL PLAZA | 2501 E BELL RD | PHOENIX | AZ | 85032 | Maricopa | 2 | Perm Closure | 1970-01-01 | 6000 | Gasoline | COMPARTMENT A |  | Asphalt coated or Bare Steel | Pressure |  | Bare or Galvanized Steel | Removal | 1997-01-24
0-002125 | ROADRUNNER MARKET | 16121 S HOUGHTON RD | CORONA DE TUCSON | AZ | 85641 | Pima | 2 | Perm Closure | 2005-06-17 | 5000 | Gasoline | COMPARTMENT A | Single Walled | Asphalt coated or Bare Steel |  |  |  | Removal | 1995-08-01
0-002125 | ROADRUNNER MARKET | 16121 S HOUGHTON RD | CORONA DE TUCSON | AZ | 85641 | Pima | 3 | Open | 1997-12-26 | 12000 | Gasoline | COMPARTMENT A | Double Walled | Composite (Steel/Fiberglass) | Pressure | Double Walled
0-002125 | ROADRUNNER MARKET | 16121 S HOUGHTON RD | CORONA DE TUCSON | AZ | 85641 | Pima | 1 | Perm Closure | 2005-06-17 | 6000 | Gasoline | COMPARTMENT A | Single Walled | Asphalt coated or Bare Steel |  |  |  | Removal | 1995-08-02
0-004175 | CARS 4 LESS | 1220 N PINAL AVE | CASA GRANDE | AZ | 85122 | Pinal | 2 | Perm Closure | 1961-01-01 | 4000 | Gasoline | COMPARTMENT A | Double Walled | Asphalt coated or Bare Steel |  |  |  | Removal | 1989-12-05
0-005790 | AAA VAN AND TRUCK WRECKING | 3124 E MADISON ST | PHOENIX | AZ | 85034 | Maricopa | 1 | Perm Closure | 1977-09-28 | 1000 | Gasoline | COMPARTMENT A | Unknown | Unknown |  |  |  | Removal | 1989-09-18
0-005404 | U OF A - EXPERIMENTAL FARM | 1601 W MAIN ST | MESA | AZ | 85201 | Maricopa | 4 | Perm Closure | 1977-05-05 | 550 | Gasoline | COMPARTMENT A | Unknown | Asphalt coated or Bare Steel |  |  |  | Removal | 1991-06-26
0-005559 | PARCEL 112-22-022 | 4110 E COUNTY 13TH ST | YUMA | AZ | 85365 | Yuma | 1 | Perm Closure | 1971-05-21 | 10000 | Gasoline | COMPARTMENT A | Double Walled | Asphalt coated or Bare Steel |  |  |  | Removal | 1990-03-17
0-009491 | PILOT TRAVEL CENTER #279 | 769 E FRONTAGE RD | RIO RICO | AZ | 85648 | Santa Cruz | 1 | Open | 1999-05-12 | 20000 | Diesel | COMPARTMENT A | Double Walled | Fiberglass Reinforced Plastic | Pressure | Double Walled | Fiberglass Reinforced Plastic
0-001725 | THE TIRE DOCTOR | 801 W THATCHER BLVD | SAFFORD | AZ | 85546 | Graham | 3 | Perm Closure | 1964-01-01 | 4000 | Gasoline | COMPARTMENT A |  | Asphalt coated or Bare Steel |  |  |  | Removal | 1991-09-19
0-005401 | U OF A - GARAGE & MOTOR POOL | 550 N MOUNTAIN AVE BLDG 48 | TUCSON | AZ | 85721 | Pima | 3 | Perm Closure | 1975-05-06 | 6000 | Gasoline | COMPARTMENT A | Unknown | Unknown |  |  |  | Removal | 1991-10-22
0-005401 | U OF A - GARAGE & MOTOR POOL | 550 N MOUNTAIN AVE BLDG 48 | TUCSON | AZ | 85721 | Pima | 1 | Perm Closure | 1969-05-05 | 10000 | Gasoline | COMPARTMENT A | Double Walled | Asphalt coated or Bare Steel |  |  |  | Removal | 1986-03-01
0-005323 | UNITED METRO MATERIALS | 2800 S CENTRAL AVE | PHOENIX | AZ | 85040 | Maricopa | 9 | Perm Closure | 1979-01-01 | 12000 | Diesel | COMPARTMENT A | Double Walled | Fiberglass Reinforced Plastic |  |  |  | Removal | 1989-12-19
0-005323 | UNITED METRO MATERIALS | 2800 S CENTRAL AVE | PHOENIX | AZ | 85040 | Maricopa | 15 | Perm Closure | 2005-06-17 | 500 | Unidentified | COMPARTMENT A | Single Walled | Asphalt coated or Bare Steel | Gravity Feed |  |  | Removal | 1994-06-09
0-005323 | UNITED METRO MATERIALS | 2800 S CENTRAL AVE | PHOENIX | AZ | 85040 | Maricopa | 12 | Perm Closure | 1981-01-01 | 500 | Used Oil/Waste Oil | COMPARTMENT A | Single Walled | Asphalt coated or Bare Steel |  |  |  | Removal | 1991-03-04
0-001040 | CHEVRON #9-1549 | 4705 N US HIGHWAY 89 | FLAGSTAFF | AZ | 86004 | Coconino | 6 | Perm Closure | 1993-04-01 | 12000 | Gasoline | COMPARTMENT A | Double Walled | Fiberglass Reinforced Plastic | Pressure | Double Walled | Fiberglass Reinforced Plastic | Removal | 2002-03-05
0-001040 | CHEVRON #9-1549 | 4705 N US HIGHWAY 89 | FLAGSTAFF | AZ | 86004 | Coconino | 4 | Perm Closure | 1981-01-01 | 1000 | Used Oil/Waste Oil | COMPARTMENT A | Single Walled | Fiberglass Reinforced Plastic |  |  |  | Removal | 1993-03-02
0-001879 | LAWANDO'S INC | 2302 W DEER VALLEY RD | PHOENIX | AZ | 85027 | Maricopa | 7 | Perm Closure | 1986-08-27 | 8000 | Gasoline | COMPARTMENT A |  | Fiberglass Reinforced Plastic | Pressure |  | Fiberglass Reinforced Plastic | Removal | 2012-09-12
0-001879 | LAWANDO'S INC | 2302 W DEER VALLEY RD | PHOENIX | AZ | 85027 | Maricopa | 3 | Perm Closure | 1969-01-01 | 10000 | Gasoline | COMPARTMENT A |  | Asphalt coated or Bare Steel |  |  |  | Removal | 1986-08-22
0-000532 | ARCO #1403 | 7002 N 7TH ST | PHOENIX | AZ | 85020 | Maricopa | 1 | Perm Closure | 1976-01-01 | 6000 | Gasoline | COMPARTMENT A |  | Asphalt coated or Bare Steel |  |  |  | Removal | 1988-08-28
0-005545 | CENTRAL FREIGHT LINES | 2205 S 43RD AVE | PHOENIX | AZ | 85009 | Maricopa | 5 | Perm Closure | 1987-01-01 | 15000 | Diesel | COMPARTMENT A | Double Walled | Asphalt coated or Bare Steel | Pressure | Double Walled | Fiberglass Reinforced Plastic | Removal | 2006-02-15
0-003193 | MOBIL 18-568 | 5102 W OLIVE AVE | GLENDALE | AZ | 85302 | Maricopa | 6 | Perm Closure | 1988-07-01 | 12000 | Gasoline | COMPARTMENT A |  | Fiberglass Reinforced Plastic | Pressure |  | Fiberglass Reinforced Plastic | Removal | 2003-11-25
0-003193 | MOBIL 18-568 | 5102 W OLIVE AVE | GLENDALE | AZ | 85302 | Maricopa | 4 | Perm Closure | 1988-07-01 | 10000 | Gasoline | COMPARTMENT A |  | Fiberglass Reinforced Plastic | Pressure |  | Fiberglass Reinforced Plastic | Removal | 2003-11-25
0-004263 | SPEEDWAY STORE #2974 | 1497 E FRY BLVD | SIERRA VISTA | AZ | 85635 | Cochise | 9 | Perm Closure | 1997-10-25 | 10000 | Diesel | COMPARTMENT A | Double Walled | Fiberglass Reinforced Plastic | Pressure | Double Walled | Fiberglass Reinforced Plastic | Removal | 2003-11-13
0-005882 | TATUM RANCH GOLF CLUB | 29888 N TATUM RANCH DR | PHOENIX | AZ | 85331 | Maricopa | 2 | Perm Closure | 1987-11-04 | 1000 | Diesel | COMPARTMENT A | Double Walled | Asphalt coated or Bare Steel | Suction - Check Valve at the Tank Top |  | Fiberglass Reinforced Plastic | Removal | 1998-10-27
0-004347 | SANDS CHEVROLET | 5418 NW GRAND AVE | GLENDALE | AZ | 85301 | Maricopa | 3 | Perm Closure | 1965-01-01 | 1000 | Diesel | COMPARTMENT A | Single Walled | Asphalt coated or Bare Steel |  |  |  | Closed in Place | 1988-01-01
0-001223 | CIRCLE K #2700412 | 503 N GILBERT RD | GILBERT | AZ | 85234 | Maricopa | 3 | Perm Closure | 1977-01-01 | 6000 | Gasoline | COMPARTMENT A |  | Asphalt coated or Bare Steel | Pressure |  |  | Removal | 1994-11-15
0-001801 | DIXIES TEXACO |  | BOWIE |  |  | Cochise | 1 | Perm Closure | 1966-01-01 | 1000 | Diesel | COMPARTMENT A |  | Asphalt coated or Bare Steel | Suction - Check Valve at the Dispenser |  |  | Removal | 1999-08-13
0-001801 | DIXIES TEXACO |  | BOWIE |  |  | Cochise | 2 | Perm Closure | 1966-01-01 | 1000 | Gasoline | COMPARTMENT A |  | Asphalt coated or Bare Steel | Suction - Check Valve at the Dispenser |  |  | Removal | 1999-08-13
0-008384 | GUADALUPE AUTO REPAIR | 8222 S AVENIDA DEL YAQUI | GUADALUPE | AZ | 85283 | Maricopa | 3 | Perm Closure | 2005-06-17 | 550 | Gasoline | COMPARTMENT A | Double Walled | Asphalt coated or Bare Steel |  |  |  | Removal | 1999-09-01
0-001052 | GIANT 6619 | 1001 E BENSON HWY | TUCSON | AZ | 85713 | Pima | 8 | Perm Closure | 1988-06-01 | 1000 | Used Oil/Waste Oil | COMPARTMENT A | Double Walled | Fiberglass Reinforced Plastic | Gravity Feed |  |  | Removal | 1999-06-15
0-001052 | GIANT 6619 | 1001 E BENSON HWY | TUCSON | AZ | 85713 | Pima | 2 | Perm Closure | 1972-01-01 | 10000 | Gasoline | COMPARTMENT A |  | Asphalt coated or Bare Steel |  |  |  | Removal | 1988-05-01
0-004388 | SCOTT TOYOTA | 6850 E MCDOWELL RD | SCOTTSDALE | AZ | 85257 | Maricopa | 1 | Perm Closure | 1982-01-01 | 10000 | Gasoline | COMPARTMENT A | Double Walled | Fiberglass Reinforced Plastic | Pressure |  |  | Removal | 2009-09-18
0-004351 | SANTAN DUSTERS | 1825 E RYAN RD | CHANDLER | AZ | 85249 | Maricopa | 2 | Perm Closure | 1976-01-01 | 10000 | Gasoline | COMPARTMENT A |  | Asphalt coated or Bare Steel |  |  |  | Closed in Place | 1998-02-05
0-010341 | CIRCLE K STORE #2703400 | 4540 W INA RD | MARANA | AZ | 85741 | Pima | 3 | Open | 2010-02-23 | 12000 | Diesel | COMPARTMENT A | Double Walled | Fiberglass Reinforced Plastic | Pressure | Double Walled | Fiberglass Reinforced Plastic
0-010341 | CIRCLE K STORE #2703400 | 4540 W INA RD | MARANA | AZ | 85741 | Pima | 2 | Open | 2010-02-23 | 12000 | Gasoline | COMPARTMENT A | Double Walled | Fiberglass Reinforced Plastic | Pressure | Double Walled | Fiberglass Reinforced Plastic
0-008380 | VIDO STORE | 1130 E DEUCE OF CLUBS | SHOW LOW | AZ | 85901 | Navajo | 2 | Perm Closure | 2005-06-17 |  | Unidentified | COMPARTMENT A | Unknown | Asphalt coated or Bare Steel |  |  |  | Removal | 1988-12-01
0-003874 | EVANS MANAGEMENT | 4753 E FALCON DR | MESA | AZ | 85215 | Maricopa | 1 | Perm Closure | 1980-01-01 | 12000 | Unidentified | COMPARTMENT A | Double Walled | Composite (Steel/Fiberglass) | Suction - Check Valve at the Tank Top |  |  | Closed in Place | 2008-03-14
0-004098 | RAY BELL #417 - FORMER | 107 N CASA GRANDE AVE | CASA GRANDE | AZ | 85122 | Pinal | 4 | Perm Closure | 2005-06-17 | 250 | Used Oil/Waste Oil | COMPARTMENT A | Unknown | Unknown | Gravity Feed |  |  | Removal | 1993-03-24
0-008124 | FAIRFIELD SNOWBOWL - MOUNTAIN SHOP |  | FLAGSTAFF |  |  | Coconino | 3 | Perm Closure | 1984-01-01 | 6000 | Diesel | COMPARTMENT A | Double Walled | Asphalt coated or Bare Steel | Pressure |  |  | Removal | 1997-07-08
0-005244 | CITY OF FLAGSTAFF - TRANSIT TRANSFER CENTER | 102 W ROUTE 66 | FLAGSTAFF | AZ | 86001 | Coconino | 2 | Perm Closure | 1966-04-30 | 3000 | Unidentified | COMPARTMENT A | Unknown | Asphalt coated or Bare Steel |  |  |  | Removal | 1986-06-09
0-000798 | USDOI BR - GLEN CANYON DAM & POWERPLANT | 2 MILES NORTH OF PAGE ON US 89 | PAGE | AZ | 86040 | Coconino | 1 | Perm Closure | 1966-04-17 | 2000 | Diesel | COMPARTMENT A | Single Walled | Asphalt coated or Bare Steel |  |  |  | Removal | 1973-01-01
0-008222 | SAM DAYS AUTO SALES & WRECKING | 3180 E US HIGHWAY 80 | YUMA | AZ | 85365 | Yuma | 11 | Perm Closure | 2005-06-17 | 8000 | Gasoline | COMPARTMENT A | Unknown | Asphalt coated or Bare Steel |  |  |  | Removal | 1997-08-27
0-002139 | FISHERS LANDING RESORT |  | MARTINEZ LAKE |  |  | Yuma | 4 | Perm Closure | 1978-08-13 | 4000 | Gasoline | COMPARTMENT A | Single Walled | Asphalt coated or Bare Steel |  |  |  | Removal | 1972-04-01
0-006706 | OLD TOWN MINI MART | 794 N MAIN ST | COTTONWOOD | AZ | 86326 | Yavapai | 4 | Perm Closure | 1970-01-01 | 1000 | Used Oil/Waste Oil | COMPARTMENT A | Double Walled | Asphalt coated or Bare Steel |  |  |  | Removal | 1997-04-23
0-004210 | KALIL BOTTLING | 931 S HIGHLAND AVE | TUCSON | AZ | 85719 | Pima | 1 | Perm Closure | 1975-05-08 | 10000 | Diesel | COMPARTMENT A | Double Walled | Asphalt coated or Bare Steel |  |  |  | Removal | 1988-01-01
0-006345 | JIMMYS SERVICE | 2500 E 6TH ST | TUCSON | AZ | 85716 | Pima | 3 | Perm Closure | 1980-09-12 | 1000 | Unidentified | COMPARTMENT A | Unknown | Unknown |  |  |  | Removal | 1989-06-07
0-000181 | SANIFILL OF ARIZONA INC | 21001 N 7TH ST | PHOENIX | AZ | 85024 | Maricopa | 8 | Perm Closure | 2005-06-17 |  | Unidentified | COMPARTMENT A | Single Walled | Asphalt coated or Bare Steel |  |  |  | Removal | 1988-12-17
0-000181 | SANIFILL OF ARIZONA INC | 21001 N 7TH ST | PHOENIX | AZ | 85024 | Maricopa | 2 | Perm Closure | 1969-01-01 | 6000 | Gasoline | COMPARTMENT A | Single Walled | Asphalt coated or Bare Steel |  |  |  | Removal | 1988-12-17
0-000181 | SANIFILL OF ARIZONA INC | 21001 N 7TH ST | PHOENIX | AZ | 85024 | Maricopa | 6 | Perm Closure | 1983-01-01 | 8000 | Used Oil/Waste Oil | COMPARTMENT A | Single Walled | Asphalt coated or Bare Steel |  |  |  | Removal | 1988-12-17
0-002023 | EXXON #7-7452 | 2638 E MAIN ST | MESA | AZ | 85213 | Maricopa | 1 | Perm Closure | 1984-01-01 | 1000 | Used Oil/Waste Oil | COMPARTMENT A | Single Walled | Fiberglass Reinforced Plastic |  |  |  | Removal | 1987-10-23
0-005507 | BANK ONE BUILDING | 201 N CENTRAL AVE | PHOENIX | AZ | 85004 | Maricopa | 1 | Perm Closure | 1972-01-01 | 500 | Diesel | COMPARTMENT A | Unknown | Unknown |  |  |  | Removal | 1999-03-20
0-008682 | AUTO STOP AUTO SALES | 2401 S PACIFIC AVE | YUMA | AZ | 85365 | Yuma | 3 | Perm Closure | 1979-01-01 | 500 | Used Oil/Waste Oil | COMPARTMENT A | Unknown | Asphalt coated or Bare Steel | Gravity Feed |  | Bare or Galvanized Steel | Removal | 1996-03-28
0-000144 | CIRCLE K #8593 | 21895 S ELLSWORTH RD | QUEEN CREEK | AZ | 85142 | Maricopa | 2 | Open | 1987-01-01 | 10000 | Gasoline | COMPARTMENT A | Double Walled | Fiberglass Reinforced Plastic | Pressure |  | Fiberglass Reinforced Plastic
0-000144 | CIRCLE K #8593 | 21895 S ELLSWORTH RD | QUEEN CREEK | AZ | 85142 | Maricopa | 3 | Open | 1987-01-01 | 10000 | Diesel | COMPARTMENT A | Double Walled | Fiberglass Reinforced Plastic | Pressure |  | Fiberglass Reinforced Plastic
0-004817 | SUTTON OIL CO INC | 201 N ARIZONA BLVD | COOLIDGE | AZ | 85128 | Pinal | 1 | Perm Closure | 1966-04-15 | 8000 | Gasoline | COMPARTMENT A | Unknown | Asphalt coated or Bare Steel |  |  |  | Removal | 1998-07-16
0-005339 | USAF - WILLIAMS AFB - RECREATION ANNEX - WATERDOG |  | FISH CREEK (HISTORICAL) |  |  | Maricopa | 4 | Perm Closure | 1979-01-01 | 550 | Gasoline | COMPARTMENT A | Single Walled | Asphalt coated or Bare Steel |  |  |  | Removal | 1991-10-31
0-004911 | TEXACO #60-349-0060 | 2011 E UNIVERSITY DR | MESA | AZ | 85213 | Maricopa | 3 | Perm Closure | 1986-05-07 | 10000 | Gasoline | COMPARTMENT A | Double Walled | Fiberglass Reinforced Plastic | Pressure | Double Walled | Fiberglass Reinforced Plastic | Removal | 2002-11-15
0-002543 | JIM'S SERVICES STATION | 6141 E CAVE CREEK RD | CAVE CREEK | AZ | 85331 | Maricopa | 2 | Perm Closure | 1965-12-28 | 2000 | Gasoline | COMPARTMENT A | Unknown | Unknown |  |  |  | Removal | 1991-03-01
0-008399 | CRRYS SHELTER | 9575 S EVANS LN | MOHAVE VALLEY | AZ | 86440 | Mohave | 1 | Perm Closure | 2005-06-17 | 8000 | Gasoline | COMPARTMENT A | Double Walled | Fiberglass Reinforced Plastic |  |  |  | Removal | 1994-08-10
0-000097 | THUNDER GAS & MINI MART | 4326 W THUNDERBIRD RD | PHOENIX | AZ | 85306 | Maricopa | 3 | Perm Closure | 1979-01-01 | 12000 | Gasoline | COMPARTMENT A |  | Asphalt coated or Bare Steel | Pressure |  | Fiberglass Reinforced Plastic | Removal | 1994-02-05
0-003698 | PHELPS DODGE - DOUGLAS - REDUCTION WORKS |  | PAUL SPUR |  |  | Cochise | 4 | Perm Closure | 2005-06-17 | 500 | Diesel | COMPARTMENT A |  | Asphalt coated or Bare Steel |  |  |  | Removal | 1988-06-27
0-010373 | FRYS FUEL CENTER #28 | 4315 W BELL RD | PHOENIX | AZ | 85308 | Maricopa | 2 | Open | 2009-12-03 | 10000 | Gasoline | COMPARTMENT A | Double Walled | Fiberglass Reinforced Plastic | Pressure | Double Walled | Flexible
0-010380 | SPEEDSMART #112 | 2075 S MILLER RD | BUCKEYE | AZ | 85326 | Maricopa | 1 | Open | 2010-12-18 | 20000 | Gasoline | COMPARTMENT A | Double Walled | Fiberglass Reinforced Plastic | Pressure | Double Walled | Fiberglass Reinforced Plastic
0-010382 | FRYS FUEL CENTER #55 | 1915 S POWER RD | MESA | AZ | 85206 | Maricopa | 2 | Open | 2010-11-22 | 8000 | Gasoline | COMPARTMENT A | Double Walled | Fiberglass Reinforced Plastic | Pressure |  | Flexible
0-003580 | O'RIELLY CHEVROLET | 6100 E BROADWAY BLVD | TUCSON | AZ | 85711 | Pima | 1 | Perm Closure | 1966-01-01 | 4000 | New Oil | COMPARTMENT A |  | Asphalt coated or Bare Steel |  |  |  | Removal | 1988-04-12
0-000784 | METRIC ROOFING | 2028 W WEYMOUTH ST | TUCSON | AZ | 85705 | Pima | 1 | Perm Closure | 1975-01-01 | 10000 | Gasoline | COMPARTMENT A | Single Walled | Asphalt coated or Bare Steel |  |  |  | Removal | 2016-12-14
0-000784 | METRIC ROOFING | 2028 W WEYMOUTH ST | TUCSON | AZ | 85705 | Pima | 2 | Perm Closure | 1975-01-01 | 2000 | Diesel | COMPARTMENT A | Single Walled | Asphalt coated or Bare Steel |  |  |  | Removal | 2016-12-14
0-008657 | NATIONAL SELF STORAGE | 7064 E SPEEDWAY BLVD | TUCSON | AZ | 85710 | Pima | 2 | Perm Closure | 2005-06-17 | 10000 | Gasoline | COMPARTMENT A | Unknown | Asphalt coated or Bare Steel |  |  |  | Removal | 1982-01-01
0-001584 | COCA-COLA BOTTLING CO | 1941 W SECOND ST | WINSLOW | AZ | 86047 | Navajo | 3 | Perm Closure | 1989-01-01 | 550 | Used Oil/Waste Oil | COMPARTMENT A | Single Walled | Asphalt coated or Bare Steel | Gravity Feed | Single Walled | Bare or Galvanized Steel | Removal | 1996-11-05
0-004363 | BILL'S OAK GROVE GAS & FOODMART INC | 7000 W CHANDLER BLVD | CHANDLER | AZ | 85226 | Maricopa | 8 | Perm Closure | 1982-01-01 | 12000 | Diesel | COMPARTMENT A |  | Asphalt coated or Bare Steel | Pressure | Single Walled | Bare or Galvanized Steel | Removal | 1993-04-27
0-004363 | BILL'S OAK GROVE GAS & FOODMART INC | 7000 W CHANDLER BLVD | CHANDLER | AZ | 85226 | Maricopa | 9 | Perm Closure | 1982-01-01 | 12000 | Diesel | COMPARTMENT A |  | Asphalt coated or Bare Steel | Pressure | Single Walled | Bare or Galvanized Steel | Removal | 1993-04-27
0-001219 | CIRCLE K #400 | 8601 E MAIN ST | MESA | AZ | 85207 | Maricopa | 1 | Perm Closure | 1969-01-01 | 10000 | Gasoline | COMPARTMENT A | Single Walled | Asphalt coated or Bare Steel | Pressure | Single Walled | Bare or Galvanized Steel | Removal | 1994-09-30
0-007935 | QUALITY AUTO SALES | 598 E CHANDLER BLVD | CHANDLER | AZ | 85225 | Maricopa | 2 | Perm Closure | 1975-01-01 | 6000 | Gasoline | COMPARTMENT A | Double Walled | Asphalt coated or Bare Steel | Pressure |  | Bare or Galvanized Steel | Removal | 1992-08-20
0-006528 | ADT SECURITY SYSTEMS | 114 N 9TH AVE | PHOENIX | AZ | 85007 | Maricopa | 1 | Perm Closure | 1976-01-01 | 10000 | Gasoline | COMPARTMENT A | Single Walled | Asphalt coated or Bare Steel | Pressure | Single Walled | Bare or Galvanized Steel | Removal | 1993-12-07
0-008357 | EN SPITLER & SONS PIONEER PORK | 13140 E QUEEN CREEK RD | CHANDLER | AZ | 85249 | Maricopa | 2 | Perm Closure | 1960-01-01 | 500 | Diesel | COMPARTMENT A | Unknown | Asphalt coated or Bare Steel | Suction - Check Valve at the Tank Top |  |  | Removal | 1994-07-13
0-002039 | VALLEY MART | 16560 W AVRA VALLEY RD | MARANA | AZ | 85653 | Pima | 4 | Open | 1999-10-25 | 4000 | Gasoline (UL) | COMPARTMENT A | Double Walled | Composite (Steel/Fiberglass) | Pressure | Double Walled | Fiberglass Reinforced Plastic
0-001334 | CIRCLE K #851 | 3449 W SOUTHERN AVE | PHOENIX | AZ | 85041 | Maricopa | 1 | Perm Closure | 1973-01-01 | 10000 | Gasoline | COMPARTMENT A |  | Asphalt coated or Bare Steel | Pressure |  |  | Removal | 1993-12-03
0-001323 | CIRCLE K #2700817 | 222 W ROUTE 66 | WILLIAMS | AZ | 86046 | Coconino | 9 | Open | 1994-03-22 | 8000 | Gasoline | COMPARTMENT A |  | Fiberglass Reinforced Plastic | Pressure |  | Fiberglass Reinforced Plastic
0-001323 | CIRCLE K #2700817 | 222 W ROUTE 66 | WILLIAMS | AZ | 86046 | Coconino | 6 | Perm Closure | 2005-06-17 | 500 | Gasoline | COMPARTMENT A |  | Asphalt coated or Bare Steel | Suction - Check Valve at the Tank Top | Single Walled | Bare or Galvanized Steel | Removal | 1994-03-23
0-001323 | CIRCLE K #2700817 | 222 W ROUTE 66 | WILLIAMS | AZ | 86046 | Coconino | 4 | Perm Closure | 2005-06-17 | 500 | Gasoline | COMPARTMENT A |  | Asphalt coated or Bare Steel | Suction - Check Valve at the Tank Top | Single Walled | Bare or Galvanized Steel | Removal | 1994-03-23
0-001506 | CIRCLE K #2701930 | 379 W 1ST ST | YUMA | AZ | 85364 | Yuma | 4 | Perm Closure | 1956-01-01 | 5000 | Gasoline | COMPARTMENT A |  | Asphalt coated or Bare Steel |  |  |  | Removal | 1986-05-01
0-001506 | CIRCLE K #2701930 | 379 W 1ST ST | YUMA | AZ | 85364 | Yuma | 6 | Perm Closure | 1956-01-01 | 10000 | Gasoline | COMPARTMENT A |  | Asphalt coated or Bare Steel |  |  |  | Removal | 1986-05-01
0-008533 | SR EXPRESS | 2910 HIGHWAY 68 | BULLHEAD CITY | AZ | 86429 | Mohave | 2 | Perm Closure | 1994-06-01 | 12000 | Gasoline | COMPARTMENT A | Double Walled | Fiberglass Reinforced Plastic | Pressure | Double Walled |  | Removal | 2016-01-27
0-005293 | UNOCAL #5073 | 1349 W BROADWAY RD | TEMPE | AZ | 85282 | Maricopa | 4 | Perm Closure | 1989-01-01 | 12000 | Gasoline | COMPARTMENT A | Double Walled | Composite (Steel/Fiberglass) | Pressure | Double Walled | Fiberglass Reinforced Plastic | Removal | 1997-11-14
0-005293 | UNOCAL #5073 | 1349 W BROADWAY RD | TEMPE | AZ | 85282 | Maricopa | 1 | Perm Closure | 1968-04-15 | 10000 | Gasoline | COMPARTMENT A | Double Walled | Asphalt coated or Bare Steel | Pressure |  | Fiberglass Reinforced Plastic | Removal | 1989-01-01
0-010388 | COCHISE COUNTY APN #408-28-071 & #408-28-072 | 685 E 16TH ST | DOUGLAS | AZ | 85607 | Cochise | 2 | Perm Closure | 2011-02-18 | 250 | Gasoline | COMPARTMENT A |  | Asphalt coated or Bare Steel |  |  |  | Removal | 2010-12-09
0-010388 | COCHISE COUNTY APN #408-28-071 & #408-28-072 | 685 E 16TH ST | DOUGLAS | AZ | 85607 | Cochise | 1 | Perm Closure | 2011-02-18 | 250 | Gasoline | COMPARTMENT A |  | Asphalt coated or Bare Steel |  |  |  | Removal | 2010-12-09
0-000155 | APACHE SANDS SERVICE CENTER | 7602 E MAIN ST | MESA | AZ | 85207 | Maricopa | 7 | Perm Closure | 1975-01-01 | 10000 | Gasoline | COMPARTMENT A |  | Asphalt coated or Bare Steel | Pressure |  | Fiberglass Reinforced Plastic | Closed in Place | 2001-01-03
0-000155 | APACHE SANDS SERVICE CENTER | 7602 E MAIN ST | MESA | AZ | 85207 | Maricopa | 9 | Perm Closure | 1975-01-01 | 6000 | Gasoline | COMPARTMENT A | Single Walled | Asphalt coated or Bare Steel | Pressure |  | Fiberglass Reinforced Plastic | Removal | 1994-08-08
0-006794 | HILL PROPERTY | 500 W PIMA ST | GILA BEND | AZ | 85337 | Maricopa | 1 | Perm Closure | 1965-01-01 | 8000 | Gasoline | COMPARTMENT A | Single Walled | Asphalt coated or Bare Steel |  |  |  | Removal | 1991-01-23
0-004937 | BRIDWELL AUTO SERVICE | 7171 E LINCOLN DR | SCOTTSDALE | AZ | 85253 | Maricopa | 9 | Perm Closure | 1990-09-24 | 10000 | Gasoline | COMPARTMENT A | Double Walled | Fiberglass Reinforced Plastic | Pressure |  | Fiberglass Reinforced Plastic | Removal | 2020-07-07
0-004937 | BRIDWELL AUTO SERVICE | 7171 E LINCOLN DR | SCOTTSDALE | AZ | 85253 | Maricopa | 11 | Open | 2020-08-28 | 7000 | E-100 | COMPARTMENT B | Double Walled | Fiberglass Reinforced Plastic
0-004937 | BRIDWELL AUTO SERVICE | 7171 E LINCOLN DR | SCOTTSDALE | AZ | 85253 | Maricopa | 1 | Perm Closure | 1972-01-01 | 8000 | Gasoline | COMPARTMENT A |  | Asphalt coated or Bare Steel |  |  |  | Removal | 1990-09-24
0-005295 | UNOCAL #5136 | 5 E SOUTHERN AVE | TEMPE | AZ | 85282 | Maricopa | 1 | Perm Closure | 1984-01-01 | 12000 | Gasoline | COMPARTMENT A | Double Walled | Composite (Steel/Fiberglass) | Pressure |  | Fiberglass Reinforced Plastic | Removal | 1993-11-02
0-005271 | UNOCAL #3166 | 4 W CAMELBACK RD | PHOENIX | AZ | 85013 | Maricopa | 1 | Perm Closure | 1970-04-15 | 10000 | Gasoline | COMPARTMENT A | Double Walled | Asphalt coated or Bare Steel | Pressure |  | Fiberglass Reinforced Plastic | Removal | 1993-08-31
0-001930 | SA RECYCLING | 2010 W LOWER BUCKEYE RD | PHOENIX | AZ | 85009 | Maricopa | 3 | Perm Closure | 1990-01-01 | 2000 | Diesel | COMPARTMENT B | Double Walled | Fiberglass Reinforced Plastic | Pressure | Double Walled |  | Removal | 1998-04-18
0-007022 | GOLDMARK FOODS INC | 4245 N 40TH AVE | PHOENIX | AZ | 85019 | Maricopa | 1 | Perm Closure | 1975-01-01 | 1000 | Gasoline | COMPARTMENT A | Double Walled | Asphalt coated or Bare Steel | Gravity Feed |  | Bare or Galvanized Steel | Removal | 1991-01-16
0-003895 | SKY HARBOR AIRPORT - AVIATION DEPARTMENT | 2908 E SKY HARBOR BLVD | PHOENIX | AZ | 85034 | Maricopa | 31 | Perm Closure | 1961-01-01 | 16000 | Jet Fuel | COMPARTMENT A |  | Asphalt coated or Bare Steel |  |  |  | Removal | 1990-03-20
0-003895 | SKY HARBOR AIRPORT - AVIATION DEPARTMENT | 2908 E SKY HARBOR BLVD | PHOENIX | AZ | 85034 | Maricopa | 35 | Perm Closure | 1966-01-01 | 15000 | Jet Fuel | COMPARTMENT A |  | Asphalt coated or Bare Steel |  |  |  | Removal | 1990-03-01
0-003895 | SKY HARBOR AIRPORT - AVIATION DEPARTMENT | 2908 E SKY HARBOR BLVD | PHOENIX | AZ | 85034 | Maricopa | 30 | Perm Closure | 1955-01-01 | 15000 | Gasoline | COMPARTMENT A |  | Asphalt coated or Bare Steel |  |  |  | Removal | 1990-03-20
0-003895 | SKY HARBOR AIRPORT - AVIATION DEPARTMENT | 2908 E SKY HARBOR BLVD | PHOENIX | AZ | 85034 | Maricopa | 58 | Perm Closure | 1995-03-30 | 12000 | Gasoline | COMPARTMENT A | Double Walled | Fiberglass Reinforced Plastic | Pressure | Double Walled | Fiberglass Reinforced Plastic | Removal | 2002-12-06
0-003895 | SKY HARBOR AIRPORT - AVIATION DEPARTMENT | 2908 E SKY HARBOR BLVD | PHOENIX | AZ | 85034 | Maricopa | 42 | Perm Closure | 1982-01-01 | 500 | Used Oil/Waste Oil | COMPARTMENT A |  | Asphalt coated or Bare Steel |  |  |  | Removal | 1986-12-10
0-003895 | SKY HARBOR AIRPORT - AVIATION DEPARTMENT | 2908 E SKY HARBOR BLVD | PHOENIX | AZ | 85034 | Maricopa | 18 | Perm Closure | 1965-01-01 | 40000 | Jet Fuel | COMPARTMENT A |  | Asphalt coated or Bare Steel | Pressure |  | Bare or Galvanized Steel | Removal | 1997-05-08
0-003895 | SKY HARBOR AIRPORT - AVIATION DEPARTMENT | 2908 E SKY HARBOR BLVD | PHOENIX | AZ | 85034 | Maricopa | 25 | Perm Closure | 1966-01-01 | 15000 | Gasoline | COMPARTMENT A |  | Asphalt coated or Bare Steel | Suction - Check Valve at the Tank Top |  | Bare or Galvanized Steel | Removal | 1997-02-05
0-003895 | SKY HARBOR AIRPORT - AVIATION DEPARTMENT | 2908 E SKY HARBOR BLVD | PHOENIX | AZ | 85034 | Maricopa | 21 | Perm Closure | 1966-01-01 | 10000 | Gasoline | COMPARTMENT A |  | Asphalt coated or Bare Steel |  |  |  | Removal | 1991-02-11
0-003887 | CITY OF PHOENIX - 91ST AVENUE WWTP | 5615 S 91ST AVE | PHOENIX | AZ | 85353 | Maricopa | 12 | Perm Closure | 1988-02-01 | 550 | Antifreeze / Ethylene Glycol | COMPARTMENT A | Double Walled | Fiberglass Reinforced Plastic | Suction - Check Valve at the Tank Top | Double Walled | Fiberglass Reinforced Plastic | Removal | 1997-11-18
0-000630 | AMERICAN METALS | 740 W BROADWAY RD | MESA | AZ | 85210 | Maricopa | 2 | Perm Closure | 2005-06-17 | 2000 | Diesel | COMPARTMENT A |  | Asphalt coated or Bare Steel |  |  |  | Removal | 1989-12-15
0-005258 | PHOENIX-GOODYEAR AIRPORT - AREA - UNIDYNAMICS | 1000 S LITCHFIELD RD | GOODYEAR | AZ | 85338 | Maricopa | 1 | Perm Closure | 1966-01-27 | 1000 | Gasoline | COMPARTMENT A | Double Walled | Asphalt coated or Bare Steel |  |  |  | Removal | 1986-10-28
0-007011 | SPRECKELS SUGAR | 1180 E RIGGS RD | CHANDLER | AZ | 85249 | Maricopa | 2 | Perm Closure | 2005-06-17 |  | Unidentified | COMPARTMENT A | Unknown | Unknown |  |  |  | Removal | 1985-01-01
0-002586 | ASP - PERRYVILLE COMPLEX | 2455 N CITRUS RD | GOODYEAR | AZ | 85395 | Maricopa | 5 | Perm Closure | 1982-05-05 | 360 | Diesel | COMPARTMENT A | Single Walled | Asphalt coated or Bare Steel | Suction - Check Valve at the Tank Top |  |  | Removal | 1994-09-23
0-008824 | PARCEL 304-58-024 | 66810 HIGHWAY 60 | SALOME | AZ | 85348 | La Paz | 2 | Perm Closure | 1954-01-01 | 2000 | Gasoline | COMPARTMENT A |  | Asphalt coated or Bare Steel | Suction - Check Valve at the Tank Top |  | Bare or Galvanized Steel | Removal | 1996-03-15
0-001149 | USDOI NPS - CHIRICAHUA NATIONAL MONUMENT |  | CHIRICAHUA NATIONAL MONUMENT |  |  | Cochise | 2 | Perm Closure | 1982-01-01 | 550 | Gasoline | COMPARTMENT A |  | Asphalt coated or Bare Steel | Suction - Check Valve at the Tank Top |  |  | Removal | 1994-11-01
0-000261 | ADOT - ST DAVID MAINTENANCE |  | SAINT DAVID |  |  | Cochise | 9 | Perm Closure | 1956-01-01 | 500 | Kerosene | COMPARTMENT A |  | Asphalt coated or Bare Steel |  |  |  | Removal | 1989-10-12
0-002309 | PROFESSIONAL PLAYGROUND INSTALLERS | 1548 E MAIN ST | MESA | AZ | 85203 | Maricopa | 1 | Perm Closure | 1966-02-11 | 990 | Gasoline | COMPARTMENT A | Single Walled | Asphalt coated or Bare Steel |  |  |  | Removal | 1995-05-05
0-003238 | VALERO IN THE ZONE VII | 1925 N SCOTTSDALE RD | TEMPE | AZ | 85281 | Maricopa | 1 | Perm Closure | 1983-01-01 | 10000 | Gasoline | COMPARTMENT A | Double Walled | Fiberglass Reinforced Plastic | Pressure |  | Fiberglass Reinforced Plastic | Removal | 2005-06-08
0-003238 | VALERO IN THE ZONE VII | 1925 N SCOTTSDALE RD | TEMPE | AZ | 85281 | Maricopa | 8 | Open | 2009-06-01 | 7000 | E-85 | COMPARTMENT A | Double Walled | Fiberglass Reinforced Plastic | Pressure | Double Walled | Fiberglass Reinforced Plastic
0-003932 | EL PASO NATURAL GAS CO - FORMER | 601 W ROUTE 66 | WILLIAMS | AZ | 86046 | Coconino | 4 | Perm Closure | 2005-06-17 | 500 | Used Oil/Waste Oil | COMPARTMENT A | Single Walled | Asphalt coated or Bare Steel | Gravity Feed | Single Walled | Bare or Galvanized Steel | Removal | 1989-01-15
0-003932 | EL PASO NATURAL GAS CO - FORMER | 601 W ROUTE 66 | WILLIAMS | AZ | 86046 | Coconino | 3 | Perm Closure | 1951-01-01 | 6000 | Gasoline | COMPARTMENT A | Single Walled | Asphalt coated or Bare Steel | Suction - Check Valve at the Tank Top | Single Walled | Bare or Galvanized Steel | Removal | 1988-11-01
0-004270 | SAINT LUKES MEDICAL CENTER | 1800 E VAN BUREN ST | PHOENIX | AZ | 85006 | Maricopa | 1 | Perm Closure | 1982-01-01 | 10000 | Diesel | COMPARTMENT A | Double Walled | Fiberglass Reinforced Plastic | Pressure |  | Bare or Galvanized Steel | Removal | 1999-04-20
0-000475 | SILVER BELL MINE | 25000 W AVRA VALLEY RD | MARANA | AZ | 85653 | Pima | 11 | Perm Closure | 1956-01-01 | 2000 | Solvent | COMPARTMENT A | Single Walled | Asphalt coated or Bare Steel | Suction - Check Valve at the Tank Top | Single Walled | Bare or Galvanized Steel | Removal | 1998-05-20
0-000475 | SILVER BELL MINE | 25000 W AVRA VALLEY RD | MARANA | AZ | 85653 | Pima | 5 | Perm Closure | 1956-01-01 | 25000 | Diesel | COMPARTMENT A |  | Asphalt coated or Bare Steel | Suction - Check Valve at the Tank Top | Single Walled | Bare or Galvanized Steel | Removal | 1998-05-20
0-005174 | CITY OF TUCSON - PRICE SERVICE CENTER BUILDING #5 | 4004 S PARK AVE | TUCSON | AZ | 85714 | Pima | 2 | Perm Closure | 1976-04-10 | 5000 | Unidentified | COMPARTMENT A | Unknown | Fiberglass Reinforced Plastic | Pressure |  | Bare or Galvanized Steel | Removal | 1994-04-08
0-005174 | CITY OF TUCSON - PRICE SERVICE CENTER BUILDING #5 | 4004 S PARK AVE | TUCSON | AZ | 85714 | Pima | 1 | Perm Closure | 1976-04-10 | 5000 | Unidentified | COMPARTMENT A | Unknown | Fiberglass Reinforced Plastic | Pressure |  | Bare or Galvanized Steel | Removal | 1994-04-08
0-001766 | CORBIN-DYKES ELECTRIC/FISCHBACH | 1826 W LINDEN ST | PHOENIX | AZ | 85007 | Maricopa | 2 | Perm Closure | 1977-01-01 | 10000 | Gasoline | COMPARTMENT A |  | Asphalt coated or Bare Steel |  |  |  | Removal | 1989-09-19
0-010019 | AEROHEAD AVIATION HANGAR | 7431 E GREENWAY RD | SCOTTSDALE | AZ | 85260 | Maricopa | 1 | Open | 2004-04-12 | 20000 | Jet Fuel | COMPARTMENT A | Double Walled | Composite (Steel/Fiberglass) | Pressure | Double Walled | Fiberglass Reinforced Plastic
0-010539 | QUIKTRIP #490 | 8877 W THUNDERBIRD RD | PEORIA | AZ | 85381 | Maricopa | 3 | Open | 2015-06-18 | 10000 | Diesel | COMPARTMENT B | Double Walled | Fiberglass Reinforced Plastic | Pressure | Double Walled | Fiberglass Reinforced Plastic
0-010428 | FRYS FUEL CENTER #17 | 4150 E 22ND ST | TUCSON | AZ | 85711 | Pima | 1 | Open | 2011-10-06 | 20000 | Gasoline | COMPARTMENT A | Double Walled | Fiberglass Reinforced Plastic | Pressure | Double Walled | Flexible
0-003897 | PICACHO PECAN |  | RED ROCK |  |  | Pinal | 2 | Perm Closure | 2005-06-17 | 10000 | Diesel | COMPARTMENT A |  | Asphalt coated or Bare Steel |  |  |  | Removal | 2008-03-13
0-005992 | ARCO AM/PM | 2310 N 32ND ST | PHOENIX | AZ | 85008 | Maricopa | 3 | Open | 1987-11-28 | 12000 | Gasoline | COMPARTMENT A | Double Walled | Fiberglass Reinforced Plastic | Pressure | Single Walled | Fiberglass Reinforced Plastic
0-004703 | SOUTHWEST FEED & SEED CO | 350 S 75TH AVE | PHOENIX | AZ | 85043 | Maricopa | 2 | Perm Closure | 1971-04-10 | 5000 | Diesel | COMPARTMENT A | Unknown | Asphalt coated or Bare Steel |  |  |  | Removal | 1989-09-24
0-003885 | CITY OF PHOENIX - 23RD AVENUE WWTP | 2470 S 22ND AVE | PHOENIX | AZ | 85009 | Maricopa | 1 | Perm Closure | 1974-01-01 | 10000 | Gasoline | COMPARTMENT A | Single Walled | Asphalt coated or Bare Steel |  |  |  | Removal | 1989-07-01
0-003885 | CITY OF PHOENIX - 23RD AVENUE WWTP | 2470 S 22ND AVE | PHOENIX | AZ | 85009 | Maricopa | 4 | Perm Closure | 2005-06-17 | 550 | Diesel | COMPARTMENT A | Single Walled | Asphalt coated or Bare Steel |  |  |  | Removal | 1993-10-10
0-004109 | VALLEY TRUCK & TRAILER SERVICE | 5228 N TOM MURRAY AVE | GLENDALE | AZ | 85301 | Maricopa | 3 | Perm Closure | 1975-07-01 | 12000 | Diesel | COMPARTMENT A | Double Walled | Asphalt coated or Bare Steel | Pressure |  |  | Removal | 1994-05-18
0-004109 | VALLEY TRUCK & TRAILER SERVICE | 5228 N TOM MURRAY AVE | GLENDALE | AZ | 85301 | Maricopa | 4 | Perm Closure | 1975-07-01 | 12000 | Diesel | COMPARTMENT A | Double Walled | Asphalt coated or Bare Steel | Pressure |  |  | Removal | 1994-05-18
0-009010 | ANDERSON GAS STATION - FORMER | 321 S CORONADO BLVD | CLIFTON | AZ | 85533 | Greenlee | 1 | Perm Closure | 1920-01-01 | 1000 | Gasoline | COMPARTMENT A | Double Walled | Asphalt coated or Bare Steel | Pressure |  | Bare or Galvanized Steel | Removal | 2000-08-24
0-001034 | GOGO GAS & STORE LLC | 22 S CORONADO BLVD | CLIFTON | AZ | 85533 | Greenlee | 4 | Perm Closure | 1967-01-01 | 2000 | Gasoline | COMPARTMENT A |  | Asphalt coated or Bare Steel | Suction - Check Valve at the Tank Top |  |  | Removal | 1997-10-08
0-005233 | U-HAUL - GRAND AVENUE & INDIAN SCHOOL CENTER | 3601 W INDIAN SCHOOL RD | PHOENIX | AZ | 85019 | Maricopa | 3 | Perm Closure | 1983-04-15 | 1000 | Used Oil/Waste Oil | COMPARTMENT A | Double Walled | Asphalt coated or Bare Steel |  |  |  | Removal | 1995-01-19
0-000508 | ARCO #5284 | 4249 E THOMAS RD | PHOENIX | AZ | 85018 | Maricopa | 7 | Open | 1993-11-22 | 10000 | Gasoline (UL) | COMPARTMENT A | Double Walled | Fiberglass Reinforced Plastic | Pressure | Double Walled | Fiberglass Reinforced Plastic
0-007550 | EXXON #7-3136 | 7305 E CAMELBACK RD | SCOTTSDALE | AZ | 85251 | Maricopa | 1 | Perm Closure | 2005-06-17 | 8000 | Gasoline | COMPARTMENT A | Unknown | Asphalt coated or Bare Steel |  |  |  | Removal | 1984-12-31
0-004381 | SCHUCK & SONS CONSTRUCTION CO INC | 8205 N 67TH AVE | GLENDALE | AZ | 85302 | Maricopa | 5 | Perm Closure | 1971-01-01 | 2000 | Gasoline | COMPARTMENT A |  | Asphalt coated or Bare Steel |  |  |  | Removal | 1990-09-20
0-001288 | CIRCLE K #2700693 | 5850 S 19TH AVE | PHOENIX | AZ | 85041 | Maricopa | 2 | Perm Closure | 1972-01-01 | 10000 | Gasoline | COMPARTMENT A |  | Asphalt coated or Bare Steel | Pressure |  |  | Removal | 1994-10-05
0-000252 | ADOT - YOUNG MAINTENANCE CAMP |  | YOUNG |  |  | Gila | 1 | Perm Closure | 1963-01-01 | 2000 | Diesel | COMPARTMENT A |  | Asphalt coated or Bare Steel | Suction - Check Valve at the Tank Top | Single Walled | Bare or Galvanized Steel | Removal | 1993-10-18
0-001082 | CHEVRON #9-1499 | 4626 N SCOTTSDALE RD | SCOTTSDALE | AZ | 85251 | Maricopa | 6 | Perm Closure | 1998-09-22 | 12000 | Gasoline | COMPARTMENT A | Double Walled | Fiberglass Reinforced Plastic | Pressure | Double Walled | Fiberglass Reinforced Plastic | Removal | 2007-03-20
0-001082 | CHEVRON #9-1499 | 4626 N SCOTTSDALE RD | SCOTTSDALE | AZ | 85251 | Maricopa | 4 | Perm Closure | 1998-09-22 | 12000 | Gasoline | COMPARTMENT A | Double Walled | Fiberglass Reinforced Plastic | Pressure | Double Walled | Fiberglass Reinforced Plastic | Removal | 2007-03-20
0-001092 | CHEVRON #9-0463 | 4350 E INDIAN SCHOOL RD | PHOENIX | AZ | 85018 | Maricopa | 7 | Open | 1998-07-23 | 20000 | Gasoline | COMPARTMENT A | Double Walled | Fiberglass Reinforced Plastic | Pressure | Double Walled | Fiberglass Reinforced Plastic
0-001092 | CHEVRON #9-0463 | 4350 E INDIAN SCHOOL RD | PHOENIX | AZ | 85018 | Maricopa | 5 | Perm Closure | 2005-06-17 | 10000 | Gasoline | COMPARTMENT A | Unknown | Fiberglass Reinforced Plastic |  |  |  | Closed in Place | 1989-01-01
0-001092 | CHEVRON #9-0463 | 4350 E INDIAN SCHOOL RD | PHOENIX | AZ | 85018 | Maricopa | 2 | Perm Closure | 1984-01-01 | 10000 | Gasoline | COMPARTMENT A |  | Fiberglass Reinforced Plastic | Pressure |  | Fiberglass Reinforced Plastic | Removal | 1997-02-20
0-004416 | SEARS ROEBUCK & CO 1728 | 4570 N ORACLE RD | TUCSON | AZ | 85705 | Pima | 1 | Perm Closure | 1982-04-25 | 1000 | Used Oil/Waste Oil | COMPARTMENT A | Unknown | Unknown |  |  |  | Removal | 1993-12-13
0-007262 | SCOTTSDALE UNIFIED SCHOOL DISTRICT |  | SCOTTSDALE |  |  | Maricopa | 1 | Perm Closure | 2005-06-17 | 10000 | Gasoline | COMPARTMENT A | Double Walled | Asphalt coated or Bare Steel |  |  |  | Removal | 1991-07-02
0-004409 | SEARS ROEBUCK & CO 1588 | 10001 N METRO PKWY W | PHOENIX | AZ | 85051 | Maricopa | 1 | Perm Closure | 1974-05-06 | 1000 | Used Oil/Waste Oil | COMPARTMENT A | Double Walled | Asphalt coated or Bare Steel |  |  |  | Removal | 1993-12-29
0-009388 | DE VAUX LIVING TRUST | 6102 S KYRENE RD | TEMPE | AZ | 85283 | Maricopa | 1 | Perm Closure | 1963-01-01 | 6000 | Diesel | COMPARTMENT A | Unknown | Asphalt coated or Bare Steel | Suction - Check Valve at the Tank Top |  | Bare or Galvanized Steel | Removal | 1999-05-12
0-008861 | VALERO #8031 | 7473 W THUNDERBIRD RD | PEORIA | AZ | 85381 | Maricopa | 2 | Temp Closure | 1996-02-15 | 12000 | Gasoline (PUL) | COMPARTMENT A | Double Walled | Fiberglass Reinforced Plastic | Pressure | Double Walled | Fiberglass Reinforced Plastic |  | 2018-12-05
0-000230 | ADOT - MESA ROAD MAINTENANCE | 2409 N COUNTRY CLUB DR | MESA | AZ | 85201 | Maricopa | 2 | Perm Closure | 1985-01-01 | 6000 | Gasoline | COMPARTMENT A | Single Walled | Fiberglass Reinforced Plastic | Pressure |  | Fiberglass Reinforced Plastic | Removal | 1992-10-24
0-005115 | EXPRESS STOP #107 | 1501 S MAIN ST | FLORENCE | AZ | 85132 | Pinal | 8 | Perm Closure | 1990-11-01 | 10000 | Gasoline | COMPARTMENT A | Double Walled | Fiberglass Reinforced Plastic | Pressure |  | Fiberglass Reinforced Plastic | Removal | 2003-07-31
0-000680 | RIVERFRONT STATION | 646 N MAIN ST | COTTONWOOD | AZ | 86326 | Yavapai | 5 | Perm Closure | 1975-01-01 | 2000 | Gasoline | COMPARTMENT A | Single Walled | Asphalt coated or Bare Steel | Suction - Check Valve at the Tank Top | Single Walled | Bare or Galvanized Steel | Removal | 1998-07-28
0-007237 | MOHAVE COORS | 2723 TATUM AVE | KINGMAN | AZ | 86401 | Mohave | 1 | Perm Closure | 1974-01-01 | 2000 | Gasoline | COMPARTMENT A | Single Walled | Asphalt coated or Bare Steel |  |  |  | Removal | 1991-03-05
0-000927 | ARS SHELL #12 | 138 E 16TH ST | YUMA | AZ | 85364 | Yuma | 3 | Perm Closure | 1985-01-01 | 20000 | Gasoline | COMPARTMENT A | Double Walled | Fiberglass Reinforced Plastic | Pressure |  | Fiberglass Reinforced Plastic | Removal | 2015-10-09
0-008995 | GTECH CORP | 919 E JEFFERSON ST | PHOENIX | AZ | 85034 | Maricopa | 1 | Perm Closure | 1983-01-01 | 300 | Diesel | COMPARTMENT A | Unknown | Asphalt coated or Bare Steel | Suction - Check Valve at the Tank Top |  |  | Removal | 1998-11-24
0-005327 | CIRCLE K #2708557 | 8001 E MCDOWELL RD | SCOTTSDALE | AZ | 85257 | Maricopa | 2 | Open | 1988-05-06 | 10000 | Gasoline | COMPARTMENT A | Double Walled | Fiberglass Reinforced Plastic | Pressure | Single Walled | Fiberglass Reinforced Plastic
0-005327 | CIRCLE K #2708557 | 8001 E MCDOWELL RD | SCOTTSDALE | AZ | 85257 | Maricopa | 1 | Open | 1988-05-06 | 10000 | Gasoline | COMPARTMENT A | Double Walled | Fiberglass Reinforced Plastic | Pressure | Single Walled | Fiberglass Reinforced Plastic
0-001073 | UPS TEMPE | 1975 E WILDERMUTH AVE | TEMPE | AZ | 85281 | Maricopa | 3 | Perm Closure | 1987-01-01 | 1000 | Unidentified | COMPARTMENT A | Double Walled | Fiberglass Reinforced Plastic | Pressure |  |  | Removal | 1990-09-01
0-009871 | SAFEWAY FUEL - FLAGSTAFF | 5020 N US HIGHWAY 89 | FLAGSTAFF | AZ | 86004 | Coconino | 2 | Open | 2002-06-13 | 20000 | Gasoline | COMPARTMENT A | Double Walled | Composite (Steel/Fiberglass) | Pressure | Double Walled
0-010727 | FRY'S #668 FUELING CENTER | 12132 E RIGGS RD | CHANDLER | AZ | 85249 | Maricopa | 1 | Open | 2013-03-07 | 20000 | Gasoline | COMPARTMENT A | Double Walled | Fiberglass Reinforced Plastic | Pressure | Double Walled | Flexible
0-005726 | YUCO GIN - CRUMP GIN | 6885 W COUNTY 11TH ST | YUMA | AZ | 85364 | Yuma | 1 | Perm Closure | 2005-06-17 | 250 | Diesel | COMPARTMENT A | Unknown | Asphalt coated or Bare Steel |  |  |  | Removal | 1987-01-01
0-010440 | CIRCLE K STORE #2741669 | 13777 N DYSART RD | EL MIRAGE | AZ | 85335 | Maricopa | 3 | Open | 2012-04-01 | 10000 | E-85 | COMPARTMENT A | Double Walled | Composite (Steel/Fiberglass) | Pressure | Double Walled | Fiberglass Reinforced Plastic
0-001625 | COMMONWEALTH ELECTRIC CO | 3901 E WINSLOW AVE | PHOENIX | AZ | 85040 | Maricopa | 2 | Perm Closure | 1971-01-01 | 8000 | Gasoline | COMPARTMENT A |  | Asphalt coated or Bare Steel |  |  |  | Removal | 1992-02-01
0-009339 | XPO LOGISTICS FREIGHT | 7002 W SHERMAN ST | PHOENIX | AZ | 85043 | Maricopa | 2 | Open | 1997-11-17 | 20000 | Diesel | COMPARTMENT A | Double Walled | Fiberglass Reinforced Plastic | Pressure | Double Walled | Fiberglass Reinforced Plastic
0-002649 | CLASP AERONAUTICS | 7317 E GREENWAY RD | SCOTTSDALE | AZ | 85260 | Maricopa | 1 | Perm Closure | 1976-06-19 | 10000 | Gasoline | COMPARTMENT A | Double Walled | Asphalt coated or Bare Steel | Pressure |  |  | Removal | 1998-09-22
0-000384 | CIRCLE K #2708833 | 6649 W THOMAS RD | PHOENIX | AZ | 85033 | Maricopa | 1 | Open | 1987-01-12 | 10000 | Gasoline | COMPARTMENT A | Double Walled | Fiberglass Reinforced Plastic | Pressure | Single Walled | Fiberglass Reinforced Plastic
0-009802 | PRO-LUBE | 108 W WADE LN | PAYSON | AZ | 85541 | Gila | 1 | Perm Closure | 2005-06-17 | 2000 | Used Oil/Waste Oil | COMPARTMENT A | Unknown | Unknown | Gravity Feed |  |  | Removal | 2002-10-11
0-001493 | CIRCLE K #2701832 | 3393 W ORANGE GROVE RD | TUCSON | AZ | 85741 | Pima | 1 | Open | 1985-09-22 | 10000 | Gasoline (PUL) | COMPARTMENT A | Double Walled | Fiberglass Reinforced Plastic | Pressure | Single Walled | Fiberglass Reinforced Plastic
0-000504 | SHELL GASCO MINI MART | 3159 W BUCKEYE RD | PHOENIX | AZ | 85009 | Maricopa | 5 | Perm Closure | 1986-05-01 | 12000 | Gasoline | COMPARTMENT A | Double Walled | Fiberglass Reinforced Plastic | Pressure |  | Fiberglass Reinforced Plastic | Removal | 2020-10-20
0-006452 | WINGFIELD TIRE CO | 3477 N GRAND AVE | NOGALES | AZ | 85621 | Santa Cruz | 1 | Perm Closure | 1974-01-01 | 8000 | Gasoline | COMPARTMENT A |  | Asphalt coated or Bare Steel | Pressure |  | Bare or Galvanized Steel | Removal | 1994-04-20
0-003307 | MOREY EXCAVATING CO INC | 3825 E HARDY DR | TUCSON | AZ | 85716 | Pima | 2 | Perm Closure | 1976-06-17 | 500 | Diesel | COMPARTMENT A | Double Walled | Asphalt coated or Bare Steel |  |  |  | Removal | 1989-07-01
0-001779 | DESERT SANDS OF ARIZONA INC | 7402 E BASELINE RD | MESA | AZ | 85209 | Maricopa | 1 | Perm Closure | 1976-01-01 | 515 | Gasoline | COMPARTMENT A |  | Asphalt coated or Bare Steel |  |  |  | Removal | 1990-10-18
0-009262 | WALMART SUPERSTORE #2482 | 1305 W MAIN ST | MESA | AZ | 85201 | Maricopa | 2 | Perm Closure | 1998-01-15 | 10000 | Gasoline | COMPARTMENT A | Double Walled | Fiberglass Reinforced Plastic | Pressure | Double Walled | Fiberglass Reinforced Plastic | Removal | 2007-06-05
0-003859 | CITY OF PHOENIX - 19TH AVENUE LANDFILL |  | PHOENIX |  |  | Maricopa | 3 | Perm Closure | 2005-06-17 | 3000 | Diesel | COMPARTMENT A | Single Walled | Asphalt coated or Bare Steel |  |  |  | Removal | 1992-03-12
0-003859 | CITY OF PHOENIX - 19TH AVENUE LANDFILL |  | PHOENIX |  |  | Maricopa | 1 | Perm Closure | 2005-06-17 |  | Diesel | COMPARTMENT A | Single Walled | Asphalt coated or Bare Steel |  |  |  | Removal | 1978-01-01
0-010459 | CIRCLE K STORE #2703439 | 4701 E 22ND ST | TUCSON | AZ | 85711 | Pima | 1 | Open | 2012-10-29 | 20000 | Gasoline | COMPARTMENT A | Double Walled | Fiberglass Reinforced Plastic
0-002501 | HOLBROOK ELECTRIC INC | 3320 S FORTUNA AVE | YUMA | AZ | 85365 | Yuma | 1 | Perm Closure | 1982-04-17 | 500 | Gasoline | COMPARTMENT A | Single Walled | Asphalt coated or Bare Steel |  |  |  | Removal | 1989-11-01
0-001532 | CIRCLE K #2701954 | 5907 W BETHANY HOME RD | GLENDALE | AZ | 85301 | Maricopa | 4 | Perm Closure | 1974-01-01 | 10000 | Gasoline | COMPARTMENT A |  | Asphalt coated or Bare Steel |  |  |  | Removal | 1986-11-19
0-008919 | DUALLY PICK UP ACCESSORIES | 943 S 4TH AVE | YUMA | AZ | 85364 | Yuma | 2 | Perm Closure | 2005-06-17 |  | Gasoline | COMPARTMENT A |  | Asphalt coated or Bare Steel |  |  |  | Removal | 1994-05-02
0-001830 | FREEDOM FUELS | 400 E THIRD ST | WINSLOW | AZ | 86047 | Navajo | 5 | Perm Closure | 1990-07-07 | 6000 | Gasoline | COMPARTMENT A | Single Walled | Asphalt coated or Bare Steel | Pressure | Double Walled | Flexible | Removal | 2020-02-26
0-002418 | PARCEL 215-33-045 | 7701 N SANDARIO RD | TUCSON | AZ | 85743 | Pima | 1 | Perm Closure | 1978-12-15 | 1000 | Gasoline | COMPARTMENT A | Single Walled | Asphalt coated or Bare Steel |  |  |  | Removal | 1991-01-01
0-007265 | PETE KING CONSTRUCTION | 11040 N 19TH AVE | PHOENIX | AZ | 85029 | Maricopa | 5 | Perm Closure | 1986-08-01 | 1000 | Used Oil/Waste Oil | COMPARTMENT A | Single Walled | Fiberglass Reinforced Plastic | Suction - Check Valve at the Dispenser | Single Walled | Fiberglass Reinforced Plastic | Removal | 2017-06-22
0-006099 | MESA SAND & ROCK INC | 2246 N COUNTRY CLUB DR | MESA | AZ | 85201 | Maricopa | 2 | Perm Closure | 1963-01-01 | 4000 | Diesel | COMPARTMENT A | Single Walled | Asphalt coated or Bare Steel |  |  |  | Removal | 1988-10-01
0-009524 | COMMERCIAL SITE | 3625 N SCOTTSDALE RD | SCOTTSDALE | AZ | 85251 | Maricopa | 1 | Perm Closure | 2005-06-17 | 10000 | Gasoline | COMPARTMENT A | Unknown | Asphalt coated or Bare Steel | Suction - Check Valve at the Dispenser |  |  | Removal | 1999-10-05
0-008297 | PETERSON'S CIRCLE R CONVENIENCE | 313 NW OLD WEST HWY | DUNCAN | AZ | 85534 | Greenlee | 3 | Perm Closure | 1998-02-27 | 6000 | Gasoline | COMPARTMENT B | Double Walled | Composite (Steel/Fiberglass) |  |  |  | Removal | 2019-08-14
0-010499 | CIRCLE K STORE #2703441 | 4303 W GLENDALE AVE | GLENDALE | AZ | 85301 | Maricopa | 2 | Open | 2014-02-01 | 12000 | Gasoline (PUL) | COMPARTMENT A | Double Walled | Fiberglass Reinforced Plastic | Pressure | Double Walled | Fiberglass Reinforced Plastic
0-003522 | NICHOLAS PLUMBING INC | 3002 E MICHIGAN ST | TUCSON | AZ | 85714 | Pima | 1 | Perm Closure | 2005-06-17 |  | Unidentified | COMPARTMENT A |  | Asphalt coated or Bare Steel |  |  |  | Removal | 1986-04-01
0-008119 | NORMAN SHANK/ WALT LEESMAN | 4614 N 7TH ST | PHOENIX | AZ | 85014 | Maricopa | 1 | Perm Closure | 1974-07-01 | 1000 | Gasoline | COMPARTMENT A | Unknown | Unknown |  |  |  | Closed in Place | 1987-09-30
0-003568 | O'MALLEY GLASS & MILLWORK | 620 S 19TH AVE | PHOENIX | AZ | 85009 | Maricopa | 1 | Perm Closure | 1966-01-01 | 2000 | Diesel | COMPARTMENT A |  | Asphalt coated or Bare Steel |  |  |  | Removal | 1988-10-15
0-003715 | MONGELLI TRUST/SHORTZ CYCLE | 5070 E 22ND ST | TUCSON | AZ | 85711 | Pima | 4 | Perm Closure | 1959-01-01 | 3000 | Gasoline | COMPARTMENT A |  | Asphalt coated or Bare Steel |  |  |  | Removal | 1978-08-10
0-009246 | SAN MANUEL HEALTHCARE CENTER |  | SAN MANUEL |  |  | Pinal | 1 | Perm Closure | 1955-01-01 | 3500 | Diesel | COMPARTMENT A | Double Walled | Asphalt coated or Bare Steel |  |  |  | Removal | 1998-03-26
0-000560 | AT&T - SANTA CLAUS RADIO |  | SANTA CLAUS |  |  | Mohave | 1 | Perm Closure | 1969-01-01 | 10000 | Diesel | COMPARTMENT A |  | Asphalt coated or Bare Steel | Suction - Check Valve at the Tank Top |  |  | Removal | 1992-09-03
0-004828 | GIANT #671 | 400 S AVENUE A | SAN MANUEL | AZ | 85631 | Pinal | 1 | Perm Closure | 1981-04-28 | 10000 | Gasoline (UL) | COMPARTMENT A | Single Walled | Asphalt coated or Bare Steel | Pressure |  | Fiberglass Reinforced Plastic | Removal | 2017-11-28
0-001630 | RUBEN CONDE STATION | 64503 S AGUA CALIENTE RD | DATELAND | AZ | 85333 | Maricopa | 5 | Open | 1999-04-28 | 4000 | Diesel #2 | COMPARTMENT A | Single Walled | Fiberglass Reinforced Plastic | Pressure |  | Fiberglass Reinforced Plastic
0-006205 | REX REED'S AUTO REPAIR | 1001 E PRINCE RD | TUCSON | AZ | 85719 | Pima | 2 | Perm Closure | 1988-06-04 | 3000 | Gasoline | COMPARTMENT A | Double Walled | Asphalt coated or Bare Steel |  |  |  | Removal | 1988-12-01
0-000368 | AG&F - ROBBINS BUTTE WILDLIFE AREA |  | PALO VERDE |  |  | Maricopa | 1 | Perm Closure | 1976-01-17 | 1000 | Gasoline | COMPARTMENT A |  | Asphalt coated or Bare Steel | Suction - Check Valve at the Tank Top |  |  | Removal | 1993-02-08
0-000507 | ARCO #5285 | 2230 W INDIAN SCHOOL RD | PHOENIX | AZ | 85015 | Maricopa | 5 | Open | 1993-09-28 | 10000 | Gasoline | COMPARTMENT A | Double Walled | Fiberglass Reinforced Plastic | Pressure | Double Walled | Fiberglass Reinforced Plastic
0-004072 | SOPER MARKET #445 | 1901 HIGHWAY 95 | BULLHEAD CITY | AZ | 86442 | Mohave | 3 | Perm Closure | 1977-01-01 | 5000 | Gasoline | COMPARTMENT A |  | Asphalt coated or Bare Steel | Pressure | Double Walled | Fiberglass Reinforced Plastic | Removal | 2007-09-11
0-001999 | REEMO GAS | 3502 W CACTUS RD | PHOENIX | AZ | 85029 | Maricopa | 2 | Perm Closure | 1969-01-01 | 8000 | Gasoline | COMPARTMENT A |  | Asphalt coated or Bare Steel | Pressure | Single Walled | Bare or Galvanized Steel | Removal | 1991-03-25
0-001999 | REEMO GAS | 3502 W CACTUS RD | PHOENIX | AZ | 85029 | Maricopa | 7 | Perm Closure | 1991-04-04 | 12000 | Gasoline | COMPARTMENT A | Double Walled | Fiberglass Reinforced Plastic | Pressure | Double Walled | Fiberglass Reinforced Plastic | Removal | 1999-03-26
0-002975 | LITTLE AMERICA HOTEL | 2515 E BUTLER AVE | FLAGSTAFF | AZ | 86004 | Coconino | 17 | Perm Closure | 1973-01-01 | 12000 | Diesel | COMPARTMENT A | Double Walled | Fiberglass Reinforced Plastic | Pressure |  | Fiberglass Reinforced Plastic | Removal | 2016-09-28
0-002975 | LITTLE AMERICA HOTEL | 2515 E BUTLER AVE | FLAGSTAFF | AZ | 86004 | Coconino | 11 | Perm Closure | 1973-01-01 | 550 | Unidentified | COMPARTMENT A | Double Walled | Fiberglass Reinforced Plastic |  |  |  | Removal | 1992-05-06
0-002975 | LITTLE AMERICA HOTEL | 2515 E BUTLER AVE | FLAGSTAFF | AZ | 86004 | Coconino | 19 | Open | 1996-10-18 | 10000 | Gasoline | COMPARTMENT A | Double Walled | Fiberglass Reinforced Plastic | Pressure | Double Walled | Flexible
0-002975 | LITTLE AMERICA HOTEL | 2515 E BUTLER AVE | FLAGSTAFF | AZ | 86004 | Coconino | 4 | Perm Closure | 1973-01-01 | 12000 | Diesel | COMPARTMENT A | Double Walled | Fiberglass Reinforced Plastic | Pressure |  | Fiberglass Reinforced Plastic | Closed in Place | 2008-10-18
0-002975 | LITTLE AMERICA HOTEL | 2515 E BUTLER AVE | FLAGSTAFF | AZ | 86004 | Coconino | 6 | Perm Closure | 1973-01-01 | 12000 | Diesel | COMPARTMENT A | Double Walled | Fiberglass Reinforced Plastic | Pressure |  | Fiberglass Reinforced Plastic | Removal | 2016-09-27
0-002975 | LITTLE AMERICA HOTEL | 2515 E BUTLER AVE | FLAGSTAFF | AZ | 86004 | Coconino | 25 | Open | 2016-10-13 | 20000 | Diesel | COMPARTMENT A | Double Walled | Fiberglass Reinforced Plastic | Pressure | Double Walled | Fiberglass Reinforced Plastic
0-010558 | GPM #4608 | 1520 N VERRADO WAY | BUCKEYE | AZ | 85396 | Maricopa | 2 | Open | 2016-01-12 | 12000 | Diesel | COMPARTMENT B | Double Walled | Fiberglass Reinforced Plastic | Pressure | Double Walled | Fiberglass Reinforced Plastic
0-010571 | FRY'S FUEL #90 | 8260 S HOUGHTON RD | TUCSON | AZ | 85747 | Pima | 2 | Open | 2016-04-14 | 10000 | Diesel | COMPARTMENT B | Double Walled | Fiberglass Reinforced Plastic | Pressure | Double Walled | Fiberglass Reinforced Plastic
0-010004 | QUIKTRIP #435 | 1610 E HIGHLAND AVE | PHOENIX | AZ | 85016 | Maricopa | 2 | Open | 2003-11-26 | 20000 | Gasoline | COMPARTMENT A | Double Walled | Fiberglass Reinforced Plastic | Pressure | Double Walled | Flexible
0-003994 | Q LUBE #1136 | 13801 N 32ND ST | PHOENIX | AZ | 85032 | Maricopa | 3 | Perm Closure | 1986-03-03 | 2000 | Used Oil/Waste Oil | COMPARTMENT A | Unknown | Asphalt coated or Bare Steel | Suction - Check Valve at the Tank Top |  |  | Removal | 1996-01-05
0-003994 | Q LUBE #1136 | 13801 N 32ND ST | PHOENIX | AZ | 85032 | Maricopa | 1 | Perm Closure | 1986-03-03 | 5000 | Unidentified | COMPARTMENT A | Unknown | Asphalt coated or Bare Steel | Suction - Check Valve at the Tank Top |  |  | Removal | 1996-01-05
0-001404 | CIRCLE K #1393 | 1099 W 8TH ST | YUMA | AZ | 85364 | Yuma | 2 | Perm Closure | 1985-01-01 | 10000 | Gasoline | COMPARTMENT A | Double Walled | Fiberglass Reinforced Plastic | Pressure |  | Fiberglass Reinforced Plastic | Removal | 2000-11-15
0-005719 | UPS TUC FREIGHT | 1871 W GRANT RD | TUCSON | AZ | 85745 | Pima | 3 | Open | 1989-04-16 | 10000 | Diesel | COMPARTMENT A | Double Walled | Fiberglass Reinforced Plastic | Pressure | Double Walled | Fiberglass Reinforced Plastic
0-005719 | UPS TUC FREIGHT | 1871 W GRANT RD | TUCSON | AZ | 85745 | Pima | 1 | Perm Closure | 1972-01-01 | 10000 | Unidentified | COMPARTMENT A | Single Walled | Asphalt coated or Bare Steel |  |  |  | Removal | 1989-04-01
0-000467 | ARNOLDS SERVICE STATION |  | BOWIE |  |  | Cochise | 1 | Perm Closure | 1963-01-01 | 660 | Gasoline | COMPARTMENT A |  | Asphalt coated or Bare Steel |  |  |  | Removal | 1989-01-01
0-007609 | AT&T - AGUILA RADIO AZ2900 |  | AGUILA |  |  | Maricopa | 1 | Perm Closure | 1966-01-01 | 3000 | Diesel | COMPARTMENT A | Unknown | Asphalt coated or Bare Steel |  |  |  | Removal | 1991-11-25
0-008527 | AUTOMOTIVE REPAIR BUS | 4332 N 7TH AVE | PHOENIX | AZ | 85013 | Maricopa | 3 | Perm Closure | 2005-06-17 | 4000 | Unidentified | COMPARTMENT A | Unknown | Unknown |  |  |  | Closed in Place | 1978-01-01
0-007637 | AUTOMOTIVE TESTING LAB INC | 263 S MULBERRY | MESA | AZ | 85202 | Maricopa | 1 | Perm Closure | 1972-01-01 | 1000 | Used Oil/Waste Oil | COMPARTMENT A |  | Asphalt coated or Bare Steel |  |  |  | Removal | 1991-12-12
0-001537 | CIRCLE K/POLAR BEVERAGE | 3910 E WIER AVE | PHOENIX | AZ | 85040 | Maricopa | 4 | Perm Closure | 1975-01-01 | 10000 | Diesel | COMPARTMENT A |  | Asphalt coated or Bare Steel |  |  |  | Removal | 1989-03-01
0-001345 | CIRCLE K #944 | 722 W SOUTHERN AVE | PHOENIX | AZ | 85041 | Maricopa | 3 | Perm Closure | 1981-01-01 | 10000 | Gasoline | COMPARTMENT A |  | Asphalt coated or Bare Steel |  |  |  | Removal | 1989-10-27
0-006682 | TUNEUP MASTERS # 612 | 202 S MONTEZUMA ST | PRESCOTT | AZ | 86303 | Yavapai | 1 | Perm Closure | 2005-06-17 | 550 | Used Oil/Waste Oil | COMPARTMENT A | Unknown | Unknown |  |  |  | Removal | 1989-12-11
0-000191 | ARIZONA DEPARTMENT OF PUBLIC SAFETY | 201 N COLCORD RD | PAYSON | AZ | 85541 | Gila | 1 | Perm Closure | 1966-01-01 | 10000 | Gasoline | COMPARTMENT A | Single Walled | Asphalt coated or Bare Steel | Pressure | Single Walled | Bare or Galvanized Steel | Removal | 1994-11-30
0-000413 | APS GLOBE SERVICE CENTER | 5994 ELECTRIC DR | GLOBE | AZ | 85501 | Gila | 1 | Perm Closure | 2005-06-17 | 5000 | Used Oil/Waste Oil | COMPARTMENT A |  | Asphalt coated or Bare Steel |  |  |  | Removal | 1989-10-11
0-009861 | AJO WAY CAR SALVAGE YARD | 3615 E AJO WAY | TUCSON | AZ | 85713 | Pima | 2 | Perm Closure | 2005-06-17 | 500 | Unidentified | COMPARTMENT A | Single Walled | Asphalt coated or Bare Steel |  |  |  | Removal | 2002-07-29
0-008634 | ALAN HARRIS TRUCKING | 2505 W BROADWAY RD | PHOENIX | AZ | 85041 | Maricopa | 1 | Perm Closure | 1980-01-01 | 6000 | Diesel | COMPARTMENT A | Single Walled | Asphalt coated or Bare Steel | Suction - Check Valve at the Tank Top |  |  | Removal | 1999-06-04
0-009780 | ADOT / PARCEL #8-1438 |  | BULLHEAD CITY |  |  | Mohave | 4 | Perm Closure | 2005-06-17 | 1000 | Gasoline | COMPARTMENT A | Double Walled | Asphalt coated or Bare Steel | Suction - Check Valve at the Tank Top |  | Bare or Galvanized Steel | Removal | 2002-05-01
0-008487 | 205-15-004C | 8850 S STATE ROUTE 89 | WILHOIT | AZ | 85362 | Yavapai | 2 | Perm Closure | 2005-06-17 | 500 | Gasoline | COMPARTMENT A | Single Walled | Asphalt coated or Bare Steel |  |  |  | Removal | 2007-02-01
0-008594 | ARCH ALUMINUM & GLASS | 1825 S 43RD AVE | PHOENIX | AZ | 85009 | Maricopa | 3 | Perm Closure | 1989-01-01 | 20000 | Diesel | COMPARTMENT A | Unknown | Unknown |  |  |  | Removal | 1997-08-27
0-000556 | PAINTED DESERT RADIO |  | PETRIFIED FOREST NATIONAL PARK |  |  | Apache | 1 | Perm Closure | 1969-01-01 | 10000 | Diesel | COMPARTMENT A |  | Asphalt coated or Bare Steel | Suction - Check Valve at the Tank Top |  |  | Removal | 1992-08-11
0-010595 | QUIK TRIP #472 | 8293 W LAKE PLEASANT PKWY | PEORIA | AZ | 85382 | Maricopa | 1 | Open | 2016-12-22 | 20000 | Gasoline | COMPARTMENT A | Double Walled | Fiberglass Reinforced Plastic | Pressure | Double Walled | Fiberglass Reinforced Plastic
0-010642 | CIRCLE K STORE #9523 | 9418 N 7TH ST | PHOENIX | AZ | 85020 | Maricopa | 2 | Open | 2019-02-06 | 12000 | Gasoline (PUL) | COMPARTMENT A | Double Walled | Fiberglass Reinforced Plastic
0-010620 | CIRCLE K STORE #3489 | 700 W FINNIE FLAT RD | CAMP VERDE | AZ | 86322 | Yavapai | 1 | Open | 2018-03-22 | 20000 | Gasoline (UL) | COMPARTMENT A | Double Walled | Fiberglass Reinforced Plastic | Pressure | Double Walled | Fiberglass Reinforced Plastic
0-008546 | CHAVEZ ROOFING | 3815 E 38TH ST | TUCSON | AZ | 85713 | Pima | 1 | Perm Closure | 1979-01-01 | 3000 | Gasoline | COMPARTMENT A |  | Asphalt coated or Bare Steel |  |  |  | Removal | 1995-01-20
0-004471 | CHEVRON #3 | 712 S 4TH AVE | YUMA | AZ | 85364 | Yuma | 1 | Perm Closure | 1972-01-01 | 3000 | Gasoline | COMPARTMENT A |  | Asphalt coated or Bare Steel | Pressure |  | Fiberglass Reinforced Plastic | Removal | 2003-01-05
0-009605 | SPEEDWAY STORE #2964 | 520 N PINAL PKWY | FLORENCE | AZ | 85132 | Pinal | 2 | Open | 1999-09-17 | 5000 | Diesel | COMPARTMENT A | Double Walled | Fiberglass Reinforced Plastic
0-007799 | 3RD AVENUE & WASHINGTON |  | PHOENIX |  |  | Maricopa | 1 | Perm Closure | 2005-06-17 | 2000 | Unidentified | COMPARTMENT A | Unknown | Asphalt coated or Bare Steel |  |  |  | Removal | 1993-09-01
0-006516 | ALL AMERICAN FUEL | 1041 ACOMA BLVD S | LAKE HAVASU CITY | AZ | 86406 | Mohave | 2 | Open | 1987-07-01 | 10000 | Diesel | COMPARTMENT A | Single Walled | Fiberglass Reinforced Plastic | Pressure |  | Fiberglass Reinforced Plastic
0-000891 | CARDON FAST GAS # 101 | 260 W UNIVERISTY | MESA | AZ | 85201 | Maricopa | 1 | Perm Closure | 1969-01-01 | 12000 | Gasoline | COMPARTMENT A |  | Asphalt coated or Bare Steel |  |  |  | Removal | 1987-02-01
0-009400 | CARDON STATION | 2701 W MCDOWELL RD | PHOENIX | AZ | 85009 | Maricopa | 1 | Perm Closure | 2005-06-17 |  | Gasoline | COMPARTMENT A | Unknown | Unknown |  |  |  | Closed in Place | 1988-08-01
0-009613 | DEER VALLEY CARDLOCK | 1932 W DEER VALLEY RD | PHOENIX | AZ | 85027 | Maricopa | 2 | Open | 1999-01-20 | 12000 | Gasoline (UL) | COMPARTMENT A | Double Walled | Fiberglass Reinforced Plastic
0-000665 | BELL & DEAN SERVICE | 8650 E MCDOWELL RD | SCOTTSDALE | AZ | 85257 | Maricopa | 1 | Perm Closure | 1962-01-01 | 4000 | Gasoline | COMPARTMENT A |  | Asphalt coated or Bare Steel |  |  |  | Removal | 1988-12-14
0-000665 | BELL & DEAN SERVICE | 8650 E MCDOWELL RD | SCOTTSDALE | AZ | 85257 | Maricopa | 2 | Perm Closure | 1962-01-01 |  | Gasoline | COMPARTMENT A |  | Asphalt coated or Bare Steel |  |  |  | Removal | 1988-12-14
0-005022 | TOWN OF THATCHER - FLEET FUEL STATION | 230 COLLEGE AVE | THATCHER | AZ | 85552 | Graham | 4 | Perm Closure | 1977-01-01 | 1000 | Gasoline | COMPARTMENT A |  | Asphalt coated or Bare Steel |  |  |  | Removal | 1990-04-01
0-007132 | SUNNYSIDE UNIFIED SCHOOL DISTRICT #12 - TRANSPORTATION | 2241 E WIEDING RD | TUCSON | AZ | 85706 | Pima | 1 | Perm Closure | 1976-01-01 | 12000 | Diesel | COMPARTMENT A | Unknown | Asphalt coated or Bare Steel | Pressure |  | Bare or Galvanized Steel | Removal | 1998-12-15
0-005137 | TRI-STATE MOTOR TRANSIT CO |  | CASA GRANDE |  |  | Pinal | 2 | Perm Closure | 1981-04-25 | 12000 | Diesel | COMPARTMENT A | Unknown | Asphalt coated or Bare Steel |  |  |  | Removal | 1989-06-09
0-008738 | TRUXTON AUTO REPAIR | 15927 E HWY 66 | TRUXTON | AZ | 86434 | Mohave | 2 | Perm Closure | 2005-06-17 | 4000 | Unidentified | COMPARTMENT A |  | Asphalt coated or Bare Steel |  |  |  | Removal | 2008-09-25
0-003338 | TUCSON TANQUE VERDE CO #123410 | 3800 N HOUGHTON RD | TUCSON | AZ | 85749 | Pima | 1 | Perm Closure | 1979-01-08 | 1000 | Diesel | COMPARTMENT A | Unknown | Asphalt coated or Bare Steel |  |  |  | Removal | 1989-07-01
0-000939 | SHELL #26 | 1380 N SCOTTSDALE RD | TEMPE | AZ | 85281 | Maricopa | 5 | Open | 2020-08-24 | 12000 | Gasoline (UL) | COMPARTMENT A | Double Walled | Fiberglass Reinforced Plastic | Pressure | Double Walled | Fiberglass Reinforced Plastic
0-009679 | TEXACO #119707 | 3755 W CORTARO FARMS RD | MARANA | AZ | 85742 | Pima | 1 | Perm Closure | 2000-04-14 | 20000 | Gasoline | COMPARTMENT A | Double Walled | Fiberglass Reinforced Plastic | Pressure | Double Walled | Fiberglass Reinforced Plastic | Removal | 2006-10-24
0-005055 | THUNDERBIRD ADVENTIST ACADEMY | 7410 E SUTTON DR | SCOTTSDALE | AZ | 85260 | Maricopa | 2 | Perm Closure | 1976-01-01 | 6000 | Gasoline | COMPARTMENT A | Single Walled | Asphalt coated or Bare Steel |  |  |  | Removal | 1991-07-19
0-005055 | THUNDERBIRD ADVENTIST ACADEMY | 7410 E SUTTON DR | SCOTTSDALE | AZ | 85260 | Maricopa | 7 | Perm Closure | 2005-06-17 | 500 | Used Oil/Waste Oil | COMPARTMENT A | Double Walled | Asphalt coated or Bare Steel |  |  |  | Removal | 1991-07-19
0-003178 | THUNDERBIRD AUTOMOTIVE | 8736 W THUNDERBIRD RD | PEORIA | AZ | 85381 | Maricopa | 1 | Perm Closure | 2005-06-17 | 50 | Unidentified | COMPARTMENT A | Double Walled | Asphalt coated or Bare Steel |  |  |  | Removal | 1987-09-01
0-009418 | TOM BAXTER PROPERTY | 1733 E WASHINGTON ST | PHOENIX | AZ | 85034 | Maricopa | 2 | Perm Closure | 2005-06-17 | 8000 | Gasoline | COMPARTMENT A | Unknown | Asphalt coated or Bare Steel | Pressure |  | Bare or Galvanized Steel | Removal | 2000-05-02
0-000636 | STAGE STOP MINI MARKET | 103 OLD WEST HWY | DUNCAN | AZ | 85534 | Greenlee | 3 | Perm Closure | 1976-01-01 | 4000 | Gasoline | COMPARTMENT A |  | Asphalt coated or Bare Steel | Pressure |  | Fiberglass Reinforced Plastic | Closed in Place | 2011-11-15
0-000636 | STAGE STOP MINI MARKET | 103 OLD WEST HWY | DUNCAN | AZ | 85534 | Greenlee | 5 | Open | 1989-01-01 | 4000 | Gasoline | COMPARTMENT A |  | Composite (Steel/Fiberglass) | Pressure |  | Fiberglass Reinforced Plastic
0-009626 | SHORT STOP MINI MARKET | 1732 MCCULLOCH BLVD S | LAKE HAVASU CITY | AZ | 86406 | Mohave | 2 | Open | 1999-04-01 | 8000 | Gasoline (PUL) | COMPARTMENT A | Double Walled | Composite (Steel/Fiberglass)
0-009626 | SHORT STOP MINI MARKET | 1732 MCCULLOCH BLVD S | LAKE HAVASU CITY | AZ | 86406 | Mohave | 1 | Open | 1999-04-01 | 10000 | Gasoline (UL) | COMPARTMENT A | Double Walled | Composite (Steel/Fiberglass) | Pressure | Double Walled | Flexible
0-004518 | SIERRA VISTA PUBLIC SCHOOLS #68 | 4001 FRY BLVD | SIERRA VISTA | AZ | 85635 | Cochise | 4 | Perm Closure | 2005-06-17 | 6000 | Gasoline | COMPARTMENT A | Unknown | Unknown |  |  |  | Removal | 1986-06-30
0-000238 | ADOT - DOUGLAS | 2100 A AVE | DOUGLAS | AZ | 85607 | Cochise | 2 | Perm Closure | 1974-01-01 | 2000 | Gasoline | COMPARTMENT A | Single Walled | Asphalt coated or Bare Steel | Suction - Check Valve at the Tank Top |  | Bare or Galvanized Steel | Removal | 1993-12-06
0-008286 | WEISS GUYS CAR WASH #2 | 5020 E MAIN ST | MESA | AZ | 85205 | Maricopa | 2 | Perm Closure | 1986-06-01 | 10000 | Gasoline | COMPARTMENT A | Unknown | Fiberglass Reinforced Plastic | Pressure |  | Fiberglass Reinforced Plastic | Closed in Place | 2007-09-04
0-007113 | MIAMI INDUSTRIAL PROP | 3837 E MIAMI AVE | PHOENIX | AZ | 85040 | Maricopa | 3 | Perm Closure | 2005-06-17 | 8000 | Gasoline | COMPARTMENT A | Unknown | Unknown | Suction - Check Valve at the Tank Top |  |  | Removal | 1990-10-05
0-005209 | TWIN PINES GASER | 2318 N 4TH ST | FLAGSTAFF | AZ | 86004 | Coconino | 12 | Open | 2019-11-20 | 8000 | Diesel #2 | COMPARTMENT A | Double Walled | Fiberglass Reinforced Plastic | Pressure | Double Walled | Fiberglass Reinforced Plastic
0-005926 | U-HAUL # 723-56 | 800 N HAYDEN RD | TEMPE | AZ | 85281 | Maricopa | 2 | Perm Closure | 1984-01-01 | 10000 | Gasoline | COMPARTMENT A | Double Walled | Fiberglass Reinforced Plastic | Pressure |  |  | Removal | 1995-02-08
0-005926 | U-HAUL # 723-56 | 800 N HAYDEN RD | TEMPE | AZ | 85281 | Maricopa | 1 | Perm Closure | 1980-01-01 | 12000 | Gasoline | COMPARTMENT A | Double Walled | Asphalt coated or Bare Steel | Pressure |  |  | Removal | 1995-02-08
0-002349 | GOODYEAR TIRE & RUBBER | 491 N BROAD ST | GLOBE | AZ | 85501 | Gila | 1 | Perm Closure | 1976-04-29 | 500 | Used Oil/Waste Oil | COMPARTMENT A | Unknown | Unknown |  |  |  | Removal | 1970-01-01
0-004120 | GRANDVIEW GOLF COURSE | 14233 W WHITE ROCK DR | SUN CITY WEST | AZ | 85375 | Maricopa | 1 | Perm Closure | 1985-04-01 | 1000 | Gasoline | COMPARTMENT A | Unknown | Asphalt coated or Bare Steel | Gravity Feed |  |  | Removal | 1993-03-22
0-003524 | GREENWAY CENTER | 2802 E GREENWAY RD | PHOENIX | AZ | 85032 | Maricopa | 2 | Perm Closure | 1983-01-01 | 2000 | Gasoline | COMPARTMENT A |  | Asphalt coated or Bare Steel |  |  |  | Removal | 1995-03-01
0-004909 | GROHALL INC | 255 E GRANT RD | TUCSON | AZ | 85705 | Pima | 1 | Perm Closure | 2005-06-17 | 1000 | Gasoline | COMPARTMENT A | Double Walled | Asphalt coated or Bare Steel |  |  |  | Removal | 1988-12-01
0-008266 | PARCEL 118-08-0340 | 1114 S FARMINGTON | TUCSON | AZ | 85713 | Pima | 1 | Perm Closure | 2005-06-17 | 2000 | Gasoline | COMPARTMENT A | Unknown | Asphalt coated or Bare Steel | Suction - Check Valve at the Tank Top |  | Bare or Galvanized Steel | Removal | 1994-06-24
0-001157 | LEHI TOWING SERVICE | 2135 N HORNE | MESA | AZ | 85203 | Maricopa | 2 | Perm Closure | 1966-01-01 | 1000 | Gasoline | COMPARTMENT A |  | Asphalt coated or Bare Steel |  |  |  | Removal | 1990-08-29
0-002963 | LEWIS TRADERS |  | SUN VALLEY |  |  | Navajo | 1 | Perm Closure | 1975-01-01 | 4000 | Gasoline | COMPARTMENT A |  | Asphalt coated or Bare Steel | Suction - Check Valve at the Tank Top |  |  | Removal | 1994-05-31
0-002963 | LEWIS TRADERS |  | SUN VALLEY |  |  | Navajo | 2 | Perm Closure | 1975-01-01 | 4000 | Gasoline | COMPARTMENT A |  | Asphalt coated or Bare Steel | Suction - Check Valve at the Tank Top |  |  | Removal | 1994-05-31
0-002966 | LINDSTROM FAMILY AUTO WASH | 3003 E INDIAN SCHOOL RD | PHOENIX | AZ | 85016 | Maricopa | 2 | Perm Closure | 1974-05-07 | 10000 | Gasoline | COMPARTMENT A | Single Walled | Asphalt coated or Bare Steel |  |  |  | Removal | 1998-06-24
0-009273 | KISNER PROPERTY/R LYNCH FACILITY | 316 S PRICE RD | TEMPE | AZ | 85281 | Maricopa | 1 | Perm Closure | 1970-01-01 | 5000 | Gasoline | COMPARTMENT A | Double Walled | Fiberglass Reinforced Plastic |  |  |  | Removal | 1998-04-28
0-009827 | D. C. TAYLOR CO. | 2224 W SHANGRI LA RD | PHOENIX | AZ | 85029 | Maricopa | 3 | Perm Closure | 2005-06-17 | 1000 | Gasoline | COMPARTMENT A | Unknown | Asphalt coated or Bare Steel |  |  |  | Removal | 2002-02-20
0-007297 | LAKE HAVASU CITY AIRPORT | 5600 HIGHWAY 95 N | LAKE HAVASU CITY | AZ | 86404 | Mohave | 3 | Open | 1991-03-06 | 12000 | Kerosene | COMPARTMENT A | Unknown | Asphalt coated or Bare Steel
0-001109 | JIFFY LUBE | 1355 S MCCLINTOCK DR | TEMPE | AZ | 85281 | Maricopa | 1 | Perm Closure | 1988-01-01 | 2000 | New Oil | COMPARTMENT A | Single Walled | Fiberglass Reinforced Plastic | Suction - Check Valve at the Tank Top |  |  | Removal | 1999-07-14
0-004059 | JIFFY STORE #426 | 36 COMMERCIAL DRIVE | CONCHO | AZ | 85924 | Apache | 1 | Open | 1978-04-22 | 10000 | Gasoline | COMPARTMENT A | Single Walled | Asphalt coated or Bare Steel | Pressure
0-006905 | MARGUERITE S FREEMAN | 4417 N 16TH ST | PHOENIX | AZ | 85016 | Maricopa | 2 | Perm Closure | 2005-06-17 |  | Gasoline | COMPARTMENT A | Double Walled | Asphalt coated or Bare Steel |  |  |  | Removal | 1990-09-17
0-004060 | INDIAN MESA INDIAN STORE #427 |  | GOODWATER |  |  | Navajo | 2 | Perm Closure | 1978-04-22 | 6000 | Unidentified | COMPARTMENT A | Double Walled | Asphalt coated or Bare Steel |  |  |  | Removal | 1988-10-23
0-000743 | JACK BOORE''S MOBIL SERVICE STATION | 300 W 4TH ST | BENSON | AZ | 85602 | Cochise | 3 | Perm Closure | 1966-01-01 | 250 | Used Oil/Waste Oil | COMPARTMENT A |  | Asphalt coated or Bare Steel |  |  |  | Removal | 1990-08-16
0-002087 | OLSON'S SELIGMAN MINI MART | 21145 W I-40 BUSINESS LOOP | SELIGMAN | AZ | 86337 | Yavapai | 3 | Open | 1985-02-27 | 10000 | Gasoline | COMPARTMENT A | Single Walled | Asphalt coated or Bare Steel
0-002087 | OLSON'S SELIGMAN MINI MART | 21145 W I-40 BUSINESS LOOP | SELIGMAN | AZ | 86337 | Yavapai | 1 | Open | 1985-02-27 | 10000 | Gasoline | COMPARTMENT A | Single Walled | Asphalt coated or Bare Steel
0-001401 | CIRCLE K #2701383 | 815 E MAIN ST | SPRINGERVILLE | AZ | 85938 | Apache | 3 | Perm Closure | 1980-01-01 | 10000 | Gasoline | COMPARTMENT A |  | Fiberglass Reinforced Plastic | Pressure | Double Walled | Fiberglass Reinforced Plastic | Removal | 2008-08-12
0-001333 | CIRCLE K #2700849 | 9615 E UNIVERSITY DR | MESA | AZ | 85207 | Maricopa | 3 | Open | 1981-01-01 | 10000 | Gasoline | COMPARTMENT A |  | Asphalt coated or Bare Steel | Pressure | Double Walled | Fiberglass Reinforced Plastic
0-001125 | CHEVRON #9-0172 | 777 W BEALE ST | KINGMAN | AZ | 86401 | Mohave | 8 | Open | 2020-04-06 | 15000 | Gasoline (UL) | COMPARTMENT A | Double Walled | Fiberglass Reinforced Plastic | Pressure | Double Walled | Fiberglass Reinforced Plastic
0-006435 | HANK'S TIRES | 441 E ROUTE 66 | WILLIAMS | AZ | 86046 | Coconino | 5 | Perm Closure | 1964-01-01 | 6000 | Gasoline | COMPARTMENT A |  | Asphalt coated or Bare Steel | Pressure |  |  | Removal | 1984-01-01
0-006435 | HANK'S TIRES | 441 E ROUTE 66 | WILLIAMS | AZ | 86046 | Coconino | 1 | Perm Closure | 1985-01-01 | 6000 | Gasoline | COMPARTMENT A |  | Asphalt coated or Bare Steel | Pressure |  |  | Removal | 2011-06-22
0-010303 | CIRCLE K STORE #2703391 | 3301 S 6TH AVE | TUCSON | AZ | 85713 | Pima | 3 | Open | 2008-12-19 | 12000 | Diesel | COMPARTMENT A | Double Walled | Fiberglass Reinforced Plastic | Pressure | Double Walled | Fiberglass Reinforced Plastic
0-010347 | FRYS FUEL CENTER #676 | 16380 W YUMA RD | GOODYEAR | AZ | 85338 | Maricopa | 1 | Open | 2010-04-22 | 20000 | Gasoline | COMPARTMENT A | Double Walled | Fiberglass Reinforced Plastic | Pressure |  | Flexible
0-000033 | TEXACO #60-349-0986 | 1201 E GLENDALE AVE | PHOENIX | AZ | 85020 | Maricopa | 5 | Perm Closure | 1998-09-11 | 10000 | Gasoline | COMPARTMENT A | Double Walled | Fiberglass Reinforced Plastic | Pressure | Double Walled | Fiberglass Reinforced Plastic | Removal | 2006-06-28
0-000033 | TEXACO #60-349-0986 | 1201 E GLENDALE AVE | PHOENIX | AZ | 85020 | Maricopa | 4 | Perm Closure | 1975-01-01 | 12000 | Diesel | COMPARTMENT A |  | Asphalt coated or Bare Steel | Pressure | Double Walled | Fiberglass Reinforced Plastic | Removal | 1998-08-27
0-004281 | SHERIFFS POSSE OF SUN CITY INC | 10861 W SUNLAND DR | SUN CITY | AZ | 85351 | Maricopa | 1 | Perm Closure | 1989-09-01 | 6000 | Gasoline | COMPARTMENT A | Single Walled | Fiberglass Reinforced Plastic | Pressure |  | Fiberglass Reinforced Plastic | Removal | 2019-11-05
0-004587 | SOUTH TUCSON HOSPITALITY GROUP | 3255 S 4TH AVE | TUCSON | AZ | 85725 | Pima | 4 | Perm Closure | 2005-06-17 | 280 | (Null) | COMPARTMENT A | Unknown | Asphalt coated or Bare Steel |  |  |  | Removal | 2000-06-21
0-005355 | SOUTHERN PACIFIC/HILL STREET | 5903 S CALLE DE LOMA | MIAMI | AZ | 85539 | Gila | 1 | Perm Closure | 2005-06-17 | 20000 | Diesel | COMPARTMENT A | Unknown | Asphalt coated or Bare Steel | Suction - Check Valve at the Tank Top |  | Bare or Galvanized Steel | Removal | 1988-01-01
0-005213 | SPRING VALLEY ENTERPRISES | 17301 E SPRING LN | SPRING VALLEY | AZ | 86333 | Yavapai | 1 | Perm Closure | 1985-01-01 | 8000 | Gasoline | COMPARTMENT A |  | Asphalt coated or Bare Steel | Pressure |  | Fiberglass Reinforced Plastic | Removal | 2007-01-24
0-000214 | USDOJ INS - BORDER PATROL TUCSON | 2010 W AJO WAY | TUCSON | AZ | 85713 | Pima | 1 | Perm Closure | 1972-01-01 | 10000 | Gasoline | COMPARTMENT A |  | Asphalt coated or Bare Steel | Suction - Check Valve at the Tank Top |  |  | Removal | 1995-03-08
0-003084 | FLAGSTAFF BUICK GMC | 361 N SWITZER CANYON DR | FLAGSTAFF | AZ | 86001 | Coconino | 3 | Perm Closure | 1992-07-02 | 2000 | Used Oil/Waste Oil | COMPARTMENT A | Double Walled | Fiberglass Reinforced Plastic | Gravity Feed |  |  | Removal | 2015-03-09
0-003084 | FLAGSTAFF BUICK GMC | 361 N SWITZER CANYON DR | FLAGSTAFF | AZ | 86001 | Coconino | 1 | Perm Closure | 1969-01-01 | 3000 | Gasoline | COMPARTMENT A |  | Asphalt coated or Bare Steel |  |  |  | Removal | 1991-09-12
0-006399 | GAS-N-GRUB 6 | 101 E MEADVIEW BLVD | MEADVIEW | AZ | 86444 | Mohave | 2 | Perm Closure | 1974-01-01 | 4000 | Gasoline | COMPARTMENT A | Single Walled | Asphalt coated or Bare Steel | Suction - Check Valve at the Tank Top | Single Walled | Bare or Galvanized Steel | Removal | 1992-07-16
0-009550 | GOOD SAMARITAN HELIPORT | 1021 E WILLETTA ST | PHOENIX | AZ | 85006 | Maricopa | 3 | Perm Closure | 1984-01-01 | 500 | Diesel | COMPARTMENT A | Unknown | Fiberglass Reinforced Plastic | Suction - Check Valve at the Dispenser |  |  | Removal | 1993-12-03
0-009550 | GOOD SAMARITAN HELIPORT | 1021 E WILLETTA ST | PHOENIX | AZ | 85006 | Maricopa | 2 | Perm Closure | 1979-01-01 | 8000 | Diesel | COMPARTMENT A | Unknown | Asphalt coated or Bare Steel |  |  |  | Removal | 1989-08-15
0-002389 | GREASE N GO | 3597 W NORTHERN AVE | PHOENIX | AZ | 85051 | Maricopa | 1 | Perm Closure | 1985-04-23 | 2000 | Unidentified | COMPARTMENT A | Single Walled | Asphalt coated or Bare Steel | Gravity Feed |  |  | Removal | 1994-09-27
0-001129 | 125-15-0630 | 30 E CALLE CLARAVISTA | TUCSON | AZ | 85716 | Pima | 1 | Perm Closure | 1954-01-01 | 4000 | Gasoline | COMPARTMENT A | Single Walled | Asphalt coated or Bare Steel |  |  |  | Removal | 1989-04-27
0-002766 | KAIBAB LUBRICATING SPECIALISTS | 4451 S COUNTRY CLUB RD | TUCSON | AZ | 85714 | Pima | 2 | Perm Closure | 1979-01-01 | 10000 | Unidentified | COMPARTMENT A | Single Walled | Asphalt coated or Bare Steel | Suction - Check Valve at the Tank Top |  |  | Removal | 1993-05-01
0-002766 | KAIBAB LUBRICATING SPECIALISTS | 4451 S COUNTRY CLUB RD | TUCSON | AZ | 85714 | Pima | 1 | Perm Closure | 1979-01-01 | 10000 | Unidentified | COMPARTMENT A | Double Walled | Asphalt coated or Bare Steel | Suction - Check Valve at the Tank Top |  |  | Removal | 1993-05-01
0-006190 | HURLEY TRUCKING COMPANY | 227 E JAVELINA AVE | MESA | AZ | 85210 | Maricopa | 1 | Perm Closure | 1988-05-04 | 10000 | Diesel | COMPARTMENT A | Double Walled | Composite (Steel/Fiberglass) | Pressure |  | Fiberglass Reinforced Plastic | Removal | 2008-01-09
0-007507 | ARCO #5758 | 4360 E MAIN ST | MESA | AZ | 85205 | Maricopa | 1 | Perm Closure | 2005-06-17 | 1000 | Unidentified | COMPARTMENT A | Double Walled | Asphalt coated or Bare Steel |  |  |  | Removal | 1991-04-01
0-003800 | CITY OF PHOENIX - FIRE STATION # 1 (OLD) | 125 E MADISON ST | PHOENIX | AZ | 85004 | Maricopa | 2 | Perm Closure | 1974-01-01 | 2000 | Diesel | COMPARTMENT A |  | Asphalt coated or Bare Steel |  |  |  | Removal | 1989-12-15
0-004782 | SUN LAKES GAS STATION | 25229 S SUN LAKES BLVD | SUN LAKES | AZ | 85248 | Maricopa | 2 | Perm Closure | 1979-05-07 | 10000 | Gasoline | COMPARTMENT A | Unknown | Asphalt coated or Bare Steel | Pressure |  | Fiberglass Reinforced Plastic | Removal | 1997-08-21
0-006415 | RED ROCK AUTOMOTIVE | 2950 W STATE ROUTE 89A | SEDONA | AZ | 86336 | Yavapai | 2 | Perm Closure | 1978-09-28 | 10000 | Gasoline | COMPARTMENT A | Double Walled | Asphalt coated or Bare Steel |  |  |  | Removal | 1989-05-01
0-002918 | CIRCLE K #2701946 | 333 W GRANT RD | TUCSON | AZ | 85705 | Pima | 1 | Perm Closure | 1987-01-01 | 10000 | Gasoline | COMPARTMENT A | Single Walled | Fiberglass Reinforced Plastic | Pressure |  | Fiberglass Reinforced Plastic | Removal | 2017-10-30
0-006248 | TUCSON MEMORIAL SOUTH LAWN | 5433 S WHITE ROCK AVE | TUCSON | AZ | 85706 | Pima | 3 | Perm Closure | 1963-06-28 | 2000 | Unidentified | COMPARTMENT A | Double Walled | Asphalt coated or Bare Steel |  |  |  | Removal | 1988-07-14
0-006378 | SANDPOINT MARINA & RV | 7952 S SANDPOINT | LAKE HAVASU CITY | AZ | 86406 | Mohave | 3 | Perm Closure | 1982-01-01 | 10000 | Gasoline | COMPARTMENT A | Single Walled | Fiberglass Reinforced Plastic | Pressure |  | Fiberglass Reinforced Plastic | Removal | 2017-04-25
0-006378 | SANDPOINT MARINA & RV | 7952 S SANDPOINT | LAKE HAVASU CITY | AZ | 86406 | Mohave | 2 | Perm Closure | 1982-01-01 | 6000 | Gasoline | COMPARTMENT A | Single Walled | Fiberglass Reinforced Plastic | Suction - Check Valve at the Tank Top |  | Fiberglass Reinforced Plastic | Removal | 2017-04-25
0-000676 | BENNETT OIL | 810 E SHELDON ST | PRESCOTT | AZ | 86301 | Yavapai | 13 | Perm Closure | 1984-01-01 | 4000 | New Oil | COMPARTMENT A | Single Walled | Asphalt coated or Bare Steel | Suction - Check Valve at the Tank Top | Single Walled | Bare or Galvanized Steel | Removal | 2005-09-28
0-000676 | BENNETT OIL | 810 E SHELDON ST | PRESCOTT | AZ | 86301 | Yavapai | 3 | Open | 1984-01-01 | 10000 | Gasoline (UL) | COMPARTMENT A | Single Walled | Asphalt coated or Bare Steel | Pressure | Double Walled | Fiberglass Reinforced Plastic
0-005482 | CIRCLE K #2947 | 3125 N TOLTEC RD | ELOY | AZ | 85131 | Pinal | 2 | Open | 1982-01-01 | 12000 | Diesel | COMPARTMENT A |  | Asphalt coated or Bare Steel | Pressure |  | Bare or Galvanized Steel
0-005482 | CIRCLE K #2947 | 3125 N TOLTEC RD | ELOY | AZ | 85131 | Pinal | 1 | Open | 1982-01-01 | 12000 | Diesel | COMPARTMENT A |  | Asphalt coated or Bare Steel | Pressure |  | Bare or Galvanized Steel
0-004933 | ARCO AM/PM | 7502 W INDIAN SCHOOL RD | PHOENIX | AZ | 85033 | Maricopa | 11 | Open | 2004-08-01 | 15000 | Gasoline | COMPARTMENT A | Double Walled | Fiberglass Reinforced Plastic
0-004933 | ARCO AM/PM | 7502 W INDIAN SCHOOL RD | PHOENIX | AZ | 85033 | Maricopa | 4 | Perm Closure | 1973-05-07 | 550 | Used Oil/Waste Oil | COMPARTMENT A | Double Walled | Asphalt coated or Bare Steel | Gravity Feed |  | Bare or Galvanized Steel | Removal | 1991-08-01
0-003802 | CITY OF PHOENIX - FIRE STATION #4 | 1601 N 3RD AVE | PHOENIX | AZ | 85003 | Maricopa | 2 | Perm Closure | 1980-01-01 | 1000 | Diesel | COMPARTMENT A |  | Asphalt coated or Bare Steel | Suction - Check Valve at the Tank Top |  |  | Removal | 1996-01-11
0-004269 | DIGNITY HEALTH -ST. JOSEPH'S HOSPITAL AND MEDICAL CENTER | 350 W THOMAS RD | PHOENIX | AZ | 85013 | Maricopa | 4 | Open | 1995-05-10 | 20000 | Diesel | COMPARTMENT A | Double Walled | Fiberglass Reinforced Plastic | Suction - Check Valve at the Dispenser | Double Walled | Fiberglass Reinforced Plastic
0-004269 | DIGNITY HEALTH -ST. JOSEPH'S HOSPITAL AND MEDICAL CENTER | 350 W THOMAS RD | PHOENIX | AZ | 85013 | Maricopa | 5 | Open | 1995-05-10 | 20000 | Diesel | COMPARTMENT A | Double Walled | Fiberglass Reinforced Plastic | Suction - Check Valve at the Dispenser | Double Walled | Fiberglass Reinforced Plastic
0-001182 | CIRCLE K #137 | 3702 W MCDOWELL RD | PHOENIX | AZ | 85009 | Maricopa | 2 | Perm Closure | 1981-01-01 | 10000 | Gasoline | COMPARTMENT A |  | Asphalt coated or Bare Steel | Pressure | Single Walled | Bare or Galvanized Steel | Removal | 1993-10-15
0-001182 | CIRCLE K #137 | 3702 W MCDOWELL RD | PHOENIX | AZ | 85009 | Maricopa | 1 | Perm Closure | 1981-01-01 | 10000 | Gasoline | COMPARTMENT A | Single Walled | Asphalt coated or Bare Steel | Pressure | Single Walled | Bare or Galvanized Steel | Removal | 1993-10-15
0-005078 | CAMPBELL SELF SERVE | 3060 N CAMPBELL AVE | TUCSON | AZ | 85719 | Pima | 5 | Perm Closure | 1995-12-01 | 15000 | Gasoline | COMPARTMENT A | Double Walled | Composite (Steel/Fiberglass) | Pressure | Double Walled | Fiberglass Reinforced Plastic | Removal | 2014-12-17
0-005078 | CAMPBELL SELF SERVE | 3060 N CAMPBELL AVE | TUCSON | AZ | 85719 | Pima | 2 | Perm Closure | 1973-01-01 | 10000 | Gasoline | COMPARTMENT A |  | Asphalt coated or Bare Steel | Pressure |  | Fiberglass Reinforced Plastic | Removal | 1995-12-01
0-000250 | ADOT - GLOBE MAINTENANCE CAMP |  | GLOBE |  |  | Gila | 4 | Perm Closure | 2005-06-17 | 500 | Used Oil/Waste Oil | COMPARTMENT A |  | Asphalt coated or Bare Steel |  |  |  | Removal | 1990-04-26
0-005177 | SANITATION TRANSFER SITE FUEL | 1450 S 10TH AVE | TUCSON | AZ | 85713 | Pima | 1 | Perm Closure | 1983-07-11 | 10000 | Diesel | COMPARTMENT A | Unknown | Fiberglass Reinforced Plastic | Pressure |  | Bare or Galvanized Steel | Removal | 1996-08-01
0-005218 | PRAXAIR | 3918 W LINCOLN ST | PHOENIX | AZ | 85009 | Maricopa | 1 | Perm Closure | 1975-01-01 | 7500 | Hazardous Substance | COMPARTMENT A | Single Walled | Asphalt coated or Bare Steel | Suction - Check Valve at the Tank Top | Single Walled | Bare or Galvanized Steel | Removal | 1989-08-01
0-006355 | HANNAGAN MEADOW LODGE |  | HANNAGAN MEADOW |  |  | Greenlee | 1 | Perm Closure | 2005-06-17 | 1000 | Gasoline | COMPARTMENT A | Unknown | Unknown |  |  |  | Removal | 1989-10-11
0-001637 | R+L CARRIERS INC | 830 S 25TH AVE | PHOENIX | AZ | 85009 | Maricopa | 2 | Perm Closure | 1974-01-01 | 20000 | Diesel | COMPARTMENT A | Single Walled | Asphalt coated or Bare Steel | Pressure | Double Walled | Fiberglass Reinforced Plastic | Removal | 2017-04-26
0-000154 | APACHE NITROGEN PRODUCTS INC | 1436 S APACHE POWDER RD | SAINT DAVID | AZ | 85630 | Cochise | 1 | Perm Closure | 1956-01-01 | 550 | Gasoline | COMPARTMENT A |  | Asphalt coated or Bare Steel |  |  |  | Removal | 1990-01-30
0-000154 | APACHE NITROGEN PRODUCTS INC | 1436 S APACHE POWDER RD | SAINT DAVID | AZ | 85630 | Cochise | 4 | Perm Closure | 1956-01-01 | 550 | Diesel | COMPARTMENT A |  | Asphalt coated or Bare Steel |  |  |  | Removal | 1995-03-02
0-007655 | UNOCAL #5952 | 840 E SOUTHERN AVE | TEMPE | AZ | 85282 | Maricopa | 5 | Perm Closure | 1970-01-01 | 10000 | Gasoline | COMPARTMENT A | Double Walled | Asphalt coated or Bare Steel | Pressure |  | Fiberglass Reinforced Plastic | Removal | 1989-01-01
0-003612 | THREE POINTS GENERAL STORE | 16225 W AJO HWY | TUCSON | AZ | 85735 | Pima | 2 | Perm Closure | 1975-01-01 | 8000 | Gasoline | COMPARTMENT A |  | Asphalt coated or Bare Steel | Pressure |  |  | Removal | 1995-02-16
0-003612 | THREE POINTS GENERAL STORE | 16225 W AJO HWY | TUCSON | AZ | 85735 | Pima | 12 | Open | 1995-02-16 | 10000 | Gasoline (UL) | COMPARTMENT A | Double Walled | Composite (Steel/Fiberglass) | Pressure | Double Walled | Fiberglass Reinforced Plastic
0-000648 | QUIK CHEK MARKET | 26 W MAIN | QUARTZSITE | AZ | 85346 | La Paz | 1 | Perm Closure | 1983-01-01 | 10000 | Gasoline (UL) | COMPARTMENT A | Single Walled | Asphalt coated or Bare Steel | Pressure |  |  | Removal | 2015-05-12
0-001256 | CIRCLE K #565 | 5207 E MAIN ST | MESA | AZ | 85205 | Maricopa | 1 | Perm Closure | 1971-01-01 | 10000 | Gasoline | COMPARTMENT A |  | Asphalt coated or Bare Steel | Pressure | Double Walled | Fiberglass Reinforced Plastic | Removal | 1999-03-03
0-004928 | TEXACO #60-349-1025 | 5201 E THOMAS RD | PHOENIX | AZ | 85018 | Maricopa | 1 | Perm Closure | 1974-01-01 | 10000 | Gasoline | COMPARTMENT A |  | Asphalt coated or Bare Steel |  |  |  | Removal | 1988-07-21
0-004928 | TEXACO #60-349-1025 | 5201 E THOMAS RD | PHOENIX | AZ | 85018 | Maricopa | 7 | Open | 1988-07-26 | 12000 | Gasoline | COMPARTMENT A | Double Walled | Fiberglass Reinforced Plastic | Pressure | Double Walled | Fiberglass Reinforced Plastic
0-004928 | TEXACO #60-349-1025 | 5201 E THOMAS RD | PHOENIX | AZ | 85018 | Maricopa | 8 | Open | 1988-07-26 | 10000 | Gasoline | COMPARTMENT A | Double Walled | Fiberglass Reinforced Plastic | Pressure | Double Walled | Fiberglass Reinforced Plastic
0-006781 | DARYL BACKHOE |  | SKULL VALLEY |  |  | Yavapai | 1 | Perm Closure | 1985-01-01 | 1000 | Diesel | COMPARTMENT A | Unknown | Asphalt coated or Bare Steel |  |  |  | Removal | 1994-12-07
0-000085 | LOWE'S OF BULLHEAD CITY, AZ #2202 | 1680 HIGHWAY 95 | BULLHEAD CITY | AZ | 86442 | Mohave | 1 | Perm Closure | 1966-01-01 | 550 | Used Oil/Waste Oil | COMPARTMENT A | Single Walled | Asphalt coated or Bare Steel |  |  |  | Removal | 1990-06-19
0-002936 | LAVEEN COUNTRY STORE | 5099 W DOBBINS RD | LAVEEN | AZ | 85339 | Maricopa | 3 | Perm Closure | 1978-01-01 | 6000 | Gasoline | COMPARTMENT A |  | Asphalt coated or Bare Steel | Pressure |  |  | Removal | 2003-04-02
0-000051 | RINKER MATERIALS | 1011 W VALENCIA RD | TUCSON | AZ | 85706 | Pima | 7 | Perm Closure | 1970-01-01 | 10000 | Diesel | COMPARTMENT A | Single Walled | Asphalt coated or Bare Steel |  |  |  | Removal | 1987-07-17
0-000051 | RINKER MATERIALS | 1011 W VALENCIA RD | TUCSON | AZ | 85706 | Pima | 6 | Perm Closure | 1970-01-01 | 10000 | Diesel | COMPARTMENT A | Single Walled | Asphalt coated or Bare Steel |  |  |  | Removal | 1987-07-17
0-006448 | RAY BELL #416 | 420 S ARIZONA BLVD | COOLIDGE | AZ | 85128 | Pinal | 1 | Perm Closure | 1974-09-09 | 10000 | Gasoline | COMPARTMENT A | Double Walled | Asphalt coated or Bare Steel | Pressure |  |  | Removal | 1993-11-04
0-004780 | SUNDT CORP - EQUIPMENT SERVICE YARD | 2642 S 20TH PL | PHOENIX | AZ | 85034 | Maricopa | 1 | Perm Closure | 1974-02-11 | 12000 | Diesel | COMPARTMENT A | Double Walled | Asphalt coated or Bare Steel | Suction - Check Valve at the Tank Top |  |  | Removal | 1995-05-23
0-004685 | 7-ELEVEN #26411 | 8410 E MCDONALD DR | SCOTTSDALE | AZ | 85250 | Maricopa | 3 | Perm Closure | 1985-11-10 | 10000 | Gasoline | COMPARTMENT A | Unknown | Fiberglass Reinforced Plastic |  |  |  | Removal | 1994-12-02
0-002735 | UNITED METRO MATERIALS | 2854 W BASELINE AVE | APACHE JUNCTION | AZ | 85120 | Pinal | 1 | Perm Closure | 1981-05-05 | 10000 | Gasoline | COMPARTMENT A | Single Walled | Asphalt coated or Bare Steel |  |  |  | Removal | 1989-12-12
0-005302 | UNOCAL #5765 | 8450 E BROADWAY BLVD | TUCSON | AZ | 85710 | Pima | 1 | Perm Closure | 1967-04-16 | 10000 | Gasoline | COMPARTMENT A | Double Walled | Asphalt coated or Bare Steel | Pressure |  | Fiberglass Reinforced Plastic | Removal | 1989-01-01
0-006251 | SPEEDWAY STORE #2932 | 8845 E TANQUE VERDE RD | TUCSON | AZ | 85749 | Pima | 1 | Open | 1988-07-01 | 12000 | Diesel | COMPARTMENT A | Double Walled | Fiberglass Reinforced Plastic | Pressure | Double Walled | Fiberglass Reinforced Plastic
0-001295 | CIRCLE K #728 | 2795 N 1ST AVE | TUCSON | AZ | 85719 | Pima | 1 | Perm Closure | 1972-01-01 | 10000 | Gasoline | COMPARTMENT A | Single Walled | Asphalt coated or Bare Steel | Pressure | Single Walled | Bare or Galvanized Steel | Removal | 1999-02-23
0-002117 | SENERGY PETROLEUM - MESA BP | 306 S COUNTRY CLUB DR | MESA | AZ | 85210 | Maricopa | 4 | Perm Closure | 1975-10-01 | 1000 | Used Oil/Waste Oil | COMPARTMENT A |  | Asphalt coated or Bare Steel |  |  |  | Removal | 1998-06-22
0-010610 | QUIKTRIP #402 | 1331 S COUNTRY CLUB DR | MESA | AZ | 85210 | Maricopa | 1 | Open | 2017-12-20 | 10000 | Other | COMPARTMENT B | Double Walled | Fiberglass Reinforced Plastic | Pressure | Double Walled | Fiberglass Reinforced Plastic
0-006836 | MURPHY TRUE VALUE INC | 617 E MAIN ST | SPRINGERVILLE | AZ | 85938 | Apache | 1 | Perm Closure | 2005-06-17 | 10000 | Gasoline | COMPARTMENT A | Double Walled | Asphalt coated or Bare Steel | Pressure |  |  | Closed in Place | 1990-03-28
0-006836 | MURPHY TRUE VALUE INC | 617 E MAIN ST | SPRINGERVILLE | AZ | 85938 | Apache | 4 | Perm Closure | 1956-01-01 | 300 | Used Oil/Waste Oil | COMPARTMENT A | Double Walled | Asphalt coated or Bare Steel | Gravity Feed |  |  | Removal | 1993-10-18
0-010520 | FRYS FOOD & DRUG STORES #114 | 9245 W UNION HILLS DR | PEORIA | AZ | 85382 | Maricopa | 2 | Open | 2014-08-29 | 8000 | Gasoline (PUL) | COMPARTMENT B | Double Walled | Fiberglass Reinforced Plastic | Pressure | Double Walled | Fiberglass Reinforced Plastic
0-006381 | AMC SOUTHWEST TEST CENTER | 325 S 1ST AVE | YUMA | AZ | 85364 | Yuma | 2 | Perm Closure | 1976-09-29 | 1000 | Gasoline | COMPARTMENT A | Unknown | Asphalt coated or Bare Steel |  |  |  | Removal | 1988-04-21
0-001418 | CIRCLE K #1487 | 1113 W 16TH ST | YUMA | AZ | 85364 | Yuma | 3 | Perm Closure | 1985-01-01 | 10000 | Gasoline | COMPARTMENT A | Double Walled | Fiberglass Reinforced Plastic | Pressure |  | Fiberglass Reinforced Plastic | Removal | 2006-06-20
0-002449 | HAYDEN HIGH SCHOOL | 824 N THORNE AVE | WINKELMAN | AZ | 85192 | Pinal | 2 | Perm Closure | 1982-05-08 | 2000 | Diesel | COMPARTMENT A | Single Walled | Asphalt coated or Bare Steel | Suction - Check Valve at the Tank Top |  |  | Removal | 1995-03-21
0-007922 | KINGMAN REGIONAL MEDICAL CENTER | 3269 N STOCKTON HILL RD | KINGMAN | AZ | 86409 | Mohave | 2 | Open | 1992-08-07 | 6000 | Diesel | COMPARTMENT A | Double Walled | Fiberglass Reinforced Plastic | Suction - Check Valve at the Tank Top |  | Fiberglass Reinforced Plastic
0-004906 | ROCKY SHELL | 80 E ESPERANZA BLVD | GREEN VALLEY | AZ | 85614 | Pima | 2 | Open | 1986-05-02 | 8000 | Gasoline | COMPARTMENT A | Double Walled | Fiberglass Reinforced Plastic | Pressure |  | Fiberglass Reinforced Plastic
0-009043 | TOOT-N-MOO | 2802 S 6TH AVE | TUCSON | AZ | 85713 | Pima | 2 | Perm Closure | 2005-06-17 | 8000 | Gasoline | COMPARTMENT A | Double Walled | Asphalt coated or Bare Steel |  |  |  | Removal | 1993-11-30
0-000717 | MARK MITSUBIHI | 4434 W GLENDALE AVE | GLENDALE | AZ | 85301 | Maricopa | 1 | Perm Closure | 1979-01-01 | 7500 | Gasoline | COMPARTMENT A |  | Asphalt coated or Bare Steel |  |  |  | Removal | 1991-02-28
0-007171 | FIREBIRD FUEL CO #306 | 4703 N PARKWAY DR | TUCSON | AZ | 85705 | Pima | 5 | Perm Closure | 1996-02-12 | 15000 | Diesel | COMPARTMENT A | Double Walled | Composite (Steel/Fiberglass) | Pressure | Double Walled | Fiberglass Reinforced Plastic | Removal | 2019-05-08
0-006811 | WHITMARK INC | 4100 E MICHIGAN ST | TUCSON | AZ | 85714 | Pima | 4 | Perm Closure | 1979-01-01 |  | Diesel | COMPARTMENT A | Unknown | Unknown |  |  |  | Removal | 1990-07-18
0-008173 | CUTTER AVIATION DEER VALLEY | 530 W DEER VALLEY RD | PHOENIX | AZ | 85027 | Maricopa | 2 | Temp Closure | 1992-05-01 | 9000 | Jet Fuel | COMPARTMENT A | Double Walled | Fiberglass Reinforced Plastic | Pressure | Double Walled |  |  | 2016-04-01
0-008963 | COSTCO WHOLESALE #427 | 15255 N HAYDEN RD | SCOTTSDALE | AZ | 85260 | Maricopa | 1 | Perm Closure | 1996-04-05 | 15000 | Gasoline | COMPARTMENT A | Double Walled | Fiberglass Reinforced Plastic | Pressure |  | Fiberglass Reinforced Plastic | Removal | 2000-10-30
0-008963 | COSTCO WHOLESALE #427 | 15255 N HAYDEN RD | SCOTTSDALE | AZ | 85260 | Maricopa | 5 | Open | 2000-08-24 | 30000 | Gasoline (UL) | COMPARTMENT A | Double Walled | Fiberglass Reinforced Plastic | Pressure | Double Walled | Fiberglass Reinforced Plastic
0-008554 | COCHISE COUNTY APN #103-61-326A |  | BISBEE |  |  | Cochise | 2 | Perm Closure | 2005-06-17 | 750 | Gasoline | COMPARTMENT A | Single Walled | Asphalt coated or Bare Steel |  |  |  | Removal | 2014-12-25
0-009906 | CIRCLE K #2705954 | 4815 E CAREFREE HWY | PHOENIX | AZ | 85331 | Maricopa | 3 | Open | 2002-11-04 | 20000 | Gasoline | COMPARTMENT A | Double Walled | Fiberglass Reinforced Plastic | Pressure | Double Walled | Fiberglass Reinforced Plastic
0-009933 | CIRCLE K #2705795 | 6710 W BUCKEYE RD | PHOENIX | AZ | 85043 | Maricopa | 3 | Open | 2002-12-01 | 20000 | Gasoline | COMPARTMENT A | Double Walled | Fiberglass Reinforced Plastic | Pressure | Double Walled | Fiberglass Reinforced Plastic
0-009933 | CIRCLE K #2705795 | 6710 W BUCKEYE RD | PHOENIX | AZ | 85043 | Maricopa | 2 | Open | 2002-12-01 | 12000 | Gasoline | COMPARTMENT A | Double Walled | Fiberglass Reinforced Plastic | Pressure | Double Walled | Fiberglass Reinforced Plastic
0-006600 | CIRCLE K #2701994 | 310 N MESA DR | MESA | AZ | 85201 | Maricopa | 3 | Open | 1988-01-01 | 10000 | Gasoline | COMPARTMENT A | Double Walled | Fiberglass Reinforced Plastic | Pressure | Single Walled | Fiberglass Reinforced Plastic
0-000019 | FAA TUCSON RADAR ASR-5 |  | TUCSON |  |  | Pima | 1 | Perm Closure | 1962-01-01 | 1000 | Diesel | COMPARTMENT A |  | Asphalt coated or Bare Steel |  |  |  | Removal | 1990-03-28
0-004147 | DUSTY A 7 RANCH |  | POMERENE |  |  | Cochise | 1 | Perm Closure | 1978-04-20 | 1000 | Gasoline | COMPARTMENT A | Unknown | Asphalt coated or Bare Steel | Suction - Check Valve at the Tank Top |  |  | Removal | 1994-11-30
0-006629 | ECONO LUBE N TUNE #119 | 8200 E 22ND ST | TUCSON | AZ | 85710 | Pima | 1 | Perm Closure | 1987-12-10 | 500 | Used Oil/Waste Oil | COMPARTMENT A | Double Walled | Composite (Steel/Fiberglass) | Gravity Feed | Double Walled |  | Removal | 2010-04-20
0-004485 | H S L PROPERTIES | 3901 E BROADWAY BLVD | TUCSON | AZ | 85711 | Pima | 3 | Perm Closure | 1966-08-14 | 6000 | Gasoline | COMPARTMENT A | Double Walled | Asphalt coated or Bare Steel |  |  |  | Removal | 1981-02-01
0-003667 | PEP BOYS #633 | 2754 E BELL RD | PHOENIX | AZ | 85032 | Maricopa | 1 | Perm Closure | 1981-01-01 | 750 | Used Oil/Waste Oil | COMPARTMENT A | Single Walled | Asphalt coated or Bare Steel |  |  |  | Removal | 1995-01-23
0-003624 | SAINT JOHNS CITY HALL BUILDING SITE | 70 E COMMERCIAL ST | SAINT JOHNS | AZ | 85936 | Apache | 3 | Perm Closure | 1971-01-01 | 3000 | Diesel | COMPARTMENT A | Single Walled | Asphalt coated or Bare Steel |  |  |  | Removal | 1990-06-30
0-003624 | SAINT JOHNS CITY HALL BUILDING SITE | 70 E COMMERCIAL ST | SAINT JOHNS | AZ | 85936 | Apache | 2 | Perm Closure | 1971-01-01 | 6000 | Diesel | COMPARTMENT A | Single Walled | Asphalt coated or Bare Steel |  |  |  | Removal | 1990-06-30
0-000165 | MR & MRS H L ANDERSON | 17001 W OLIVE | GLENDALE | AZ | 85355 | Maricopa | 2 | Perm Closure | 1979-01-01 | 5000 | Gasoline | COMPARTMENT A |  | Asphalt coated or Bare Steel |  |  |  | Removal | 1988-03-01
0-002054 | QUIK MART #19 | 7667 E ESCALANTE RD | TUCSON | AZ | 85730 | Pima | 1 | Perm Closure | 1976-01-01 | 10000 | Gasoline | COMPARTMENT A | Single Walled | Asphalt coated or Bare Steel | Pressure |  |  | Removal | 1996-12-18
0-007487 | RANCH TEXACO/RANCH MOBIL | 9550 N 90TH ST | SCOTTSDALE | AZ | 85258 | Maricopa | 4 | Perm Closure | 1985-01-01 | 10000 | Gasoline (UL) | COMPARTMENT A | Double Walled | Fiberglass Reinforced Plastic | Pressure |  | Fiberglass Reinforced Plastic | Removal | 2019-03-12
0-003953 | POWERS MOBIL SERVICE | 223 E MONROE AVE | BUCKEYE | AZ | 85326 | Maricopa | 2 | Perm Closure | 1976-01-01 | 4000 | Diesel | COMPARTMENT A | Single Walled | Asphalt coated or Bare Steel |  |  |  | Removal | 1988-12-05
0-003292 | PRESCOTT BULK PLANT |  | PRESCOTT |  |  | Yavapai | 1 | Perm Closure | 1964-02-27 | 4000 | Gasoline | COMPARTMENT A | Unknown | Asphalt coated or Bare Steel |  |  |  | Removal | 1989-09-01
0-003292 | PRESCOTT BULK PLANT |  | PRESCOTT |  |  | Yavapai | 3 | Perm Closure | 1964-02-27 | 6000 | Gasoline | COMPARTMENT A | Unknown | Asphalt coated or Bare Steel |  |  |  | Removal | 1989-09-01
0-001391 | FORMER CIRCLE K #1289 | 8847 N 7TH AVE | PHOENIX | AZ | 85021 | Maricopa | 2 | Perm Closure | 1979-01-01 | 10000 | Gasoline | COMPARTMENT A |  | Asphalt coated or Bare Steel | Pressure |  |  | Removal | 1992-12-08
0-001391 | FORMER CIRCLE K #1289 | 8847 N 7TH AVE | PHOENIX | AZ | 85021 | Maricopa | 1 | Perm Closure | 1979-01-01 | 10000 | Gasoline | COMPARTMENT A |  | Asphalt coated or Bare Steel | Pressure |  |  | Removal | 1992-12-12
0-006015 | ASSOCIATED SECURITY CORP | 4033 N 48TH ST | PHOENIX | AZ | 85018 | Maricopa | 1 | Perm Closure | 1974-03-25 | 1000 | Unidentified | COMPARTMENT A | Unknown | Asphalt coated or Bare Steel |  |  |  | Removal | 1985-05-01
0-002896 | AL-DON DUSTING SERVICE INC |  | ELOY |  |  | Pinal | 2 | Perm Closure | 1963-01-01 | 1000 | Gasoline | COMPARTMENT A |  | Asphalt coated or Bare Steel |  |  |  | Removal | 1988-12-21
0-002896 | AL-DON DUSTING SERVICE INC |  | ELOY |  |  | Pinal | 1 | Perm Closure | 1961-01-01 | 3000 | Gasoline | COMPARTMENT A |  | Asphalt coated or Bare Steel |  |  |  | Removal | 1988-12-21
0-001169 | CIRCLE K #42 | 13827 W GLENDALE AVE | GLENDALE | AZ | 85307 | Maricopa | 1 | Perm Closure | 1977-01-01 | 8000 | Gasoline | COMPARTMENT A |  | Asphalt coated or Bare Steel |  |  |  | Removal | 1989-10-27
0-010005 | KING'S MINI MART | 4150 N 35TH AVE | PHOENIX | AZ | 85017 | Maricopa | 1 | Open | 2000-06-01 | 8000 | Gasoline | COMPARTMENT A | Double Walled | Fiberglass Reinforced Plastic | Pressure | Double Walled | Flexible
0-006366 | CAPIN CAR WASH | 7210 E 22ND ST | TUCSON | AZ | 85710 | Pima | 1 | Perm Closure | 1986-09-09 | 12000 | Gasoline | COMPARTMENT A |  | Asphalt coated or Bare Steel | Pressure |  | Fiberglass Reinforced Plastic | Removal | 2003-07-22
0-006988 | C & R TRUCKING INC | 2722 W OLD HIGHWAY 66 | KINGMAN | AZ | 86413 | Mohave | 1 | Perm Closure | 1981-05-01 | 12000 | Diesel | COMPARTMENT A | Double Walled | Asphalt coated or Bare Steel | Suction - Check Valve at the Tank Top |  |  | Removal | 1995-12-13
0-009219 | TUCSON MOUNTAIN #8159 | 7120 W HIDDEN CANYON DR | TUCSON | AZ | 85745 | Pima | 1 | Open | 1989-02-01 | 2000 | Diesel | COMPARTMENT A | Double Walled | Composite (Steel/Fiberglass) | Gravity Feed |  | Bare or Galvanized Steel
0-002276 | THUNDERBIRD HIGH SCHOOL | 1750 W THUNDERBIRD RD | PHOENIX | AZ | 85023 | Maricopa | 1 | Perm Closure | 1974-04-21 | 500 | Gasoline | COMPARTMENT A | Single Walled | Asphalt coated or Bare Steel |  |  |  | Removal | 1989-07-17
0-004799 | SUPERIOR TIRE | 1900 HIGHWAY 95 | BULLHEAD CITY | AZ | 86442 | Mohave | 1 | Perm Closure | 1974-05-08 | 10000 | Diesel | COMPARTMENT A | Double Walled | Asphalt coated or Bare Steel |  |  |  | Closed in Place | 1988-12-21
0-006113 | SWIFT AVIATION | 2602 E SKY HARBOR BLVD | PHOENIX | AZ | 85034 | Maricopa | 3 | Perm Closure | 1987-10-01 | 15000 | Jet Fuel | COMPARTMENT A |  | Asphalt coated or Bare Steel | Suction - Check Valve at the Tank Top |  | Bare or Galvanized Steel | Removal | 2004-05-05
0-006113 | SWIFT AVIATION | 2602 E SKY HARBOR BLVD | PHOENIX | AZ | 85034 | Maricopa | 5 | Perm Closure | 1987-10-01 | 550 | Used Oil/Waste Oil | COMPARTMENT A |  | Asphalt coated or Bare Steel | Pressure |  | Bare or Galvanized Steel | Removal | 2004-05-05
0-005661 | WILFORD CONSTRUCTION COMPANY | 98 E FORT LOWELL RD | TUCSON | AZ | 85705 | Pima | 3 | Perm Closure | 1982-05-05 | 4000 | Gasoline | COMPARTMENT A | Unknown | Asphalt coated or Bare Steel | Gravity Feed |  |  | Removal | 1997-12-29
0-006968 | USARMY RESERVE CENTER | 1800 ESTRELLA AVE | DOUGLAS | AZ | 85607 | Cochise | 1 | Perm Closure | 1959-01-01 | 1000 | Unidentified | COMPARTMENT A | Unknown | Asphalt coated or Bare Steel | Pressure |  |  | Removal | 1990-11-07
0-009112 | VACANT | 121 W AJO WAY | TUCSON | AZ | 85713 | Pima | 2 | Perm Closure | 1951-01-01 | 600 | Gasoline | COMPARTMENT A | Double Walled | Asphalt coated or Bare Steel | Suction - Check Valve at the Tank Top |  | Bare or Galvanized Steel | Removal | 1997-07-01
0-002327 | PURCELL'S WESTERN STATES TIRE | 1150 S 4TH AVE | YUMA | AZ | 85364 | Yuma | 1 | Perm Closure | 1984-04-15 | 650 | Used Oil/Waste Oil | COMPARTMENT A | Single Walled | Asphalt coated or Bare Steel |  |  |  | Removal | 1990-03-15
0-003934 | RUBICON ENERGY GROUP LLC | 222 S 52ND ST | TEMPE | AZ | 85281 | Maricopa | 3 | Perm Closure | 1980-01-01 | 10000 | Diesel | COMPARTMENT A | Single Walled | Asphalt coated or Bare Steel | Pressure | Single Walled | Bare or Galvanized Steel | Removal | 1994-04-21
0-010067 | MAVERIK COUNTRY STORE #292 | 715 N BEELINE HWY | PAYSON | AZ | 85541 | Gila | 2 | Open | 2005-03-10 | 12000 | Gasoline | COMPARTMENT A | Double Walled | Fiberglass Reinforced Plastic | Pressure | Double Walled | Flexible
0-008279 | ZE ROBERTS ESTATE | 2533 S 4TH AVE | YUMA | AZ | 85364 | Yuma | 4 | Perm Closure | 2005-06-17 | 8000 | Gasoline | COMPARTMENT A | Double Walled | Asphalt coated or Bare Steel | Suction - Check Valve at the Tank Top |  |  | Closed in Place | 1963-01-01
0-007760 | HANDICAP VEHICLE SPECIALISTS | 3316 E WASHINGTON ST | PHOENIX | AZ | 85034 | Maricopa | 1 | Perm Closure | 2005-06-17 | 2500 | Diesel | COMPARTMENT A | Unknown | Asphalt coated or Bare Steel |  |  |  | Removal | 1993-08-10
0-004117 | WESTROCK CP, LLC | 6902 W NORTHERN AVE | GLENDALE | AZ | 85303 | Maricopa | 2 | Perm Closure | 1960-05-02 | 10000 | Diesel | COMPARTMENT A | Double Walled | Asphalt coated or Bare Steel | Gravity Feed |  | Bare or Galvanized Steel | Removal | 1990-07-12
0-003464 | ARIZONA ARMY NATIONAL GUARD - PAPAGO MILITARY RESERVATION | 5636 E MCDOWELL RD | PHOENIX | AZ | 85008 | Maricopa | 13 | Perm Closure | 1976-01-01 | 5000 | Diesel | COMPARTMENT A | Single Walled | Asphalt coated or Bare Steel | Suction - Check Valve at the Tank Top |  |  | Removal | 1996-08-28
0-003464 | ARIZONA ARMY NATIONAL GUARD - PAPAGO MILITARY RESERVATION | 5636 E MCDOWELL RD | PHOENIX | AZ | 85008 | Maricopa | 5 | Perm Closure | 1976-01-01 | 10000 | Unidentified | COMPARTMENT A | Single Walled | Fiberglass Reinforced Plastic |  |  |  | Removal | 1992-06-09
0-003464 | ARIZONA ARMY NATIONAL GUARD - PAPAGO MILITARY RESERVATION | 5636 E MCDOWELL RD | PHOENIX | AZ | 85008 | Maricopa | 11 | Perm Closure | 1975-01-01 | 5000 | Gasoline | COMPARTMENT A | Single Walled | Asphalt coated or Bare Steel |  |  |  | Removal | 1992-01-22
0-009571 | GAS WARZ #306 | 922 N 7TH ST | PHOENIX | AZ | 85006 | Maricopa | 2 | Perm Closure | 1999-11-01 | 12000 | Gasoline | COMPARTMENT A | Double Walled | Fiberglass Reinforced Plastic | Pressure | Double Walled | Fiberglass Reinforced Plastic | Removal | 2018-12-06
0-008570 | ARIZONA SUN DRINKING WATER CO | 2495 W 8TH ST | YUMA | AZ | 85364 | Yuma | 2 | Perm Closure | 2005-06-17 |  | Unidentified | COMPARTMENT A | Unknown | Unknown |  |  |  | Closed in Place | 1982-01-15
0-000298 | MARICOPA COUNTY - MADISON STREET JAIL | 201 S 4TH AVE | PHOENIX | AZ | 85003 | Maricopa | 1 | Perm Closure | 1985-01-01 | 2000 | Diesel | COMPARTMENT A | Single Walled | Fiberglass Reinforced Plastic |  |  |  | Removal | 1998-11-24
0-006325 | OLD LAKE HAVASU CITY AIRPORT | 550 BEACHCOMBER BLVD | LAKE HAVASU CITY | AZ | 86403 | Mohave | 4 | Perm Closure | 1968-08-25 | 10000 | Gasoline | COMPARTMENT A | Unknown | Unknown |  |  |  | Removal | 1991-07-12
0-000559 | KINGMAN RADIO |  | KINGMAN |  |  | Mohave | 1 | Perm Closure | 1969-01-01 | 10000 | Diesel | COMPARTMENT A |  | Asphalt coated or Bare Steel | Suction - Check Valve at the Tank Top |  |  | Removal | 1992-09-08
0-003033 | SAN MANUEL HIGH SCHOOL | 711 S MCNAB PKWY | SAN MANUEL | AZ | 85631 | Pinal | 4 | Open | 1988-07-28 | 10000 | Diesel | COMPARTMENT A | Double Walled | Fiberglass Reinforced Plastic | Pressure | Double Walled | Fiberglass Reinforced Plastic
0-002451 | HAYS ROOFING & SUPPLY INC | 1217 S 8TH ST | PHOENIX | AZ | 85034 | Maricopa | 2 | Perm Closure | 1971-05-08 | 1000 | Gasoline | COMPARTMENT A | Single Walled | Asphalt coated or Bare Steel |  |  |  | Removal | 1992-02-05
0-009653 | J H ROSE TRUCK LINES | 1717 W BUCKEYE RD | PHOENIX | AZ | 85007 | Maricopa | 1 | Perm Closure | 1974-01-01 | 1000 | Gasoline | COMPARTMENT A | Unknown | Asphalt coated or Bare Steel | Suction - Check Valve at the Dispenser |  | Bare or Galvanized Steel | Removal | 2000-06-28
0-001987 | EXXON #7-3181 | 3102 E SPEEDWAY BLVD | TUCSON | AZ | 85716 | Pima | 3 | Perm Closure | 1965-01-01 | 8000 | Gasoline | COMPARTMENT A |  | Asphalt coated or Bare Steel | Pressure |  | Fiberglass Reinforced Plastic | Removal | 1992-02-01
0-005294 | UNOCAL #5115 | 6745 E MCDOWELL RD | SCOTTSDALE | AZ | 85257 | Maricopa | 2 | Perm Closure | 1964-01-01 | 10000 | Gasoline | COMPARTMENT A | Single Walled | Asphalt coated or Bare Steel | Pressure |  |  | Removal | 1989-01-01
0-006867 | PUEBLO LUMBER | 1150 E GILBERT DR | TEMPE | AZ | 85281 | Maricopa | 3 | Perm Closure | 1984-01-01 | 1000 | Unidentified | COMPARTMENT A | Double Walled | Asphalt coated or Bare Steel |  |  |  | Removal | 1992-04-16
0-007552 | ISAAC MIDDLE SCHOOL | 3402 W MCDOWELL RD | PHOENIX | AZ | 85009 | Maricopa | 4 | Perm Closure | 2005-06-17 |  | Diesel | COMPARTMENT A | Double Walled | Composite (Steel/Fiberglass) |  |  |  | Removal | 1988-12-13
0-005086 | QUICK PIC #2 | 2710 N 1ST AVE | TUCSON | AZ | 85719 | Pima | 3 | Perm Closure | 1979-01-01 | 12000 | Gasoline | COMPARTMENT A |  | Asphalt coated or Bare Steel | Pressure |  | Fiberglass Reinforced Plastic | Removal | 1987-01-01
0-005086 | QUICK PIC #2 | 2710 N 1ST AVE | TUCSON | AZ | 85719 | Pima | 1 | Perm Closure | 1979-01-01 | 10000 | Gasoline | COMPARTMENT A |  | Asphalt coated or Bare Steel | Pressure |  | Fiberglass Reinforced Plastic | Removal | 1987-01-01
0-005086 | QUICK PIC #2 | 2710 N 1ST AVE | TUCSON | AZ | 85719 | Pima | 6 | Perm Closure | 1987-01-01 | 12000 | Gasoline | COMPARTMENT A | Double Walled | Composite (Steel/Fiberglass) | Pressure | Double Walled | Fiberglass Reinforced Plastic | Removal | 2017-01-17
0-003277 | MOBIL 18-HB6 | 1020 E 16TH ST | YUMA | AZ | 85365 | Yuma | 6 | Perm Closure | 1990-05-06 | 12000 | Gasoline | COMPARTMENT A |  | Fiberglass Reinforced Plastic | Pressure |  | Fiberglass Reinforced Plastic | Removal | 1991-12-19
0-003271 | EXXONMOBIL OIL CORP #11966 | 1502 W CAMELBACK RD | PHOENIX | AZ | 85015 | Maricopa | 7 | Perm Closure | 1988-06-01 | 1000 | Used Oil/Waste Oil | COMPARTMENT A | Double Walled | Fiberglass Reinforced Plastic | Gravity Feed |  | Fiberglass Reinforced Plastic | Removal | 2003-12-02
0-006574 | CHEVRON - BENSON HWY CHEVRON | 3025 E BENSON HWY | TUCSON | AZ | 85706 | Pima | 3 | Perm Closure | 1958-12-29 | 6000 | Gasoline | COMPARTMENT A | Unknown | Asphalt coated or Bare Steel |  |  |  | Removal | 1988-12-15
0-001310 | CIRCLE K #790 | 3955 LAKE MARY RD | FLAGSTAFF | AZ | 86005 | Coconino | 4 | Perm Closure | 1996-04-15 | 10000 | Gasoline | COMPARTMENT A | Single Walled | Fiberglass Reinforced Plastic | Pressure | Double Walled | Fiberglass Reinforced Plastic | Removal | 2001-01-31
0-005962 | SUN CITY RECREATION CENTER - WILLOCREEK | 10501 W UNION HILLS DR | SUN CITY | AZ | 85373 | Maricopa | 2 | Perm Closure | 1973-01-01 | 500 | Diesel | COMPARTMENT A | Unknown | Asphalt coated or Bare Steel |  |  |  | Removal | 1991-10-30
0-007548 | DESERT SCHOOLS FEDERAL CREDIT UNION - PAPAGO BRANCH | 148 N 48TH ST | PHOENIX | AZ | 85034 | Maricopa | 1 | Perm Closure | 2005-06-17 | 10000 | Diesel | COMPARTMENT A | Unknown | Unknown |  |  |  | Removal | 1989-01-01
0-002481 | HEXCEL CORPORATION | 1214 W GILA BEND HWY | CASA GRANDE | AZ | 85122 | Pinal | 7 | Perm Closure | 1966-01-01 | 2000 | Hazardous Substance | COMPARTMENT A | Single Walled | Asphalt coated or Bare Steel |  |  |  | Closed in Place | 1987-11-27
0-002481 | HEXCEL CORPORATION | 1214 W GILA BEND HWY | CASA GRANDE | AZ | 85122 | Pinal | 2 | Perm Closure | 1969-01-01 | 3000 | Hazardous Substance | COMPARTMENT A | Single Walled | Asphalt coated or Bare Steel |  |  |  | Closed in Place | 1987-11-27
0-002481 | HEXCEL CORPORATION | 1214 W GILA BEND HWY | CASA GRANDE | AZ | 85122 | Pinal | 16 | Temp Closure | 1988-03-01 | 10000 | Hazardous Substance | COMPARTMENT A | Single Walled | Asphalt coated or Bare Steel | Suction - Check Valve at the Tank Top | Single Walled | Bare or Galvanized Steel |  | 2020-03-30
0-002481 | HEXCEL CORPORATION | 1214 W GILA BEND HWY | CASA GRANDE | AZ | 85122 | Pinal | 20 | Perm Closure | 1988-03-01 | 4000 | Hazardous Substance | COMPARTMENT A | Single Walled | Asphalt coated or Bare Steel | Gravity Feed | Single Walled | Bare or Galvanized Steel | Removal | 2012-12-06
0-002481 | HEXCEL CORPORATION | 1214 W GILA BEND HWY | CASA GRANDE | AZ | 85122 | Pinal | 23 | Temp Closure | 1997-11-01 | 6000 | Hazardous Substance | COMPARTMENT A | Single Walled | Asphalt coated or Bare Steel | Suction - Check Valve at the Tank Top | Single Walled | Bare or Galvanized Steel |  | 2020-03-30
0-002481 | HEXCEL CORPORATION | 1214 W GILA BEND HWY | CASA GRANDE | AZ | 85122 | Pinal | 1 | Perm Closure | 1978-01-01 | 6000 | Hazardous Substance | COMPARTMENT A | Single Walled | Asphalt coated or Bare Steel |  |  |  | Closed in Place | 1987-11-27
0-002005 | ESPERANAZA EXXON | 61 W ESPERANZA BLVD | GREEN VALLEY | AZ | 85614 | Pima | 2 | Perm Closure | 1965-01-01 | 6000 | Gasoline | COMPARTMENT A |  | Asphalt coated or Bare Steel | Pressure | Single Walled | Bare or Galvanized Steel | Removal | 1994-08-24
0-001236 | CIRCLE K #2700483 | 1785 W PRINCE RD | TUCSON | AZ | 85705 | Pima | 5 | Open | 1996-02-20 | 10000 | Gasoline | COMPARTMENT A |  | Fiberglass Reinforced Plastic | Pressure | Double Walled | Fiberglass Reinforced Plastic
0-001236 | CIRCLE K #2700483 | 1785 W PRINCE RD | TUCSON | AZ | 85705 | Pima | 6 | Open | 1996-02-20 | 10000 | Gasoline | COMPARTMENT A |  | Fiberglass Reinforced Plastic | Pressure | Double Walled | Fiberglass Reinforced Plastic
0-001996 | EXXON #7-3504 | 1306 W GRANT RD | TUCSON | AZ | 85745 | Pima | 5 | Perm Closure | 2002-06-05 | 10000 | Gasoline | COMPARTMENT A | Double Walled | Fiberglass Reinforced Plastic | Pressure | Double Walled | Fiberglass Reinforced Plastic | Removal | 2011-04-28
0-001996 | EXXON #7-3504 | 1306 W GRANT RD | TUCSON | AZ | 85745 | Pima | 2 | Perm Closure | 1967-01-01 | 8000 | Gasoline | COMPARTMENT A | Single Walled | Fiberglass Reinforced Plastic | Pressure |  | Fiberglass Reinforced Plastic | Removal | 2002-04-25
0-009915 | DOS RILLITOS LLC | 3660 N ROMERO RD | TUCSON | AZ | 85705 | Pima | 2 | Perm Closure | 2005-06-17 | 1000 | Diesel | COMPARTMENT A | Double Walled | Asphalt coated or Bare Steel | Suction - Check Valve at the Dispenser |  | Bare or Galvanized Steel | Removal | 2003-05-01
0-003176 | MINIT SERVE GAS | 1251 BASELINE RD | BULLHEAD CITY | AZ | 86442 | Mohave | 1 | Open | 1985-01-30 | 12000 | Gasoline | COMPARTMENT A |  | Asphalt coated or Bare Steel | Pressure
0-008922 | PRESCOTT BOARD OF REALTORS | 405 WHITE SPAR RD | PRESCOTT | AZ | 86303 | Yavapai | 1 | Perm Closure | 2005-06-17 | 2000 | Gasoline | COMPARTMENT A | Double Walled | Fiberglass Reinforced Plastic |  |  |  | Closed in Place | 1990-12-20
0-004932 | QUIK TRIP #488 | 4949 N 51ST AVE | PHOENIX | AZ | 85031 | Maricopa | 3 | Perm Closure | 1985-05-07 | 10000 | Gasoline | COMPARTMENT A | Double Walled | Fiberglass Reinforced Plastic | Pressure |  | Fiberglass Reinforced Plastic | Removal | 1997-05-03
0-000511 | FOOD MART | 9853 N 19TH AVE | PHOENIX | AZ | 85021 | Maricopa | 3 | Perm Closure | 1975-01-01 | 10000 | Gasoline | COMPARTMENT A |  | Asphalt coated or Bare Steel |  |  |  | Removal | 1989-10-01
0-001945 | MONTZ AUTO RENDITIONS | 2838 N SCOTTSDALE RD | SCOTTSDALE | AZ | 85257 | Maricopa | 5 | Perm Closure | 2005-06-17 | 250 | Used Oil/Waste Oil | COMPARTMENT A | Single Walled | Asphalt coated or Bare Steel | Pressure |  |  | Removal | 1990-07-11
0-000151 | CITY OF APACHE JUNCTION - FIRE STATION #1 | 150 N OCOTILLO DR | APACHE JUNCTION | AZ | 85120 | Pinal | 1 | Perm Closure | 1956-01-01 | 500 | Diesel | COMPARTMENT A | Single Walled | Asphalt coated or Bare Steel |  |  |  | Removal | 1989-04-12
0-004360 | SAV-ON GAS | 5107 W BUCKEYE RD | PHOENIX | AZ | 85043 | Maricopa | 5 | Perm Closure | 1979-01-01 | 10000 | Unidentified | COMPARTMENT A | Single Walled | Asphalt coated or Bare Steel |  |  |  | Removal | 1990-03-01
0-004360 | SAV-ON GAS | 5107 W BUCKEYE RD | PHOENIX | AZ | 85043 | Maricopa | 8 | Perm Closure | 1979-01-01 | 10000 | Unidentified | COMPARTMENT A | Single Walled | Asphalt coated or Bare Steel |  |  |  | Removal | 1990-03-01
0-010561 | QUIKTRIP #419 | 2026 W BROADWAY RD | MESA | AZ | 85202 | Maricopa | 2 | Open | 2016-01-25 | 20000 | Gasoline | COMPARTMENT A | Double Walled | Fiberglass Reinforced Plastic | Pressure | Double Walled | Fiberglass Reinforced Plastic
0-003218 | CIRCLE K STORE #2709165 | 9848 W BELL RD | SUN CITY | AZ | 85351 | Maricopa | 3 | Open | 1976-01-01 | 8000 | Gasoline (PUL) | COMPARTMENT A | Single Walled | Fiberglass Reinforced Plastic | Pressure | Double Walled | Fiberglass Reinforced Plastic
0-008864 | 151-24-013 | 2724 W GLENDALE AVE | PHOENIX | AZ | 85051 | Maricopa | 1 | Perm Closure | 1968-01-01 | 10000 | Gasoline | COMPARTMENT A | Double Walled | Asphalt coated or Bare Steel | Pressure |  |  | Removal | 1997-03-24
0-005051 | CIRCLE K STORE NO. 9161 | 4040 W CHANDLER BLVD | CHANDLER | AZ | 85226 | Maricopa | 5 | Open | 2016-02-10 | 20000 | Gasoline (UL) | COMPARTMENT A | Double Walled | Fiberglass Reinforced Plastic | Pressure | Double Walled | Fiberglass Reinforced Plastic
0-006348 | JACKS PLACE | 614 S APACHE DR | HOLBROOK | AZ | 86025 | Navajo | 2 | Perm Closure | 1983-09-02 | 10000 | Gasoline | COMPARTMENT A | Double Walled | Asphalt coated or Bare Steel | Suction - Check Valve at the Tank Top |  |  | Removal | 1998-07-29
0-009131 | CIRCLE K STORE #2741635 | 3980 E MCDOWELL RD | PHOENIX | AZ | 85008 | Maricopa | 1 | Open | 1997-01-01 | 15000 | Gasoline (UL) | COMPARTMENT A | Double Walled | Composite (Steel/Fiberglass) | Pressure | Double Walled | Fiberglass Reinforced Plastic
0-003543 | CULLIGAN WATER CONDITIONING | 4045 E SPEEDWAY BLVD | TUCSON | AZ | 85712 | Pima | 1 | Perm Closure | 1966-01-01 | 1000 | Gasoline | COMPARTMENT A |  | Asphalt coated or Bare Steel |  |  |  | Removal | 1990-12-09
0-006324 | FIVE MILE LANDING |  | GOLDEN SHORES |  |  | Mohave | 2 | Perm Closure | 1968-08-26 | 1000 | Gasoline | COMPARTMENT A | Unknown | Unknown |  |  |  | Removal | 1989-10-30
0-001509 | CIRCLE K #2702873 | 3930 E SOUTHERN AVE | PHOENIX | AZ | 85040 | Maricopa | 5 | Perm Closure | 1972-01-01 | 6000 | Gasoline | COMPARTMENT A | Single Walled | Asphalt coated or Bare Steel |  |  |  | Removal | 1986-07-01
0-001474 | CIRCLE K #2701758 | 2535 N CENTRAL AVE | PHOENIX | AZ | 85004 | Maricopa | 3 | Perm Closure | 1985-01-01 | 10000 | Gasoline | COMPARTMENT A | Single Walled | Fiberglass Reinforced Plastic | Pressure | Single Walled | Fiberglass Reinforced Plastic | Removal | 2013-08-08
0-001474 | CIRCLE K #2701758 | 2535 N CENTRAL AVE | PHOENIX | AZ | 85004 | Maricopa | 1 | Perm Closure | 1985-01-01 | 10000 | Gasoline | COMPARTMENT A | Single Walled | Fiberglass Reinforced Plastic | Pressure | Single Walled | Fiberglass Reinforced Plastic | Removal | 2013-08-08
0-007502 | PINTO CREEK MANAGEMENT | 20820 S ELLSWORTH RD | QUEEN CREEK | AZ | 85142 | Maricopa | 2 | Perm Closure | 2005-06-17 | 10000 | Diesel | COMPARTMENT A | Double Walled | Asphalt coated or Bare Steel | Suction - Check Valve at the Tank Top |  | Bare or Galvanized Steel | Removal | 1989-11-02
0-002307 | SAM'S CLUB #6607 | 2005 E INDIAN SCHOOL RD | PHOENIX | AZ | 85016 | Maricopa | 5 | Perm Closure | 2003-03-20 | 12000 | Gasoline | COMPARTMENT B | Double Walled | Fiberglass Reinforced Plastic |  |  |  | Removal | 2010-05-19
0-002307 | SAM'S CLUB #6607 | 2005 E INDIAN SCHOOL RD | PHOENIX | AZ | 85016 | Maricopa | 4 | Perm Closure | 1977-01-01 | 500 | Used Oil/Waste Oil | COMPARTMENT A |  | Asphalt coated or Bare Steel |  |  |  | Removal | 1993-02-18
0-002993 | QUICK STOP MARKET | 5423 S PALO VERDE RD | TUCSON | AZ | 85706 | Pima | 1 | Perm Closure | 1977-01-14 | 4000 | Gasoline | COMPARTMENT A | Unknown | Asphalt coated or Bare Steel |  |  |  | Removal | 1992-05-05
0-004234 | QUIK MART #24 | 7895 E GOLF LINKS RD | TUCSON | AZ | 85730 | Pima | 2 | Open | 1989-05-15 | 10000 | Gasoline | COMPARTMENT A | Double Walled | Composite (Steel/Fiberglass) | Pressure | Double Walled | Fiberglass Reinforced Plastic
0-006674 | BARNEYS #36 | 598 E 16TH ST | YUMA | AZ | 85365 | Yuma | 3 | Perm Closure | 1989-10-01 | 12000 | Gasoline | COMPARTMENT A | Double Walled | Fiberglass Reinforced Plastic | Pressure | Single Walled | Fiberglass Reinforced Plastic | Removal | 2002-05-15
0-000658 | EMICH SUBARU INC | 6020 E SPEEDWAY BLVD | TUCSON | AZ | 85712 | Pima | 2 | Perm Closure | 1986-01-01 | 1500 | Used Oil/Waste Oil | COMPARTMENT A |  | Asphalt coated or Bare Steel | Gravity Feed | Single Walled | Bare or Galvanized Steel | Removal | 1996-08-14
0-005893 | CIRCLE K #8513 | 17015 N 7TH ST | PHOENIX | AZ | 85022 | Maricopa | 1 | Perm Closure | 1986-01-01 | 10000 | Gasoline | COMPARTMENT A | Double Walled | Fiberglass Reinforced Plastic | Pressure |  | Fiberglass Reinforced Plastic | Removal | 1993-11-09
0-001455 | CIRCLE K #2701631 | 2 W VALENCIA RD | TUCSON | AZ | 85706 | Pima | 1 | Open | 1985-01-01 | 10000 | Gasoline | COMPARTMENT A | Single Walled | Fiberglass Reinforced Plastic | Pressure |  | Fiberglass Reinforced Plastic
0-001750 | ADOA | 1700 W WASHINGTON ST | PHOENIX | AZ | 85007 | Maricopa | 1 | Open | 1974-01-01 | 10000 | Diesel | COMPARTMENT A |  | Asphalt coated or Bare Steel | Suction - Check Valve at the Tank Top | Double Walled
0-002444 | ALVAREZ AUTO CENTER | 81 N MAIN ST | SNOWFLAKE | AZ | 85937 | Navajo | 1 | Perm Closure | 1961-01-01 | 4000 | Gasoline | COMPARTMENT A | Single Walled | Asphalt coated or Bare Steel |  |  |  | Removal | 1990-08-14
0-009735 | CIRCLE K STORE #2741707 | 2011 S ELLSWORTH RD | MESA | AZ | 85209 | Maricopa | 2 | Open | 2001-02-20 | 15000 | Gasoline (UL) | COMPARTMENT A | Double Walled | Fiberglass Reinforced Plastic | Pressure | Double Walled | Flexible
0-004682 | 7-ELEVEN #26123 | 5850 W THOMAS RD | PHOENIX | AZ | 85031 | Maricopa | 3 | Perm Closure | 1985-01-01 | 10000 | Oxygenated Gasoline | COMPARTMENT A | Single Walled | Fiberglass Reinforced Plastic | Pressure |  | Fiberglass Reinforced Plastic | Removal | 2012-02-21
0-002647 | BROADWAY FEEDS INC | 116 W BROADWAY RD | MESA | AZ | 85210 | Maricopa | 1 | Perm Closure | 2005-06-17 | 500 | Diesel | COMPARTMENT A | Unknown | Unknown |  |  |  | Removal | 1991-05-21
0-006042 | BUCKEYE IRRIGATION COMPANY | 205 E ROOSEVELT AVE | BUCKEYE | AZ | 85326 | Maricopa | 2 | Perm Closure | 1973-01-01 | 1000 | Gasoline | COMPARTMENT A | Single Walled | Asphalt coated or Bare Steel |  |  |  | Removal | 1988-12-22
0-006042 | BUCKEYE IRRIGATION COMPANY | 205 E ROOSEVELT AVE | BUCKEYE | AZ | 85326 | Maricopa | 4 | Perm Closure | 1973-01-01 | 1000 | Diesel | COMPARTMENT A | Single Walled | Asphalt coated or Bare Steel |  |  |  | Removal | 1988-12-22
0-006041 | BODINE COMPANY | 13448 W DEER VALLEY DR | SUN CITY WEST | AZ | 85375 | Maricopa | 2 | Perm Closure | 1970-03-31 | 3000 | Diesel | COMPARTMENT A | Unknown | Asphalt coated or Bare Steel | Suction - Check Valve at the Tank Top |  |  | Removal | 1990-04-27
0-005043 | SPEEDWAY STORE #3001 | 1653 W WHITE MOUNTAIN BLVD | PINETOP-LAKESIDE | AZ | 85929 | Navajo | 2 | Perm Closure | 1976-01-01 | 8000 | Gasoline | COMPARTMENT A | Single Walled | Asphalt coated or Bare Steel | Pressure |  | Fiberglass Reinforced Plastic | Removal | 2016-09-07
0-006813 | TIRE STORE | 624 E BROADWAY RD | MESA | AZ | 85204 | Maricopa | 1 | Perm Closure | 2005-06-17 | 300 | Used Oil/Waste Oil | COMPARTMENT A | Unknown | Asphalt coated or Bare Steel | Gravity Feed |  | Bare or Galvanized Steel | Removal | 1990-05-01
0-010543 | CHANDLER HEIGHTS AM/PM | 5050 S ARIZONA AVE | CHANDLER | AZ | 85248 | Maricopa | 2 | Open | 2012-02-24 | 12000 | Gasoline | COMPARTMENT A | Double Walled | Fiberglass Reinforced Plastic | Pressure | Double Walled | Fiberglass Reinforced Plastic
0-010559 | GPM #4603 | 1636 S HIGLEY RD | GILBERT | AZ | 85295 | Maricopa | 2 | Open | 2015-12-09 | 8000 | Gasoline (UL) | COMPARTMENT A | Double Walled | Fiberglass Reinforced Plastic | Pressure | Double Walled | Fiberglass Reinforced Plastic
0-010577 | QUIKTRIP CORPORATION #423 | 13067 W THOMAS RD | AVONDALE | AZ | 85392 | Maricopa | 2 | Open | 2016-10-13 | 20000 | Gasoline (UL) | COMPARTMENT A | Double Walled | Fiberglass Reinforced Plastic | Pressure | Double Walled | Fiberglass Reinforced Plastic
0-010674 | PARCEL #207-01-001N | 2747 W UNION HILLS DR | PHOENIX | AZ | 85027 | Maricopa | 1 | Perm Closure | 2019-04-23 | 1200 | Gasoline | COMPARTMENT A | Single Walled | Asphalt coated or Bare Steel | Suction - Check Valve at the Dispenser |  | Bare or Galvanized Steel | Removal | 2019-08-02
0-010682 | COSTCO WHOLESALE #466-R | 201 N WALKER RD | PRESCOTT | AZ | 86303 | Yavapai | 3 | Open | 2020-03-06 | 40000 | Gasoline (PUL) | COMPARTMENT A | Double Walled | Fiberglass Reinforced Plastic | Pressure | Double Walled | Fiberglass Reinforced Plastic
0-002885 | KNOCHEL BROTHERS | 1460 E ALAMEDA DR | PHOENIX | AZ | 85024 | Maricopa | 3 | Perm Closure | 1974-01-01 | 6000 | Gasoline | COMPARTMENT A |  | Asphalt coated or Bare Steel |  |  |  | Removal | 1990-09-12
0-010441 | QUIKTRIP #1475 | 11045 N ORACLE RD | ORO VALLEY | AZ | 85737 | Pima | 3 | Open | 2011-11-29 | 12000 | Gasoline | COMPARTMENT A | Double Walled | Fiberglass Reinforced Plastic | Pressure | Double Walled | Fiberglass Reinforced Plastic
0-010446 | FIREBIRD FUEL #6146 | 802 N 97TH AVE | TOLLESON | AZ | 85353 | Maricopa | 2 | Open | 2012-03-01 | 12000 | Diesel | COMPARTMENT A | Double Walled | Fiberglass Reinforced Plastic | Pressure | Double Walled | Fiberglass Reinforced Plastic
0-010448 | QUIKTRIP STORE # 1401 | 575 N ESTRELLA PKWY | GOODYEAR | AZ | 85338 | Maricopa | 2 | Open | 2012-03-28 | 20000 | Gasoline | COMPARTMENT A | Double Walled | Fiberglass Reinforced Plastic | Pressure | Double Walled | Fiberglass Reinforced Plastic
0-010497 | PIMA COUNTY APN#117-04-1840 | 306 W 5TH ST | TUCSON | AZ | 85705 | Pima | 1 | Perm Closure | 2014-06-05 | 8000 | Gasoline | COMPARTMENT A |  | Asphalt coated or Bare Steel |  |  |  | Closed in Place | 2014-03-06
0-010099 | QUIKTRIP #429 | 1545 N SCOTTSDALE RD | TEMPE | AZ | 85281 | Maricopa | 4 | Open | 2016-07-14 | 12000 | Diesel | COMPARTMENT A | Double Walled | Fiberglass Reinforced Plastic | Pressure | Double Walled | Flexible
0-003454 | NATIONAL CAR RENTAL | 1402 N 24TH AVE | PHOENIX | AZ | 85009 | Maricopa | 2 | Perm Closure | 1985-01-01 | 12000 | Gasoline | COMPARTMENT A | Double Walled | Fiberglass Reinforced Plastic | Suction - Check Valve at the Tank Top |  |  | Removal | 2006-02-23
0-009856 | ORPHAN | 7820 N 27TH AVE | PHOENIX | AZ | 85051 | Maricopa | 1 | Perm Closure | 2005-06-17 | 3000 | Gasoline | COMPARTMENT A | Unknown | Asphalt coated or Bare Steel |  |  |  | Removal | 2002-06-18
0-010126 | QUIKTRIP #404 | 9229 E UNIVERSITY DR | MESA | AZ | 85207 | Maricopa | 1 | Open | 2006-01-30 | 12000 | Gasoline | COMPARTMENT A | Double Walled | Fiberglass Reinforced Plastic
0-004291 | CORONADO GENERATING PLANT |  | SAINT JOHNS |  |  | Apache | 2 | Perm Closure | 1978-05-01 | 2000 | Unidentified | COMPARTMENT A | Unknown | Asphalt coated or Bare Steel |  |  |  | Removal | 1990-09-01
0-010143 | CBL LUBE CENTER | 14100 N 88TH AVE | PEORIA | AZ | 85381 | Maricopa | 2 | Perm Closure | 1980-01-01 | 3500 | New Oil | COMPARTMENT A | Single Walled | Asphalt coated or Bare Steel |  |  |  | Removal | 2006-08-02
0-010491 | MERCEDES-BENZ OF SCOTTSDALE | 4725 N SCOTTSDALE RD | SCOTTSDALE | AZ | 85251 | Maricopa | 1 | Open | 2013-12-27 | 4000 | Diesel | COMPARTMENT A | Double Walled | Fiberglass Reinforced Plastic | Pressure | Double Walled | Fiberglass Reinforced Plastic
0-010592 | FRYS FOOD & DRUG STORES #18 | 10661 N ORACLE RD | ORO VALLEY | AZ | 85737 | Pima | 2 | Open | 2017-03-16 | 8000 | Gasoline (PUL) | COMPARTMENT A | Double Walled | Fiberglass Reinforced Plastic
0-010334 | FRYS FUEL CENTER #610 | 4230 W MCDOWELL RD | PHOENIX | AZ | 85009 | Maricopa | 1 | Open | 2009-07-06 | 20000 | Gasoline | COMPARTMENT A | Double Walled | Fiberglass Reinforced Plastic | Pressure |  | Flexible
0-010376 | FRYS FUEL CENTER #624 | 1845 E BASELINE RD | GILBERT | AZ | 85233 | Maricopa | 2 | Open | 2010-10-01 | 10000 | Diesel | COMPARTMENT B | Double Walled | Fiberglass Reinforced Plastic | Pressure | Double Walled | Flexible
0-002991 | YUMA 3E TRAVEL CENTER | 2050 S AVENUE 3 E | YUMA | AZ | 85365 | Yuma | 3 | Perm Closure | 1981-01-01 | 10000 | Diesel | COMPARTMENT A |  | Asphalt coated or Bare Steel | Pressure |  |  | Removal | 2006-11-01
0-010508 | FUENTES AUTO REPAIR | 559 E 9TH ST | DOUGLAS | AZ | 85607 | Cochise | 1 | Perm Closure | 2014-09-11 | 4000 | Gasoline | COMPARTMENT A | Single Walled | Asphalt coated or Bare Steel |  |  |  | Removal | 2014-08-07
0-010526 | LOVES TRAVEL STOPS & COUNTRY STORES-WILLIAMS | 1055 N GRAND CANYON BLVD | WILLIAMS | AZ | 86046 | Coconino | 5 | Open | 2015-02-03 | 30000 | Gasoline (UL) | COMPARTMENT A | Double Walled | Fiberglass Reinforced Plastic | Pressure | Double Walled | Fiberglass Reinforced Plastic
0-001963 | CARDLOCK FUEL - FORMER | 1802 S CENTRAL AVE | PHOENIX | AZ | 85004 | Maricopa | 3 | Perm Closure | 1971-01-01 | 10000 | Gasoline | COMPARTMENT A |  | Asphalt coated or Bare Steel | Pressure |  |  | Removal | 1998-01-06
0-006321 | FRANKLIN MERCANTILE |  | FRANKLIN |  |  | Greenlee | 1 | Perm Closure | 1978-01-01 | 1000 | Gasoline | COMPARTMENT A |  | Asphalt coated or Bare Steel |  |  |  | Removal | 1997-10-16
0-006208 | TEXACO - RON'S FREEWAY TEXACO | 702 W STARR PASS BLVD | TUCSON | AZ | 85713 | Pima | 4 | Perm Closure | 2005-06-17 |  | Used Oil/Waste Oil | COMPARTMENT A | Double Walled | Asphalt coated or Bare Steel |  |  |  | Removal | 1999-03-10
0-003927 | PINTO VALLEY OPERATIONS |  | MIAMI |  |  | Gila | 4 | Perm Closure | 1973-01-01 | 3000 | Gasoline | COMPARTMENT A | Single Walled | Asphalt coated or Bare Steel |  |  |  | Removal | 1990-03-22
0-001438 | CITY OF SCOTTSDALE - FIRE STATION #19 | 10850 E VIA LINDA | SCOTTSDALE | AZ | 85259 | Maricopa | 1 | Perm Closure | 1985-01-01 | 1000 | Gasoline | COMPARTMENT A | Single Walled | Asphalt coated or Bare Steel | Pressure | Single Walled | Bare or Galvanized Steel | Removal | 1992-01-15
0-004783 | YUMA DAILY SUN | 2055 S ARIZONA AVE | YUMA | AZ | 85364 | Yuma | 1 | Perm Closure | 1981-02-13 | 4000 | Gasoline | COMPARTMENT A | Unknown | Asphalt coated or Bare Steel |  |  |  | Removal | 1987-04-22
0-004844 | VULCAN - ORANGE GROVE FACILITY | 6601 N CASA GRANDE HWY | TUCSON | AZ | 85743 | Pima | 3 | Perm Closure | 1975-01-01 | 1000 | Used Oil/Waste Oil | COMPARTMENT A | Double Walled | Asphalt coated or Bare Steel |  |  |  | Removal | 1992-01-09
0-004844 | VULCAN - ORANGE GROVE FACILITY | 6601 N CASA GRANDE HWY | TUCSON | AZ | 85743 | Pima | 2 | Perm Closure | 1975-01-01 | 12000 | Diesel | COMPARTMENT A | Double Walled | Asphalt coated or Bare Steel | Pressure |  | Bare or Galvanized Steel | Removal | 1992-03-31
0-000169 | ARIZONA AIR NATIONAL GUARD | 1500 E VALENCIA RD | TUCSON | AZ | 85706 | Pima | 8 | Perm Closure | 1990-01-01 | 500 | Jet Fuel | COMPARTMENT A | Single Walled | Asphalt coated or Bare Steel |  |  |  | Removal | 1998-10-22
0-010144 | MAVERIK COUNTRY STORE #356 | 2612 DESERT FOOTHILLS BLVD | BULLHEAD CITY | AZ | 86429 | Mohave | 3 | Open | 2006-05-02 | 12000 | Gasoline | COMPARTMENT A | Double Walled | Fiberglass Reinforced Plastic | Pressure | Double Walled | Flexible
0-010147 | PARCEL # 123-01-0120 | 2507 E LEE ST | TUCSON | AZ | 85716 | Pima | 1 | Perm Closure | 2006-10-19 | 500 | Unidentified | COMPARTMENT A | Single Walled | Asphalt coated or Bare Steel |  |  |  | Removal | 2006-09-20
0-003553 | SPEEDWAY STORE #2992 | 4180 W INA RD | MARANA | AZ | 85741 | Pima | 3 | Open | 1980-01-01 | 10000 | Diesel | COMPARTMENT A | Single Walled | Asphalt coated or Bare Steel | Pressure | Double Walled | Fiberglass Reinforced Plastic
0-002097 | CAPITAL GAS | 709 W HOPI DR | HOLBROOK | AZ | 86025 | Navajo | 4 | Perm Closure | 1982-01-01 | 3000 | Gasoline | COMPARTMENT A | Single Walled | Asphalt coated or Bare Steel | Suction - Check Valve at the Dispenser | Single Walled | Bare or Galvanized Steel | Removal | 1999-11-05
0-007036 | HARRIS SHELL | 3805 LONDON BRIDGE RD | LAKE HAVASU CITY | AZ | 86404 | Mohave | 1 | Perm Closure | 2005-06-17 | 4000 | Diesel | COMPARTMENT A | Unknown | Unknown |  |  |  | Removal | 1990-10-19
0-002815 | KARLSON MACHINE WORKS | 743 S 7TH ST | PHOENIX | AZ | 85034 | Maricopa | 1 | Perm Closure | 1976-04-02 | 1500 | Gasoline | COMPARTMENT A | Double Walled | Asphalt coated or Bare Steel | Suction - Check Valve at the Tank Top |  | Bare or Galvanized Steel | Removal | 1993-06-03
0-002441 | CARPET WAREHOUSE | 1104 S BEELINE HWY | PAYSON | AZ | 85541 | Gila | 2 | Perm Closure | 2005-06-17 | 10000 | Unidentified | COMPARTMENT A | Unknown | Unknown |  |  |  | Removal | 1990-04-17
0-007785 | ARROWHEAD COMMUNITY HOSPITAL | 18701 N 67TH AVE | GLENDALE | AZ | 85308 | Maricopa | 1 | Open | 1988-06-01 | 6000 | Diesel | COMPARTMENT A | Double Walled | Fiberglass Reinforced Plastic | Suction - Check Valve at the Dispenser |  | Bare or Galvanized Steel
0-005076 | CONOCOPHILLIPS #257366 | 502 N CAMPBELL AVE | TUCSON | AZ | 85719 | Pima | 6 | Perm Closure | 1986-04-01 | 12000 | Gasoline | COMPARTMENT A | Double Walled | Composite (Steel/Fiberglass) | Pressure |  | Fiberglass Reinforced Plastic | Removal | 2003-06-11
0-002268 | CITY OF GLENDALE - FIRE STATION #54 | 4439 W PEORIA AVE | GLENDALE | AZ | 85302 | Maricopa | 2 | Perm Closure | 1982-04-16 | 10000 | Gasoline | COMPARTMENT A | Double Walled | Fiberglass Reinforced Plastic | Pressure |  | Fiberglass Reinforced Plastic | Removal | 2005-02-23
0-004112 | RAY PUBLIC SCHOOLS | 701 N HIGHWAY 177 | KEARNY | AZ | 85137 | Pinal | 3 | Perm Closure | 1987-01-01 | 10000 | Diesel | COMPARTMENT A | Single Walled | Fiberglass Reinforced Plastic | Suction - Check Valve at the Tank Top |  | Fiberglass Reinforced Plastic | Removal | 2020-07-14
0-004112 | RAY PUBLIC SCHOOLS | 701 N HIGHWAY 177 | KEARNY | AZ | 85137 | Pinal | 2 | Perm Closure | 1975-01-01 | 10000 | Diesel | COMPARTMENT A | Single Walled | Asphalt coated or Bare Steel | Suction - Check Valve at the Tank Top |  |  | Removal | 1997-07-23
0-004112 | RAY PUBLIC SCHOOLS | 701 N HIGHWAY 177 | KEARNY | AZ | 85137 | Pinal | 1 | Perm Closure | 1965-01-01 | 3000 | Gasoline | COMPARTMENT A | Single Walled | Asphalt coated or Bare Steel | Suction - Check Valve at the Tank Top |  | Fiberglass Reinforced Plastic | Removal | 2020-07-14
0-010188 | PARCEL #507-07-384 | 216 E MAIN ST | CASA GRANDE | AZ | 85122 | Pinal | 6 | Perm Closure | 1920-01-01 | 2000 | Diesel | COMPARTMENT A |  | Asphalt coated or Bare Steel |  |  |  | Closed in Place | 2007-09-10
0-010188 | PARCEL #507-07-384 | 216 E MAIN ST | CASA GRANDE | AZ | 85122 | Pinal | 2 | Perm Closure | 1920-01-01 | 2000 | Diesel | COMPARTMENT A |  | Asphalt coated or Bare Steel |  |  |  | Closed in Place | 2007-09-10
0-010299 | GENERAL MOTORS DESERT PROVING GROUND | 1500 E GM DR | YUMA | AZ | 85365 | Yuma | 16 | Open | 2009-04-08 | 4000 | Gasoline | COMPARTMENT A | Double Walled | Fiberglass Reinforced Plastic | Pressure | Double Walled | Flexible
0-010299 | GENERAL MOTORS DESERT PROVING GROUND | 1500 E GM DR | YUMA | AZ | 85365 | Yuma | 14 | Open | 2009-04-08 | 12000 | Gasoline | COMPARTMENT A | Double Walled | Fiberglass Reinforced Plastic | Pressure | Double Walled | Flexible
0-010229 | CARMAX #7662 | 1480 E MOTORPLEX LOOP | GILBERT | AZ | 85297 | Maricopa | 1 | Open | 2008-01-02 | 12000 | Gasoline | COMPARTMENT A | Double Walled | Fiberglass Reinforced Plastic | Pressure | Double Walled | Fiberglass Reinforced Plastic
0-010250 | GREENFIELD CARDLOCK | 3353 N GREENFIELD RD | MESA | AZ | 85215 | Maricopa | 2 | Open | 2008-05-30 | 15000 | Gasoline | COMPARTMENT A | Double Walled | Fiberglass Reinforced Plastic | Pressure | Double Walled | Fiberglass Reinforced Plastic
0-010260 | DISCOVERY FUELS | 295 S ARIZONA BLVD | COOLIDGE | AZ | 85128 | Pinal | 2 | Open | 2008-07-02 | 6000 | Diesel | COMPARTMENT B | Double Walled | Fiberglass Reinforced Plastic | Pressure | Double Walled | Fiberglass Reinforced Plastic
0-005741 | PRESTON CHEVRON | 605 MIKES PIKE | FLAGSTAFF | AZ | 86001 | Coconino | 1 | Perm Closure | 1954-01-01 | 3000 | Gasoline | COMPARTMENT A |  | Asphalt coated or Bare Steel |  |  |  | Removal | 1988-03-01
0-005741 | PRESTON CHEVRON | 605 MIKES PIKE | FLAGSTAFF | AZ | 86001 | Coconino | 8 | Perm Closure | 1988-03-01 | 1000 | Used Oil/Waste Oil | COMPARTMENT A |  | Asphalt coated or Bare Steel |  |  |  | Removal | 1996-07-16
0-004348 | NOGALES INTERNATIONAL AIRPORT | 11 ACCESS WAY | NOGALES | AZ | 85621 | Santa Cruz | 1 | Perm Closure | 1956-01-01 | 10000 | Gasoline | COMPARTMENT A |  | Asphalt coated or Bare Steel |  |  |  | Removal | 1987-01-01
0-010476 | CIRCLE K STORE #2741657 | 4685 E VALENCIA RD | TUCSON | AZ | 85706 | Pima | 1 | Open | 2009-10-08 | 20000 | Gasoline (UL) | COMPARTMENT A | Double Walled | Composite (Steel/Fiberglass) | Pressure | Double Walled | Fiberglass Reinforced Plastic
0-010340 | CHANDLER AIRPARK ARCO AM/PM | 1735 S COOPER RD | CHANDLER | AZ | 85286 | Maricopa | 1 | Open | 2009-09-03 | 30000 | Gasoline | COMPARTMENT A | Double Walled | Fiberglass Reinforced Plastic | Pressure | Double Walled | Fiberglass Reinforced Plastic
0-010079 | CIRCLE K STORE #2706671 | 39414 N DAISY MOUNTAIN DR | ANTHEM | AZ | 85086 | Maricopa | 1 | Open | 2007-04-19 | 20000 | Diesel | COMPARTMENT A | Double Walled | Fiberglass Reinforced Plastic | Pressure | Double Walled | Fiberglass Reinforced Plastic
0-010498 | FRY'S FUEL CENTER #12 | 1245 W UNION HILLS DR | PHOENIX | AZ | 85027 | Maricopa | 1 | Open | 2013-01-03 | 20000 | Gasoline (UL) | COMPARTMENT A | Double Walled | Fiberglass Reinforced Plastic | Pressure | Double Walled | Fiberglass Reinforced Plastic
0-010372 | FRYS FUEL CENTER #81 | 2246 E BASELINE RD | PHOENIX | AZ | 85042 | Maricopa | 2 | Open | 2010-06-01 | 12000 | Diesel | COMPARTMENT B | Double Walled | Fiberglass Reinforced Plastic | Pressure |  | Flexible
0-008541 | BIG O TIRES | 825 N ARIZONA AVE | CHANDLER | AZ | 85225 | Maricopa | 1 | Perm Closure | 1930-01-01 |  | Unidentified | COMPARTMENT A | Unknown | Asphalt coated or Bare Steel |  |  |  | Closed in Place | 1980-01-01
0-010375 | JA'S ARCO | 935 N 43RD AVE | PHOENIX | AZ | 85009 | Maricopa | 2 | Open | 2010-04-15 | 12000 | Gasoline | COMPARTMENT A | Double Walled | Fiberglass Reinforced Plastic | Pressure | Double Walled | Fiberglass Reinforced Plastic
0-010396 | QUIKTRIP #1482 | 3345 W VALENCIA RD | TUCSON | AZ | 85746 | Pima | 2 | Open | 2010-10-01 | 20000 | Gasoline | COMPARTMENT A | Double Walled | Fiberglass Reinforced Plastic | Pressure | Double Walled | Fiberglass Reinforced Plastic
0-010404 | CIRCLE K STORE #2703406 | 1025 E AJO WAY | TUCSON | AZ | 85713 | Pima | 1 | Open | 2011-04-28 | 20000 | Gasoline | COMPARTMENT A | Double Walled | Fiberglass Reinforced Plastic | Pressure | Double Walled | Fiberglass Reinforced Plastic
0-010413 | GRAHAM COUNTY APN #10319043 | 2172 S BOWIE AVE | SOLOMON | AZ | 85551 | Graham | 1 | Perm Closure | 1966-01-01 | 750 | Gasoline | COMPARTMENT A | Single Walled | Asphalt coated or Bare Steel | Pressure | Single Walled | Bare or Galvanized Steel | Removal | 2011-07-27
0-005655 | WHITING STATION #3 | 728 W HOPI DR | HOLBROOK | AZ | 86025 | Navajo | 2 | Perm Closure | 1980-01-01 | 4000 | Gasoline | COMPARTMENT A | Single Walled | Asphalt coated or Bare Steel | Pressure |  |  | Removal | 1996-08-22
0-006942 | MOBIL 18-NWG | 2700 W HIGHWAY 66 | WINSLOW | AZ | 86047 | Navajo | 4 | Perm Closure | 1972-01-01 | 550 | Used Oil/Waste Oil | COMPARTMENT A |  | Asphalt coated or Bare Steel | Pressure |  | Fiberglass Reinforced Plastic | Removal | 1990-08-03
0-004857 | TAYLOR AUTO PARTS & SERVICE | 122 N MAIN ST | TAYLOR | AZ | 85939 | Navajo | 2 | Perm Closure | 1971-01-01 | 1000 | Diesel | COMPARTMENT A |  | Asphalt coated or Bare Steel | Suction - Check Valve at the Tank Top |  |  | Removal | 1995-11-14
0-002031 | HILLTOP SHELL | 2136 HIGHWAY 95 | BULLHEAD CITY | AZ | 86442 | Mohave | 4 | Perm Closure | 1974-01-01 | 500 | Used Oil/Waste Oil | COMPARTMENT A | Single Walled | Asphalt coated or Bare Steel | Gravity Feed |  |  | Closed in Place | 1999-03-11
0-004278 | CITY OF LAKE HAVASU CITY - ISLAND WWTP |  | LAKE HAVASU CITY |  |  | Mohave | 1 | Perm Closure | 1976-06-22 | 1000 | Gasoline | COMPARTMENT A | Unknown | Asphalt coated or Bare Steel | Suction - Check Valve at the Tank Top |  | Bare or Galvanized Steel | Removal | 1989-06-27
0-002432 | GANNON & SCOTT | 2113 E SKY HARBOR CIR S | PHOENIX | AZ | 85034 | Maricopa | 3 | Perm Closure | 1973-01-01 | 45000 | Unidentified | COMPARTMENT A | Single Walled | Concrete |  |  |  | Removal | 1992-06-01
0-000998 | CEMEX CORP | 235 E BASELINE RD | GILBERT | AZ | 85233 | Maricopa | 2 | Perm Closure | 1975-01-01 | 4000 | Diesel | COMPARTMENT A |  | Asphalt coated or Bare Steel |  |  |  | Removal | 1990-01-01
0-000070 | SAFWAY STEEL PRODUCTS | 4008 E AIR LN | PHOENIX | AZ | 85034 | Maricopa | 2 | Perm Closure | 1970-01-01 | 1000 | Diesel | COMPARTMENT A |  | Asphalt coated or Bare Steel |  |  |  | Removal | 1990-11-20
0-005268 | CASHBACK AUTO SALES & LEASING | 2361 E VAN BUREN ST | PHOENIX | AZ | 85006 | Maricopa | 3 | Perm Closure | 1971-05-09 | 550 | Used Oil/Waste Oil | COMPARTMENT A | Unknown | Asphalt coated or Bare Steel |  |  |  | Removal | 1992-05-08
0-007188 | TCW LAND FUND I HOLDING CO/EXXONMOBIL | 1602 N CENTRAL AVE | PHOENIX | AZ | 85004 | Maricopa | 5 | Perm Closure | 2005-06-17 | 500 | Used Oil/Waste Oil | COMPARTMENT A |  | Asphalt coated or Bare Steel |  |  |  | Removal | 1991-08-19
0-005509 | OWNER SERVICE STATION | 128 E TAYLOR ST | PHOENIX | AZ | 85004 | Maricopa | 2 | Perm Closure | 2005-06-17 | 500 | Used Oil/Waste Oil | COMPARTMENT A | Unknown | Unknown |  |  |  | Removal | 1993-11-24
0-005612 | WESTERN COTTON SERVICES - PHOENIX MILL | 615 S 51ST AVE | PHOENIX | AZ | 85043 | Maricopa | 6 | Perm Closure | 1950-01-01 | 10000 | Unidentified | COMPARTMENT A | Single Walled | Asphalt coated or Bare Steel |  |  |  | Removal | 1988-12-16
0-003095 | BOEING COMPANY | 5000 E MCDOWELL RD | MESA | AZ | 85215 | Maricopa | 7 | Perm Closure | 1983-05-08 | 13380 | Diesel | COMPARTMENT A | Unknown | Fiberglass Reinforced Plastic | Pressure |  | Bare or Galvanized Steel | Removal | 1992-08-25
0-003492 | DUNCAN VALLEY ELECTRIC COOP | 222 HIGHWAY 75 | DUNCAN | AZ | 85534 | Greenlee | 1 | Perm Closure | 1983-10-18 | 2000 | Gasoline | COMPARTMENT A | Double Walled | Asphalt coated or Bare Steel |  |  |  | Removal | 1990-01-23
0-002745 | CHIEFTAIN MOBIL |  | CHAMBERS |  |  | Apache | 6 | Perm Closure | 1984-01-01 | 10000 | Diesel | COMPARTMENT A |  | Asphalt coated or Bare Steel | Pressure |  |  | Removal | 1999-12-14
0-001078 | CHEVRON #9-6048 | 481 W FRY BLVD | SIERRA VISTA | AZ | 85635 | Cochise | 5 | Perm Closure | 2005-06-17 | 1000 | Gasoline | COMPARTMENT A | Single Walled | Asphalt coated or Bare Steel | Pressure |  |  | Removal | 1993-07-07
0-001078 | CHEVRON #9-6048 | 481 W FRY BLVD | SIERRA VISTA | AZ | 85635 | Cochise | 3 | Perm Closure | 1958-01-01 | 3000 | Gasoline | COMPARTMENT A | Single Walled | Asphalt coated or Bare Steel | Pressure |  |  | Removal | 1993-07-07
0-004405 | MOUNTAIN VIEW RV PARK | 1120 W BUSINESS LOOP | BOWIE | AZ | 85605 | Cochise | 3 | Open | 1985-01-01 | 8000 | Diesel | COMPARTMENT A |  | Asphalt coated or Bare Steel | Pressure |  | Bare or Galvanized Steel
0-001487 | CIRCLE K #2701795 | 1732 W VAN BUREN ST | PHOENIX | AZ | 85007 | Maricopa | 2 | Open | 1985-01-01 | 10000 | Gasoline | COMPARTMENT A | Single Walled | Fiberglass Reinforced Plastic | Pressure | Single Walled | Fiberglass Reinforced Plastic
0-005414 | KINGMAN 76 AUTO/TRUCK STOP PLAZA | 946 W BEALE ST | KINGMAN | AZ | 86401 | Mohave | 1 | Open | 1982-01-01 | 20000 | Diesel | COMPARTMENT A | Double Walled | Composite (Steel/Fiberglass) | Pressure | Double Walled | Fiberglass Reinforced Plastic
0-005414 | KINGMAN 76 AUTO/TRUCK STOP PLAZA | 946 W BEALE ST | KINGMAN | AZ | 86401 | Mohave | 8 | Open | 1982-01-01 | 10000 | Used Oil/Waste Oil | COMPARTMENT A | Double Walled | Fiberglass Reinforced Plastic | Gravity Feed |  | Fiberglass Reinforced Plastic
0-001266 | CIRCLE K #596 | 9205 E MAIN ST | MESA | AZ | 85207 | Maricopa | 2 | Perm Closure | 1971-01-01 | 10000 | Gasoline | COMPARTMENT A |  | Asphalt coated or Bare Steel | Suction - Check Valve at the Tank Top |  |  | Removal | 1993-04-09
0-001044 | CHEVRON #9-7915 | 1635 E ASH ST | GLOBE | AZ | 85501 | Gila | 2 | Perm Closure | 1982-01-01 | 10000 | Gasoline | COMPARTMENT A | Single Walled | Fiberglass Reinforced Plastic | Pressure |  | Fiberglass Reinforced Plastic | Removal | 1995-03-31
0-001808 | MCDONNELL DOUGLAS - FLIGHT OPERATIONS C-3 | 4100 S ARIZONA AVE | YUMA | AZ | 85365 | Yuma | 4 | Perm Closure | 1993-04-01 | 2500 | Diesel | COMPARTMENT A | Double Walled | Fiberglass Reinforced Plastic | Pressure | Double Walled | Fiberglass Reinforced Plastic | Removal | 2001-02-20
0-006173 | CITY OF PEORIA - FLEET MAINTENANCE | 8850 N 79TH AVE | PEORIA | AZ | 85345 | Maricopa | 4 | Open | 2016-09-02 | 20000 | Diesel | COMPARTMENT A | Double Walled | Fiberglass Reinforced Plastic | Pressure | Double Walled | Fiberglass Reinforced Plastic
0-000291 | ADOT - YUMA MAINTENANCE YARD | 225 W 12TH ST | YUMA | AZ | 85364 | Yuma | 1 | Perm Closure | 1959-01-01 | 10000 | Gasoline | COMPARTMENT A |  | Asphalt coated or Bare Steel |  |  |  | Removal | 1990-10-10
0-003049 | MARICOPA COUNTY - DURANGO SERVICE CENTER | 3325 W DURANGO ST | PHOENIX | AZ | 85009 | Maricopa | 6 | Open | 1988-01-01 | 12000 | Gasoline | COMPARTMENT A | Double Walled | Fiberglass Reinforced Plastic | Pressure |  | Fiberglass Reinforced Plastic
0-003049 | MARICOPA COUNTY - DURANGO SERVICE CENTER | 3325 W DURANGO ST | PHOENIX | AZ | 85009 | Maricopa | 2 | Perm Closure | 1965-01-01 | 10000 | Diesel | COMPARTMENT A |  | Asphalt coated or Bare Steel |  |  |  | Removal | 1991-04-03
0-003049 | MARICOPA COUNTY - DURANGO SERVICE CENTER | 3325 W DURANGO ST | PHOENIX | AZ | 85009 | Maricopa | 4 | Perm Closure | 1965-01-01 | 500 | Used Oil/Waste Oil | COMPARTMENT A |  | Asphalt coated or Bare Steel | Pressure |  |  | Removal | 1992-01-29
0-004607 | SOUTHERN ARIZONA DISTRIBUTING | 20 COCHISE ROW | BISBEE | AZ | 85603 | Cochise | 1 | Perm Closure | 1984-02-26 | 8000 | Gasoline | COMPARTMENT A | Double Walled | Asphalt coated or Bare Steel | Suction - Check Valve at the Tank Top |  |  | Removal | 1998-11-10
0-008153 | H & Z INVESTMENTS INC | 825 E MONROE AVE | BUCKEYE | AZ | 85326 | Maricopa | 6 | Perm Closure | 1971-01-01 | 10000 | Gasoline | COMPARTMENT A | Single Walled | Asphalt coated or Bare Steel | Pressure | Double Walled |  | Removal | 2018-09-27
0-008153 | H & Z INVESTMENTS INC | 825 E MONROE AVE | BUCKEYE | AZ | 85326 | Maricopa | 2 | Perm Closure | 1971-01-01 | 4000 | Gasoline | COMPARTMENT A | Single Walled | Asphalt coated or Bare Steel | Pressure | Double Walled |  | Removal | 2018-09-27
0-001441 | CIRCLE K #1580 | 1602 E BROADWAY BLVD | TUCSON | AZ | 85719 | Pima | 3 | Open | 1982-01-01 | 15000 | Gasoline (PUL) | COMPARTMENT A | Single Walled | Asphalt coated or Bare Steel | Pressure | Single Walled | Bare or Galvanized Steel
0-001036 | CHEVRON #9-1080 | 3035 N TOLTEC RD | ELOY | AZ | 85131 | Pinal | 1 | Perm Closure | 1983-01-01 | 10000 | Gasoline | COMPARTMENT A | Single Walled | Fiberglass Reinforced Plastic | Pressure |  | Fiberglass Reinforced Plastic | Removal | 1994-12-19
0-004184 | PENSKE TRUCK LEASING CO | 1249 W FAIRMONT DR | TEMPE | AZ | 85282 | Maricopa | 7 | Perm Closure | 1980-04-10 | 6000 | Unidentified | COMPARTMENT A | Double Walled | Asphalt coated or Bare Steel | Pressure |  | Bare or Galvanized Steel | Removal | 1994-03-25
0-004184 | PENSKE TRUCK LEASING CO | 1249 W FAIRMONT DR | TEMPE | AZ | 85282 | Maricopa | 3 | Perm Closure | 1980-05-01 | 12000 | Diesel | COMPARTMENT A | Double Walled | Asphalt coated or Bare Steel | Pressure |  | Bare or Galvanized Steel | Removal | 1994-03-25
0-004184 | PENSKE TRUCK LEASING CO | 1249 W FAIRMONT DR | TEMPE | AZ | 85282 | Maricopa | 4 | Perm Closure | 1980-04-10 | 12000 | Diesel | COMPARTMENT A | Double Walled | Asphalt coated or Bare Steel | Pressure |  | Bare or Galvanized Steel | Removal | 1994-03-25
0-007256 | FRY'S FUEL CENTER #665 | 150 E OLD WEST HWY | APACHE JUNCTION | AZ | 85119 | Pinal | 3 | Perm Closure | 1989-11-01 | 10000 | Gasoline | COMPARTMENT A | Double Walled | Composite (Steel/Fiberglass) | Pressure | Double Walled | Fiberglass Reinforced Plastic | Removal | 2007-10-04
0-004920 | SANTA CRUZ VALLEY UNION HIGH SCHOOL | 900 N MAIN ST | ELOY | AZ | 85131 | Pinal | 2 | Perm Closure | 1979-01-01 | 10000 | Diesel | COMPARTMENT A | Double Walled | Composite (Steel/Fiberglass) | Pressure | Double Walled | Fiberglass Reinforced Plastic | Removal | 2009-10-06
0-006991 | SAN CARLOS IRRIGATION DISTRICT - CASA GRANDE YARD | 465 N PEART RD | CASA GRANDE | AZ | 85122 | Pinal | 1 | Perm Closure | 2005-06-17 | 550 | Gasoline | COMPARTMENT A | Double Walled | Asphalt coated or Bare Steel | Suction - Check Valve at the Tank Top |  |  | Removal | 1991-02-20
0-005259 | SC COMMERCIAL | 885 W GILA BEND HWY | CASA GRANDE | AZ | 85122 | Pinal | 8 | Perm Closure | 1998-08-03 | 20000 | Gasoline | COMPARTMENT A | Single Walled | Fiberglass Reinforced Plastic | Pressure | Double Walled | Fiberglass Reinforced Plastic | Removal | 2020-03-17
0-002145 | CITY OF FLAGSTAFF - PULLIAM AIRPORT |  | FLAGSTAFF |  |  | Coconino | 5 | Perm Closure | 1956-01-01 | 1000 | Gasoline | COMPARTMENT A | Single Walled | Asphalt coated or Bare Steel | Suction - Check Valve at the Tank Top | Single Walled | Bare or Galvanized Steel | Removal | 1999-06-18
0-005778 | CITY OF YUMA - DESERT HILLS GOLF COURSE | 1245 W DESERT HILLS DR | YUMA | AZ | 85365 | Yuma | 2 | Perm Closure | 1972-06-29 | 500 | Diesel | COMPARTMENT A | Double Walled | Asphalt coated or Bare Steel |  |  |  | Removal | 1990-07-24
0-000767 | SOMERTON AUTO & TIRE CENTER | 153 W MAIN ST | SOMERTON | AZ | 85350 | Yuma | 1 | Perm Closure | 1955-01-01 | 6000 | Gasoline | COMPARTMENT A |  | Asphalt coated or Bare Steel | Pressure | Single Walled | Bare or Galvanized Steel | Removal | 1996-04-03
0-005123 | GOOD 2 GO STORES #505 | 1600 S AVENUE B | YUMA | AZ | 85364 | Yuma | 3 | Open | 1986-04-22 | 10000 | Gasoline | COMPARTMENT A | Single Walled | Fiberglass Reinforced Plastic | Pressure | Single Walled | Fiberglass Reinforced Plastic
0-004633 | 7-ELEVEN #18981 | 3501 E GRANT RD | TUCSON | AZ | 85716 | Pima | 3 | Perm Closure | 1976-03-10 | 6000 | Gasoline | COMPARTMENT A | Double Walled | Asphalt coated or Bare Steel | Pressure |  | Bare or Galvanized Steel | Removal | 1992-12-08
0-004633 | 7-ELEVEN #18981 | 3501 E GRANT RD | TUCSON | AZ | 85716 | Pima | 1 | Perm Closure | 1976-03-10 | 9940 | Gasoline | COMPARTMENT A | Double Walled | Asphalt coated or Bare Steel | Pressure |  | Bare or Galvanized Steel | Removal | 1992-12-08
0-005030 | NORTH JIFFY STOP | 987 N ARIZONA BLVD | COOLIDGE | AZ | 85128 | Pinal | 1 | Perm Closure | 1971-01-01 | 10000 | Gasoline | COMPARTMENT A | Single Walled | Asphalt coated or Bare Steel | Pressure |  | Fiberglass Reinforced Plastic | Removal | 2006-06-14
0-009277 | OLD DEL MONTE | 2659 W DOBBINS RD | PHOENIX | AZ | 85041 | Maricopa | 1 | Perm Closure | 2005-06-17 | 550 | Gasoline | COMPARTMENT A | Unknown | Asphalt coated or Bare Steel |  |  |  | Removal | 1999-04-27
0-006265 | MR G'S TEXACO STATION | 3359 E BENSON HWY | TUCSON | AZ | 85706 | Pima | 1 | Perm Closure | 1972-07-30 |  | Gasoline | COMPARTMENT A | Unknown | Unknown |  |  |  | Removal | 1989-12-01
0-008525 | MOHAVE CARDLOCK | 608 E MOHAVE ST | PHOENIX | AZ | 85004 | Maricopa | 1 | Open | 1994-08-01 | 20000 | Diesel | COMPARTMENT B | Double Walled | Fiberglass Reinforced Plastic | Pressure | Double Walled | Fiberglass Reinforced Plastic
0-009745 | SAFEWAY #1732 | 1449 N ARIZONA BLVD | COOLIDGE | AZ | 85128 | Pinal | 1 | Open | 2000-08-01 | 10000 | Gasoline | COMPARTMENT A | Double Walled | Composite (Steel/Fiberglass)
0-008863 | USAF - LUKE AFB - RITTENHOUSE AUXILLARY FIELD |  | QUEEN CREEK |  |  | Pinal | 1 | Perm Closure | 1942-01-01 | 1000 | Gasoline | COMPARTMENT A | Unknown | Asphalt coated or Bare Steel | Suction - Check Valve at the Tank Top |  | Bare or Galvanized Steel | Removal | 1995-11-09
0-007133 | RIVERPOINT |  | PHOENIX |  |  | Maricopa | 9 | Perm Closure | 2005-06-17 | 10000 | Unidentified | COMPARTMENT A | Double Walled | Asphalt coated or Bare Steel | Pressure |  |  | Removal | 1990-09-14
0-004066 | QUIK MART #25 | 3499 S WILMOT RD | TUCSON | AZ | 85730 | Pima | 2 | Open | 1989-07-18 | 6000 | Gasoline | COMPARTMENT A | Double Walled | Composite (Steel/Fiberglass) | Pressure | Double Walled | Fiberglass Reinforced Plastic
0-004066 | QUIK MART #25 | 3499 S WILMOT RD | TUCSON | AZ | 85730 | Pima | 1 | Open | 1989-07-18 | 8000 | Gasoline | COMPARTMENT A | Double Walled | Composite (Steel/Fiberglass) | Pressure | Double Walled | Fiberglass Reinforced Plastic
0-006333 | RACERS EDGE MINI MART | 4237 S WHITE MOUNTAIN RD | PINETOP-LAKESIDE | AZ | 85929 | Navajo | 1 | Perm Closure | 1987-05-01 | 8000 | Gasoline | COMPARTMENT A | Unknown | Asphalt coated or Bare Steel | Pressure |  |  | Removal | 2006-06-20
0-004378 | RAY SCHNEPF FARMS | 22601 E CLOUD RD | QUEEN CREEK | AZ | 85142 | Maricopa | 2 | Perm Closure | 1976-03-13 | 10000 | Gasoline | COMPARTMENT A | Unknown | Asphalt coated or Bare Steel |  |  |  | Removal | 1987-01-01
0-001429 | CIRCLE K #1567 | 1540 E GLENDALE AVE | PHOENIX | AZ | 85020 | Maricopa | 2 | Perm Closure | 1970-01-01 | 6000 | Gasoline | COMPARTMENT A |  | Asphalt coated or Bare Steel |  |  |  | Removal | 1989-03-25
0-009973 | SKY HARBOR AIRPORT - OPERATIONS CENTER | 1820 E SKY HARBOR CIR S | PHOENIX | AZ | 85034 | Maricopa | 1 | Open | 2003-08-21 | 10000 | Diesel | COMPARTMENT A | Double Walled | Fiberglass Reinforced Plastic | Suction - Check Valve at the Tank Top | Double Walled | Flexible
0-003269 | MOBIL 18-MX6 | 8345 W GRAND AVE | PEORIA | AZ | 85345 | Maricopa | 2 | Perm Closure | 1984-01-01 | 12000 | Gasoline | COMPARTMENT A | Double Walled | Fiberglass Reinforced Plastic | Pressure |  | Fiberglass Reinforced Plastic | Removal | 2003-11-16
0-003269 | MOBIL 18-MX6 | 8345 W GRAND AVE | PEORIA | AZ | 85345 | Maricopa | 3 | Perm Closure | 1972-01-01 | 5000 | Gasoline | COMPARTMENT A |  | Asphalt coated or Bare Steel | Pressure |  |  | Removal | 1987-09-02
0-009639 | STANTON PROPERTY |  | KINGMAN |  |  | Mohave | 2 | Perm Closure | 2005-06-17 | 500 | Gasoline | COMPARTMENT A | Double Walled | Asphalt coated or Bare Steel |  |  |  | Removal | 1978-01-01
0-007741 | ENRIQUEZ AUTO REPAIR | 3333 S 12TH AVE | TUCSON | AZ | 85713 | Pima | 3 | Perm Closure | 2005-06-17 | 1000 | Gasoline | COMPARTMENT A | Unknown | Asphalt coated or Bare Steel |  |  |  | Removal | 1995-06-12
0-005256 | 5 POINTS MOBIL | 222 S MILTON RD | FLAGSTAFF | AZ | 86001 | Coconino | 2 | Perm Closure | 1971-01-01 | 2000 | Gasoline | COMPARTMENT A | Single Walled | Asphalt coated or Bare Steel |  |  |  | Removal | 1988-10-20
0-005256 | 5 POINTS MOBIL | 222 S MILTON RD | FLAGSTAFF | AZ | 86001 | Coconino | 9 | Open | 2020-05-22 | 6000 | Diesel | COMPARTMENT B | Double Walled | Fiberglass Reinforced Plastic | Pressure | Double Walled | Fiberglass Reinforced Plastic
0-005256 | 5 POINTS MOBIL | 222 S MILTON RD | FLAGSTAFF | AZ | 86001 | Coconino | 6 | Perm Closure | 1993-05-01 | 10000 | Gasoline | COMPARTMENT A | Single Walled | Asphalt coated or Bare Steel | Pressure |  | Fiberglass Reinforced Plastic | Removal | 2020-04-08
0-003688 | VACANT LOT | 3221 E BASELINE RD | PHOENIX | AZ | 85042 | Maricopa | 2 | Perm Closure | 1985-01-01 | 500 | Gasoline | COMPARTMENT A |  | Asphalt coated or Bare Steel |  |  |  | Removal | 1989-06-06
0-005933 | BANNER - DESERT MEDICAL CENTER | 1400 S DOBSON RD | MESA | AZ | 85202 | Maricopa | 1 | Perm Closure | 1972-01-01 | 20000 | Diesel | COMPARTMENT A | Single Walled | Asphalt coated or Bare Steel | Suction - Check Valve at the Tank Top |  | Bare or Galvanized Steel | Closed in Place | 2008-10-23
0-005933 | BANNER - DESERT MEDICAL CENTER | 1400 S DOBSON RD | MESA | AZ | 85202 | Maricopa | 6 | Open | 2008-07-10 | 30000 | Diesel | COMPARTMENT A | Double Walled | Fiberglass Reinforced Plastic | Pressure | Double Walled | Flexible
0-000462 | DOUDELL TRUCKING CO | 851 S 27TH AVE | PHOENIX | AZ | 85009 | Maricopa | 3 | Perm Closure | 1967-01-01 | 10000 | Diesel | COMPARTMENT A |  | Asphalt coated or Bare Steel | Pressure |  |  | Removal | 1998-09-21
0-004917 | SHELL #121382 | 5402 W INDIAN SCHOOL RD | PHOENIX | AZ | 85031 | Maricopa | 3 | Perm Closure | 1983-05-07 | 10000 | Gasoline | COMPARTMENT A | Double Walled | Fiberglass Reinforced Plastic | Pressure | Double Walled | Fiberglass Reinforced Plastic | Removal | 1997-10-21
0-004917 | SHELL #121382 | 5402 W INDIAN SCHOOL RD | PHOENIX | AZ | 85031 | Maricopa | 7 | Open | 1998-01-28 | 10000 | Diesel | COMPARTMENT A | Double Walled | Fiberglass Reinforced Plastic | Pressure | Double Walled | Fiberglass Reinforced Plastic
0-004917 | SHELL #121382 | 5402 W INDIAN SCHOOL RD | PHOENIX | AZ | 85031 | Maricopa | 1 | Perm Closure | 1983-05-07 | 10000 | Diesel | COMPARTMENT A | Double Walled | Fiberglass Reinforced Plastic | Pressure | Double Walled | Fiberglass Reinforced Plastic | Removal | 1997-10-21
0-005754 | SPEEDWAY STORE #3000 |  | SANDERS |  |  | Apache | 2 | Open | 1991-08-01 | 8000 | Gasoline | COMPARTMENT A | Double Walled | Composite (Steel/Fiberglass) | Pressure | Double Walled | Fiberglass Reinforced Plastic
0-009581 | NAKAI INDIAN ART | 357 NAVAJO BLVD | HOLBROOK | AZ | 86025 | Navajo | 1 | Perm Closure | 1953-01-01 | 2000 | Gasoline | COMPARTMENT A | Unknown | Unknown |  |  |  | Removal | 2000-11-08
0-004678 | 7-ELEVEN #26062 | 2401 E MCDOWELL RD | PHOENIX | AZ | 85008 | Maricopa | 2 | Perm Closure | 1984-01-01 | 10000 | Gasoline (Mid-Grade UL) | COMPARTMENT A | Double Walled | Fiberglass Reinforced Plastic | Pressure | Single Walled | Fiberglass Reinforced Plastic | Removal | 2014-06-03
0-003264 | MOBIL 18-MFF | 6323 S RURAL RD | TEMPE | AZ | 85283 | Maricopa | 3 | Perm Closure | 1973-01-01 | 5000 | Gasoline | COMPARTMENT A |  | Asphalt coated or Bare Steel | Pressure |  |  | Removal | 1986-10-02
0-007391 | SONOITA UNOCAL | HWY 83 & PAPAGO SPRING RD | SONOITA | AZ | 85637 | Santa Cruz | 3 | Perm Closure | 1989-04-01 | 10000 | Gasoline | COMPARTMENT A | Double Walled | Composite (Steel/Fiberglass) | Pressure |  | Fiberglass Reinforced Plastic | Removal | 2000-02-24
0-009897 | BENCOR AJO 12 LLC PROPERTY | 605 W AJO WAY | TUCSON | AZ | 85713 | Pima | 1 | Perm Closure | 1974-01-01 | 800 | Used Oil/Waste Oil | COMPARTMENT A | Double Walled | Asphalt coated or Bare Steel |  |  |  | Removal | 2002-12-02
0-000633 | ARIZONA IRON SUPPLY INC | 130 S 23RD ST | PHOENIX | AZ | 85034 | Maricopa | 2 | Perm Closure | 1976-01-01 | 1000 | Gasoline | COMPARTMENT A |  | Asphalt coated or Bare Steel |  |  |  | Removal | 1992-05-21
0-009845 | CIRCLE K STORE #2709186 | 1595 N AVONDALE BLVD | AVONDALE | AZ | 85392 | Maricopa | 2 | Open | 2001-12-26 | 12000 | Gasoline | COMPARTMENT A | Double Walled | Fiberglass Reinforced Plastic | Pressure | Double Walled | Fiberglass Reinforced Plastic
0-001693 | DUTCH BOY DAIRY | 10505 W BROADWAY RD | PHOENIX | AZ | 85353 | Maricopa | 1 | Perm Closure | 1980-01-01 | 600 | Diesel | COMPARTMENT A |  | Asphalt coated or Bare Steel |  |  |  | Removal | 1990-04-09
0-002660 | PARKER OIL PRODUCTS | 508 S CALIFORNIA AVE | PARKER | AZ | 85344 | La Paz | 5 | Perm Closure | 1961-03-07 | 10000 | Gasoline | COMPARTMENT A | Double Walled | Asphalt coated or Bare Steel |  |  |  | Removal | 1989-08-01
0-005483 | CIRCLE K #2948 | 4301 E GRANT RD | TUCSON | AZ | 85712 | Pima | 2 | Perm Closure | 1972-04-08 | 10000 | Gasoline | COMPARTMENT A | Double Walled | Asphalt coated or Bare Steel |  |  |  | Removal | 1995-10-16
0-005387 | USMC YUMA MAIN SYSTEM | AVENUE 3E | YUMA | AZ | 85369 | Yuma | 22 | Perm Closure | 1974-01-01 | 845 | Diesel | COMPARTMENT A | Single Walled | Asphalt coated or Bare Steel | Suction - Check Valve at the Tank Top | Single Walled | Bare or Galvanized Steel | Removal | 1991-04-01
0-005387 | USMC YUMA MAIN SYSTEM | AVENUE 3E | YUMA | AZ | 85369 | Yuma | 52 | Perm Closure | 1982-01-01 | 10000 | Gasoline | COMPARTMENT A | Single Walled | Asphalt coated or Bare Steel | Suction - Check Valve at the Tank Top | Single Walled | Bare or Galvanized Steel | Removal | 1998-05-12
0-005387 | USMC YUMA MAIN SYSTEM | AVENUE 3E | YUMA | AZ | 85369 | Yuma | 11 | Perm Closure | 1952-01-01 | 51000 | Gasoline | COMPARTMENT A | Single Walled | Asphalt coated or Bare Steel | Pressure |  | Bare or Galvanized Steel | Removal | 1991-05-01
0-005387 | USMC YUMA MAIN SYSTEM | AVENUE 3E | YUMA | AZ | 85369 | Yuma | 44 | Perm Closure | 1976-01-01 | 12000 | Diesel | COMPARTMENT A | Single Walled | Asphalt coated or Bare Steel |  |  |  | Removal | 1989-12-01
0-005387 | USMC YUMA MAIN SYSTEM | AVENUE 3E | YUMA | AZ | 85369 | Yuma | 8 | Perm Closure | 1943-01-01 | 45000 | Unidentified | COMPARTMENT A | Single Walled | Asphalt coated or Bare Steel | Pressure | Single Walled | Bare or Galvanized Steel | Removal | 1991-05-01
0-002806 | SPEEDWAY STORE #2944 | 1850 E PRINCE RD | TUCSON | AZ | 85719 | Pima | 11 | Open | 1990-12-01 | 10000 | Gasoline (PUL) | COMPARTMENT A | Double Walled | Fiberglass Reinforced Plastic | Pressure | Double Walled | Fiberglass Reinforced Plastic
0-002806 | SPEEDWAY STORE #2944 | 1850 E PRINCE RD | TUCSON | AZ | 85719 | Pima | 5 | Perm Closure | 1976-01-01 | 10000 | Gasoline | COMPARTMENT A |  | Asphalt coated or Bare Steel |  |  |  | Removal | 1990-03-14
0-005085 | CONOCOPHILLIPS #257369 | 2085 S ALVERNON WAY | TUCSON | AZ | 85711 | Pima | 5 | Perm Closure | 1996-06-10 | 7500 | Diesel | COMPARTMENT B | Double Walled | Fiberglass Reinforced Plastic | Pressure | Double Walled | Fiberglass Reinforced Plastic | Removal | 2003-06-11
0-005085 | CONOCOPHILLIPS #257369 | 2085 S ALVERNON WAY | TUCSON | AZ | 85711 | Pima | 3 | Perm Closure | 1980-04-01 | 10000 | Gasoline | COMPARTMENT A | Double Walled | Asphalt coated or Bare Steel | Pressure |  | Fiberglass Reinforced Plastic | Removal | 1996-06-06
0-000887 | SPEEDSMART #107 | 1158 W UNIVERSITY DR | MESA | AZ | 85201 | Maricopa | 2 | Perm Closure | 1975-01-01 | 12000 | Gasoline | COMPARTMENT A |  | Asphalt coated or Bare Steel | Pressure |  |  | Removal | 1993-11-23
0-004494 | JJ GAS | 627 E MAIN ST | AVONDALE | AZ | 85323 | Maricopa | 1 | Perm Closure | 1968-04-24 | 10000 | Gasoline | COMPARTMENT A | Double Walled | Asphalt coated or Bare Steel |  |  |  | Removal | 1991-05-07
0-005224 | U-HAUL #723-70 | 6001 N 67TH AVE | GLENDALE | AZ | 85301 | Maricopa | 4 | Perm Closure | 1976-04-21 | 1000 | Used Oil/Waste Oil | COMPARTMENT A | Double Walled | Asphalt coated or Bare Steel | Gravity Feed |  |  | Removal | 1994-03-11
0-003155 | AMERICAN TOWER CORPORATION RADIO TOWER ATC SITE #89262 HOLBROOK #2 |  | HOLBROOK |  |  | Navajo | 2 | Perm Closure | 1967-01-01 | 8000 | Diesel | COMPARTMENT A |  | Asphalt coated or Bare Steel |  |  |  | Removal | 1994-09-12
0-001206 | CIRCLE K #2700249 | 121 S TILBURY DR | KEARNY | AZ | 85137 | Pinal | 1 | Perm Closure | 1970-01-01 | 10000 | Gasoline | COMPARTMENT A |  | Asphalt coated or Bare Steel | Pressure |  |  | Removal | 1998-07-14
0-001206 | CIRCLE K #2700249 | 121 S TILBURY DR | KEARNY | AZ | 85137 | Pinal | 4 | Perm Closure | 1998-08-05 | 12000 | Gasoline | COMPARTMENT A | Double Walled | Fiberglass Reinforced Plastic | Pressure | Double Walled | Fiberglass Reinforced Plastic | Removal | 2004-08-10
0-008678 | CIRCLE K #5300 | 7530 S PRIEST DR | TEMPE | AZ | 85283 | Maricopa | 2 | Open | 1995-01-15 | 10000 | Diesel | COMPARTMENT A | Single Walled | Fiberglass Reinforced Plastic | Pressure | Double Walled | Fiberglass Reinforced Plastic
0-001899 | EXXON #7-3028 | 5502 E PIMA ST | TUCSON | AZ | 85712 | Pima | 8 | Perm Closure | 1989-02-26 | 1000 | Used Oil/Waste Oil | COMPARTMENT A | Double Walled | Fiberglass Reinforced Plastic | Gravity Feed | Double Walled | Fiberglass Reinforced Plastic | Removal | 2001-03-28
0-003584 | THE ORME SCHOOL | 1000 E ORME SCHOOL RD | MAYER | AZ | 86333 | Yavapai | 1 | Perm Closure | 1982-01-01 | 4000 | Gasoline | COMPARTMENT A |  | Asphalt coated or Bare Steel |  |  |  | Removal | 1992-02-24
0-007296 | CARIOCA #61 | 333 GROVE AVE | PRESCOTT | AZ | 86301 | Yavapai | 5 | Perm Closure | 1968-01-01 | 5000 | Gasoline | COMPARTMENT A |  | Asphalt coated or Bare Steel | Pressure |  |  | Removal | 2020-10-29
0-003424 | PHOENIX NORTH SOC 6TH DRIVE #164155 | 4124 N 6TH DR | PHOENIX | AZ | 85013 | Maricopa | 2 | Perm Closure | 1995-10-01 | 6000 | Gasoline | COMPARTMENT A | Double Walled | Composite (Steel/Fiberglass) | Pressure |  | Fiberglass Reinforced Plastic | Removal | 2010-03-30
0-003424 | PHOENIX NORTH SOC 6TH DRIVE #164155 | 4124 N 6TH DR | PHOENIX | AZ | 85013 | Maricopa | 1 | Perm Closure | 1982-01-14 | 8000 | Gasoline | COMPARTMENT A | Double Walled | Asphalt coated or Bare Steel |  |  |  | Removal | 1995-10-17
0-010035 | SMITH'S FOOD & DRUG #188 | 80 ACOMA BLVD N | LAKE HAVASU CITY | AZ | 86403 | Mohave | 2 | Open | 2004-09-22 | 8000 | Gasoline | COMPARTMENT A | Double Walled | Fiberglass Reinforced Plastic
0-009691 | TUNEUP MASTERS | 2644 W BETHANY HOME RD | PHOENIX | AZ | 85017 | Maricopa | 1 | Perm Closure | 1959-01-01 | 5000 | Gasoline | COMPARTMENT A | Double Walled | Asphalt coated or Bare Steel |  |  |  | Removal | 2000-11-14
0-004713 | STEINER CORP | 1875 W BUCKEYE RD | PHOENIX | AZ | 85007 | Maricopa | 2 | Perm Closure | 1966-04-21 | 10000 | Diesel | COMPARTMENT A | Unknown | Asphalt coated or Bare Steel |  |  |  | Removal | 1988-05-05
0-008700 | DESERT HILLS ROAD |  | PHOENIX |  |  | Maricopa | 1 | Perm Closure | 1960-07-01 | 300 | Diesel | COMPARTMENT A | Unknown | Asphalt coated or Bare Steel | Suction - Check Valve at the Tank Top |  | Bare or Galvanized Steel | Removal | 1995-08-14
0-003406 | COLDWATER CO #143130 | 14064 W YUMA RD | GOODYEAR | AZ | 85338 | Maricopa | 1 | Perm Closure | 1970-01-15 | 1000 | Diesel | COMPARTMENT A | Unknown | Asphalt coated or Bare Steel | Suction - Check Valve at the Tank Top |  |  | Removal | 1990-05-01
0-001420 | CIRCLE K #2701502 | 1323 W SOUTHERN AVE | TEMPE | AZ | 85282 | Maricopa | 3 | Open | 1985-01-01 | 10000 | Gasoline | COMPARTMENT A | Double Walled | Fiberglass Reinforced Plastic | Pressure |  | Fiberglass Reinforced Plastic
0-005888 | CIRCLE K #2701773 | 6525 S COUNTRY CLUB RD | TUCSON | AZ | 85756 | Pima | 4 | Open | 1997-06-01 | 10000 | Gasoline (UL) | COMPARTMENT A | Single Walled | Fiberglass Reinforced Plastic | Pressure | Single Walled | Fiberglass Reinforced Plastic
0-008903 | CIRCLE K #2705023 | 1523 E MCDOWELL RD | PHOENIX | AZ | 85006 | Maricopa | 3 | Open | 1996-02-23 | 10000 | Gasoline | COMPARTMENT A | Double Walled | Fiberglass Reinforced Plastic | Pressure | Double Walled | Fiberglass Reinforced Plastic
0-008816 | CIRCLE K #2705410 | 8890 E SHEA BLVD | SCOTTSDALE | AZ | 85260 | Maricopa | 2 | Open | 1995-10-01 | 12000 | Gasoline | COMPARTMENT A | Double Walled | Fiberglass Reinforced Plastic | Pressure | Double Walled | Fiberglass Reinforced Plastic
0-004854 | CIRCLE K #2708776 | 1544 E SOUTHERN AVE | PHOENIX | AZ | 85040 | Maricopa | 2 | Perm Closure | 1988-10-06 | 10000 | Gasoline | COMPARTMENT A | Double Walled | Fiberglass Reinforced Plastic | Pressure |  | Fiberglass Reinforced Plastic | Removal | 2016-11-24
0-004854 | CIRCLE K #2708776 | 1544 E SOUTHERN AVE | PHOENIX | AZ | 85040 | Maricopa | 5 | Open | 2017-03-15 | 12000 | Gasoline (UL) | COMPARTMENT A | Double Walled | Fiberglass Reinforced Plastic | Pressure | Double Walled | Fiberglass Reinforced Plastic
0-005897 | CIRCLE K #2708853 | 1950 S MILTON RD | FLAGSTAFF | AZ | 86001 | Coconino | 1 | Open | 1986-11-10 | 10000 | Gasoline | COMPARTMENT A | Double Walled | Fiberglass Reinforced Plastic | Pressure |  | Fiberglass Reinforced Plastic
0-004307 | CIRCLE K #2701933 | 10290 E SPEEDWAY BLVD | TUCSON | AZ | 85748 | Pima | 3 | Open | 1987-01-01 | 10000 | Gasoline | COMPARTMENT A | Single Walled | Fiberglass Reinforced Plastic | Pressure |  | Fiberglass Reinforced Plastic
0-009619 | FELTON'S AUTO | 268 LEWIS ST | ASH FORK | AZ | 86320 | Yavapai | 3 | Perm Closure | 2005-06-17 | 550 | Used Oil/Waste Oil | COMPARTMENT A | Unknown | Unknown |  |  |  | Removal | 2006-07-26
0-002104 | FAA YUMA RCAC YUMA FO | 2179 E 32ND ST | YUMA | AZ | 85365 | Yuma | 1 | Perm Closure | 1958-04-17 | 500 | Gasoline | COMPARTMENT A | Single Walled | Asphalt coated or Bare Steel |  |  |  | Removal | 1989-03-29
0-003925 | PINTO VALLEY COPPER CITIES |  | MIAMI |  |  | Gila | 2 | Perm Closure | 1961-01-01 | 3600 | Gasoline | COMPARTMENT A | Single Walled | Asphalt coated or Bare Steel |  |  |  | Removal | 1990-03-16
0-003773 | PHILLIPS 66 COMPANY #020639 | 881 W SAINT MARYS RD | TUCSON | AZ | 85745 | Pima | 4 | Perm Closure | 1965-01-01 | 560 | Gasoline | COMPARTMENT A | Single Walled | Asphalt coated or Bare Steel |  |  |  | Removal | 1980-01-22
0-003808 | CITY OF PHOENIX - FIRE STATION #10 (OLD) | 2558 W THOMAS RD | PHOENIX | AZ | 85017 | Maricopa | 1 | Perm Closure | 1957-01-01 | 280 | Diesel | COMPARTMENT A |  | Asphalt coated or Bare Steel |  |  |  | Removal | 1992-02-28
0-006720 | PHILIP MCLELLAN & PAUL MILLES | 3201 E VAN BUREN ST | PHOENIX | AZ | 85008 | Maricopa | 1 | Perm Closure | 1960-01-01 |  | Unidentified | COMPARTMENT A | Unknown | Unknown |  |  |  | Removal | 1999-07-27
0-002362 | TOWN OF EAGAR | 117 E 7TH AVE | EAGAR | AZ | 85925 | Apache | 2 | Perm Closure | 1967-04-23 | 6000 | Gasoline | COMPARTMENT A | Single Walled | Asphalt coated or Bare Steel |  |  |  | Removal | 1990-09-20
0-002362 | TOWN OF EAGAR | 117 E 7TH AVE | EAGAR | AZ | 85925 | Apache | 1 | Perm Closure | 1967-04-23 |  | Diesel | COMPARTMENT A | Single Walled | Asphalt coated or Bare Steel |  |  |  | Removal | 1990-09-20
0-004923 | RED DOG FUELS | 2701 W INDIAN SCHOOL RD | PHOENIX | AZ | 85017 | Maricopa | 9 | Perm Closure | 1990-12-01 | 10000 | Diesel | COMPARTMENT A | Double Walled | Fiberglass Reinforced Plastic | Pressure |  | Fiberglass Reinforced Plastic | Removal | 2016-10-28
0-004923 | RED DOG FUELS | 2701 W INDIAN SCHOOL RD | PHOENIX | AZ | 85017 | Maricopa | 5 | Perm Closure | 1984-01-01 | 550 | Used Oil/Waste Oil | COMPARTMENT A |  | Fiberglass Reinforced Plastic | Pressure |  | Fiberglass Reinforced Plastic | Removal | 2008-08-28
0-009837 | CIRCLE K STORE #2703366 | 1564 E RAY RD | GILBERT | AZ | 85296 | Maricopa | 3 | Open | 2001-07-17 | 20000 | Gasoline | COMPARTMENT A | Double Walled | Fiberglass Reinforced Plastic | Pressure | Double Walled | Fiberglass Reinforced Plastic
0-008877 | FRANCIS & SONS FOOD MART | 1560 S GILBERT RD | MESA | AZ | 85204 | Maricopa | 2 | Perm Closure | 1989-08-01 | 12000 | Gasoline | COMPARTMENT A | Double Walled | Fiberglass Reinforced Plastic | Pressure |  | Fiberglass Reinforced Plastic | Removal | 2014-01-17
0-001804 | SOUTHWEST ELECTRIC | 508 S SUNSHINE BLVD | ELOY | AZ | 85131 | Pinal | 2 | Perm Closure | 1972-01-01 | 500 | Diesel | COMPARTMENT A |  | Asphalt coated or Bare Steel |  |  |  | Removal | 2016-12-21
0-004721 | TOWN OF SPRINGERVILLE - MUNICIPAL AIRPORT | 905 W AIRPORT RD | SPRINGERVILLE | AZ | 85938 | Apache | 2 | Perm Closure | 1973-07-30 | 5000 | Gasoline | COMPARTMENT A | Unknown | Asphalt coated or Bare Steel | Suction - Check Valve at the Dispenser |  |  | Removal | 1998-04-01
0-004731 | STANCO PETROLEUM EQUIPMENT INC | 4625 W VAN BUREN ST | PHOENIX | AZ | 85043 | Maricopa | 4 | Perm Closure | 1979-10-17 | 250 | Diesel | COMPARTMENT A | Unknown | Asphalt coated or Bare Steel |  |  |  | Removal | 1990-03-22
0-004731 | STANCO PETROLEUM EQUIPMENT INC | 4625 W VAN BUREN ST | PHOENIX | AZ | 85043 | Maricopa | 1 | Perm Closure | 1979-10-17 | 10000 | Gasoline | COMPARTMENT A | Unknown | Fiberglass Reinforced Plastic |  |  |  | Removal | 1990-03-22
0-010085 | APS | 906 N 7TH ST | PHOENIX | AZ | 85006 | Maricopa | 1 | Perm Closure | 2006-01-09 | 450 | Unidentified | COMPARTMENT A | Single Walled | Asphalt coated or Bare Steel |  |  |  | Removal | 2005-12-06
0-005643 | INTERNATIONAL PAPER - PHOENIX RECYCLING | 301 S 30TH ST | PHOENIX | AZ | 85034 | Maricopa | 2 | Perm Closure | 1971-05-07 | 2500 | Unidentified | COMPARTMENT A | Unknown | Unknown |  |  |  | Removal | 1991-03-19
0-007211 | WILDERNESS RIVER ADVENTURES | 2040 FRONTAGE RD | PAGE | AZ | 86040 | Coconino | 2 | Perm Closure | 1986-01-01 | 8000 | Unidentified | COMPARTMENT A | Unknown | Asphalt coated or Bare Steel | Pressure |  | Bare or Galvanized Steel | Removal | 1998-04-23
0-002753 | ONE STOP GAS & GROCERY | 400 S BEELINE HWY | PAYSON | AZ | 85541 | Gila | 2 | Perm Closure | 1979-01-01 | 12000 | Gasoline | COMPARTMENT A | Single Walled | Asphalt coated or Bare Steel | Pressure | Single Walled | Fiberglass Reinforced Plastic | Removal | 2018-09-27
0-002753 | ONE STOP GAS & GROCERY | 400 S BEELINE HWY | PAYSON | AZ | 85541 | Gila | 1 | Perm Closure | 1975-01-01 | 8000 | Gasoline (PUL) | COMPARTMENT A | Single Walled | Asphalt coated or Bare Steel | Pressure | Single Walled | Fiberglass Reinforced Plastic | Removal | 2018-09-27
0-000978 | WHITE ROCK MINE |  | CATALINA |  |  | Pinal | 2 | Perm Closure | 1976-01-01 | 10000 | Diesel | COMPARTMENT A |  | Asphalt coated or Bare Steel |  |  |  | Removal | 1995-12-14
0-007493 | VIKING ELECTRIC | 4125 E MADISON ST | PHOENIX | AZ | 85034 | Maricopa | 1 | Perm Closure | 1986-08-01 | 8000 | Gasoline | COMPARTMENT A | Single Walled | Fiberglass Reinforced Plastic | Pressure |  |  | Removal | 2013-10-22
0-008360 | UNNAMED INDUSTRIAL SITE | 3801 N 40TH AVE | PHOENIX | AZ | 85019 | Maricopa | 2 | Perm Closure | 1969-01-01 | 1000 | Gasoline | COMPARTMENT A | Double Walled | Asphalt coated or Bare Steel |  |  |  | Removal | 1989-05-04
0-002344 | QUIKTRIP STORE #1464 | 3200 N ORACLE RD | TUCSON | AZ | 85705 | Pima | 5 | Open | 2015-09-01 | 12000 | Diesel | COMPARTMENT A | Double Walled | Fiberglass Reinforced Plastic | Pressure | Double Walled | Fiberglass Reinforced Plastic
0-002344 | QUIKTRIP STORE #1464 | 3200 N ORACLE RD | TUCSON | AZ | 85705 | Pima | 1 | Perm Closure | 1985-04-15 | 550 | Used Oil/Waste Oil | COMPARTMENT A | Single Walled | Asphalt coated or Bare Steel | Gravity Feed |  |  | Removal | 1994-08-24
0-001946 | HACK CANYON MINE |  | KAIBAB |  |  | Mohave | 2 | Perm Closure | 1980-01-01 | 2000 | Gasoline | COMPARTMENT A |  | Asphalt coated or Bare Steel |  |  |  | Removal | 1989-01-01
0-001946 | HACK CANYON MINE |  | KAIBAB |  |  | Mohave | 4 | Perm Closure | 1980-01-01 | 400 | Used Oil/Waste Oil | COMPARTMENT A |  | Asphalt coated or Bare Steel |  |  |  | Removal | 1989-01-01
0-002713 | JECCO DEVELOPMENT ARIZONA INC | 3020 E CAMELBACK RD | PHOENIX | AZ | 85016 | Maricopa | 1 | Perm Closure | 1985-09-03 | 2000 | Unidentified | COMPARTMENT A | Single Walled | Asphalt coated or Bare Steel |  |  |  | Removal | 1991-06-13
0-000925 | MALONE'S AUTOMOTIVE | 808 E ROUTE 66 | WILLIAMS | AZ | 86046 | Coconino | 2 | Perm Closure | 1971-01-01 | 2000 | Gasoline | COMPARTMENT A |  | Asphalt coated or Bare Steel |  |  |  | Removal | 1988-06-01
0-009224 | MANUEL DOMIQUEZ | 11905 NW GRAND AVE | EL MIRAGE | AZ | 85335 | Maricopa | 3 | Perm Closure | 2005-06-17 | 1000 | Gasoline | COMPARTMENT A | Double Walled | Asphalt coated or Bare Steel |  |  |  | Removal | 2004-09-10
0-006254 | SPEEDWAY STORE #2997 | 9491 E 22ND ST | TUCSON | AZ | 85710 | Pima | 1 | Open | 1988-07-14 | 10000 | Gasoline | COMPARTMENT A | Single Walled | Fiberglass Reinforced Plastic | Pressure |  | Fiberglass Reinforced Plastic
0-002791 | CARIOCA #74 | 6807 E BASELINE RD | MESA | AZ | 85209 | Maricopa | 5 | Perm Closure | 1981-04-08 | 12000 | Diesel | COMPARTMENT A |  | Asphalt coated or Bare Steel | Pressure | Double Walled | Fiberglass Reinforced Plastic | Removal | 2015-08-19
0-002781 | SPEEDWAY #2993 | 1530 W SAINT MARYS RD | TUCSON | AZ | 85745 | Pima | 3 | Open | 1976-01-01 | 12000 | Gasoline | COMPARTMENT A | Single Walled | Asphalt coated or Bare Steel | Pressure | Double Walled | Fiberglass Reinforced Plastic
0-002781 | SPEEDWAY #2993 | 1530 W SAINT MARYS RD | TUCSON | AZ | 85745 | Pima | 1 | Open | 1976-01-01 | 12000 | Gasoline | COMPARTMENT A | Single Walled | Fiberglass Reinforced Plastic | Pressure | Double Walled | Fiberglass Reinforced Plastic
0-006806 | GILA COUNTY COURTHOUSE | 1400 E ASH ST | GLOBE | AZ | 85501 | Gila | 1 | Perm Closure | 1983-01-01 | 2000 | Diesel | COMPARTMENT A | Double Walled | Asphalt coated or Bare Steel |  |  |  | Removal | 1998-12-15
0-005556 | LEO THE LION LTD | 6344 N 7TH ST | PHOENIX | AZ | 85014 | Maricopa | 2 | Perm Closure | 2005-06-17 | 4000 | Gasoline | COMPARTMENT A | Double Walled | Asphalt coated or Bare Steel | Gravity Feed |  | Bare or Galvanized Steel | Removal | 1992-09-16
0-002873 | K MART CORPORATION | 1920 W BROADWAY RD | MESA | AZ | 85202 | Maricopa | 1 | Perm Closure | 1970-04-28 | 1000 | Used Oil/Waste Oil | COMPARTMENT A | Double Walled | Asphalt coated or Bare Steel |  |  |  | Removal | 1990-09-03
0-006827 | KINGS ROOFING CO | 2124 W DESERT COVE AVE | PHOENIX | AZ | 85029 | Maricopa | 1 | Perm Closure | 1972-01-01 | 1000 | Gasoline | COMPARTMENT A | Unknown | Asphalt coated or Bare Steel | Suction - Check Valve at the Tank Top |  | Bare or Galvanized Steel | Removal | 1990-05-21
0-002583 | KISTLER INDUSTRAL SERVICE | 610 N 9TH ST | PHOENIX | AZ | 85006 | Maricopa | 1 | Perm Closure | 1979-06-30 | 2000 | Gasoline | COMPARTMENT A | Single Walled | Asphalt coated or Bare Steel |  |  |  | Removal | 1988-04-01
0-000750 | KRISTAL LAHR PHARMACY #4 | 3325 N 19TH AVE | PHOENIX | AZ | 85015 | Maricopa | 4 | Perm Closure | 1961-04-16 | 500 | Used Oil/Waste Oil | COMPARTMENT A | Single Walled | Asphalt coated or Bare Steel | Suction - Check Valve at the Tank Top | Single Walled | Bare or Galvanized Steel | Removal | 1988-05-26
0-002754 | JUDSON SCHOOL | 6704 N MOCKINGBIRD LN | PARADISE VALLEY | AZ | 85253 | Maricopa | 2 | Perm Closure | 1976-02-05 | 3000 | Gasoline | COMPARTMENT A | Single Walled | Asphalt coated or Bare Steel |  |  |  | Removal | 1988-08-09
0-007651 | AT&T - YUMA # 3380 |  | YUMA |  |  | Yuma | 1 | Perm Closure | 1986-01-01 | 100 | Diesel | COMPARTMENT A | Double Walled | Asphalt coated or Bare Steel |  |  |  | Removal | 1994-05-01
0-008391 | ARCO AM/PM #82525 | 2800 N ORACLE RD | TUCSON | AZ | 85705 | Pima | 3 | Open | 1994-04-15 | 10000 | Gasoline | COMPARTMENT A | Double Walled | Fiberglass Reinforced Plastic | Pressure |  | Fiberglass Reinforced Plastic
0-007900 | ARIZONA GOLF RESORT LIMITED PART | 425 S POWER RD | MESA | AZ | 85206 | Maricopa | 1 | Perm Closure | 1977-01-01 | 1000 | Gasoline | COMPARTMENT A | Unknown | Unknown | Suction - Check Valve at the Tank Top |  |  | Removal | 1992-07-14
0-008245 | AMERICAN OIL COMPANY | 1198 N BROAD ST | GLOBE | AZ | 85501 | Gila | 1 | Perm Closure | 2005-06-17 | 250 | Used Oil/Waste Oil | COMPARTMENT A | Unknown | Asphalt coated or Bare Steel | Gravity Feed |  |  | Removal | 1993-12-15
0-000091 | LINDE ELECTRONICS & SPECIALTY GASES | 1122 N 52ND ST | PHOENIX | AZ | 85008 | Maricopa | 2 | Perm Closure | 1971-01-01 | 6000 | Diesel | COMPARTMENT A |  | Asphalt coated or Bare Steel |  |  |  | Removal | 1990-10-18
0-009876 | VALERO #8037 | 831 E WARNER RD | GILBERT | AZ | 85296 | Maricopa | 2 | Open | 2002-06-04 | 15000 | Gasoline | COMPARTMENT A | Double Walled | Fiberglass Reinforced Plastic | Pressure | Double Walled | Flexible
0-000254 | ADOT - PUNKIN CENTER MAINTENANCE |  | PUNKIN CENTER |  |  | Gila | 1 | Perm Closure | 1950-01-01 | 1000 | Gasoline | COMPARTMENT A |  | Asphalt coated or Bare Steel | Suction - Check Valve at the Tank Top |  |  | Removal | 1991-02-26
0-004693 | 7-ELEVEN #27143 | 7084 E BROADWAY BLVD | TUCSON | AZ | 85710 | Pima | 3 | Perm Closure | 1986-01-01 | 10000 | Gasoline | COMPARTMENT A | Unknown | Fiberglass Reinforced Plastic | Pressure |  | Fiberglass Reinforced Plastic | Removal | 2012-01-17
0-004693 | 7-ELEVEN #27143 | 7084 E BROADWAY BLVD | TUCSON | AZ | 85710 | Pima | 1 | Perm Closure | 1986-01-01 | 10000 | Gasoline | COMPARTMENT A | Unknown | Fiberglass Reinforced Plastic | Pressure |  | Fiberglass Reinforced Plastic | Removal | 2012-01-17
0-009960 | BVB PROPERTY | 2701 W NORTHERN AVE | PHOENIX | AZ | 85051 | Maricopa | 3 | Perm Closure | 1959-01-01 | 6000 | Gasoline | COMPARTMENT A | Single Walled | Asphalt coated or Bare Steel |  |  |  | Removal | 1988-01-28
0-005930 | BUCKSKIN MARKET | 5476 N HIGHWAY 95 | PARKER | AZ | 85344 | La Paz | 5 | Perm Closure | 1988-02-01 | 6000 | Gasoline | COMPARTMENT A | Double Walled | Composite (Steel/Fiberglass) | Pressure | Double Walled | Flexible | Removal | 2019-05-16
0-004952 | SHELL #25 | 3901 E 22ND ST | TUCSON | AZ | 85711 | Pima | 2 | Perm Closure | 1974-01-01 | 8000 | Gasoline | COMPARTMENT A | Single Walled | Asphalt coated or Bare Steel |  |  |  | Removal | 1988-01-12
0-005099 | TIGERMART/SUNSHINE MART | 1120 S HIGHWAY 80 | BENSON | AZ | 85602 | Cochise | 3 | Perm Closure | 1984-04-22 | 4000 | Gasoline | COMPARTMENT A | Unknown | Asphalt coated or Bare Steel | Pressure |  |  | Removal | 1994-04-27
0-005099 | TIGERMART/SUNSHINE MART | 1120 S HIGHWAY 80 | BENSON | AZ | 85602 | Cochise | 2 | Perm Closure | 1984-04-22 | 8000 | Gasoline | COMPARTMENT A | Unknown | Asphalt coated or Bare Steel |  |  |  | Removal | 1994-04-27
0-008436 | ACTION TIRE | 755 E MAIN ST | MESA | AZ | 85203 | Maricopa | 4 | Perm Closure | 2005-06-17 |  | Gasoline | COMPARTMENT A | Double Walled | Fiberglass Reinforced Plastic |  |  |  | Closed in Place | 1988-01-01
0-008073 | RALPH HAYS ROOFING | 2550 W POPPY AVE | TUCSON | AZ | 85705 | Pima | 1 | Perm Closure | 2005-06-17 | 6000 | Gasoline | COMPARTMENT A | Unknown | Asphalt coated or Bare Steel | Suction - Check Valve at the Tank Top |  |  | Removal | 1993-03-04
0-004029 | HELI-SUPPORT INC | 1715 N PINAL AVE | CASA GRANDE | AZ | 85122 | Pinal | 3 | Perm Closure | 1966-04-25 | 10000 | Gasoline | COMPARTMENT A | Unknown | Unknown |  |  |  | Removal | 1989-04-04
0-002066 | APACHE HARDWARE | 111 N FRONTAGE RD | SUNSITES | AZ | 85625 | Cochise | 2 | Perm Closure | 1982-01-01 | 6000 | Gasoline | COMPARTMENT A |  | Asphalt coated or Bare Steel | Pressure |  |  | Removal | 2008-02-07
0-010028 | SINCLAIR OIL CORP | 3402 S KINO PKWY | TUCSON | AZ | 85713 | Pima | 1 | Perm Closure | 1960-01-01 | 4000 | Unidentified | COMPARTMENT A | Single Walled | Asphalt coated or Bare Steel |  |  |  | Removal | 2004-10-27
0-009035 | VALERO #8035 | 6758 E UNIVERSITY DR | MESA | AZ | 85205 | Maricopa | 1 | Perm Closure | 1996-10-01 | 15000 | Gasoline | COMPARTMENT A | Double Walled | Fiberglass Reinforced Plastic | Pressure | Double Walled | Fiberglass Reinforced Plastic | Removal | 2018-02-21
0-002217 | VAL VISTA AUTOMOTIVE | 3613 E SOUTHERN AVE | MESA | AZ | 85206 | Maricopa | 2 | Perm Closure | 1988-07-12 | 10000 | Gasoline | COMPARTMENT A | Double Walled | Fiberglass Reinforced Plastic | Pressure |  | Fiberglass Reinforced Plastic | Removal | 2018-03-14
0-002217 | VAL VISTA AUTOMOTIVE | 3613 E SOUTHERN AVE | MESA | AZ | 85206 | Maricopa | 4 | Perm Closure | 1988-07-12 | 1000 | Used Oil/Waste Oil | COMPARTMENT A | Double Walled | Fiberglass Reinforced Plastic | Gravity Feed |  | Fiberglass Reinforced Plastic | Removal | 2018-03-14
0-001504 | CIRCLE K #2701903 | 3148 E BELL RD | PHOENIX | AZ | 85032 | Maricopa | 1 | Perm Closure | 1985-01-01 | 10000 | Gasoline | COMPARTMENT A |  | Fiberglass Reinforced Plastic | Pressure |  | Fiberglass Reinforced Plastic | Removal | 2011-01-19
0-008831 | CITY OF DOULGAS - MUNICIPAL GOLF COURSE | 1372 E FAIRWAY DR | DOUGLAS | AZ | 85607 | Cochise | 1 | Perm Closure | 2005-06-17 | 500 | Gasoline | COMPARTMENT A | Unknown | Asphalt coated or Bare Steel |  |  |  | Removal | 1997-01-06
0-005881 | ABRAZO SCOTTSDALE CAMPUS | 3929 E BELL RD | PHOENIX | AZ | 85032 | Maricopa | 1 | Open | 1982-10-23 | 5000 | Diesel | COMPARTMENT A |  | Fiberglass Reinforced Plastic | Pressure | Double Walled | Fiberglass Reinforced Plastic
0-001735 | NEW RIVER ELEMENTARY SCHOOL | 48827 N BLACK CANYON HWY | NEW RIVER | AZ | 85087 | Maricopa | 1 | Perm Closure | 1987-01-01 | 10000 | Gasoline | COMPARTMENT A | Single Walled | Fiberglass Reinforced Plastic | Suction - Check Valve at the Tank Top |  | Fiberglass Reinforced Plastic | Removal | 1993-08-26
0-003256 | ARCO AM/PM 43RD AVE | 1601 N 43RD AVE | PHOENIX | AZ | 85009 | Maricopa | 10 | Open | 2020-01-09 | 10000 | Gasoline (PUL) | COMPARTMENT B | Double Walled | Fiberglass Reinforced Plastic
0-009193 | SANTA FE MECHANICAL FACILITY |  | ASH FORK |  |  | Yavapai | 1 | Perm Closure | 2005-06-17 | 22000 | Diesel | COMPARTMENT A | Unknown | Asphalt coated or Bare Steel | Gravity Feed |  | Bare or Galvanized Steel | Removal | 1998-02-12
0-007230 | RIVERVIEW GOLF COURSE | 2202 W RIO SALADO PKWY | MESA | AZ | 85201 | Maricopa | 3 | Perm Closure | 2000-03-20 | 3000 | Gasoline | COMPARTMENT A | Double Walled | Fiberglass Reinforced Plastic | Pressure | Double Walled | Fiberglass Reinforced Plastic | Removal | 2012-08-28
0-008043 | RENTAL CAR SALES SITE | 1412 N SCOTTSDALE RD | TEMPE | AZ | 85281 | Maricopa | 1 | Perm Closure | 2005-06-17 | 500 | Used Oil/Waste Oil | COMPARTMENT A | Double Walled | Asphalt coated or Bare Steel | Gravity Feed |  | Bare or Galvanized Steel | Removal | 1992-11-03
0-009398 | SPEEDWAY STORE #2956 | 2381 S AVENUE B | YUMA | AZ | 85364 | Yuma | 2 | Open | 1998-11-25 | 15000 | Gasoline | COMPARTMENT A | Double Walled | Fiberglass Reinforced Plastic | Pressure | Double Walled | Fiberglass Reinforced Plastic
0-007945 | ARCO AM/PM #82654 | 3825 W ORANGE GROVE RD | MARANA | AZ | 85741 | Pima | 4 | Open | 1992-01-01 | 10000 | Gasoline | COMPARTMENT A | Double Walled | Fiberglass Reinforced Plastic | Pressure
0-009807 | ARCO AM/PM | 950 E 16TH ST | YUMA | AZ | 85365 | Yuma | 1 | Open | 2000-02-04 | 12000 | Diesel | COMPARTMENT A | Double Walled | Fiberglass Reinforced Plastic | Pressure | Double Walled | Fiberglass Reinforced Plastic
0-009923 | CIRCLE K STORE #2741702 | 2955 E RIGGS RD | CHANDLER | AZ | 85249 | Maricopa | 1 | Open | 2003-01-31 | 10000 | Gasoline (PUL) | COMPARTMENT A | Double Walled | Fiberglass Reinforced Plastic | Pressure | Double Walled | Flexible
0-008026 | ADOT | 3505 E AVIATION PKWY | TUCSON | AZ | 85713 | Pima | 3 | Perm Closure | 2005-06-17 |  | Unidentified | COMPARTMENT A | Double Walled | Fiberglass Reinforced Plastic |  |  |  | Removal | 1989-11-17
0-008026 | ADOT | 3505 E AVIATION PKWY | TUCSON | AZ | 85713 | Pima | 4 | Perm Closure | 2005-06-17 |  | Unidentified | COMPARTMENT A | Double Walled | Fiberglass Reinforced Plastic |  |  |  | Removal | 1989-11-17
0-000228 | ADOT - NOGALES MAINTENANCE YARD | 236.5 S PERKINS AVE | NOGALES | AZ | 85621 | Santa Cruz | 3 | Perm Closure | 1982-01-01 | 10000 | Gasoline | COMPARTMENT A | Double Walled | Fiberglass Reinforced Plastic | Pressure |  |  | Removal | 1993-12-08
0-000838 | AFCO #020211 (B) | 1634 N 27TH PL | PHOENIX | AZ | 85008 | Maricopa | 5 | Perm Closure | 1989-01-01 | 12000 | Diesel | COMPARTMENT A | Double Walled | Composite (Steel/Fiberglass) | Pressure |  | Fiberglass Reinforced Plastic | Removal | 2008-11-19
0-001123 | CHEVRON #9-1084 | 501 E ANDY DEVINE AVE | KINGMAN | AZ | 86401 | Mohave | 3 | Perm Closure | 1968-01-01 | 2000 | Gasoline | COMPARTMENT A |  | Asphalt coated or Bare Steel |  |  |  | Removal | 1986-12-01
0-003094 | C A & CHARLES B MCDONALD |  | CAMP VERDE |  |  | Yavapai | 4 | Perm Closure | 2005-06-17 | 3000 | Unidentified | COMPARTMENT A | Double Walled | Asphalt coated or Bare Steel |  |  |  | Removal | 1988-06-01
0-003094 | C A & CHARLES B MCDONALD |  | CAMP VERDE |  |  | Yavapai | 1 | Perm Closure | 1973-09-08 | 10000 | Gasoline | COMPARTMENT A | Double Walled | Asphalt coated or Bare Steel |  |  |  | Removal | 1988-06-01
0-003094 | C A & CHARLES B MCDONALD |  | CAMP VERDE |  |  | Yavapai | 3 | Perm Closure | 1973-09-08 | 10000 | Diesel | COMPARTMENT A | Double Walled | Asphalt coated or Bare Steel |  |  |  | Removal | 1988-06-01
0-006679 | BOB'S PUMP EXCHANGE | 290 W 10TH ST | YUMA | AZ | 85364 | Yuma | 3 | Perm Closure | 1974-01-01 | 550 | Unidentified | COMPARTMENT A | Unknown | Asphalt coated or Bare Steel |  |  |  | Removal | 1989-12-19
0-006679 | BOB'S PUMP EXCHANGE | 290 W 10TH ST | YUMA | AZ | 85364 | Yuma | 2 | Perm Closure | 1974-01-01 | 5000 | Gasoline | COMPARTMENT A | Unknown | Asphalt coated or Bare Steel |  |  |  | Removal | 1989-12-19
0-008987 | BHP COPPER HEWITT STATION |  | QUEEN VALLEY |  |  | Pinal | 1 | Perm Closure | 1955-01-01 | 250 | Gasoline | COMPARTMENT A | Double Walled | Asphalt coated or Bare Steel |  |  |  | Removal | 1996-09-26
0-005075 | TOTAL PERFORMANCE | 2530 S WILMOT RD | TUCSON | AZ | 85711 | Pima | 1 | Perm Closure | 1971-01-01 | 10000 | Gasoline | COMPARTMENT A |  | Asphalt coated or Bare Steel | Gravity Feed |  | Bare or Galvanized Steel | Removal | 1999-12-15
0-004900 | TERRIBLE HERBST #148 | 1040 ACOMA BLVD S | LAKE HAVASU CITY | AZ | 86406 | Mohave | 4 | Perm Closure | 2005-06-17 |  | Used Oil/Waste Oil | COMPARTMENT A | Unknown | Unknown | Gravity Feed |  |  | Removal | 1996-11-06
0-004918 | METRO SINCLAIR | 1902 W NORTHERN AVE | PHOENIX | AZ | 85021 | Maricopa | 3 | Perm Closure | 1983-05-07 | 10000 | Gasoline | COMPARTMENT A | Single Walled | Fiberglass Reinforced Plastic | Pressure |  | Fiberglass Reinforced Plastic | Removal | 2018-09-19
0-004918 | METRO SINCLAIR | 1902 W NORTHERN AVE | PHOENIX | AZ | 85021 | Maricopa | 4 | Perm Closure | 1983-05-07 | 12000 | Gasoline | COMPARTMENT A | Single Walled | Fiberglass Reinforced Plastic | Pressure |  | Fiberglass Reinforced Plastic | Removal | 2018-09-19
0-004520 | SIERRITA MINING & RANCHING CO | 9300 W MCGEE RANCH RD | GREEN VALLEY | AZ | 85736 | Pima | 1 | Perm Closure | 1956-01-01 | 1000 | Gasoline | COMPARTMENT A |  | Asphalt coated or Bare Steel |  |  |  | Removal | 1990-11-28
0-003810 | CITY OF PHOENIX - FIRE STATION #12 | 4243 N 32ND ST | PHOENIX | AZ | 85018 | Maricopa | 1 | Perm Closure | 1958-01-01 | 280 | Diesel | COMPARTMENT A |  | Asphalt coated or Bare Steel | Suction - Check Valve at the Tank Top |  | Bare or Galvanized Steel | Removal | 1994-09-15
0-002052 | E-Z SERVE/QUIK-MART #100916 | 4280 E BENSON HWY | TUCSON | AZ | 85706 | Pima | 1 | Perm Closure | 1972-01-01 | 8000 | Gasoline | COMPARTMENT A | Single Walled | Asphalt coated or Bare Steel | Suction - Check Valve at the Tank Top |  |  | Removal | 1992-08-31
0-005313 | UNOCAL #6062 | 4352 E MCDOWELL RD | PHOENIX | AZ | 85008 | Maricopa | 1 | Perm Closure | 1969-04-15 | 10000 | Gasoline | COMPARTMENT A | Double Walled | Asphalt coated or Bare Steel | Pressure |  | Fiberglass Reinforced Plastic | Removal | 1989-12-29
0-003436 | CASA GRANDE SERVICE CENTER | 50 N BROWN AVE | CASA GRANDE | AZ | 85122 | Pinal | 4 | Perm Closure | 1988-01-01 | 12000 | Gasoline | COMPARTMENT A | Unknown | Fiberglass Reinforced Plastic |  |  |  | Removal | 1990-12-05
0-001729 | LEGEND AIR PLAZA | 7706 E ACOMA DR | SCOTTSDALE | AZ | 85260 | Maricopa | 1 | Perm Closure | 1984-01-01 | 12000 | Jet Fuel | COMPARTMENT A | Single Walled | Fiberglass Reinforced Plastic |  |  |  | Removal | 1981-08-19
0-005038 | THRIFTWAY PLATEAU 117 - FORMER | 421 W DEUCE OF CLUBS | SHOW LOW | AZ | 85901 | Navajo | 4 | Perm Closure | 2007-07-03 | 1000 | Gasoline | COMPARTMENT A |  | Asphalt coated or Bare Steel |  |  |  | Removal | 2007-04-24
0-004929 | TEXACO #60-349-1032 | 5201 N CENTRAL AVE | PHOENIX | AZ | 85012 | Maricopa | 2 | Perm Closure | 1975-01-01 | 12000 | Gasoline | COMPARTMENT A | Single Walled | Asphalt coated or Bare Steel | Pressure | Double Walled | Fiberglass Reinforced Plastic | Removal | 1998-06-23
0-006293 | JIM CLICK FORD | 1345 S WILMOT RD | TUCSON | AZ | 85711 | Pima | 2 | Perm Closure | 1978-08-11 | 10000 | Gasoline | COMPARTMENT A | Unknown | Unknown |  |  |  | Removal | 1988-10-15
0-004521 | JOSEPH & LOIS PADULA - FORMER | 501 S HASKELL AVE | WILLCOX | AZ | 85643 | Cochise | 3 | Perm Closure | 2005-06-17 | 5000 | Gasoline | COMPARTMENT A | Single Walled | Asphalt coated or Bare Steel |  |  |  | Removal | 1991-04-09
0-001124 | WALKER'S CHEVRON | 1420 E ANDY DEVINE AVE | KINGMAN | AZ | 86401 | Mohave | 1 | Perm Closure | 1969-01-01 | 10000 | Gasoline | COMPARTMENT A | Single Walled | Asphalt coated or Bare Steel | Pressure | Single Walled | Bare or Galvanized Steel | Removal | 1993-03-24
0-004365 | DIRECT CONNECT DETAILING AND CAR WASH | 19395 N JOHN WAYNE PKWY | MARICOPA | AZ | 85139 | Pinal | 1 | Perm Closure | 1981-01-23 | 10000 | Gasoline | COMPARTMENT A | Double Walled | Asphalt coated or Bare Steel | Pressure |  | Bare or Galvanized Steel | Removal | 1992-11-09
0-004137 | REVLON CONSUMER PRODUCTS | 4301 W BUCKEYE RD | PHOENIX | AZ | 85043 | Maricopa | 4 | Perm Closure | 1970-01-01 | 10000 | Hazardous Substance | COMPARTMENT A | Single Walled | Asphalt coated or Bare Steel | Pressure |  | Bare or Galvanized Steel | Removal | 1998-09-10
0-004137 | REVLON CONSUMER PRODUCTS | 4301 W BUCKEYE RD | PHOENIX | AZ | 85043 | Maricopa | 9 | Perm Closure | 1998-01-01 | 10000 | Gasoline | COMPARTMENT A | Double Walled | Composite (Steel/Fiberglass) | Pressure | Double Walled | Flexible | Removal | 2007-02-08
0-002454 | TNT BULK PLANT | 124 W MAIN ST | SPRINGERVILLE | AZ | 85938 | Apache | 2 | Perm Closure | 1961-01-01 | 10000 | Gasoline | COMPARTMENT A | Single Walled | Asphalt coated or Bare Steel | Pressure |  |  | Removal | 2007-07-18
0-002454 | TNT BULK PLANT | 124 W MAIN ST | SPRINGERVILLE | AZ | 85938 | Apache | 1 | Perm Closure | 1961-01-01 | 10000 | Gasoline | COMPARTMENT A | Single Walled | Asphalt coated or Bare Steel | Pressure |  |  | Removal | 2007-07-18
0-000640 | CHEVRON #9-2747 | 17002 N CAVE CREEK RD | PHOENIX | AZ | 85032 | Maricopa | 1 | Perm Closure | 1981-01-01 | 10000 | Gasoline | COMPARTMENT A |  | Fiberglass Reinforced Plastic |  |  |  | Removal | 1998-12-15
0-005579 | TEXACO #60-351-2089 | 217 N HUACHUCA BLVD | HUACHUCA CITY | AZ | 85616 | Cochise | 9 | Perm Closure | 1997-05-01 | 10000 | Diesel | COMPARTMENT A | Double Walled | Fiberglass Reinforced Plastic | Pressure | Double Walled | Fiberglass Reinforced Plastic | Removal | 2004-05-14
0-005101 | EXPRESS STOP #108 | 20 S LEE ST | SAINT DAVID | AZ | 85630 | Cochise | 3 | Perm Closure | 1979-01-01 | 10000 | Gasoline | COMPARTMENT A |  | Asphalt coated or Bare Steel | Pressure |  |  | Removal | 1998-08-01
0-001809 | SPEEDWAY STORE #2991 | 1807 E 10TH ST | DOUGLAS | AZ | 85607 | Cochise | 4 | Open | 1971-01-01 | 4000 | Gasoline | COMPARTMENT A | Single Walled | Asphalt coated or Bare Steel | Pressure | Double Walled | Flexible
0-004801 | JEFFERSON COMMONS | 1530 E 8TH ST | TEMPE | AZ | 85281 | Maricopa | 4 | Perm Closure | 1974-03-27 | 10000 | Diesel | COMPARTMENT A | Double Walled | Asphalt coated or Bare Steel |  |  |  | Removal | 1991-03-12
0-008895 | HOPE SHELL |  | HOPE |  |  | La Paz | 2 | Perm Closure | 1950-01-01 | 6000 | Gasoline | COMPARTMENT A | Double Walled | Asphalt coated or Bare Steel | Suction - Check Valve at the Tank Top |  | Bare or Galvanized Steel | Removal | 1996-05-23
0-008895 | HOPE SHELL |  | HOPE |  |  | La Paz | 1 | Perm Closure | 1950-01-01 | 6000 | Gasoline | COMPARTMENT A | Double Walled | Asphalt coated or Bare Steel | Suction - Check Valve at the Tank Top |  | Bare or Galvanized Steel | Removal | 1996-05-23
0-008147 | ERNIE'S STATION | 265 W COOLIDGE AVE | COOLIDGE | AZ | 85128 | Pinal | 1 | Perm Closure | 2005-06-17 | 550 | Used Oil/Waste Oil | COMPARTMENT A |  | Asphalt coated or Bare Steel |  |  |  | Removal
0-005450 | CIRCLE K #2702910 | 822 E JIMMIE KERR BLVD | CASA GRANDE | AZ | 85122 | Pinal | 1 | Perm Closure | 1972-01-01 | 6000 | Gasoline | COMPARTMENT A |  | Asphalt coated or Bare Steel |  |  |  | Removal | 1996-02-07
0-001797 | PRICKLY PEAR SQUARE | 27510 HIGHWAY 72 | BOUSE | AZ | 85325 | La Paz | 2 | Perm Closure | 1972-01-01 | 1000 | Gasoline | COMPARTMENT A |  | Asphalt coated or Bare Steel |  |  |  | Removal | 1999-04-07
0-000133 | GRAND CANYON - SOUTH ENTRANCE SERVICE | 1 S RIM | GRAND CANYON | AZ | 86023 | Coconino | 7 | Perm Closure | 1954-01-01 | 500 | Used Oil/Waste Oil | COMPARTMENT A |  | Asphalt coated or Bare Steel |  |  |  | Removal | 1989-07-01
0-005774 | SAYA MUSTANG | 609 E ROUTE 66 | WILLIAMS | AZ | 86046 | Coconino | 3 | Perm Closure | 1956-01-01 | 5000 | Gasoline | COMPARTMENT A | Single Walled | Asphalt coated or Bare Steel |  |  |  | Removal | 1994-11-23
0-005774 | SAYA MUSTANG | 609 E ROUTE 66 | WILLIAMS | AZ | 86046 | Coconino | 4 | Perm Closure | 1956-01-01 | 5000 | Gasoline | COMPARTMENT A | Single Walled | Asphalt coated or Bare Steel |  |  |  | Removal | 1994-11-23
0-000529 | ARCO #1451 | 3501 W GLENDALE AVE | PHOENIX | AZ | 85051 | Maricopa | 8 | Perm Closure | 1990-02-19 | 10000 | Gasoline | COMPARTMENT A | Double Walled | Fiberglass Reinforced Plastic | Pressure |  | Fiberglass Reinforced Plastic | Removal | 2003-04-09
0-000529 | ARCO #1451 | 3501 W GLENDALE AVE | PHOENIX | AZ | 85051 | Maricopa | 1 | Perm Closure | 1976-01-01 | 6000 | Gasoline | COMPARTMENT A | Double Walled | Fiberglass Reinforced Plastic |  |  |  | Removal | 1990-02-01
0-000529 | ARCO #1451 | 3501 W GLENDALE AVE | PHOENIX | AZ | 85051 | Maricopa | 4 | Perm Closure | 1964-01-01 | 550 | Used Oil/Waste Oil | COMPARTMENT A |  | Asphalt coated or Bare Steel |  |  |  | Removal | 1990-02-01
0-000529 | ARCO #1451 | 3501 W GLENDALE AVE | PHOENIX | AZ | 85051 | Maricopa | 7 | Perm Closure | 1990-02-19 | 10000 | Gasoline | COMPARTMENT A | Double Walled | Fiberglass Reinforced Plastic | Pressure |  | Fiberglass Reinforced Plastic | Removal | 2003-04-09
0-006379 | GRASSHOPPER JUNCTION - DEAN MORRISON | 9313 N US HIGHWAY 93 | GRASSHOPPER JUNCTION | AZ | 86413 | Mohave | 3 | Perm Closure | 2005-06-17 | 500 | Used Oil/Waste Oil | COMPARTMENT A | Single Walled | Asphalt coated or Bare Steel |  |  |  | Removal | 2004-03-25
0-009345 | 7-ELEVEN #27876 | 785 W ELLIOT RD | GILBERT | AZ | 85233 | Maricopa | 3 | Open | 1998-08-19 | 10000 | Gasoline (PUL) | COMPARTMENT A | Double Walled | Fiberglass Reinforced Plastic | Pressure | Double Walled | Fiberglass Reinforced Plastic
0-000587 | GUARANTEED AUTO REPAIR | 5528 NW GRAND AVE | GLENDALE | AZ | 85301 | Maricopa | 2 | Perm Closure | 2005-06-17 |  | Gasoline | COMPARTMENT A | Unknown | Unknown |  |  |  | Closed in Place | 1959-01-01
0-002024 | VALERO FOOD MART - BROADWAY GAS | 1959 E BROADWAY RD | MESA | AZ | 85204 | Maricopa | 1 | Perm Closure | 1985-01-01 | 10000 | Gasoline (UL) | COMPARTMENT A | Double Walled | Fiberglass Reinforced Plastic | Pressure | Single Walled | Fiberglass Reinforced Plastic | Removal | 2019-10-17
0-002024 | VALERO FOOD MART - BROADWAY GAS | 1959 E BROADWAY RD | MESA | AZ | 85204 | Maricopa | 4 | Perm Closure | 1985-04-26 | 1000 | Used Oil/Waste Oil | COMPARTMENT A | Double Walled | Fiberglass Reinforced Plastic | Gravity Feed |  | Fiberglass Reinforced Plastic | Removal | 2006-06-23
0-009997 | CITY OF CASA GRANDE - PROPERTY | 55 N CASA GRANDE AVE | CASA GRANDE | AZ | 85122 | Pinal | 2 | Perm Closure | 2005-06-17 | 500 | Used Oil/Waste Oil | COMPARTMENT A | Double Walled | Asphalt coated or Bare Steel |  |  |  | Removal | 2004-05-05
0-009997 | CITY OF CASA GRANDE - PROPERTY | 55 N CASA GRANDE AVE | CASA GRANDE | AZ | 85122 | Pinal | 3 | Perm Closure | 2005-06-17 | 500 | Used Oil/Waste Oil | COMPARTMENT A | Double Walled | Asphalt coated or Bare Steel |  |  |  | Removal | 2004-05-05
0-003963 | CITY OF PRESCOTT - AIRPORT | 6446 CRYSTAL LN | PRESCOTT | AZ | 86301 | Yavapai | 8 | Perm Closure | 2005-06-17 | 550 | Diesel | COMPARTMENT A | Unknown | Asphalt coated or Bare Steel | Gravity Feed |  | Bare or Galvanized Steel | Removal | 2000-05-16
0-006227 | CIRCLE K #2708691 | 766 N MAIN ST | SAN LUIS | AZ | 85336 | Yuma | 2 | Open | 1987-01-01 | 10000 | Gasoline | COMPARTMENT A | Single Walled | Fiberglass Reinforced Plastic | Pressure | Single Walled | Fiberglass Reinforced Plastic
0-004550 | CIRCLE K #2701855 | 15400 N 7TH ST | PHOENIX | AZ | 85022 | Maricopa | 3 | Open | 1986-01-01 | 10000 | Gasoline | COMPARTMENT A | Single Walled | Fiberglass Reinforced Plastic | Pressure |  | Fiberglass Reinforced Plastic
0-006567 | PIMA COUNTY - AUTO SERVICE MARANA | 12600 N SANDERS RD | MARANA | AZ | 85653 | Pima | 2 | Perm Closure | 2005-06-17 | 10000 | Diesel | COMPARTMENT A |  | Fiberglass Reinforced Plastic | Pressure |  | Fiberglass Reinforced Plastic | Removal | 2009-04-29
0-006219 | GIANT 6612 | 4202 W INA RD | MARANA | AZ | 85741 | Pima | 10 | Temp Closure | 2000-01-14 | 15000 | Gasoline (PUL) | COMPARTMENT A | Double Walled | Fiberglass Reinforced Plastic | Pressure |  | Fiberglass Reinforced Plastic |  | 2017-10-26
0-006219 | GIANT 6612 | 4202 W INA RD | MARANA | AZ | 85741 | Pima | 2 | Perm Closure | 1988-01-01 | 10000 | Gasoline | COMPARTMENT A | Double Walled | Fiberglass Reinforced Plastic | Pressure | Double Walled | Fiberglass Reinforced Plastic | Removal | 2000-01-07
0-009031 | MOBIL MART | 1395 W MAIN ST | QUARTZSITE | AZ | 85346 | La Paz | 2 | Open | 1996-09-01 | 6000 | Gasoline (PUL) | COMPARTMENT B | Double Walled | Composite (Steel/Fiberglass) | Pressure | Double Walled | Flexible
0-008025 | RIVER AUTOMOTIVE | 12900 S OATMAN HWY | GOLDEN SHORES | AZ | 86436 | Mohave | 2 | Perm Closure | 2005-06-17 |  | Gasoline | COMPARTMENT A | Double Walled | Fiberglass Reinforced Plastic |  |  |  | Removal | 1989-11-27
0-004161 | RIVERSIDE ELEMENTARY SCHOOL | 1414 S 51ST AVE | PHOENIX | AZ | 85043 | Maricopa | 2 | Perm Closure | 1978-01-01 | 2000 | Gasoline | COMPARTMENT A | Single Walled | Asphalt coated or Bare Steel | Suction - Check Valve at the Tank Top | Single Walled | Bare or Galvanized Steel | Removal | 1993-08-27
0-004005 | Q LUBE #1127 | 1945 S COUNTRY CLUB DR | MESA | AZ | 85210 | Maricopa | 1 | Perm Closure | 1982-04-03 | 4000 | Unidentified | COMPARTMENT A | Unknown | Asphalt coated or Bare Steel | Suction - Check Valve at the Tank Top |  |  | Removal | 1995-11-02
0-001069 | CIRCLE D MINI MART | 2760 E MAIN ST | MESA | AZ | 85213 | Maricopa | 2 | Perm Closure | 1987-01-19 | 10000 | Gasoline | COMPARTMENT A | Double Walled | Fiberglass Reinforced Plastic | Pressure |  | Fiberglass Reinforced Plastic | Removal | 2013-03-07
0-000805 | USDOI BOR | 3800 S AVENUE 3 E | YUMA | AZ | 85365 | Yuma | 3 | Perm Closure | 1941-01-01 | 10000 | Gasoline | COMPARTMENT A |  | Asphalt coated or Bare Steel |  |  |  | Removal | 1989-12-20
0-004899 | TERRIBLE HERBST #134 | 2670 HIGHWAY 95 | BULLHEAD CITY | AZ | 86442 | Mohave | 4 | Perm Closure | 1980-04-22 | 10000 | Diesel | COMPARTMENT A | Double Walled | Asphalt coated or Bare Steel |  |  |  | Removal | 1999-12-22
0-004957 | SPEEDWAY STORE #2963 | 3902 E SPEEDWAY BLVD | TUCSON | AZ | 85712 | Pima | 7 | Perm Closure | 1995-07-01 | 10000 | Gasoline | COMPARTMENT A | Double Walled | Fiberglass Reinforced Plastic | Pressure | Double Walled |  | Closed in Place | 2015-03-23
0-004957 | SPEEDWAY STORE #2963 | 3902 E SPEEDWAY BLVD | TUCSON | AZ | 85712 | Pima | 8 | Open | 1995-07-01 | 10000 | Gasoline (UL) | COMPARTMENT A | Double Walled | Fiberglass Reinforced Plastic | Pressure | Double Walled
0-004121 | STARDUST GOLF COURSE MAINTENANCE | 12336 COUGAR DR | SUN CITY WEST | AZ | 85375 | Maricopa | 2 | Perm Closure | 1981-04-01 | 1000 | Diesel | COMPARTMENT A | Double Walled | Asphalt coated or Bare Steel | Gravity Feed |  |  | Removal | 1993-03-22
0-009881 | CIRCLE K #2706670 | 255524 E HWY 260 | STAR VALLEY | AZ | 85541 | Gila | 2 | Open | 2000-09-20 | 10000 | Gasoline | COMPARTMENT A | Double Walled | Fiberglass Reinforced Plastic | Pressure | Double Walled | Fiberglass Reinforced Plastic
0-009881 | CIRCLE K #2706670 | 255524 E HWY 260 | STAR VALLEY | AZ | 85541 | Gila | 3 | Open | 2000-09-20 | 15000 | Gasoline | COMPARTMENT A | Double Walled | Fiberglass Reinforced Plastic | Pressure | Double Walled | Fiberglass Reinforced Plastic
0-004804 | WALGREENS 11610 | 2000 S MILL AVE | TEMPE | AZ | 85282 | Maricopa | 3 | Perm Closure | 1973-01-01 | 8000 | Gasoline | COMPARTMENT A |  | Asphalt coated or Bare Steel |  |  |  | Removal | 2007-01-03
0-000931 | SNOWFLAKE #499 | 730 S MAIN ST | SNOWFLAKE | AZ | 85937 | Navajo | 3 | Perm Closure | 1977-01-01 | 8000 | Gasoline | COMPARTMENT A |  | Asphalt coated or Bare Steel |  |  |  | Removal | 1991-07-02
0-000931 | SNOWFLAKE #499 | 730 S MAIN ST | SNOWFLAKE | AZ | 85937 | Navajo | 7 | Open | 2015-06-10 | 12000 | Gasoline | COMPARTMENT A | Double Walled | Fiberglass Reinforced Plastic | Pressure | Double Walled | Flexible
0-004483 | SHAY OIL CO #4 | 2491 W 16TH ST | YUMA | AZ | 85364 | Yuma | 4 | Open | 1974-01-17 | 8000 | Gasoline | COMPARTMENT A | Double Walled | Fiberglass Reinforced Plastic | Pressure |  | Fiberglass Reinforced Plastic
0-005204 | TURF PARADISE | 1501 W BELL RD | PHOENIX | AZ | 85023 | Maricopa | 1 | Perm Closure | 1979-01-01 | 5000 | Diesel | COMPARTMENT A | Single Walled | Asphalt coated or Bare Steel |  |  |  | Removal | 1989-10-05
0-007936 | MET LEASE | 21255 N BLACK CANYON HWY | PHOENIX | AZ | 85027 | Maricopa | 2 | Perm Closure | 2005-06-17 | 6000 | Gasoline | COMPARTMENT A | Double Walled | Asphalt coated or Bare Steel | Gravity Feed |  | Bare or Galvanized Steel | Removal | 1992-07-30
0-003109 | MCLANE SUNWEST | 14149 W MCDOWELL RD | GOODYEAR | AZ | 85395 | Maricopa | 3 | Perm Closure | 1985-01-01 | 550 | Used Oil/Waste Oil | COMPARTMENT A | Single Walled | Fiberglass Reinforced Plastic | Gravity Feed | Single Walled | Fiberglass Reinforced Plastic | Removal | 2015-04-23
0-008313 | MCMAHAN'S FURNITURE INC | 1919 S 4TH AVE | YUMA | AZ | 85364 | Yuma | 1 | Perm Closure | 2005-06-17 |  | Gasoline | COMPARTMENT A | Unknown | Asphalt coated or Bare Steel |  |  |  | Removal | 1977-01-01
0-002260 | GRAND GAS STATION | 7035 N 35TH AVE | PHOENIX | AZ | 85051 | Maricopa | 2 | Perm Closure | 1975-01-01 | 10000 | Gasoline | COMPARTMENT A | Single Walled | Asphalt coated or Bare Steel | Pressure |  | Fiberglass Reinforced Plastic | Removal | 2017-11-15
0-002248 | GENERAL TIRE CO OF PHOENIX | 3800 W WHITTON AVE | PHOENIX | AZ | 85019 | Maricopa | 1 | Perm Closure | 1971-05-09 | 10000 | Diesel | COMPARTMENT A | Unknown | Unknown |  |  |  | Closed in Place | 1986-03-01
0-009310 | SPEEDWAY STORE #2884 | 701 E STATE HIGHWAY 260 | PAYSON | AZ | 85541 | Gila | 4 | Temp Closure | 1997-11-14 | 12000 | Gasoline (Mid-Grade UL) | COMPARTMENT A | Double Walled | Fiberglass Reinforced Plastic | Pressure |  | Fiberglass Reinforced Plastic |  | 2020-09-03
0-007187 | MAVERIK COUNTRY STORE #376 | 5031 US HIGHWAY 68 | GOLDEN VALLEY | AZ | 86413 | Mohave | 3 | Open | 2007-11-01 | 12000 | Gasoline | COMPARTMENT A | Double Walled | Fiberglass Reinforced Plastic | Pressure | Double Walled | Flexible
0-004083 | SPEEDWAY LIQUOR | 5100 S HIGHWAY 95 | MOHAVE VALLEY | AZ | 86426 | Mohave | 1 | Perm Closure | 1980-01-01 | 10000 | Gasoline | COMPARTMENT A |  | Asphalt coated or Bare Steel | Pressure |  |  | Closed in Place | 1996-11-05
0-000961 | HILLTOP GASSER/UNOCAL 76 | 7133 N US HIGHWAY 89 | FLAGSTAFF | AZ | 86004 | Coconino | 2 | Perm Closure | 1972-01-01 | 10000 | Gasoline | COMPARTMENT A |  | Asphalt coated or Bare Steel |  |  |  | Removal | 1986-09-01
0-000961 | HILLTOP GASSER/UNOCAL 76 | 7133 N US HIGHWAY 89 | FLAGSTAFF | AZ | 86004 | Coconino | 5 | Perm Closure | 1986-09-25 | 10000 | Gasoline | COMPARTMENT A | Double Walled | Composite (Steel/Fiberglass) | Pressure |  | Fiberglass Reinforced Plastic | Removal | 2007-07-06
0-007457 | J C PENNEY #1998 | 4620 N US HIGHWAY 89 | FLAGSTAFF | AZ | 86004 | Coconino | 2 | Perm Closure | 1980-01-01 | 500 | Used Oil/Waste Oil | COMPARTMENT A | Unknown | Unknown |  |  |  | Removal | 1991-10-07
0-004422 | TORRENT RESOURCES INC | 1509 E ELWOOD ST | PHOENIX | AZ | 85040 | Maricopa | 1 | Perm Closure | 1986-07-09 | 500 | Used Oil/Waste Oil | COMPARTMENT A |  | Fiberglass Reinforced Plastic | Gravity Feed |  |  | Removal | 2014-12-12
0-009037 | ARCO AM/PM | 1989 W RAY RD | CHANDLER | AZ | 85224 | Maricopa | 1 | Open | 1996-07-17 | 20000 | Gasoline | COMPARTMENT A | Double Walled | Fiberglass Reinforced Plastic | Pressure | Double Walled | Fiberglass Reinforced Plastic
0-009170 | MADERA COMPONENT SYSTEMS INC | 6323 W VAN BUREN ST | PHOENIX | AZ | 85043 | Maricopa | 1 | Perm Closure | 1980-01-01 | 3000 | Diesel | COMPARTMENT A | Double Walled | Asphalt coated or Bare Steel |  |  |  | Removal | 1998-11-25
0-009168 | MINUTE MART #12 | 63715 E SADDLEBROOKE BLVD | SADDLEBROOKE | AZ | 85739 | Pinal | 4 | Open | 2020-05-15 | 4000 | Gasoline (PUL) | COMPARTMENT B | Double Walled | Fiberglass Reinforced Plastic | Pressure | Double Walled | Fiberglass Reinforced Plastic
0-005514 | VALLEY REPAIR CENTER & MINI MARKET | 6700 E HWY 69 | PRESCOTT VALLEY | AZ | 86314 | Yavapai | 3 | Perm Closure | 1982-01-01 | 5000 | Gasoline | COMPARTMENT A | Single Walled | Asphalt coated or Bare Steel |  |  |  | Removal | 1988-04-01
0-000875 | CIRCLE K STORE #2706659 | 6937 N 75TH AVE | GLENDALE | AZ | 85303 | Maricopa | 1 | Perm Closure | 1981-01-01 | 12000 | Gasoline | COMPARTMENT A |  | Asphalt coated or Bare Steel | Pressure | Double Walled | Fiberglass Reinforced Plastic | Removal | 1997-12-03
0-000875 | CIRCLE K STORE #2706659 | 6937 N 75TH AVE | GLENDALE | AZ | 85303 | Maricopa | 2 | Perm Closure | 1981-01-01 | 12000 | Gasoline | COMPARTMENT A |  | Asphalt coated or Bare Steel | Pressure | Double Walled | Fiberglass Reinforced Plastic | Removal | 1997-12-03
0-000875 | CIRCLE K STORE #2706659 | 6937 N 75TH AVE | GLENDALE | AZ | 85303 | Maricopa | 11 | Open | 2004-11-12 | 20000 | Gasoline | COMPARTMENT A | Double Walled | Fiberglass Reinforced Plastic | Pressure | Double Walled | Fiberglass Reinforced Plastic
0-003592 | CITY OF PAGE - FIRE TRAINING GROUNDS | 714 N NAVAJO DR | PAGE | AZ | 86040 | Coconino | 1 | Perm Closure | 1971-01-01 | 3000 | Gasoline | COMPARTMENT A | Single Walled | Asphalt coated or Bare Steel | Suction - Check Valve at the Tank Top |  |  | Removal | 1988-05-01
0-002168 | FCA US LLC ARIZONA PROVING GROUND | 1 PROVING GROUND ROAD | YUCCA | AZ | 86438 | Mohave | 7 | Perm Closure | 1986-04-01 | 550 | Used Oil/Waste Oil | COMPARTMENT A | Double Walled | Fiberglass Reinforced Plastic | Gravity Feed | Double Walled | Fiberglass Reinforced Plastic | Removal | 2008-02-06
0-002168 | FCA US LLC ARIZONA PROVING GROUND | 1 PROVING GROUND ROAD | YUCCA | AZ | 86438 | Mohave | 6 | Perm Closure | 1986-04-01 | 6000 | Gasoline | COMPARTMENT A | Double Walled | Fiberglass Reinforced Plastic | Pressure | Double Walled | Fiberglass Reinforced Plastic | Removal | 2008-02-06
0-006570 | PIMA COUNTY - GREEN VALLEY EQUIPMENT YARD | 601 N LA CANADA DR | GREEN VALLEY | AZ | 85614 | Pima | 2 | Perm Closure | 1990-06-01 | 12000 | Gasoline | COMPARTMENT A |  | Asphalt coated or Bare Steel | Pressure | Double Walled |  | Removal | 2009-07-21
0-002602 | CHEVRON - CORDES JUNCTION | I-17 & HIGHWAY 69 | CORDES JUNCTION | AZ | 86333 | Yavapai | 4 | Perm Closure | 2005-06-17 | 3000 | Gasoline | COMPARTMENT A | Double Walled | Asphalt coated or Bare Steel |  |  |  | Removal | 1996-12-17
0-002602 | CHEVRON - CORDES JUNCTION | I-17 & HIGHWAY 69 | CORDES JUNCTION | AZ | 86333 | Yavapai | 2 | Perm Closure | 2005-06-17 | 3000 | Gasoline | COMPARTMENT A | Double Walled | Asphalt coated or Bare Steel |  |  |  | Removal | 1996-12-17
0-002602 | CHEVRON - CORDES JUNCTION | I-17 & HIGHWAY 69 | CORDES JUNCTION | AZ | 86333 | Yavapai | 1 | Perm Closure | 2005-06-17 | 10000 | Gasoline | COMPARTMENT A | Double Walled | Asphalt coated or Bare Steel |  |  |  | Removal | 1996-12-17
0-005279 | RP LAND INVESTMENT | 1702 E CAMELBACK RD | PHOENIX | AZ | 85016 | Maricopa | 2 | Perm Closure | 1982-01-01 | 12000 | Gasoline | COMPARTMENT A | Double Walled | Composite (Steel/Fiberglass) | Pressure |  | Fiberglass Reinforced Plastic | Removal | 2020-12-03
0-005279 | RP LAND INVESTMENT | 1702 E CAMELBACK RD | PHOENIX | AZ | 85016 | Maricopa | 1 | Perm Closure | 1982-01-01 | 12000 | Gasoline | COMPARTMENT A | Double Walled | Composite (Steel/Fiberglass) | Pressure |  | Fiberglass Reinforced Plastic | Removal | 2020-12-03
0-001293 | CIRCLE K #725 | 4876 S 12TH AVE | TUCSON | AZ | 85714 | Pima | 2 | Perm Closure | 1972-01-01 | 10000 | Gasoline | COMPARTMENT A |  | Asphalt coated or Bare Steel |  |  |  | Removal | 1993-10-12
0-006786 | LSG SKY CHEFS | 1451 S 23RD ST | PHOENIX | AZ | 85034 | Maricopa | 3 | Perm Closure | 1989-07-01 | 10000 | Gasoline | COMPARTMENT A | Double Walled | Fiberglass Reinforced Plastic |  |  |  | Removal | 1995-09-07
0-004396 | CITY OF SCOTTSDALE - MCCORMICK RAILROAD PARK | 7301 E INDIAN BEND RD | SCOTTSDALE | AZ | 85250 | Maricopa | 2 | Perm Closure | 1973-09-01 | 500 | Gasoline | COMPARTMENT A |  | Asphalt coated or Bare Steel | Suction - Check Valve at the Tank Top |  | Bare or Galvanized Steel | Removal | 1992-09-17
0-007217 | USDA FS - APACHE SITGREAVES NF - BIG LAKE MULTI-FAMILY CAMP |  | GREER |  |  | Apache | 1 | Perm Closure | 1968-01-01 | 2000 | Gasoline | COMPARTMENT A | Double Walled | Asphalt coated or Bare Steel | Suction - Check Valve at the Tank Top |  |  | Removal | 1991-06-05
0-000540 | ARCO #1509 | 10303 GRAND AVE | SUN CITY | AZ | 85351 | Maricopa | 7 | Open | 1990-02-02 | 10000 | Gasoline | COMPARTMENT A | Double Walled | Fiberglass Reinforced Plastic | Pressure | Double Walled | Fiberglass Reinforced Plastic
0-000540 | ARCO #1509 | 10303 GRAND AVE | SUN CITY | AZ | 85351 | Maricopa | 6 | Perm Closure | 1984-01-01 | 12000 | Gasoline | COMPARTMENT A | Double Walled | Fiberglass Reinforced Plastic |  |  |  | Removal | 1989-12-01
0-000540 | ARCO #1509 | 10303 GRAND AVE | SUN CITY | AZ | 85351 | Maricopa | 1 | Perm Closure | 1967-01-01 | 6000 | Gasoline | COMPARTMENT A |  | Asphalt coated or Bare Steel |  |  |  | Removal | 1990-01-09
0-000400 | APS - PAN AM AVENUE CENTER |  | DOUGLAS |  |  | Cochise | 1 | Perm Closure | 1974-01-01 | 12000 | Gasoline | COMPARTMENT A | Single Walled | Asphalt coated or Bare Steel |  |  |  | Removal | 1988-12-19
0-001991 | FOOD MART | 5124 S MILL AVE | TEMPE | AZ | 85282 | Maricopa | 2 | Perm Closure | 1966-01-01 | 6000 | Gasoline | COMPARTMENT A | Double Walled | Fiberglass Reinforced Plastic | Pressure |  | Fiberglass Reinforced Plastic | Removal | 1997-12-03
0-003368 | QWEST - PRESCOTT MAIN CENTRAL OFFICE | 140 N MARINA ST | PRESCOTT | AZ | 86301 | Yavapai | 1 | Open | 1984-01-07 | 15000 | Diesel | COMPARTMENT A | Single Walled | Fiberglass Reinforced Plastic | Suction - Check Valve at the Dispenser |  | Fiberglass Reinforced Plastic
0-008778 | UNITED RENTALS BRANCH J90 | 215 E BASELINE RD | GILBERT | AZ | 85233 | Maricopa | 2 | Perm Closure | 1996-07-01 | 2500 | Gasoline | COMPARTMENT A | Double Walled | Composite (Steel/Fiberglass) | Pressure | Double Walled | Fiberglass Reinforced Plastic | Removal | 2014-12-11
0-000863 | WEST DIRECT OIL - TUSCON | 901 S PARK AVE | TUCSON | AZ | 85719 | Pima | 5 | Perm Closure | 1981-01-01 | 5000 | New Oil | COMPARTMENT A |  | Asphalt coated or Bare Steel |  |  |  | Removal | 1995-07-13
0-001380 | CIRCLE K #1204 | 3700 W ORANGE GROVE RD | MARANA | AZ | 85741 | Pima | 5 | Open | 1991-05-01 | 10000 | Gasoline | COMPARTMENT A | Single Walled | Fiberglass Reinforced Plastic | Pressure | Single Walled | Fiberglass Reinforced Plastic
0-001380 | CIRCLE K #1204 | 3700 W ORANGE GROVE RD | MARANA | AZ | 85741 | Pima | 1 | Perm Closure | 1972-01-01 | 10000 | Gasoline | COMPARTMENT A |  | Asphalt coated or Bare Steel |  |  |  | Removal | 1991-04-10
0-005127 | SAGUARO TIGERMART EXPRESS | 435 W PIMA ST | GILA BEND | AZ | 85337 | Maricopa | 3 | Perm Closure | 1977-04-22 | 12000 | Gasoline | COMPARTMENT A | Unknown | Asphalt coated or Bare Steel | Pressure |  | Fiberglass Reinforced Plastic | Removal | 1998-12-08
0-005127 | SAGUARO TIGERMART EXPRESS | 435 W PIMA ST | GILA BEND | AZ | 85337 | Maricopa | 6 | Perm Closure | 2005-06-17 | 1000 | Unidentified | COMPARTMENT A | Unknown | Asphalt coated or Bare Steel |  |  |  | Removal | 1999-11-02
0-004404 | FISHER COLLISION | 3201 S CHEVY LN | YUMA | AZ | 85365 | Yuma | 3 | Perm Closure | 1975-01-01 | 2000 | Gasoline | COMPARTMENT A |  | Asphalt coated or Bare Steel |  |  |  | Removal | 1990-10-11
0-005455 | CIRCLE K #2916 | 902 W MIRACLE MILE | TUCSON | AZ | 85705 | Pima | 2 | Perm Closure | 1972-01-01 | 6000 | Gasoline | COMPARTMENT A | Single Walled | Asphalt coated or Bare Steel | Pressure | Single Walled | Bare or Galvanized Steel | Removal | 1999-03-23
0-002004 | EXXON #7-3720 | 8002 E THOMAS RD | SCOTTSDALE | AZ | 85251 | Maricopa | 3 | Perm Closure | 1967-01-01 | 8000 | Gasoline | COMPARTMENT A |  | Asphalt coated or Bare Steel | Pressure |  |  | Removal | 1997-05-21
0-003451 | ARIZONA EXTERMINATING | 4420 E UNIVERSITY DR | PHOENIX | AZ | 85034 | Maricopa | 2 | Perm Closure | 1976-01-01 | 8000 | Gasoline | COMPARTMENT A |  | Asphalt coated or Bare Steel |  |  |  | Removal | 1990-06-13
0-005024 | CAMP GERONIMO | 2599 W WEBBER CREEK RD | PINE | AZ | 85544 | Gila | 1 | Perm Closure | 1966-01-01 | 2000 | Gasoline | COMPARTMENT A |  | Asphalt coated or Bare Steel |  |  |  | Removal | 1993-11-10
0-006618 | BASHAS | 22402 S ALMA SCHOOL RD | CHANDLER | AZ | 85248 | Maricopa | 2 | Perm Closure | 1972-01-20 | 8000 | Gasoline | COMPARTMENT A | Unknown | Asphalt coated or Bare Steel |  |  |  | Removal | 1994-08-05
0-006618 | BASHAS | 22402 S ALMA SCHOOL RD | CHANDLER | AZ | 85248 | Maricopa | 3 | Perm Closure | 1972-01-20 | 7000 | Gasoline | COMPARTMENT A | Unknown | Asphalt coated or Bare Steel |  |  |  | Removal | 1994-08-05
0-003668 | PEP BOYS #669 | 1233 S COUNTRY CLUB DR | MESA | AZ | 85210 | Maricopa | 1 | Perm Closure | 1982-01-01 | 750 | Used Oil/Waste Oil | COMPARTMENT A | Single Walled | Asphalt coated or Bare Steel |  |  |  | Removal | 1995-01-30
0-000412 | APS FLAGSTAFF SERVICE CENTER | 2250 E HUNTINGTON DR | FLAGSTAFF | AZ | 86004 | Coconino | 5 | Perm Closure | 1986-09-02 | 1000 | Used Oil/Waste Oil | COMPARTMENT A | Double Walled | Fiberglass Reinforced Plastic |  |  |  | Removal | 1991-10-23
0-002225 | HONEYWELL - TEMPE | 1300 W WARNER RD | TEMPE | AZ | 85284 | Maricopa | 3 | Perm Closure | 1988-08-01 | 1500 | Used Oil/Waste Oil | COMPARTMENT A | Single Walled | Concrete |  |  |  | Removal | 1990-01-19
0-002668 | LINCOLN AUTO | 3020 S 19TH AVE | PHOENIX | AZ | 85009 | Maricopa | 1 | Perm Closure | 1954-09-13 | 2000 | Diesel | COMPARTMENT A | Unknown | Unknown |  |  |  | Removal | 1990-10-22
0-001790 | NATIONAL CONSTRUCTION RENTALS | 2131 W ROOSEVELT ST | PHOENIX | AZ | 85009 | Maricopa | 1 | Perm Closure | 1961-01-01 | 10000 | Diesel | COMPARTMENT A |  | Asphalt coated or Bare Steel |  |  |  | Removal | 1989-09-28
0-009825 | WILLIAMS AUTO SUPPLY | 144 W ROUTE 66 | WILLIAMS | AZ | 86046 | Coconino | 3 | Perm Closure | 1940-01-01 | 1000 | Gasoline | COMPARTMENT A | Unknown | Asphalt coated or Bare Steel | Suction - Check Valve at the Dispenser |  | Bare or Galvanized Steel | Removal | 2002-02-21
0-002739 | JSJ MINING | 121 E BEARDSLEY RD | PHOENIX | AZ | 85024 | Maricopa | 1 | Perm Closure | 1984-04-18 | 12000 | Diesel | COMPARTMENT A | Single Walled | Asphalt coated or Bare Steel |  |  |  | Removal | 1989-12-13
0-005658 | PRETZER FARMS | 26760 S ELEVEN MILE CORNER RD | ELOY | AZ | 85131 | Pinal | 2 | Perm Closure | 1979-08-05 | 4000 | Gasoline | COMPARTMENT A | Double Walled | Asphalt coated or Bare Steel |  |  |  | Removal | 1993-10-01
0-005658 | PRETZER FARMS | 26760 S ELEVEN MILE CORNER RD | ELOY | AZ | 85131 | Pinal | 3 | Perm Closure | 1979-08-05 | 4000 | Diesel | COMPARTMENT A | Double Walled | Asphalt coated or Bare Steel |  |  |  | Removal | 1993-10-01
0-006471 | CAR QUEST TIRE & AUTO | 300 E AMERICAN AVE | ORACLE | AZ | 85623 | Pinal | 2 | Perm Closure | 1977-01-01 | 8000 | Gasoline | COMPARTMENT A | Double Walled | Asphalt coated or Bare Steel | Pressure |  |  | Removal | 1998-06-10
0-007059 | ARNETT TRANSPORTATION | 830 E SHERMAN ST | PHOENIX | AZ | 85034 | Maricopa | 2 | Perm Closure | 1972-01-01 | 12000 | Gasoline | COMPARTMENT A |  | Asphalt coated or Bare Steel | Pressure |  |  | Removal | 1991-12-13
0-010605 | SHAY OIL #25 | 11379 S FORTUNA RD | YUMA | AZ | 85367 | Yuma | 2 | Open | 2017-12-21 | 15000 | Gasoline (PUL) | COMPARTMENT B | Double Walled | Fiberglass Reinforced Plastic | Pressure | Double Walled | Fiberglass Reinforced Plastic
0-010605 | SHAY OIL #25 | 11379 S FORTUNA RD | YUMA | AZ | 85367 | Yuma | 1 | Open | 2017-12-21 | 30000 | Gasoline (UL) | COMPARTMENT A | Double Walled | Fiberglass Reinforced Plastic | Pressure | Double Walled | Fiberglass Reinforced Plastic
0-006721 | BURNETT CHEVRON | 42651 HIGHWAY 180 | ALPINE | AZ | 85920 | Apache | 2 | Perm Closure | 1970-01-01 | 2000 | Gasoline | COMPARTMENT A | Double Walled | Asphalt coated or Bare Steel |  |  |  | Removal | 1994-04-14
0-000944 | CARIOCA #36 | 447 W WICKENBURG WAY | WICKENBURG | AZ | 85390 | Maricopa | 3 | Open | 1971-01-01 | 8000 | Gasoline | COMPARTMENT A | Single Walled | Fiberglass Reinforced Plastic | Pressure | Double Walled | Fiberglass Reinforced Plastic
0-009318 | BORDER MART SHELL | 100 E 3RD ST | DOUGLAS | AZ | 85607 | Cochise | 2 | Open | 1997-07-01 | 4000 | Gasoline | COMPARTMENT B | Double Walled | Composite (Steel/Fiberglass) | Pressure | Double Walled | Fiberglass Reinforced Plastic
0-009318 | BORDER MART SHELL | 100 E 3RD ST | DOUGLAS | AZ | 85607 | Cochise | 2 | Open | 1997-07-01 | 8000 | Gasoline | COMPARTMENT A | Double Walled | Composite (Steel/Fiberglass) | Pressure | Double Walled | Fiberglass Reinforced Plastic
0-001696 | BROOKS AUTOMOTIVE HEADQUARTERS | 2900 E FRY BLVD | SIERRA VISTA | AZ | 85635 | Cochise | 3 | Perm Closure | 1971-01-01 | 550 | Used Oil/Waste Oil | COMPARTMENT A |  | Asphalt coated or Bare Steel |  |  |  | Removal | 1991-05-17
0-002062 | BROWN'S COUNTRY GENERAL | 6533 N FORT GRANT RD | WILLCOX | AZ | 85643 | Cochise | 3 | Perm Closure | 2005-06-17 | 500 | Kerosene | COMPARTMENT A | Single Walled | Asphalt coated or Bare Steel | Suction - Check Valve at the Tank Top | Single Walled | Bare or Galvanized Steel | Removal | 1990-06-18
0-005362 | BIG LAKE |  | GREER |  |  | Apache | 1 | Perm Closure | 1975-04-01 | 1000 | Diesel | COMPARTMENT A | Double Walled | Asphalt coated or Bare Steel |  |  |  | Removal | 1990-12-23
0-005182 | TUCSON COUNTRY CLUB | 2950 N CAMINO PRINCIPAL | TUCSON | AZ | 85715 | Pima | 1 | Perm Closure | 1971-01-09 | 1000 | Gasoline | COMPARTMENT A | Double Walled | Asphalt coated or Bare Steel |  |  |  | Removal | 1991-05-10
0-001993 | EXXON #7-3357 | 2205 S 24TH ST | PHOENIX | AZ | 85034 | Maricopa | 3 | Perm Closure | 1966-01-01 | 8000 | Gasoline | COMPARTMENT A |  | Asphalt coated or Bare Steel |  |  |  | Removal | 1988-01-01
0-010678 | CIRCLE K #2709528 |  | GOODYEAR |  |  | Maricopa | 1 | Open | 2019-11-22 | 20000 | Gasoline (UL) | COMPARTMENT A | Double Walled | Fiberglass Reinforced Plastic | Pressure | Double Walled | Fiberglass Reinforced Plastic
0-002803 | SPEEDWAY STORE #2990 | 300 E US HIGHWAY 70 | SAFFORD | AZ | 85546 | Graham | 6 | Open | 1989-01-01 | 12000 | Gasoline | COMPARTMENT A | Double Walled | Fiberglass Reinforced Plastic | Pressure |  | Fiberglass Reinforced Plastic
0-009647 | TONY'S SHELL | 282 N GRAND AVE | NOGALES | AZ | 85621 | Santa Cruz | 2 | Open | 1999-01-07 | 8000 | Gasoline | COMPARTMENT A | Double Walled | Composite (Steel/Fiberglass)
0-009647 | TONY'S SHELL | 282 N GRAND AVE | NOGALES | AZ | 85621 | Santa Cruz | 1 | Open | 1999-01-07 | 12000 | Gasoline | COMPARTMENT A | Double Walled | Composite (Steel/Fiberglass) | Pressure | Double Walled | Flexible
0-005067 | CHICK-FIL-A 3848 | 6707 E MCKELLIPS RD | MESA | AZ | 85215 | Maricopa | 3 | Perm Closure | 1978-03-04 | 8000 | Gasoline | COMPARTMENT A | Unknown | Asphalt coated or Bare Steel |  |  |  | Removal | 1988-12-08
0-002084 | SUNNY VALLEY CITRUS |  | GLENDALE |  |  | Maricopa | 1 | Perm Closure | 2005-06-17 | 1000 | Unidentified | COMPARTMENT A | Single Walled | Asphalt coated or Bare Steel |  |  |  | Removal | 1986-11-13
0-004493 | SHELTON ALLIANCE | 1107 E PIMA | GILA BEND | AZ | 85337 | Maricopa | 2 | Perm Closure | 1975-01-01 | 4000 | Gasoline | COMPARTMENT A |  | Asphalt coated or Bare Steel |  |  |  | Removal | 2008-12-04
0-004493 | SHELTON ALLIANCE | 1107 E PIMA | GILA BEND | AZ | 85337 | Maricopa | 4 | Perm Closure | 2005-06-17 | 2000 | Gasoline | COMPARTMENT A |  | Asphalt coated or Bare Steel |  |  |  | Removal | 2008-12-04
0-004493 | SHELTON ALLIANCE | 1107 E PIMA | GILA BEND | AZ | 85337 | Maricopa | 5 | Perm Closure | 2009-06-12 | 2000 | Gasoline | COMPARTMENT A |  | Asphalt coated or Bare Steel |  |  |  | Removal | 2008-12-04
0-007498 | MCMULLEN VALLEY SITE 7 |  | WENDEN |  |  | La Paz | 2 | Perm Closure | 2005-06-17 | 5000 | Gasoline | COMPARTMENT A |  | Asphalt coated or Bare Steel | Suction - Check Valve at the Tank Top |  | Bare or Galvanized Steel | Removal | 1992-04-03
0-008548 | JENSEN PRECAST | 2410 W BROADWAY RD | PHOENIX | AZ | 85041 | Maricopa | 2 | Open | 1970-01-01 | 8000 | Gasoline | COMPARTMENT A | Single Walled | Asphalt coated or Bare Steel | Suction - Check Valve at the Tank Top | Single Walled | Fiberglass Reinforced Plastic
0-005695 | WOODS CONSTRUCTION COMPANY CO | 1017 S CENTER ST | MESA | AZ | 85210 | Maricopa | 2 | Perm Closure | 1970-01-23 | 3000 | Gasoline | COMPARTMENT A | Unknown | Asphalt coated or Bare Steel |  |  |  | Removal | 1988-12-30
0-005594 | WEISS GUYS CAR WASH #6 | 4210 W GLENDALE AVE | PHOENIX | AZ | 85051 | Maricopa | 1 | Perm Closure | 1966-01-01 | 5000 | Gasoline | COMPARTMENT A |  | Asphalt coated or Bare Steel |  |  |  | Removal | 1989-01-19
0-010214 | QUIKTRIP #437 | 21 E OLD WEST HWY | APACHE JUNCTION | AZ | 85119 | Pinal | 3 | Open | 2007-10-11 | 20000 | Gasoline | COMPARTMENT A | Double Walled | Fiberglass Reinforced Plastic | Pressure | Double Walled | Fiberglass Reinforced Plastic
0-010228 | QUIKTRIP #469 | 2761 E BASELINE RD | GILBERT | AZ | 85234 | Maricopa | 1 | Open | 2007-09-11 | 12000 | Gasoline | COMPARTMENT A | Double Walled | Fiberglass Reinforced Plastic | Pressure | Double Walled | Fiberglass Reinforced Plastic
0-010649 | PARCEL NO 122-21-001 | 2402 E BROADWAY RD | PHOENIX | AZ | 85040 | Maricopa | 2 | Perm Closure | 2018-08-14 | 10000 | Unidentified | COMPARTMENT A | Single Walled | Asphalt coated or Bare Steel |  |  |  | Removal | 2018-11-02
0-010655 | SWIFT TRAVEL CENTER | 3051 W SHAMRELL BLVD | FLAGSTAFF | AZ | 86005 | Coconino | 1 | Open | 2019-01-09 | 20000 | Gasoline (UL) | COMPARTMENT A | Double Walled | Fiberglass Reinforced Plastic | Pressure | Double Walled | Flexible
0-010659 | CARIOCA SHELL | 12683 W WHITE HILLS RD | WHITE HILLS | AZ | 86445 | Mohave | 1 | Open | 2019-05-15 | 6000 | Gasoline (PUL) | COMPARTMENT B | Double Walled | Fiberglass Reinforced Plastic | Pressure | Double Walled | Fiberglass Reinforced Plastic
0-002584 | CHEVRON - ELOY'S CHEVRON | 600 E 10TH ST | DOUGLAS | AZ | 85607 | Cochise | 3 | Perm Closure | 1981-09-22 | 3000 | Gasoline | COMPARTMENT A |  | Asphalt coated or Bare Steel |  |  |  | Removal | 1998-01-13
0-002584 | CHEVRON - ELOY'S CHEVRON | 600 E 10TH ST | DOUGLAS | AZ | 85607 | Cochise | 2 | Perm Closure | 1981-01-01 | 8000 | Gasoline | COMPARTMENT A |  | Asphalt coated or Bare Steel | Pressure |  | Fiberglass Reinforced Plastic | Removal | 2018-01-24
0-002584 | CHEVRON - ELOY'S CHEVRON | 600 E 10TH ST | DOUGLAS | AZ | 85607 | Cochise | 1 | Perm Closure | 1981-01-01 | 10000 | Gasoline | COMPARTMENT A |  | Asphalt coated or Bare Steel | Pressure |  | Fiberglass Reinforced Plastic | Removal | 2018-01-24
0-001105 | CHEVRON #9-6856 | 1901 W BELL RD | PHOENIX | AZ | 85023 | Maricopa | 6 | Open | 1996-08-15 | 10000 | Gasoline | COMPARTMENT A | Double Walled | Fiberglass Reinforced Plastic | Pressure | Double Walled | Fiberglass Reinforced Plastic
0-003962 | PRECISION TOYOTA | 3500 E SPEEDWAY BLVD | TUCSON | AZ | 85716 | Pima | 8 | Perm Closure | 1960-01-01 | 500 | Used Oil/Waste Oil | COMPARTMENT A | Unknown | Asphalt coated or Bare Steel | Gravity Feed |  | Bare or Galvanized Steel | Removal | 1994-12-12
0-000404 | 2ND AVENUE MANUFACTURED GAS PLANT | 505 S 2ND ST | PHOENIX | AZ | 85004 | Maricopa | 2 | Perm Closure | 1971-01-01 | 12000 | Gasoline | COMPARTMENT A |  | Asphalt coated or Bare Steel | Pressure |  |  | Removal | 1994-11-15
0-001021 | CHANDLER UNIFIED SCHOOL DISTRICT #80 | 200 S HAMILTON ST | CHANDLER | AZ | 85225 | Maricopa | 4 | Perm Closure | 1975-01-01 | 4000 | Gasoline | COMPARTMENT A |  | Asphalt coated or Bare Steel | Pressure |  |  | Removal | 1992-09-01
0-001359 | CIRCLE K #1056 | 10650 W INDIAN SCHOOL RD | PHOENIX | AZ | 85037 | Maricopa | 1 | Perm Closure | 1973-01-01 | 10000 | Gasoline | COMPARTMENT A |  | Asphalt coated or Bare Steel |  |  |  | Removal | 1995-03-16
0-001515 | BIG B'S MARKET | 4835 N 37TH AVE | PHOENIX | AZ | 85019 | Maricopa | 1 | Perm Closure | 1974-01-01 | 10000 | Gasoline | COMPARTMENT A |  | Asphalt coated or Bare Steel | Pressure |  |  | Removal | 1993-11-05
0-001140 | NICK MAYER HYUNDAI KIA | 2223 W CAMELBACK RD | PHOENIX | AZ | 85015 | Maricopa | 3 | Perm Closure | 1975-01-01 | 1000 | New Oil | COMPARTMENT A |  | Asphalt coated or Bare Steel |  |  |  | Removal | 1990-04-17
0-007354 | ZERO MASS WATER INC | 6500 E MCDOWELL RD | SCOTTSDALE | AZ | 85257 | Maricopa | 1 | Perm Closure | 1988-05-01 | 10000 | Gasoline | COMPARTMENT A | Double Walled | Fiberglass Reinforced Plastic | Pressure |  | Fiberglass Reinforced Plastic | Removal | 2007-09-26
0-003139 | CITY OF MESA - FLEET SUPPORT SERVICES | 310 E 6TH ST | MESA | AZ | 85201 | Maricopa | 5 | Perm Closure | 1971-01-01 | 3000 | Gasoline | COMPARTMENT A | Single Walled | Asphalt coated or Bare Steel | Pressure |  |  | Removal | 1992-05-28
0-003139 | CITY OF MESA - FLEET SUPPORT SERVICES | 310 E 6TH ST | MESA | AZ | 85201 | Maricopa | 8 | Perm Closure | 1977-01-01 | 12000 | Gasoline | COMPARTMENT A | Single Walled | Asphalt coated or Bare Steel |  |  |  | Removal | 1990-02-01
0-009242 | VACANT | 1 E PRINCE RD | TUCSON | AZ | 85705 | Pima | 1 | Perm Closure | 2005-06-17 | 1000 | Used Oil/Waste Oil | COMPARTMENT A | Double Walled | Asphalt coated or Bare Steel |  |  |  | Removal | 1998-03-30
0-005251 | UNDERGROUND TESTING & MONITORING | 2026 E ROUTE 66 | FLAGSTAFF | AZ | 86004 | Coconino | 1 | Perm Closure | 1971-05-01 | 10000 | Gasoline | COMPARTMENT A | Double Walled | Asphalt coated or Bare Steel |  |  |  | Removal | 1988-11-28
0-005310 | UNION ROCK & MATERIALS CORP |  | PHOENIX |  |  | Maricopa | 3 | Perm Closure | 1962-01-01 | 500 | Unidentified | COMPARTMENT A | Single Walled | Asphalt coated or Bare Steel |  |  |  | Removal | 1987-06-23
0-008800 | MELVIN CONCRETE INC | 9213 N 10TH DR | PHOENIX | AZ | 85021 | Maricopa | 1 | Perm Closure | 1968-01-01 | 4000 | Gasoline (UL) | COMPARTMENT A | Single Walled | Concrete | Suction - Check Valve at the Tank Top |  | Fiberglass Reinforced Plastic | Removal | 2017-06-15
0-003138 | MESA CITRUS GROWERS | 254 W BROADWAY RD | MESA | AZ | 85210 | Maricopa | 2 | Perm Closure | 1974-05-05 | 10000 | Diesel | COMPARTMENT A | Unknown | Asphalt coated or Bare Steel |  |  |  | Removal | 1996-07-31
0-009459 | GIANT #801 | 344 S POWER RD | MESA | AZ | 85206 | Maricopa | 3 | Perm Closure | 1999-03-01 | 12000 | Gasoline | COMPARTMENT A | Double Walled | Fiberglass Reinforced Plastic | Pressure | Double Walled | Fiberglass Reinforced Plastic | Removal | 2004-03-25
0-005630 | FUELCO #106 | 1315 S 16TH ST | PHOENIX | AZ | 85034 | Maricopa | 6 | Perm Closure | 1978-05-01 | 5000 | Gasoline | COMPARTMENT A | Double Walled | Asphalt coated or Bare Steel |  |  |  | Removal | 1987-11-01
0-010140 | QUIKTRIP #478 | 5545 S POWER RD | MESA | AZ | 85212 | Maricopa | 1 | Open | 2008-03-27 | 12000 | Gasoline | COMPARTMENT A | Double Walled | Fiberglass Reinforced Plastic | Pressure | Double Walled | Fiberglass Reinforced Plastic
0-010141 | FRYS FUEL CENTER #682 | 205 W COMBS RD | QUEEN CREEK | AZ | 85140 | Pinal | 2 | Open | 2008-08-12 | 12000 | Gasoline | COMPARTMENT B | Double Walled | Fiberglass Reinforced Plastic | Pressure | Double Walled | Fiberglass Reinforced Plastic
0-000278 | CHEVRON #9-3808 | 5845 N 7TH AVE | PHOENIX | AZ | 85013 | Maricopa | 7 | Perm Closure | 1990-05-18 | 10000 | Gasoline | COMPARTMENT A | Double Walled | Composite (Steel/Fiberglass) | Pressure |  | Fiberglass Reinforced Plastic | Removal | 2020-08-13
0-001353 | CIRCLE K #271010 | 24 W FINNIE FLAT RD | CAMP VERDE | AZ | 86322 | Yavapai | 2 | Perm Closure | 1973-01-01 | 10000 | Gasoline | COMPARTMENT A | Double Walled | Composite (Steel/Fiberglass) | Pressure | Double Walled | Fiberglass Reinforced Plastic | Removal | 2018-04-05
0-005461 | CIRCLE K #2924 | 5680 S CAMPBELL AVE | TUCSON | AZ | 85706 | Pima | 4 | Open | 1995-11-03 | 10000 | Gasoline (UL) | COMPARTMENT A | Single Walled | Fiberglass Reinforced Plastic | Pressure | Double Walled | Fiberglass Reinforced Plastic
0-004890 | COMPADRE HIGH SCHOOL | 500 W GUADALUPE RD | TEMPE | AZ | 85283 | Maricopa | 6 | Open | 1995-08-01 | 12000 | Diesel | COMPARTMENT A | Double Walled | Fiberglass Reinforced Plastic
0-004863 | BEACON TRUCK STOP #651 |  | PICACHO |  |  | Pinal | 6 | Perm Closure | 1976-01-01 | 8000 | Gasoline | COMPARTMENT A | Single Walled | Asphalt coated or Bare Steel |  |  |  | Removal | 1991-10-23
0-001037 | CHEVRON #96401 | 2502 N EAST ST | FLAGSTAFF | AZ | 86004 | Coconino | 2 | Perm Closure | 1982-01-01 | 10000 | Gasoline | COMPARTMENT A | Single Walled | Fiberglass Reinforced Plastic | Pressure |  | Fiberglass Reinforced Plastic | Removal | 1994-04-27
0-006243 | BROADWAY CONOCO | 7101 E BROADWAY BLVD | TUCSON | AZ | 85710 | Pima | 3 | Perm Closure | 1987-01-01 | 12000 | Gasoline | COMPARTMENT A | Double Walled | Fiberglass Reinforced Plastic | Pressure |  | Fiberglass Reinforced Plastic | Removal | 2010-01-14
0-006315 | DATELAND PALMS VILLAGE EXXON | 1720 S AVENUE 64 E | DATELAND | AZ | 85333 | Yuma | 4 | Perm Closure | 1966-03-23 | 3000 | Gasoline | COMPARTMENT A |  | Asphalt coated or Bare Steel | Pressure | Double Walled | Fiberglass Reinforced Plastic | Removal | 2012-11-07
0-007860 | YUMA COUNTY - HOSPITAL | 2749 S AVENUE B | YUMA | AZ | 85364 | Yuma | 1 | Perm Closure | 2005-06-17 |  | Diesel | COMPARTMENT A | Double Walled | Composite (Steel/Fiberglass) |  |  |  | Removal | 1993-02-03
0-003343 | US WEST #123739 - TUCSON MOUNT LEMMON CO |  | MOUNT LEMMON |  |  | Pima | 1 | Perm Closure | 1959-01-08 | 1000 | Diesel | COMPARTMENT A | Unknown | Asphalt coated or Bare Steel | Suction - Check Valve at the Tank Top |  | Bare or Galvanized Steel | Removal | 1992-07-08
0-009940 | FRYS FUEL CENTER #61 | 15502 W BELL RD | SURPRISE | AZ | 85374 | Maricopa | 1 | Open | 2001-11-07 | 7000 | Gasoline | COMPARTMENT A | Double Walled | Fiberglass Reinforced Plastic
0-002655 | LAURENCE R FULLER | 765 E BASELINE RD | GILBERT | AZ | 85233 | Maricopa | 1 | Perm Closure | 1970-07-27 | 2500 | Gasoline | COMPARTMENT A | Single Walled | Asphalt coated or Bare Steel |  |  |  | Removal | 1985-12-01
0-005990 | LDS PAYSON 1,2 CAMP VERDE STAKE | 913 S PONDEROSA ST | PAYSON | AZ | 85541 | Gila | 1 | Perm Closure | 2005-06-17 | 3500 | Diesel | COMPARTMENT A | Unknown | Asphalt coated or Bare Steel | Suction - Check Valve at the Tank Top |  | Bare or Galvanized Steel | Removal | 1992-09-06
0-008890 | LAKE POWELL CONVENIENCE CENTER | 901 US HIGHWAY 89 | PAGE | AZ | 86040 | Coconino | 3 | Open | 2019-02-08 | 6000 | Other | COMPARTMENT B | Double Walled | Fiberglass Reinforced Plastic | Pressure | Double Walled | Fiberglass Reinforced Plastic
0-008890 | LAKE POWELL CONVENIENCE CENTER | 901 US HIGHWAY 89 | PAGE | AZ | 86040 | Coconino | 1 | Perm Closure | 1996-03-01 | 20000 | Gasoline | COMPARTMENT A | Double Walled | Fiberglass Reinforced Plastic | Pressure |  | Fiberglass Reinforced Plastic | Removal | 2019-10-22
0-008455 | JAY'S SUPER SERVICE | 1051 NAVAJO BLVD | HOLBROOK | AZ | 86025 | Navajo | 1 | Open | 1988-01-01 | 6000 | Diesel | COMPARTMENT A | Double Walled | Composite (Steel/Fiberglass) | Pressure |  | Fiberglass Reinforced Plastic
0-008455 | JAY'S SUPER SERVICE | 1051 NAVAJO BLVD | HOLBROOK | AZ | 86025 | Navajo | 5 | Open | 1987-01-01 | 190 | Used Oil/Waste Oil | COMPARTMENT A | Double Walled | Fiberglass Reinforced Plastic
0-007400 | INTERNATIONAL FIBERCOM | 3615 S 28TH ST | PHOENIX | AZ | 85040 | Maricopa | 3 | Perm Closure | 1994-01-01 | 2000 | Diesel | COMPARTMENT A | Double Walled | Composite (Steel/Fiberglass) | Pressure |  | Fiberglass Reinforced Plastic | Removal | 2004-07-07
0-003659 | J C PENNEY INC | 7815 W THOMAS RD | PHOENIX | AZ | 85033 | Maricopa | 2 | Perm Closure | 1980-01-01 | 280 | Diesel | COMPARTMENT A | Single Walled | Asphalt coated or Bare Steel |  |  |  | Removal | 1994-11-29
0-004738 | J S STEPHENS & SONS INC |  | HARQUAHALA VALLEY |  |  | Maricopa | 2 | Perm Closure | 1983-02-06 | 8000 | Diesel | COMPARTMENT A | Unknown | Asphalt coated or Bare Steel |  |  |  | Removal | 1984-09-01
0-007994 | HINSONS GARAGE/THE GATEWAY GROUP | 2602 W CYPRESS ST | PHOENIX | AZ | 85009 | Maricopa | 2 | Perm Closure | 2005-06-17 | 550 | Used Oil/Waste Oil | COMPARTMENT A | Unknown | Unknown | Gravity Feed |  |  | Removal | 1992-10-14
0-007666 | JOHNNY'S AUTO REPAIR | 304 E FRONTIER ST | ELOY | AZ | 85131 | Pinal | 1 | Perm Closure | 2008-12-01 | 1000 | Gasoline | COMPARTMENT A |  | Asphalt coated or Bare Steel |  |  |  | Removal | 2008-10-08
0-007383 | NORTHERN PIPELINE CONSTRUCTION | 4415 S CONTRACTORS WAY | TUCSON | AZ | 85714 | Pima | 4 | Perm Closure | 1972-01-01 | 10000 | Diesel | COMPARTMENT A | Double Walled | Asphalt coated or Bare Steel | Pressure |  |  | Removal | 1994-01-18
0-004017 | QUALITY PAVING | 1230 W GLENN ST | TUCSON | AZ | 85705 | Pima | 2 | Perm Closure | 1977-06-02 | 8000 | Gasoline | COMPARTMENT A | Double Walled | Asphalt coated or Bare Steel |  |  |  | Removal | 1992-12-03
0-004017 | QUALITY PAVING | 1230 W GLENN ST | TUCSON | AZ | 85705 | Pima | 1 | Perm Closure | 1974-06-02 | 2000 | Gasoline | COMPARTMENT A | Double Walled | Asphalt coated or Bare Steel |  |  |  | Removal | 1992-12-03
0-003919 | PINAL COUNTY - HIGHWAY DEPARTMENT GARAGE | 860 E LOGAN ST | ORACLE | AZ | 85623 | Pinal | 1 | Perm Closure | 2005-06-17 | 6000 | Diesel | COMPARTMENT A | Single Walled | Asphalt coated or Bare Steel |  |  |  | Closed in Place | 1989-01-01
0-000917 | TEXACO #60-349-0332 | 6701 W INDIAN SCHOOL RD | PHOENIX | AZ | 85033 | Maricopa | 1 | Perm Closure | 1985-01-01 | 12000 | Gasoline | COMPARTMENT A |  | Fiberglass Reinforced Plastic | Pressure | Double Walled | Fiberglass Reinforced Plastic | Removal | 2020-02-27
0-002493 | ALTO AUTOMOTIVE ENTERPRISES | 145 N MCCLINTOCK DR | TEMPE | AZ | 85281 | Maricopa | 3 | Perm Closure | 1969-01-01 | 7500 | Gasoline | COMPARTMENT A | Single Walled | Asphalt coated or Bare Steel | Suction - Check Valve at the Dispenser |  | Bare or Galvanized Steel | Removal | 1999-06-23
0-005771 | GOETTL BROTHERS METAL PRODUCTS | 5401 E WASHINGTON ST | PHOENIX | AZ | 85034 | Maricopa | 1 | Perm Closure | 1970-01-01 | 2000 | Diesel | COMPARTMENT A | Double Walled | Asphalt coated or Bare Steel |  |  |  | Removal | 1990-07-26
0-000951 | UNOCAL #7455 | 16101 W GRAND AVE | SURPRISE | AZ | 85387 | Maricopa | 2 | Perm Closure | 1986-04-18 | 10000 | Gasoline | COMPARTMENT A | Single Walled | Asphalt coated or Bare Steel | Pressure |  | Fiberglass Reinforced Plastic | Removal | 1994-08-30
0-000951 | UNOCAL #7455 | 16101 W GRAND AVE | SURPRISE | AZ | 85387 | Maricopa | 5 | Perm Closure | 1994-10-01 | 12000 | Gasoline | COMPARTMENT A | Double Walled | Composite (Steel/Fiberglass) | Pressure | Double Walled | Fiberglass Reinforced Plastic | Removal | 2000-11-29
0-004250 | TEXACO #60-349-2078 | 5402 W GLENDALE AVE | GLENDALE | AZ | 85301 | Maricopa | 5 | Perm Closure | 1995-04-01 | 6000 | Gasoline | COMPARTMENT A | Double Walled | Fiberglass Reinforced Plastic | Pressure | Double Walled | Fiberglass Reinforced Plastic | Removal | 2002-11-19
0-002792 | GIANT #916 | 1951 E BASELINE RD | GILBERT | AZ | 85233 | Maricopa | 6 | Perm Closure | 1982-04-08 | 12000 | Diesel | COMPARTMENT A | Double Walled | Fiberglass Reinforced Plastic | Pressure |  | Fiberglass Reinforced Plastic | Closed in Place | 2002-03-07
0-001325 | CIRCLE K #2700822 | 3 E MAIN ST | AVONDALE | AZ | 85323 | Maricopa | 5 | Perm Closure | 1972-01-01 | 10000 | Gasoline | COMPARTMENT A |  | Asphalt coated or Bare Steel |  |  |  | Removal | 1985-11-01
0-000011 | CHEVRON - APM CHEVRON AUTOCARE | 7834 N 27TH AVE | PHOENIX | AZ | 85051 | Maricopa | 1 | Perm Closure | 1958-01-01 | 3000 | Gasoline | COMPARTMENT A |  | Asphalt coated or Bare Steel |  |  |  | Removal | 1992-06-30
0-000011 | CHEVRON - APM CHEVRON AUTOCARE | 7834 N 27TH AVE | PHOENIX | AZ | 85051 | Maricopa | 2 | Perm Closure | 1958-01-01 | 3000 | Gasoline | COMPARTMENT A |  | Fiberglass Reinforced Plastic |  |  |  | Removal | 1992-06-30
0-010282 | 4 SONS FOOD STORES #201 | 2905 S 99TH AVE | PHOENIX | AZ | 85353 | Maricopa | 1 | Open | 2008-11-01 | 20000 | Gasoline | COMPARTMENT A | Double Walled | Fiberglass Reinforced Plastic | Pressure | Double Walled | Fiberglass Reinforced Plastic
0-001974 | EXXON #7-0808 | 4265 W DUNLAP AVE | PHOENIX | AZ | 85051 | Maricopa | 1 | Perm Closure | 1967-01-01 | 8000 | Gasoline | COMPARTMENT A |  | Asphalt coated or Bare Steel |  |  |  | Removal | 1989-04-01
0-001974 | EXXON #7-0808 | 4265 W DUNLAP AVE | PHOENIX | AZ | 85051 | Maricopa | 3 | Perm Closure | 1967-01-01 | 8000 | Gasoline | COMPARTMENT A |  | Asphalt coated or Bare Steel |  |  |  | Removal | 1989-04-01
0-005314 | UNOCAL #6091 | 2120 S 7TH AVE | PHOENIX | AZ | 85007 | Maricopa | 1 | Perm Closure | 1969-04-15 | 10000 | Gasoline | COMPARTMENT A | Double Walled | Asphalt coated or Bare Steel | Pressure |  | Fiberglass Reinforced Plastic | Removal | 1994-03-31
0-005314 | UNOCAL #6091 | 2120 S 7TH AVE | PHOENIX | AZ | 85007 | Maricopa | 2 | Perm Closure | 1969-04-15 | 10000 | Gasoline | COMPARTMENT A | Double Walled | Asphalt coated or Bare Steel | Pressure |  | Fiberglass Reinforced Plastic | Removal | 1994-03-31
0-003876 | CITY OF PHOENIX - NORTH TRANSIT FACILITY | 2010 W DESERT COVE AVE | PHOENIX | AZ | 85029 | Maricopa | 5 | Perm Closure | 1979-01-01 | 20000 | Diesel | COMPARTMENT A | Double Walled | Fiberglass Reinforced Plastic | Pressure |  |  | Removal | 2013-09-05
0-003876 | CITY OF PHOENIX - NORTH TRANSIT FACILITY | 2010 W DESERT COVE AVE | PHOENIX | AZ | 85029 | Maricopa | 13 | Perm Closure | 1979-01-01 | 6000 | New Oil | COMPARTMENT A | Double Walled | Fiberglass Reinforced Plastic |  |  |  | Removal | 2013-09-05
0-003876 | CITY OF PHOENIX - NORTH TRANSIT FACILITY | 2010 W DESERT COVE AVE | PHOENIX | AZ | 85029 | Maricopa | 16 | Perm Closure | 1979-01-01 | 1000 | Used Oil/Waste Oil | COMPARTMENT A | Double Walled | Fiberglass Reinforced Plastic |  |  |  | Removal | 2013-09-05
0-007326 | MORGENSEN MOTORS PROPERTY - FORMER | 374 N 6TH AVE | PHOENIX | AZ | 85003 | Maricopa | 1 | Perm Closure | 2005-06-17 | 5000 | Gasoline | COMPARTMENT A | Unknown | Asphalt coated or Bare Steel | Suction - Check Valve at the Tank Top |  |  | Removal | 1991-07-16
0-006233 | CITY OF PEORIA - STONE STREET WELL SITE#1 | 8325 W STONE ST | PEORIA | AZ | 85345 | Maricopa | 3 | Perm Closure | 2005-06-17 | 5000 | Gasoline | COMPARTMENT A | Double Walled | Asphalt coated or Bare Steel |  |  |  | Removal | 1991-02-13
0-006233 | CITY OF PEORIA - STONE STREET WELL SITE#1 | 8325 W STONE ST | PEORIA | AZ | 85345 | Maricopa | 1 | Perm Closure | 2005-06-17 | 5000 | Diesel | COMPARTMENT A | Double Walled | Asphalt coated or Bare Steel |  |  |  | Removal | 1991-02-13
0-007328 | CERVELLI DISTRIBUTORS | 3337 W WILSHIRE DR | PHOENIX | AZ | 85009 | Maricopa | 1 | Perm Closure | 1985-01-01 | 10000 | Diesel | COMPARTMENT A | Unknown | Fiberglass Reinforced Plastic | Pressure |  |  | Removal | 1995-01-25
0-004837 | CEMEX GLENDALE PLANT | 11920 W GLENDALE AVE | GLENDALE | AZ | 85307 | Maricopa | 6 | Perm Closure | 1969-01-01 | 12000 | Diesel | COMPARTMENT A | Single Walled | Asphalt coated or Bare Steel | Suction - Check Valve at the Tank Top | Single Walled | Bare or Galvanized Steel | Removal | 1994-12-14
0-005176 | CITY OF TUCSON - POLICE/FIRE FUEL ISLAND | 270 S STONE AVE | TUCSON | AZ | 85701 | Pima | 1 | Perm Closure | 1972-04-10 | 10000 | Gasoline | COMPARTMENT A | Double Walled | Asphalt coated or Bare Steel | Pressure |  |  | Removal | 1993-12-08
0-005176 | CITY OF TUCSON - POLICE/FIRE FUEL ISLAND | 270 S STONE AVE | TUCSON | AZ | 85701 | Pima | 4 | Perm Closure | 1972-04-10 | 5000 | Gasoline | COMPARTMENT A | Double Walled | Asphalt coated or Bare Steel | Pressure |  |  | Removal | 1993-12-08
0-002721 | CUTTING EDGE COLLISION CENTER | 2626 S 4TH AVE | TUCSON | AZ | 85713 | Pima | 5 | Perm Closure | 1985-01-01 | 1000 | Gasoline | COMPARTMENT A | Double Walled | Composite (Steel/Fiberglass) | Suction - Check Valve at the Tank Top |  | Fiberglass Reinforced Plastic | Removal | 1999-12-23
0-002721 | CUTTING EDGE COLLISION CENTER | 2626 S 4TH AVE | TUCSON | AZ | 85713 | Pima | 3 | Perm Closure | 1965-01-01 | 4000 | Gasoline | COMPARTMENT A | Single Walled | Asphalt coated or Bare Steel |  |  |  | Removal | 1989-01-05
0-002721 | CUTTING EDGE COLLISION CENTER | 2626 S 4TH AVE | TUCSON | AZ | 85713 | Pima | 2 | Perm Closure | 1965-01-01 | 4000 | Diesel | COMPARTMENT A | Single Walled | Asphalt coated or Bare Steel |  |  |  | Removal | 1989-01-05
0-002721 | CUTTING EDGE COLLISION CENTER | 2626 S 4TH AVE | TUCSON | AZ | 85713 | Pima | 4 | Perm Closure | 1962-01-01 | 500 | Used Oil/Waste Oil | COMPARTMENT A | Single Walled | Asphalt coated or Bare Steel |  |  |  | Removal | 1989-01-05
0-003250 | EXXONMOBIL OIL CORP #10261 | 3501 W THUNDERBIRD RD | PHOENIX | AZ | 85053 | Maricopa | 2 | Perm Closure | 1972-01-01 | 6000 | Gasoline | COMPARTMENT A |  | Asphalt coated or Bare Steel | Pressure |  |  | Removal | 1987-06-02
0-003250 | EXXONMOBIL OIL CORP #10261 | 3501 W THUNDERBIRD RD | PHOENIX | AZ | 85053 | Maricopa | 4 | Perm Closure | 1972-01-01 | 550 | Used Oil/Waste Oil | COMPARTMENT A |  | Asphalt coated or Bare Steel | Gravity Feed |  |  | Removal | 1987-06-02
0-003250 | EXXONMOBIL OIL CORP #10261 | 3501 W THUNDERBIRD RD | PHOENIX | AZ | 85053 | Maricopa | 7 | Perm Closure | 1987-06-01 | 10000 | Gasoline | COMPARTMENT A | Unknown | Fiberglass Reinforced Plastic | Pressure | Double Walled | Fiberglass Reinforced Plastic | Removal | 2005-08-19
0-006749 | FLAMINGO CAR WASH | 301 N SCOTTSDALE RD | SCOTTSDALE | AZ | 85257 | Maricopa | 2 | Perm Closure | 1972-01-01 | 8000 | Gasoline | COMPARTMENT A |  | Asphalt coated or Bare Steel | Suction - Check Valve at the Tank Top |  |  | Removal | 1998-08-07
0-000086 | SPEEDY PIT STOP | 2817 N 7TH ST | PHOENIX | AZ | 85006 | Maricopa | 2 | Perm Closure | 1969-01-01 | 10000 | Gasoline | COMPARTMENT A | Single Walled | Asphalt coated or Bare Steel | Pressure |  |  | Removal | 1996-02-13
0-001258 | CIRCLE K #2700580 | 5818 S PALO VERDE RD | TUCSON | AZ | 85706 | Pima | 1 | Perm Closure | 1971-01-01 | 10000 | Gasoline | COMPARTMENT A |  | Asphalt coated or Bare Steel |  |  |  | Removal | 1998-06-09
0-002981 | JOHN F LONG PROPERTIES | 4857 W CAMELBACK RD | PHOENIX | AZ | 85031 | Maricopa | 7 | Perm Closure | 1986-07-01 | 2000 | Diesel | COMPARTMENT A | Double Walled | Fiberglass Reinforced Plastic | Suction - Check Valve at the Tank Top |  |  | Removal | 1997-12-23
0-005236 | U-HAUL #723-26 | 4007 E CAMELBACK RD | PHOENIX | AZ | 85018 | Maricopa | 3 | Perm Closure | 1982-04-29 | 1000 | Used Oil/Waste Oil | COMPARTMENT A | Double Walled | Asphalt coated or Bare Steel |  |  |  | Removal | 1995-01-12
0-005080 | ALVERNON SELF SERVE | 1550 S ALVERNON WAY | TUCSON | AZ | 85711 | Pima | 3 | Perm Closure | 1974-04-01 | 10000 | Gasoline | COMPARTMENT A | Double Walled | Asphalt coated or Bare Steel | Pressure |  | Fiberglass Reinforced Plastic | Removal | 1987-01-01
0-005080 | ALVERNON SELF SERVE | 1550 S ALVERNON WAY | TUCSON | AZ | 85711 | Pima | 1 | Perm Closure | 1974-04-01 | 10000 | Diesel | COMPARTMENT A | Double Walled | Asphalt coated or Bare Steel | Pressure |  | Fiberglass Reinforced Plastic | Removal | 1987-01-01
0-004186 | HOLY HOPE CEMETARY | 3555 N ORACLE RD | TUCSON | AZ | 85705 | Pima | 3 | Perm Closure | 1965-01-01 | 1000 | Gasoline | COMPARTMENT A | Single Walled | Asphalt coated or Bare Steel | Pressure |  |  | Removal | 1996-04-01
0-004186 | HOLY HOPE CEMETARY | 3555 N ORACLE RD | TUCSON | AZ | 85705 | Pima | 4 | Perm Closure | 1972-01-01 | 250 | Used Oil/Waste Oil | COMPARTMENT A | Single Walled | Asphalt coated or Bare Steel | Pressure |  |  | Removal | 1994-03-22
0-000324 | JIM NEWTONS AUTOMOTIVE | 11721 NW GRAND AVE | EL MIRAGE | AZ | 85335 | Maricopa | 1 | Perm Closure | 1969-01-01 | 1000 | Gasoline | COMPARTMENT A | Single Walled | Asphalt coated or Bare Steel |  |  |  | Removal | 1989-08-30
0-007003 | RR EVANS - FORMER | 611 W FRONTIER ST | PAYSON | AZ | 85541 | Gila | 1 | Perm Closure | 2005-06-17 |  | Gasoline | COMPARTMENT A | Unknown | Unknown |  |  |  | Removal | 1991-03-01
0-000668 | SPEEDWAY STORE #2954 | 895 S 4TH AVE | YUMA | AZ | 85364 | Yuma | 7 | Perm Closure | 1990-01-25 | 6000 | Diesel | COMPARTMENT A | Single Walled | Composite (Steel/Fiberglass) |  |  |  | Removal | 2020-08-25
0-002240 | STAPLEY WHOLESALE WAREHOUSE | 1255 S PASADENA | MESA | AZ | 85210 | Maricopa | 2 | Perm Closure | 1986-03-31 | 5000 | Gasoline | COMPARTMENT A | Single Walled | Asphalt coated or Bare Steel |  |  |  | Removal | 1991-06-03
0-001933 | MIAMI COMMERCIAL |  | MIAMI |  |  | Gila | 1 | Perm Closure | 2005-06-17 | 15000 | Gasoline | COMPARTMENT A |  | Asphalt coated or Bare Steel |  |  |  | Removal | 1990-04-01
0-005557 | SCOTTSDALE JET BUSINESS CENTER | 14501 N 73RD ST | SCOTTSDALE | AZ | 85260 | Maricopa | 4 | Perm Closure | 2001-04-11 | 12000 | Jet Fuel | COMPARTMENT A | Double Walled | Fiberglass Reinforced Plastic | Pressure | Double Walled | Flexible | Removal | 2014-01-21
0-000613 | CRAZY FRED'S TRUCK STOP | 3320 N CASA GRANDE HWY | TUCSON | AZ | 85705 | Pima | 5 | Perm Closure | 1973-01-01 | 500 | Used Oil/Waste Oil | COMPARTMENT A | Single Walled | Asphalt coated or Bare Steel |  |  |  | Removal | 1987-01-01
0-006365 | CARIOCA TC # 11 - WIKIEUP | 18183 US HIGHWAY 93 | WIKIEUP | AZ | 85360 | Mohave | 6 | Open | 1988-12-01 | 8000 | Diesel | COMPARTMENT A |  | Fiberglass Reinforced Plastic | Pressure |  | Fiberglass Reinforced Plastic
0-009274 | CASTLE ROCK SHORES TRAILER PARK | 5220 N HIGHWAY 95 | PARKER | AZ | 85344 | La Paz | 1 | Perm Closure | 1981-01-01 | 6000 | Diesel | COMPARTMENT A | Double Walled | Fiberglass Reinforced Plastic | Pressure |  |  | Removal | 1999-04-08
0-009274 | CASTLE ROCK SHORES TRAILER PARK | 5220 N HIGHWAY 95 | PARKER | AZ | 85344 | La Paz | 6 | Perm Closure | 2005-07-11 | 1000 | Diesel | COMPARTMENT A | Single Walled | Asphalt coated or Bare Steel |  |  |  | Removal | 2005-07-25
0-009274 | CASTLE ROCK SHORES TRAILER PARK | 5220 N HIGHWAY 95 | PARKER | AZ | 85344 | La Paz | 4 | Perm Closure | 1981-01-01 | 10000 | Gasoline | COMPARTMENT A | Double Walled | Fiberglass Reinforced Plastic | Pressure |  |  | Removal | 1999-04-08
0-006063 | METEOR CRATER GAS STATION |  | METEOR CITY |  |  | Coconino | 2 | Perm Closure | 1988-11-05 | 10000 | Gasoline (UL) | COMPARTMENT A | Double Walled | Composite (Steel/Fiberglass) | Pressure |  | Fiberglass Reinforced Plastic | Removal | 2018-04-19
0-006063 | METEOR CRATER GAS STATION |  | METEOR CITY |  |  | Coconino | 3 | Perm Closure | 1988-11-05 | 10000 | Diesel | COMPARTMENT A | Double Walled | Composite (Steel/Fiberglass) | Pressure |  | Fiberglass Reinforced Plastic | Removal | 2018-04-19
0-000740 | JAMES BOND TRUCKING | 12 E HIDALGO AVE | PHOENIX | AZ | 85040 | Maricopa | 1 | Perm Closure | 1973-12-13 | 10000 | Gasoline | COMPARTMENT A | Single Walled | Asphalt coated or Bare Steel |  |  |  | Removal | 1989-05-05
0-007927 | BENSON TEXACO | 101 W 4TH ST | BENSON | AZ | 85602 | Cochise | 1 | Perm Closure | 1976-01-01 | 6000 | Gasoline | COMPARTMENT A |  | Asphalt coated or Bare Steel |  |  |  | Removal | 1990-06-22
0-010367 | QUICKTRIP STORE NO 1492 | 1425 W GRANT RD | TUCSON | AZ | 85745 | Pima | 3 | Open | 2010-04-29 | 10000 | Diesel | COMPARTMENT B | Double Walled | Fiberglass Reinforced Plastic | Pressure | Double Walled | Fiberglass Reinforced Plastic
0-010367 | QUICKTRIP STORE NO 1492 | 1425 W GRANT RD | TUCSON | AZ | 85745 | Pima | 3 | Open | 2010-04-29 | 10000 | Gasoline | COMPARTMENT A | Double Walled | Fiberglass Reinforced Plastic | Pressure | Double Walled | Fiberglass Reinforced Plastic
0-004075 | BELL GAS #450 | 49998 EHRENBERG POSTON HWY | EHRENBERG | AZ | 85334 | La Paz | 2 | Perm Closure | 1979-04-23 | 6000 | Gasoline | COMPARTMENT A | Double Walled | Asphalt coated or Bare Steel |  |  |  | Removal | 1997-10-21
0-002673 | NORQUIP RENTAL | 3424 N EVANS ST | KINGMAN | AZ | 86409 | Mohave | 1 | Perm Closure | 1986-09-20 | 3000 | Gasoline | COMPARTMENT A | Single Walled | Asphalt coated or Bare Steel | Suction - Check Valve at the Tank Top |  |  | Removal | 1997-10-09
0-001841 | CARGIL ANIMAL NUTRITION | 14721 W MAIN AVE | CASA GRANDE | AZ | 85193 | Pinal | 1 | Perm Closure | 1974-01-01 | 2000 | Gasoline | COMPARTMENT A |  | Asphalt coated or Bare Steel |  |  |  | Removal | 1995-09-26
0-006215 | 4 SONS FOOD STORES #501 | 1633 W SUPERSTITION BLVD | APACHE JUNCTION | AZ | 85120 | Pinal | 3 | Open | 1988-06-13 | 10000 | Gasoline | COMPARTMENT A | Single Walled | Fiberglass Reinforced Plastic | Pressure |  | Fiberglass Reinforced Plastic
0-006215 | 4 SONS FOOD STORES #501 | 1633 W SUPERSTITION BLVD | APACHE JUNCTION | AZ | 85120 | Pinal | 4 | Open | 1988-06-13 | 4000 | Diesel | COMPARTMENT A | Single Walled | Fiberglass Reinforced Plastic | Pressure |  | Fiberglass Reinforced Plastic
0-006215 | 4 SONS FOOD STORES #501 | 1633 W SUPERSTITION BLVD | APACHE JUNCTION | AZ | 85120 | Pinal | 2 | Open | 1988-06-13 | 10000 | Gasoline | COMPARTMENT A | Single Walled | Fiberglass Reinforced Plastic | Pressure | Double Walled | Fiberglass Reinforced Plastic
0-005260 | UNOCAL #0216 | 1322 E ROUTE 66 | FLAGSTAFF | AZ | 86001 | Coconino | 4 | Perm Closure | 1958-01-01 | 10000 | Gasoline | COMPARTMENT A |  | Asphalt coated or Bare Steel |  |  |  | Removal | 1996-10-01
0-008913 | DOLLY MADISON | 1700 S 6TH AVE | TUCSON | AZ | 85713 | Pima | 1 | Perm Closure | 1938-01-01 | 2000 | Gasoline | COMPARTMENT A | Unknown | Asphalt coated or Bare Steel | Suction - Check Valve at the Tank Top |  |  | Removal | 1996-06-27
0-008848 | ONE CAMELBACK BUILDING | 1 E CAMELBACK RD | PHOENIX | AZ | 85012 | Maricopa | 1 | Perm Closure | 2005-06-17 |  | Gasoline | COMPARTMENT A | Unknown | Unknown |  |  |  | Removal | 1980-12-31
0-000945 | CARIOCA #35 | 2623 W DUNLAP AVE | PHOENIX | AZ | 85021 | Maricopa | 4 | Perm Closure | 1978-04-18 | 10000 | Diesel | COMPARTMENT A | Single Walled | Asphalt coated or Bare Steel | Pressure | Single Walled | Bare or Galvanized Steel | Removal | 1998-12-01
0-001079 | CHEVRON #9-0597 | 7602 E INDIAN SCHOOL RD | SCOTTSDALE | AZ | 85251 | Maricopa | 7 | Perm Closure | 1992-10-01 | 12000 | Gasoline | COMPARTMENT A | Double Walled | Fiberglass Reinforced Plastic | Pressure | Double Walled | Fiberglass Reinforced Plastic | Removal | 2004-10-26
0-001079 | CHEVRON #9-0597 | 7602 E INDIAN SCHOOL RD | SCOTTSDALE | AZ | 85251 | Maricopa | 1 | Perm Closure | 1969-01-01 | 10000 | Gasoline | COMPARTMENT A | Single Walled | Asphalt coated or Bare Steel | Pressure | Single Walled | Bare or Galvanized Steel | Removal | 1992-10-27
0-006465 | ARCO #5502 | 702 W BROADWAY RD | PHOENIX | AZ | 85041 | Maricopa | 5 | Open | 2019-06-28 | 8000 | Gasoline (PUL) | COMPARTMENT A | Double Walled | Composite (Steel/Fiberglass) | Pressure | Double Walled | Fiberglass Reinforced Plastic
0-000092 | ARIZONA AIR NATIONAL GUARD - 161ST AIR REFUELING | 2001 S 32ND ST | PHOENIX | AZ | 85034 | Maricopa | 20 | Perm Closure | 1977-01-01 | 5000 | Gasoline (Leaded) | COMPARTMENT A | Single Walled | Fiberglass Reinforced Plastic | Pressure | Single Walled | Bare or Galvanized Steel | Removal | 1999-05-20
0-004985 | MESA FUEL CO | 1850 S SOLOMON | MESA | AZ | 85204 | Maricopa | 10 | Perm Closure | 1986-01-01 | 4000 | Diesel | COMPARTMENT A | Unknown | Fiberglass Reinforced Plastic | Suction - Check Valve at the Tank Top |  | Fiberglass Reinforced Plastic | Removal | 1998-04-29
0-001896 | VACANT LOT | 2427 W NORTHERN AVE | PHOENIX | AZ | 85021 | Maricopa | 5 | Perm Closure | 1964-01-01 | 500 | Used Oil/Waste Oil | COMPARTMENT A |  | Asphalt coated or Bare Steel | Gravity Feed |  |  | Removal | 1999-01-27
0-003135 | TONY'S AUTO SERVICE CENTER | 5602 E THOMAS RD | PHOENIX | AZ | 85018 | Maricopa | 4 | Perm Closure | 1956-03-28 | 550 | Used Oil/Waste Oil | COMPARTMENT A | Unknown | Asphalt coated or Bare Steel |  |  |  | Removal | 1989-11-14
0-000700 | CEMEX U.S.A., PHOENIX WEST LINCOLN TERMINAL | 1510 W LINCOLN ST | PHOENIX | AZ | 85007 | Maricopa | 1 | Perm Closure | 1981-04-15 | 8000 | Diesel | COMPARTMENT A | Single Walled | Asphalt coated or Bare Steel |  |  |  | Removal | 1989-11-28
0-000700 | CEMEX U.S.A., PHOENIX WEST LINCOLN TERMINAL | 1510 W LINCOLN ST | PHOENIX | AZ | 85007 | Maricopa | 2 | Perm Closure | 1981-04-15 | 8000 | Diesel | COMPARTMENT A | Single Walled | Asphalt coated or Bare Steel |  |  |  | Removal | 1989-11-28
0-009569 | UST FACILITY - FORMER | 2101 S CALIFORNIA AVE | PARKER | AZ | 85344 | La Paz | 1 | Perm Closure | 2005-06-17 |  | Gasoline | COMPARTMENT A | Double Walled | Asphalt coated or Bare Steel |  |  |  | Removal | 1986-01-01
0-007836 | WESTERN NEWSPAPERS | 147 N CORTEZ ST | PRESCOTT | AZ | 86301 | Yavapai | 1 | Perm Closure | 2005-06-17 | 400 | Diesel | COMPARTMENT A | Double Walled | Asphalt coated or Bare Steel |  |  |  | Removal | 1992-06-08
0-008409 | FLORENCE AUTOMOTIVE | 625 S MAIN ST | FLORENCE | AZ | 85132 | Pinal | 1 | Perm Closure | 2005-06-17 | 1000 | Gasoline | COMPARTMENT A | Double Walled | Composite (Steel/Fiberglass) |  |  |  | Removal | 2005-06-06
0-003437 | C&M SERVICE CENTER | 1401 E ASH ST | GLOBE | AZ | 85501 | Gila | 6 | Perm Closure | 1996-12-01 | 10000 | Gasoline | COMPARTMENT A | Double Walled | Fiberglass Reinforced Plastic | Pressure |  | Fiberglass Reinforced Plastic | Removal | 2017-07-26
0-010116 | BEAVER CREEK GAS MART | 3625 E BEAVER CREEK RD | RIMROCK | AZ | 86335 | Yavapai | 1 | Open | 2005-08-04 | 5000 | Diesel | COMPARTMENT A | Double Walled | Fiberglass Reinforced Plastic | Pressure | Double Walled | Fiberglass Reinforced Plastic
0-010051 | HAMMOND PROPERTY | 425 W CLEVELAND ST | SAINT JOHNS | AZ | 85936 | Apache | 3 | Perm Closure | 2005-09-09 | 6000 | Gasoline | COMPARTMENT A |  | Asphalt coated or Bare Steel |  |  |  | Removal | 2005-07-07
0-010024 | FOWLER SCHOOL DISTRICT TRANSPORTATION | 1617 S 67TH AVE | PHOENIX | AZ | 85043 | Maricopa | 4 | Open | 1990-01-01 | 4000 | Diesel | COMPARTMENT A | Double Walled | Fiberglass Reinforced Plastic | Pressure |  | Fiberglass Reinforced Plastic
0-004702 | SOUTHWEST GAS | 9 S 43RD AVE | PHOENIX | AZ | 85009 | Maricopa | 2 | Perm Closure | 1985-05-02 | 12000 | Gasoline | COMPARTMENT A | Double Walled | Asphalt coated or Bare Steel |  |  |  | Removal | 1997-09-10
0-008229 | GOOD SHEPHERD VILLA | 5848 E UNIVERSITY DR | MESA | AZ | 85205 | Maricopa | 1 | Perm Closure | 2005-06-17 | 500 | Diesel | COMPARTMENT A | Single Walled | Fiberglass Reinforced Plastic |  |  |  | Removal | 1993-12-20
0-007790 | W A W INVESTMENTS | 201 E ANDY DEVINE AVE | KINGMAN | AZ | 86401 | Mohave | 4 | Perm Closure | 2005-06-17 | 500 | Used Oil/Waste Oil | COMPARTMENT A | Double Walled | Asphalt coated or Bare Steel |  |  |  | Removal | 1993-12-01
0-000425 | ASPHALT TERMINALS LLC - PHOENIX | 1935 W MCDOWELL RD | PHOENIX | AZ | 85009 | Maricopa | 1 | Perm Closure | 1965-01-01 | 5000 | Gasoline | COMPARTMENT A | Single Walled | Asphalt coated or Bare Steel |  |  |  | Removal | 1987-12-14
0-000425 | ASPHALT TERMINALS LLC - PHOENIX | 1935 W MCDOWELL RD | PHOENIX | AZ | 85009 | Maricopa | 3 | Perm Closure | 1965-01-01 | 7500 | Diesel | COMPARTMENT A | Single Walled | Asphalt coated or Bare Steel |  |  |  | Removal | 1987-12-14
0-010474 | MAVERIK #471 | 3480 E ANDY DEVINE AVE | KINGMAN | AZ | 86401 | Mohave | 2 | Open | 2012-08-21 | 12000 | Gasoline | COMPARTMENT A | Double Walled | Fiberglass Reinforced Plastic | Pressure | Double Walled | Flexible
0-010474 | MAVERIK #471 | 3480 E ANDY DEVINE AVE | KINGMAN | AZ | 86401 | Mohave | 3 | Open | 2012-08-21 | 12000 | Gasoline | COMPARTMENT A | Double Walled | Fiberglass Reinforced Plastic | Pressure | Double Walled | Flexible
0-001181 | CIRCLE K #124 | 3963 N 1ST AVE | TUCSON | AZ | 85719 | Pima | 1 | Perm Closure | 1978-01-01 | 10000 | Gasoline | COMPARTMENT A |  | Asphalt coated or Bare Steel |  |  |  | Removal | 1989-04-21
0-003328 | CENTURYLINK | 1255 W GLENN ST | TUCSON | AZ | 85705 | Pima | 5 | Perm Closure | 1996-01-10 | 3000 | Diesel | COMPARTMENT A | Double Walled | Composite (Steel/Fiberglass) | Pressure | Double Walled | Fiberglass Reinforced Plastic | Removal | 2013-12-04
0-003328 | CENTURYLINK | 1255 W GLENN ST | TUCSON | AZ | 85705 | Pima | 2 | Perm Closure | 1970-01-15 | 7360 | Gasoline | COMPARTMENT A | Double Walled | Asphalt coated or Bare Steel | Pressure |  |  | Removal | 1996-01-30
0-003222 | BLUE DIAMOND CHEVRON | 2997 N ALMA SCHOOL RD | CHANDLER | AZ | 85224 | Maricopa | 1 | Perm Closure | 1982-01-01 | 6000 | Gasoline (PUL) | COMPARTMENT A | Double Walled | Fiberglass Reinforced Plastic | Pressure |  | Fiberglass Reinforced Plastic | Removal | 2013-10-30
0-003222 | BLUE DIAMOND CHEVRON | 2997 N ALMA SCHOOL RD | CHANDLER | AZ | 85224 | Maricopa | 5 | Perm Closure | 1982-01-01 | 1000 | Used Oil/Waste Oil | COMPARTMENT A | Double Walled | Fiberglass Reinforced Plastic | Gravity Feed |  | Fiberglass Reinforced Plastic | Removal | 2007-04-04
0-008874 | GAS N GO MART | 1730 N BROAD ST | GLOBE | AZ | 85501 | Gila | 1 | Perm Closure | 1995-12-01 | 12000 | Gasoline (UL) | COMPARTMENT A | Double Walled | Composite (Steel/Fiberglass) | Pressure |  | Fiberglass Reinforced Plastic | Removal | 2018-12-12
0-006462 | UNITED CABLE SYSTEMS | 3720 N MARSHALL WAY | SCOTTSDALE | AZ | 85251 | Maricopa | 1 | Perm Closure | 1923-01-01 | 500 | Used Oil/Waste Oil | COMPARTMENT A | Unknown | Unknown |  |  |  | Removal | 1990-07-23
0-009152 | PEORIA GAS & C STORE LLC | 8322 W OLIVE AVE | PEORIA | AZ | 85345 | Maricopa | 2 | Open | 1997-01-01 | 12000 | Gasoline | COMPARTMENT A | Double Walled | Composite (Steel/Fiberglass) | Pressure | Double Walled | Fiberglass Reinforced Plastic
0-009727 | COSTCO WHOLESALE #490 | 19001 N 27TH AVE | PHOENIX | AZ | 85027 | Maricopa | 4 | Open | 2012-02-20 | 1500 | Unidentified | COMPARTMENT A | Double Walled | Fiberglass Reinforced Plastic | Pressure | Double Walled | Fiberglass Reinforced Plastic
0-002953 | COURTHOUSE SITE |  | KINGMAN |  |  | Mohave | 1 | Perm Closure | 1974-01-01 | 3000 | Gasoline | COMPARTMENT A |  | Asphalt coated or Bare Steel |  |  |  | Removal | 1990-02-01
0-002953 | COURTHOUSE SITE |  | KINGMAN |  |  | Mohave | 2 | Perm Closure | 1974-01-01 | 3000 | Gasoline | COMPARTMENT A |  | Asphalt coated or Bare Steel |  |  |  | Removal | 1990-02-01
0-007290 | CRYSTAL ICE & COLD STORAGE |  | WILLCOX |  |  | Cochise | 1 | Perm Closure | 2005-06-17 | 1000 | Gasoline | COMPARTMENT A | Unknown | Asphalt coated or Bare Steel | Gravity Feed |  | Bare or Galvanized Steel | Removal | 1991-05-07
0-004980 | COCA COLA BOTTLING CO | 1850 W ELLIOT RD | TEMPE | AZ | 85284 | Maricopa | 2 | Perm Closure | 1986-03-01 | 12000 | Diesel | COMPARTMENT A |  | Fiberglass Reinforced Plastic |  |  |  | Removal | 1991-07-20
0-004980 | COCA COLA BOTTLING CO | 1850 W ELLIOT RD | TEMPE | AZ | 85284 | Maricopa | 13 | Perm Closure | 1991-08-14 | 12000 | Diesel | COMPARTMENT A | Double Walled | Composite (Steel/Fiberglass) | Pressure | Double Walled | Flexible | Removal | 2000-08-25
0-004980 | COCA COLA BOTTLING CO | 1850 W ELLIOT RD | TEMPE | AZ | 85284 | Maricopa | 12 | Perm Closure | 1991-08-14 | 12000 | Diesel | COMPARTMENT A | Double Walled | Composite (Steel/Fiberglass) | Pressure | Double Walled | Flexible | Removal | 2000-08-25
0-008862 | LONE CACTUS LANDFILL | 21402 N 7TH ST | PHOENIX | AZ | 85024 | Maricopa | 2 | Perm Closure | 1990-08-01 | 3000 | Gasoline | COMPARTMENT A | Unknown | Fiberglass Reinforced Plastic | Pressure |  | Fiberglass Reinforced Plastic | Removal | 1999-03-19
0-008862 | LONE CACTUS LANDFILL | 21402 N 7TH ST | PHOENIX | AZ | 85024 | Maricopa | 4 | Perm Closure | 1990-08-01 | 6000 | Gasoline | COMPARTMENT A | Unknown | Fiberglass Reinforced Plastic | Pressure |  | Fiberglass Reinforced Plastic | Removal | 1999-03-19
0-003987 | VACANT LAND | 215 N MCQUEEN RD | CHANDLER | AZ | 85225 | Maricopa | 4 | Perm Closure | 1975-01-01 | 12000 | Diesel | COMPARTMENT A | Single Walled | Asphalt coated or Bare Steel | Pressure |  | Fiberglass Reinforced Plastic | Removal | 1996-07-10
0-000527 | ARCO #1514 | 3202 E VAN BUREN ST | PHOENIX | AZ | 85008 | Maricopa | 8 | Open | 1994-10-05 | 10000 | Gasoline (UL) | COMPARTMENT A | Double Walled | Fiberglass Reinforced Plastic | Pressure | Double Walled | Fiberglass Reinforced Plastic
0-007837 | BRANDON BROTHERS TEXACO | 1002 W PRINCE RD | TUCSON | AZ | 85705 | Pima | 2 | Perm Closure | 1962-01-01 | 4000 | Gasoline | COMPARTMENT A |  | Asphalt coated or Bare Steel | Pressure |  | Bare or Galvanized Steel | Removal | 2009-03-04
0-004249 | FLORENCE CHEVRON | 320 W FLORENCE BLVD | CASA GRANDE | AZ | 85122 | Pinal | 4 | Perm Closure | 1989-07-01 | 6000 | Gasoline (Mid-Grade UL) | COMPARTMENT A | Double Walled | Fiberglass Reinforced Plastic | Pressure |  | Fiberglass Reinforced Plastic | Removal | 2017-12-13
0-001671 | COULTER CADILLAC INC | 1188 E CAMELBACK RD | PHOENIX | AZ | 85014 | Maricopa | 8 | Open | 1990-12-06 | 4000 | Used Oil/Waste Oil | COMPARTMENT A | Double Walled | Composite (Steel/Fiberglass) | Gravity Feed | Double Walled | Fiberglass Reinforced Plastic
0-001671 | COULTER CADILLAC INC | 1188 E CAMELBACK RD | PHOENIX | AZ | 85014 | Maricopa | 7 | Perm Closure | 1971-02-22 | 1000 | Unidentified | COMPARTMENT A | Single Walled | Asphalt coated or Bare Steel |  |  |  | Removal | 1990-03-03
0-009157 | ESTRELLA SAILPORT | 22548 SAILPORT WAY | MARICOPA | AZ | 85139 | Pinal | 2 | Perm Closure | 2005-06-17 | 1000 | Gasoline | COMPARTMENT A | Double Walled | Asphalt coated or Bare Steel | Suction - Check Valve at the Tank Top |  |  | Removal | 2001-01-09
0-004016 | QUALITY BLOCK CO | 3035 S 35TH AVE | PHOENIX | AZ | 85009 | Maricopa | 2 | Perm Closure | 1980-03-05 | 5000 | Gasoline | COMPARTMENT A | Unknown | Asphalt coated or Bare Steel | Pressure |  |  | Removal | 1992-12-23
0-001883 | EXXON #7-2472 | 12042 N CAVE CREEK RD | PHOENIX | AZ | 85020 | Maricopa | 7 | Perm Closure | 1988-01-01 | 10000 | Gasoline | COMPARTMENT A | Double Walled | Fiberglass Reinforced Plastic | Pressure |  | Fiberglass Reinforced Plastic | Removal | 2005-04-28
0-009601 | SPEEDSMART | 9145 E MAIN ST | MESA | AZ | 85207 | Maricopa | 2 | Perm Closure | 1999-04-01 | 20000 | Gasoline | COMPARTMENT A | Double Walled | Fiberglass Reinforced Plastic | Pressure | Double Walled | Fiberglass Reinforced Plastic | Removal | 2017-11-30
0-004942 | TEXACO #60-34-0050 | 915 E BASELINE RD | TEMPE | AZ | 85283 | Maricopa | 4 | Perm Closure | 1971-05-08 | 550 | Used Oil/Waste Oil | COMPARTMENT A | Unknown | Asphalt coated or Bare Steel |  |  |  | Removal | 1988-06-01
0-004942 | TEXACO #60-34-0050 | 915 E BASELINE RD | TEMPE | AZ | 85283 | Maricopa | 6 | Perm Closure | 1988-06-04 | 10000 | Gasoline | COMPARTMENT A | Unknown | Fiberglass Reinforced Plastic | Pressure |  | Fiberglass Reinforced Plastic | Removal | 2008-03-28
0-003453 | REXAM BEVERAGE CAN COMPANY | 211 N 51ST AVE | PHOENIX | AZ | 85043 | Maricopa | 2 | Perm Closure | 1976-01-01 | 6000 | Hazardous Substance | COMPARTMENT A | Single Walled | Fiberglass Reinforced Plastic | Suction - Check Valve at the Tank Top |  | Fiberglass Reinforced Plastic | Removal | 1993-11-18
0-003453 | REXAM BEVERAGE CAN COMPANY | 211 N 51ST AVE | PHOENIX | AZ | 85043 | Maricopa | 5 | Perm Closure | 1976-01-01 | 8000 | Unidentified | COMPARTMENT A | Single Walled | Asphalt coated or Bare Steel | Suction - Check Valve at the Tank Top |  | Bare or Galvanized Steel | Removal | 1993-11-18
0-008766 | JUDD TRANSMISSION - FORMER | 200 S HASKELL AVE | WILLCOX | AZ | 85643 | Cochise | 1 | Temp Closure | 1974-01-01 | 1000 | Unidentified | COMPARTMENT A | Single Walled | Asphalt coated or Bare Steel |  |  |  |  | 1986-01-01
0-000683 | CITY OF BENSON - MAINTENANCE YARD | 898 N MADISON AVE | BENSON | AZ | 85602 | Cochise | 2 | Perm Closure | 1985-01-01 | 1500 | Gasoline | COMPARTMENT A |  | Asphalt coated or Bare Steel |  |  |  | Removal | 1994-03-15
0-008197 | PHOENIX, CITY OF - SQUARE ONE PROJE | 18 E WASHINGTON ST | PHOENIX | AZ | 85004 | Maricopa | 1 | Perm Closure | 2005-06-17 | 1000 | Diesel | COMPARTMENT A | Unknown | Asphalt coated or Bare Steel |  |  |  | Removal | 1993-04-22
0-001389 | CIRCLE K #2701250 | 330 E BROADWAY RD | MESA | AZ | 85210 | Maricopa | 3 | Open | 1985-01-01 | 10000 | Gasoline | COMPARTMENT A | Single Walled | Fiberglass Reinforced Plastic | Pressure | Single Walled | Fiberglass Reinforced Plastic
0-001407 | CIRCLE K #2701422 | 2450 E GRANT RD | TUCSON | AZ | 85719 | Pima | 1 | Open | 1980-01-01 | 10000 | Gasoline | COMPARTMENT A |  | Asphalt coated or Bare Steel | Pressure | Double Walled | Fiberglass Reinforced Plastic
0-005970 | CIRCLE K #2708692 | 2524 W THUNDERBIRD RD | PHOENIX | AZ | 85023 | Maricopa | 2 | Open | 1987-02-25 | 10000 | Gasoline | COMPARTMENT A | Double Walled | Fiberglass Reinforced Plastic | Pressure |  | Fiberglass Reinforced Plastic
0-001168 | CIRCLE K #2700041 | 6002 NW GRAND AVE | GLENDALE | AZ | 85301 | Maricopa | 3 | Open | 1985-01-01 | 10000 | Gasoline | COMPARTMENT A | Double Walled | Fiberglass Reinforced Plastic | Pressure | Single Walled | Fiberglass Reinforced Plastic
0-008610 | FLYING J TRAVEL PLAZA #612 | 400 TRANSCON LN | WINSLOW | AZ | 86047 | Navajo | 2 | Open | 1995-01-25 | 20000 | Diesel | COMPARTMENT A | Double Walled | Fiberglass Reinforced Plastic | Pressure | Double Walled | Fiberglass Reinforced Plastic
0-008610 | FLYING J TRAVEL PLAZA #612 | 400 TRANSCON LN | WINSLOW | AZ | 86047 | Navajo | 4 | Open | 1995-01-25 | 12000 | Gasoline | COMPARTMENT A | Double Walled | Fiberglass Reinforced Plastic | Pressure | Double Walled | Fiberglass Reinforced Plastic
0-008902 | TOWN OF WELLTON - STORAGE FACILITY | 28789 E LOS ANGELES AVE | WELLTON | AZ | 85356 | Yuma | 1 | Perm Closure | 2005-06-17 | 2000 | Unidentified | COMPARTMENT A | Single Walled | Asphalt coated or Bare Steel |  |  |  | Removal | 2006-02-15
0-008986 | FEDERAL COURTHOUSE/TEXACO |  | PHOENIX |  |  | Maricopa | 4 | Perm Closure | 2005-06-17 | 700 | Gasoline | COMPARTMENT A | Double Walled | Asphalt coated or Bare Steel |  |  |  | Removal | 1997-10-29
0-008986 | FEDERAL COURTHOUSE/TEXACO |  | PHOENIX |  |  | Maricopa | 8 | Perm Closure | 2005-06-17 | 1000 | Used Oil/Waste Oil | COMPARTMENT A | Double Walled | Asphalt coated or Bare Steel |  |  |  | Removal | 1996-09-30
0-002611 | FIRST PRINCE PARTNERSHIP | 3600 N 1ST AVE | TUCSON | AZ | 85719 | Pima | 3 | Perm Closure | 2005-06-17 | 4000 | Gasoline | COMPARTMENT A | Unknown | Unknown |  |  |  | Removal | 1986-08-11
0-002611 | FIRST PRINCE PARTNERSHIP | 3600 N 1ST AVE | TUCSON | AZ | 85719 | Pima | 2 | Perm Closure | 2005-06-17 | 4000 | Gasoline | COMPARTMENT A | Unknown | Unknown |  |  |  | Removal | 1986-08-11
0-002611 | FIRST PRINCE PARTNERSHIP | 3600 N 1ST AVE | TUCSON | AZ | 85719 | Pima | 1 | Perm Closure | 2005-06-17 | 4000 | Gasoline | COMPARTMENT A | Unknown | Unknown |  |  |  | Removal | 1986-08-11
0-008776 | EVERGREEN PERFORMANCE | 14840 N 74TH ST | SCOTTSDALE | AZ | 85260 | Maricopa | 1 | Perm Closure | 1973-01-01 | 10000 | Jet Fuel | COMPARTMENT A |  | Asphalt coated or Bare Steel | Suction - Check Valve at the Dispenser |  | Fiberglass Reinforced Plastic | Removal | 2019-08-28
0-003450 | NAME BRANDS INC | 410 6TH ST | PRESCOTT | AZ | 86301 | Yavapai | 1 | Perm Closure | 1971-04-09 | 1000 | Gasoline | COMPARTMENT A | Double Walled | Asphalt coated or Bare Steel |  |  |  | Removal | 1987-06-01
0-000904 | ALVERNON AUTO/CACTUS RECREATION | 1400 S ALVERNON WAY | TUCSON | AZ | 85711 | Pima | 2 | Perm Closure | 1978-01-01 | 1000 | Diesel | COMPARTMENT A | Single Walled | Asphalt coated or Bare Steel |  |  |  | Closed in Place | 2001-05-18
0-009119 | PHILLIP POLK FACILITY | 4749 E BASELINE RD | PHOENIX | AZ | 85042 | Maricopa | 2 | Perm Closure | 2005-06-17 | 2000 | Gasoline | COMPARTMENT A | Unknown | Unknown | Suction - Check Valve at the Tank Top |  | Fiberglass Reinforced Plastic | Removal | 1998-07-07
0-004435 | RAINBOW RENTALS | 4717 N 7TH ST | PHOENIX | AZ | 85014 | Maricopa | 1 | Perm Closure | 1969-01-27 | 1000 | Unidentified | COMPARTMENT A | Double Walled | Asphalt coated or Bare Steel | Suction - Check Valve at the Tank Top |  |  | Removal | 1993-12-28
0-010483 | QUIKTRIP #1428 | 2840 W CACTUS RD | PHOENIX | AZ | 85029 | Maricopa | 4 | Open | 2013-05-13 | 12000 | Diesel | COMPARTMENT A | Double Walled | Fiberglass Reinforced Plastic | Pressure | Double Walled | Fiberglass Reinforced Plastic
0-010677 | STONEHEDGE ESTATES | 30033 N US HIGHWAY 60 | WICKENBURG | AZ | 85390 | Maricopa | 1 | Perm Closure | 1957-01-01 | 1000 | Unidentified | COMPARTMENT A | Single Walled | Asphalt coated or Bare Steel | No Piping | Single Walled | Bare or Galvanized Steel | Removal | 2019-04-24
0-003440 | HERTZ RENT-A-CAR | 500 S 24TH ST | PHOENIX | AZ | 85034 | Maricopa | 1 | Perm Closure | 1991-11-22 | 10000 | Gasoline | COMPARTMENT A | Double Walled | Fiberglass Reinforced Plastic | Pressure | Double Walled | Fiberglass Reinforced Plastic | Removal | 2006-01-26
0-000036 | FAA KINGMAN TVOR |  | KINGMAN |  |  | Mohave | 1 | Perm Closure | 2005-06-17 | 500 | Gasoline | COMPARTMENT A |  | Asphalt coated or Bare Steel |  |  |  | Removal | 1985-03-01
0-006266 | EIGHTY TEXACO & GARAGE | 3329 E BENSON HWY | TUCSON | AZ | 85706 | Pima | 4 | Perm Closure | 1975-01-01 | 4000 | Gasoline | COMPARTMENT A | Unknown | Asphalt coated or Bare Steel |  |  |  | Removal | 1989-11-29
0-002503 | ED HOLDERNESS SUPPLIES INC | 1432 E BUCKEYE RD | PHOENIX | AZ | 85034 | Maricopa | 2 | Perm Closure | 1978-05-02 | 8000 | Gasoline | COMPARTMENT A | Single Walled | Asphalt coated or Bare Steel |  |  |  | Removal | 1987-01-23
0-003728 | PHILLIPS 66 COMPANY #015668 |  | MESA |  |  | Maricopa | 1 | Perm Closure | 1975-04-03 | 10000 | Gasoline | COMPARTMENT A |  | Asphalt coated or Bare Steel |  |  |  | Removal | 2015-09-21
0-010137 | PARCEL 109-03-004 | 324 S MONTEZUMA ST | PRESCOTT | AZ | 86303 | Yavapai | 1 | Perm Closure | 2006-08-18 | 10000 | Gasoline | COMPARTMENT A |  | Asphalt coated or Bare Steel |  |  |  | Removal | 2006-06-14
0-010137 | PARCEL 109-03-004 | 324 S MONTEZUMA ST | PRESCOTT | AZ | 86303 | Yavapai | 3 | Perm Closure | 2006-08-18 | 10000 | Gasoline | COMPARTMENT A |  | Asphalt coated or Bare Steel |  |  |  | Removal | 2006-06-14
0-010514 | CIRCLE K STORE #2703462 | 3155 S GILBERT RD | GILBERT | AZ | 85295 | Maricopa | 2 | Open | 2014-11-25 | 12000 | Gasoline (PUL) | COMPARTMENT A | Double Walled | Fiberglass Reinforced Plastic | Pressure | Double Walled | Fiberglass Reinforced Plastic
0-005160 | CITY OF TUCSON - PRICE SERVICE CENTER | 4004 S PARK AVE | TUCSON | AZ | 85714 | Pima | 2 | Perm Closure | 1976-01-01 | 12000 | Gasoline | COMPARTMENT A | Single Walled | Fiberglass Reinforced Plastic | Pressure | Single Walled | Bare or Galvanized Steel | Removal | 1992-11-15
0-005160 | CITY OF TUCSON - PRICE SERVICE CENTER | 4004 S PARK AVE | TUCSON | AZ | 85714 | Pima | 12 | Perm Closure | 1976-04-10 | 12000 | Gasoline | COMPARTMENT A | Double Walled | Fiberglass Reinforced Plastic | Pressure | Single Walled | Bare or Galvanized Steel | Removal | 1992-11-15
0-001378 | CIRCLE K #2701200 | 2702 W GLENDALE AVE | PHOENIX | AZ | 85051 | Maricopa | 2 | Open | 1982-01-01 | 10000 | Gasoline | COMPARTMENT A | Single Walled | Fiberglass Reinforced Plastic | Pressure |  | Fiberglass Reinforced Plastic
0-000009 | MCCULLOCH CORPORATION | 6000 S MCCULLOCH DR | TUCSON | AZ | 85756 | Pima | 1 | Perm Closure | 1989-01-01 | 4000 | Gasoline | COMPARTMENT A | Double Walled | Fiberglass Reinforced Plastic | Pressure | Double Walled | Fiberglass Reinforced Plastic | Removal | 2000-09-21
0-001939 | EMPIRE MACHINERY | 165 W IRON AVE | MESA | AZ | 85210 | Maricopa | 2 | Perm Closure | 1969-01-01 | 10000 | Unidentified | COMPARTMENT A |  | Asphalt coated or Bare Steel | Suction - Check Valve at the Tank Top |  |  | Removal | 1989-07-07
0-001939 | EMPIRE MACHINERY | 165 W IRON AVE | MESA | AZ | 85210 | Maricopa | 36 | Perm Closure | 1988-05-01 | 20000 | Diesel | COMPARTMENT A | Double Walled | Fiberglass Reinforced Plastic | Pressure |  | Fiberglass Reinforced Plastic | Removal | 1997-02-20
0-001939 | EMPIRE MACHINERY | 165 W IRON AVE | MESA | AZ | 85210 | Maricopa | 7 | Perm Closure | 1970-01-01 | 10000 | Diesel | COMPARTMENT A |  | Asphalt coated or Bare Steel | Suction - Check Valve at the Tank Top |  |  | Removal | 1988-09-01
0-001939 | EMPIRE MACHINERY | 165 W IRON AVE | MESA | AZ | 85210 | Maricopa | 4 | Perm Closure | 1969-01-01 | 5000 | Unidentified | COMPARTMENT A |  | Asphalt coated or Bare Steel | Suction - Check Valve at the Tank Top |  |  | Removal | 1989-07-07
0-000100 | ALBERT'S SERVICE | 1901 E BROADWAY BLVD | TUCSON | AZ | 85719 | Pima | 4 | Perm Closure | 1971-01-01 | 250 | Used Oil/Waste Oil | COMPARTMENT A |  | Asphalt coated or Bare Steel |  |  |  | Removal | 1990-08-17
0-004374 | SCHMELZLA FARMS |  | WILLCOX |  |  | Cochise | 2 | Perm Closure | 1971-05-08 | 3000 | Diesel | COMPARTMENT A | Unknown | Asphalt coated or Bare Steel |  |  |  | Removal | 1988-09-01
0-006940 | OLD CORY'S STATION |  | KINGMAN |  |  | Mohave | 1 | Perm Closure | 1975-01-01 | 8000 | Unidentified | COMPARTMENT A | Unknown | Asphalt coated or Bare Steel |  |  |  | Removal | 1990-08-25
0-006940 | OLD CORY'S STATION |  | KINGMAN |  |  | Mohave | 5 | Perm Closure | 1975-01-01 | 3000 | Unidentified | COMPARTMENT A | Unknown | Asphalt coated or Bare Steel |  |  |  | Removal | 1990-08-25
0-003180 | MISSION UNIFORM SERVICE | 1606 S 1ST AVE | PHOENIX | AZ | 85003 | Maricopa | 1 | Perm Closure | 1982-05-13 | 10000 | Gasoline | COMPARTMENT A | Double Walled | Asphalt coated or Bare Steel |  |  |  | Removal | 1988-04-11
0-003280 | MOHAVE COUNTY CENTRAL MOTORPOOL |  | BULLHEAD CITY |  |  | Mohave | 1 | Perm Closure | 1980-05-08 | 2000 | Diesel | COMPARTMENT A | Unknown | Unknown |  |  |  | Removal | 1991-05-13
0-003280 | MOHAVE COUNTY CENTRAL MOTORPOOL |  | BULLHEAD CITY |  |  | Mohave | 3 | Perm Closure | 1981-05-08 | 10000 | Gasoline | COMPARTMENT A | Unknown | Unknown |  |  |  | Removal | 1988-10-01
0-007846 | SAN TAN CLOUD ROAD SUMP |  | GILBERT |  |  | Maricopa | 2 | Perm Closure | 1975-01-01 | 10000 | Diesel | COMPARTMENT A | Unknown | Asphalt coated or Bare Steel |  |  |  | Removal | 1992-02-18
0-005347 | USDA FS - CORONADO NF SANTA CATALINA RANGER DISTRICT |  | MOUNT LEMMON |  |  | Pima | 1 | Perm Closure | 1978-05-19 | 3000 | Gasoline | COMPARTMENT A | Double Walled | Asphalt coated or Bare Steel |  |  |  | Removal | 1991-09-17
0-010492 | FRYS FOOD & DRUG STORES #113 | 1245 W MAIN ST | MESA | AZ | 85201 | Maricopa | 2 | Open | 2013-07-11 | 8000 | Gasoline (UL) | COMPARTMENT B | Double Walled | Fiberglass Reinforced Plastic | Pressure | Double Walled | Flexible
0-010345 | FRYS FUEL CENTER #127 | 4202 W CACTUS RD | PHOENIX | AZ | 85029 | Maricopa | 2 | Open | 2002-12-01 | 8000 | Diesel | COMPARTMENT B | Double Walled | Fiberglass Reinforced Plastic | Pressure | Double Walled | Flexible
0-002377 | ON CONSIGNMENT IN BISBEE |  | BISBEE |  |  | Cochise | 3 | Perm Closure | 1951-01-01 | 500 | Gasoline | COMPARTMENT A |  | Asphalt coated or Bare Steel |  |  |  | Removal | 1989-08-30
0-000517 | ARCO #5272 | 12222 N 32ND ST | PHOENIX | AZ | 85032 | Maricopa | 5 | Open | 1993-01-27 | 10000 | Gasoline | COMPARTMENT A | Double Walled | Fiberglass Reinforced Plastic | Pressure | Double Walled | Fiberglass Reinforced Plastic
0-001410 | CIRCLE K #2701437 | 4008 N STOCKTON HILL RD | KINGMAN | AZ | 86409 | Mohave | 4 | Open | 2018-06-15 | 20000 | Gasoline (UL) | COMPARTMENT A | Double Walled | Fiberglass Reinforced Plastic
0-001466 | CIRCLE K #2701673 | 1910 W DEER VALLEY RD | PHOENIX | AZ | 85027 | Maricopa | 1 | Open | 1985-01-01 | 10000 | Gasoline | COMPARTMENT A | Single Walled | Fiberglass Reinforced Plastic | Pressure | Single Walled | Fiberglass Reinforced Plastic
0-000601 | AVONDALE ELEMENTARY SCHOOL DISTRICT #44 - BUS BARN | 235 W WESTERN AVE | AVONDALE | AZ | 85323 | Maricopa | 1 | Perm Closure | 1983-01-01 | 2500 | Gasoline | COMPARTMENT A |  | Asphalt coated or Bare Steel |  |  |  | Removal | 1989-11-11
0-000601 | AVONDALE ELEMENTARY SCHOOL DISTRICT #44 - BUS BARN | 235 W WESTERN AVE | AVONDALE | AZ | 85323 | Maricopa | 3 | Perm Closure | 1989-12-14 | 2000 | Gasoline | COMPARTMENT B | Double Walled | Fiberglass Reinforced Plastic | Pressure | Double Walled | Fiberglass Reinforced Plastic | Removal | 2016-03-31
0-006558 | AZTEC STEEL | 6525 W STATE AVE | GLENDALE | AZ | 85301 | Maricopa | 1 | Perm Closure | 2005-06-17 | 3000 | Gasoline | COMPARTMENT A | Double Walled | Asphalt coated or Bare Steel | Suction - Check Valve at the Tank Top |  |  | Removal | 1990-08-28
0-002545 | ASPEN SHELL/HUFFER OIL CO. | 3620 E ROUTE 66 | FLAGSTAFF | AZ | 86004 | Coconino | 2 | Perm Closure | 1971-01-01 | 4000 | Gasoline | COMPARTMENT A | Single Walled | Asphalt coated or Bare Steel |  |  |  | Removal | 1987-05-29
0-006878 | ATCHISON TOPEKA & SANTA FE |  | WICKENBURG |  |  | Maricopa | 1 | Perm Closure | 2005-06-17 | 22000 | Diesel | COMPARTMENT A | Unknown | Asphalt coated or Bare Steel | Suction - Check Valve at the Tank Top |  |  | Removal | 1990-08-25
0-006382 | AMC ARIZONA PROVING GROUNDS | 10001 S AVE 40 E | TACNA | AZ | 85352 | Yuma | 2 | Perm Closure | 1986-01-01 | 10000 | Gasoline | COMPARTMENT A | Double Walled | Fiberglass Reinforced Plastic | Pressure |  | Fiberglass Reinforced Plastic | Closed in Place | 1987-11-01
0-010151 | JACKSONS ENERGY #6782 | 1785 S RAILROAD SPRINGS BLVD | FLAGSTAFF | AZ | 86001 | Coconino | 1 | Open | 2006-03-23 | 15000 | Gasoline | COMPARTMENT A | Double Walled | Fiberglass Reinforced Plastic | Pressure | Double Walled | Flexible
0-010149 | HAMADEH MART | 808 E MCKELLIPS RD | MESA | AZ | 85203 | Maricopa | 1 | Open | 1997-01-01 | 8000 | Diesel | COMPARTMENT A | Double Walled | Fiberglass Reinforced Plastic | Pressure | Double Walled | Fiberglass Reinforced Plastic
0-010149 | HAMADEH MART | 808 E MCKELLIPS RD | MESA | AZ | 85203 | Maricopa | 3 | Open | 1997-01-01 | 15000 | Oxygenated Gasoline | COMPARTMENT A | Double Walled | Fiberglass Reinforced Plastic | Pressure | Double Walled | Fiberglass Reinforced Plastic
0-010164 | WORSHIP & WORD, THE NORTHWEST UPC | 8155 W GRAND AVE | PEORIA | AZ | 85345 | Maricopa | 5 | Perm Closure | 2007-05-14 | 1000 | Gasoline | COMPARTMENT A |  | Asphalt coated or Bare Steel |  |  |  | Removal | 2007-03-30
0-010078 | FRYS FUEL CENTER #672 | 20797 N JOHN WAYNE PKWY | MARICOPA | AZ | 85139 | Pinal | 2 | Open | 2007-06-11 | 20000 | Gasoline | COMPARTMENT A | Double Walled | Fiberglass Reinforced Plastic | Pressure | Double Walled | Fiberglass Reinforced Plastic
0-010603 | CIRCLE K STORE #2703482 | 18675 S NOGALES HWY | GREEN VALLEY | AZ | 85614 | Pima | 1 | Open | 2017-01-23 | 20000 | Gasoline (UL) | COMPARTMENT A | Double Walled | Fiberglass Reinforced Plastic | Pressure | Double Walled | Fiberglass Reinforced Plastic
0-010569 | LOVE'S TRAVEL STOP #659 | 8313 W ROOSEVELT ST | TOLLESON | AZ | 85353 | Maricopa | 6 | Open | 2019-12-30 | 7000 | Used Oil/Waste Oil | COMPARTMENT F | Double Walled | Fiberglass Reinforced Plastic | Suction - Check Valve at the Tank Top | Double Walled | Fiberglass Reinforced Plastic
0-006980 | ARCO #5601 | 2198 HIGHWAY 95 | BULLHEAD CITY | AZ | 86442 | Mohave | 1 | Open | 1988-10-19 | 12000 | Gasoline | COMPARTMENT A | Double Walled | Fiberglass Reinforced Plastic | Pressure | Double Walled | Fiberglass Reinforced Plastic
0-006747 | UNION PACIFIC RR - 6TH STREET MOTOR CAR SHANTY |  | PHOENIX |  |  | Maricopa | 1 | Perm Closure | 1975-01-01 | 1000 | Gasoline | COMPARTMENT A | Unknown | Asphalt coated or Bare Steel |  |  |  | Removal | 1990-02-02
0-000061 | A TO Z EQUIPMENT RENTALS & SALES | 15634 N 32ND ST | PHOENIX | AZ | 85032 | Maricopa | 2 | Perm Closure | 1985-01-10 | 1000 | Diesel | COMPARTMENT A |  | Asphalt coated or Bare Steel | Suction - Check Valve at the Tank Top |  |  | Removal | 1993-07-28
0-001133 | FRY'S FUEL #22 | 1760 E ELLIOT RD | TEMPE | AZ | 85284 | Maricopa | 4 | Perm Closure | 1986-12-03 | 1000 | Used Oil/Waste Oil | COMPARTMENT A | Double Walled | Fiberglass Reinforced Plastic |  |  |  | Removal | 1986-12-03
0-004953 | SPEEDWAY #2965 | 4301 E BROADWAY BLVD | TUCSON | AZ | 85711 | Pima | 6 | Perm Closure | 1986-10-10 | 10000 | Gasoline | COMPARTMENT A | Unknown | Fiberglass Reinforced Plastic | Pressure |  | Fiberglass Reinforced Plastic | Removal | 2003-11-05
0-007191 | BUTLER-HOVDE FARMS | 685 S GILBERT RD | GILBERT | AZ | 85296 | Maricopa | 1 | Perm Closure | 1976-11-01 | 2000 | Gasoline | COMPARTMENT A | Double Walled | Asphalt coated or Bare Steel | Suction - Check Valve at the Tank Top |  |  | Removal | 1991-02-21
0-004956 | SPEEDWAY STORE #2966 | 6280 E BROADWAY BLVD | TUCSON | AZ | 85711 | Pima | 2 | Perm Closure | 1982-01-01 | 10000 | Gasoline (UL) | COMPARTMENT A | Double Walled | Fiberglass Reinforced Plastic | Pressure |  | Bare or Galvanized Steel | Removal | 2020-01-09
0-006671 | SOUTHWEST SAVING ASSOCIATION | 8700 W BELL RD | PEORIA | AZ | 85382 | Maricopa | 4 | Perm Closure | 2005-06-17 |  | Diesel | COMPARTMENT A | Unknown | Asphalt coated or Bare Steel |  |  |  | Removal | 1990-06-01
0-005651 | WHITING BROS # 24 | 2136 E ROUTE 66 | FLAGSTAFF | AZ | 86004 | Coconino | 2 | Perm Closure | 1974-05-07 | 3000 | Gasoline | COMPARTMENT A | Double Walled | Asphalt coated or Bare Steel |  |  |  | Removal | 1990-09-18
0-005651 | WHITING BROS # 24 | 2136 E ROUTE 66 | FLAGSTAFF | AZ | 86004 | Coconino | 4 | Perm Closure | 1974-05-07 | 10000 | Gasoline | COMPARTMENT A | Double Walled | Asphalt coated or Bare Steel |  |  |  | Removal | 1990-09-18
0-003286 | WOODYS FOOD STORE #138 | 3260 N HWY 66 | KINGMAN | AZ | 86401 | Mohave | 1 | Open | 1970-01-01 | 10000 | Gasoline (UL) | COMPARTMENT A |  | Asphalt coated or Bare Steel | Pressure | Double Walled | Fiberglass Reinforced Plastic
0-009729 | SYMANTEC | 3701 E COLUMBIA ST | TUCSON | AZ | 85714 | Pima | 1 | Perm Closure | 2001-02-26 | 10000 | Diesel | COMPARTMENT A | Double Walled | Fiberglass Reinforced Plastic | Suction - Check Valve at the Tank Top |  | Flexible | Removal | 2003-05-22
0-006790 | R KAY TRUCK PARTS | 1842 W LATHAM ST | PHOENIX | AZ | 85007 | Maricopa | 2 | Perm Closure | 1982-01-01 | 1000 | Diesel | COMPARTMENT A | Unknown | Asphalt coated or Bare Steel |  |  |  | Removal | 1990-02-01
0-007738 | HACIENDA MINI MART | 3618 JAMAICA BLVD S | LAKE HAVASU CITY | AZ | 86406 | Mohave | 1 | Open | 1993-09-25 | 8000 | Gasoline | COMPARTMENT A | Single Walled | Fiberglass Reinforced Plastic | Pressure |  | Fiberglass Reinforced Plastic
0-007738 | HACIENDA MINI MART | 3618 JAMAICA BLVD S | LAKE HAVASU CITY | AZ | 86406 | Mohave | 2 | Open | 1993-09-25 | 8000 | Gasoline | COMPARTMENT A | Single Walled | Fiberglass Reinforced Plastic | Pressure |  | Fiberglass Reinforced Plastic
0-001035 | FRANK TADEO CHEVRON | 1420 N G AVE | DOUGLAS | AZ | 85607 | Cochise | 1 | Perm Closure | 1982-01-01 | 10000 | Gasoline | COMPARTMENT A | Single Walled | Fiberglass Reinforced Plastic | Pressure |  | Fiberglass Reinforced Plastic | Removal | 2017-02-09
0-001035 | FRANK TADEO CHEVRON | 1420 N G AVE | DOUGLAS | AZ | 85607 | Cochise | 3 | Perm Closure | 1982-01-01 | 10000 | Gasoline | COMPARTMENT A | Single Walled | Fiberglass Reinforced Plastic | Pressure |  | Fiberglass Reinforced Plastic | Removal | 2017-02-09
0-006388 | MASCOT ENTERPRISES INC | 9444 N 19TH AVE | PHOENIX | AZ | 85021 | Maricopa | 3 | Perm Closure | 1987-09-28 | 10000 | Gasoline | COMPARTMENT A |  | Fiberglass Reinforced Plastic | Pressure |  | Fiberglass Reinforced Plastic | Removal | 2008-12-10
0-002253 | GEORGE & SONS STEEL | 6002 W SHERMAN ST | PHOENIX | AZ | 85043 | Maricopa | 2 | Perm Closure | 1984-04-15 | 6000 | Gasoline | COMPARTMENT A | Single Walled | Asphalt coated or Bare Steel |  |  |  | Removal | 1989-11-29
0-002731 | APN #303-17-004 | 801 S ARIZONA AVE | CHANDLER | AZ | 85225 | Maricopa | 3 | Perm Closure | 2006-02-16 | 7000 | Unidentified | COMPARTMENT A |  | Asphalt coated or Bare Steel |  |  |  | Removal | 2005-09-15
0-007371 | EZ LUBE #203 | 1699 MESQUITE AVE | LAKE HAVASU CITY | AZ | 86403 | Mohave | 4 | Perm Closure | 1986-06-09 | 2000 | Used Oil/Waste Oil | COMPARTMENT A |  | Asphalt coated or Bare Steel | Gravity Feed |  |  | Change in Service | 2000-07-17
0-002040 | K & M MARKET/E-Z SERVE #060138 | 13865 N SANDARIO RD | MARANA | AZ | 85653 | Pima | 1 | Perm Closure | 1977-04-27 | 10000 | Gasoline | COMPARTMENT A | Single Walled | Asphalt coated or Bare Steel |  |  |  | Removal | 1990-03-07
0-006515 | GALBREATH MAINTENANCE YARD | 1208 S INDUSTRIAL DR | KEARNY | AZ | 85137 | Pinal | 1 | Perm Closure | 1959-01-01 | 500 | Gasoline | COMPARTMENT A | Unknown | Unknown |  |  |  | Closed in Place | 1982-01-01
0-010018 | GALFAB | 4020 S 15TH AVE | PHOENIX | AZ | 85041 | Maricopa | 2 | Perm Closure | 2005-06-17 |  | Gasoline | COMPARTMENT A | Double Walled | Asphalt coated or Bare Steel |  |  |  | Removal | 2004-05-08
0-010018 | GALFAB | 4020 S 15TH AVE | PHOENIX | AZ | 85041 | Maricopa | 3 | Perm Closure | 2005-06-17 |  | Gasoline | COMPARTMENT A | Double Walled | Asphalt coated or Bare Steel |  |  |  | Removal | 2004-05-08
0-003142 | CITY OF MESA - FIRE STATION 208 | 4530 E MCKELLIPS RD | MESA | AZ | 85215 | Maricopa | 4 | Open | 2001-02-27 | 10000 | Gasoline | COMPARTMENT A | Double Walled | Fiberglass Reinforced Plastic | Pressure | Double Walled | Fiberglass Reinforced Plastic
0-005227 | U-HAUL - CENTRAL AVENUE | 901 N CENTRAL AVE | PHOENIX | AZ | 85004 | Maricopa | 1 | Perm Closure | 1979-01-01 | 550 | Gasoline | COMPARTMENT A | Single Walled | Asphalt coated or Bare Steel |  |  |  | Removal | 1989-10-30
0-009800 | CIRCLE K #2706356 | 1203 E SOUTHERN AVE | MESA | AZ | 85204 | Maricopa | 2 | Open | 2001-04-17 | 10000 | Gasoline | COMPARTMENT A | Double Walled | Fiberglass Reinforced Plastic | Pressure | Double Walled | Flexible
0-009800 | CIRCLE K #2706356 | 1203 E SOUTHERN AVE | MESA | AZ | 85204 | Maricopa | 4 | Open | 2001-04-17 | 12000 | Gasoline | COMPARTMENT A | Double Walled | Fiberglass Reinforced Plastic | Pressure | Double Walled | Flexible
0-003530 | STEWART TITLE & TRUST OF TUCSON | 2075 N 6TH AVE | TUCSON | AZ | 85705 | Pima | 1 | Perm Closure | 1970-01-01 | 2000 | Gasoline | COMPARTMENT A |  | Asphalt coated or Bare Steel | Suction - Check Valve at the Tank Top |  |  | Removal | 1990-08-16
0-002555 | I-10 INTERNATIONAL TRUCK INC | 2202 S CENTRAL AVE | PHOENIX | AZ | 85004 | Maricopa | 2 | Perm Closure | 1983-05-22 | 12000 | Diesel | COMPARTMENT A | Single Walled | Asphalt coated or Bare Steel | Suction - Check Valve at the Tank Top |  | Fiberglass Reinforced Plastic | Removal | 1996-11-22
0-005560 | PARKER DAM CENTRAL OFFICE | 912 W 12TH ST | PARKER | AZ | 85344 | La Paz | 1 | Perm Closure | 1975-07-14 | 1000 | Diesel | COMPARTMENT A | Unknown | Fiberglass Reinforced Plastic |  |  |  | Removal | 1992-01-09
0-008261 | GOOD 2 GO STORES #506 | 915 W BEALE ST | KINGMAN | AZ | 86401 | Mohave | 2 | Open | 1994-03-24 | 12000 | Diesel | COMPARTMENT A | Double Walled | Composite (Steel/Fiberglass) | Pressure | Double Walled | Fiberglass Reinforced Plastic
0-008601 | TANNER MOTOR TOURS - FORMER | 139 N SCOTT AVE | TUCSON | AZ | 85701 | Pima | 1 | Perm Closure | 2005-06-17 | 2000 | Gasoline | COMPARTMENT A | Single Walled | Asphalt coated or Bare Steel | Suction - Check Valve at the Tank Top | Single Walled | Bare or Galvanized Steel | Removal | 1995-08-21
0-008601 | TANNER MOTOR TOURS - FORMER | 139 N SCOTT AVE | TUCSON | AZ | 85701 | Pima | 5 | Perm Closure | 2005-06-17 | 10000 | Gasoline | COMPARTMENT A | Single Walled | Asphalt coated or Bare Steel | Suction - Check Valve at the Tank Top | Single Walled | Bare or Galvanized Steel | Removal | 1995-08-25
0-002313 | FOUNTAIN HILLS GOLF CLUB | 10440 N INDIAN WELLS DR | FOUNTAIN HILLS | AZ | 85268 | Maricopa | 1 | Perm Closure | 1972-01-01 | 3000 | Gasoline | COMPARTMENT A | Single Walled | Asphalt coated or Bare Steel | Suction - Check Valve at the Tank Top | Single Walled | Bare or Galvanized Steel | Removal | 1994-03-23
0-000391 | PALO VERDE NUCLEAR GENERATING STATION | 5801 S WINTERSBURG RD | TONOPAH | AZ | 85354 | Maricopa | 31 | Perm Closure | 1977-01-01 | 550 | Used Oil/Waste Oil | COMPARTMENT A | Single Walled | Asphalt coated or Bare Steel | Gravity Feed | Single Walled | Bare or Galvanized Steel | Removal | 1987-07-01
0-000391 | PALO VERDE NUCLEAR GENERATING STATION | 5801 S WINTERSBURG RD | TONOPAH | AZ | 85354 | Maricopa | 25 | Perm Closure | 1978-01-01 | 500 | New Oil | COMPARTMENT A | Single Walled | Asphalt coated or Bare Steel | Suction - Check Valve at the Tank Top | Single Walled | Bare or Galvanized Steel | Removal | 1992-11-09
0-000391 | PALO VERDE NUCLEAR GENERATING STATION | 5801 S WINTERSBURG RD | TONOPAH | AZ | 85354 | Maricopa | 10 | Perm Closure | 1980-01-01 | 500 | Used Oil/Waste Oil | COMPARTMENT A | Single Walled | Asphalt coated or Bare Steel | Gravity Feed |  |  | Removal | 1993-12-10
0-000391 | PALO VERDE NUCLEAR GENERATING STATION | 5801 S WINTERSBURG RD | TONOPAH | AZ | 85354 | Maricopa | 22 | Perm Closure | 1980-01-01 | 500 | Hazardous Substance | COMPARTMENT A | Double Walled | Fiberglass Reinforced Plastic | Pressure |  |  | Removal | 1988-12-21
0-006818 | EXXON - JB HELMS | 34481 S OLD BLACK CANYON HWY | BLACK CANYON CITY | AZ | 85324 | Yavapai | 3 | Perm Closure | 2005-06-17 | 2000 | Unidentified | COMPARTMENT A | Double Walled | Asphalt coated or Bare Steel |  |  |  | Removal | 1983-09-01
0-005767 | TUCSON, CITY OF - STORM WATER SYSTEM | 4900 S KOLB RD | TUCSON | AZ | 85707 | Pima | 1 | Perm Closure | 1985-01-01 | 1000 | Diesel | COMPARTMENT A | Unknown | Asphalt coated or Bare Steel | Suction - Check Valve at the Tank Top |  | Bare or Galvanized Steel | Removal | 1996-07-31
0-002957 | BOXSMART | 435 S 59TH AVE | PHOENIX | AZ | 85043 | Maricopa | 1 | Perm Closure | 1974-01-01 | 12000 | Diesel | COMPARTMENT A |  | Asphalt coated or Bare Steel |  |  |  | Removal | 1989-12-04
0-002957 | BOXSMART | 435 S 59TH AVE | PHOENIX | AZ | 85043 | Maricopa | 2 | Perm Closure | 1974-01-01 | 12000 | Diesel | COMPARTMENT A |  | Asphalt coated or Bare Steel |  |  |  | Removal | 1989-12-04
0-004204 | ROYCO OIL CO | 6655 W INDIAN SCHOOL RD | PHOENIX | AZ | 85033 | Maricopa | 4 | Perm Closure | 1956-02-21 | 5000 | Gasoline | COMPARTMENT A | Double Walled | Asphalt coated or Bare Steel |  |  |  | Removal | 1988-02-16
0-007804 | EXXON #7-0806 | 4602 E 29TH ST | TUCSON | AZ | 85711 | Pima | 1 | Perm Closure | 2005-06-17 |  | Unidentified | COMPARTMENT A | Double Walled | Asphalt coated or Bare Steel |  |  |  | Removal | 1988-01-15
0-004201 | ROSS AVIATION | 15115 N AIRPORT DR | SCOTTSDALE | AZ | 85260 | Maricopa | 4 | Perm Closure | 1977-01-01 | 4000 | Gasoline | COMPARTMENT A |  | Asphalt coated or Bare Steel |  |  |  | Removal | 1990-07-31
0-004201 | ROSS AVIATION | 15115 N AIRPORT DR | SCOTTSDALE | AZ | 85260 | Maricopa | 3 | Perm Closure | 1977-01-01 | 12000 | Jet Fuel | COMPARTMENT A |  | Asphalt coated or Bare Steel |  |  |  | Removal | 1990-07-31
0-004201 | ROSS AVIATION | 15115 N AIRPORT DR | SCOTTSDALE | AZ | 85260 | Maricopa | 5 | Perm Closure | 1977-01-01 | 635 | Used Oil/Waste Oil | COMPARTMENT A |  | Asphalt coated or Bare Steel | Gravity Feed |  |  | Removal | 1991-11-16
0-000956 | ALBORADA APARTMENTS | 250 E GRANT RD | TUCSON | AZ | 85705 | Pima | 1 | Perm Closure | 1973-01-01 | 8000 | Gasoline | COMPARTMENT A |  | Asphalt coated or Bare Steel |  |  |  | Removal | 1989-11-08
0-002010 | CIRCLE K #5579 | 655 W 22ND ST | TUCSON | AZ | 85713 | Pima | 5 | Open | 2000-10-27 | 15000 | Diesel | COMPARTMENT A | Double Walled | Fiberglass Reinforced Plastic | Pressure | Double Walled | Fiberglass Reinforced Plastic
0-004625 | 7-ELEVEN #17415 | 1540 E BROADWAY BLVD | TUCSON | AZ | 85719 | Pima | 1 | Perm Closure | 1974-01-01 | 9940 | Gasoline | COMPARTMENT A | Single Walled | Asphalt coated or Bare Steel |  |  |  | Removal | 1991-12-23
0-004625 | 7-ELEVEN #17415 | 1540 E BROADWAY BLVD | TUCSON | AZ | 85719 | Pima | 2 | Perm Closure | 1974-01-01 | 9940 | Gasoline | COMPARTMENT A | Single Walled | Asphalt coated or Bare Steel |  |  |  | Removal | 1991-12-23
0-004163 | ROAD MACHINERY LLC | 716 S 7TH ST | PHOENIX | AZ | 85034 | Maricopa | 2 | Perm Closure | 1981-01-01 | 1000 | Used Oil/Waste Oil | COMPARTMENT A |  | Asphalt coated or Bare Steel |  |  |  | Removal | 1994-01-04
0-001992 | CIRCLE K #2705406 | 3448 W PEORIA AVE | PHOENIX | AZ | 85029 | Maricopa | 3 | Perm Closure | 1966-01-01 | 8000 | Gasoline | COMPARTMENT A |  | Asphalt coated or Bare Steel | Pressure |  | Fiberglass Reinforced Plastic | Removal | 1994-10-18
0-000473 | CACTUS MINE | 22580 W MARICOPA HWY | CASA GRANDE | AZ | 85193 | Pinal | 1 | Perm Closure | 1974-01-01 | 8000 | Gasoline | COMPARTMENT A |  | Asphalt coated or Bare Steel |  |  |  | Removal | 1992-02-19
0-003296 | FEDERAL EXPRESS CORP | 2405 W UNIVERSITY DR | TEMPE | AZ | 85281 | Maricopa | 2 | Perm Closure | 1985-01-01 | 1000 | Gasoline | COMPARTMENT A | Double Walled | Fiberglass Reinforced Plastic | Suction - Check Valve at the Tank Top |  | Bare or Galvanized Steel | Removal | 1997-07-17
0-001985 | DUNLAP CHEVRON | 2710 W DUNLAP AVE | PHOENIX | AZ | 85051 | Maricopa | 8 | Perm Closure | 1980-01-01 | 1000 | Used Oil/Waste Oil | COMPARTMENT A |  | Fiberglass Reinforced Plastic |  |  |  | Removal | 1989-09-01
0-001985 | DUNLAP CHEVRON | 2710 W DUNLAP AVE | PHOENIX | AZ | 85051 | Maricopa | 10 | Open | 1989-11-01 | 10000 | Gasoline | COMPARTMENT A | Double Walled | Fiberglass Reinforced Plastic | Pressure |  | Fiberglass Reinforced Plastic
0-001985 | DUNLAP CHEVRON | 2710 W DUNLAP AVE | PHOENIX | AZ | 85051 | Maricopa | 12 | Open | 1989-11-01 | 10000 | Diesel | COMPARTMENT A | Double Walled | Fiberglass Reinforced Plastic | Pressure |  | Fiberglass Reinforced Plastic
0-001985 | DUNLAP CHEVRON | 2710 W DUNLAP AVE | PHOENIX | AZ | 85051 | Maricopa | 9 | Open | 1989-11-01 | 10000 | Gasoline | COMPARTMENT A | Double Walled | Fiberglass Reinforced Plastic | Pressure |  | Fiberglass Reinforced Plastic
0-006996 | PEARCE CARDLOCK #21 | 5032 W COLTER ST | GLENDALE | AZ | 85301 | Maricopa | 4 | Perm Closure | 1989-01-01 | 6000 | Gasoline | COMPARTMENT A | Unknown | Fiberglass Reinforced Plastic | Pressure |  | Fiberglass Reinforced Plastic | Removal | 2005-08-16
0-001833 | GOLF LINKS SHELL | 8601 E GOLF LINKS RD | TUCSON | AZ | 85730 | Pima | 3 | Perm Closure | 1977-01-01 | 12000 | Gasoline (PUL) | COMPARTMENT A |  | Asphalt coated or Bare Steel | Pressure | Single Walled | Fiberglass Reinforced Plastic | Removal | 2014-07-22
0-001833 | GOLF LINKS SHELL | 8601 E GOLF LINKS RD | TUCSON | AZ | 85730 | Pima | 4 | Perm Closure | 1977-01-01 | 12000 | E-85 | COMPARTMENT A |  | Asphalt coated or Bare Steel | Pressure | Single Walled | Fiberglass Reinforced Plastic | Removal | 2014-07-22
0-005318 | CHEVRON - QUICK MART | 3686 E SANTA FE AVE | FLAGSTAFF | AZ | 86004 | Coconino | 4 | Perm Closure | 1987-01-01 | 12000 | Gasoline | COMPARTMENT A | Double Walled | Composite (Steel/Fiberglass) | Pressure |  | Fiberglass Reinforced Plastic | Removal | 1996-04-30
0-005318 | CHEVRON - QUICK MART | 3686 E SANTA FE AVE | FLAGSTAFF | AZ | 86004 | Coconino | 2 | Perm Closure | 1974-04-15 | 10000 | Gasoline | COMPARTMENT A | Double Walled | Asphalt coated or Bare Steel | Pressure |  | Fiberglass Reinforced Plastic | Removal | 1996-04-30
0-005318 | CHEVRON - QUICK MART | 3686 E SANTA FE AVE | FLAGSTAFF | AZ | 86004 | Coconino | 6 | Open | 1996-05-02 | 6000 | Gasoline | COMPARTMENT A | Double Walled | Composite (Steel/Fiberglass) | Pressure |  | Fiberglass Reinforced Plastic
0-001197 | CIRCLE K #226 | 317 N WILLIAMSON AVE | WINSLOW | AZ | 86047 | Navajo | 3 | Perm Closure | 1969-01-01 | 4000 | Gasoline | COMPARTMENT A |  | Asphalt coated or Bare Steel | Pressure |  |  | Removal | 1999-03-16
0-001793 | GRAND CANYON CAVERNS |  | HYDE PARK |  |  | Coconino | 2 | Perm Closure | 1960-01-01 | 12000 | Gasoline | COMPARTMENT A |  | Asphalt coated or Bare Steel |  |  |  | Removal | 1990-03-16
0-001793 | GRAND CANYON CAVERNS |  | HYDE PARK |  |  | Coconino | 6 | Perm Closure | 1960-01-01 | 1000 | Unidentified | COMPARTMENT A |  | Asphalt coated or Bare Steel |  |  |  | Removal | 1990-03-19
0-001793 | GRAND CANYON CAVERNS |  | HYDE PARK |  |  | Coconino | 4 | Perm Closure | 1960-01-01 | 12000 | Diesel | COMPARTMENT A |  | Asphalt coated or Bare Steel |  |  |  | Removal | 1990-03-19
0-000099 | ALAMO RANCH CO | 8615 N FRONTIER RD | MC NEAL | AZ | 85617 | Cochise | 2 | Perm Closure | 1971-01-01 | 6000 | Diesel | COMPARTMENT A |  | Asphalt coated or Bare Steel | Suction - Check Valve at the Tank Top |  |  | Removal | 1993-02-09
0-001328 | CIRCLE K #2700828 | 5127 N 43RD AVE | PHOENIX | AZ | 85019 | Maricopa | 3 | Perm Closure | 1984-01-01 | 10000 | Gasoline (Mid-Grade UL) | COMPARTMENT A | Single Walled | Fiberglass Reinforced Plastic | Pressure | Single Walled | Fiberglass Reinforced Plastic | Removal | 2017-10-26
0-008263 | MOUNTAIN PASS RV PARK |  | HARCUVAR |  |  | La Paz | 1 | Perm Closure | 2005-06-17 |  | Unidentified | COMPARTMENT A | Unknown | Fiberglass Reinforced Plastic |  |  |  | Removal | 1952-01-01
0-006568 | PIMA COUNTY - AJO AUTOMOTIVE SERVICES | 1295 N WELL RD | AJO | AZ | 85321 | Pima | 5 | Open | 2002-05-09 | 12000 | Diesel | COMPARTMENT A | Double Walled | Composite (Steel/Fiberglass)
0-008585 | CAMELBACK EAST SHOPS | 3201 E CAMELBACK RD | PHOENIX | AZ | 85018 | Maricopa | 2 | Perm Closure | 2005-06-17 | 8000 | Gasoline | COMPARTMENT A | Unknown | Asphalt coated or Bare Steel |  |  |  | Removal | 1977-01-01
0-007601 | WICKENBURG TIRE AND EXXON | 340 E WICKENBURG WAY | WICKENBURG | AZ | 85390 | Maricopa | 5 | Perm Closure | 1981-01-01 | 6000 | Gasoline | COMPARTMENT A | Single Walled | Asphalt coated or Bare Steel | Pressure |  |  | Removal | 1998-11-04
0-007601 | WICKENBURG TIRE AND EXXON | 340 E WICKENBURG WAY | WICKENBURG | AZ | 85390 | Maricopa | 3 | Perm Closure | 1981-01-01 | 10000 | Gasoline | COMPARTMENT A | Single Walled | Asphalt coated or Bare Steel | Pressure |  |  | Removal | 1998-11-04
0-009702 | WINSLOW WELDING | 915 W SECOND ST | WINSLOW | AZ | 86047 | Navajo | 4 | Perm Closure | 2013-03-29 | 1000 | Unidentified | COMPARTMENT A | Single Walled | Asphalt coated or Bare Steel |  |  |  | Closed in Place | 2013-02-25
0-002007 | EXXON #7-3759 | 9845 W PEORIA AVE | PEORIA | AZ | 85345 | Maricopa | 3 | Perm Closure | 1967-01-01 | 8000 | Gasoline | COMPARTMENT A | Single Walled | Asphalt coated or Bare Steel | Pressure | Single Walled | Bare or Galvanized Steel | Removal | 1991-12-17
0-006236 | LAKE HAVASU TRI-MART | 2201 MCCULLOCH BLVD N | LAKE HAVASU CITY | AZ | 86403 | Mohave | 1 | Perm Closure | 1985-02-24 | 10000 | Gasoline | COMPARTMENT A | Single Walled | Fiberglass Reinforced Plastic | Pressure |  | Fiberglass Reinforced Plastic | Removal | 2019-08-20
0-007130 | MESA UNIFIED SCHOOL DISTRICT - TRANSPORTATION | 109 E BROADWAY RD | MESA | AZ | 85210 | Maricopa | 8 | Open | 2019-04-08 | 15000 | Gasoline (UL) | COMPARTMENT A | Double Walled | Fiberglass Reinforced Plastic | Pressure | Double Walled | Fiberglass Reinforced Plastic
0-004252 | RICHARD'S TEXACO | 1150 A AVE | DOUGLAS | AZ | 85607 | Cochise | 1 | Perm Closure | 1972-01-01 | 4000 | Gasoline | COMPARTMENT A |  | Asphalt coated or Bare Steel | Pressure |  | Fiberglass Reinforced Plastic | Removal | 2009-10-01
0-000886 | TEXACO #60-349-0308 | 5208 E MAIN ST | MESA | AZ | 85205 | Maricopa | 9 | Perm Closure | 1995-11-21 | 10000 | Gasoline | COMPARTMENT A | Double Walled | Fiberglass Reinforced Plastic | Pressure | Double Walled | Fiberglass Reinforced Plastic | Removal | 2002-04-23
0-000886 | TEXACO #60-349-0308 | 5208 E MAIN ST | MESA | AZ | 85205 | Maricopa | 5 | Perm Closure | 1980-01-01 | 12000 | Diesel | COMPARTMENT A |  | Asphalt coated or Bare Steel | Pressure |  | Fiberglass Reinforced Plastic | Removal | 1995-11-15
0-001865 | CONOCOPHILLIPS #2670894 | 6630 W CAMELBACK RD | GLENDALE | AZ | 85301 | Maricopa | 6 | Perm Closure | 1963-01-01 | 550 | Used Oil/Waste Oil | COMPARTMENT A | Double Walled | Composite (Steel/Fiberglass) | Gravity Feed | Single Walled | Bare or Galvanized Steel | Removal | 1982-01-01
0-001865 | CONOCOPHILLIPS #2670894 | 6630 W CAMELBACK RD | GLENDALE | AZ | 85301 | Maricopa | 7 | Perm Closure | 1994-04-01 | 12000 | Gasoline | COMPARTMENT A | Double Walled | Fiberglass Reinforced Plastic | Pressure | Double Walled | Fiberglass Reinforced Plastic | Removal | 2005-07-27
0-001865 | CONOCOPHILLIPS #2670894 | 6630 W CAMELBACK RD | GLENDALE | AZ | 85301 | Maricopa | 4 | Perm Closure | 1963-01-01 | 3000 | Gasoline | COMPARTMENT A | Double Walled | Composite (Steel/Fiberglass) | Pressure | Single Walled | Bare or Galvanized Steel | Removal | 1994-03-15
0-006068 | GUS AUTO SERVICE CENTER | 1348 W MCDOWELL RD | PHOENIX | AZ | 85007 | Maricopa | 1 | Perm Closure | 1970-01-01 | 8000 | Gasoline | COMPARTMENT A | Single Walled | Asphalt coated or Bare Steel |  |  |  | Removal | 1992-01-03
0-006068 | GUS AUTO SERVICE CENTER | 1348 W MCDOWELL RD | PHOENIX | AZ | 85007 | Maricopa | 5 | Perm Closure | 1970-01-01 | 5000 | Gasoline | COMPARTMENT A | Single Walled | Asphalt coated or Bare Steel | Gravity Feed |  | Bare or Galvanized Steel | Removal | 1992-01-03
0-007277 | SPEEDWAY STORE #2933 | 3550 N CAMPBELL AVE | TUCSON | AZ | 85719 | Pima | 1 | Open | 1988-01-01 | 10000 | Gasoline (PUL) | COMPARTMENT A | Double Walled | Fiberglass Reinforced Plastic | Pressure | Double Walled | Fiberglass Reinforced Plastic
0-007298 | EXPRESS LUBE | 1025 N SCOTTSDALE RD | SCOTTSDALE | AZ | 85257 | Maricopa | 1 | Perm Closure | 1988-01-01 | 1000 | Used Oil/Waste Oil | COMPARTMENT A | Double Walled | Fiberglass Reinforced Plastic | Gravity Feed |  | Fiberglass Reinforced Plastic | Removal | 1994-08-05
0-004564 | ROBERT'S MARKETPLACE #6450 | 6450 N VIEWPOINT DR | PRESCOTT VALLEY | AZ | 86314 | Yavapai | 3 | Perm Closure | 1975-04-20 | 4000 | Diesel | COMPARTMENT A | Unknown | Asphalt coated or Bare Steel | Pressure |  |  | Removal | 1994-11-17
0-004564 | ROBERT'S MARKETPLACE #6450 | 6450 N VIEWPOINT DR | PRESCOTT VALLEY | AZ | 86314 | Yavapai | 4 | Open | 1994-09-01 | 14000 | Gasoline | COMPARTMENT A | Double Walled | Fiberglass Reinforced Plastic | Pressure | Double Walled | Fiberglass Reinforced Plastic
0-007565 | A DEAL CONCRETE | 9300 N 12TH AVE | PHOENIX | AZ | 85021 | Maricopa | 1 | Perm Closure | 1970-01-01 | 10000 | Oxygenated Gasoline | COMPARTMENT A | Double Walled | Asphalt coated or Bare Steel |  |  |  | Removal | 1996-12-12
0-001210 | CIRCLE K #251 | 2104 KINGMAN AVE | KINGMAN | AZ | 86401 | Mohave | 1 | Perm Closure | 1969-01-01 | 10000 | Gasoline | COMPARTMENT A |  | Asphalt coated or Bare Steel | Pressure |  | Fiberglass Reinforced Plastic | Removal | 1999-03-23
0-004765 | SULPHUR SPRINGS VALLEY ELECTRIC COOP | 1990 S HASKELL AVE | WILLCOX | AZ | 85643 | Cochise | 1 | Perm Closure | 1976-02-13 | 1000 | Unidentified | COMPARTMENT A | Unknown | Asphalt coated or Bare Steel |  |  |  | Removal | 1988-01-01
0-004153 | CHAPARRAL CONVENIENCE STORE | 2400 N HWY 77 | ORACLE | AZ | 85623 | Pinal | 1 | Perm Closure | 1985-01-01 | 10000 | Gasoline | COMPARTMENT A | Single Walled | Asphalt coated or Bare Steel | Pressure |  | Fiberglass Reinforced Plastic | Removal | 1992-11-10
0-006002 | SCOTTSDALE AUTO WASH | 8999 E VIA LINDA | SCOTTSDALE | AZ | 85258 | Maricopa | 1 | Perm Closure | 1983-01-01 | 12000 | Gasoline | COMPARTMENT A | Double Walled | Fiberglass Reinforced Plastic | Pressure |  | Fiberglass Reinforced Plastic | Removal | 2013-11-27
0-009108 | CIRCLE K STORE #2741630 | 401 S ELLSWORTH RD | MESA | AZ | 85208 | Maricopa | 1 | Open | 1997-03-25 | 15000 | Gasoline (UL) | COMPARTMENT A | Double Walled | Composite (Steel/Fiberglass) | Pressure | Double Walled | Fiberglass Reinforced Plastic
0-009108 | CIRCLE K STORE #2741630 | 401 S ELLSWORTH RD | MESA | AZ | 85208 | Maricopa | 2 | Open | 1997-03-25 | 12000 | Gasoline (PUL) | COMPARTMENT A | Double Walled | Composite (Steel/Fiberglass) | Pressure | Double Walled | Fiberglass Reinforced Plastic
0-001658 | USDOI NPS - CORONADO NATIONAL MEMORIAL |  | CORONADO NATIONAL MEMORIAL |  |  | Cochise | 1 | Perm Closure | 1964-01-01 | 1000 | Gasoline | COMPARTMENT A |  | Asphalt coated or Bare Steel |  |  |  | Removal | 1993-03-11
0-006259 | CIRCLE K #2708695 | 6680 W BELL RD | GLENDALE | AZ | 85308 | Maricopa | 2 | Perm Closure | 1987-07-27 | 10000 | Gasoline | COMPARTMENT A | Double Walled | Fiberglass Reinforced Plastic | Pressure |  | Fiberglass Reinforced Plastic | Removal | 2003-02-18
0-004440 | CIRCLE K #2701996 | 3550 E MAIN ST | MESA | AZ | 85213 | Maricopa | 1 | Open | 1987-01-01 | 10000 | Gasoline | COMPARTMENT A | Single Walled | Fiberglass Reinforced Plastic | Pressure | Single Walled | Fiberglass Reinforced Plastic
0-004440 | CIRCLE K #2701996 | 3550 E MAIN ST | MESA | AZ | 85213 | Maricopa | 2 | Open | 1987-01-01 | 10000 | Gasoline | COMPARTMENT A | Single Walled | Fiberglass Reinforced Plastic | Pressure | Single Walled | Fiberglass Reinforced Plastic
0-003903 | USA TRUCK CENTER | 953 W BEALE ST | KINGMAN | AZ | 86401 | Mohave | 3 | Perm Closure | 1986-01-01 | 20000 | Diesel | COMPARTMENT A | Double Walled | Composite (Steel/Fiberglass) | Pressure |  |  | Removal | 2020-11-18
0-006819 | EASTSIDE CARDLOCK | 7980 E SPEEDWAY BLVD | TUCSON | AZ | 85710 | Pima | 4 | Perm Closure | 2006-09-12 | 20000 | Gasoline | COMPARTMENT A | Double Walled | Composite (Steel/Fiberglass) | Pressure | Double Walled | Fiberglass Reinforced Plastic | Removal | 2014-02-11
0-003016 | DON MACKEY OLDSMOBILE-CADILLAC | 315 S PLUMER AVE | TUCSON | AZ | 85719 | Pima | 3 | Perm Closure | 2005-06-17 | 12000 | Gasoline | COMPARTMENT A | Unknown | Fiberglass Reinforced Plastic |  |  |  | Removal | 1993-02-01
0-003016 | DON MACKEY OLDSMOBILE-CADILLAC | 315 S PLUMER AVE | TUCSON | AZ | 85719 | Pima | 1 | Perm Closure | 1984-05-06 | 1000 | Gasoline | COMPARTMENT A | Unknown | Fiberglass Reinforced Plastic |  |  |  | Removal | 1993-02-01
0-000804 | USBOR - PARKER DAM FIELD DIVISION |  | PARKER |  |  | La Paz | 3 | Perm Closure | 2005-06-17 | 2000 | Diesel | COMPARTMENT A |  | Asphalt coated or Bare Steel |  |  |  | Removal | 1990-02-01
0-003364 | CENTURYLINK | 300 W MAIN ST | PAYSON | AZ | 85541 | Gila | 1 | Perm Closure | 1984-01-07 | 1000 | Diesel | COMPARTMENT A | Unknown | Fiberglass Reinforced Plastic |  |  |  | Removal | 1991-09-01
0-003275 | MONTGOMERY WARD #2572 | 1625 W SOUTHERN AVE | MESA | AZ | 85202 | Maricopa | 3 | Perm Closure | 1980-01-01 | 10000 | Gasoline | COMPARTMENT A | Single Walled | Fiberglass Reinforced Plastic |  |  |  | Removal | 1989-06-08
0-010063 | SHAY STATION #21 | 2092 E 24TH ST | YUMA | AZ | 85365 | Yuma | 3 | Open | 2004-11-22 | 20000 | Gasoline | COMPARTMENT A | Double Walled | Fiberglass Reinforced Plastic | Pressure | Double Walled | Flexible
0-004002 | MINIT LUBE #1124 | 10221 N METRO PKWY W | PHOENIX | AZ | 85051 | Maricopa | 3 | Perm Closure | 1980-04-03 | 3000 | Used Oil/Waste Oil | COMPARTMENT A | Unknown | Asphalt coated or Bare Steel |  |  |  | Removal | 1987-12-22
0-009866 | MIRASTAR #64060 | 2405 W APACHE TRL | APACHE JUNCTION | AZ | 85120 | Pinal | 1 | Perm Closure | 2002-04-02 | 8000 | Gasoline | COMPARTMENT B | Double Walled | Fiberglass Reinforced Plastic |  |  |  | Removal | 2008-10-28
0-007040 | SAGUARO LAKE MARINA | 14011 N BUSH HWY | MESA | AZ | 85215 | Maricopa | 1 | Perm Closure | 2005-06-17 |  | Unidentified | COMPARTMENT A | Double Walled | Asphalt coated or Bare Steel |  |  |  | Removal | 1991-01-29
0-009889 | SPEEDWAY STORE #2969 | 6890 N SANDARIO RD | MARANA | AZ | 85743 | Pima | 1 | Open | 2001-10-13 | 6000 | Gasoline | COMPARTMENT B | Unknown | Asphalt coated or Bare Steel | Pressure | Single Walled | Fiberglass Reinforced Plastic
0-005938 | RENEGADE MAINTENANCE FACILITY | 9200 E CAVE CREEK RD | CAREFREE | AZ | 85262 | Maricopa | 2 | Perm Closure | 1987-12-18 | 4000 | Gasoline (UL) | COMPARTMENT A | Double Walled | Fiberglass Reinforced Plastic | Pressure |  | Fiberglass Reinforced Plastic | Removal | 2018-10-02
0-004620 | QUIK MART E-Z SERVE #101068 | 170 N HARRISON RD | TUCSON | AZ | 85748 | Pima | 2 | Perm Closure | 1974-03-25 | 6000 | Gasoline | COMPARTMENT A | Double Walled | Asphalt coated or Bare Steel | Pressure |  |  | Removal | 1992-06-01
0-010003 | QUIKTRIP #467 | 3875 S PRIEST DR | TEMPE | AZ | 85282 | Maricopa | 3 | Open | 2003-12-22 | 20000 | Gasoline | COMPARTMENT A | Double Walled | Fiberglass Reinforced Plastic | Pressure | Double Walled | Flexible
0-009447 | KC AUTO PAINT-AZ INC | 145 N MONTEZUMA ST | PRESCOTT | AZ | 86301 | Yavapai | 1 | Perm Closure | 2005-06-17 | 550 | Used Oil/Waste Oil | COMPARTMENT A | Unknown | Asphalt coated or Bare Steel |  |  |  | Removal | 1999-04-15
0-006133 | BARRETT-HOMES CONTRACTORS | 4350 N 42ND AVE | PHOENIX | AZ | 85019 | Maricopa | 1 | Perm Closure | 1975-04-12 | 5000 | Gasoline | COMPARTMENT A | Double Walled | Asphalt coated or Bare Steel |  |  |  | Removal | 1991-09-04
0-000588 | AT&T - GREER |  | GREER |  |  | Apache | 1 | Perm Closure | 1970-01-01 | 3000 | Diesel | COMPARTMENT A |  | Asphalt coated or Bare Steel | Suction - Check Valve at the Tank Top |  |  | Removal | 1992-07-23
0-005994 | ARCO #5439 | 25 W MCKELLIPS RD | MESA | AZ | 85201 | Maricopa | 3 | Open | 1988-01-01 | 12000 | Gasoline | COMPARTMENT A | Double Walled | Fiberglass Reinforced Plastic | Pressure | Double Walled | Fiberglass Reinforced Plastic
0-005994 | ARCO #5439 | 25 W MCKELLIPS RD | MESA | AZ | 85201 | Maricopa | 2 | Open | 1988-01-01 | 12000 | Gasoline | COMPARTMENT A | Double Walled | Fiberglass Reinforced Plastic | Pressure | Double Walled | Fiberglass Reinforced Plastic
0-006344 | ALBERTAN MOTEL | 5300 S SUNLAND GIN RD | ELOY | AZ | 85131 | Pinal | 5 | Perm Closure | 2005-06-17 | 10000 | Diesel | COMPARTMENT A | Double Walled | Asphalt coated or Bare Steel |  |  |  | Removal | 1988-08-24
0-005591 | WEISS GUYS CAR WASH #8 | 1503 W CAMELBACK RD | PHOENIX | AZ | 85015 | Maricopa | 2 | Perm Closure | 1974-01-01 | 10000 | Gasoline | COMPARTMENT A | Single Walled | Asphalt coated or Bare Steel |  |  |  | Removal | 1991-09-04
0-003548 | R & M AUTOMOTIVE | 681 LAKE HAVASU AVE N | LAKE HAVASU CITY | AZ | 86403 | Mohave | 3 | Temp Closure | 1976-01-01 | 8000 | Gasoline (PUL) | COMPARTMENT A | Single Walled | Asphalt coated or Bare Steel | Pressure | Double Walled | Fiberglass Reinforced Plastic |  | 2019-09-06
0-006944 | CVS PHARMACY #7841 | 4365 N ORACLE RD | TUCSON | AZ | 85705 | Pima | 1 | Perm Closure | 2005-06-17 | 10000 | Gasoline | COMPARTMENT A | Unknown | Asphalt coated or Bare Steel | Suction - Check Valve at the Tank Top |  |  | Removal | 1990-12-01
0-005954 | ARCADIA STATION | 3920 E THOMAS RD | PHOENIX | AZ | 85018 | Maricopa | 2 | Perm Closure | 1986-12-28 | 10000 | Gasoline | COMPARTMENT A | Double Walled | Fiberglass Reinforced Plastic | Pressure | Double Walled | Fiberglass Reinforced Plastic | Removal | 1997-06-04
0-003274 | SPEEDSMART #120 | 2402 E WASHINGTON ST | PHOENIX | AZ | 85034 | Maricopa | 9 | Open | 2018-02-23 | 8000 | Gasoline (PUL) | COMPARTMENT A | Double Walled | Fiberglass Reinforced Plastic | Pressure | Double Walled | Fiberglass Reinforced Plastic
0-007225 | ARCO AM/PM #82326 | 2450 E VALENCIA RD | TUCSON | AZ | 85706 | Pima | 3 | Perm Closure | 1990-12-01 | 10000 | Gasoline | COMPARTMENT A | Double Walled | Fiberglass Reinforced Plastic | Pressure | Double Walled | Fiberglass Reinforced Plastic | Removal | 2019-07-11
0-000267 | ADOT - BROADWAY FIELD OFFICE | 5002 S 48TH ST | PHOENIX | AZ | 85040 | Maricopa | 1 | Perm Closure | 1962-01-01 | 4000 | Gasoline | COMPARTMENT A |  | Asphalt coated or Bare Steel |  |  |  | Removal | 1990-03-06
0-000282 | ADOT - FORT ROCK MAINTENANCE YARD |  | FORT ROCK ROAD |  |  | Mohave | 2 | Perm Closure | 1978-01-01 | 2000 | Diesel | COMPARTMENT A | Single Walled | Asphalt coated or Bare Steel | Suction - Check Valve at the Tank Top |  | Bare or Galvanized Steel | Removal | 1999-11-02
0-000263 | ADOT - PHOENIX GEORGIA YARD | 2501 W GEORGIA AVE | PHOENIX | AZ | 85017 | Maricopa | 1 | Perm Closure | 1981-01-01 | 12000 | Gasoline | COMPARTMENT A |  | Asphalt coated or Bare Steel | Pressure |  |  | Removal | 1999-11-30
0-001042 | RAJWANI INVESTMENTS, LLC (FOOD MART) | 5105 W GLENDALE AVE | GLENDALE | AZ | 85301 | Maricopa | 4 | Perm Closure | 1972-04-17 | 500 | Used Oil/Waste Oil | COMPARTMENT A | Single Walled | Asphalt coated or Bare Steel | Pressure | Single Walled | Bare or Galvanized Steel | Removal | 1986-01-07
0-009243 | CAR WASH | 916 E APACHE BLVD | TEMPE | AZ | 85281 | Maricopa | 1 | Perm Closure | 2005-06-17 | 2000 | Gasoline | COMPARTMENT A | Double Walled | Asphalt coated or Bare Steel |  |  |  | Removal | 1998-03-10
0-006027 | CASTLES N COASTERS | 9445 N METRO PKWY E | PHOENIX | AZ | 85051 | Maricopa | 1 | Perm Closure | 1978-03-31 | 6000 | Gasoline | COMPARTMENT A | Double Walled | Asphalt coated or Bare Steel |  |  |  | Removal | 1988-09-13
0-006027 | CASTLES N COASTERS | 9445 N METRO PKWY E | PHOENIX | AZ | 85051 | Maricopa | 3 | Temp Closure | 1988-01-01 | 2000 | Gasoline | COMPARTMENT A | Double Walled | Fiberglass Reinforced Plastic | Suction - Check Valve at the Tank Top |  |  |  | 2020-10-02
0-004475 | MERCADO DE AMIGOS #2 | 1529 N AVENUE 64 E | DATELAND | AZ | 85333 | Yuma | 1 | Perm Closure | 1972-01-01 | 7500 | Gasoline | COMPARTMENT A | Single Walled | Asphalt coated or Bare Steel |  |  |  | Closed in Place | 1989-12-06
0-001062 | IKE'S MINI MARKET | 117 E FREMONT ST | TOMBSTONE | AZ | 85638 | Cochise | 2 | Perm Closure | 1966-01-01 | 10000 | Gasoline | COMPARTMENT A | Single Walled | Asphalt coated or Bare Steel | Suction - Check Valve at the Tank Top | Single Walled | Bare or Galvanized Steel | Removal | 1988-12-16
0-005091 | TRANS-MATIC TRANSMISSIONS INC | 253 W UNIVERSITY DR | MESA | AZ | 85201 | Maricopa | 1 | Perm Closure | 1979-01-01 | 300 | Used Oil/Waste Oil | COMPARTMENT A |  | Asphalt coated or Bare Steel | Gravity Feed |  |  | Removal | 1999-04-08
0-003446 | ARCO AM/PM | 1349 S 4TH AVE | YUMA | AZ | 85364 | Yuma | 5 | Perm Closure | 1948-01-01 | 280 | Used Oil/Waste Oil | COMPARTMENT A | Single Walled | Asphalt coated or Bare Steel |  |  |  | Closed in Place | 1990-08-22
0-005109 | WESTSIDE TIGERMART | 1315 N PINAL AVE | CASA GRANDE | AZ | 85122 | Pinal | 5 | Perm Closure | 1988-04-22 | 10000 | Gasoline | COMPARTMENT A | Double Walled | Composite (Steel/Fiberglass) | Pressure |  | Fiberglass Reinforced Plastic | Removal | 2003-06-18
0-001593 | COCHISE COUNTY - ROAD MAINTENANCE FACILITY | 500 N RAILROAD AVE | WILLCOX | AZ | 85643 | Cochise | 2 | Perm Closure | 1984-01-01 | 10000 | Diesel | COMPARTMENT A | Single Walled | Asphalt coated or Bare Steel | Pressure | Single Walled | Bare or Galvanized Steel | Removal | 1996-04-23
0-003202 | MOBIL 18-602 | 1939 W BELL RD | PHOENIX | AZ | 85023 | Maricopa | 6 | Perm Closure | 1985-11-01 | 12000 | Gasoline | COMPARTMENT A |  | Fiberglass Reinforced Plastic | Pressure |  | Fiberglass Reinforced Plastic | Removal | 1992-01-27
0-003202 | MOBIL 18-602 | 1939 W BELL RD | PHOENIX | AZ | 85023 | Maricopa | 2 | Perm Closure | 2005-06-17 | 12000 | Gasoline | COMPARTMENT A |  | Asphalt coated or Bare Steel | Pressure |  |  | Removal | 1985-11-01
0-003202 | MOBIL 18-602 | 1939 W BELL RD | PHOENIX | AZ | 85023 | Maricopa | 3 | Perm Closure | 2005-06-17 | 12000 | Gasoline | COMPARTMENT A |  | Asphalt coated or Bare Steel | Pressure |  |  | Removal | 1985-11-01
0-004757 | A TOTAL ROOF SERVICE | 3883 N 36TH AVE | PHOENIX | AZ | 85019 | Maricopa | 2 | Perm Closure | 1972-01-01 | 3000 | Diesel | COMPARTMENT A | Single Walled | Asphalt coated or Bare Steel |  |  |  | Removal | 1989-10-28
0-007974 | EXXON - TOLTEC STATION | 3850 W FRONTIER ST | ELOY | AZ | 85131 | Pinal | 2 | Perm Closure | 2005-06-17 |  | Gasoline | COMPARTMENT A | Unknown | Unknown |  |  |  | Closed in Place | 1978-01-01
0-004639 | 7-ELEVEN #19650 | 4748 E MCDOWELL RD | PHOENIX | AZ | 85008 | Maricopa | 3 | Perm Closure | 1978-05-05 | 7900 | Gasoline | COMPARTMENT A | Double Walled | Asphalt coated or Bare Steel |  |  |  | Removal | 1989-11-14
0-001311 | CIRCLE K #794 | 100 N HUACHUCA BLVD | HUACHUCA CITY | AZ | 85616 | Cochise | 1 | Perm Closure | 1972-01-01 | 10000 | Gasoline | COMPARTMENT A |  | Asphalt coated or Bare Steel | Pressure |  |  | Removal | 1993-12-15
0-007908 | VT INC | 4623 E UNIVERSITY DR | PHOENIX | AZ | 85034 | Maricopa | 1 | Perm Closure | 2005-06-17 | 8000 | Gasoline | COMPARTMENT A | Unknown | Asphalt coated or Bare Steel |  |  |  | Removal | 1992-07-07
0-007908 | VT INC | 4623 E UNIVERSITY DR | PHOENIX | AZ | 85034 | Maricopa | 12 | Perm Closure | 2005-06-17 | 1000 | Gasoline | COMPARTMENT A | Unknown | Asphalt coated or Bare Steel |  |  |  | Removal | 1992-07-10
0-007908 | VT INC | 4623 E UNIVERSITY DR | PHOENIX | AZ | 85034 | Maricopa | 8 | Perm Closure | 1977-11-08 | 10000 | Diesel | COMPARTMENT A | Unknown | Asphalt coated or Bare Steel |  |  |  | Removal | 1992-07-07
0-004579 | SOMERTON SCHOOL DISTRICT | 215 N CARLISLE AVE | SOMERTON | AZ | 85350 | Yuma | 2 | Perm Closure | 1981-03-13 | 550 | Gasoline | COMPARTMENT A | Unknown | Asphalt coated or Bare Steel |  |  |  | Removal | 1989-10-13
0-000992 | CENTRAL YAVAPAI FIRE DISTRICT | 8555 E YAVAPAI RD | PRESCOTT VALLEY | AZ | 86314 | Yavapai | 1 | Perm Closure | 1984-01-01 | 1000 | Gasoline | COMPARTMENT A |  | Asphalt coated or Bare Steel |  |  |  | Removal | 1995-06-01
0-007561 | CITY OF MESA - EAST MESA SERVICE CENTER | 6935 E DECATUR ST | MESA | AZ | 85207 | Maricopa | 2 | Open | 1990-10-24 | 1000 | New Oil | COMPARTMENT A | Double Walled | Fiberglass Reinforced Plastic | Suction - Check Valve at the Tank Top |  | Fiberglass Reinforced Plastic
0-009397 | 7-ELEVEN #32393 | 4354 E BASELINE RD | MESA | AZ | 85206 | Maricopa | 1 | Perm Closure | 1998-11-01 | 12000 | Gasoline | COMPARTMENT A | Double Walled | Fiberglass Reinforced Plastic | Pressure | Double Walled |  | Removal | 2003-04-29
0-007332 | GOODYEAR AUTO SERVICE #8231 | 7329 W INDIAN SCHOOL RD | PHOENIX | AZ | 85033 | Maricopa | 1 | Perm Closure | 1987-06-01 | 550 | Used Oil/Waste Oil | COMPARTMENT A | Double Walled | Fiberglass Reinforced Plastic | Gravity Feed |  |  | Closed in Place | 1995-01-11
0-006447 | SPEEDWAY STORE #2975 | 906 W HIGHWAY 92 | BISBEE | AZ | 85603 | Cochise | 1 | Open | 1987-03-15 | 10000 | Gasoline | COMPARTMENT A | Single Walled | Fiberglass Reinforced Plastic | Pressure |  | Bare or Galvanized Steel
0-000682 | THUMB BUTTE EXXON | 1451 W GURLEY ST | PRESCOTT | AZ | 86305 | Yavapai | 6 | Open | 1988-01-01 | 4000 | Diesel | COMPARTMENT A | Double Walled | Composite (Steel/Fiberglass)
0-004583 | SOO HOO INC | 1308 E THIRD ST | WINSLOW | AZ | 86047 | Navajo | 1 | Perm Closure | 2005-06-17 | 500 | Gasoline | COMPARTMENT A | Unknown | Asphalt coated or Bare Steel |  |  |  | Removal | 1994-08-26
0-004477 | SHAY OIL CO INC | 51 E 10TH ST | YUMA | AZ | 85364 | Yuma | 1 | Perm Closure | 1981-01-17 | 3000 | Diesel | COMPARTMENT A | Double Walled | Asphalt coated or Bare Steel |  |  |  | Removal | 1990-09-07
0-006887 | WHITING BROS SERVICE STATION |  | SELIGMAN |  |  | Yavapai | 1 | Perm Closure | 2005-06-17 |  | Unidentified | COMPARTMENT A | Double Walled | Asphalt coated or Bare Steel |  |  |  | Removal | 1985-06-01
0-009964 | USMC - YUMA PROPERTY |  | YUMA |  |  | Yuma | 1 | Perm Closure | 2005-06-17 | 5000 | New Oil | COMPARTMENT A | Double Walled | Asphalt coated or Bare Steel |  |  |  | Removal | 2003-09-25
0-009540 | MEDINA'S SERVICE GARAGE | 1047 N MAIN AVE | TUCSON | AZ | 85705 | Pima | 2 | Perm Closure | 1947-01-01 | 550 | Gasoline | COMPARTMENT A | Unknown | Asphalt coated or Bare Steel | Suction - Check Valve at the Dispenser |  | Bare or Galvanized Steel | Removal | 1999-11-17
0-002658 | MERWYN C DAVIS REV TRUST |  | PAULDEN |  |  | Yavapai | 3 | Perm Closure | 1968-12-16 | 10000 | Diesel | COMPARTMENT A | Single Walled | Asphalt coated or Bare Steel |  |  |  | Closed in Place | 1988-12-01
0-001247 | CIRCLE K #519 | 7752 E WRIGHTSTOWN RD | TUCSON | AZ | 85715 | Pima | 3 | Perm Closure | 1971-01-01 | 10000 | Gasoline | COMPARTMENT A |  | Asphalt coated or Bare Steel |  |  |  | Removal | 1989-02-09
0-000543 | ARCO #1511 | 908 E BROADWAY RD | TEMPE | AZ | 85282 | Maricopa | 5 | Perm Closure | 2003-09-01 | 10000 | Diesel | COMPARTMENT B | Single Walled | Asphalt coated or Bare Steel |  |  |  | Removal | 2011-03-18
0-000543 | ARCO #1511 | 908 E BROADWAY RD | TEMPE | AZ | 85282 | Maricopa | 4 | Perm Closure | 1983-01-01 | 550 | Used Oil/Waste Oil | COMPARTMENT A | Single Walled | Asphalt coated or Bare Steel |  |  |  | Removal | 1983-09-19
0-000543 | ARCO #1511 | 908 E BROADWAY RD | TEMPE | AZ | 85282 | Maricopa | 1 | Perm Closure | 1984-01-01 | 12000 | Gasoline | COMPARTMENT A | Double Walled | Fiberglass Reinforced Plastic | Pressure |  |  | Removal | 2003-07-22
0-006678 | ARIZONA AUTO SERVICE | 399 S ARIZONA AVE | CHANDLER | AZ | 85225 | Maricopa | 1 | Perm Closure | 1982-01-01 | 4000 | Gasoline | COMPARTMENT A | Double Walled | Asphalt coated or Bare Steel |  |  |  | Removal | 1995-03-20
0-008801 | ANTLER'S RV | 2130 E INDIAN SCHOOL RD | PHOENIX | AZ | 85016 | Maricopa | 2 | Perm Closure | 2005-06-17 | 1000 | Gasoline | COMPARTMENT A | Double Walled | Asphalt coated or Bare Steel | Suction - Check Valve at the Tank Top |  | Bare or Galvanized Steel | Removal | 1996-06-20
0-002487 | ARIZONA MANUFACTURING POWER SYSTEMS | 525 S 83RD AVE | TOLLESON | AZ | 85353 | Maricopa | 2 | Perm Closure | 1981-02-20 | 1000 | Gasoline | COMPARTMENT A | Unknown | Unknown |  |  |  | Removal | 1989-11-20
0-002974 | LITCHFIELD SCHOOL DISTRICT - TRANSPORTATION FACILITY | 290 E SAGEBRUSH ST | LITCHFIELD PARK | AZ | 85340 | Maricopa | 1 | Perm Closure | 1975-04-30 | 2000 | Gasoline | COMPARTMENT A | Double Walled | Asphalt coated or Bare Steel | Suction - Check Valve at the Tank Top |  |  | Removal | 1993-06-15
0-002442 | HATCH MOTOR COMPANY | 117 S MAIN ST | SNOWFLAKE | AZ | 85937 | Navajo | 3 | Perm Closure | 1978-01-01 | 6000 | Gasoline | COMPARTMENT A | Single Walled | Asphalt coated or Bare Steel |  |  |  | Removal | 1988-06-01
0-002442 | HATCH MOTOR COMPANY | 117 S MAIN ST | SNOWFLAKE | AZ | 85937 | Navajo | 4 | Perm Closure | 1962-12-01 | 500 | Used Oil/Waste Oil | COMPARTMENT A | Single Walled | Asphalt coated or Bare Steel |  |  |  | Removal | 1988-06-01
0-002328 | TEPCO - GENERAL SHOP | 4350 E IRVINGTON RD | TUCSON | AZ | 85714 | Pima | 1 | Perm Closure | 1973-04-23 | 20000 | Unidentified | COMPARTMENT A | Single Walled | Asphalt coated or Bare Steel |  |  |  | Removal | 1988-02-01
0-007103 | R & D CONOCO | 3780 W MAGEE RD | TUCSON | AZ | 85741 | Pima | 1 | Open | 1988-01-01 | 12000 | Gasoline | COMPARTMENT A | Double Walled | Composite (Steel/Fiberglass) | Pressure |  | Fiberglass Reinforced Plastic
0-002173 | FOWLER ELEMENTARY SCHOOL | 6707 W VAN BUREN ST | PHOENIX | AZ | 85043 | Maricopa | 3 | Perm Closure | 1985-01-09 | 1000 | Diesel | COMPARTMENT A | Single Walled | Asphalt coated or Bare Steel | Suction - Check Valve at the Tank Top |  |  | Removal | 1990-08-08
0-002173 | FOWLER ELEMENTARY SCHOOL | 6707 W VAN BUREN ST | PHOENIX | AZ | 85043 | Maricopa | 1 | Perm Closure | 1976-01-10 | 1000 | Gasoline | COMPARTMENT A | Single Walled | Asphalt coated or Bare Steel | Suction - Check Valve at the Tank Top |  |  | Removal | 1990-08-08
0-006403 | LAKE POWELL TRAVEL PLAZA | 101 W GLEN DR | GREENHAVEN | AZ | 86036 | Coconino | 7 | Open | 2020-06-18 | 12000 | Other | COMPARTMENT B | Double Walled | Fiberglass Reinforced Plastic | Pressure | Double Walled | Flexible
0-006403 | LAKE POWELL TRAVEL PLAZA | 101 W GLEN DR | GREENHAVEN | AZ | 86036 | Coconino | 7 | Open | 2020-06-18 | 8000 | Gasoline (No Ethanol) | COMPARTMENT A | Double Walled | Fiberglass Reinforced Plastic | Pressure | Double Walled | Flexible
0-002161 | LANNY FLOYD TRUCKING INC |  | PAYSON |  |  | Gila | 1 | Perm Closure | 1976-05-05 | 10000 | Diesel | COMPARTMENT A | Single Walled | Asphalt coated or Bare Steel |  |  |  | Removal | 1988-11-01
0-004787 | LAZY HARRY'S SALOON & MARINA | 2170 RIO GRANDE RD | BULLHEAD CITY | AZ | 86442 | Mohave | 1 | Perm Closure | 1969-10-15 | 2200 | Gasoline | COMPARTMENT A | Unknown | Asphalt coated or Bare Steel | Gravity Feed |  |  | Removal | 1996-10-03
0-005060 | MARVIN TIPTON |  | TACNA |  |  | Yuma | 2 | Perm Closure | 1970-01-01 | 2000 | Gasoline | COMPARTMENT A |  | Asphalt coated or Bare Steel |  |  |  | Removal | 1983-07-01
0-003926 | BHP MIAMI UNIT | HWY 60, PINTO VALLEY RD | MIAMI | AZ | 85539 | Gila | 4 | Perm Closure | 2005-06-17 | 1000 | Gasoline | COMPARTMENT A | Single Walled | Concrete |  |  |  | Removal | 1990-03-20
0-003926 | BHP MIAMI UNIT | HWY 60, PINTO VALLEY RD | MIAMI | AZ | 85539 | Gila | 1 | Perm Closure | 1966-01-01 | 5000 | Gasoline (Leaded) | COMPARTMENT A | Single Walled | Asphalt coated or Bare Steel |  |  |  | Removal | 1990-03-20
0-009885 | AM/PM | 2635 W DEER VALLEY RD | PHOENIX | AZ | 85027 | Maricopa | 1 | Open | 2000-01-01 | 10000 | Diesel | COMPARTMENT A | Double Walled | Fiberglass Reinforced Plastic
0-009818 | CIRCLE K #2706459 | 1557 S VAL VISTA DR | MESA | AZ | 85204 | Maricopa | 2 | Open | 2001-06-29 | 10000 | Gasoline | COMPARTMENT A | Double Walled | Fiberglass Reinforced Plastic | Pressure | Double Walled | Fiberglass Reinforced Plastic
0-009818 | CIRCLE K #2706459 | 1557 S VAL VISTA DR | MESA | AZ | 85204 | Maricopa | 3 | Open | 2001-06-29 | 10000 | Gasoline | COMPARTMENT A | Double Walled | Fiberglass Reinforced Plastic | Pressure | Double Walled | Fiberglass Reinforced Plastic
0-006228 | CIRCLE K #2703747 | 2730 N SCOTTSDALE RD | TEMPE | AZ | 85281 | Maricopa | 7 | Perm Closure | 1969-01-01 | 10000 | Gasoline | COMPARTMENT A |  | Asphalt coated or Bare Steel |  |  |  | Removal | 1988-06-01
0-006472 | CIRCLE K #2708778 | 2880 W INA RD | TUCSON | AZ | 85741 | Pima | 1 | Open | 1987-10-06 | 10000 | Gasoline | COMPARTMENT A | Double Walled | Fiberglass Reinforced Plastic | Pressure |  | Fiberglass Reinforced Plastic
0-004557 | CIRCLE K #2708850 | 4965 W AJO HWY | TUCSON | AZ | 85757 | Pima | 1 | Perm Closure | 1986-01-01 | 10000 | Gasoline | COMPARTMENT A | Single Walled | Fiberglass Reinforced Plastic | Pressure | Single Walled | Fiberglass Reinforced Plastic | Removal | 2019-08-05
0-004557 | CIRCLE K #2708850 | 4965 W AJO HWY | TUCSON | AZ | 85757 | Pima | 6 | Open | 2020-04-07 | 12000 | Diesel | COMPARTMENT A | Double Walled | Fiberglass Reinforced Plastic | Pressure | Double Walled | Fiberglass Reinforced Plastic
0-004557 | CIRCLE K #2708850 | 4965 W AJO HWY | TUCSON | AZ | 85757 | Pima | 5 | Open | 2020-04-07 | 12000 | Gasoline (PUL) | COMPARTMENT A | Double Walled | Fiberglass Reinforced Plastic | Pressure | Double Walled | Fiberglass Reinforced Plastic
0-001935 | EMPIRE MACHINERY | 119 W IRON AVE | MESA | AZ | 85210 | Maricopa | 1 | Perm Closure | 1981-01-01 | 1000 | Used Oil/Waste Oil | COMPARTMENT A |  | Asphalt coated or Bare Steel | Pressure |  |  | Removal | 1988-09-12
0-002490 | E T MAULDIN | 10542 N ATTAWAY RD | COOLIDGE | AZ | 85128 | Pinal | 3 | Perm Closure | 1980-05-04 | 985 | Gasoline | COMPARTMENT A | Single Walled | Asphalt coated or Bare Steel |  |  |  | Removal | 1987-12-28
0-001849 | EDWARD OLDSMOBILE | 530 E MCDOWELL RD | PHOENIX | AZ | 85004 | Maricopa | 1 | Perm Closure | 1958-01-01 | 550 | Used Oil/Waste Oil | COMPARTMENT A |  | Asphalt coated or Bare Steel |  |  |  | Removal | 1989-06-15
0-007566 | MOTOROLA GRANT STREET WAREHOUSE | 515 E GRANT ST | PHOENIX | AZ | 85004 | Maricopa | 1 | Perm Closure | 2005-06-17 |  | Gasoline | COMPARTMENT A | Unknown | Unknown |  |  |  | Removal | 1987-11-11
0-004573 | SALPOINTE CATHOLIC HIGH SCHOOL | 1545 E COPPER ST | TUCSON | AZ | 85719 | Pima | 1 | Perm Closure | 1961-03-05 | 2000 | Gasoline | COMPARTMENT A | Unknown | Asphalt coated or Bare Steel |  |  |  | Removal | 1990-02-14
0-002539 | REILING ENTERPRISES | 1837 N 27TH AVE | PHOENIX | AZ | 85009 | Maricopa | 4 | Perm Closure | 1980-01-01 | 250 | Unidentified | COMPARTMENT A | Single Walled | Asphalt coated or Bare Steel |  |  |  | Removal | 1988-04-01
0-008276 | RENTAL CAR QUICK TURNAROUND | 2620 E AIRPORT DR | TUCSON | AZ | 85756 | Pima | 5 | Open | 1995-03-03 | 12000 | Gasoline | COMPARTMENT A | Double Walled | Fiberglass Reinforced Plastic | Pressure | Double Walled | Fiberglass Reinforced Plastic
0-002788 | SPEEDSMART | 5103 W PEORIA AVE | GLENDALE | AZ | 85302 | Maricopa | 5 | Perm Closure | 1978-01-01 | 10000 | Diesel | COMPARTMENT A |  | Asphalt coated or Bare Steel | Pressure | Double Walled | Flexible | Removal | 2007-10-10
0-001349 | CIRCLE K #995 | 5912 W BELL RD | GLENDALE | AZ | 85308 | Maricopa | 2 | Perm Closure | 1975-03-19 | 10000 | Gasoline | COMPARTMENT A | Single Walled | Asphalt coated or Bare Steel |  |  |  | Removal | 1987-10-01
0-006286 | AUTOMOTIVE SALES CO | 1801 N BLACK CANYON HWY | PHOENIX | AZ | 85009 | Maricopa | 2 | Perm Closure | 1973-08-17 | 500 | Used Oil/Waste Oil | COMPARTMENT A | Unknown | Asphalt coated or Bare Steel | Suction - Check Valve at the Tank Top |  | Bare or Galvanized Steel | Removal | 1992-03-19
0-000158 | AMERIGAS PROPANE LP | 1521 S CALIFORNIA AVE | PARKER | AZ | 85344 | La Paz | 3 | Perm Closure | 1979-01-01 | 1000 | Gasoline | COMPARTMENT A | Single Walled | Asphalt coated or Bare Steel | Suction - Check Valve at the Tank Top | Single Walled | Bare or Galvanized Steel | Removal | 1998-07-14
0-000158 | AMERIGAS PROPANE LP | 1521 S CALIFORNIA AVE | PARKER | AZ | 85344 | La Paz | 1 | Perm Closure | 1979-01-01 | 6000 | Gasoline | COMPARTMENT A | Single Walled | Asphalt coated or Bare Steel | Suction - Check Valve at the Tank Top | Single Walled | Bare or Galvanized Steel | Removal | 1998-07-14
0-007905 | AIRBORNE FREIGHT | 2229 E MAGNOLIA ST | PHOENIX | AZ | 85034 | Maricopa | 2 | Perm Closure | 2005-06-17 | 14000 | Gasoline | COMPARTMENT A | Double Walled | Asphalt coated or Bare Steel | Suction - Check Valve at the Tank Top |  | Bare or Galvanized Steel | Removal | 1992-06-16
0-008511 | RUBY TUESDAY RESTAURANT | 4 E UNIVERSITY DR | TEMPE | AZ | 85281 | Maricopa | 1 | Perm Closure | 1975-01-01 | 2500 | Gasoline | COMPARTMENT A | Unknown | Unknown |  |  |  | Removal | 1995-02-20
0-001439 | CIRCLE K #2701577 | 1123 W THATCHER BLVD | SAFFORD | AZ | 85546 | Graham | 3 | Perm Closure | 1971-01-01 | 10000 | Gasoline | COMPARTMENT A | Single Walled | Asphalt coated or Bare Steel | Pressure | Single Walled | Bare or Galvanized Steel | Closed in Place | 2003-03-14
0-000152 | CITY OF APACHE JUNCTION - FIRE STATION #3 | 1455 E 18TH AVE | APACHE JUNCTION | AZ | 85119 | Pinal | 2 | Perm Closure | 1985-01-01 | 1000 | Gasoline | COMPARTMENT A | Single Walled | Fiberglass Reinforced Plastic | Suction - Check Valve at the Tank Top |  | Fiberglass Reinforced Plastic | Removal | 1997-12-30
0-003482 | TAYLOR ROAD YARD | 14 MAVERICK LN | TAYLOR | AZ | 85939 | Navajo | 3 | Perm Closure | 1976-05-13 | 5000 | Gasoline | COMPARTMENT A | Unknown | Asphalt coated or Bare Steel | Suction - Check Valve at the Tank Top |  |  | Removal | 1997-10-01
0-005649 | MELODY CLEANERS | 877 S ORANGE AVE | YUMA | AZ | 85364 | Yuma | 1 | Perm Closure | 2005-06-17 | 250 | Unidentified | COMPARTMENT A | Unknown | Unknown |  |  |  | Removal | 1990-01-25
0-003459 | ARIZONA ARMY NATIONAL GUARD - MAINTENANCE #2 | 615 N CENTER ST | MESA | AZ | 85201 | Maricopa | 1 | Perm Closure | 1950-04-14 | 2000 | Gasoline | COMPARTMENT A | Unknown | Asphalt coated or Bare Steel | Suction - Check Valve at the Tank Top |  |  | Removal | 1994-10-06
0-003459 | ARIZONA ARMY NATIONAL GUARD - MAINTENANCE #2 | 615 N CENTER ST | MESA | AZ | 85201 | Maricopa | 2 | Perm Closure | 1970-04-14 | 2000 | Diesel | COMPARTMENT A | Unknown | Asphalt coated or Bare Steel | Suction - Check Valve at the Tank Top |  | Bare or Galvanized Steel | Removal | 1994-10-06
0-000534 | ARCO #5271 | 1825 N 24TH ST | PHOENIX | AZ | 85008 | Maricopa | 10 | Open | 2019-12-18 | 7000 | Gasoline (PUL) | COMPARTMENT A | Double Walled | Fiberglass Reinforced Plastic | Pressure | Double Walled | Fiberglass Reinforced Plastic
0-000546 | CHEVRON #9-8190 | 1901 W BETHANY HOME RD | PHOENIX | AZ | 85015 | Maricopa | 4 | Perm Closure | 1981-01-01 | 1000 | Used Oil/Waste Oil | COMPARTMENT A | Double Walled | Fiberglass Reinforced Plastic |  |  |  | Removal | 1996-03-20
0-000546 | CHEVRON #9-8190 | 1901 W BETHANY HOME RD | PHOENIX | AZ | 85015 | Maricopa | 7 | Open | 1996-03-01 | 12000 | Gasoline | COMPARTMENT A | Double Walled | Fiberglass Reinforced Plastic | Pressure | Double Walled | Fiberglass Reinforced Plastic
0-009172 | UNION PACIFIC LEASE PROPERTIES | SAN PEDRO & 4TH ST | BENSON | AZ | 85602 | Cochise | 1 | Perm Closure | 2005-06-17 | 550 | Used Oil/Waste Oil | COMPARTMENT A | Double Walled | Asphalt coated or Bare Steel | Suction - Check Valve at the Tank Top |  | Bare or Galvanized Steel | Removal | 1997-12-05
0-009172 | UNION PACIFIC LEASE PROPERTIES | SAN PEDRO & 4TH ST | BENSON | AZ | 85602 | Cochise | 3 | Perm Closure | 2005-06-17 | 4000 | Gasoline | COMPARTMENT A | Double Walled | Asphalt coated or Bare Steel |  |  |  | Removal | 1997-12-05
0-009570 | MCMENIMEN PROPERTY | 65250 E US HWY 60 | HARCUVAR | AZ | 85348 | La Paz | 1 | Perm Closure | 2005-06-17 |  | Unidentified | COMPARTMENT A | Single Walled | Asphalt coated or Bare Steel |  |  |  | Removal
0-002832 | ASARCO LLC RAY MINE OPERATIONS | 27809 N MINERAL CREEK RD | KEARNY | AZ | 85137 | Pinal | 8 | Perm Closure | 1968-01-01 | 5000 | Gasoline | COMPARTMENT A |  | Asphalt coated or Bare Steel |  |  |  | Removal | 1989-12-14
0-005919 | BANNER HEALTH - MESA CORPORATE CENTER | 525 W BROWN RD | MESA | AZ | 85201 | Maricopa | 1 | Perm Closure | 1977-01-01 | 10000 | Diesel | COMPARTMENT A | Double Walled | Fiberglass Reinforced Plastic | Pressure | Double Walled | Fiberglass Reinforced Plastic | Removal | 2008-07-17
0-005956 | YAVAPAI COUNTY - ROADS 1 & 2 | 1100 COMMERCE DR | PRESCOTT | AZ | 86305 | Yavapai | 1 | Perm Closure | 1987-12-30 | 10000 | Diesel | COMPARTMENT A | Double Walled | Fiberglass Reinforced Plastic | Pressure | Double Walled | Fiberglass Reinforced Plastic | Removal | 2018-01-19
0-005956 | YAVAPAI COUNTY - ROADS 1 & 2 | 1100 COMMERCE DR | PRESCOTT | AZ | 86305 | Yavapai | 4 | Open | 2018-02-10 | 10000 | Gasoline (UL) | COMPARTMENT A | Double Walled | Fiberglass Reinforced Plastic | Pressure | Double Walled | Fiberglass Reinforced Plastic
0-006298 | PINE MEADOWS SERVICE STATION | 5819 HIGHWAY 260 | PINETOP-LAKESIDE | AZ | 85929 | Navajo | 2 | Perm Closure | 1983-08-16 | 8000 | Gasoline | COMPARTMENT A | Double Walled | Asphalt coated or Bare Steel |  |  |  | Removal | 2003-04-11
0-002146 | CITY OF FLAGSTAFF - VEHICLE MAINTENANCE SHOP | 419 N MOGOLLON ST | FLAGSTAFF | AZ | 86001 | Coconino | 7 | Perm Closure | 2005-06-17 | 2000 | Unidentified | COMPARTMENT A | Single Walled | Asphalt coated or Bare Steel |  |  |  | Removal | 1978-01-01
0-002146 | CITY OF FLAGSTAFF - VEHICLE MAINTENANCE SHOP | 419 N MOGOLLON ST | FLAGSTAFF | AZ | 86001 | Coconino | 1 | Perm Closure | 1980-05-06 | 12000 | Gasoline | COMPARTMENT A | Single Walled | Asphalt coated or Bare Steel | Pressure |  |  | Removal | 1997-11-13
0-002146 | CITY OF FLAGSTAFF - VEHICLE MAINTENANCE SHOP | 419 N MOGOLLON ST | FLAGSTAFF | AZ | 86001 | Coconino | 4 | Perm Closure | 1980-05-06 | 12000 | Diesel | COMPARTMENT A | Single Walled | Asphalt coated or Bare Steel | Pressure |  |  | Removal | 1997-11-13
0-006924 | BANNER UNIVERSITY MEDICAL CENTER TUCSON | 1501 N CAMPBELL AVE | TUCSON | AZ | 85724 | Pima | 2 | Perm Closure | 1993-10-01 | 15000 | Jet Fuel | COMPARTMENT A | Double Walled | Fiberglass Reinforced Plastic | Suction - Check Valve at the Dispenser | Double Walled | Fiberglass Reinforced Plastic | Removal | 2007-04-24
0-003141 | DOBSON SUBSTATION/FIRE STATION 207 | 2505 S DOBSON RD | MESA | AZ | 85202 | Maricopa | 1 | Perm Closure | 1980-04-10 | 10000 | Gasoline (UL) | COMPARTMENT A | Single Walled | Fiberglass Reinforced Plastic | Pressure | Double Walled |  | Removal | 2020-11-12
0-006303 | CEDIC DEVELOPMENT CO | 131 JORDAN RD | SEDONA | AZ | 86336 | Coconino | 3 | Perm Closure | 1980-01-01 | 4000 | Gasoline | COMPARTMENT A |  | Asphalt coated or Bare Steel | Pressure |  | Fiberglass Reinforced Plastic | Removal | 2001-11-28
0-006303 | CEDIC DEVELOPMENT CO | 131 JORDAN RD | SEDONA | AZ | 86336 | Coconino | 7 | Perm Closure | 1980-01-01 | 500 | Used Oil/Waste Oil | COMPARTMENT A | Double Walled | Asphalt coated or Bare Steel |  |  |  | Removal | 2001-11-28
0-008854 | ARIZONA CAR WASHES | 435 W WETMORE RD | TUCSON | AZ | 85705 | Pima | 2 | Perm Closure | 1978-01-01 | 12000 | Gasoline | COMPARTMENT A | Double Walled | Asphalt coated or Bare Steel | Suction - Check Valve at the Tank Top |  |  | Removal | 1999-06-03
0-008854 | ARIZONA CAR WASHES | 435 W WETMORE RD | TUCSON | AZ | 85705 | Pima | 4 | Perm Closure | 1978-01-01 | 9000 | Gasoline | COMPARTMENT A | Double Walled | Fiberglass Reinforced Plastic | Suction - Check Valve at the Tank Top |  |  | Removal | 1999-06-03
0-002411 | USDOJ FCI - SAFFORD | 1529 W STATE ROUTE 366 | SAFFORD | AZ | 85546 | Graham | 3 | Perm Closure | 2005-06-17 | 1000 | Diesel | COMPARTMENT A | Single Walled | Asphalt coated or Bare Steel |  |  |  | Removal | 1993-12-01
0-008618 | MOUNT GRAHAM REGIONAL MEDICAL CENTER | 1600 S 20TH AVE | SAFFORD | AZ | 85546 | Graham | 1 | Perm Closure | 2005-06-17 | 2000 | (Null) | COMPARTMENT A | Double Walled | Asphalt coated or Bare Steel | Suction - Check Valve at the Tank Top |  | Bare or Galvanized Steel | Removal | 1995-05-11
0-005578 | FRONTIER MARKET | 3768 W GOLF COURSE RD | THATCHER | AZ | 85552 | Graham | 3 | Perm Closure | 1995-07-28 | 4000 | Gasoline | COMPARTMENT B | Double Walled | Fiberglass Reinforced Plastic | Pressure | Double Walled | Fiberglass Reinforced Plastic | Removal | 2010-12-16
0-001106 | EXPRESS STOP #127 | 403 S BEELINE HWY | PAYSON | AZ | 85541 | Gila | 5 | Perm Closure | 1981-01-01 | 500 | Used Oil/Waste Oil | COMPARTMENT A | Single Walled | Asphalt coated or Bare Steel |  |  |  | Removal | 1994-02-01
0-006436 | KING RACING FUEL | 5722 NW GRAND AVE | GLENDALE | AZ | 85301 | Maricopa | 3 | Perm Closure | 2005-06-17 | 500 | Unidentified | COMPARTMENT A | Unknown | Asphalt coated or Bare Steel | Gravity Feed |  | Bare or Galvanized Steel | Removal | 2002-06-18
0-010103 | DOLLAR RENT A CAR | 1722 E RENTAL CAR WAY | PHOENIX | AZ | 85034 | Maricopa | 1 | Open | 2006-01-18 | 30000 | Gasoline | COMPARTMENT A | Double Walled | Fiberglass Reinforced Plastic | Pressure | Double Walled | Fiberglass Reinforced Plastic
0-009719 | WALMART SUPERCENTER #2778 | 1695 N ARIZONA BLVD | COOLIDGE | AZ | 85128 | Pinal | 1 | Perm Closure | 2001-01-22 | 15000 | Gasoline | COMPARTMENT A | Double Walled | Fiberglass Reinforced Plastic | Pressure | Double Walled | Fiberglass Reinforced Plastic | Removal | 2008-12-05
0-000159 | ARIZONA MPP | 230 S 49TH AVE | PHOENIX | AZ | 85043 | Maricopa | 2 | Perm Closure | 1980-01-01 | 4000 | Hazardous Substance | COMPARTMENT A | Single Walled | Asphalt coated or Bare Steel |  |  |  | Removal | 1987-05-01
0-004344 | G & M TIRES | 132 E RAILROAD AVE | WILLIAMS | AZ | 86046 | Coconino | 4 | Perm Closure | 1971-01-01 | 2000 | Gasoline | COMPARTMENT A |  | Asphalt coated or Bare Steel |  |  |  | Removal | 1994-02-04
0-004986 | FLYERS ENERGY 3057 | 3555 S RICHEY BLVD | TUCSON | AZ | 85713 | Pima | 4 | Open | 1979-01-01 | 12000 | Gasoline (UL) | COMPARTMENT A |  | Asphalt coated or Bare Steel | Pressure | Double Walled | Fiberglass Reinforced Plastic
0-004986 | FLYERS ENERGY 3057 | 3555 S RICHEY BLVD | TUCSON | AZ | 85713 | Pima | 6 | Open | 1979-01-01 | 12000 | Diesel #2 | COMPARTMENT A | Single Walled | Asphalt coated or Bare Steel | Pressure | Double Walled | Fiberglass Reinforced Plastic
0-004986 | FLYERS ENERGY 3057 | 3555 S RICHEY BLVD | TUCSON | AZ | 85713 | Pima | 3 | Open | 1979-01-01 | 20000 | Dyed Diesel | COMPARTMENT A |  | Asphalt coated or Bare Steel | Pressure | Double Walled | Fiberglass Reinforced Plastic
0-001888 | CIRCLE K #2705537 | 4900 W INA RD | MARANA | AZ | 85743 | Pima | 2 | Perm Closure | 1970-04-26 | 8000 | Gasoline | COMPARTMENT A | Single Walled | Asphalt coated or Bare Steel | Pressure | Single Walled | Bare or Galvanized Steel | Removal | 1997-10-01
0-008430 | WESTERN STATES TIRE | 1265 E FLORENCE BLVD | CASA GRANDE | AZ | 85122 | Pinal | 1 | Perm Closure | 1987-06-01 | 550 | Used Oil/Waste Oil | COMPARTMENT A | Double Walled | Fiberglass Reinforced Plastic | Gravity Feed |  |  | Removal | 1994-12-06
0-005079 | SPEEDWAY SELF SERVE | 2604 E SPEEDWAY BLVD | TUCSON | AZ | 85716 | Pima | 1 | Perm Closure | 1972-04-02 | 10000 | Gasoline | COMPARTMENT A | Double Walled | Asphalt coated or Bare Steel | Pressure |  | Fiberglass Reinforced Plastic | Removal | 1996-02-20
0-005079 | SPEEDWAY SELF SERVE | 2604 E SPEEDWAY BLVD | TUCSON | AZ | 85716 | Pima | 3 | Perm Closure | 1972-04-02 | 10000 | Gasoline | COMPARTMENT A | Double Walled | Asphalt coated or Bare Steel | Pressure |  | Fiberglass Reinforced Plastic | Removal | 1996-02-20
0-005079 | SPEEDWAY SELF SERVE | 2604 E SPEEDWAY BLVD | TUCSON | AZ | 85716 | Pima | 4 | Perm Closure | 1972-04-02 | 10000 | Gasoline | COMPARTMENT A | Double Walled | Asphalt coated or Bare Steel | Pressure |  | Fiberglass Reinforced Plastic | Removal | 1996-02-20
0-006500 | MARANA MIDDLE SCHOOL | 11279 W GRIER RD | MARANA | AZ | 85653 | Pima | 2 | Perm Closure | 1973-11-01 | 10000 | Diesel | COMPARTMENT A | Unknown | Asphalt coated or Bare Steel | Suction - Check Valve at the Tank Top |  |  | Removal | 1994-01-20
0-006500 | MARANA MIDDLE SCHOOL | 11279 W GRIER RD | MARANA | AZ | 85653 | Pima | 1 | Perm Closure | 1979-11-01 | 10000 | Diesel | COMPARTMENT A | Unknown | Asphalt coated or Bare Steel | Suction - Check Valve at the Tank Top |  |  | Removal | 1994-01-20
0-010270 | SMITH'S FOOD & DRUG #191 | 1775 LAKESIDE DR | BULLHEAD CITY | AZ | 86442 | Mohave | 2 | Open | 2008-11-19 | 20000 | Gasoline | COMPARTMENT A | Double Walled | Fiberglass Reinforced Plastic | Pressure | Double Walled | Fiberglass Reinforced Plastic
0-000909 | CIRCLE K STORE #2706644 | 1850 W UNION HILLS DR | PHOENIX | AZ | 85027 | Maricopa | 2 | Perm Closure | 1975-01-01 | 12000 | Gasoline | COMPARTMENT A |  | Asphalt coated or Bare Steel | Pressure |  | Fiberglass Reinforced Plastic | Removal | 1991-06-11
0-000909 | CIRCLE K STORE #2706644 | 1850 W UNION HILLS DR | PHOENIX | AZ | 85027 | Maricopa | 7 | Open | 1991-06-01 | 12000 | Gasoline | COMPARTMENT A | Double Walled | Fiberglass Reinforced Plastic | Pressure | Double Walled | Fiberglass Reinforced Plastic
0-000909 | CIRCLE K STORE #2706644 | 1850 W UNION HILLS DR | PHOENIX | AZ | 85027 | Maricopa | 6 | Perm Closure | 1975-01-01 | 12000 | Gasoline | COMPARTMENT A |  | Asphalt coated or Bare Steel | Pressure |  | Fiberglass Reinforced Plastic | Removal | 1991-06-11
0-004110 | RAY LUMBER CO - MAIN YARD | 5035 TOM MURRAY AVE | GLENDALE | AZ | 85301 | Maricopa | 2 | Perm Closure | 1964-06-24 | 1500 | Diesel | COMPARTMENT A | Double Walled | Asphalt coated or Bare Steel |  |  |  | Removal | 1989-10-04
0-004913 | TEXACO #60-349-0097 | 630 E MAIN ST | MESA | AZ | 85203 | Maricopa | 3 | Perm Closure | 1970-05-07 | 10000 | Gasoline | COMPARTMENT A | Unknown | Asphalt coated or Bare Steel | Pressure |  | Bare or Galvanized Steel | Removal | 1991-08-23
0-000525 | ARCO #1523 | 2322 E THOMAS RD | PHOENIX | AZ | 85016 | Maricopa | 8 | Perm Closure | 1991-11-29 | 10000 | Diesel | COMPARTMENT A | Double Walled | Fiberglass Reinforced Plastic | Pressure |  | Fiberglass Reinforced Plastic | Removal | 2003-09-10
0-000525 | ARCO #1523 | 2322 E THOMAS RD | PHOENIX | AZ | 85016 | Maricopa | 7 | Perm Closure | 1991-11-29 | 10000 | Diesel | COMPARTMENT A | Double Walled | Fiberglass Reinforced Plastic | Pressure |  | Fiberglass Reinforced Plastic | Removal | 2003-09-10
0-006812 | TESSENDERLO KERLEY AGRICULTURE | 2248 W LOWER BUCKEYE RD | PHOENIX | AZ | 85009 | Maricopa | 1 | Perm Closure | 1972-01-01 | 550 | Gasoline | COMPARTMENT A |  | Asphalt coated or Bare Steel | Pressure |  |  | Removal | 1990-12-27
0-001098 | VALLEY METRO - CENTRAL STATION | 302 N CENTRAL AVE | PHOENIX | AZ | 85004 | Maricopa | 3 | Perm Closure | 1968-01-01 | 5000 | Gasoline | COMPARTMENT A |  | Asphalt coated or Bare Steel |  |  |  | Removal | 1986-08-31
0-001636 | CONSOLIDATED FREIGHTWAYS | 401 S 54TH ST | CHANDLER | AZ | 85226 | Maricopa | 1 | Perm Closure | 1982-01-01 | 10000 | Diesel | COMPARTMENT A | Single Walled | Fiberglass Reinforced Plastic | Pressure |  |  | Removal | 1998-08-26
0-000965 | THE CARWASHER | 7501 E INDIAN SCHOOL RD | SCOTTSDALE | AZ | 85251 | Maricopa | 2 | Perm Closure | 1973-01-01 | 10000 | Gasoline | COMPARTMENT A |  | Asphalt coated or Bare Steel |  |  |  | Removal | 1988-02-01
0-008956 | FASTSTOP #5 | 21966 E US HIGHWAY 60 | FLORENCE JUNCTION | AZ | 85118 | Pinal | 5 | Perm Closure | 1996-09-16 | 5000 | Gasoline | COMPARTMENT B | Single Walled | Fiberglass Reinforced Plastic | Pressure | Double Walled | Fiberglass Reinforced Plastic | Closed in Place | 2006-09-25
0-003318 | ON SEMICONDUCTOR | 5005 E MCDOWELL RD | PHOENIX | AZ | 85008 | Maricopa | 4 | Perm Closure | 1975-04-19 | 34000 | Unidentified | COMPARTMENT A | Unknown | Asphalt coated or Bare Steel |  |  |  | Removal | 1988-09-15
0-003318 | ON SEMICONDUCTOR | 5005 E MCDOWELL RD | PHOENIX | AZ | 85008 | Maricopa | 2 | Perm Closure | 1975-04-19 | 34000 | Unidentified | COMPARTMENT A | Unknown | Asphalt coated or Bare Steel |  |  |  | Removal | 1988-09-15
0-004582 | SONOITA SERVICE |  | SONOITA |  |  | Santa Cruz | 1 | Perm Closure | 1964-04-24 | 6000 | Gasoline | COMPARTMENT A | Double Walled | Asphalt coated or Bare Steel |  |  |  | Removal | 1990-01-23
0-010046 | BOLLIN PROPERTY | 1501 E SECOND ST | WINSLOW | AZ | 86047 | Navajo | 2 | Perm Closure | 2006-09-13 | 1000 | Gasoline | COMPARTMENT A |  | Asphalt coated or Bare Steel |  |  |  | Removal | 2005-02-24
0-001527 | CIRCLE K #2701859 | 702 W MCDOWELL RD | PHOENIX | AZ | 85007 | Maricopa | 1 | Open | 1986-01-01 | 10000 | Gasoline | COMPARTMENT A | Single Walled | Fiberglass Reinforced Plastic | Pressure |  | Fiberglass Reinforced Plastic
0-001240 | KAIZEN COLLISION CENTER | 1920 W DEER VALLEY RD | PHOENIX | AZ | 85027 | Maricopa | 1 | Perm Closure | 1970-03-18 | 10000 | Gasoline | COMPARTMENT A | Single Walled | Asphalt coated or Bare Steel |  |  |  | Removal | 1986-07-01
0-009939 | RICH RODGERS SOUTH INC PROPERTY | 151 E BROADWAY BLVD | TUCSON | AZ | 85701 | Pima | 1 | Perm Closure | 2005-06-17 | 200 | Used Oil/Waste Oil | COMPARTMENT A | Double Walled | Asphalt coated or Bare Steel | Gravity Feed |  |  | Removal | 2003-05-14
0-010562 | QUIK TRIP #431 | 1861 S MESA DR | MESA | AZ | 85210 | Maricopa | 1 | Perm Closure | 2016-03-03 | 12000 | Diesel | COMPARTMENT A | Double Walled | Fiberglass Reinforced Plastic | Pressure | Double Walled | Flexible | Removal | 2019-05-23
0-010562 | QUIK TRIP #431 | 1861 S MESA DR | MESA | AZ | 85210 | Maricopa | 1 | Perm Closure | 2016-03-03 | 10000 | Other | COMPARTMENT B | Double Walled | Fiberglass Reinforced Plastic | Pressure | Double Walled | Flexible | Removal | 2019-05-23
0-003187 | M & M OIL CO INC | 402 E ROUTE 66 | WILLIAMS | AZ | 86046 | Coconino | 1 | Perm Closure | 1976-01-01 | 1500 | Gasoline | COMPARTMENT A |  | Asphalt coated or Bare Steel |  |  |  | Removal | 1988-01-01
0-003187 | M & M OIL CO INC | 402 E ROUTE 66 | WILLIAMS | AZ | 86046 | Coconino | 3 | Perm Closure | 1976-01-01 | 1500 | Gasoline | COMPARTMENT A |  | Asphalt coated or Bare Steel |  |  |  | Removal | 1988-01-01
0-006729 | GOLDEN STATE FOODS CORP | 5516 W BUCHANAN ST | PHOENIX | AZ | 85043 | Maricopa | 1 | Perm Closure | 1985-01-01 | 10000 | Diesel | COMPARTMENT A | Unknown | Asphalt coated or Bare Steel |  |  |  | Removal | 1990-05-30
0-009041 | SCOTT'S AUTO |  | CONGRESS |  |  | Yavapai | 1 | Perm Closure | 2005-06-17 | 550 | Diesel | COMPARTMENT A | Unknown | Fiberglass Reinforced Plastic |  |  |  | Removal | 2007-08-22
0-004400 | SCOTTSDALE LEXUS - PARTS DEPARTMENT | 6925 E MCDOWELL RD | SCOTTSDALE | AZ | 85257 | Maricopa | 5 | Perm Closure | 1968-01-01 | 550 | Used Oil/Waste Oil | COMPARTMENT A | Double Walled | Asphalt coated or Bare Steel |  |  |  | Removal | 1992-12-30
0-002959 | LEWIS PROPERTY |  | FLORENCE |  |  | Pinal | 1 | Perm Closure | 1979-01-01 | 5000 | Diesel | COMPARTMENT A |  | Asphalt coated or Bare Steel |  |  |  | Removal | 1989-01-01
0-003029 | DESTINY PHOENIX RV RESORT | 416 N CITRUS RD | GOODYEAR | AZ | 85338 | Maricopa | 2 | Perm Closure | 1986-07-07 | 5000 | Gasoline | COMPARTMENT A |  | Asphalt coated or Bare Steel | Pressure |  |  | Removal | 2004-05-03
0-006885 | CORONA MAINTENANCE YARD | 30 W CORONA AVE | PHOENIX | AZ | 85041 | Maricopa | 1 | Perm Closure | 2005-06-17 | 2000 | Diesel | COMPARTMENT A | Unknown | Asphalt coated or Bare Steel |  |  |  | Removal | 1990-05-29
0-007659 | COMMERCIAL BUILDING | 7700 E WRIGHTSTOWN RD | TUCSON | AZ | 85715 | Pima | 1 | Perm Closure | 1965-01-01 | 1000 | Diesel | COMPARTMENT A | Unknown | Asphalt coated or Bare Steel |  |  |  | Removal | 1992-02-07
0-004585 | CONGRESS SERVICE STATION |  | CONGRESS |  |  | Yavapai | 3 | Perm Closure | 1979-03-14 | 8000 | Diesel | COMPARTMENT A | Double Walled | Asphalt coated or Bare Steel | Pressure |  |  | Removal | 1990-12-03
0-006545 | CITY OF WILLIAMS - SHOP FACILITY | 800 N AIRPORT RD | WILLIAMS | AZ | 86046 | Coconino | 2 | Perm Closure | 1978-12-21 | 4000 | Gasoline | COMPARTMENT A | Double Walled | Asphalt coated or Bare Steel |  |  |  | Removal | 1988-10-01
0-010589 | FRY'S FUEL CENTER #657 | 25371 N LAKE PLEASANT PKWY | PEORIA | AZ | 85383 | Maricopa | 1 | Open | 2016-11-17 | 20000 | Gasoline (UL) | COMPARTMENT A | Double Walled | Fiberglass Reinforced Plastic | Pressure | Double Walled | Fiberglass Reinforced Plastic
0-001442 | CIRCLE K #2701581 | 2004 S 6TH AVE | TUCSON | AZ | 85713 | Pima | 1 | Open | 1985-01-01 | 10000 | Gasoline | COMPARTMENT A | Double Walled | Fiberglass Reinforced Plastic | Pressure | Double Walled | Fiberglass Reinforced Plastic
0-006601 | CIRCLE K #2705024 | 5105 W MCDOWELL RD | PHOENIX | AZ | 85035 | Maricopa | 2 | Open | 1989-01-21 | 10000 | Gasoline | COMPARTMENT A | Double Walled | Fiberglass Reinforced Plastic | Pressure | Single Walled | Fiberglass Reinforced Plastic
0-001500 | CIRCLE K #2701848 | 10 W FORT LOWELL RD | TUCSON | AZ | 85705 | Pima | 3 | Open | 1985-01-01 | 10000 | Gasoline | COMPARTMENT A | Single Walled | Fiberglass Reinforced Plastic | Pressure |  | Fiberglass Reinforced Plastic
0-004553 | CIRCLE K #2701953 | 1395 W MIRACLE MILE | TUCSON | AZ | 85705 | Pima | 6 | Perm Closure | 1980-01-01 | 12000 | Gasoline | COMPARTMENT A |  | Asphalt coated or Bare Steel |  |  |  | Removal | 1987-02-17
0-002110 | FERNOW ROUTE 66 SERVICE STATION | 808 RT 66 | ASH FORK | AZ | 86320 | Yavapai | 3 | Perm Closure | 1974-11-01 | 4000 | Gasoline | COMPARTMENT A | Single Walled | Asphalt coated or Bare Steel | Suction - Check Valve at the Tank Top |  |  | Removal | 2006-07-26
0-002110 | FERNOW ROUTE 66 SERVICE STATION | 808 RT 66 | ASH FORK | AZ | 86320 | Yavapai | 2 | Perm Closure | 1974-11-01 | 4000 | Gasoline | COMPARTMENT A | Single Walled | Asphalt coated or Bare Steel | Suction - Check Valve at the Tank Top |  |  | Removal | 2006-07-26
0-006402 | FIESTA MARKET #1 | 505 N ARROYO BLVD | NOGALES | AZ | 85621 | Santa Cruz | 2 | Perm Closure | 1981-01-01 | 10000 | Gasoline | COMPARTMENT A | Single Walled | Asphalt coated or Bare Steel | Pressure | Double Walled | Fiberglass Reinforced Plastic | Removal | 2016-09-29
0-006402 | FIESTA MARKET #1 | 505 N ARROYO BLVD | NOGALES | AZ | 85621 | Santa Cruz | 4 | Perm Closure | 1981-01-01 | 4000 | Gasoline | COMPARTMENT A | Single Walled | Asphalt coated or Bare Steel | Pressure | Double Walled | Fiberglass Reinforced Plastic | Removal | 2016-09-29
0-002131 | FIRESTONE TIRE & RUBBER CO | 3307 N CENTRAL AVE | PHOENIX | AZ | 85012 | Maricopa | 3 | Perm Closure | 1956-01-01 | 12000 | Unidentified | COMPARTMENT A |  | Asphalt coated or Bare Steel |  |  |  | Closed in Place | 1970-04-02
0-007396 | FARMS ALONG THE SAN PEDRO RIVER |  | FAIRBANK |  |  | Cochise | 5 | Perm Closure | 1973-01-01 | 1100 | Diesel | COMPARTMENT A | Unknown | Unknown |  |  |  | Removal | 1994-10-05
0-010512 | CIRCLE K STORE #3442 | 1550 W APACHE TRL | APACHE JUNCTION | AZ | 85120 | Pinal | 1 | Open | 2014-09-19 | 20000 | Gasoline (UL) | COMPARTMENT A | Double Walled | Fiberglass Reinforced Plastic | Pressure | Double Walled | Fiberglass Reinforced Plastic
0-010532 | QUIKTRIP STORE NO. 436 | 6739 W HAPPY VALLEY RD | PEORIA | AZ | 85383 | Maricopa | 2 | Open | 2015-04-21 | 10000 | Gasoline | COMPARTMENT B | Double Walled | Fiberglass Reinforced Plastic | Pressure | Double Walled | Fiberglass Reinforced Plastic
0-003686 | PEPSI-COLA BOTTLING CO | 4242 E RAYMOND ST | PHOENIX | AZ | 85040 | Maricopa | 1 | Perm Closure | 1976-01-01 | 12000 | Gasoline | COMPARTMENT A |  | Asphalt coated or Bare Steel |  |  |  | Removal | 1991-09-11
0-004169 | YRC INC - #841 | 2021 S 51ST AVE | PHOENIX | AZ | 85043 | Maricopa | 2 | Open | 1981-01-01 | 12000 | Diesel | COMPARTMENT A | Single Walled | Fiberglass Reinforced Plastic | Pressure | Double Walled | Fiberglass Reinforced Plastic
0-004169 | YRC INC - #841 | 2021 S 51ST AVE | PHOENIX | AZ | 85043 | Maricopa | 10 | Perm Closure | 1981-01-01 | 2000 | Used Oil/Waste Oil | COMPARTMENT A | Single Walled | Fiberglass Reinforced Plastic | Gravity Feed |  |  | Removal | 1994-02-01
0-004169 | YRC INC - #841 | 2021 S 51ST AVE | PHOENIX | AZ | 85043 | Maricopa | 9 | Perm Closure | 1981-01-01 | 6000 | Unidentified | COMPARTMENT A | Single Walled | Fiberglass Reinforced Plastic | Pressure |  |  | Removal | 1994-02-01
0-002305 | WENDEN GROWERS SERVICE | 71022 HIGHWAY 60 | WENDEN | AZ | 85357 | La Paz | 5 | Perm Closure | 1987-01-01 | 6000 | Gasoline | COMPARTMENT A | Double Walled | Composite (Steel/Fiberglass) | Pressure |  | Fiberglass Reinforced Plastic | Removal | 2014-12-04
0-002235 | MARVIN C GATZ | 230 W SOUTHERN AVE | MESA | AZ | 85210 | Maricopa | 2 | Perm Closure | 1976-04-11 | 3000 | Diesel | COMPARTMENT A | Single Walled | Asphalt coated or Bare Steel |  |  |  | Removal | 1988-12-01
0-004486 | HOLBROOK CHEVRON | 2702 NAVAJO BLVD | HOLBROOK | AZ | 86025 | Navajo | 1 | Open | 1986-06-27 | 20000 | Gasoline | COMPARTMENT A | Double Walled | Composite (Steel/Fiberglass) | Pressure | Double Walled | Fiberglass Reinforced Plastic
0-010621 | CIRCLE K STORE | 5725 W INA RD | TUCSON | AZ | 85743 | Pima | 1 | Open | 2018-11-13 | 20000 | Gasoline (UL) | COMPARTMENT A | Double Walled | Fiberglass Reinforced Plastic | Pressure | Double Walled | Fiberglass Reinforced Plastic
0-010639 | CIRCLE K STORE #9525 | 940 WILLOW CREEK RD | PRESCOTT | AZ | 86301 | Yavapai | 1 | Open | 2018-11-13 | 20000 | Gasoline (UL) | COMPARTMENT A | Double Walled | Fiberglass Reinforced Plastic | Pressure | Double Walled | Fiberglass Reinforced Plastic
0-009275 | EUROPA AUTO SERVICE | 1111 W ROUTE 66 | FLAGSTAFF | AZ | 86001 | Coconino | 2 | Perm Closure | 2005-06-17 | 10000 | Gasoline | COMPARTMENT A |  | Asphalt coated or Bare Steel | Pressure |  |  | Removal | 1998-05-08
0-009275 | EUROPA AUTO SERVICE | 1111 W ROUTE 66 | FLAGSTAFF | AZ | 86001 | Coconino | 3 | Perm Closure | 2005-06-17 | 500 | Used Oil/Waste Oil | COMPARTMENT A |  | Asphalt coated or Bare Steel |  |  |  | Removal | 1998-05-08
0-009935 | EAGLES BROOD LLC PROPERTY | 2130/2140 W 24TH ST | YUMA | AZ | 85364 | Yuma | 1 | Perm Closure | 2005-06-17 | 500 | Used Oil/Waste Oil | COMPARTMENT A | Unknown | Asphalt coated or Bare Steel |  |  |  | Removal | 1988-12-01
0-006634 | ECONO LUBE N TUNE #89 | 3332 N ORACLE RD | TUCSON | AZ | 85705 | Pima | 1 | Perm Closure | 1987-08-01 | 500 | Used Oil/Waste Oil | COMPARTMENT A | Double Walled | Composite (Steel/Fiberglass) | Gravity Feed |  |  | Removal | 2005-06-26
0-006354 | PINKY'S BAIT & TACKLE | 5350 W US HIGHWAY | CENTRAL | AZ | 85531 | Graham | 3 | Perm Closure | 1982-01-01 | 6000 | Gasoline | COMPARTMENT A |  | Asphalt coated or Bare Steel | Pressure |  |  | Removal | 2009-09-16
0-001740 | PHOENIX COMPASS CENTER SITE | 148 N 48TH ST | PHOENIX | AZ | 85034 | Maricopa | 1 | Perm Closure | 1971-01-01 | 10000 | Diesel | COMPARTMENT A |  | Asphalt coated or Bare Steel |  |  |  | Removal | 1989-01-25
0-002156 | NELSON PLANT |  | NELSON |  |  | Yavapai | 6 | Perm Closure | 1963-01-01 | 500 | Gasoline | COMPARTMENT A | Single Walled | Asphalt coated or Bare Steel |  |  |  | Removal | 1989-12-15
0-008325 | OLD CONTINENTAL MAINTENANCE YD | 20050 S OLD NOGALES HWY | SAHUARITA | AZ | 85614 | Pima | 1 | Perm Closure | 2005-06-17 | 1500 | Gasoline | COMPARTMENT A | Unknown | Asphalt coated or Bare Steel |  |  |  | Removal | 1994-08-09
0-010669 | SAFEWAY STORE #2922 FUEL STATION | 4264 S SIGNAL BUTTE ROAD | MESA | AZ | 85212 | Maricopa | 1 | Open | 2019-11-14 | 10000 | Gasoline (PUL) | COMPARTMENT B | Double Walled | Fiberglass Reinforced Plastic | Pressure | Double Walled | Flexible
0-005646 | CIRCLE K STORE #2709184 | 15262 N TATUM BLVD | PHOENIX | AZ | 85032 | Maricopa | 3 | Open | 1992-03-01 | 20000 | Gasoline | COMPARTMENT A | Double Walled | Fiberglass Reinforced Plastic | Pressure | Double Walled | Fiberglass Reinforced Plastic
0-004856 | MID CITY MOTORS | 5230 E 22ND ST | TUCSON | AZ | 85711 | Pima | 2 | Perm Closure | 1966-01-01 | 12000 | Gasoline | COMPARTMENT A | Unknown | Asphalt coated or Bare Steel | Suction - Check Valve at the Tank Top |  |  | Removal | 1994-02-03
0-007213 | SPEEDWAY STORE #2984 | 750 S 8TH AVE | SAFFORD | AZ | 85546 | Graham | 3 | Open | 1989-01-01 | 10000 | Gasoline | COMPARTMENT A | Single Walled | Fiberglass Reinforced Plastic | Pressure |  | Fiberglass Reinforced Plastic
0-009750 | SAFEWAY #1662 | 10671 W OLIVE AVE | PEORIA | AZ | 85345 | Maricopa | 1 | Open | 2001-03-27 | 10000 | Gasoline | COMPARTMENT B | Double Walled | Composite (Steel/Fiberglass)
0-009956 | SAFEWAY #1771 | 1365 W DUVAL MINE RD | GREEN VALLEY | AZ | 85614 | Pima | 2 | Open | 2003-03-20 | 10000 | Gasoline | COMPARTMENT A | Double Walled | Composite (Steel/Fiberglass)
0-006908 | RICHARD CANTU/LOUISE LINDNER |  | GILA BEND |  |  | Maricopa | 4 | Perm Closure | 2005-06-17 | 500 | Gasoline | COMPARTMENT A | Double Walled | Asphalt coated or Bare Steel |  |  |  | Removal | 1990-08-24
0-004143 | RIGGS BROTHERS FARMS | 5061 S GILBERT RD | CHANDLER | AZ | 85249 | Maricopa | 1 | Perm Closure | 1974-05-23 | 10000 | Diesel | COMPARTMENT A | Double Walled | Asphalt coated or Bare Steel |  |  |  | Removal | 1988-11-22
0-004507 | CITY OF SHOW LOW - PUBLIC WORKS YARD | 120 N 6TH ST | SHOW LOW | AZ | 85901 | Navajo | 3 | Perm Closure | 1962-05-13 | 1000 | Diesel | COMPARTMENT A | Unknown | Asphalt coated or Bare Steel |  |  |  | Removal | 1988-12-11
0-000667 | SPEEDWAY STORE #2955 | 2900 S 4TH AVE | YUMA | AZ | 85364 | Yuma | 4 | Open | 1982-12-13 | 6000 | Diesel | COMPARTMENT A | Double Walled | Fiberglass Reinforced Plastic | Pressure | Single Walled | Fiberglass Reinforced Plastic
0-008180 | HAYDEN FLOUR MILL | 119 S MILL AVE | TEMPE | AZ | 85281 | Maricopa | 2 | Perm Closure | 2005-06-17 | 3000 | Diesel | COMPARTMENT A |  | Asphalt coated or Bare Steel | Gravity Feed |  | Bare or Galvanized Steel | Removal | 1993-04-08
0-010087 | MORCOMB'S SERVICE | 6040 W MYRTLE AVE | GLENDALE | AZ | 85301 | Maricopa | 1 | Perm Closure | 1940-01-01 | 500 | Gasoline | COMPARTMENT A |  | Asphalt coated or Bare Steel |  |  |  | Removal | 2007-03-28
0-000582 | AT&T - FLORENCE AZ3180 |  | FLORENCE |  |  | Pinal | 1 | Perm Closure | 1970-01-01 | 3000 | Diesel | COMPARTMENT A |  | Asphalt coated or Bare Steel |  |  |  | Removal | 1991-11-26
0-007652 | AT&T - MCNARY |  | INDIAN PINE |  |  | Navajo | 1 | Perm Closure | 1975-01-01 | 3000 | Gasoline | COMPARTMENT A | Unknown | Asphalt coated or Bare Steel | Suction - Check Valve at the Tank Top |  |  | Removal | 1992-07-28
0-007209 | AMERICA WEST ARENA/FRMR STATION | 102 W MADISON ST | PHOENIX | AZ | 85003 | Maricopa | 5 | Perm Closure | 2005-06-17 | 750 | Gasoline | COMPARTMENT A | Single Walled | Asphalt coated or Bare Steel |  |  |  | Removal | 1989-10-20
0-007209 | AMERICA WEST ARENA/FRMR STATION | 102 W MADISON ST | PHOENIX | AZ | 85003 | Maricopa | 10 | Perm Closure | 2005-06-17 | 3500 | Unidentified | COMPARTMENT A | Single Walled | Asphalt coated or Bare Steel |  |  |  | Removal | 1989-10-20
0-006017 | ACTION EQUIPMENT & SCAFFOLD CO INC | 2229 S 16TH ST | PHOENIX | AZ | 85034 | Maricopa | 2 | Perm Closure | 1968-03-28 | 500 | Diesel | COMPARTMENT A | Unknown | Asphalt coated or Bare Steel | Suction - Check Valve at the Tank Top |  |  | Removal | 1991-12-05
0-000280 | ADOT - ASH FORK |  | ASH FORK |  |  | Yavapai | 1 | Perm Closure | 1970-01-01 | 1000 | Gasoline | COMPARTMENT A | Single Walled | Asphalt coated or Bare Steel |  |  |  | Removal | 1990-06-04
0-000283 | ADOT - TRUXTON |  | TRUXTON |  |  | Mohave | 1 | Perm Closure | 1970-03-21 | 1300 | Diesel | COMPARTMENT A | Single Walled | Asphalt coated or Bare Steel |  |  |  | Removal | 1990-06-04
0-007280 | 7-ELEVEN #13035 | 1902 S ALVERNON WAY | TUCSON | AZ | 85711 | Pima | 3 | Perm Closure | 1987-05-01 | 10000 | Gasoline | COMPARTMENT A | Single Walled | Fiberglass Reinforced Plastic | Pressure |  | Fiberglass Reinforced Plastic | Removal | 2016-02-01
0-004667 | 7-ELEVEN #24210 | 1545 E THOMAS RD | PHOENIX | AZ | 85014 | Maricopa | 2 | Perm Closure | 1984-01-01 | 10000 | Gasoline | COMPARTMENT A |  | Fiberglass Reinforced Plastic | Pressure |  | Fiberglass Reinforced Plastic | Removal | 2008-09-16
0-004690 | 7-ELEVEN #26824 | 5501 E SPEEDWAY BLVD | TUCSON | AZ | 85712 | Pima | 1 | Perm Closure | 1986-04-02 | 10000 | Gasoline | COMPARTMENT A | Unknown | Fiberglass Reinforced Plastic | Pressure |  |  | Removal | 1993-12-01
0-001091 | 4 SONS FOOD STORES #801 | 10444 N 32ND ST | PHOENIX | AZ | 85028 | Maricopa | 2 | Perm Closure | 1972-01-01 | 5000 | Gasoline | COMPARTMENT A |  | Asphalt coated or Bare Steel |  |  |  | Removal | 1987-12-31
0-001091 | 4 SONS FOOD STORES #801 | 10444 N 32ND ST | PHOENIX | AZ | 85028 | Maricopa | 5 | Open | 1988-02-01 | 10000 | Gasoline | COMPARTMENT A | Single Walled | Fiberglass Reinforced Plastic | Pressure | Double Walled | Fiberglass Reinforced Plastic
0-009614 | CANYON GENERAL INC | 9500 S HIGHWAY 92 | HEREFORD | AZ | 85615 | Cochise | 1 | Open | 1999-07-07 | 10000 | Gasoline | COMPARTMENT A | Double Walled | Composite (Steel/Fiberglass) | Pressure | Double Walled | Flexible
0-000933 | SAINT JOHNS MAVERICK STORE 131 | 610 W CLEVELAND | SAINT JOHNS | AZ | 85936 | Apache | 4 | Perm Closure | 1992-05-26 | 12000 | Gasoline | COMPARTMENT A | Single Walled | Fiberglass Reinforced Plastic | Pressure | Single Walled | Fiberglass Reinforced Plastic | Removal | 1993-06-02
0-008916 | TOWN OF MIAMI - MAINTENANCE YARD | 139 S LATHAM BLVD | MIAMI | AZ | 85539 | Gila | 3 | Perm Closure | 2005-06-17 |  | Diesel | COMPARTMENT A | Single Walled | Asphalt coated or Bare Steel |  |  |  | Removal | 1996-12-12
0-008916 | TOWN OF MIAMI - MAINTENANCE YARD | 139 S LATHAM BLVD | MIAMI | AZ | 85539 | Gila | 2 | Perm Closure | 2005-06-17 |  | Gasoline | COMPARTMENT A | Single Walled | Asphalt coated or Bare Steel |  |  |  | Removal | 1996-12-12
0-006902 | PARCEL 101-13-040A | 1527 S 1ST AVE | SAFFORD | AZ | 85546 | Graham | 2 | Perm Closure | 1980-01-01 | 4000 | Diesel | COMPARTMENT A | Unknown | Asphalt coated or Bare Steel | Suction - Check Valve at the Tank Top |  | Bare or Galvanized Steel | Removal | 1990-07-12
0-006902 | PARCEL 101-13-040A | 1527 S 1ST AVE | SAFFORD | AZ | 85546 | Graham | 4 | Perm Closure | 2005-06-17 | 1000 | Diesel | COMPARTMENT A | Unknown | Asphalt coated or Bare Steel | Suction - Check Valve at the Tank Top |  | Bare or Galvanized Steel | Removal | 1990-07-12
0-006902 | PARCEL 101-13-040A | 1527 S 1ST AVE | SAFFORD | AZ | 85546 | Graham | 3 | Perm Closure | 1975-01-01 | 1000 | Diesel | COMPARTMENT A | Unknown | Asphalt coated or Bare Steel | Suction - Check Valve at the Tank Top |  | Bare or Galvanized Steel | Removal | 1990-07-12
0-001726 | EA SERVICE & FUEL | 4047 W MAIN ST | THATCHER | AZ | 85552 | Graham | 6 | Perm Closure | 1990-06-01 | 6000 | Gasoline | COMPARTMENT A | Single Walled | Fiberglass Reinforced Plastic | Pressure |  | Fiberglass Reinforced Plastic | Removal | 2016-10-13
0-001726 | EA SERVICE & FUEL | 4047 W MAIN ST | THATCHER | AZ | 85552 | Graham | 1 | Perm Closure | 1968-01-01 | 6000 | Gasoline | COMPARTMENT A |  | Asphalt coated or Bare Steel |  |  |  | Removal | 1990-03-13
0-005262 | UNOCAL #0431 BULK PLANT |  | MIAMI |  |  | Gila | 3 | Perm Closure | 1966-05-08 | 12000 | Diesel | COMPARTMENT A | Double Walled | Asphalt coated or Bare Steel | Pressure |  |  | Removal | 1998-10-15
0-006504 | BELL GAS LAST STOP MINI MARKET | 1850 E PATAGONIA HWY | NOGALES | AZ | 85621 | Santa Cruz | 1 | Perm Closure | 1974-11-03 | 10000 | Diesel | COMPARTMENT A | Unknown | Fiberglass Reinforced Plastic | Suction - Check Valve at the Tank Top |  |  | Removal | 1988-05-01
0-005138 | TRUSSMAN INC | 1725 N ARIZONA AVE | CHANDLER | AZ | 85225 | Maricopa | 1 | Perm Closure | 1984-06-07 | 1000 | Gasoline | COMPARTMENT A | Double Walled | Asphalt coated or Bare Steel | Suction - Check Valve at the Tank Top |  |  | Removal | 1997-08-07
0-003501 | SHELL #24 | 2770 W VALENCIA RD | TUCSON | AZ | 85746 | Pima | 4 | Perm Closure | 1989-08-25 | 12000 | Gasoline | COMPARTMENT A | Double Walled | Fiberglass Reinforced Plastic | Pressure |  | Fiberglass Reinforced Plastic | Removal | 2012-06-14
0-000742 | CEMEX GLORY PLANT | 5800 N DODGE AVE | FLAGSTAFF | AZ | 86004 | Coconino | 3 | Perm Closure | 1979-01-01 | 4000 | Gasoline | COMPARTMENT A |  | Asphalt coated or Bare Steel |  |  |  | Removal | 1996-01-24
0-004936 | SPEEDSMART #118 | 13250 N 7TH ST | PHOENIX | AZ | 85022 | Maricopa | 1 | Perm Closure | 1985-05-07 | 12000 | Gasoline | COMPARTMENT A | Double Walled | Fiberglass Reinforced Plastic | Pressure | Double Walled | Fiberglass Reinforced Plastic | Removal | 2016-08-23
0-006572 | LHOIST NORTH AMERICA OF ARIZONA - DOUGLAS | 4753 W PAUL SPUR RD | DOUGLAS | AZ | 85607 | Cochise | 2 | Perm Closure | 1971-01-01 | 5155 | Diesel | COMPARTMENT A | Single Walled | Asphalt coated or Bare Steel | Suction - Check Valve at the Tank Top | Single Walled | Bare or Galvanized Steel | Removal | 1993-09-22
0-009655 | 7-ELEVEN #32824 | 9910 W INDIAN SCHOOL RD | PHOENIX | AZ | 85037 | Maricopa | 4 | Open | 2020-12-10 | 8000 | Gasoline (PUL) | COMPARTMENT A | Double Walled | Fiberglass Reinforced Plastic | Pressure | Double Walled | Flexible
0-001402 | CIRCLE K #1384 | 3198 S AVENUE B | YUMA | AZ | 85364 | Yuma | 1 | Perm Closure | 1985-01-01 | 10000 | Gasoline | COMPARTMENT A | Double Walled | Fiberglass Reinforced Plastic | Pressure |  | Fiberglass Reinforced Plastic | Removal | 2000-08-15
0-010053 | EMPIRE HEIGHTS FRUIT CO | 22402 E EMPIRE BLVD | QUEEN CREEK | AZ | 85142 | Maricopa | 1 | Perm Closure | 1987-01-01 | 8000 | Gasoline | COMPARTMENT A | Double Walled | Asphalt coated or Bare Steel |  |  |  | Removal | 2005-05-12
0-005229 | U-HAUL #723-57 | 1943 E INDIAN SCHOOL RD | PHOENIX | AZ | 85016 | Maricopa | 2 | Perm Closure | 1972-03-03 | 2000 | Diesel | COMPARTMENT A | Double Walled | Asphalt coated or Bare Steel | Suction - Check Valve at the Tank Top |  |  | Removal | 1994-03-22
0-000479 | AUTO SAFETY HOUSE | 2630 W BUCKEYE RD | PHOENIX | AZ | 85009 | Maricopa | 2 | Perm Closure | 1978-03-25 | 550 | Used Oil/Waste Oil | COMPARTMENT A | Single Walled | Asphalt coated or Bare Steel |  |  |  | Removal | 1991-05-02
0-001360 | CIRCLE K #2701065 | 9049 W PEORIA AVE | PEORIA | AZ | 85345 | Maricopa | 3 | Perm Closure | 1969-01-01 | 10000 | Gasoline | COMPARTMENT A |  | Asphalt coated or Bare Steel | Pressure |  | Fiberglass Reinforced Plastic | Removal | 1994-09-25
0-001360 | CIRCLE K #2701065 | 9049 W PEORIA AVE | PEORIA | AZ | 85345 | Maricopa | 5 | Open | 1994-09-26 | 10000 | Gasoline | COMPARTMENT A | Double Walled | Fiberglass Reinforced Plastic | Pressure | Single Walled | Fiberglass Reinforced Plastic
0-002059 | LUBE PIT #1 | 3815 E GRANT RD | TUCSON | AZ | 85716 | Pima | 2 | Perm Closure | 1980-04-27 | 10000 | Gasoline | COMPARTMENT A | Single Walled | Asphalt coated or Bare Steel |  |  |  | Removal | 1988-06-01
0-001363 | CIRCLE K #1100 | 4646 S 40TH ST | PHOENIX | AZ | 85040 | Maricopa | 1 | Perm Closure | 1977-01-01 | 10000 | Gasoline | COMPARTMENT A |  | Asphalt coated or Bare Steel | Pressure |  |  | Removal | 1993-11-23
0-004806 | SUPERPUMPER #1 | 4934 E SHEA BLVD | PHOENIX | AZ | 85028 | Maricopa | 8 | Open | 2020-11-14 | 7000 | Diesel #2 | COMPARTMENT B | Double Walled | Fiberglass Reinforced Plastic | Pressure | Double Walled | Fiberglass Reinforced Plastic
0-006892 | SWS STONE AVENUE LTD PARTNERSHIP | 2007 N STONE AVE | TUCSON | AZ | 85705 | Pima | 2 | Perm Closure | 2005-06-17 | 6000 | Gasoline | COMPARTMENT A | Unknown | Asphalt coated or Bare Steel | Pressure |  |  | Removal | 1987-07-06
0-006616 | SUN CITY VISTOSO COMMUNITY GOLF | 13801 DEL WEBB BLVD | ORO VALLEY | AZ | 85755 | Pima | 1 | Perm Closure | 1988-01-20 | 1000 | Gasoline | COMPARTMENT A | Unknown | Asphalt coated or Bare Steel | Suction - Check Valve at the Tank Top |  |  | Removal | 1998-05-18
0-002622 | SOUTHWEST GAS | 5705 S KYRENE RD | TEMPE | AZ | 85283 | Maricopa | 1 | Perm Closure | 1989-05-23 | 12000 | Gasoline | COMPARTMENT A | Unknown | Fiberglass Reinforced Plastic |  |  |  | Removal | 1997-10-01
0-005915 | SAINT JOSEPH'S HOSPITAL | 350 N WILMOT RD | TUCSON | AZ | 85711 | Pima | 2 | Perm Closure | 1973-01-01 | 35000 | Diesel | COMPARTMENT A | Single Walled | Asphalt coated or Bare Steel |  |  |  | Closed in Place | 1991-04-01
0-004523 | SIERRA EXXON | 33 N ZUNI ST | SPRINGERVILLE | AZ | 85938 | Apache | 2 | Perm Closure | 1972-04-29 | 6000 | Gasoline | COMPARTMENT A | Double Walled | Asphalt coated or Bare Steel | Pressure |  |  | Removal | 1992-11-10
0-007345 | ATLAS LOGISTICS | 500 S 99TH AVE | TOLLESON | AZ | 85353 | Maricopa | 3 | Open | 1991-05-14 | 10000 | Diesel | COMPARTMENT A | Double Walled | Fiberglass Reinforced Plastic | Pressure | Double Walled | Fiberglass Reinforced Plastic
0-006582 | WOODWORKING ENTERPRISES INC | 3831 E TECHNICAL DR | TUCSON | AZ | 85713 | Pima | 1 | Perm Closure | 1983-01-07 | 8000 | Gasoline | COMPARTMENT A | Unknown | Asphalt coated or Bare Steel |  |  |  | Removal | 1988-12-01
0-005619 | WESTERN MACHINERY COMPANY | 1415 W BASELINE RD | TEMPE | AZ | 85283 | Maricopa | 3 | Perm Closure | 1972-12-18 | 2000 | Diesel | COMPARTMENT A | Unknown | Asphalt coated or Bare Steel | Suction - Check Valve at the Tank Top |  |  | Removal | 1991-11-29
0-002415 | BN&SF - HADLEY YARD | 4705 W PASADENA AVE | GLENDALE | AZ | 85301 | Maricopa | 3 | Perm Closure | 1981-01-01 | 2000 | Gasoline | COMPARTMENT A | Single Walled | Asphalt coated or Bare Steel |  |  |  | Removal | 1990-07-16
0-007874 | TRAVEL CENTERS OF AMERICA | 2949 N TOLTEC RD | ELOY | AZ | 85131 | Pinal | 8 | Open | 1989-08-01 | 10000 | Gasoline | COMPARTMENT A | Double Walled | Fiberglass Reinforced Plastic | Pressure |  | Fiberglass Reinforced Plastic
0-000243 | ADOT - TUCSON SHOP | 1444 W GRANT RD | TUCSON | AZ | 85745 | Pima | 3 | Perm Closure | 1972-01-01 | 10000 | Used Oil/Waste Oil | COMPARTMENT A | Single Walled | Asphalt coated or Bare Steel |  |  |  | Removal | 1999-01-03
0-005470 | CIRCLE K #2935 | 612 W FRONTIER ST | ELOY | AZ | 85131 | Pinal | 4 | Open | 1995-05-22 | 10000 | Gasoline | COMPARTMENT A | Double Walled | Fiberglass Reinforced Plastic | Pressure | Double Walled | Fiberglass Reinforced Plastic
0-005470 | CIRCLE K #2935 | 612 W FRONTIER ST | ELOY | AZ | 85131 | Pinal | 5 | Open | 1995-05-22 | 10000 | Gasoline | COMPARTMENT A | Double Walled | Fiberglass Reinforced Plastic | Pressure | Double Walled | Fiberglass Reinforced Plastic
0-001812 | DUKE CITY LUMBER | 901 OLD CLEAR CREEK RD | WINSLOW | AZ | 86047 | Navajo | 5 | Perm Closure | 2005-06-17 | 3000 | Diesel | COMPARTMENT A |  | Asphalt coated or Bare Steel |  |  |  | Removal | 1993-11-23
0-005469 | CIRCLE K #2934 | 36935 W HIGHWAY 84 | STANFIELD | AZ | 85172 | Pinal | 2 | Perm Closure | 1975-01-01 | 4000 | Gasoline | COMPARTMENT A |  | Asphalt coated or Bare Steel | Pressure |  |  | Removal | 1995-03-27
0-000681 | CLARKDALE CLASSIC STATION | 924 MAIN ST | CLARKDALE | AZ | 86324 | Yavapai | 3 | Perm Closure | 1971-01-01 | 350 | Used Oil/Waste Oil | COMPARTMENT A | Single Walled | Asphalt coated or Bare Steel | Gravity Feed |  |  | Removal | 1989-12-01
0-000681 | CLARKDALE CLASSIC STATION | 924 MAIN ST | CLARKDALE | AZ | 86324 | Yavapai | 2 | Perm Closure | 1981-01-01 | 10000 | Gasoline | COMPARTMENT A | Single Walled | Asphalt coated or Bare Steel | Pressure | Single Walled | Bare or Galvanized Steel | Removal | 2018-02-02
0-008501 | LOGUES TIRE SERVICE | 825 E MAIN ST | CASA GRANDE | AZ | 85122 | Pinal | 1 | Perm Closure | 2005-06-17 | 1000 | Diesel | COMPARTMENT A | Unknown | Asphalt coated or Bare Steel | Suction - Check Valve at the Tank Top |  | Bare or Galvanized Steel | Removal | 1995-02-17
0-000215 | ADOT - BLUE RIDGE MAINTENANCE CAMP |  | BLUE RIDGE |  |  | Coconino | 1 | Perm Closure | 1986-03-19 | 2000 | Gasoline | COMPARTMENT A |  | Asphalt coated or Bare Steel |  |  |  | Removal | 1990-12-11
0-002772 | KAIBAB INDUSTRIES | 850 E HIGHWAY 89A | FREDONIA | AZ | 86022 | Coconino | 2 | Perm Closure | 1975-01-01 | 5000 | Gasoline | COMPARTMENT A | Double Walled | Asphalt coated or Bare Steel |  |  |  | Removal | 1988-12-01
0-001603 | USDA FS - COCONINO NF - BLUE RIDGE RANGER STATION |  | BLUE RIDGE |  |  | Coconino | 1 | Perm Closure | 1966-01-01 | 1000 | Gasoline | COMPARTMENT A |  | Asphalt coated or Bare Steel |  |  |  | Removal | 1989-07-01
0-009257 | VACANT | 55 E BROADWAY BLVD | TUCSON | AZ | 85701 | Pima | 1 | Perm Closure | 2005-06-17 | 12000 | Diesel | COMPARTMENT A | Double Walled | Asphalt coated or Bare Steel |  |  |  | Removal | 1998-04-18
0-006654 | GRAND CANYON EXXON | 189 S STATE ROUTE 64 | WILLIAMS | AZ | 86046 | Coconino | 5 | Open | 1992-03-01 | 3000 | Gasoline (UL) | COMPARTMENT B | Double Walled | Composite (Steel/Fiberglass) | Pressure |  | Fiberglass Reinforced Plastic
0-006654 | GRAND CANYON EXXON | 189 S STATE ROUTE 64 | WILLIAMS | AZ | 86046 | Coconino | 5 | Open | 1992-03-01 | 6000 | Gasoline (UL) | COMPARTMENT C | Double Walled | Composite (Steel/Fiberglass) | Pressure |  | Fiberglass Reinforced Plastic
0-008432 | WEST COAST CHEVRON | 1224 W BEALE ST | KINGMAN | AZ | 86401 | Mohave | 3 | Open | 1994-03-24 | 10000 | Gasoline | COMPARTMENT A | Double Walled | Fiberglass Reinforced Plastic | Pressure |  | Fiberglass Reinforced Plastic
0-007307 | CITY OF GLENDALE - FIRE STATION #155 | 6255 W UNION HILLS DR | GLENDALE | AZ | 85308 | Maricopa | 1 | Perm Closure | 1987-11-02 | 12000 | Gasoline (UL) | COMPARTMENT A | Double Walled | Fiberglass Reinforced Plastic | Pressure | Double Walled | Fiberglass Reinforced Plastic | Removal | 2019-11-14
0-006689 | GOLDEN EAGLE MINES |  | VICKSBURG |  |  | La Paz | 1 | Perm Closure | 2005-06-17 | 500 | Used Oil/Waste Oil | COMPARTMENT A | Double Walled | Fiberglass Reinforced Plastic |  |  |  | Closed in Place | 1940-01-01
0-002224 | GARRETT MOTORS | 197 N ARIZONA BLVD | COOLIDGE | AZ | 85128 | Pinal | 3 | Perm Closure | 1957-02-24 | 500 | Gasoline | COMPARTMENT A | Single Walled | Asphalt coated or Bare Steel |  |  |  | Closed in Place | 1975-08-01
0-004543 | GAMA AUTOMATIVE CENTER INC | 2285 S 4TH AVE | YUMA | AZ | 85364 | Yuma | 3 | Perm Closure | 2005-06-17 | 200 | Used Oil/Waste Oil | COMPARTMENT A | Double Walled | Asphalt coated or Bare Steel |  |  |  | Removal | 1990-10-16
0-005731 | CITY OF YUMA - PUBLIC WORKS YARD | 155 W 14TH ST | YUMA | AZ | 85364 | Yuma | 4 | Perm Closure | 1986-05-09 | 550 | New Oil | COMPARTMENT A | Double Walled | Asphalt coated or Bare Steel | Suction - Check Valve at the Tank Top |  | Bare or Galvanized Steel | Removal | 1996-06-21
0-005731 | CITY OF YUMA - PUBLIC WORKS YARD | 155 W 14TH ST | YUMA | AZ | 85364 | Yuma | 7 | Perm Closure | 1974-05-09 | 10000 | Kerosene | COMPARTMENT A | Double Walled | Asphalt coated or Bare Steel |  |  |  | Removal | 1986-03-01
0-003309 | MORGANS STORE | 11120 S SOMERTON AVE | YUMA | AZ | 85365 | Yuma | 4 | Perm Closure | 1920-01-01 | 300 | Gasoline | COMPARTMENT A | Double Walled | Asphalt coated or Bare Steel |  |  |  | Removal | 1993-04-23
0-005733 | YUMA MESA IRRIGATION & DRAINAGE DISTRICT | 14329 S 4TH AVE | YUMA | AZ | 85365 | Yuma | 2 | Perm Closure | 1971-01-01 | 2000 | Gasoline | COMPARTMENT A | Single Walled | Asphalt coated or Bare Steel | Suction - Check Valve at the Tank Top | Single Walled | Bare or Galvanized Steel | Removal | 1991-07-17
0-006771 | CLASSIC GAS STATION | 1310 W IRON SPRINGS RD | PRESCOTT | AZ | 86305 | Yavapai | 1 | Perm Closure | 1989-01-01 | 10000 | Gasoline | COMPARTMENT A | Single Walled | Fiberglass Reinforced Plastic | Pressure | Single Walled | Fiberglass Reinforced Plastic | Removal | 2015-07-17
0-006771 | CLASSIC GAS STATION | 1310 W IRON SPRINGS RD | PRESCOTT | AZ | 86305 | Yavapai | 3 | Perm Closure | 1989-01-01 | 6000 | Gasoline | COMPARTMENT A | Single Walled | Fiberglass Reinforced Plastic | Pressure | Single Walled | Fiberglass Reinforced Plastic | Removal | 2015-07-17
0-003526 | AC'S TRUCK STOP | 2651 N GRAND AVE | NOGALES | AZ | 85621 | Santa Cruz | 1 | Perm Closure | 1970-01-01 | 12000 | Diesel | COMPARTMENT A |  | Asphalt coated or Bare Steel | Pressure |  | Fiberglass Reinforced Plastic | Removal | 2016-11-09
0-006539 | SPEEDWAY STORE #2937 | 7910 E GOLF LINKS RD | TUCSON | AZ | 85730 | Pima | 1 | Open | 1988-11-01 | 10000 | Gasoline | COMPARTMENT A | Double Walled | Composite (Steel/Fiberglass) | Pressure | Double Walled | Fiberglass Reinforced Plastic
0-004843 | CALPORTLAND - VALENCIA | 11800 E VALENCIA RD | TUCSON | AZ | 85747 | Pima | 4 | Perm Closure | 2005-06-17 | 200 | Diesel | COMPARTMENT A | Unknown | Asphalt coated or Bare Steel | Suction - Check Valve at the Tank Top |  |  | Removal | 1993-08-25
0-001730 | DAVIS-MONTHAN AFB | 3775 S 5TH ST | DAVIS MONTHAN AFB | AZ | 85707 | Pima | 141 | Perm Closure | 2005-06-17 | 500 | Used Oil/Waste Oil | COMPARTMENT A | Single Walled | Asphalt coated or Bare Steel |  |  |  | Removal | 2000-01-24
0-001730 | DAVIS-MONTHAN AFB | 3775 S 5TH ST | DAVIS MONTHAN AFB | AZ | 85707 | Pima | 36 | Open | 1952-01-01 | 5000 | Biodiesel | COMPARTMENT A | Single Walled | Asphalt coated or Bare Steel
0-001730 | DAVIS-MONTHAN AFB | 3775 S 5TH ST | DAVIS MONTHAN AFB | AZ | 85707 | Pima | 109 | Perm Closure | 1940-01-01 | 50000 | Gasoline | COMPARTMENT A | Single Walled | Asphalt coated or Bare Steel |  |  |  | Removal | 1992-01-15
0-001730 | DAVIS-MONTHAN AFB | 3775 S 5TH ST | DAVIS MONTHAN AFB | AZ | 85707 | Pima | 96 | Perm Closure | 1971-01-01 | 500 | (Null) | COMPARTMENT A | Single Walled | Asphalt coated or Bare Steel |  |  |  | Removal | 1984-12-01
0-001730 | DAVIS-MONTHAN AFB | 3775 S 5TH ST | DAVIS MONTHAN AFB | AZ | 85707 | Pima | 155 | Perm Closure | 1920-01-01 | 500 | Unidentified | COMPARTMENT A | Single Walled | Asphalt coated or Bare Steel |  |  |  | Removal | 2007-07-19
0-001730 | DAVIS-MONTHAN AFB | 3775 S 5TH ST | DAVIS MONTHAN AFB | AZ | 85707 | Pima | 117 | Perm Closure | 1940-01-01 | 25000 | Gasoline | COMPARTMENT A | Single Walled | Asphalt coated or Bare Steel |  |  |  | Removal | 1992-01-15
0-001730 | DAVIS-MONTHAN AFB | 3775 S 5TH ST | DAVIS MONTHAN AFB | AZ | 85707 | Pima | 150 | Perm Closure | 1990-01-01 | 2000 | Used Oil/Waste Oil | COMPARTMENT A | Single Walled | Asphalt coated or Bare Steel |  |  |  | Closed in Place | 2004-10-18
0-001730 | DAVIS-MONTHAN AFB | 3775 S 5TH ST | DAVIS MONTHAN AFB | AZ | 85707 | Pima | 106 | Perm Closure | 2005-06-17 | 275 | Diesel | COMPARTMENT A | Single Walled | Asphalt coated or Bare Steel |  |  |  | Removal | 1980-07-01
0-001730 | DAVIS-MONTHAN AFB | 3775 S 5TH ST | DAVIS MONTHAN AFB | AZ | 85707 | Pima | 46 | Perm Closure | 1963-01-01 | 5000 | Jet Fuel | COMPARTMENT A | Single Walled | Asphalt coated or Bare Steel |  |  |  | Removal | 2020-10-08
0-001730 | DAVIS-MONTHAN AFB | 3775 S 5TH ST | DAVIS MONTHAN AFB | AZ | 85707 | Pima | 107 | Perm Closure | 1940-01-01 | 12000 | Used Oil/Waste Oil | COMPARTMENT A | Single Walled | Asphalt coated or Bare Steel |  |  |  | Removal | 1992-01-15
0-001730 | DAVIS-MONTHAN AFB | 3775 S 5TH ST | DAVIS MONTHAN AFB | AZ | 85707 | Pima | 56 | Perm Closure | 1981-01-01 | 250 | Used Oil/Waste Oil | COMPARTMENT A | Single Walled | Asphalt coated or Bare Steel |  |  |  | Removal | 1995-03-03
0-001730 | DAVIS-MONTHAN AFB | 3775 S 5TH ST | DAVIS MONTHAN AFB | AZ | 85707 | Pima | 47 | Perm Closure | 1963-01-01 | 5000 | Jet A (Kerosene-type Jet Fuel) | COMPARTMENT A | Single Walled | Asphalt coated or Bare Steel |  |  |  | Removal | 2020-10-08
0-001730 | DAVIS-MONTHAN AFB | 3775 S 5TH ST | DAVIS MONTHAN AFB | AZ | 85707 | Pima | 119 | Perm Closure | 1940-01-01 | 25000 | Gasoline | COMPARTMENT A | Single Walled | Asphalt coated or Bare Steel |  |  |  | Removal | 1992-01-15
0-003265 | PT INC | 6767 E TANQUE VERDE RD | TUCSON | AZ | 85715 | Pima | 3 | Perm Closure | 1983-04-22 | 6000 | Gasoline | COMPARTMENT A | Double Walled | Fiberglass Reinforced Plastic | Pressure |  | Fiberglass Reinforced Plastic | Removal | 1987-05-01
0-000813 | OLIVERS CLEANERS - FORMER | 300 E 7TH ST | TUCSON | AZ | 85705 | Pima | 2 | Perm Closure | 1951-01-01 | 1000 | Solvent | COMPARTMENT A | Single Walled | Asphalt coated or Bare Steel |  |  |  | Closed in Place | 1989-01-05
0-002234 | LEARJET INC | 1255 E AERO PARK BLVD | TUCSON | AZ | 85756 | Pima | 2 | Perm Closure | 1974-01-01 | 20000 | Diesel | COMPARTMENT A | Single Walled | Asphalt coated or Bare Steel |  |  |  | Removal | 1988-12-10
0-002234 | LEARJET INC | 1255 E AERO PARK BLVD | TUCSON | AZ | 85756 | Pima | 3 | Perm Closure | 1977-01-01 | 5000 | Diesel | COMPARTMENT A | Single Walled | Asphalt coated or Bare Steel |  |  |  | Removal | 1988-12-10
0-002234 | LEARJET INC | 1255 E AERO PARK BLVD | TUCSON | AZ | 85756 | Pima | 4 | Perm Closure | 1977-01-01 | 20000 | Diesel | COMPARTMENT A | Single Walled | Asphalt coated or Bare Steel |  |  |  | Removal | 1988-12-10
0-002572 | INTERNATIONAL MILL SERVICE | 1393 S REEMS RD | GOODYEAR | AZ | 85338 | Maricopa | 2 | Perm Closure | 1981-04-21 | 5000 | Diesel | COMPARTMENT A | Unknown | Unknown |  |  |  | Removal | 1993-12-28
0-002576 | IRONTREE CONSTRUCTION INC | 661 N MONTEREY ST | GILBERT | AZ | 85233 | Maricopa | 1 | Perm Closure | 1971-07-24 | 5000 | Gasoline | COMPARTMENT A | Single Walled | Asphalt coated or Bare Steel | Suction - Check Valve at the Tank Top |  |  | Removal | 1995-09-26
0-006234 | BULLHEAD CITY FOOD MART | 2540 HIGHWAY 95 | BULLHEAD CITY | AZ | 86442 | Mohave | 5 | Open | 2020-01-17 | 5000 | Diesel | COMPARTMENT A | Double Walled | Fiberglass Reinforced Plastic | Pressure | Double Walled | Flexible
0-006234 | BULLHEAD CITY FOOD MART | 2540 HIGHWAY 95 | BULLHEAD CITY | AZ | 86442 | Mohave | 3 | Perm Closure | 1988-06-24 | 10000 | Gasoline | COMPARTMENT A | Single Walled | Fiberglass Reinforced Plastic | Pressure |  | Fiberglass Reinforced Plastic | Removal | 2019-12-06
0-004504 | HOPI TRAVEL PLAZA | 1851 SR 77 | HOLBROOK | AZ | 86025 | Navajo | 10 | Open | 2020-07-24 | 10000 | Other | COMPARTMENT B | Double Walled | Fiberglass Reinforced Plastic
0-004504 | HOPI TRAVEL PLAZA | 1851 SR 77 | HOLBROOK | AZ | 86025 | Navajo | 5 | Open | 1990-09-01 | 12000 | Diesel | COMPARTMENT A | Double Walled | Fiberglass Reinforced Plastic | Pressure | Double Walled | Flexible
0-004504 | HOPI TRAVEL PLAZA | 1851 SR 77 | HOLBROOK | AZ | 86025 | Navajo | 8 | Open | 1990-09-01 | 12000 | Gasoline | COMPARTMENT A | Double Walled | Fiberglass Reinforced Plastic | Pressure | Double Walled | Flexible
0-002683 | HORIZON RESOURCES CIMMERON LTD | 13825 N 32ND ST | PHOENIX | AZ | 85032 | Maricopa | 1 | Perm Closure | 1979-07-24 | 750 | Unidentified | COMPARTMENT A | Double Walled | Asphalt coated or Bare Steel |  |  |  | Removal | 1986-01-01
0-003614 | TWIN BUTTES MINE #2 |  | GREEN VALLEY |  |  | Pima | 1 | Perm Closure | 1974-01-01 | 10000 | Gasoline | COMPARTMENT A |  | Asphalt coated or Bare Steel | Suction - Check Valve at the Tank Top |  | Bare or Galvanized Steel | Removal | 1990-07-01
0-006235 | SUNMART #637 | 930 S BLAKE RANCH RD | KINGMAN | AZ | 86401 | Mohave | 3 | Perm Closure | 1982-01-01 | 10000 | Gasoline | COMPARTMENT A |  | Asphalt coated or Bare Steel | Pressure |  | Fiberglass Reinforced Plastic | Removal | 2016-06-09
0-002559 | SUPERLITE BLOCK | 4223 W HIGHLAND AVE | PHOENIX | AZ | 85019 | Maricopa | 1 | Perm Closure | 1979-04-15 | 1000 | Gasoline | COMPARTMENT A | Single Walled | Asphalt coated or Bare Steel |  |  |  | Removal | 1989-09-18
0-000873 | SPEEDSMART #111 | 1981 N ALMA SCHOOL RD | CHANDLER | AZ | 85224 | Maricopa | 10 | Open | 1997-05-27 | 10000 | Diesel | COMPARTMENT A | Double Walled | Fiberglass Reinforced Plastic | Pressure | Double Walled | Fiberglass Reinforced Plastic
0-000873 | SPEEDSMART #111 | 1981 N ALMA SCHOOL RD | CHANDLER | AZ | 85224 | Maricopa | 9 | Open | 1997-05-27 | 10000 | Gasoline | COMPARTMENT A | Double Walled | Fiberglass Reinforced Plastic | Pressure | Double Walled | Fiberglass Reinforced Plastic
0-000852 | CALZONA TANKWAYS | 842 N 59TH LN | PHOENIX | AZ | 85043 | Maricopa | 2 | Perm Closure | 1982-01-01 | 10000 | Diesel | COMPARTMENT A |  | Asphalt coated or Bare Steel | Pressure | Single Walled | Bare or Galvanized Steel | Removal | 1993-10-05
0-002479 | HERTZ RENT-A-CAR | 1215 S 27TH ST | PHOENIX | AZ | 85034 | Maricopa | 1 | Perm Closure | 1966-05-02 | 5000 | Gasoline | COMPARTMENT A | Single Walled | Asphalt coated or Bare Steel |  |  |  | Removal | 1980-05-01
0-002704 | CITY OF AVONDALE | 1201 S 4TH AVE | AVONDALE | AZ | 85323 | Maricopa | 4 | Perm Closure | 2005-06-17 | 500 | Used Oil/Waste Oil | COMPARTMENT A | Double Walled | Asphalt coated or Bare Steel |  |  |  | Removal | 1997-09-22
0-005999 | JOHNS SUPER SERVICE | 6511 E THOMAS RD | SCOTTSDALE | AZ | 85251 | Maricopa | 2 | Perm Closure | 1973-01-01 | 3000 | Gasoline | COMPARTMENT A |  | Asphalt coated or Bare Steel |  |  |  | Removal | 1991-12-16
0-000942 | UNOCAL #7454 | 2260 GRAND AVE | PHOENIX | AZ | 85009 | Maricopa | 2 | Perm Closure | 1974-01-01 | 12000 | Gasoline | COMPARTMENT A |  | Asphalt coated or Bare Steel | Pressure |  | Fiberglass Reinforced Plastic | Removal | 1994-06-16
0-004554 | PILOT TRAVEL CENTER #227 | 1201 N 59TH AVE | PHOENIX | AZ | 85043 | Maricopa | 3 | Perm Closure | 1986-02-01 | 10000 | Gasoline | COMPARTMENT A | Double Walled | Fiberglass Reinforced Plastic | Pressure | Double Walled | Fiberglass Reinforced Plastic | Removal | 2017-03-16
0-001275 | CIRCLE K #2700652 | 1908 W GREENWAY RD | PHOENIX | AZ | 85023 | Maricopa | 3 | Perm Closure | 1977-01-01 | 4000 | Gasoline | COMPARTMENT A |  | Asphalt coated or Bare Steel | Pressure |  |  | Removal | 1994-02-04
0-001433 | CIRCLE K #2701570 | 4401 S 7TH AVE | PHOENIX | AZ | 85041 | Maricopa | 1 | Perm Closure | 1969-01-01 | 10000 | Gasoline | COMPARTMENT A |  | Asphalt coated or Bare Steel | Pressure |  | Fiberglass Reinforced Plastic | Removal | 1993-12-04
0-003092 | MCDANIEL TRUCKING CO INC | 420 S 3RD AVE | PHOENIX | AZ | 85003 | Maricopa | 2 | Perm Closure | 1976-04-22 | 3000 | Diesel | COMPARTMENT A | Unknown | Asphalt coated or Bare Steel |  |  |  | Removal | 1990-01-03
0-006817 | DRIVE TIME CAR SALES | 333 S ALMA SCHOOL RD | MESA | AZ | 85210 | Maricopa | 1 | Perm Closure | 1967-01-01 | 3000 | Gasoline | COMPARTMENT A | Double Walled | Asphalt coated or Bare Steel |  |  |  | Removal | 1991-01-10
0-000503 | ARCO #5290 | 3440 W THOMAS RD | PHOENIX | AZ | 85017 | Maricopa | 1 | Perm Closure | 2005-06-17 | 10000 | Gasoline | COMPARTMENT A |  | Asphalt coated or Bare Steel |  |  |  | Removal | 1988-09-20
0-005333 | SAVCO #11 | 748 E MAIN ST | AVONDALE | AZ | 85323 | Maricopa | 3 | Perm Closure | 1987-05-01 | 10000 | Gasoline | COMPARTMENT A |  | Asphalt coated or Bare Steel | Pressure |  |  | Removal | 1992-12-15
0-000521 | ARCO #5251 | 4647 W INDIAN SCHOOL RD | PHOENIX | AZ | 85031 | Maricopa | 6 | Perm Closure | 1993-02-03 | 10000 | Gasoline | COMPARTMENT A | Double Walled | Fiberglass Reinforced Plastic | Pressure | Double Walled | Fiberglass Reinforced Plastic | Removal | 2002-10-24
0-005808 | GILA BEND AIR FORCE AUXILLARY FIELD |  | GILA BEND |  |  | Maricopa | 3 | Perm Closure | 1960-01-01 | 500 | Diesel | COMPARTMENT A |  | Asphalt coated or Bare Steel |  |  |  | Removal | 1992-12-23
0-005808 | GILA BEND AIR FORCE AUXILLARY FIELD |  | GILA BEND |  |  | Maricopa | 1 | Perm Closure | 1980-01-01 | 10000 | Gasoline | COMPARTMENT A |  | Asphalt coated or Bare Steel |  |  |  | Removal | 1997-12-12
0-005808 | GILA BEND AIR FORCE AUXILLARY FIELD |  | GILA BEND |  |  | Maricopa | 10 | Perm Closure | 2006-10-03 | 500 | Diesel | COMPARTMENT A |  | Asphalt coated or Bare Steel |  |  |  | Removal | 1992-12-30
0-008292 | SUN CITY BUILDING CO INC | 12875 W BELL RD | SURPRISE | AZ | 85378 | Maricopa | 1 | Perm Closure | 1988-02-01 | 550 | Used Oil/Waste Oil | COMPARTMENT A | Double Walled | Fiberglass Reinforced Plastic | Gravity Feed | Single Walled | Bare or Galvanized Steel | Removal | 1994-02-18
0-008204 | FLEX FOAM | 2016 W FILLMORE ST | PHOENIX | AZ | 85009 | Maricopa | 1 | Perm Closure | 2005-06-17 | 2000 | Gasoline | COMPARTMENT A | Unknown | Asphalt coated or Bare Steel | Suction - Check Valve at the Tank Top |  | Bare or Galvanized Steel | Removal | 1993-05-04
0-008364 | DYNASTY AUTO | 16416 N CAVE CREEK RD | PHOENIX | AZ | 85032 | Maricopa | 1 | Perm Closure | 1978-01-01 | 10000 | Gasoline | COMPARTMENT A | Double Walled | Fiberglass Reinforced Plastic | Pressure |  |  | Removal | 1994-06-24
0-006488 | HAVASU SPRINGS RESORT | 2581 N HIGHWAY 95 | PARKER | AZ | 85344 | La Paz | 7 | Perm Closure | 1981-01-01 | 4000 | Gasoline | COMPARTMENT A | Double Walled | Asphalt coated or Bare Steel |  |  |  | Closed in Place | 1996-04-29
0-006488 | HAVASU SPRINGS RESORT | 2581 N HIGHWAY 95 | PARKER | AZ | 85344 | La Paz | 1 | Perm Closure | 1976-10-12 | 8000 | Gasoline | COMPARTMENT A | Double Walled | Asphalt coated or Bare Steel |  |  |  | Removal | 1989-11-06
0-010351 | QUIKTRIP #414 | 847 N ARIZONA AVE | GILBERT | AZ | 85233 | Maricopa | 3 | Open | 2010-01-14 | 8000 | Diesel | COMPARTMENT B | Double Walled | Fiberglass Reinforced Plastic | Pressure | Double Walled | Fiberglass Reinforced Plastic
0-010408 | CIRCLE K STORE #2703392 | 8277 W OLIVE AVE | PEORIA | AZ | 85345 | Maricopa | 1 | Open | 2011-02-21 | 20000 | Gasoline | COMPARTMENT A | Double Walled | Fiberglass Reinforced Plastic | Pressure | Double Walled | Fiberglass Reinforced Plastic
0-010090 | RIO NUEVO SOUTH | 825 W CONGRESS ST | TUCSON | AZ | 85745 | Pima | 1 | Perm Closure | 2008-10-02 | 2300 | Unidentified | COMPARTMENT A | Single Walled | Asphalt coated or Bare Steel |  |  |  | Removal | 2005-08-22
0-008033 | SOUTHWEST GAS | 630 E 18TH PL | YUMA | AZ | 85365 | Yuma | 2 | Perm Closure | 2005-06-17 | 500 | Diesel | COMPARTMENT A | Unknown | Asphalt coated or Bare Steel |  |  |  | Removal | 1992-11-24
0-001284 | CIRCLE K #671 | 51 W APACHE TRL | APACHE JUNCTION | AZ | 85120 | Pinal | 5 | Perm Closure | 1995-04-11 | 10000 | Gasoline | COMPARTMENT A | Double Walled | Fiberglass Reinforced Plastic | Pressure | Double Walled | Fiberglass Reinforced Plastic | Removal | 2001-03-20
0-004966 | TEXACO #60-351-1000 | 5460 E 5TH ST | TUCSON | AZ | 85711 | Pima | 1 | Perm Closure | 1969-01-01 | 10000 | Gasoline | COMPARTMENT A | Double Walled | Asphalt coated or Bare Steel | Pressure |  | Fiberglass Reinforced Plastic | Removal | 1994-04-20
0-008109 | NISSAN TEST CENTER NORTH AMERICA | 7815 N WHITE AND PARKER RD | STANFIELD | AZ | 85172 | Pinal | 9 | Perm Closure | 1987-05-01 | 4000 | Diesel | COMPARTMENT A | Single Walled | Fiberglass Reinforced Plastic | Pressure |  |  | Removal | 2008-01-10
0-008109 | NISSAN TEST CENTER NORTH AMERICA | 7815 N WHITE AND PARKER RD | STANFIELD | AZ | 85172 | Pinal | 3 | Perm Closure | 1987-05-01 | 2000 | Gasoline | COMPARTMENT A | Single Walled | Fiberglass Reinforced Plastic | Pressure |  |  | Removal | 2008-01-10
0-008109 | NISSAN TEST CENTER NORTH AMERICA | 7815 N WHITE AND PARKER RD | STANFIELD | AZ | 85172 | Pinal | 6 | Perm Closure | 1987-05-01 | 2000 | Diesel | COMPARTMENT A | Single Walled | Fiberglass Reinforced Plastic | Pressure |  |  | Removal | 2008-01-10
0-006296 | EL PUEBLO TIRE SHOP | 302 N GRAND AVE | NOGALES | AZ | 85621 | Santa Cruz | 4 | Perm Closure | 1974-08-12 | 1000 | Used Oil/Waste Oil | COMPARTMENT A | Double Walled | Asphalt coated or Bare Steel |  |  |  | Removal | 1990-10-19
0-005718 | ESTES EXPRESS LINES INC | 2425 S 43RD AVE | PHOENIX | AZ | 85009 | Maricopa | 4 | Perm Closure | 1978-01-01 | 40000 | Diesel | COMPARTMENT A |  | Asphalt coated or Bare Steel | Pressure |  | Fiberglass Reinforced Plastic | Closed in Place | 2010-09-01
0-005718 | ESTES EXPRESS LINES INC | 2425 S 43RD AVE | PHOENIX | AZ | 85009 | Maricopa | 1 | Open | 1978-01-01 | 40000 | Diesel | COMPARTMENT A | Single Walled | Fiberglass Reinforced Plastic | Pressure | Single Walled | Fiberglass Reinforced Plastic
0-007023 | PHOENIX FUEL | 1001 N 53RD AVE | PHOENIX | AZ | 85043 | Maricopa | 1 | Open | 1991-03-01 | 15000 | Diesel | COMPARTMENT A | Double Walled | Composite (Steel/Fiberglass) | Pressure | Single Walled | Fiberglass Reinforced Plastic
0-004336 | LMH AUTO SALES | 303 N BLACK CANYON HWY | PHOENIX | AZ | 85009 | Maricopa | 1 | Perm Closure | 1961-01-01 | 800 | Used Oil/Waste Oil | COMPARTMENT A | Double Walled | Asphalt coated or Bare Steel |  |  |  | Removal | 1997-02-05
0-000868 | 88 TRAILS CORP | 1571 W APACHE TRL | APACHE JUNCTION | AZ | 85120 | Pinal | 3 | Perm Closure | 1981-01-01 | 12000 | Gasoline | COMPARTMENT A |  | Asphalt coated or Bare Steel | Pressure |  | Fiberglass Reinforced Plastic | Removal | 1995-11-07
0-002743 | JONES MERCURY FORD | 781 W WICKENBURG WAY | WICKENBURG | AZ | 85390 | Maricopa | 1 | Perm Closure | 1966-02-06 | 50 | Used Oil/Waste Oil | COMPARTMENT A | Unknown | Unknown |  |  |  | Removal | 1992-03-26
0-009211 | RANDYS GARAGE | 401 W SECOND ST | WINSLOW | AZ | 86047 | Navajo | 1 | Perm Closure | 1959-01-01 | 5000 | Used Oil/Waste Oil | COMPARTMENT A | Double Walled | Asphalt coated or Bare Steel | Suction - Check Valve at the Tank Top |  | Bare or Galvanized Steel | Removal | 2001-09-25
0-008765 | DUNLAP OIL COMPANY | 759 S HASKELL AVE | WILLCOX | AZ | 85643 | Cochise | 4 | Perm Closure | 1947-01-01 | 5000 | Gasoline | COMPARTMENT A | Double Walled | Asphalt coated or Bare Steel | Suction - Check Valve at the Tank Top |  |  | Closed in Place | 1987-01-01
0-009087 | WORLD CLASS DISTRIBUTION | 10401 W VAN BUREN ST | TOLLESON | AZ | 85353 | Maricopa | 1 | Perm Closure | 1997-03-03 | 10000 | Diesel | COMPARTMENT A | Double Walled | Fiberglass Reinforced Plastic | Pressure | Double Walled | Fiberglass Reinforced Plastic | Removal | 2017-10-04
0-003538 | NORTHWEST CONCRETE CONSTRUCTION | 2420 W PHELPS RD | PHOENIX | AZ | 85023 | Maricopa | 3 | Perm Closure | 1981-01-01 | 3000 | Gasoline | COMPARTMENT A |  | Asphalt coated or Bare Steel |  |  |  | Removal | 1990-11-01
0-001598 | COCONINO COUNTY PUBLIC WORKS | 5600 E COMMERCE AVE | FLAGSTAFF | AZ | 86004 | Coconino | 2 | Perm Closure | 1984-01-01 | 5000 | Diesel | COMPARTMENT A |  | Asphalt coated or Bare Steel |  |  |  | Removal | 1993-10-20
0-004858 | EPICUREAN FINE FOODS INC | 246 S ROBSON | MESA | AZ | 85210 | Maricopa | 2 | Perm Closure | 1976-05-08 | 6000 | Gasoline | COMPARTMENT A | Unknown | Asphalt coated or Bare Steel |  |  |  | Removal | 1988-10-01
0-001684 | CRESCENT ELECTRIC COMPANY | 936 W BROADWAY RD | MESA | AZ | 85210 | Maricopa | 1 | Perm Closure | 1961-01-01 | 500 | Gasoline | COMPARTMENT A |  | Asphalt coated or Bare Steel |  |  |  | Removal | 1989-12-18
0-008564 | UNIVERSAL HYDRAULICS | 315 E PIONEER ST | PHOENIX | AZ | 85040 | Maricopa | 1 | Perm Closure | 2005-06-17 | 1000 | Unidentified | COMPARTMENT A | Unknown | Unknown |  |  |  | Removal | 1995-05-12
0-009305 | THE CARWASHPLEX | 5050 W BELL RD | GLENDALE | AZ | 85308 | Maricopa | 2 | Perm Closure | 1990-01-01 | 12000 | Gasoline | COMPARTMENT A | Double Walled | Fiberglass Reinforced Plastic | Pressure | Double Walled | Fiberglass Reinforced Plastic | Removal | 2018-08-10
0-010110 | ENTERPRISE LEASING COMPANY OF PHOENIX | 1815 E SKY HARBOR CIR S | PHOENIX | AZ | 85034 | Maricopa | 1 | Open | 2005-08-01 | 12000 | Gasoline (UL) | COMPARTMENT A | Double Walled | Fiberglass Reinforced Plastic | Pressure | Double Walled | Fiberglass Reinforced Plastic
0-002410 | DOLLAR GENERAL | 21749 NW GRAND | WITTMANN | AZ | 85361 | Maricopa | 6 | Perm Closure | 2005-06-17 |  | Unidentified | COMPARTMENT A | Single Walled | Asphalt coated or Bare Steel |  |  |  | Removal | 1988-01-01
0-002410 | DOLLAR GENERAL | 21749 NW GRAND | WITTMANN | AZ | 85361 | Maricopa | 3 | Perm Closure | 1983-04-25 | 6000 | Unidentified | COMPARTMENT A | Single Walled | Asphalt coated or Bare Steel |  |  |  | Removal | 1988-01-01
0-006816 | PARCEL #126-19-081 | 4810 E MCDOWELL RD | PHOENIX | AZ | 85008 | Maricopa | 4 | Perm Closure | 1964-01-01 | 10000 | Gasoline | COMPARTMENT A |  | Asphalt coated or Bare Steel |  |  |  | Removal | 1980-09-01
0-010272 | SAM'S CLUB #4829 | 2655 S MARKET ST | GILBERT | AZ | 85295 | Maricopa | 3 | Open | 2008-11-20 | 12000 | Gasoline | COMPARTMENT A | Double Walled | Fiberglass Reinforced Plastic | Pressure | Double Walled | Flexible
0-003693 | USDOI NPS - PETRIFIED FOREST NATIONAL PARK |  | PETRIFIED FOREST NATIONAL PARK |  |  | Navajo | 1 | Perm Closure | 1936-01-01 | 2000 | Gasoline | COMPARTMENT A | Single Walled | Asphalt coated or Bare Steel |  |  |  | Removal | 1986-01-01
0-010209 | QUIKTRIP #482 | 1627 N PINAL AVE | CASA GRANDE | AZ | 85122 | Pinal | 2 | Open | 2007-07-06 | 20000 | Gasoline | COMPARTMENT A | Double Walled | Fiberglass Reinforced Plastic | Pressure |  | Fiberglass Reinforced Plastic
0-010253 | SAM'S CLUB #4977 | 5757 E STATE ROUTE 69 | PRESCOTT VALLEY | AZ | 86314 | Yavapai | 2 | Perm Closure | 2008-07-25 | 20000 | Gasoline | COMPARTMENT A | Double Walled | Fiberglass Reinforced Plastic | Pressure |  | Flexible | Removal | 2018-08-22
0-010251 | CIRCLE K STORE #2703383 | 7260 S POWER RD | GILBERT | AZ | 85297 | Maricopa | 1 | Open | 2008-08-18 | 20000 | Gasoline | COMPARTMENT A | Double Walled | Fiberglass Reinforced Plastic | Pressure | Double Walled | Fiberglass Reinforced Plastic
0-010252 | SPEEDWAY STORE #2890 | 2010 N BEELINE HWY | PAYSON | AZ | 85541 | Gila | 1 | Open | 2008-06-30 | 15000 | Gasoline | COMPARTMENT A | Double Walled | Fiberglass Reinforced Plastic | Pressure | Double Walled | Fiberglass Reinforced Plastic
0-010271 | MARICOPA APN 124-06-084 | 4251 E MADISON ST | PHOENIX | AZ | 85034 | Maricopa | 1 | Perm Closure | 2009-02-02 | 550 | Gasoline | COMPARTMENT A |  | Asphalt coated or Bare Steel |  |  |  | Removal | 2008-12-23
0-010410 | ONE STOP MARKET | 16000 S NOGALES HWY | SAHUARITA | AZ | 85629 | Pima | 1 | Perm Closure | 1988-12-18 | 6000 | Gasoline | COMPARTMENT A | Double Walled | Fiberglass Reinforced Plastic | Pressure | Double Walled | Fiberglass Reinforced Plastic | Removal | 2011-11-01
0-010327 | FRYS FUEL CENTER #48 | 1349 E FLORENCE BLVD | CASA GRANDE | AZ | 85122 | Pinal | 2 | Open | 2009-09-29 | 8000 | Gasoline | COMPARTMENT A | Double Walled | Fiberglass Reinforced Plastic | Pressure | Double Walled | Flexible
0-010349 | QUIKTRIP #410 | 14007 W GRAND AVE | SURPRISE | AZ | 85374 | Maricopa | 2 | Open | 2010-04-22 | 20000 | Gasoline | COMPARTMENT A | Double Walled | Fiberglass Reinforced Plastic | Pressure | Double Walled | Fiberglass Reinforced Plastic
0-003888 | CITY OF PHOENIX - UNION HILLS WATER TREATMENT PLANT | 2001 E DEER VALLEY RD | PHOENIX | AZ | 85024 | Maricopa | 2 | Perm Closure | 1985-01-01 | 1000 | Diesel | COMPARTMENT A | Single Walled | Fiberglass Reinforced Plastic | Pressure |  | Fiberglass Reinforced Plastic | Removal | 1995-10-17
0-004998 | M & P TRANSPORT | 3635 S 43RD AVE | PHOENIX | AZ | 85009 | Maricopa | 8 | Perm Closure | 1989-01-01 | 10000 | Gasoline | COMPARTMENT A |  | Fiberglass Reinforced Plastic | Pressure |  |  | Removal | 1998-10-07
0-004998 | M & P TRANSPORT | 3635 S 43RD AVE | PHOENIX | AZ | 85009 | Maricopa | 7 | Perm Closure | 1971-01-01 | 1000 | Used Oil/Waste Oil | COMPARTMENT A |  | Fiberglass Reinforced Plastic | Pressure |  | Fiberglass Reinforced Plastic | Removal | 1991-08-16
0-001539 | CITIZENS UTILITIES - VALENCIA | 1741 N GRAND AVE | NOGALES | AZ | 85621 | Santa Cruz | 1 | Perm Closure | 1981-01-01 | 2500 | Gasoline | COMPARTMENT A |  | Asphalt coated or Bare Steel |  |  |  | Removal | 1989-07-01
0-001539 | CITIZENS UTILITIES - VALENCIA | 1741 N GRAND AVE | NOGALES | AZ | 85621 | Santa Cruz | 2 | Perm Closure | 1971-01-01 | 5000 | Gasoline | COMPARTMENT A |  | Asphalt coated or Bare Steel |  |  |  | Removal | 1988-07-01
0-005821 | MESQUITE CARWASH | 1697 MESQUITE AVE | LAKE HAVASU CITY | AZ | 86403 | Mohave | 1 | Perm Closure | 1982-01-01 | 10000 | Gasoline | COMPARTMENT A |  | Asphalt coated or Bare Steel | Pressure |  | Fiberglass Reinforced Plastic | Removal | 2004-08-15
0-005056 | TIERNAY PRROPERTIES INC | 1301 E JACKSON ST | PHOENIX | AZ | 85034 | Maricopa | 2 | Perm Closure | 1975-01-01 | 3000 | Diesel | COMPARTMENT A |  | Asphalt coated or Bare Steel | Suction - Check Valve at the Tank Top |  | Bare or Galvanized Steel | Removal | 1994-10-21
0-005056 | TIERNAY PRROPERTIES INC | 1301 E JACKSON ST | PHOENIX | AZ | 85034 | Maricopa | 1 | Perm Closure | 1975-01-01 | 6000 | Gasoline | COMPARTMENT A |  | Asphalt coated or Bare Steel |  |  |  | Removal | 1988-11-23
0-001155 | BILL LUKE DODGE | 2331 W CAMELBACK RD | PHOENIX | AZ | 85015 | Maricopa | 1 | Perm Closure | 1978-01-01 | 250 | Used Oil/Waste Oil | COMPARTMENT A |  | Asphalt coated or Bare Steel |  |  |  | Removal | 1989-09-05
0-002568 | MIAMI-INSPIRATION- REDUCTION PLANT |  | MIAMI |  |  | Gila | 1 | Perm Closure | 1973-04-22 | 4000 | Gasoline | COMPARTMENT A | Single Walled | Asphalt coated or Bare Steel |  |  |  | Removal | 1988-06-24
0-006774 | DOUGLAS, CITY OF - MAINTENANCE YARD | 101 E 7TH ST | DOUGLAS | AZ | 85607 | Cochise | 4 | Perm Closure | 1985-01-01 | 12000 | Diesel | COMPARTMENT A | Double Walled | Asphalt coated or Bare Steel | Suction - Check Valve at the Dispenser |  |  | Removal | 1998-07-01
0-004505 | CITY OF PHOENIX - POLICE SOUTH RESOURCE BUREAU | 3443 S CENTRAL AVE | PHOENIX | AZ | 85040 | Maricopa | 7 | Open | 1990-01-01 | 550 | New Oil | COMPARTMENT A | Double Walled | Fiberglass Reinforced Plastic | Suction - Check Valve at the Tank Top | Double Walled | Fiberglass Reinforced Plastic
0-003948 | SCA TISSUE NORTH AMERICA | 1600 E BUTLER AVE | FLAGSTAFF | AZ | 86001 | Coconino | 2 | Perm Closure | 1966-01-01 | 1000 | Diesel | COMPARTMENT A | Single Walled | Asphalt coated or Bare Steel |  |  |  | Removal | 1985-06-01
0-004176 | ROCK SPRINGS GAS DEPOT | 35932 S OLD BLACK CANYON HWY | BLACK CANYON CITY | AZ | 85324 | Yavapai | 4 | Perm Closure | 2005-06-17 |  | Unidentified | COMPARTMENT A |  | Asphalt coated or Bare Steel |  |  |  | Closed in Place | 1982-01-01
0-000538 | ARCO AM/PM | 10601 N SCOTTSDALE RD | SCOTTSDALE | AZ | 85254 | Maricopa | 1 | Perm Closure | 1979-01-01 | 10000 | Gasoline | COMPARTMENT A |  | Fiberglass Reinforced Plastic |  |  |  | Removal | 1990-08-06
0-000538 | ARCO AM/PM | 10601 N SCOTTSDALE RD | SCOTTSDALE | AZ | 85254 | Maricopa | 6 | Perm Closure | 1969-01-01 | 550 | Used Oil/Waste Oil | COMPARTMENT A |  | Asphalt coated or Bare Steel |  |  |  | Removal | 1990-08-06
0-000538 | ARCO AM/PM | 10601 N SCOTTSDALE RD | SCOTTSDALE | AZ | 85254 | Maricopa | 12 | Open | 2010-07-28 | 20000 | Gasoline | COMPARTMENT A | Double Walled | Fiberglass Reinforced Plastic | Pressure | Double Walled | Fiberglass Reinforced Plastic
0-003205 | MOBIL 18-KM8 | 3550 W THUNDERBIRD RD | PHOENIX | AZ | 85053 | Maricopa | 4 | Perm Closure | 1985-01-01 | 10000 | Gasoline | COMPARTMENT A |  | Asphalt coated or Bare Steel | Pressure |  |  | Removal | 1996-04-11
0-000659 | CHAPMAN AUTOMOTIVE GROUP - STRIP | 4646 E 22ND ST | TUCSON | AZ | 85711 | Pima | 1 | Perm Closure | 1970-01-01 | 8000 | Gasoline | COMPARTMENT A | Single Walled | Asphalt coated or Bare Steel | Pressure | Single Walled | Bare or Galvanized Steel | Removal | 1993-01-26
0-000659 | CHAPMAN AUTOMOTIVE GROUP - STRIP | 4646 E 22ND ST | TUCSON | AZ | 85711 | Pima | 2 | Perm Closure | 1970-01-01 | 8000 | Gasoline | COMPARTMENT A | Single Walled | Asphalt coated or Bare Steel | Pressure | Single Walled | Bare or Galvanized Steel | Removal | 1996-08-15
0-004516 | CITY OF SIERRA VISTA - AIRPORT |  | SIERRA VISTA |  |  | Cochise | 1 | Perm Closure | 1978-05-08 | 10000 | Gasoline | COMPARTMENT A | Unknown | Asphalt coated or Bare Steel |  |  |  | Removal | 1990-03-01
0-001878 | CIRCLE K STORE #2705400 | 7351 W CHANDLER BLVD | CHANDLER | AZ | 85226 | Maricopa | 4 | Perm Closure | 1969-01-01 | 1000 | Used Oil/Waste Oil | COMPARTMENT A |  | Asphalt coated or Bare Steel |  |  |  | Removal | 1989-01-15
0-001878 | CIRCLE K STORE #2705400 | 7351 W CHANDLER BLVD | CHANDLER | AZ | 85226 | Maricopa | 10 | Open | 1998-11-17 | 12000 | Diesel | COMPARTMENT A | Double Walled | Fiberglass Reinforced Plastic | Pressure | Double Walled | Fiberglass Reinforced Plastic
0-004004 | Q-LUBE #1126 | 2921 N 32ND ST | PHOENIX | AZ | 85018 | Maricopa | 2 | Perm Closure | 1980-01-01 | 3000 | Unidentified | COMPARTMENT A | Single Walled | Asphalt coated or Bare Steel | Suction - Check Valve at the Tank Top | Single Walled | Bare or Galvanized Steel | Removal | 1995-11-21
0-005936 | TUCSON NEWSPAPERS INC | 4850 S PARK AVE | TUCSON | AZ | 85714 | Pima | 6 | Perm Closure | 1981-12-20 | 10000 | Gasoline | COMPARTMENT A | Double Walled | Asphalt coated or Bare Steel |  |  |  | Removal | 1987-10-13
0-007854 | CHAPMAN HYUNDAI OF SCOTTSDALE | 6601 E MCDOWELL RD | SCOTTSDALE | AZ | 85257 | Maricopa | 7 | Perm Closure | 1987-01-01 | 4000 | Used Oil/Waste Oil | COMPARTMENT A | Double Walled | Fiberglass Reinforced Plastic | Gravity Feed | Double Walled | Fiberglass Reinforced Plastic | Removal | 2019-09-19
0-007854 | CHAPMAN HYUNDAI OF SCOTTSDALE | 6601 E MCDOWELL RD | SCOTTSDALE | AZ | 85257 | Maricopa | 8 | Perm Closure | 1987-01-01 | 2000 | Used Oil/Waste Oil | COMPARTMENT A | Double Walled | Fiberglass Reinforced Plastic | Gravity Feed | Double Walled | Fiberglass Reinforced Plastic | Removal | 2019-09-19
0-002425 | MOBIL - HALLUM MOBIL | 4501 N US HIGHWAY 89 | FLAGSTAFF | AZ | 86004 | Coconino | 6 | Open | 2019-09-11 | 6000 | Gasoline (PUL) | COMPARTMENT A | Double Walled | Fiberglass Reinforced Plastic | Pressure | Double Walled | Fiberglass Reinforced Plastic
0-001220 | CIRCLE K #2700401 | 11 E MCKELLIPS RD | MESA | AZ | 85201 | Maricopa | 1 | Open | 1981-01-01 | 10000 | Gasoline | COMPARTMENT A | Single Walled | Asphalt coated or Bare Steel | Pressure | Single Walled | Bare or Galvanized Steel
0-004987 | FIREBIRD FUEL COMPANY #304 | 2343 N 27TH AVE | PHOENIX | AZ | 85009 | Maricopa | 3 | Open | 1974-01-01 | 20000 | Diesel | COMPARTMENT A |  | Asphalt coated or Bare Steel | Pressure |  | Fiberglass Reinforced Plastic
0-008506 | FOXBORO PROPERTY |  | MUNDS PARK |  |  | Coconino | 2 | Perm Closure | 2005-06-17 |  | Gasoline | COMPARTMENT A | Double Walled | Asphalt coated or Bare Steel | Suction - Check Valve at the Tank Top |  | Bare or Galvanized Steel | Removal | 1994-11-14
0-003171 | RE MILLER PAVING AND CONSTRUCTION | 4102 E ILLINOIS ST | TUCSON | AZ | 85714 | Pima | 3 | Perm Closure | 1978-01-13 | 12000 | Diesel | COMPARTMENT A | Double Walled | Asphalt coated or Bare Steel | Suction - Check Valve at the Tank Top |  |  | Removal | 1990-01-01
0-001565 | EAST SIDE SHELL - FORMER | 2837 E ANDY DEVINE AVE | KINGMAN | AZ | 86401 | Mohave | 4 | Perm Closure | 1979-01-01 | 500 | Used Oil/Waste Oil | COMPARTMENT A |  | Asphalt coated or Bare Steel | Gravity Feed |  |  | Removal | 1995-04-19
0-001492 | CIRCLE K #1828 | 1002 N 27TH AVE | PHOENIX | AZ | 85009 | Maricopa | 3 | Perm Closure | 1985-01-01 | 10000 | Gasoline | COMPARTMENT A | Single Walled | Fiberglass Reinforced Plastic | Pressure |  | Fiberglass Reinforced Plastic | Removal | 1993-11-19
0-001492 | CIRCLE K #1828 | 1002 N 27TH AVE | PHOENIX | AZ | 85009 | Maricopa | 2 | Perm Closure | 1985-01-01 | 10000 | Gasoline | COMPARTMENT A | Single Walled | Fiberglass Reinforced Plastic | Pressure |  | Fiberglass Reinforced Plastic | Removal | 1993-11-19
0-001411 | WALGREENS | 1880 E IRVINGTON RD | TUCSON | AZ | 85714 | Pima | 2 | Perm Closure | 1984-01-01 | 10000 | Gasoline | COMPARTMENT A |  | Asphalt coated or Bare Steel | Pressure | Single Walled | Bare or Galvanized Steel | Removal | 2001-07-17
0-002426 | BAKER CONOCO | 932 W BEALE ST | KINGMAN | AZ | 86401 | Mohave | 5 | Open | 1978-01-01 | 10000 | Gasoline (PUL) | COMPARTMENT A | Single Walled | Asphalt coated or Bare Steel | Pressure | Single Walled | Fiberglass Reinforced Plastic
0-003491 | VALLEY TRUCK & TRAILER SERVICE | 2320 S 15TH AVE | PHOENIX | AZ | 85007 | Maricopa | 7 | Perm Closure | 2005-06-17 | 550 | Used Oil/Waste Oil | COMPARTMENT A | Unknown | Asphalt coated or Bare Steel | Gravity Feed |  | Bare or Galvanized Steel | Removal | 1993-11-03
0-005743 | YAVAPAI COLLEGE - PRESCOTT | 1100 E SHELDON ST | PRESCOTT | AZ | 86301 | Yavapai | 3 | Perm Closure | 2005-06-17 | 1000 | Unidentified | COMPARTMENT A | Double Walled | Asphalt coated or Bare Steel |  |  |  | Removal | 2003-05-23
0-004798 | RIGHT AWAY DISPOSAL, LLC - PHOENIX TRANSFER STATION | 3000 S 19TH AVE | PHOENIX | AZ | 85009 | Maricopa | 5 | Perm Closure | 1988-12-01 | 10000 | Diesel | COMPARTMENT A | Single Walled | Fiberglass Reinforced Plastic | Suction - Check Valve at the Tank Top |  |  | Removal | 2004-07-14
0-007306 | CITY OF GLENDALE - PYRAMID PEAK WTP | 28101 N 63RD AVE | PHOENIX | AZ | 85083 | Maricopa | 1 | Perm Closure | 2005-06-17 | 2000 | Diesel | COMPARTMENT A | Double Walled | Asphalt coated or Bare Steel | Suction - Check Valve at the Tank Top |  |  | Removal | 1999-01-05
0-008735 | GARY'S SERVICE | 15980 N PIERCE FERRY RD | DOLAN SPRINGS | AZ | 86441 | Mohave | 2 | Perm Closure | 2005-06-17 | 1000 | Gasoline | COMPARTMENT A | Single Walled | Asphalt coated or Bare Steel | Suction - Check Valve at the Tank Top | Single Walled | Bare or Galvanized Steel | Removal | 1998-03-05
0-004812 | TERRA DESIGNS | 5425 E PIMA ST | TUCSON | AZ | 85712 | Pima | 6 | Perm Closure | 1967-01-01 | 12000 | Gasoline | COMPARTMENT A | Single Walled | Asphalt coated or Bare Steel |  |  |  | Removal | 1986-01-01
0-004747 | SHEPHERD BROTHERS STATION #1 - FORMER | 7048 NW GRAND AVE | GLENDALE | AZ | 85301 | Maricopa | 3 | Perm Closure | 1981-04-24 | 10000 | Gasoline | COMPARTMENT A | Double Walled | Fiberglass Reinforced Plastic |  |  |  | Removal | 1997-09-10
0-001099 | VALERO FOOD MART | 1949 E OSBORN RD | PHOENIX | AZ | 85016 | Maricopa | 4 | Perm Closure | 1968-01-01 | 500 | Used Oil/Waste Oil | COMPARTMENT A |  | Asphalt coated or Bare Steel |  |  |  | Removal | 1990-05-17
0-002154 | GELCO TRUCK LEASING | 2626 N 31ST AVE | PHOENIX | AZ | 85009 | Maricopa | 3 | Perm Closure | 1985-01-01 | 1000 | Used Oil/Waste Oil | COMPARTMENT A | Single Walled | Asphalt coated or Bare Steel |  |  |  | Removal | 1989-03-10
0-002154 | GELCO TRUCK LEASING | 2626 N 31ST AVE | PHOENIX | AZ | 85009 | Maricopa | 4 | Perm Closure | 1985-01-01 | 1000 | Used Oil/Waste Oil | COMPARTMENT A | Single Walled | Asphalt coated or Bare Steel |  |  |  | Removal | 1989-03-10
0-004790 | SUNSTATE EQUIPMENT | 5425 E WASHINGTON ST | PHOENIX | AZ | 85034 | Maricopa | 3 | Perm Closure | 1986-01-01 | 500 | Unidentified | COMPARTMENT A | Double Walled | Fiberglass Reinforced Plastic | Suction - Check Valve at the Tank Top |  |  | Removal | 1996-08-02
0-005980 | SPEEDEE OIL CHANGE & TUNE-UP | 407 E UNIVERSITY DR | MESA | AZ | 85203 | Maricopa | 1 | Perm Closure | 1986-03-22 | 1000 | Used Oil/Waste Oil | COMPARTMENT A | Double Walled | Asphalt coated or Bare Steel | Gravity Feed |  |  | Removal | 1993-07-16
0-000262 | ADOT - SAFFORD #1 MAINTENANCE CAMP |  | SAFFORD |  |  | Graham | 4 | Perm Closure | 1961-01-01 | 550 | Used Oil/Waste Oil | COMPARTMENT A |  | Asphalt coated or Bare Steel |  |  |  | Removal | 1987-04-07
0-003067 | MARTIN'S AUTO & PETRO | 3636 N 16TH ST | PHOENIX | AZ | 85016 | Maricopa | 1 | Perm Closure | 1985-05-21 | 10000 | Diesel | COMPARTMENT A | Unknown | Fiberglass Reinforced Plastic | Pressure | Double Walled | Fiberglass Reinforced Plastic | Removal | 2005-11-01
0-005564 | WALNUT CANYON NATL MON |  | FLAGSTAFF |  |  | Coconino | 1 | Perm Closure | 1960-01-01 | 1000 | Gasoline | COMPARTMENT A | Single Walled | Asphalt coated or Bare Steel |  |  |  | Removal | 1996-04-26
0-004010 | MINIT LUBE 1135 | 399 N ARIZONA AVE | CHANDLER | AZ | 85225 | Maricopa | 2 | Perm Closure | 1985-01-01 | 3000 | New Oil | COMPARTMENT A | Single Walled | Asphalt coated or Bare Steel | Suction - Check Valve at the Tank Top |  |  | Removal | 1995-10-26
0-000112 | GRAND VIEW DAIRY | 5202 S AIRPORT RD | BUCKEYE | AZ | 85326 | Maricopa | 3 | Perm Closure | 1987-01-01 | 10000 | Gasoline | COMPARTMENT A | Double Walled | Fiberglass Reinforced Plastic | Pressure |  | Fiberglass Reinforced Plastic | Removal | 2020-09-10
0-007286 | FULL SERV GAS | 2198 MCCULLOCH BLVD N | LAKE HAVASU CITY | AZ | 86403 | Mohave | 4 | Perm Closure | 1970-01-01 | 10000 | Diesel | COMPARTMENT A | Double Walled | Asphalt coated or Bare Steel | Pressure |  |  | Removal | 2003-05-20
0-002931 | DARLE HELMERS | 731 E ANDY DEVINE AVE | KINGMAN | AZ | 86401 | Mohave | 2 | Perm Closure | 2005-06-17 | 2500 | Gasoline | COMPARTMENT A | Double Walled | Fiberglass Reinforced Plastic |  |  |  | Removal | 1991-03-18
0-002108 | BORDER CONSTRUCTION - MAIN HUB | 3643 E ANNE ST | PHOENIX | AZ | 85040 | Maricopa | 1 | Perm Closure | 1978-01-01 | 12000 | Diesel | COMPARTMENT A | Single Walled | Asphalt coated or Bare Steel | Pressure |  |  | Removal | 1985-07-01
0-006770 | CREOLA DUNGEN | 15062 S HIGHWAY 77 | MAMMOTH | AZ | 85618 | Pinal | 2 | Perm Closure | 1968-01-01 | 4000 | Gasoline | COMPARTMENT A | Double Walled | Asphalt coated or Bare Steel |  |  |  | Removal | 1990-02-15
0-009785 | CIRCLE K #2706359 | 309 E OSBORN RD | PHOENIX | AZ | 85012 | Maricopa | 2 | Open | 2001-03-15 | 12000 | Gasoline | COMPARTMENT B | Double Walled | Fiberglass Reinforced Plastic
0-000706 | LARRY H MILLER DODGE RAM TUCSON | 4220 E 22ND ST | TUCSON | AZ | 85711 | Pima | 1 | Perm Closure | 1971-03-25 | 5000 | Gasoline | COMPARTMENT A | Single Walled | Asphalt coated or Bare Steel |  |  |  | Removal | 1989-11-03
0-000706 | LARRY H MILLER DODGE RAM TUCSON | 4220 E 22ND ST | TUCSON | AZ | 85711 | Pima | 5 | Perm Closure | 1971-03-25 | 500 | Unidentified | COMPARTMENT A | Single Walled | Asphalt coated or Bare Steel |  |  |  | Removal | 1989-11-03
0-007479 | PAISANO HYDROMET CORP LTD | 2900 N SULPHUR SPRINGS ST | DOUGLAS | AZ | 85607 | Cochise | 1 | Perm Closure | 1983-01-01 | 1000 | Diesel | COMPARTMENT A | Unknown | Fiberglass Reinforced Plastic | Pressure |  |  | Removal | 1993-08-11
0-004897 | TERRIBLE HERBST #101 | 60 LAKE HAVASU AVE N | LAKE HAVASU CITY | AZ | 86403 | Mohave | 4 | Open | 2002-05-24 | 5000 | Diesel | COMPARTMENT B | Double Walled | Asphalt coated or Bare Steel
0-009816 | CIRCLE K STORE #2709188 | 1611 N 83RD AVE | PHOENIX | AZ | 85035 | Maricopa | 4 | Perm Closure | 2001-01-25 | 15000 | Gasoline | COMPARTMENT A | Double Walled | Fiberglass Reinforced Plastic | Pressure | Double Walled | Flexible | Removal | 2013-06-06
0-005809 | ARCO #5486 | 1602 E BELL RD | PHOENIX | AZ | 85022 | Maricopa | 1 | Open | 1987-11-19 | 12000 | Gasoline | COMPARTMENT A | Double Walled | Fiberglass Reinforced Plastic | Pressure |  | Fiberglass Reinforced Plastic
0-006937 | CATERPILLAR - TUCSON PROVING GROUNDS | 6000 W CATERPILLAR TRL | GREEN VALLEY | AZ | 85614 | Pima | 1 | Perm Closure | 1990-01-08 | 20000 | Diesel | COMPARTMENT A | Double Walled | Fiberglass Reinforced Plastic | Pressure | Double Walled | Fiberglass Reinforced Plastic | Closed in Place | 2010-10-14
0-006937 | CATERPILLAR - TUCSON PROVING GROUNDS | 6000 W CATERPILLAR TRL | GREEN VALLEY | AZ | 85614 | Pima | 2 | Perm Closure | 1990-01-08 | 20000 | Diesel | COMPARTMENT A | Double Walled | Fiberglass Reinforced Plastic | Pressure | Double Walled | Fiberglass Reinforced Plastic | Closed in Place | 2010-10-14
0-006937 | CATERPILLAR - TUCSON PROVING GROUNDS | 6000 W CATERPILLAR TRL | GREEN VALLEY | AZ | 85614 | Pima | 3 | Perm Closure | 1990-01-08 | 8000 | Gasoline | COMPARTMENT A | Double Walled | Fiberglass Reinforced Plastic | Pressure | Double Walled | Fiberglass Reinforced Plastic | Removal | 2010-10-14
0-002520 | DEER VALLEY COMPUTER PARK | 2929 W THUNDERBIRD RD | PHOENIX | AZ | 85053 | Maricopa | 8 | Perm Closure | 1976-01-01 | 4000 | Unidentified | COMPARTMENT A | Single Walled | Asphalt coated or Bare Steel |  |  |  | Removal | 1986-02-01
0-004069 | BARTCO | 8045 S HIGHWAY 95 | MOHAVE VALLEY | AZ | 86440 | Mohave | 3 | Perm Closure | 1981-01-01 | 10000 | Gasoline | COMPARTMENT A |  | Asphalt coated or Bare Steel | Pressure |  |  | Removal | 1996-01-09
0-004047 | BULLS MARKET | 2449 HIGHWAY 95 | BULLHEAD CITY | AZ | 86442 | Mohave | 1 | Perm Closure | 1973-01-01 | 10000 | Gasoline | COMPARTMENT A | Unknown | Asphalt coated or Bare Steel | Pressure |  |  | Removal | 1992-05-04
0-005558 | WAITE'S UNION 76 | 645 W CLEVELAND | SAINT JOHNS | AZ | 85936 | Apache | 1 | Perm Closure | 1984-05-22 | 3000 | Gasoline | COMPARTMENT A | Unknown | Asphalt coated or Bare Steel |  |  |  | Removal | 1993-05-13
0-002232 | NICKS SELF SERVE | 641 W PIMA ST | GILA BEND | AZ | 85337 | Maricopa | 2 | Perm Closure | 1978-05-02 | 10000 | Gasoline | COMPARTMENT A | Single Walled | Asphalt coated or Bare Steel | Suction - Check Valve at the Tank Top |  | Fiberglass Reinforced Plastic | Removal | 2004-06-22
0-001889 | EXXON #7-2506 | 8402 E INDIAN SCHOOL RD | SCOTTSDALE | AZ | 85251 | Maricopa | 2 | Perm Closure | 1970-01-01 | 8000 | Gasoline | COMPARTMENT A |  | Asphalt coated or Bare Steel |  |  |  | Removal | 1990-06-01
0-005082 | 22ND ST SELF SERVE | 1105 E 22ND ST | TUCSON | AZ | 85713 | Pima | 6 | Perm Closure | 1987-01-01 | 12000 | Gasoline | COMPARTMENT A | Double Walled | Composite (Steel/Fiberglass) | Pressure | Double Walled | Fiberglass Reinforced Plastic | Removal | 2017-08-24
0-004926 | CIRCLE K STORE #2708517 | 7601 S CENTRAL AVE | PHOENIX | AZ | 85042 | Maricopa | 5 | Open | 1987-10-05 | 10000 | Gasoline | COMPARTMENT A | Double Walled | Fiberglass Reinforced Plastic | Pressure |  | Fiberglass Reinforced Plastic
0-004926 | CIRCLE K STORE #2708517 | 7601 S CENTRAL AVE | PHOENIX | AZ | 85042 | Maricopa | 1 | Perm Closure | 1971-05-08 | 8000 | Gasoline | COMPARTMENT A | Double Walled | Asphalt coated or Bare Steel |  |  |  | Removal | 1987-09-24
0-003246 | MOBIL 18-MOL | 9850 W GRAND AVE | SUN CITY | AZ | 85351 | Maricopa | 6 | Perm Closure | 1986-04-21 | 12000 | Gasoline | COMPARTMENT A | Unknown | Fiberglass Reinforced Plastic |  |  |  | Removal | 1989-01-01
0-008078 | SAFARI GAS & REPAIR | 145 W STATE ROUTE 89A | SEDONA | AZ | 86336 | Coconino | 6 | Open | 1993-05-16 | 12000 | Gasoline | COMPARTMENT A |  | Fiberglass Reinforced Plastic | Pressure |  | Fiberglass Reinforced Plastic
0-001296 | CIRCLE K #2700733 | 95 E HWY 90 | SIERRA VISTA | AZ | 85635 | Cochise | 2 | Perm Closure | 1972-01-01 | 10000 | Gasoline | COMPARTMENT A |  | Asphalt coated or Bare Steel |  |  |  | Removal | 1995-05-11
0-006239 | CROSSROADS EXXON | 4702 E GRANT RD | TUCSON | AZ | 85712 | Pima | 1 | Perm Closure | 1985-07-01 | 500 | Used Oil/Waste Oil | COMPARTMENT A | Unknown | Fiberglass Reinforced Plastic | Gravity Feed |  | Fiberglass Reinforced Plastic | Removal | 2012-07-11
0-001228 | CIRCLE K #2700423 | 1951 E ASH ST | GLOBE | AZ | 85501 | Gila | 2 | Open | 1980-01-01 | 10000 | Gasoline | COMPARTMENT A | Single Walled | Asphalt coated or Bare Steel | Pressure | Single Walled | Fiberglass Reinforced Plastic
0-001179 | CIRCLE K #118 | 3531 W BETHANY HOME RD | PHOENIX | AZ | 85019 | Maricopa | 2 | Perm Closure | 1968-01-01 | 10000 | Gasoline | COMPARTMENT A |  | Asphalt coated or Bare Steel |  |  |  | Removal | 1988-08-01
0-002789 | CIRCLE K STORE #2741652 | 5049 W BUCKEYE RD | PHOENIX | AZ | 85043 | Maricopa | 7 | Open | 1988-03-21 | 12000 | Gasoline (PUL) | COMPARTMENT A | Double Walled | Fiberglass Reinforced Plastic | Pressure | Double Walled | Fiberglass Reinforced Plastic
0-000954 | CARNATION DAIRIES | 4140 N CENTRAL AVE | PHOENIX | AZ | 85012 | Maricopa | 6 | Perm Closure | 2005-06-17 | 550 | Used Oil/Waste Oil | COMPARTMENT A | Single Walled | Asphalt coated or Bare Steel | Gravity Feed |  |  | Closed in Place | 1958-02-01
0-000930 | SPRINGERVILLE MAVERICK STORE 138 | 606 E MAIN ST | SPRINGERVILLE | AZ | 85938 | Apache | 3 | Perm Closure | 1977-04-17 | 8000 | Gasoline | COMPARTMENT A | Single Walled | Asphalt coated or Bare Steel | Pressure |  |  | Removal | 1991-06-01
0-002486 | HIGH COUNTRY MARKET | 102 N 1ST ST | WILLIAMS | AZ | 86046 | Coconino | 7 | Perm Closure | 1950-01-01 | 2500 | Gasoline | COMPARTMENT A | Single Walled | Asphalt coated or Bare Steel |  |  |  | Removal | 1995-06-01
0-002706 | DORCO BUILDIING | 2107 W 8TH ST | YUMA | AZ | 85364 | Yuma | 3 | Perm Closure | 2005-06-17 | 6500 | Gasoline | COMPARTMENT A | Single Walled | Asphalt coated or Bare Steel |  |  |  | Removal | 1997-01-22
0-006185 | DESERT CADILLAC | 1200 N SCOTTSDALE RD | SCOTTSDALE | AZ | 85257 | Maricopa | 2 | Perm Closure | 1968-05-13 | 4000 | Gasoline | COMPARTMENT A | Double Walled | Asphalt coated or Bare Steel |  |  |  | Closed in Place | 1988-04-10
0-006185 | DESERT CADILLAC | 1200 N SCOTTSDALE RD | SCOTTSDALE | AZ | 85257 | Maricopa | 5 | Perm Closure | 2018-03-27 | 400 | Used Oil/Waste Oil | COMPARTMENT A | Single Walled | Asphalt coated or Bare Steel |  |  |  | Removal | 2018-03-20
0-001981 | EXXON #7-3052 | 9001 N 7TH AVE | PHOENIX | AZ | 85021 | Maricopa | 4 | Perm Closure | 1965-01-01 | 8000 | Gasoline | COMPARTMENT A |  | Asphalt coated or Bare Steel | Pressure |  | Fiberglass Reinforced Plastic | Removal | 1995-12-01
0-001867 | CIRCLE K #30011 | 4002 E INDIAN SCHOOL RD | PHOENIX | AZ | 85018 | Maricopa | 2 | Perm Closure | 1964-01-01 | 6000 | Gasoline | COMPARTMENT A |  | Asphalt coated or Bare Steel | Pressure |  | Fiberglass Reinforced Plastic | Removal | 1996-11-07
0-001867 | CIRCLE K #30011 | 4002 E INDIAN SCHOOL RD | PHOENIX | AZ | 85018 | Maricopa | 5 | Perm Closure | 1964-01-01 | 550 | Used Oil/Waste Oil | COMPARTMENT A |  | Asphalt coated or Bare Steel | Gravity Feed |  | Fiberglass Reinforced Plastic | Removal | 1996-11-07
0-001867 | CIRCLE K #30011 | 4002 E INDIAN SCHOOL RD | PHOENIX | AZ | 85018 | Maricopa | 4 | Perm Closure | 1964-01-01 | 8000 | Gasoline | COMPARTMENT A |  | Asphalt coated or Bare Steel | Pressure |  | Fiberglass Reinforced Plastic | Removal | 1996-11-07
0-000544 | PRIDE TRAVEL CENTER (TEMPE) | 1734 E APACHE BLVD | TEMPE | AZ | 85281 | Maricopa | 3 | Open | 1986-01-01 | 12000 | Gasoline (PUL) | COMPARTMENT A | Double Walled | Fiberglass Reinforced Plastic | Pressure |  | Fiberglass Reinforced Plastic
0-005707 | CORNVILLE MARKET | 9420 E CORNVILLE RD | CORNVILLE | AZ | 86325 | Yavapai | 1 | Perm Closure | 1972-01-22 | 3000 | Gasoline | COMPARTMENT A | Double Walled | Asphalt coated or Bare Steel | Pressure |  | Fiberglass Reinforced Plastic | Removal | 1997-10-07
0-002003 | EXXON #7-3689 | 501 N PARK AVE | TUCSON | AZ | 85719 | Pima | 6 | Perm Closure | 1989-01-01 | 10000 | Gasoline | COMPARTMENT A | Double Walled | Fiberglass Reinforced Plastic | Pressure | Double Walled | Fiberglass Reinforced Plastic | Removal | 2016-03-17
0-002003 | EXXON #7-3689 | 501 N PARK AVE | TUCSON | AZ | 85719 | Pima | 7 | Perm Closure | 1989-01-01 | 10000 | Gasoline | COMPARTMENT A | Double Walled | Fiberglass Reinforced Plastic | Pressure | Double Walled | Fiberglass Reinforced Plastic | Removal | 2016-03-17
0-002003 | EXXON #7-3689 | 501 N PARK AVE | TUCSON | AZ | 85719 | Pima | 5 | Perm Closure | 1989-01-01 | 12000 | Gasoline | COMPARTMENT A | Double Walled | Fiberglass Reinforced Plastic | Pressure | Double Walled | Fiberglass Reinforced Plastic | Removal | 2016-03-17
0-000641 | WIZZ MART INC | 4302 W THOMAS RD | PHOENIX | AZ | 85031 | Maricopa | 11 | Open | 2019-05-24 | 30000 | Gasoline (UL) | COMPARTMENT A | Double Walled | Fiberglass Reinforced Plastic | Pressure | Double Walled | Fiberglass Reinforced Plastic
0-000641 | WIZZ MART INC | 4302 W THOMAS RD | PHOENIX | AZ | 85031 | Maricopa | 6 | Perm Closure | 1959-04-18 | 300 | Used Oil/Waste Oil | COMPARTMENT A | Single Walled | Asphalt coated or Bare Steel | Gravity Feed |  |  | Removal | 1986-01-01
0-002514 | GILA BEND PILOT TRAVEL CENTER | 3006 S BUTTERFIELD TRL | GILA BEND | AZ | 85337 | Maricopa | 10 | Perm Closure | 1973-01-01 | 10000 | Diesel | COMPARTMENT A | Double Walled | Fiberglass Reinforced Plastic |  |  |  | Removal | 1998-02-19
0-002514 | GILA BEND PILOT TRAVEL CENTER | 3006 S BUTTERFIELD TRL | GILA BEND | AZ | 85337 | Maricopa | 7 | Perm Closure | 1986-05-01 | 10000 | Gasoline | COMPARTMENT A | Single Walled | Fiberglass Reinforced Plastic | Pressure | Single Walled | Fiberglass Reinforced Plastic | Removal | 2020-05-26
0-000456 | PHOENIX ZOO | 455 N GALVIN PKWY | PHOENIX | AZ | 85008 | Maricopa | 4 | Perm Closure | 1987-06-01 | 1000 | Diesel | COMPARTMENT A |  | Asphalt coated or Bare Steel |  |  |  | Removal | 1997-12-02
0-001525 | ARCO #5438 | 7401 E MAIN ST | MESA | AZ | 85207 | Maricopa | 1 | Perm Closure | 1988-01-01 | 12000 | Gasoline | COMPARTMENT A | Double Walled | Fiberglass Reinforced Plastic | Pressure |  | Fiberglass Reinforced Plastic | Removal | 2003-04-30
0-001525 | ARCO #5438 | 7401 E MAIN ST | MESA | AZ | 85207 | Maricopa | 2 | Perm Closure | 1988-01-01 | 12000 | Gasoline | COMPARTMENT A | Double Walled | Fiberglass Reinforced Plastic | Pressure |  | Fiberglass Reinforced Plastic | Removal | 2003-04-30
0-004849 | TANNER COMPANIES - PLANT 86 | 1785 KIOWA AVE | LAKE HAVASU CITY | AZ | 86403 | Mohave | 1 | Perm Closure | 1969-04-23 | 10000 | Diesel | COMPARTMENT A | Unknown | Asphalt coated or Bare Steel | Suction - Check Valve at the Tank Top |  | Bare or Galvanized Steel | Removal | 1992-12-17
0-006356 | CASTLE ROCK BAR | 3743 N US HIGHWAY 93 | GOLDEN VALLEY | AZ | 86413 | Mohave | 1 | Perm Closure | 2005-06-17 | 10000 | Gasoline | COMPARTMENT A | Double Walled | Asphalt coated or Bare Steel |  |  |  | Removal | 1991-01-10
0-001416 | CIRCLE K #2701479 | 809 E SOUTHERN AVE | MESA | AZ | 85204 | Maricopa | 1 | Open | 1985-01-01 | 10000 | Gasoline | COMPARTMENT A | Double Walled | Fiberglass Reinforced Plastic | Pressure |  | Fiberglass Reinforced Plastic
0-001501 | CIRCLE K #2701849 | 1798 S 4TH AVE | YUMA | AZ | 85364 | Yuma | 3 | Open | 1985-01-01 | 10000 | Gasoline | COMPARTMENT A | Double Walled | Fiberglass Reinforced Plastic | Pressure | Single Walled | Fiberglass Reinforced Plastic
0-001193 | CIRCLE K #2700212 | 3640 W 8TH ST | YUMA | AZ | 85364 | Yuma | 2 | Open | 1986-01-01 | 10000 | Gasoline | COMPARTMENT A | Double Walled | Fiberglass Reinforced Plastic | Pressure |  | Fiberglass Reinforced Plastic
0-008689 | EXCELLEX CO INC | 5898 WEBBVILLE RD | PINETOP-LAKESIDE | AZ | 85929 | Navajo | 1 | Perm Closure | 1976-01-01 | 2500 | Gasoline | COMPARTMENT A | Double Walled | Composite (Steel/Fiberglass) |  |  |  | Removal | 1998-12-17
0-003511 | EASTPOINT MARKETPLACE/FED MART | 7030 E 22ND ST | TUCSON | AZ | 85710 | Pima | 3 | Perm Closure | 1970-01-01 | 12000 | Gasoline | COMPARTMENT A |  | Asphalt coated or Bare Steel |  |  |  | Removal | 1987-03-01
0-003767 | PHILLIPS 66 COMPANY #019663 | 2701 E SPEEDWAY BLVD | TUCSON | AZ | 85716 | Pima | 2 | Perm Closure | 1964-01-01 | 6000 | Gasoline | COMPARTMENT A | Single Walled | Asphalt coated or Bare Steel |  |  |  | Removal | 1979-11-09
0-003767 | PHILLIPS 66 COMPANY #019663 | 2701 E SPEEDWAY BLVD | TUCSON | AZ | 85716 | Pima | 1 | Perm Closure | 1964-01-01 | 4000 | Gasoline | COMPARTMENT A | Single Walled | Asphalt coated or Bare Steel |  |  |  | Removal | 1979-11-09
0-003563 | O''MALLEY BUILDING MATERIALS - TEMPE | 1840 E BROADWAY RD | TEMPE | AZ | 85282 | Maricopa | 2 | Perm Closure | 1977-01-01 | 10000 | Diesel | COMPARTMENT A |  | Asphalt coated or Bare Steel |  |  |  | Removal | 1988-09-01
0-009439 | SAFEWAY #1474 | 4823 S HIGHWAY 95 | MOHAVE VALLEY | AZ | 86426 | Mohave | 1 | Open | 1998-10-01 | 10000 | Gasoline | COMPARTMENT A | Double Walled | Fiberglass Reinforced Plastic | Pressure | Double Walled | Fiberglass Reinforced Plastic
0-004691 | 7-ELEVEN #26908 | 1157 N GILBERT RD | GILBERT | AZ | 85234 | Maricopa | 3 | Perm Closure | 1986-11-10 | 10000 | Gasoline | COMPARTMENT A | Single Walled | Fiberglass Reinforced Plastic | Pressure |  | Fiberglass Reinforced Plastic | Removal | 2017-08-22
0-005496 | USVA - CARL T HAYDEN VAMC RMS-138 | 650 E INDIAN SCHOOL RD | PHOENIX | AZ | 85012 | Maricopa | 5 | Perm Closure | 1976-07-01 | 10000 | Diesel | COMPARTMENT A | Double Walled | Asphalt coated or Bare Steel | Suction - Check Valve at the Tank Top |  |  | Removal | 1993-05-20
0-005496 | USVA - CARL T HAYDEN VAMC RMS-138 | 650 E INDIAN SCHOOL RD | PHOENIX | AZ | 85012 | Maricopa | 6 | Perm Closure | 1976-07-01 | 10000 | Diesel | COMPARTMENT A | Double Walled | Asphalt coated or Bare Steel | Suction - Check Valve at the Tank Top |  |  | Removal | 1993-04-29
0-005696 | WICKENBURG CHEVRON | 1075 N TEGNER ST | WICKENBURG | AZ | 85390 | Maricopa | 1 | Open | 1981-01-01 | 20000 | Gasoline (UL) | COMPARTMENT A | Single Walled | Fiberglass Reinforced Plastic | Pressure |  | Fiberglass Reinforced Plastic
0-009620 | WESTSIDE MOBIL | 999 W BEALE ST | KINGMAN | AZ | 86401 | Mohave | 2 | Open | 1999-07-01 | 7500 | Gasoline | COMPARTMENT A | Double Walled | Composite (Steel/Fiberglass)
0-003486 | WILHELM GARAGE | 8245 W GRAND AVE | PEORIA | AZ | 85345 | Maricopa | 1 | Perm Closure | 1969-08-29 | 500 | Gasoline | COMPARTMENT A | Unknown | Asphalt coated or Bare Steel |  |  |  | Closed in Place | 1985-11-01
0-001154 | W D CHRISTY INC | 4320 N SULLINGER AVE | TUCSON | AZ | 85705 | Pima | 1 | Perm Closure | 1981-01-01 | 4000 | Gasoline | COMPARTMENT A |  | Asphalt coated or Bare Steel |  |  |  | Removal | 1989-03-31
0-006167 | WECOM INC | 2332 KINGMAN AVE | KINGMAN | AZ | 86401 | Mohave | 1 | Perm Closure | 1978-05-12 | 1000 | Gasoline | COMPARTMENT A | Unknown | Asphalt coated or Bare Steel | Suction - Check Valve at the Tank Top |  |  | Removal | 1992-10-21
0-002366 | GRAND CANYON KOA | 5333 N STATE HIGHWAY 64 | WILLIAMS | AZ | 86046 | Coconino | 2 | Perm Closure | 1983-04-11 | 10000 | Gasoline | COMPARTMENT A | Single Walled | Asphalt coated or Bare Steel | Suction - Check Valve at the Tank Top |  |  | Removal | 1993-03-25
0-005829 | 116-43-007 | 1135 E VAN BUREN ST | PHOENIX | AZ | 85006 | Maricopa | 1 | Perm Closure | 1969-04-10 | 1200 | Unidentified | COMPARTMENT A | Unknown | Asphalt coated or Bare Steel |  |  |  | Removal | 1970-01-01
0-005834 | IMPERIAL MACHINERY | 400 E 16TH ST | YUMA | AZ | 85364 | Yuma | 5 | Perm Closure | 1957-09-14 | 550 | Unidentified | COMPARTMENT A | Double Walled | Asphalt coated or Bare Steel |  |  |  | Removal | 1989-12-27
0-002094 | WOODYS FOOD STORE #131 | 1000 W BEALE ST | KINGMAN | AZ | 86401 | Mohave | 4 | Perm Closure | 2005-06-17 | 3000 | Gasoline | COMPARTMENT A |  | Asphalt coated or Bare Steel |  |  |  | Removal | 1989-02-01
0-005139 | CIRCLE K #2700243 | 11025 W BUCKEYE RD | AVONDALE | AZ | 85323 | Maricopa | 3 | Open | 1983-10-17 | 10000 | Gasoline (UL) | COMPARTMENT A | Double Walled | Fiberglass Reinforced Plastic | Pressure |  | Fiberglass Reinforced Plastic
0-003648 | MOHAVE ELECTRIC COOPERATIVE INC | 1999 ARENA DR | BULLHEAD CITY | AZ | 86442 | Mohave | 4 | Perm Closure | 2005-06-17 | 2000 | Diesel | COMPARTMENT A | Double Walled | Composite (Steel/Fiberglass) |  |  |  | Removal | 1990-12-10
0-001392 | CIRCLE K #1293 | 2189 E UNIVERSITY DR | TEMPE | AZ | 85281 | Maricopa | 3 | Perm Closure | 1979-04-25 | 10000 | Gasoline | COMPARTMENT A | Single Walled | Asphalt coated or Bare Steel |  |  |  | Removal | 1988-02-27
0-005477 | CIRCLE K #2702942 | 2701 N ORACLE RD | TUCSON | AZ | 85705 | Pima | 1 | Perm Closure | 1981-01-01 | 10000 | Gasoline | COMPARTMENT A |  | Asphalt coated or Bare Steel | Pressure |  | Bare or Galvanized Steel | Removal | 2018-09-13
0-010551 | CIRCLE K STORE #2703385 | 1776 E MCCARTNEY RD | CASA GRANDE | AZ | 85122 | Pinal | 2 | Open | 2015-12-01 | 12000 | Gasoline (PUL) | COMPARTMENT A | Double Walled | Fiberglass Reinforced Plastic | Pressure | Double Walled | Fiberglass Reinforced Plastic
0-005340 | USAF - LUKE AFB - 56 CES/CEV | 13970 GILLESPIE ST | LUKE AFB | AZ | 85309 | Maricopa | 24 | Perm Closure | 1972-01-01 | 1000 | Diesel | COMPARTMENT A | Single Walled | Asphalt coated or Bare Steel | Suction - Check Valve at the Tank Top |  | Fiberglass Reinforced Plastic | Removal | 1996-01-11
0-005340 | USAF - LUKE AFB - 56 CES/CEV | 13970 GILLESPIE ST | LUKE AFB | AZ | 85309 | Maricopa | 97 | Perm Closure | 1971-01-01 | 500 | Used Oil/Waste Oil | COMPARTMENT A | Unknown | Unknown | Gravity Feed |  |  | Removal | 1992-12-16
0-005340 | USAF - LUKE AFB - 56 CES/CEV | 13970 GILLESPIE ST | LUKE AFB | AZ | 85309 | Maricopa | 86 | Perm Closure | 1988-01-01 | 30000 | Diesel | COMPARTMENT A | Single Walled | Asphalt coated or Bare Steel |  |  |  | Removal | 1989-02-01
0-005340 | USAF - LUKE AFB - 56 CES/CEV | 13970 GILLESPIE ST | LUKE AFB | AZ | 85309 | Maricopa | 104 | Open | 2009-04-02 | 20000 | Gasoline | COMPARTMENT A | Double Walled | Fiberglass Reinforced Plastic | Pressure | Double Walled | Fiberglass Reinforced Plastic
0-005340 | USAF - LUKE AFB - 56 CES/CEV | 13970 GILLESPIE ST | LUKE AFB | AZ | 85309 | Maricopa | 1 | Open | 1989-01-01 | 500 | Diesel | COMPARTMENT A | Double Walled | Fiberglass Reinforced Plastic | Suction - Check Valve at the Tank Top |  | Bare or Galvanized Steel
0-005340 | USAF - LUKE AFB - 56 CES/CEV | 13970 GILLESPIE ST | LUKE AFB | AZ | 85309 | Maricopa | 42 | Perm Closure | 2005-06-17 | 10000 | Gasoline | COMPARTMENT A | Double Walled | Asphalt coated or Bare Steel | Gravity Feed |  | Bare or Galvanized Steel | Removal | 1992-12-17
0-005340 | USAF - LUKE AFB - 56 CES/CEV | 13970 GILLESPIE ST | LUKE AFB | AZ | 85309 | Maricopa | 3 | Perm Closure | 1958-01-01 | 6000 | Gasoline | COMPARTMENT A | Single Walled | Asphalt coated or Bare Steel | Suction - Check Valve at the Tank Top |  | Bare or Galvanized Steel | Removal | 1995-11-15
0-005340 | USAF - LUKE AFB - 56 CES/CEV | 13970 GILLESPIE ST | LUKE AFB | AZ | 85309 | Maricopa | 30 | Perm Closure | 1988-01-01 | 2000 | Unidentified | COMPARTMENT A | Double Walled | Asphalt coated or Bare Steel | Pressure |  | Bare or Galvanized Steel | Removal | 2004-08-26
0-005340 | USAF - LUKE AFB - 56 CES/CEV | 13970 GILLESPIE ST | LUKE AFB | AZ | 85309 | Maricopa | 52 | Perm Closure | 1975-01-01 | 500 | Used Oil/Waste Oil | COMPARTMENT A | Double Walled | Asphalt coated or Bare Steel | Gravity Feed |  |  | Removal | 1992-07-22
0-005340 | USAF - LUKE AFB - 56 CES/CEV | 13970 GILLESPIE ST | LUKE AFB | AZ | 85309 | Maricopa | 91 | Perm Closure | 1978-01-01 | 10000 | Gasoline | COMPARTMENT A | Unknown | Asphalt coated or Bare Steel |  |  |  | Removal | 1988-08-01
0-005340 | USAF - LUKE AFB - 56 CES/CEV | 13970 GILLESPIE ST | LUKE AFB | AZ | 85309 | Maricopa | 62 | Perm Closure | 1986-01-01 | 550 | Used Oil/Waste Oil | COMPARTMENT A | Unknown | Fiberglass Reinforced Plastic | Gravity Feed |  | Fiberglass Reinforced Plastic | Removal | 1996-09-06
0-005340 | USAF - LUKE AFB - 56 CES/CEV | 13970 GILLESPIE ST | LUKE AFB | AZ | 85309 | Maricopa | 89 | Perm Closure | 1988-01-01 | 2000 | Unidentified | COMPARTMENT A | Single Walled | Asphalt coated or Bare Steel |  |  |  | Removal | 1989-02-01
0-005340 | USAF - LUKE AFB - 56 CES/CEV | 13970 GILLESPIE ST | LUKE AFB | AZ | 85309 | Maricopa | 35 | Perm Closure | 1973-01-01 | 20000 | Diesel | COMPARTMENT A | Double Walled | Asphalt coated or Bare Steel | Suction - Check Valve at the Tank Top |  | Bare or Galvanized Steel | Removal | 1993-03-26
0-001622 | THE PORK SHOP | 3379 E COMBS RD | QUEEN CREEK | AZ | 85140 | Pinal | 2 | Perm Closure | 1966-01-01 | 1000 | Gasoline | COMPARTMENT A |  | Asphalt coated or Bare Steel |  |  |  | Removal | 1989-04-01
0-010477 | CARIOCA #70 | 1515 E BUCKEYE RD | PHOENIX | AZ | 85034 | Maricopa | 1 | Open | 2013-03-01 | 12000 | Gasoline | COMPARTMENT A | Double Walled | Fiberglass Reinforced Plastic | Pressure | Double Walled | Fiberglass Reinforced Plastic
0-010505 | FRY'S FUEL CENTER #86 | 19403 N R H JOHNSON BLVD | SUN CITY WEST | AZ | 85375 | Maricopa | 1 | Open | 2014-07-29 | 20000 | Gasoline (UL) | COMPARTMENT A | Double Walled | Fiberglass Reinforced Plastic | Pressure | Double Walled | Fiberglass Reinforced Plastic
0-004946 | CHEVRON | 1345 N STONE AVE | TUCSON | AZ | 85705 | Pima | 1 | Open | 1983-01-01 | 12000 | Gasoline | COMPARTMENT A | Double Walled | Fiberglass Reinforced Plastic | Pressure | Double Walled | Fiberglass Reinforced Plastic
0-010145 | QUIKTRIP #463 | 4725 E BASELINE RD | PHOENIX | AZ | 85042 | Maricopa | 4 | Open | 2016-05-13 | 12000 | Diesel | COMPARTMENT A | Double Walled | Fiberglass Reinforced Plastic | Pressure |  | Flexible
0-010145 | QUIKTRIP #463 | 4725 E BASELINE RD | PHOENIX | AZ | 85042 | Maricopa | 3 | Open | 2005-12-21 | 12000 | Oxygenated Gasoline | COMPARTMENT A | Double Walled | Fiberglass Reinforced Plastic | Pressure |  | Flexible
0-010145 | QUIKTRIP #463 | 4725 E BASELINE RD | PHOENIX | AZ | 85042 | Maricopa | 2 | Open | 2005-12-21 | 12000 | Gasoline | COMPARTMENT A | Double Walled | Fiberglass Reinforced Plastic | Pressure | Double Walled | Flexible
0-010384 | FRYS FUEL CENTER #121 | 4025 E THUNDERBIRD RD | PHOENIX | AZ | 85032 | Maricopa | 2 | Open | 2010-09-22 | 8000 | Gasoline | COMPARTMENT A | Double Walled | Fiberglass Reinforced Plastic | Pressure | Double Walled | Flexible
0-010429 | FRYS FUEL CENTER #122 | 10660 GRAND AVE | SUN CITY | AZ | 85351 | Maricopa | 1 | Open | 2011-06-15 | 20000 | Gasoline | COMPARTMENT A | Double Walled | Fiberglass Reinforced Plastic | Pressure | Double Walled | Fiberglass Reinforced Plastic
0-010430 | FRYS FUEL CENTER #27 | 3616 E RAY RD | PHOENIX | AZ | 85044 | Maricopa | 2 | Open | 2011-09-01 | 8000 | Gasoline | COMPARTMENT B | Double Walled | Fiberglass Reinforced Plastic | Pressure | Double Walled | Fiberglass Reinforced Plastic
0-010158 | FRYS FUEL CENTER #675 | 1380 S WATSON RD | BUCKEYE | AZ | 85326 | Maricopa | 1 | Open | 2006-08-02 | 8000 | Gasoline | COMPARTMENT B | Double Walled | Fiberglass Reinforced Plastic | Pressure |  | Flexible
0-001803 | CIRCLE K STORE #2705408 | 4403 E VAN BUREN ST | PHOENIX | AZ | 85008 | Maricopa | 1 | Perm Closure | 1967-01-01 | 8000 | Gasoline | COMPARTMENT A |  | Asphalt coated or Bare Steel | Pressure |  | Fiberglass Reinforced Plastic | Removal | 1995-12-01
0-010619 | SAFEWAY FUELING STATION #2809 | 13380 E MARY ANN CLEVELAND WAY | VAIL | AZ | 85641 | Pima | 2 | Open | 2018-04-02 | 10000 | (Null) | COMPARTMENT B | Double Walled | Fiberglass Reinforced Plastic | Pressure | Double Walled | Fiberglass Reinforced Plastic
0-010155 | USDOI BLM - BIG HORN STATION |  | GILA BEND |  |  | Maricopa | 1 | Perm Closure | 1930-01-01 | 750 | Gasoline | COMPARTMENT A |  | Asphalt coated or Bare Steel |  |  |  | Closed in Place | 2007-01-16
0-000114 | TUCSON INTERNATIONAL AIRPORT | 7005 S PLUMER AVE | TUCSON | AZ | 85756 | Pima | 2 | Perm Closure | 1975-01-01 | 4000 | Gasoline | COMPARTMENT A | Single Walled | Asphalt coated or Bare Steel |  |  |  | Removal | 1988-12-01
0-000114 | TUCSON INTERNATIONAL AIRPORT | 7005 S PLUMER AVE | TUCSON | AZ | 85756 | Pima | 20 | Perm Closure | 1952-01-01 | 20000 | Jet Fuel | COMPARTMENT A | Single Walled | Asphalt coated or Bare Steel | Pressure | Single Walled | Bare or Galvanized Steel | Removal | 1988-11-01
0-000114 | TUCSON INTERNATIONAL AIRPORT | 7005 S PLUMER AVE | TUCSON | AZ | 85756 | Pima | 4 | Perm Closure | 1961-01-01 | 2000 | Gasoline | COMPARTMENT A | Single Walled | Asphalt coated or Bare Steel | Suction - Check Valve at the Tank Top | Single Walled | Bare or Galvanized Steel | Removal | 1987-11-01
0-001026 | GENERAL ACRYLICS | 22222 N 22ND AVE | PHOENIX | AZ | 85027 | Maricopa | 2 | Perm Closure | 1986-01-01 | 3000 | Gasoline | COMPARTMENT A |  | Asphalt coated or Bare Steel | Suction - Check Valve at the Tank Top |  |  | Removal | 1998-01-08
0-007990 | QUIK MART #16 | 6363 N LA CHOLLA BLVD | TUCSON | AZ | 85741 | Pima | 1 | Perm Closure | 1991-09-19 | 10000 | Gasoline (UL) | COMPARTMENT A |  | Asphalt coated or Bare Steel | Pressure | Double Walled | Fiberglass Reinforced Plastic | Removal | 2017-04-20
0-007990 | QUIK MART #16 | 6363 N LA CHOLLA BLVD | TUCSON | AZ | 85741 | Pima | 3 | Perm Closure | 1991-09-19 | 10000 | Diesel | COMPARTMENT A |  | Asphalt coated or Bare Steel | Pressure | Double Walled | Fiberglass Reinforced Plastic | Removal | 2017-04-20
0-010183 | FRYS FUEL CENTER #674 | 14024 W WADDELL RD | SURPRISE | AZ | 85379 | Maricopa | 2 | Open | 2007-06-27 | 20000 | Gasoline | COMPARTMENT A | Double Walled | Fiberglass Reinforced Plastic | Pressure |  | Flexible
0-010186 | FOOD CITY #154 | 9070 W THOMAS RD | PHOENIX | AZ | 85037 | Maricopa | 2 | Perm Closure | 2007-09-01 | 10000 | Diesel | COMPARTMENT A | Double Walled | Composite (Steel/Fiberglass) | Pressure | Double Walled | Fiberglass Reinforced Plastic | Removal | 2012-09-13
0-000980 | CATERPILLAR - PHOENIX PROVING GROUNDS | 4106 N 195TH AVE | BUCKEYE | AZ | 85396 | Maricopa | 3 | Perm Closure | 1974-01-01 | 12000 | Diesel | COMPARTMENT A |  | Asphalt coated or Bare Steel |  |  |  | Removal | 1990-07-18
0-000980 | CATERPILLAR - PHOENIX PROVING GROUNDS | 4106 N 195TH AVE | BUCKEYE | AZ | 85396 | Maricopa | 4 | Perm Closure | 1980-01-01 | 12000 | Diesel | COMPARTMENT A |  | Asphalt coated or Bare Steel |  |  |  | Removal | 1990-07-18
0-000980 | CATERPILLAR - PHOENIX PROVING GROUNDS | 4106 N 195TH AVE | BUCKEYE | AZ | 85396 | Maricopa | 1 | Perm Closure | 1960-01-01 | 12000 | Diesel | COMPARTMENT A |  | Asphalt coated or Bare Steel |  |  |  | Removal | 1990-07-18
0-006311 | LIBERTY BUICK | 4823 W GLENDALE AVE | GLENDALE | AZ | 85301 | Maricopa | 1 | Perm Closure | 2005-06-17 | 300 | Gasoline | COMPARTMENT A | Single Walled | Asphalt coated or Bare Steel |  |  |  | Closed in Place | 1980-01-01
0-006276 | CARQUEST OF PRESCOTT | 1101 W IRON SPRINGS RD | PRESCOTT | AZ | 86305 | Yavapai | 1 | Perm Closure | 1972-08-08 | 500 | Used Oil/Waste Oil | COMPARTMENT A | Unknown | Asphalt coated or Bare Steel |  |  |  | Removal | 1993-08-24
0-009449 | CITY OF HOLBROOK | 114 W HOPI DR | HOLBROOK | AZ | 86025 | Navajo | 2 | Perm Closure | 2005-06-17 | 550 | Gasoline | COMPARTMENT A | Unknown | Unknown |  |  |  | Removal | 1999-05-07
0-010216 | QUIK MART | 10265 E IRVINGTON RD | TUCSON | AZ | 85730 | Pima | 2 | Open | 2008-02-01 | 8000 | Gasoline | COMPARTMENT A | Double Walled | Composite (Steel/Fiberglass) | Pressure | Double Walled | Flexible
0-010216 | QUIK MART | 10265 E IRVINGTON RD | TUCSON | AZ | 85730 | Pima | 2 | Open | 2008-02-01 | 6000 | Gasoline | COMPARTMENT C | Double Walled | Composite (Steel/Fiberglass) | Pressure | Double Walled | Flexible
0-010241 | MAVERIK COUNTRY STORE #388 | 901 N PENROD RD | SHOW LOW | AZ | 85901 | Navajo | 5 | Open | 2017-03-08 | 15000 | Diesel | COMPARTMENT A | Double Walled | Fiberglass Reinforced Plastic | Pressure | Double Walled | Fiberglass Reinforced Plastic
0-010241 | MAVERIK COUNTRY STORE #388 | 901 N PENROD RD | SHOW LOW | AZ | 85901 | Navajo | 3 | Open | 2007-12-01 | 12000 | Gasoline | COMPARTMENT A | Double Walled | Fiberglass Reinforced Plastic | Pressure |  | Flexible
0-010241 | MAVERIK COUNTRY STORE #388 | 901 N PENROD RD | SHOW LOW | AZ | 85901 | Navajo | 2 | Open | 2007-12-01 | 12000 | Gasoline | COMPARTMENT A | Double Walled | Fiberglass Reinforced Plastic | Pressure |  | Flexible
0-003254 | EXXONMOBIL OIL CORP #14856 | 2702 W CAMELBACK RD | PHOENIX | AZ | 85017 | Maricopa | 1 | Perm Closure | 1971-04-22 | 10000 | Gasoline | COMPARTMENT A | Double Walled | Asphalt coated or Bare Steel |  |  |  | Removal | 1987-01-01
0-003254 | EXXONMOBIL OIL CORP #14856 | 2702 W CAMELBACK RD | PHOENIX | AZ | 85017 | Maricopa | 6 | Perm Closure | 1986-04-21 | 10000 | Gasoline | COMPARTMENT A | Double Walled | Fiberglass Reinforced Plastic | Pressure |  | Fiberglass Reinforced Plastic | Removal | 2003-04-29
0-005782 | BOORE'S MOBIL SERVICE STATION | 226 W 4TH ST | BENSON | AZ | 85602 | Cochise | 3 | Perm Closure | 1950-09-12 | 1500 | Gasoline | COMPARTMENT A | Unknown | Asphalt coated or Bare Steel |  |  |  | Removal | 1988-12-22
0-006129 | ACE ASPHALT OF ARIZONA INC | 895 W ELWOOD ST | PHOENIX | AZ | 85041 | Maricopa | 2 | Perm Closure | 1990-08-30 | 8000 | Diesel | COMPARTMENT A | Double Walled | Composite (Steel/Fiberglass) | Pressure | Double Walled | Fiberglass Reinforced Plastic | Removal | 1997-07-08
0-006985 | RYE BAR AND STEAKHOUSE | 16557 N AZ HIGHWAY 87 | PAYSON | AZ | 85541 | Gila | 3 | Perm Closure | 1987-04-01 | 4000 | Gasoline | COMPARTMENT A | Unknown | Asphalt coated or Bare Steel | Pressure |  | Fiberglass Reinforced Plastic | Removal | 1990-09-27
0-010412 | QUIKTRIP #1420 | 1190 W ELLIOT RD | TEMPE | AZ | 85284 | Maricopa | 2 | Open | 2011-01-26 | 20000 | Gasoline | COMPARTMENT A | Double Walled | Fiberglass Reinforced Plastic | Pressure | Double Walled | Fiberglass Reinforced Plastic
0-010412 | QUIKTRIP #1420 | 1190 W ELLIOT RD | TEMPE | AZ | 85284 | Maricopa | 4 | Open | 2011-01-26 | 12000 | Diesel | COMPARTMENT A | Double Walled | Fiberglass Reinforced Plastic | Pressure | Double Walled | Fiberglass Reinforced Plastic
0-010425 | DISCOVERY CHEVRON | 2128 E FLORENCE BLVD | CASA GRANDE | AZ | 85122 | Pinal | 2 | Open | 2011-07-15 | 6000 | Diesel | COMPARTMENT B | Double Walled | Fiberglass Reinforced Plastic | Pressure | Double Walled | Fiberglass Reinforced Plastic
0-007251 | YUMA SCHOOL DISTRICT #1 TRANS TOWN Y | 1250 W 11TH ST | YUMA | AZ | 85364 | Yuma | 3 | Perm Closure | 2005-06-17 | 4000 | Diesel | COMPARTMENT A | Double Walled | Asphalt coated or Bare Steel | Suction - Check Valve at the Tank Top |  | Bare or Galvanized Steel | Removal | 1994-11-07
0-010435 | QUIKTRIP #1400 | 2150 E UNIVERSITY DR | TEMPE | AZ | 85281 | Maricopa | 4 | Open | 2011-09-22 | 12000 | Diesel | COMPARTMENT A | Double Walled | Fiberglass Reinforced Plastic | Pressure | Double Walled | Fiberglass Reinforced Plastic
0-002847 | MOHAVE FORD LINCOLN & MERCURY | 3505 N STOCKTON HILL RD | KINGMAN | AZ | 86409 | Mohave | 1 | Perm Closure | 1976-05-08 | 1000 | Gasoline | COMPARTMENT A | Double Walled | Asphalt coated or Bare Steel |  |  |  | Removal | 1988-03-01
0-002847 | MOHAVE FORD LINCOLN & MERCURY | 3505 N STOCKTON HILL RD | KINGMAN | AZ | 86409 | Mohave | 2 | Perm Closure | 1976-05-08 | 1000 | Gasoline | COMPARTMENT A | Double Walled | Asphalt coated or Bare Steel |  |  |  | Removal | 1988-03-01
0-002165 | CIRCLE K #2705282 | 5060 E WARNER RD | PHOENIX | AZ | 85044 | Maricopa | 1 | Open | 1985-01-01 | 12000 | Diesel | COMPARTMENT A | Single Walled | Fiberglass Reinforced Plastic | Pressure | Single Walled | Fiberglass Reinforced Plastic
0-002391 | GARDENER'S WORLD | 3401 E BASELINE RD | PHOENIX | AZ | 85042 | Maricopa | 3 | Perm Closure | 1981-12-19 | 500 | Used Oil/Waste Oil | COMPARTMENT A | Single Walled | Asphalt coated or Bare Steel | Gravity Feed |  |  | Removal | 1996-12-27
0-007436 | MOBIL 18-AVX | 403 N GREENFIELD RD | MESA | AZ | 85205 | Maricopa | 4 | Perm Closure | 1989-06-01 | 10000 | Gasoline | COMPARTMENT A | Double Walled | Fiberglass Reinforced Plastic | Pressure |  | Fiberglass Reinforced Plastic | Removal | 2002-09-10
0-000233 | ADOT - TUCSON EAST CONSTRUCTION | 633 E 22ND ST | TUCSON | AZ | 85713 | Pima | 8 | Open | 1992-10-01 | 10000 | Gasoline (UL) | COMPARTMENT A | Double Walled | Composite (Steel/Fiberglass) | Pressure | Double Walled | Fiberglass Reinforced Plastic
0-004809 | TUCSON AUTO SALES & BROKERAGE | 3731 E GRANT RD | TUCSON | AZ | 85716 | Pima | 4 | Perm Closure | 1965-05-05 | 8000 | Gasoline | COMPARTMENT A | Double Walled | Asphalt coated or Bare Steel |  |  |  | Removal | 1986-03-01
0-003073 | POSITIVE ALTERNATIVE FOR STUDENT SUCCESS (PASS) | 519 W BEALE ST | KINGMAN | AZ | 86401 | Mohave | 2 | Perm Closure | 1969-09-18 | 2000 | Gasoline | COMPARTMENT A | Unknown | Asphalt coated or Bare Steel | Suction - Check Valve at the Tank Top |  |  | Removal | 1994-08-10
0-001108 | RANA'S VALERO | 3502 W GLENDALE AVE | PHOENIX | AZ | 85051 | Maricopa | 1 | Perm Closure | 1985-09-17 | 10000 | Diesel | COMPARTMENT A | Double Walled | Fiberglass Reinforced Plastic | Pressure | Double Walled | Fiberglass Reinforced Plastic | Removal | 2012-08-14
0-008200 | PONDEROSA TIRE & AUTO SERVICE | 801 WHITE SPAR RD | PRESCOTT | AZ | 86303 | Yavapai | 1 | Perm Closure | 2005-06-17 | 150 | Used Oil/Waste Oil | COMPARTMENT A | Unknown | Unknown | Gravity Feed |  | Bare or Galvanized Steel | Removal | 1993-06-25
0-005818 | SUNDANCE COUNTRY | 121 LAKE HAVASU AVE N | LAKE HAVASU CITY | AZ | 86403 | Mohave | 3 | Perm Closure | 1989-03-01 | 12000 | Gasoline | COMPARTMENT A | Single Walled | Asphalt coated or Bare Steel |  |  |  | Removal | 2020-11-19
0-005818 | SUNDANCE COUNTRY | 121 LAKE HAVASU AVE N | LAKE HAVASU CITY | AZ | 86403 | Mohave | 1 | Perm Closure | 1989-03-01 | 12000 | Gasoline | COMPARTMENT A | Single Walled | Asphalt coated or Bare Steel |  |  |  | Removal | 2020-11-19
0-007658 | D G & P TRUCKING | 1601 W GRANT ST | PHOENIX | AZ | 85007 | Maricopa | 2 | Perm Closure | 2005-06-17 | 3000 | Unidentified | COMPARTMENT A | Double Walled | Asphalt coated or Bare Steel | Suction - Check Valve at the Tank Top |  |  | Removal | 1992-01-15
0-000528 | CASCO FOODS | 3502 W THOMAS RD | PHOENIX | AZ | 85019 | Maricopa | 5 | Open | 2018-12-06 | 6000 | Gasoline (PUL) | COMPARTMENT B | Double Walled | Fiberglass Reinforced Plastic | Pressure | Double Walled | Fiberglass Reinforced Plastic
0-004632 | THE PIT STOP | 3345 N 16TH ST | PHOENIX | AZ | 85016 | Maricopa | 1 | Perm Closure | 1976-02-05 | 10000 | Gasoline | COMPARTMENT A | Double Walled | Asphalt coated or Bare Steel |  |  |  | Removal | 1991-12-11
0-001117 | FASTRIP #9906/9907 | 1891 N GRAND AVE | NOGALES | AZ | 85621 | Santa Cruz | 8 | Open | 1996-03-22 | 12000 | Diesel | COMPARTMENT A | Double Walled | Fiberglass Reinforced Plastic | Pressure | Double Walled | Fiberglass Reinforced Plastic
0-010467 | QUIKTRIP STORE #492 | 1850 S MILLER RD | BUCKEYE | AZ | 85326 | Maricopa | 4 | Open | 2012-08-14 | 12000 | Diesel | COMPARTMENT A | Double Walled | Fiberglass Reinforced Plastic | Pressure | Double Walled | Fiberglass Reinforced Plastic
0-010467 | QUIKTRIP STORE #492 | 1850 S MILLER RD | BUCKEYE | AZ | 85326 | Maricopa | 8 | Open | 2012-08-20 | 8000 | Diesel | COMPARTMENT A | Double Walled | Fiberglass Reinforced Plastic | Pressure | Double Walled | Fiberglass Reinforced Plastic
0-010306 | CITY OF CHANDLER R-O-W |  | CHANDLER |  |  | Maricopa | 1 | Perm Closure | 2009-06-29 | 1000 | Unidentified | COMPARTMENT A | Single Walled | Asphalt coated or Bare Steel |  |  |  | Closed in Place
0-010542 | CIRCLE K STORE #2741668 | 2182 E FLORENCE BLVD | CASA GRANDE | AZ | 85122 | Pinal | 2 | Open | 2015-05-19 | 10000 | E-85 | COMPARTMENT C | Double Walled | Fiberglass Reinforced Plastic | Pressure | Double Walled | Fiberglass Reinforced Plastic
0-004877 | TUNEUP MASTERS #614 | 17037 N CAVE CREEK RD | PHOENIX | AZ | 85032 | Maricopa | 1 | Perm Closure | 2005-06-17 | 500 | Used Oil/Waste Oil | COMPARTMENT A | Unknown | Asphalt coated or Bare Steel | Gravity Feed |  |  | Removal | 1991-05-28
0-009767 | CIRCLE K STORE #2706645 | 1595 N DYSART RD | AVONDALE | AZ | 85392 | Maricopa | 6 | Open | 2004-11-04 | 20000 | Gasoline | COMPARTMENT A | Double Walled | Fiberglass Reinforced Plastic | Pressure | Double Walled | Fiberglass Reinforced Plastic
0-009767 | CIRCLE K STORE #2706645 | 1595 N DYSART RD | AVONDALE | AZ | 85392 | Maricopa | 2 | Perm Closure | 2001-05-24 | 12000 | Gasoline | COMPARTMENT A | Double Walled | Fiberglass Reinforced Plastic | Pressure | Double Walled | Fiberglass Reinforced Plastic | Removal | 2004-10-28
0-009767 | CIRCLE K STORE #2706645 | 1595 N DYSART RD | AVONDALE | AZ | 85392 | Maricopa | 4 | Open | 2004-11-04 | 12000 | Diesel | COMPARTMENT A | Double Walled | Fiberglass Reinforced Plastic | Pressure | Double Walled | Fiberglass Reinforced Plastic
0-009976 | A & P AUTO SALES | 1352 GRAND AVE | PHOENIX | AZ | 85007 | Maricopa | 1 | Perm Closure | 2005-06-17 | 550 | Used Oil/Waste Oil | COMPARTMENT A | Unknown | Asphalt coated or Bare Steel |  |  |  | Removal | 2003-11-17
0-005968 | CIRCLE K #2708654 | 4349 E INDIAN SCHOOL RD | PHOENIX | AZ | 85018 | Maricopa | 1 | Perm Closure | 1988-02-25 | 10000 | Gasoline | COMPARTMENT A | Double Walled | Fiberglass Reinforced Plastic | Pressure |  | Fiberglass Reinforced Plastic | Removal | 2012-11-28
0-004152 | DAVE'S FAST STOP | 727 W LIVE OAK ST | MIAMI | AZ | 85539 | Gila | 2 | Perm Closure | 1977-01-01 | 10000 | Gasoline | COMPARTMENT A | Single Walled | Asphalt coated or Bare Steel | Pressure |  | Fiberglass Reinforced Plastic | Removal | 2020-07-02
0-003571 | FIRESTONE #26E9/PN 141038 | 1239 W GUADALUPE RD | MESA | AZ | 85202 | Maricopa | 1 | Perm Closure | 1981-01-01 | 375 | Used Oil/Waste Oil | COMPARTMENT A |  | Asphalt coated or Bare Steel |  |  |  | Removal | 1997-07-21
0-001826 | DUNN-EDWARDS CORP | 233 E CAMELBACK RD | PHOENIX | AZ | 85012 | Maricopa | 1 | Perm Closure | 2005-06-17 |  | Unidentified | COMPARTMENT A |  | Asphalt coated or Bare Steel |  |  |  | Removal | 1987-09-30
0-009597 | PENSKE TRUCK LEASING CO | 1041 N 75TH AVE | PHOENIX | AZ | 85043 | Maricopa | 1 | Open | 1999-11-01 | 20000 | Diesel | COMPARTMENT A | Double Walled | Composite (Steel/Fiberglass) | Pressure | Double Walled | Flexible
0-002590 | ARIZONA ARMY NATIONAL GUARD - ORGANIZATIONAL MAINTENANCE | 5500 E VALENCIA RD | TUCSON | AZ | 85756 | Pima | 2 | Perm Closure | 1988-12-06 | 10000 | Gasoline | COMPARTMENT A | Double Walled | Fiberglass Reinforced Plastic | Pressure |  | Fiberglass Reinforced Plastic | Removal | 1997-03-03
0-009902 | SAM'S CLUB #4732 | 18501 N 83RD AVE | GLENDALE | AZ | 85308 | Maricopa | 3 | Open | 2002-09-27 | 20000 | Gasoline | COMPARTMENT A | Double Walled | Fiberglass Reinforced Plastic | Pressure | Double Walled | Flexible
0-005432 | CIRCLE K #2884 | 1150 W MCLELLAN RD | MESA | AZ | 85201 | Maricopa | 2 | Perm Closure | 1976-04-24 | 6000 | Gasoline | COMPARTMENT A | Double Walled | Asphalt coated or Bare Steel | Pressure |  |  | Removal | 1993-10-19
0-000622 | BAILEY & BAILEY/PETRO SYSTEM | 338 N 9TH AVE | PHOENIX | AZ | 85007 | Maricopa | 1 | Perm Closure | 2005-06-17 | 3000 | Gasoline | COMPARTMENT A | Single Walled | Asphalt coated or Bare Steel |  |  |  | Removal | 1989-04-21
0-000629 | BALSZ SCHOOL | 4309 E BELLEVIEW ST | PHOENIX | AZ | 85008 | Maricopa | 1 | Perm Closure | 1983-01-01 | 3000 | Diesel | COMPARTMENT A | Single Walled | Asphalt coated or Bare Steel | Suction - Check Valve at the Tank Top | Single Walled | Bare or Galvanized Steel | Removal | 1996-10-25
0-000470 | ARROW STAGE LINES | 3435 E ELWOOD ST | PHOENIX | AZ | 85040 | Maricopa | 1 | Perm Closure | 1982-01-01 | 10000 | Diesel | COMPARTMENT A |  | Asphalt coated or Bare Steel |  |  |  | Removal | 1989-04-22
0-007429 | AUTOMOTIVE PAINT & SUPPLY | 4524 N 19TH AVE | PHOENIX | AZ | 85015 | Maricopa | 1 | Perm Closure | 1970-01-01 | 1000 | Gasoline | COMPARTMENT A | Unknown | Asphalt coated or Bare Steel | Gravity Feed |  | Bare or Galvanized Steel | Removal | 1991-09-19
0-000206 | ARIZONA DEPARTMENT OF PUBLIC SAFETY | 70756 E SANTA FE | WENDEN | AZ | 85357 | La Paz | 1 | Perm Closure | 1971-01-01 | 2000 | Gasoline | COMPARTMENT A |  | Asphalt coated or Bare Steel | Suction - Check Valve at the Tank Top |  |  | Removal | 1999-01-26
0-006666 | CAMP TOWNSEND |  | FLAGSTAFF |  |  | Coconino | 3 | Perm Closure | 1973-01-01 | 2000 | Gasoline | COMPARTMENT A | Unknown | Asphalt coated or Bare Steel |  |  |  | Removal | 1986-01-01
0-006715 | BISBEE BUG | 316 TOMBSTONE CYN | BISBEE | AZ | 85603 | Cochise | 2 | Perm Closure | 1950-01-01 | 550 | Used Oil/Waste Oil | COMPARTMENT A |  | Asphalt coated or Bare Steel |  |  |  | Removal | 2011-08-04
0-000769 | BORGMAN VOLKSWAGON | 5900 E SPEEDWAY BLVD | TUCSON | AZ | 85712 | Pima | 1 | Perm Closure | 1964-12-08 | 400 | Used Oil/Waste Oil | COMPARTMENT A | Single Walled | Asphalt coated or Bare Steel |  |  |  | Removal | 1988-01-01
0-003637 | STEPHEN HARRY & CAROL DROGIN | 401 S 4TH AVE | YUMA | AZ | 85364 | Yuma | 1 | Perm Closure | 1950-01-01 | 2000 | Gasoline | COMPARTMENT A |  | Asphalt coated or Bare Steel |  |  |  | Removal | 1990-01-23
0-003497 | SPRINGERVILLE SERVICE CENTER | 308 E MOHAVE | SPRINGERVILLE | AZ | 85938 | Apache | 1 | Perm Closure | 1976-05-02 | 1000 | Gasoline | COMPARTMENT A | Unknown | Asphalt coated or Bare Steel |  |  |  | Removal | 1989-06-01
0-009836 | CIRCLE K STORE #2706643 | 19830 N 7TH ST | PHOENIX | AZ | 85024 | Maricopa | 1 | Open | 2002-01-03 | 10000 | Diesel | COMPARTMENT A | Double Walled | Fiberglass Reinforced Plastic | Pressure | Double Walled | Fiberglass Reinforced Plastic
0-009836 | CIRCLE K STORE #2706643 | 19830 N 7TH ST | PHOENIX | AZ | 85024 | Maricopa | 3 | Open | 2002-01-03 | 20000 | Gasoline | COMPARTMENT A | Double Walled | Fiberglass Reinforced Plastic | Pressure | Double Walled | Fiberglass Reinforced Plastic
0-005682 | CITY OF WINSLOW - FIRE DEPARTMENT | 901 E 3RD | WINSLOW | AZ | 86047 | Navajo | 1 | Perm Closure | 2005-06-17 |  | Unidentified | COMPARTMENT A | Unknown | Unknown |  |  |  | Removal | 1990-02-09
0-009314 | VACANT | 5974 E SPEEDWAY BLVD | TUCSON | AZ | 85712 | Pima | 1 | Perm Closure | 2005-06-17 | 1000 | Used Oil/Waste Oil | COMPARTMENT A | Double Walled | Asphalt coated or Bare Steel |  |  |  | Removal | 1998-07-24
0-002677 | GREASE N GO | 1272 E FLORENCE BLVD | CASA GRANDE | AZ | 85122 | Pinal | 2 | Perm Closure | 1987-03-12 | 2000 | Used Oil/Waste Oil | COMPARTMENT A | Single Walled | Asphalt coated or Bare Steel | Suction - Check Valve at the Tank Top |  |  | Removal | 2000-04-12
0-009551 | SPEEDWAY STORE #2985 | 7810 N SILVERBELL RD | MARANA | AZ | 85743 | Pima | 1 | Open | 1999-04-05 | 12000 | Gasoline | COMPARTMENT A | Double Walled | Fiberglass Reinforced Plastic | Pressure | Double Walled | Fiberglass Reinforced Plastic
0-004085 | LAKESIDE BELL | 3557 W WHITE MOUNTAIN BLVD | PINETOP-LAKESIDE | AZ | 85929 | Navajo | 3 | Perm Closure | 1982-01-01 | 6000 | Gasoline | COMPARTMENT A | Single Walled | Asphalt coated or Bare Steel | Pressure |  | Bare or Galvanized Steel | Removal | 2018-09-13
0-002917 | LAMB RV STORAGE | 828 GAIL GARDNER WAY | PRESCOTT | AZ | 86305 | Yavapai | 1 | Perm Closure | 1964-01-01 | 1000 | Unidentified | COMPARTMENT A |  | Asphalt coated or Bare Steel |  |  |  | Removal | 1989-11-27
0-007744 | KDAP INC STUDIO | 2031 N G AVE | DOUGLAS | AZ | 85607 | Cochise | 1 | Perm Closure | 1983-01-01 | 560 | Diesel | COMPARTMENT A | Unknown | Asphalt coated or Bare Steel |  |  |  | Removal | 1995-03-27
0-009797 | KENILWORTH PUBLIC SCHOOL | 1750 E KENILWORTH RD | COOLIDGE | AZ | 85128 | Pinal | 1 | Perm Closure | 1950-01-01 | 250 | Gasoline | COMPARTMENT A | Unknown | Asphalt coated or Bare Steel | Suction - Check Valve at the Dispenser |  | Bare or Galvanized Steel | Removal | 2001-10-30
0-006751 | KIEWIT COMPANIES | 3888 E BROADWAY RD | PHOENIX | AZ | 85040 | Maricopa | 2 | Perm Closure | 1990-01-30 | 4000 | Gasoline | COMPARTMENT A | Double Walled | Composite (Steel/Fiberglass) | Pressure |  | Fiberglass Reinforced Plastic | Removal | 2013-06-26
0-007763 | JONES/SPEEDWAY | 3427 E SPEEDWAY BLVD | TUCSON | AZ | 85716 | Pima | 2 | Perm Closure | 2005-06-17 | 150 | Gasoline | COMPARTMENT A | Unknown | Asphalt coated or Bare Steel |  |  |  | Removal | 1993-08-20
0-006292 | JIM CLICK FORD INC | 6420 E 22ND ST | TUCSON | AZ | 85710 | Pima | 2 | Perm Closure | 1978-08-11 | 10000 | Gasoline | COMPARTMENT A | Unknown | Unknown |  |  |  | Removal | 1990-03-23
0-001563 | JACK CLEMIT TRUCKING | 6204 S 119TH DR | TOLLESON | AZ | 85353 | Maricopa | 1 | Perm Closure | 2005-06-17 | 7000 | Diesel | COMPARTMENT A |  | Asphalt coated or Bare Steel |  |  |  | Removal | 1987-01-01
0-005257 | JACKSONS ENERGY #6784 | 2295 E BUTLER AVE | FLAGSTAFF | AZ | 86004 | Coconino | 1 | Perm Closure | 1991-01-01 | 6000 | Gasoline | COMPARTMENT A | Single Walled | Asphalt coated or Bare Steel | Pressure |  |  | Removal | 2020-09-30
0-003866 | CITY OF PHOENIX - GLENROSA SERVICE CENTER | 4020 W GLENROSA AVE | PHOENIX | AZ | 85019 | Maricopa | 1 | Perm Closure | 1964-01-01 | 10000 | Gasoline | COMPARTMENT A | Single Walled | Asphalt coated or Bare Steel |  |  |  | Removal | 1990-09-13
0-003866 | CITY OF PHOENIX - GLENROSA SERVICE CENTER | 4020 W GLENROSA AVE | PHOENIX | AZ | 85019 | Maricopa | 2 | Perm Closure | 1964-01-01 | 10000 | Gasoline | COMPARTMENT A | Single Walled | Asphalt coated or Bare Steel |  |  |  | Removal | 1990-09-13
0-003866 | CITY OF PHOENIX - GLENROSA SERVICE CENTER | 4020 W GLENROSA AVE | PHOENIX | AZ | 85019 | Maricopa | 21 | Open | 1991-01-01 | 550 | Antifreeze / Ethylene Glycol | COMPARTMENT A | Double Walled | Fiberglass Reinforced Plastic | Pressure | Double Walled | Fiberglass Reinforced Plastic
0-003866 | CITY OF PHOENIX - GLENROSA SERVICE CENTER | 4020 W GLENROSA AVE | PHOENIX | AZ | 85019 | Maricopa | 17 | Open | 1991-01-01 | 12000 | Diesel | COMPARTMENT A | Double Walled | Fiberglass Reinforced Plastic | Pressure | Double Walled | Fiberglass Reinforced Plastic
0-003866 | CITY OF PHOENIX - GLENROSA SERVICE CENTER | 4020 W GLENROSA AVE | PHOENIX | AZ | 85019 | Maricopa | 6 | Perm Closure | 1974-01-01 | 12000 | Diesel | COMPARTMENT A | Single Walled | Asphalt coated or Bare Steel |  |  |  | Removal | 1990-09-13
0-003866 | CITY OF PHOENIX - GLENROSA SERVICE CENTER | 4020 W GLENROSA AVE | PHOENIX | AZ | 85019 | Maricopa | 18 | Open | 1991-01-01 | 12000 | Diesel | COMPARTMENT A | Double Walled | Fiberglass Reinforced Plastic | Pressure | Double Walled | Fiberglass Reinforced Plastic
0-001810 | DOUGLAS MUNICIPAL AIRPORT | 3200 E 10TH ST | DOUGLAS | AZ | 85607 | Cochise | 5 | Perm Closure | 1961-01-01 | 1000 | Gasoline | COMPARTMENT A |  | Asphalt coated or Bare Steel |  |  |  | Removal | 1989-12-06
0-004292 | PHOENIX PIPELINE DISTRICT | 7815 S 48TH ST | PHOENIX | AZ | 85044 | Maricopa | 1 | Perm Closure | 1974-08-15 | 500 | Diesel | COMPARTMENT A | Unknown | Asphalt coated or Bare Steel |  |  |  | Removal | 1989-11-15
0-003738 | PHILLIPS 66 COMPANY #016494 | 6802 E THOMAS RD | SCOTTSDALE | AZ | 85251 | Maricopa | 3 | Perm Closure | 1967-01-01 | 6000 | Gasoline | COMPARTMENT A | Single Walled | Asphalt coated or Bare Steel |  |  |  | Removal | 2015-08-04
0-004764 | PAINTED HILLS SERVICE |  | GOODWATER |  |  | Navajo | 3 | Perm Closure | 1966-01-01 | 2000 | Gasoline | COMPARTMENT A | Single Walled | Asphalt coated or Bare Steel |  |  |  | Removal | 1988-11-01
0-007440 | CIRCLE K STORE #2709155 | 8720 W BELL RD | PEORIA | AZ | 85382 | Maricopa | 4 | Open | 1989-06-01 | 10000 | Gasoline | COMPARTMENT A | Single Walled | Fiberglass Reinforced Plastic | Pressure |  | Fiberglass Reinforced Plastic
0-007440 | CIRCLE K STORE #2709155 | 8720 W BELL RD | PEORIA | AZ | 85382 | Maricopa | 3 | Open | 1989-06-01 | 10000 | Gasoline | COMPARTMENT A | Single Walled | Fiberglass Reinforced Plastic | Pressure |  | Fiberglass Reinforced Plastic
0-003208 | EXXONMOBIL OIL CORP #12034 | 4438 N 24TH ST | PHOENIX | AZ | 85016 | Maricopa | 1 | Perm Closure | 1984-01-01 | 6000 | Gasoline | COMPARTMENT A | Double Walled | Fiberglass Reinforced Plastic |  |  |  | Removal | 1989-06-01
0-003245 | EXXONMOBIL OIL CORP #12665 | 350 E SOUTHERN AVE | MESA | AZ | 85210 | Maricopa | 2 | Perm Closure | 1972-01-01 | 10000 | Gasoline | COMPARTMENT A |  | Asphalt coated or Bare Steel | Pressure |  |  | Removal | 1988-08-31
0-003245 | EXXONMOBIL OIL CORP #12665 | 350 E SOUTHERN AVE | MESA | AZ | 85210 | Maricopa | 1 | Perm Closure | 1972-01-01 | 6000 | Gasoline | COMPARTMENT A |  | Asphalt coated or Bare Steel | Pressure |  |  | Removal | 1988-08-31
0-007492 | MING HOR YEE | 2501 W NORTHERN AVE | PHOENIX | AZ | 85051 | Maricopa | 4 | Perm Closure | 1960-01-01 | 6000 | Gasoline | COMPARTMENT A | Unknown | Asphalt coated or Bare Steel |  |  |  | Removal | 1991-11-12
0-004829 | GIANT #6668 | 94 BISBEE RD | BISBEE | AZ | 85603 | Cochise | 2 | Perm Closure | 1976-01-01 | 8000 | Gasoline (UL) | COMPARTMENT A | Single Walled | Asphalt coated or Bare Steel |  |  |  | Removal | 2017-11-07
0-002056 | ROAD RUNNER MARKET #100922 | 16251 S HOUGHTON RD | CORONA DE TUCSON | AZ | 85641 | Pima | 1 | Perm Closure | 1973-01-01 | 8000 | Gasoline | COMPARTMENT A | Single Walled | Asphalt coated or Bare Steel | Pressure |  |  | Removal | 1999-08-27
0-002785 | RAY'S TRADING POST |  | CLAYPOOL |  |  | Gila | 4 | Perm Closure | 1971-05-03 | 1000 | Unidentified | COMPARTMENT A | Unknown | Unknown |  |  |  | Removal | 1988-09-01
0-000841 | PRE STRESS BUILDING | 1835 E UNIVERSITY DR | PHOENIX | AZ | 85034 | Maricopa | 1 | Perm Closure | 1963-01-01 | 10000 | Diesel | COMPARTMENT A | Single Walled | Asphalt coated or Bare Steel |  |  |  | Removal | 1986-05-21
0-005185 | AUTOMOTIVE FUEL ISLAND | 4350 E IRVINGTON RD | TUCSON | AZ | 85714 | Pima | 5 | Perm Closure | 1974-01-01 | 5000 | Unidentified | COMPARTMENT A | Single Walled | Asphalt coated or Bare Steel |  |  |  | Removal | 1988-03-01
0-003704 | ACE AVIATION INC | 7 N MAIN ST | PIMA | AZ | 85543 | Graham | 1 | Perm Closure | 1987-01-01 | 10000 | Gasoline | COMPARTMENT A | Single Walled | Asphalt coated or Bare Steel | Suction - Check Valve at the Tank Top | Single Walled | Bare or Galvanized Steel | Removal | 1990-09-05
0-000351 | ADOT - COLCORD MAINTENANCE | 200 N COLCORD RD | CHRISTOPHER CREEK | AZ | 85541 | Gila | 2 | Perm Closure | 1970-01-01 | 1000 | Diesel | COMPARTMENT A |  | Asphalt coated or Bare Steel | Suction - Check Valve at the Tank Top |  |  | Removal | 1995-05-25
0-000351 | ADOT - COLCORD MAINTENANCE | 200 N COLCORD RD | CHRISTOPHER CREEK | AZ | 85541 | Gila | 1 | Perm Closure | 1970-01-01 | 2000 | Gasoline | COMPARTMENT A |  | Asphalt coated or Bare Steel | Suction - Check Valve at the Tank Top |  |  | Removal | 1995-05-25
0-000351 | ADOT - COLCORD MAINTENANCE | 200 N COLCORD RD | CHRISTOPHER CREEK | AZ | 85541 | Gila | 3 | Perm Closure | 1970-01-01 | 1000 | Diesel | COMPARTMENT A |  | Asphalt coated or Bare Steel | Suction - Check Valve at the Tank Top |  |  | Removal | 1995-05-25
0-000227 | ADOT - PICACHO MAINTENANCE CAMP |  | PICACHO |  |  | Pinal | 1 | Perm Closure | 1968-01-01 | 1000 | Gasoline | COMPARTMENT A |  | Asphalt coated or Bare Steel |  |  |  | Removal | 1988-06-01
0-004612 | 7-ELEVEN #13038 | 1502 W SAINT MARYS RD | TUCSON | AZ | 85745 | Pima | 1 | Perm Closure | 1970-03-25 | 4000 | Gasoline | COMPARTMENT A | Unknown | Asphalt coated or Bare Steel |  |  |  | Removal | 1986-06-01
0-009444 | VALERO FOOD MART | 660 W BELL RD | PHOENIX | AZ | 85023 | Maricopa | 2 | Perm Closure | 1998-07-03 | 12000 | Gasoline | COMPARTMENT A | Double Walled | Fiberglass Reinforced Plastic | Pressure | Double Walled | Fiberglass Reinforced Plastic | Removal | 2014-11-13
0-006840 | CHURCH OF LDS |  | EAGAR |  |  | Apache | 1 | Perm Closure | 1980-01-01 | 1000 | Diesel | COMPARTMENT A | Double Walled | Asphalt coated or Bare Steel |  |  |  | Removal | 1990-06-01
0-000975 | CASEY & SONS INC |  | SOMERTON |  |  | Yuma | 2 | Perm Closure | 2005-06-17 | 2000 | Diesel | COMPARTMENT A |  | Asphalt coated or Bare Steel |  |  |  | Removal | 1989-12-21
0-009255 | CHEVRON | 5002 E CHANDLER BLVD | PHOENIX | AZ | 85048 | Maricopa | 3 | Open | 1998-02-26 | 8000 | Gasoline | COMPARTMENT A | Double Walled | Fiberglass Reinforced Plastic | Pressure | Double Walled | Fiberglass Reinforced Plastic
0-003112 | BURKE CO | 1515 S 22ND AVE | PHOENIX | AZ | 85009 | Maricopa | 4 | Perm Closure | 1976-05-08 | 10000 | Gasoline | COMPARTMENT A | Double Walled | Asphalt coated or Bare Steel |  |  |  | Closed in Place | 1987-09-01
0-000824 | A.G. LAYNE PHOENIX, INC. | 3800 S 16TH ST | PHOENIX | AZ | 85040 | Maricopa | 9 | Perm Closure | 1983-01-01 | 6000 | Solvent | COMPARTMENT A | Single Walled | Asphalt coated or Bare Steel | Suction - Check Valve at the Tank Top | Single Walled | Bare or Galvanized Steel | Removal | 1993-04-29
0-007203 | BOBBY'S TIRES | 551 N GRAND AVE | NOGALES | AZ | 85621 | Santa Cruz | 3 | Perm Closure | 2005-06-17 |  | Gasoline | COMPARTMENT A | Unknown | Unknown |  |  |  | Closed in Place | 1982-01-01
0-000770 | BRADLEY INVESTMENT | 17090 S 54TH ST | CHANDLER | AZ | 85226 | Maricopa | 4 | Perm Closure | 1981-01-01 | 500 | Unidentified | COMPARTMENT A | Single Walled | Asphalt coated or Bare Steel |  |  |  | Removal | 1988-06-24
0-000295 | BRAKE MASTERS | 4260 E GRANT RD | TUCSON | AZ | 85712 | Pima | 4 | Perm Closure | 2005-06-17 | 4000 | Gasoline | COMPARTMENT A | Unknown | Unknown |  |  |  | Removal | 1989-03-03
0-004960 | PARK AVE SHELL | 880 E BENSON HWY | TUCSON | AZ | 85713 | Pima | 5 | Perm Closure | 1984-01-01 | 550 | Used Oil/Waste Oil | COMPARTMENT A | Single Walled | Fiberglass Reinforced Plastic | Gravity Feed |  | Fiberglass Reinforced Plastic | Removal | 2016-09-01
0-007758 | TERRIBLE HERBST #180 | 1815 HIGHWAY 95 | BULLHEAD CITY | AZ | 86442 | Mohave | 10 | Open | 1993-08-01 | 4000 | New Oil | COMPARTMENT A | Double Walled | Fiberglass Reinforced Plastic | Suction - Check Valve at the Dispenser |  | Fiberglass Reinforced Plastic
0-007758 | TERRIBLE HERBST #180 | 1815 HIGHWAY 95 | BULLHEAD CITY | AZ | 86442 | Mohave | 5 | Open | 1993-08-01 | 4000 | Gasoline | COMPARTMENT A | Double Walled | Fiberglass Reinforced Plastic | Pressure |  | Fiberglass Reinforced Plastic
0-006217 | BELL CREEK SHELL | 17027 N CAVE CREEK RD | PHOENIX | AZ | 85032 | Maricopa | 2 | Perm Closure | 1987-06-01 | 10000 | Gasoline (UL) | COMPARTMENT A | Single Walled | Fiberglass Reinforced Plastic | Pressure |  | Fiberglass Reinforced Plastic | Removal | 2020-11-19
0-009548 | SUPERPUMPER #9 | 21015 N CAVE CREEK RD | PHOENIX | AZ | 85024 | Maricopa | 3 | Open | 1999-08-01 | 10000 | Diesel | COMPARTMENT A | Double Walled | Fiberglass Reinforced Plastic | Pressure | Double Walled | Fiberglass Reinforced Plastic
0-010701 | LAST STOP TRAVEL CENTER | 20331 N US-HWY 93 | WHITE HILLS | AZ | 86445 | Mohave | 3 | Open | 2020-07-29 | 15000 | Diesel | COMPARTMENT A | Double Walled | Fiberglass Reinforced Plastic | Pressure | Double Walled | Fiberglass Reinforced Plastic
0-006408 | SUNSET COURT | 708 W GILA BEND HWY | CASA GRANDE | AZ | 85122 | Pinal | 2 | Perm Closure | 1974-10-30 | 500 | Gasoline | COMPARTMENT A | Unknown | Asphalt coated or Bare Steel |  |  |  | Closed in Place | 1988-10-01
0-008242 | WILLCOX AUTO PARTS, INC | 160 W 4TH ST | BENSON | AZ | 85602 | Cochise | 1 | Perm Closure | 1978-01-01 | 10000 | Gasoline | COMPARTMENT A |  | Asphalt coated or Bare Steel | Pressure |  |  | Removal | 2005-08-24
0-006863 | VACANT LOT |  | TUCSON |  |  | Pima | 3 | Perm Closure | 1940-01-01 | 1000 | Gasoline | COMPARTMENT A |  | Asphalt coated or Bare Steel | Suction - Check Valve at the Tank Top |  | Bare or Galvanized Steel | Removal | 1992-06-12
0-002419 | HALEY'S MASONRY INC | 8402 S 43RD AVE | PHOENIX | AZ | 85339 | Maricopa | 2 | Perm Closure | 1974-01-30 | 10000 | Gasoline | COMPARTMENT A | Single Walled | Asphalt coated or Bare Steel |  |  |  | Removal | 1988-10-01
0-002419 | HALEY'S MASONRY INC | 8402 S 43RD AVE | PHOENIX | AZ | 85339 | Maricopa | 1 | Perm Closure | 1971-01-31 | 1000 | Gasoline | COMPARTMENT A | Single Walled | Asphalt coated or Bare Steel |  |  |  | Removal | 1988-10-01
0-009756 | HAVA GAS | 2085 PALO VERDE BLVD N | LAKE HAVASU CITY | AZ | 86404 | Mohave | 1 | Open | 2001-04-12 | 6000 | Gasoline | COMPARTMENT A | Double Walled | Asphalt coated or Bare Steel
0-009012 | SPEEDWAY STORE #2881 | 2960 W STATE ROUTE 89A | SEDONA | AZ | 86336 | Yavapai | 2 | Open | 1996-09-26 | 12000 | Gasoline (UL) | COMPARTMENT A | Double Walled | Fiberglass Reinforced Plastic | Pressure | Double Walled | Fiberglass Reinforced Plastic
0-009012 | SPEEDWAY STORE #2881 | 2960 W STATE ROUTE 89A | SEDONA | AZ | 86336 | Yavapai | 1 | Open | 1996-09-26 | 12000 | Gasoline (UL) | COMPARTMENT A | Double Walled | Fiberglass Reinforced Plastic | Pressure | Double Walled | Fiberglass Reinforced Plastic
0-005144 | GLOBE PLANT | 842 S HIGHLAND DR | GLOBE | AZ | 85501 | Gila | 5 | Perm Closure | 1980-05-01 | 10000 | Diesel | COMPARTMENT A | Double Walled | Asphalt coated or Bare Steel |  |  |  | Removal | 1991-01-24
0-005144 | GLOBE PLANT | 842 S HIGHLAND DR | GLOBE | AZ | 85501 | Gila | 2 | Perm Closure | 1980-05-01 | 12000 | Gasoline | COMPARTMENT A | Double Walled | Asphalt coated or Bare Steel |  |  |  | Removal | 1990-12-22
0-009586 | GENERAL GMC, INC | 2420 W BETHANY HOME RD | PHOENIX | AZ | 85015 | Maricopa | 1 | Perm Closure | 2005-06-17 | 500 | Used Oil/Waste Oil | COMPARTMENT A | Double Walled | Asphalt coated or Bare Steel | Gravity Feed |  | Bare or Galvanized Steel | Removal | 1990-11-14
0-007600 | PARCEL 406-43-010 | 19 N MAIN ST | COTTONWOOD | AZ | 86326 | Yavapai | 2 | Perm Closure | 1960-01-01 | 1000 | Gasoline | COMPARTMENT A | Unknown | Asphalt coated or Bare Steel | Suction - Check Valve at the Tank Top |  |  | Removal | 1990-11-21
0-005214 | FORT VALLEY GASER | 990 N FORT VALLEY RD | FLAGSTAFF | AZ | 86001 | Coconino | 2 | Perm Closure | 1985-04-21 | 10000 | Gasoline | COMPARTMENT A | Unknown | Asphalt coated or Bare Steel | Pressure |  | Fiberglass Reinforced Plastic | Removal | 2020-03-12
0-009390 | 4 SONS FOOD STORES #507 | 4266 W ANTHEM WAY | PHOENIX | AZ | 85086 | Maricopa | 1 | Open | 1998-08-01 | 12000 | Gasoline | COMPARTMENT A | Single Walled | Fiberglass Reinforced Plastic | Pressure | Double Walled | Fiberglass Reinforced Plastic
0-008740 | FRONTIER LOUNGE | 16101 E HWY 66 | TRUXTON | AZ | 86434 | Mohave | 2 | Perm Closure | 2014-03-05 | 3000 | Gasoline | COMPARTMENT A | Single Walled | Asphalt coated or Bare Steel |  |  |  | Removal | 2014-02-19
0-001589 | BISBEE-DOUGLAS INTERNATIONAL AIRPORT | 6940 N AIR TERMINAL BLVD | DOUGLAS | AZ | 85607 | Cochise | 4 | Perm Closure | 1950-01-01 | 12000 | Unidentified | COMPARTMENT A |  | Asphalt coated or Bare Steel |  |  |  | Removal | 1999-11-10
0-007212 | SPRING CREEK STORE #13 | 18749 N AZ HIGHWAY 188 | ROOSEVELT | AZ | 85545 | Gila | 3 | Perm Closure | 1977-01-01 | 6000 | Gasoline | COMPARTMENT A | Single Walled | Asphalt coated or Bare Steel | Pressure | Single Walled | Bare or Galvanized Steel | Removal | 1994-03-08
0-002777 | WHITING STATION #153 | 804 S BEELINE HWY | PAYSON | AZ | 85541 | Gila | 3 | Perm Closure | 1971-01-01 | 4000 | Gasoline | COMPARTMENT A | Single Walled | Asphalt coated or Bare Steel |  |  |  | Removal | 1989-03-01
0-007411 | MIAMI UNIFIED SCHOOL DISTRICT #40 - BUS BARN |  | MIAMI |  |  | Gila | 1 | Perm Closure | 1977-08-25 | 10000 | Diesel | COMPARTMENT A | Unknown | Asphalt coated or Bare Steel | Suction - Check Valve at the Tank Top |  |  | Removal | 1991-12-18
0-006184 | GOOD 2 GO STORES #515 | 805 W US HIGHWAY 60 | SUPERIOR | AZ | 85173 | Pinal | 1 | Open | 1988-05-14 | 10000 | Gasoline | COMPARTMENT A | Single Walled | Fiberglass Reinforced Plastic | Pressure | Single Walled | Fiberglass Reinforced Plastic
0-006184 | GOOD 2 GO STORES #515 | 805 W US HIGHWAY 60 | SUPERIOR | AZ | 85173 | Pinal | 3 | Open | 1988-05-14 | 10000 | Gasoline | COMPARTMENT A | Single Walled | Fiberglass Reinforced Plastic | Pressure | Single Walled | Fiberglass Reinforced Plastic
0-004183 | BENSON FUEL | 103 W 4TH ST | BENSON | AZ | 85602 | Cochise | 2 | Perm Closure | 1972-05-05 | 8000 | Gasoline | COMPARTMENT A | Unknown | Asphalt coated or Bare Steel | Pressure | Double Walled | Fiberglass Reinforced Plastic | Removal | 1994-09-22
0-004183 | BENSON FUEL | 103 W 4TH ST | BENSON | AZ | 85602 | Cochise | 4 | Perm Closure | 2005-06-17 | 250 | Used Oil/Waste Oil | COMPARTMENT A | Unknown | Asphalt coated or Bare Steel |  |  |  | Removal | 1990-02-01
0-008587 | LONE MOUNTAIN RANCH |  | SALOME |  |  | La Paz | 2 | Perm Closure | 2005-06-17 | 4000 | Gasoline | COMPARTMENT A | Unknown | Unknown |  |  |  | Removal | 1990-01-01
0-000565 | KINGMAN POP | 501 N 3RD ST | KINGMAN | AZ | 86401 | Mohave | 3 | Perm Closure | 1930-01-01 | 550 | Diesel | COMPARTMENT A |  | Asphalt coated or Bare Steel |  |  |  | Removal | 1991-10-24
0-002776 | SUN CITY AUTO SPA | 11049 GRAND AVE | SUN CITY | AZ | 85351 | Maricopa | 2 | Perm Closure | 1971-01-01 | 10000 | Gasoline | COMPARTMENT A |  | Asphalt coated or Bare Steel |  |  |  | Removal | 1987-07-01
0-009297 | MAJED MINI MART IV | 6807 E BROADWAY RD | MESA | AZ | 85208 | Maricopa | 1 | Open | 1997-11-06 | 8000 | Diesel | COMPARTMENT A | Double Walled | Fiberglass Reinforced Plastic | Pressure | Double Walled | Fiberglass Reinforced Plastic
0-009297 | MAJED MINI MART IV | 6807 E BROADWAY RD | MESA | AZ | 85208 | Maricopa | 3 | Open | 1997-11-06 | 8000 | Gasoline | COMPARTMENT A | Double Walled | Fiberglass Reinforced Plastic | Pressure | Double Walled | Fiberglass Reinforced Plastic
0-000436 | CITY OF TUCSON - SERVICE CENTER - FLEET SERVICE | 4004 S PARK AVE | TUCSON | AZ | 85714 | Pima | 1 | Perm Closure | 1979-01-01 | 2000 | Used Oil/Waste Oil | COMPARTMENT A | Single Walled | Asphalt coated or Bare Steel | Gravity Feed | Single Walled | Bare or Galvanized Steel | Removal | 1995-06-22
0-001994 | EXXON #7-3360 | 5130 S MCCLINTOCK DR | TEMPE | AZ | 85282 | Maricopa | 7 | Perm Closure | 1994-10-31 | 12000 | Gasoline | COMPARTMENT A | Double Walled | Fiberglass Reinforced Plastic | Pressure | Double Walled | Fiberglass Reinforced Plastic | Removal | 2005-11-04
0-003640 | COSTCO WHOLESALE #665 | 1646 W MONTEBELLO AVE | PHOENIX | AZ | 85015 | Maricopa | 2 | Perm Closure | 2000-11-01 | 30000 | Gasoline | COMPARTMENT A | Double Walled | Fiberglass Reinforced Plastic | Pressure | Double Walled | Flexible | Removal | 2020-11-23
0-003640 | COSTCO WHOLESALE #665 | 1646 W MONTEBELLO AVE | PHOENIX | AZ | 85015 | Maricopa | 5 | Perm Closure | 2012-01-10 | 1500 | Unidentified | COMPARTMENT A | Double Walled | Fiberglass Reinforced Plastic | Pressure | Double Walled | Fiberglass Reinforced Plastic | Removal | 2020-11-23
0-003293 | OCTOPUS CAR WASH | 6042 E SPEEDWAY BLVD | TUCSON | AZ | 85712 | Pima | 1 | Perm Closure | 1979-01-01 | 10000 | Gasoline | COMPARTMENT A | Single Walled | Asphalt coated or Bare Steel | Pressure | Single Walled | Bare or Galvanized Steel | Removal | 1997-07-07
0-004964 | TEXACO #60-351-0042 | 3050 E FORT LOWELL RD | TUCSON | AZ | 85716 | Pima | 6 | Perm Closure | 1996-12-20 | 12000 | Gasoline | COMPARTMENT A | Double Walled | Fiberglass Reinforced Plastic | Pressure | Double Walled | Fiberglass Reinforced Plastic | Removal | 2003-10-28
0-006250 | ASP - TUCSON AUTO FACILITY | 10000 S WILMOT RD | TUCSON | AZ | 85756 | Pima | 4 | Perm Closure | 1986-07-02 | 550 | Diesel | COMPARTMENT A | Single Walled | Fiberglass Reinforced Plastic |  |  |  | Removal | 1996-04-12
0-006250 | ASP - TUCSON AUTO FACILITY | 10000 S WILMOT RD | TUCSON | AZ | 85756 | Pima | 6 | Perm Closure | 1977-01-01 | 550 | Diesel | COMPARTMENT A | Single Walled | Asphalt coated or Bare Steel |  |  |  | Removal | 1995-06-23
0-001379 | CIRCLE K #2701202 | 2005 N POWER RD | MESA | AZ | 85215 | Maricopa | 1 | Perm Closure | 1977-01-01 | 10000 | Gasoline | COMPARTMENT A |  | Asphalt coated or Bare Steel | Pressure |  |  | Removal | 1997-08-15
0-004257 | SPEEDWAY STORE #2949 | 2211 W US HIGHWAY 70 | THATCHER | AZ | 85552 | Graham | 7 | Open | 1992-04-03 | 10000 | Diesel | COMPARTMENT A | Single Walled | Fiberglass Reinforced Plastic | Pressure | Double Walled | Fiberglass Reinforced Plastic
0-001090 | CHEVRON #9-2599 | 3148 E INDIAN SCHOOL RD | PHOENIX | AZ | 85016 | Maricopa | 2 | Perm Closure | 1982-01-01 | 10000 | Gasoline | COMPARTMENT A | Double Walled | Fiberglass Reinforced Plastic | Pressure | Double Walled | Fiberglass Reinforced Plastic | Removal | 2006-07-20
0-000376 | VICKSBURG RANCH | 44376 VICKSBURG RD | SALOME | AZ | 85348 | La Paz | 18 | Perm Closure | 1974-01-01 | 10000 | Diesel | COMPARTMENT A |  | Asphalt coated or Bare Steel |  |  |  | Removal | 1988-04-01
0-000376 | VICKSBURG RANCH | 44376 VICKSBURG RD | SALOME | AZ | 85348 | La Paz | 4 | Perm Closure | 1974-01-01 | 4000 | Diesel | COMPARTMENT A |  | Asphalt coated or Bare Steel |  |  |  | Removal | 1988-10-01
0-000376 | VICKSBURG RANCH | 44376 VICKSBURG RD | SALOME | AZ | 85348 | La Paz | 3 | Perm Closure | 1974-01-01 | 6000 | Diesel | COMPARTMENT A |  | Asphalt coated or Bare Steel |  |  |  | Removal | 1988-10-01
0-000376 | VICKSBURG RANCH | 44376 VICKSBURG RD | SALOME | AZ | 85348 | La Paz | 13 | Perm Closure | 1974-01-01 | 6000 | Diesel | COMPARTMENT A |  | Asphalt coated or Bare Steel |  |  |  | Removal | 1988-10-01
0-010060 | SAM'S CLUB #4927 | 1375 S ARIZONA AVE | CHANDLER | AZ | 85286 | Maricopa | 1 | Perm Closure | 2005-04-20 | 20000 | Gasoline | COMPARTMENT A | Double Walled | Fiberglass Reinforced Plastic | Pressure | Double Walled | Flexible | Removal | 2018-09-20
0-010060 | SAM'S CLUB #4927 | 1375 S ARIZONA AVE | CHANDLER | AZ | 85286 | Maricopa | 3 | Perm Closure | 2005-04-20 | 20000 | Gasoline | COMPARTMENT A | Double Walled | Fiberglass Reinforced Plastic | Pressure | Double Walled | Flexible | Removal | 2018-09-20
0-010060 | SAM'S CLUB #4927 | 1375 S ARIZONA AVE | CHANDLER | AZ | 85286 | Maricopa | 2 | Perm Closure | 2005-04-20 | 20000 | Gasoline | COMPARTMENT A | Double Walled | Fiberglass Reinforced Plastic | Pressure | Double Walled | Flexible | Removal | 2018-09-20
0-000057 | MOHAVE CONCRETE & MATERIALS | 4502 S HIGHWAY 95 | BULLHEAD CITY | AZ | 86426 | Mohave | 4 | Perm Closure | 1980-01-01 | 1000 | Gasoline | COMPARTMENT A |  | Asphalt coated or Bare Steel |  |  |  | Removal | 1994-02-03
0-001631 | FLORENCE COPPER | 1575 W HUNT HWY | FLORENCE | AZ | 85132 | Pinal | 3 | Perm Closure | 1973-01-01 | 4000 | Diesel | COMPARTMENT A |  | Asphalt coated or Bare Steel |  |  |  | Removal | 1989-12-01
0-006428 | INDIAN GARDENS TRADING POST | 3951 N STATE ROUTE 89A | SEDONA | AZ | 86336 | Coconino | 2 | Perm Closure | 1983-08-28 | 8000 | Gasoline | COMPARTMENT A | Double Walled | Asphalt coated or Bare Steel |  |  |  | Removal | 1993-02-20
0-005092 | TRANSWESTERN PIPELINE - FLAGSTAFF COMPRESSOR STATION |  | PARKS |  |  | Coconino | 2 | Perm Closure | 1983-01-01 | 2000 | Diesel | COMPARTMENT A | Single Walled | Asphalt coated or Bare Steel |  |  |  | Removal | 1989-07-12
0-003531 | NORTHERN ARIZONA UNIVERSITY | 1705 S SAN FRANCISCO ST | FLAGSTAFF | AZ | 86001 | Coconino | 13 | Perm Closure | 2005-06-17 | 30000 | Diesel | COMPARTMENT A |  | Asphalt coated or Bare Steel |  |  |  | Removal | 1988-04-01
0-002760 | EXXONMOBIL OIL CORP | 100 S 4TH AVE | YUMA | AZ | 85364 | Yuma | 8 | Open | 1998-10-16 | 12000 | Gasoline | COMPARTMENT A | Double Walled | Fiberglass Reinforced Plastic | Pressure | Double Walled
0-004482 | SHAY OIL - W 8TH ST | 2003 W 8TH ST | YUMA | AZ | 85364 | Yuma | 3 | Perm Closure | 1978-01-01 | 10000 | Gasoline | COMPARTMENT A |  | Asphalt coated or Bare Steel |  |  |  | Removal | 1989-07-01
0-002075 | #1 FOOD STORE | 755 HIGHWAY 89A | CLARKDALE | AZ | 86324 | Yavapai | 5 | Open | 2019-06-04 | 8000 | Gasoline (PUL) | COMPARTMENT A | Double Walled | Fiberglass Reinforced Plastic | Pressure | Double Walled | Fiberglass Reinforced Plastic
0-002075 | #1 FOOD STORE | 755 HIGHWAY 89A | CLARKDALE | AZ | 86324 | Yavapai | 4 | Open | 2019-06-04 | 15000 | Gasoline (UL) | COMPARTMENT A | Double Walled | Fiberglass Reinforced Plastic | Pressure | Double Walled | Fiberglass Reinforced Plastic
0-003781 | FORT VERDE GAS | 328 S MAIN ST | CAMP VERDE | AZ | 86322 | Yavapai | 4 | Perm Closure | 1970-01-01 | 10000 | Gasoline | COMPARTMENT A | Single Walled | Asphalt coated or Bare Steel | Pressure | Double Walled | Fiberglass Reinforced Plastic | Removal | 2007-05-31
0-006121 | PENSKE TRUCK LEASING CO | 3519 E 34TH ST | TUCSON | AZ | 85713 | Pima | 2 | Perm Closure | 1987-10-01 | 15000 | Diesel | COMPARTMENT A | Unknown | Fiberglass Reinforced Plastic | Pressure |  | Fiberglass Reinforced Plastic | Removal | 2000-05-03
0-008584 | MID POINT BUSINESS PLAZA |  | TUCSON |  |  | Pima | 3 | Perm Closure | 2005-06-17 | 10000 | Gasoline | COMPARTMENT A | Double Walled | Asphalt coated or Bare Steel |  |  |  | Removal | 1974-01-01
0-001192 | CIRCLE K #198 | 4690 E 29TH ST | TUCSON | AZ | 85711 | Pima | 1 | Perm Closure | 1969-01-01 | 10000 | Gasoline | COMPARTMENT A |  | Asphalt coated or Bare Steel | Pressure |  |  | Removal | 1993-12-13
0-001192 | CIRCLE K #198 | 4690 E 29TH ST | TUCSON | AZ | 85711 | Pima | 2 | Perm Closure | 1969-01-01 | 10000 | Gasoline | COMPARTMENT A |  | Asphalt coated or Bare Steel | Pressure |  |  | Removal | 1993-12-13
0-005162 | TUCSON TRANSIT MANAGEMENT LLC, DBA SUN TRAN | 4220 S PARK AVE | TUCSON | AZ | 85714 | Pima | 2 | Perm Closure | 1976-01-01 | 12000 | Diesel | COMPARTMENT A | Single Walled | Fiberglass Reinforced Plastic |  |  |  | Removal | 1988-12-01
0-000810 | TEXAS INSTRUMENTS | 6730 S TUCSON BLVD | TUCSON | AZ | 85756 | Pima | 2 | Perm Closure | 1980-01-01 |  | Gasoline | COMPARTMENT A |  | Asphalt coated or Bare Steel |  |  |  | Removal | 1987-02-18
0-000480 | ASHTON CO | 2727 S COUNTRY CLUB RD | TUCSON | AZ | 85713 | Pima | 4 | Perm Closure | 1983-01-01 | 10000 | Gasoline | COMPARTMENT A |  | Asphalt coated or Bare Steel |  |  |  | Removal | 1990-05-07
0-000480 | ASHTON CO | 2727 S COUNTRY CLUB RD | TUCSON | AZ | 85713 | Pima | 2 | Perm Closure | 1980-01-01 | 2000 | Gasoline | COMPARTMENT A |  | Asphalt coated or Bare Steel |  |  |  | Removal | 1990-05-07
0-001224 | CIRCLE K #2700415 | 110 S MAIN ST | SNOWFLAKE | AZ | 85937 | Navajo | 4 | Open | 1995-03-07 | 10000 | Gasoline | COMPARTMENT A | Double Walled | Fiberglass Reinforced Plastic | Gravity Feed | Double Walled | Fiberglass Reinforced Plastic
0-004499 | HOLBROOK TRUCK TERMINAL |  | SUN VALLEY |  |  | Navajo | 3 | Perm Closure | 1984-01-29 | 500 | Kerosene | COMPARTMENT A | Unknown | Asphalt coated or Bare Steel | Suction - Check Valve at the Tank Top |  | Bare or Galvanized Steel | Removal | 1986-09-01
0-006405 | CITY OF BULLHEAD CITY - FIRE STATION #2 | 1260 HANCOCK RD | BULLHEAD CITY | AZ | 86442 | Mohave | 2 | Perm Closure | 1978-01-01 | 2000 | Gasoline | COMPARTMENT A |  | Asphalt coated or Bare Steel | Suction - Check Valve at the Tank Top |  |  | Removal | 1995-03-03
0-006405 | CITY OF BULLHEAD CITY - FIRE STATION #2 | 1260 HANCOCK RD | BULLHEAD CITY | AZ | 86442 | Mohave | 3 | Perm Closure | 1973-01-01 | 1000 | Diesel | COMPARTMENT B |  | Asphalt coated or Bare Steel |  |  |  | Removal | 1994-01-27
0-002549 | HUNTER CONTRACTING | 701 N COOPER RD | GILBERT | AZ | 85233 | Maricopa | 2 | Perm Closure | 1976-04-16 | 3500 | Gasoline | COMPARTMENT A | Single Walled | Asphalt coated or Bare Steel |  |  |  | Removal | 1990-01-12
0-000802 | USDOI BR - PHOENIX CONSTRUCTION FIELD OFFICE | 505 S 43RD AVE | PHOENIX | AZ | 85009 | Maricopa | 2 | Perm Closure | 1982-01-01 | 10000 | Diesel | COMPARTMENT A |  | Asphalt coated or Bare Steel |  |  |  | Removal | 1991-11-18
0-004358 | SAVCO #5 | 15 E BASELINE RD | PHOENIX | AZ | 85042 | Maricopa | 4 | Perm Closure | 1979-01-24 | 4000 | Diesel | COMPARTMENT A | Double Walled | Asphalt coated or Bare Steel |  |  |  | Removal | 1991-11-18
0-008075 | SONIC DRIVE-IN | 4302 W NORTHERN AVE | GLENDALE | AZ | 85301 | Maricopa | 3 | Perm Closure | 1962-01-01 | 10000 | Diesel | COMPARTMENT A | Unknown | Asphalt coated or Bare Steel | Suction - Check Valve at the Tank Top |  | Bare or Galvanized Steel | Removal | 1993-01-14
0-005312 | CONOCOPHILLIPS #256059 | 4250 W DUNLAP AVE | PHOENIX | AZ | 85051 | Maricopa | 4 | Perm Closure | 1990-10-01 | 12000 | Gasoline | COMPARTMENT A | Double Walled | Composite (Steel/Fiberglass) | Pressure | Double Walled | Fiberglass Reinforced Plastic | Removal | 2015-08-27
0-005605 | BUCKEYE FEED & COUNTRY STORE | 24100 W US HIGHWAY 85 | BUCKEYE | AZ | 85326 | Maricopa | 1 | Perm Closure | 1974-04-18 | 7500 | Gasoline | COMPARTMENT A | Unknown | Asphalt coated or Bare Steel | Pressure |  | Bare or Galvanized Steel | Removal | 1992-08-28
0-005605 | BUCKEYE FEED & COUNTRY STORE | 24100 W US HIGHWAY 85 | BUCKEYE | AZ | 85326 | Maricopa | 3 | Perm Closure | 1966-04-18 | 250 | Unidentified | COMPARTMENT A | Unknown | Unknown |  |  |  | Closed in Place | 1986-01-01
0-003860 | CITY OF PHOENIX - UNION HILLS SERVICE CENTER | 138 E UNION HILLS DR | PHOENIX | AZ | 85024 | Maricopa | 11 | Perm Closure | 1973-01-01 | 1000 | Unidentified | COMPARTMENT A | Single Walled | Asphalt coated or Bare Steel | Suction - Check Valve at the Tank Top |  | Bare or Galvanized Steel | Removal | 1992-02-01
0-003860 | CITY OF PHOENIX - UNION HILLS SERVICE CENTER | 138 E UNION HILLS DR | PHOENIX | AZ | 85024 | Maricopa | 14 | Open | 1992-01-01 | 12000 | Gasoline | COMPARTMENT A | Double Walled | Fiberglass Reinforced Plastic | Pressure | Double Walled | Fiberglass Reinforced Plastic
0-005691 | BREDE INC | 2501 E MAGNOLIA ST | PHOENIX | AZ | 85034 | Maricopa | 1 | Perm Closure | 1972-05-06 | 12000 | Unidentified | COMPARTMENT A | Double Walled | Asphalt coated or Bare Steel |  |  |  | Removal | 1989-03-27
0-005691 | BREDE INC | 2501 E MAGNOLIA ST | PHOENIX | AZ | 85034 | Maricopa | 2 | Perm Closure | 1972-05-06 | 12000 | Unidentified | COMPARTMENT A | Double Walled | Asphalt coated or Bare Steel |  |  |  | Removal | 1989-03-27
0-000119 | ALLIED TUBE & CONDUIT | 2525 N 27TH AVE | PHOENIX | AZ | 85009 | Maricopa | 7 | Perm Closure | 1975-01-01 | 325 | Hazardous Substance | COMPARTMENT A | Single Walled | Asphalt coated or Bare Steel |  |  |  | Removal | 1987-12-09
0-007711 | TOYOTA ARIZONA PROVING GROUND | 30700 W PATTON RD | WITTMANN | AZ | 85361 | Maricopa | 3 | Open | 1992-11-23 | 550 | Used Oil/Waste Oil | COMPARTMENT A | Double Walled | Fiberglass Reinforced Plastic | Gravity Feed | Double Walled | Fiberglass Reinforced Plastic
0-006160 | CIRCLE K #5285 | 23447 S POWER RD | QUEEN CREEK | AZ | 85142 | Maricopa | 1 | Open | 1987-01-01 | 15000 | Gasoline | COMPARTMENT A | Single Walled | Fiberglass Reinforced Plastic | Pressure | Double Walled | Fiberglass Reinforced Plastic
0-000402 | APS - TEMPE |  | TEMPE |  |  | Maricopa | 1 | Perm Closure | 1971-01-01 | 2000 | Diesel | COMPARTMENT A |  | Asphalt coated or Bare Steel | Suction - Check Valve at the Tank Top |  |  | Removal | 1991-04-10
0-000967 | THE CARWASHER | 324 N COUNTRY CLUB DR | MESA | AZ | 85201 | Maricopa | 4 | Perm Closure | 1981-01-01 | 12000 | Gasoline | COMPARTMENT A | Single Walled | Asphalt coated or Bare Steel | Suction - Check Valve at the Tank Top |  | Fiberglass Reinforced Plastic | Removal | 2012-06-06
0-001886 | BILL'S GHOST & SPIRITS #101 | 1350 W BROADWAY RD | TEMPE | AZ | 85282 | Maricopa | 2 | Perm Closure | 1984-01-01 | 8000 | Gasoline | COMPARTMENT A | Single Walled | Fiberglass Reinforced Plastic | Pressure | Single Walled | Fiberglass Reinforced Plastic | Removal | 2013-03-13
0-001886 | BILL'S GHOST & SPIRITS #101 | 1350 W BROADWAY RD | TEMPE | AZ | 85282 | Maricopa | 5 | Perm Closure | 1984-01-01 | 1000 | Used Oil/Waste Oil | COMPARTMENT A |  | Asphalt coated or Bare Steel | Gravity Feed | Single Walled | Bare or Galvanized Steel | Removal | 2011-06-02
0-008712 | CHARLIE CASE TIRE CO - FORMER | 234 S 7TH ST | PHOENIX | AZ | 85034 | Maricopa | 1 | Perm Closure | 2005-06-17 | 550 | Used Oil/Waste Oil | COMPARTMENT A | Unknown | Asphalt coated or Bare Steel | Gravity Feed |  | Bare or Galvanized Steel | Removal | 1995-09-16
0-002002 | EXXON #7-3687 | 5905 W OLIVE AVE | GLENDALE | AZ | 85302 | Maricopa | 2 | Perm Closure | 1984-01-01 | 10000 | Gasoline | COMPARTMENT A | Single Walled | Fiberglass Reinforced Plastic | Pressure |  | Fiberglass Reinforced Plastic | Removal | 2016-06-14
0-000285 | ADOT - PEEPLES MAINTENANCE |  | PEEPLES VALLEY |  |  | Yavapai | 2 | Perm Closure | 2005-06-17 | 1000 | Diesel | COMPARTMENT A |  | Asphalt coated or Bare Steel | Suction - Check Valve at the Tank Top |  |  | Removal | 1991-04-09
0-003893 | CITY OF PHOENIX - DEER VALLEY AIRPORT | 702 W DEER VALLEY RD | PHOENIX | AZ | 85027 | Maricopa | 2 | Perm Closure | 1975-01-01 | 20000 | Jet Fuel | COMPARTMENT A | Double Walled | Fiberglass Reinforced Plastic | Pressure |  | Bare or Galvanized Steel | Removal | 1996-12-10
0-003893 | CITY OF PHOENIX - DEER VALLEY AIRPORT | 702 W DEER VALLEY RD | PHOENIX | AZ | 85027 | Maricopa | 7 | Perm Closure | 1974-01-01 | 1000 | Unidentified | COMPARTMENT A | Double Walled | Fiberglass Reinforced Plastic | Gravity Feed |  | Bare or Galvanized Steel | Removal | 1996-12-10
0-003893 | CITY OF PHOENIX - DEER VALLEY AIRPORT | 702 W DEER VALLEY RD | PHOENIX | AZ | 85027 | Maricopa | 9 | Perm Closure | 1988-01-01 | 1000 | Gasoline | COMPARTMENT A | Double Walled | Fiberglass Reinforced Plastic | Pressure |  | Fiberglass Reinforced Plastic | Removal | 1996-12-17
0-005231 | U-HAUL - TRI-CITY CENTER | 2340 E APACHE BLVD | TEMPE | AZ | 85281 | Maricopa | 1 | Perm Closure | 1980-04-16 | 10000 | Gasoline | COMPARTMENT A | Double Walled | Asphalt coated or Bare Steel |  |  |  | Removal | 1996-03-27
0-001620 | BAGDAD CONOCO | 117 MAIN ST | BAGDAD | AZ | 86321 | Yavapai | 2 | Open | 1971-01-01 | 5000 | Gasoline | COMPARTMENT A |  | Asphalt coated or Bare Steel | Pressure |  | Fiberglass Reinforced Plastic
0-001385 | CIRCLE K #2701225 | 12301 W LOWER BUCKEYE RD | AVONDALE | AZ | 85323 | Maricopa | 5 | Open | 1995-01-25 | 10000 | Gasoline | COMPARTMENT A | Single Walled | Fiberglass Reinforced Plastic | Pressure | Single Walled | Fiberglass Reinforced Plastic
0-003249 | EXXONMOBIL #18-MRG | 2780 W PEORIA AVE | PHOENIX | AZ | 85029 | Maricopa | 4 | Perm Closure | 1988-11-21 | 1000 | Used Oil/Waste Oil | COMPARTMENT A |  | Fiberglass Reinforced Plastic | Gravity Feed |  | Fiberglass Reinforced Plastic | Removal | 2002-04-04
0-003336 | TUCSON EAST SOC #123375 | 3300 N PALO VERDE AVE | TUCSON | AZ | 85716 | Pima | 1 | Perm Closure | 1974-01-01 | 20000 | Gasoline | COMPARTMENT A | Single Walled | Asphalt coated or Bare Steel | Pressure |  |  | Removal | 1992-10-28
0-007585 | ADOA | 1831 W JEFFERSON ST | PHOENIX | AZ | 85007 | Maricopa | 3 | Perm Closure | 2005-06-17 | 550 | Gasoline | COMPARTMENT A | Unknown | Unknown |  |  |  | Removal | 1990-02-15
0-004376 | SCHMIT AVIATION INC |  | SOMERTON |  |  | Yuma | 3 | Perm Closure | 1968-05-06 | 1000 | Gasoline | COMPARTMENT A | Unknown | Asphalt coated or Bare Steel |  |  |  | Removal | 1990-11-22
0-003229 | EXXONMOBIL OIL CORP #12728 | 3141 E THOMAS RD | PHOENIX | AZ | 85016 | Maricopa | 1 | Perm Closure | 1972-01-01 | 6000 | Gasoline | COMPARTMENT A | Double Walled | Asphalt coated or Bare Steel |  |  |  | Removal | 1987-07-02
0-001282 | CIRCLE K #4272/666 | 3502 W UNION HILLS DR | PHOENIX | AZ | 85027 | Maricopa | 1 | Perm Closure | 1977-01-01 | 10000 | Gasoline | COMPARTMENT A |  | Asphalt coated or Bare Steel | Pressure |  | Fiberglass Reinforced Plastic | Removal | 1999-02-10
0-001282 | CIRCLE K #4272/666 | 3502 W UNION HILLS DR | PHOENIX | AZ | 85027 | Maricopa | 3 | Perm Closure | 1977-01-01 | 6000 | Gasoline | COMPARTMENT A |  | Asphalt coated or Bare Steel | Pressure |  |  | Removal | 1999-02-10
0-000496 | SAM'S CHEVRON | 357 N STAPLEY DR | MESA | AZ | 85203 | Maricopa | 2 | Open | 1986-10-01 | 12000 | Gasoline | COMPARTMENT A | Double Walled | Fiberglass Reinforced Plastic | Pressure |  | Fiberglass Reinforced Plastic
0-006677 | GRAND PRIX CARWASH | 808 S ALMA SCHOOL RD | MESA | AZ | 85210 | Maricopa | 1 | Perm Closure | 1989-11-28 | 12000 | Gasoline | COMPARTMENT A | Double Walled | Fiberglass Reinforced Plastic | Pressure | Double Walled | Fiberglass Reinforced Plastic | Removal | 2011-09-20
0-007709 | ARCO #5815 | 3200 N STOCKTON HILL RD | KINGMAN | AZ | 86409 | Mohave | 4 | Open | 1991-08-01 | 10000 | Gasoline | COMPARTMENT A | Double Walled | Fiberglass Reinforced Plastic | Pressure | Double Walled | Fiberglass Reinforced Plastic
0-000867 | TEXACO #60-349-0324 | 9948 E MAIN ST | MESA | AZ | 85207 | Maricopa | 5 | Perm Closure | 1977-01-01 | 12000 | Diesel | COMPARTMENT A |  | Asphalt coated or Bare Steel | Pressure | Double Walled | Fiberglass Reinforced Plastic | Removal | 1997-09-17
0-003248 | EXXONMOBIL #18-MRA (10244) | 2804 W BELL RD | PHOENIX | AZ | 85053 | Maricopa | 1 | Perm Closure | 1972-01-01 | 550 | Used Oil/Waste Oil | COMPARTMENT A |  | Asphalt coated or Bare Steel | Gravity Feed |  |  | Removal | 1988-01-02
0-003248 | EXXONMOBIL #18-MRA (10244) | 2804 W BELL RD | PHOENIX | AZ | 85053 | Maricopa | 3 | Perm Closure | 1972-01-01 | 10000 | Gasoline | COMPARTMENT A |  | Asphalt coated or Bare Steel | Pressure |  |  | Removal | 1988-01-02
0-008560 | A-PEORIA PLUMBING | 9117 W GRAND AVE | PEORIA | AZ | 85345 | Maricopa | 1 | Perm Closure | 1973-01-01 | 1000 | Gasoline | COMPARTMENT A | Unknown | Asphalt coated or Bare Steel | Suction - Check Valve at the Tank Top |  | Bare or Galvanized Steel | Removal | 1995-03-14
0-001400 | CIRCLE K #2701356 | 7110 E US HIGHWAY 95 | YUMA | AZ | 85365 | Yuma | 3 | Open | 1986-01-01 | 10000 | Gasoline (PUL) | COMPARTMENT A | Single Walled | Fiberglass Reinforced Plastic | Pressure | Single Walled | Fiberglass Reinforced Plastic
0-006337 | JACOB LAKE LODGE |  | JACOB LAKE |  |  | Coconino | 8 | Open | 1998-05-26 | 5000 | Diesel | COMPARTMENT A | Double Walled | Fiberglass Reinforced Plastic | Pressure | Double Walled
0-006337 | JACOB LAKE LODGE |  | JACOB LAKE |  |  | Coconino | 4 | Perm Closure | 1963-01-01 | 8000 | Gasoline | COMPARTMENT A |  | Asphalt coated or Bare Steel | Pressure |  |  | Removal | 1998-04-29
0-003140 | DOBSON RANCH GOLF COURSE | 2155 S DOBSON RD | MESA | AZ | 85202 | Maricopa | 4 | Open | 2000-03-20 | 3000 | Diesel | COMPARTMENT A | Double Walled | Fiberglass Reinforced Plastic | Pressure | Double Walled | Fiberglass Reinforced Plastic
0-004968 | APACHE SHELL | 8291 E 22ND ST | TUCSON | AZ | 85710 | Pima | 9 | Perm Closure | 1988-01-24 | 550 | Used Oil/Waste Oil | COMPARTMENT A | Double Walled | Fiberglass Reinforced Plastic | Gravity Feed |  | Fiberglass Reinforced Plastic | Removal | 2003-05-07
0-001301 | CIRCLE K #761 | 899 E 4TH ST | BENSON | AZ | 85602 | Cochise | 2 | Perm Closure | 1977-01-01 | 10000 | Gasoline | COMPARTMENT A |  | Asphalt coated or Bare Steel | Pressure |  |  | Removal | 1994-12-14
0-004800 | U.S. PIPE FABARICATION | 3065 S 43RD AVE | PHOENIX | AZ | 85009 | Maricopa | 1 | Perm Closure | 1985-03-27 | 10000 | Gasoline | COMPARTMENT A | Double Walled | Asphalt coated or Bare Steel |  |  |  | Removal | 1991-04-29
0-002934 | LA SIESTA ALLIANCE | 486 E WICKENBURG WAY | WICKENBURG | AZ | 85390 | Maricopa | 3 | Perm Closure | 1972-01-01 | 5000 | Gasoline | COMPARTMENT A | Double Walled | Composite (Steel/Fiberglass) | Pressure |  | Fiberglass Reinforced Plastic | Removal | 1999-06-23
0-002905 | KYRENE SCHOOL DISTRICT #28 MAINTENANCE FACILITY | 8700 S KYRENE RD | TEMPE | AZ | 85284 | Maricopa | 1 | Perm Closure | 1970-01-01 | 10000 | Gasoline | COMPARTMENT A |  | Asphalt coated or Bare Steel |  |  |  | Removal | 1990-03-20
0-002905 | KYRENE SCHOOL DISTRICT #28 MAINTENANCE FACILITY | 8700 S KYRENE RD | TEMPE | AZ | 85284 | Maricopa | 2 | Perm Closure | 1970-01-01 | 500 | Gasoline | COMPARTMENT A |  | Asphalt coated or Bare Steel |  |  |  | Removal | 1990-03-20
0-000715 | BEST BLOCK & PIPE | 1775 E 16TH ST | YUMA | AZ | 85365 | Yuma | 3 | Perm Closure | 2005-06-17 | 4000 | Diesel | COMPARTMENT A | Single Walled | Asphalt coated or Bare Steel |  |  |  | Removal | 1990-08-22
0-000883 | MOBIL | 2015 W UNIVERSITY DR | MESA | AZ | 85201 | Maricopa | 4 | Open | 1991-01-01 | 10000 | Gasoline | COMPARTMENT A | Double Walled | Fiberglass Reinforced Plastic | Pressure | Double Walled | Fiberglass Reinforced Plastic
0-006396 | FRY'S FUEL #698 | 1311 E BELL RD | PHOENIX | AZ | 85022 | Maricopa | 4 | Perm Closure | 1986-09-08 | 1000 | Unidentified | COMPARTMENT A | Unknown | Fiberglass Reinforced Plastic | Suction - Check Valve at the Tank Top |  |  | Removal | 1994-01-07
0-006396 | FRY'S FUEL #698 | 1311 E BELL RD | PHOENIX | AZ | 85022 | Maricopa | 1 | Perm Closure | 1986-09-08 | 550 | Unidentified | COMPARTMENT A | Unknown | Fiberglass Reinforced Plastic | Suction - Check Valve at the Tank Top |  |  | Removal | 1994-01-07
0-003863 | CITY OF PHOENIX - SOUTHEAST SERVICE CENTER | 2525 E HESS AVE | PHOENIX | AZ | 85034 | Maricopa | 11 | Perm Closure | 1973-01-01 | 250 | Diesel | COMPARTMENT A | Single Walled | Asphalt coated or Bare Steel |  |  |  | Removal | 1990-12-05
0-000801 | CAP - SALT/GILA PUMPING PLANT | 23636 N 7TH ST | PHOENIX | AZ | 85024 | Maricopa | 3 | Perm Closure | 1984-01-01 | 550 | Used Oil/Waste Oil | COMPARTMENT A |  | Fiberglass Reinforced Plastic | Gravity Feed |  |  | Removal | 1990-03-20
0-001033 | CHEVRON #9-5384 | 191 N ARIZONA AVE | CHANDLER | AZ | 85225 | Maricopa | 5 | Perm Closure | 1996-03-07 | 1000 | Used Oil/Waste Oil | COMPARTMENT A | Double Walled | Fiberglass Reinforced Plastic | Gravity Feed | Single Walled | Bare or Galvanized Steel | Removal | 2004-10-19
0-009404 | CARDON STATION | 2045 S 7TH AVE | PHOENIX | AZ | 85007 | Maricopa | 4 | Perm Closure | 1968-01-01 | 500 | Used Oil/Waste Oil | COMPARTMENT A |  | Asphalt coated or Bare Steel |  |  |  | Removal | 1999-03-31
0-001059 | CHEVRON #9-9058 | 14046 N 111TH AVE | YOUNGTOWN | AZ | 85363 | Maricopa | 2 | Perm Closure | 1984-01-01 | 10000 | Gasoline | COMPARTMENT A | Double Walled | Fiberglass Reinforced Plastic | Pressure |  | Fiberglass Reinforced Plastic | Removal | 1998-12-18
0-006207 | FALCON FIELD AIRPORT | 4800 E FALCON DR | MESA | AZ | 85215 | Maricopa | 2 | Perm Closure | 1980-01-01 | 12000 | Jet Fuel | COMPARTMENT A | Unknown | Fiberglass Reinforced Plastic | Pressure | Aboveground Piping |  | Removal | 2000-12-13
0-000694 | NEW DEAL PREOWNED AUTOS | 4611 W GLENDALE AVE | GLENDALE | AZ | 85301 | Maricopa | 4 | Perm Closure | 1979-01-01 | 500 | Used Oil/Waste Oil | COMPARTMENT A |  | Asphalt coated or Bare Steel |  |  |  | Removal | 1992-02-27
0-006797 | HENRY BROWN BUICK PONTIAC GMC | 1600 W MAIN ST | MESA | AZ | 85201 | Maricopa | 1 | Perm Closure | 1969-10-01 | 300 | Used Oil/Waste Oil | COMPARTMENT A | Double Walled | Asphalt coated or Bare Steel | Gravity Feed |  | Bare or Galvanized Steel | Removal | 1990-04-01
0-006585 | CIRCLE K #2708749 | 1145 W MAIN ST | MESA | AZ | 85201 | Maricopa | 1 | Open | 1988-12-11 | 10000 | Gasoline | COMPARTMENT A | Double Walled | Fiberglass Reinforced Plastic | Pressure |  | Fiberglass Reinforced Plastic
0-010017 | SMITH'S FOOD & DRUG #190 | 3490 N STOCKTON HILL RD | KINGMAN | AZ | 86409 | Mohave | 2 | Open | 2002-09-05 | 20000 | Gasoline | COMPARTMENT A | Double Walled | Fiberglass Reinforced Plastic | Pressure | Double Walled | Fiberglass Reinforced Plastic
0-010029 | SINCLAIR OIL CORP | 2808 S PARK AVE | TUCSON | AZ | 85713 | Pima | 2 | Perm Closure | 1960-01-01 | 6000 | Unidentified | COMPARTMENT A | Single Walled | Asphalt coated or Bare Steel |  |  |  | Removal | 2004-10-27
0-005058 | C S W CONTRACTORS INC | 1824 W BROADWAY RD | PHOENIX | AZ | 85041 | Maricopa | 2 | Perm Closure | 1984-01-01 | 10000 | Gasoline | COMPARTMENT A |  | Asphalt coated or Bare Steel |  |  |  | Removal | 1991-10-08
0-008799 | WALLCON | 1709 W SAHUARO DR | TUCSON | AZ | 85745 | Pima | 1 | Open | 1986-08-08 | 10000 | Gasoline | COMPARTMENT A | Single Walled | Asphalt coated or Bare Steel | Pressure
0-004468 | SHAY MART #11 | 1825 S 4TH AVE | YUMA | AZ | 85364 | Yuma | 3 | Open | 1986-10-01 | 12000 | Gasoline | COMPARTMENT A | Double Walled | Fiberglass Reinforced Plastic | Pressure |  | Fiberglass Reinforced Plastic
0-006992 | BENSON UNIFIED SCHOOL DISTRICT #9 - SCHOOL BUS BARN | 398 S CENTRAL AVE | BENSON | AZ | 85602 | Cochise | 3 | Perm Closure | 1987-04-01 | 2000 | Gasoline | COMPARTMENT A | Unknown | Asphalt coated or Bare Steel |  |  |  | Removal | 1990-10-01
0-007671 | DEE BOWDEN | 816 S 27TH AVE | PHOENIX | AZ | 85009 | Maricopa | 1 | Perm Closure | 2005-06-17 | 2000 | Diesel | COMPARTMENT A | Unknown | Asphalt coated or Bare Steel | Suction - Check Valve at the Tank Top |  |  | Removal | 1992-02-11
0-007822 | CSG SECURITY SERVICES | 4010 N 27TH AVE | PHOENIX | AZ | 85017 | Maricopa | 1 | Perm Closure | 2005-06-17 |  | Diesel | COMPARTMENT A | Unknown | Asphalt coated or Bare Steel |  |  |  | Removal | 1989-05-24
0-007139 | CITY OF PRESCOTT - FIRE #1 | 220 W GOODWIN ST | PRESCOTT | AZ | 86303 | Yavapai | 1 | Perm Closure | 2005-06-17 | 1000 | Gasoline | COMPARTMENT A | Unknown | Asphalt coated or Bare Steel | Pressure |  |  | Removal | 1990-11-20
0-001286 | CIRCLE K #2700684 | 2089 S AVENUE A | YUMA | AZ | 85364 | Yuma | 1 | Perm Closure | 1984-01-01 | 10000 | Gasoline (UL) | COMPARTMENT A | Double Walled | Fiberglass Reinforced Plastic | Pressure | Single Walled | Fiberglass Reinforced Plastic | Removal | 2020-08-19
0-001286 | CIRCLE K #2700684 | 2089 S AVENUE A | YUMA | AZ | 85364 | Yuma | 2 | Perm Closure | 1984-01-01 | 10000 | Gasoline | COMPARTMENT A | Double Walled | Fiberglass Reinforced Plastic | Pressure | Single Walled | Fiberglass Reinforced Plastic | Removal | 2020-08-19
0-001666 | ROUTE 66 AUTO CARE | 801 W ROUTE 66 | WILLIAMS | AZ | 86046 | Coconino | 9 | Perm Closure | 1971-01-01 | 250 | Used Oil/Waste Oil | COMPARTMENT A |  | Asphalt coated or Bare Steel | Suction - Check Valve at the Tank Top | Single Walled | Bare or Galvanized Steel | Removal | 1998-12-15
0-002142 | SPEEDI CAR WASH & FUEL | 915 S MILTON RD | FLAGSTAFF | AZ | 86001 | Coconino | 6 | Perm Closure | 1990-07-01 | 12000 | Gasoline | COMPARTMENT A | Double Walled | Composite (Steel/Fiberglass) | Pressure |  | Fiberglass Reinforced Plastic | Removal | 2020-05-12
0-002142 | SPEEDI CAR WASH & FUEL | 915 S MILTON RD | FLAGSTAFF | AZ | 86001 | Coconino | 8 | Open | 2020-05-22 | 8000 | Gasoline (PUL) | COMPARTMENT A | Double Walled | Fiberglass Reinforced Plastic | Pressure | Double Walled | Fiberglass Reinforced Plastic
0-002142 | SPEEDI CAR WASH & FUEL | 915 S MILTON RD | FLAGSTAFF | AZ | 86001 | Coconino | 4 | Perm Closure | 1990-07-01 | 12000 | Diesel | COMPARTMENT A | Double Walled | Composite (Steel/Fiberglass) | Pressure |  | Fiberglass Reinforced Plastic | Removal | 2020-05-12
0-001857 | ELLSWORTH MOTORS |  |  |  | 85501 | Gila | 3 | Perm Closure | 1974-01-01 | 3000 | Diesel | COMPARTMENT A |  | Asphalt coated or Bare Steel |  |  |  | Removal | 1988-12-19
0-001857 | ELLSWORTH MOTORS |  |  |  | 85501 | Gila | 1 | Perm Closure | 1974-01-01 | 3000 | Diesel | COMPARTMENT A |  | Asphalt coated or Bare Steel |  |  |  | Removal | 1988-12-19
0-001773 | DESERT BUILDING MATERIALS | 2310 W GARDNER LN | TUCSON | AZ | 85705 | Pima | 2 | Perm Closure | 1974-01-01 | 6000 | Diesel | COMPARTMENT A |  | Asphalt coated or Bare Steel |  |  |  | Removal | 1989-01-09
0-000808 | SOUTHWEST METALS | 6210 N 55TH AVE | GLENDALE | AZ | 85301 | Maricopa | 2 | Perm Closure | 1971-01-01 | 1000 | Gasoline | COMPARTMENT A |  | Asphalt coated or Bare Steel |  |  |  | Removal | 1991-02-11
0-006224 | CHICKASHA COTTON OIL - LLOYDS HARQUAHALA FARM |  | HARQUAHALA VALLEY |  |  | Maricopa | 3 | Perm Closure | 1968-01-01 | 4000 | Unidentified | COMPARTMENT A | Single Walled | Asphalt coated or Bare Steel |  |  |  | Removal | 1990-02-14
0-002227 | HONEYWELL ENGINES - SYSTEMS & SERVICES | 111 S 34TH ST | PHOENIX | AZ | 85034 | Maricopa | 16 | Open | 1986-01-01 | 20000 | Jet Fuel | COMPARTMENT A | Double Walled | Fiberglass Reinforced Plastic | Pressure | Double Walled | Fiberglass Reinforced Plastic
0-002227 | HONEYWELL ENGINES - SYSTEMS & SERVICES | 111 S 34TH ST | PHOENIX | AZ | 85034 | Maricopa | 28 | Perm Closure | 1970-01-01 | 200 | Gasoline | COMPARTMENT A |  | Asphalt coated or Bare Steel |  |  |  | Removal | 1989-06-01
0-002227 | HONEYWELL ENGINES - SYSTEMS & SERVICES | 111 S 34TH ST | PHOENIX | AZ | 85034 | Maricopa | 18 | Open | 1986-01-01 | 20000 | Unidentified | COMPARTMENT A | Double Walled | Fiberglass Reinforced Plastic | Suction - Check Valve at the Tank Top | Double Walled | Fiberglass Reinforced Plastic
0-002227 | HONEYWELL ENGINES - SYSTEMS & SERVICES | 111 S 34TH ST | PHOENIX | AZ | 85034 | Maricopa | 25 | Perm Closure | 1987-02-01 | 10000 | Unidentified | COMPARTMENT A | Double Walled | Fiberglass Reinforced Plastic | Suction - Check Valve at the Tank Top | Double Walled | Fiberglass Reinforced Plastic | Removal | 2012-11-19
0-000515 | ARCO #5275 | 2926 GRAND AVE | PHOENIX | AZ | 85017 | Maricopa | 3 | Perm Closure | 2005-06-17 | 10000 | Gasoline | COMPARTMENT A | Single Walled | Asphalt coated or Bare Steel | Pressure |  |  | Removal | 1993-11-17
0-000417 | CHOLLA GENERATING STATION | 4801 CHOLLA LAKE ROAD | JOSEPH CITY | AZ | 86032 | Navajo | 1 | Perm Closure | 1980-01-01 | 10000 | Diesel | COMPARTMENT A |  | Asphalt coated or Bare Steel | Pressure |  |  | Removal | 1992-11-19
0-001431 | RAPID IN AND OUT | 125 E MCDOWELL RD | PHOENIX | AZ | 85004 | Maricopa | 3 | Perm Closure | 1982-01-01 | 10000 | Gasoline | COMPARTMENT A | Double Walled | Composite (Steel/Fiberglass) | Pressure |  | Fiberglass Reinforced Plastic | Removal | 1993-08-20
0-004453 | EASY MART EAST | 3126 E ROUTE 66 | FLAGSTAFF | AZ | 86004 | Coconino | 2 | Perm Closure | 1968-01-01 | 12000 | Gasoline | COMPARTMENT A | Single Walled | Asphalt coated or Bare Steel | Pressure |  | Bare or Galvanized Steel | Removal | 1995-12-01
0-004453 | EASY MART EAST | 3126 E ROUTE 66 | FLAGSTAFF | AZ | 86004 | Coconino | 5 | Perm Closure | 1996-01-19 | 10000 | Gasoline | COMPARTMENT A | Double Walled | Composite (Steel/Fiberglass) | Pressure | Double Walled |  | Removal | 2018-10-10
0-008781 | VM DISTRIBUTING | 4420 N 42ND AVE | PHOENIX | AZ | 85019 | Maricopa | 2 | Perm Closure | 1974-01-01 | 5000 | Gasoline | COMPARTMENT A |  | Asphalt coated or Bare Steel | Suction - Check Valve at the Tank Top |  | Bare or Galvanized Steel | Removal | 1995-12-20
0-008781 | VM DISTRIBUTING | 4420 N 42ND AVE | PHOENIX | AZ | 85019 | Maricopa | 3 | Perm Closure | 1974-01-01 | 500 | Used Oil/Waste Oil | COMPARTMENT A |  | Asphalt coated or Bare Steel | Suction - Check Valve at the Tank Top |  | Bare or Galvanized Steel | Removal | 1995-12-20
0-005629 | FUELCO #107 | 3839 S 7TH ST | PHOENIX | AZ | 85040 | Maricopa | 7 | Open | 1985-01-01 | 8000 | Diesel | COMPARTMENT A |  | Asphalt coated or Bare Steel | Pressure |  | Fiberglass Reinforced Plastic
0-003702 | PHELPS FORD INC | 393 W ALDEN RD | KEARNY | AZ | 85137 | Pinal | 1 | Perm Closure | 1966-01-01 | 6000 | Gasoline | COMPARTMENT A |  | Asphalt coated or Bare Steel |  |  |  | Removal | 1974-06-01
0-001650 | CONTRERAS CONTRACTORS | 2110 N COUNTRY CLUB DR | MESA | AZ | 85201 | Maricopa | 4 | Perm Closure | 1970-01-01 | 500 | New Oil | COMPARTMENT A |  | Asphalt coated or Bare Steel | Suction - Check Valve at the Tank Top |  |  | Removal | 1994-07-06
0-006385 | KEENS FORT THOMAS STORE | 15520 W US HIGHWAY 70 | FORT THOMAS | AZ | 85536 | Graham | 1 | Perm Closure | 1970-01-01 | 2000 | Gasoline | COMPARTMENT A | Single Walled | Asphalt coated or Bare Steel |  |  |  | Removal | 1987-10-01
0-003102 | ARIZONA BEVERAGE DISTRIBUTING CO | 216 W PHOENIX AVE | FLAGSTAFF | AZ | 86001 | Coconino | 1 | Perm Closure | 1986-05-02 | 6000 | Diesel | COMPARTMENT A | Double Walled | Composite (Steel/Fiberglass) | Pressure |  | Fiberglass Reinforced Plastic | Removal | 1992-11-04
0-002196 | FLAGSTAFF 4 X 4 | 2920 E ROUTE 66 | FLAGSTAFF | AZ | 86004 | Coconino | 3 | Perm Closure | 1971-04-10 | 6000 | Gasoline | COMPARTMENT A | Unknown | Unknown |  |  |  | Removal | 1990-05-14
0-003638 | TOWN OF PAYSON - MAINTENANCE YARD | 500 S GREEN VALLEY PKWY | PAYSON | AZ | 85541 | Gila | 1 | Perm Closure | 1987-01-01 | 10000 | Gasoline | COMPARTMENT A | Double Walled | Fiberglass Reinforced Plastic | Pressure |  | Fiberglass Reinforced Plastic | Removal | 1998-09-16
0-004791 | SUN VALLEY CRUSHING CO | 2343 N COUNTRY CLUB DR | MESA | AZ | 85201 | Maricopa | 1 | Perm Closure | 1978-01-01 | 3000 | Gasoline | COMPARTMENT A | Single Walled | Asphalt coated or Bare Steel |  |  |  | Removal | 1985-03-02
0-005701 | WOODYS FOOD STORE #112 | 3401 N STOCKTON HILL RD | KINGMAN | AZ | 86409 | Mohave | 1 | Open | 1985-10-22 | 12000 | Gasoline (UL) | COMPARTMENT A | Single Walled | Fiberglass Reinforced Plastic | Pressure |  | Fiberglass Reinforced Plastic
0-006144 | REDDAWAY | 1951 SAN JUAN DR | LAKE HAVASU CITY | AZ | 86403 | Mohave | 1 | Perm Closure | 1988-04-21 | 10000 | Diesel | COMPARTMENT A | Unknown | Fiberglass Reinforced Plastic | Pressure |  | Fiberglass Reinforced Plastic | Removal | 1998-12-21
0-000897 | TWO BROTHERS X | 1163 W BROADWAY RD | MESA | AZ | 85210 | Maricopa | 3 | Perm Closure | 1966-01-01 | 3000 | Unidentified | COMPARTMENT A |  | Asphalt coated or Bare Steel |  |  |  | Removal | 1988-04-19
0-001821 | LITTLE GENERAL CHEVRON | 1860 S HIGHWAY 92 | SIERRA VISTA | AZ | 85635 | Cochise | 3 | Open | 1985-11-01 | 12000 | Gasoline | COMPARTMENT A | Double Walled | Composite (Steel/Fiberglass) | Pressure | Double Walled | Flexible
0-004455 | SHELL FOOD MART | 2120 S MILTON RD | FLAGSTAFF | AZ | 86001 | Coconino | 7 | Perm Closure | 1969-01-01 | 10000 | Diesel | COMPARTMENT A | Double Walled | Asphalt coated or Bare Steel |  |  |  | Removal | 1987-01-01
0-004455 | SHELL FOOD MART | 2120 S MILTON RD | FLAGSTAFF | AZ | 86001 | Coconino | 4 | Perm Closure | 1987-01-01 | 6000 | Gasoline | COMPARTMENT A | Double Walled | Composite (Steel/Fiberglass) | Pressure |  | Fiberglass Reinforced Plastic | Removal | 2019-10-09
0-004455 | SHELL FOOD MART | 2120 S MILTON RD | FLAGSTAFF | AZ | 86001 | Coconino | 2 | Perm Closure | 1987-01-01 | 12000 | Gasoline | COMPARTMENT A | Double Walled | Composite (Steel/Fiberglass) | Pressure |  | Fiberglass Reinforced Plastic | Removal | 2019-10-09
0-005534 | MAIN STREET SERVICE | 207 N MAIN ST | ELOY | AZ | 85131 | Pinal | 3 | Perm Closure | 1967-11-24 | 500 | Kerosene | COMPARTMENT A | Unknown | Asphalt coated or Bare Steel |  |  |  | Removal | 1989-05-27
0-008925 | NAVY GOODYEAR AIRPORT | 550 S LITCHFIELD RD | GOODYEAR | AZ | 85338 | Maricopa | 2 | Perm Closure | 2005-06-17 | 1000 | Diesel | COMPARTMENT A | Single Walled | Asphalt coated or Bare Steel |  |  |  | Removal | 1999-09-10
0-006775 | SOUTHERN PACIFIC TRANSPORTATION | 733 E SOUTHERN PACIFIC DR | PHOENIX | AZ | 85034 | Maricopa | 3 | Perm Closure | 1970-01-01 | 2000 | Gasoline | COMPARTMENT A | Unknown | Asphalt coated or Bare Steel |  |  |  | Removal | 1989-04-18
0-002308 | DESERT WEST COOLING & HEATING | 910 S CAMPBELL AVE | TUCSON | AZ | 85719 | Pima | 1 | Perm Closure | 1979-05-01 | 3000 | Gasoline | COMPARTMENT A | Single Walled | Asphalt coated or Bare Steel |  |  |  | Removal | 1989-03-07
0-003069 | MARTINEZ LAKE RESORT - BOAT SHOP | 10430 E MARTINEZ LAKE RD | MARTINEZ LAKE | AZ | 85365 | Yuma | 3 | Perm Closure | 1982-01-01 | 5000 | Gasoline | COMPARTMENT A | Unknown | Asphalt coated or Bare Steel | Pressure |  |  | Removal | 2005-10-11
0-000309 | ARCO #5522 | 1207 N 75TH AVE | PHOENIX | AZ | 85043 | Maricopa | 3 | Open | 1989-07-01 | 12000 | Gasoline | COMPARTMENT A | Double Walled | Fiberglass Reinforced Plastic | Pressure | Double Walled | Fiberglass Reinforced Plastic
0-005498 | UPS TUCSON | 899 E SILVERLAKE RD | TUCSON | AZ | 85713 | Pima | 3 | Open | 1993-10-01 | 12000 | Gasoline | COMPARTMENT A | Double Walled | Fiberglass Reinforced Plastic | Pressure | Double Walled | Fiberglass Reinforced Plastic
0-005498 | UPS TUCSON | 899 E SILVERLAKE RD | TUCSON | AZ | 85713 | Pima | 2 | Perm Closure | 1980-07-11 | 10000 | Gasoline | COMPARTMENT A | Double Walled | Asphalt coated or Bare Steel | Pressure |  | Bare or Galvanized Steel | Removal | 1993-09-01
0-004419 | SUBURBAN PROPANE | 3550 W BETHANY HOME RD | PHOENIX | AZ | 85019 | Maricopa | 1 | Perm Closure | 1973-01-01 | 10000 | Gasoline | COMPARTMENT A |  | Asphalt coated or Bare Steel |  |  |  | Removal | 1993-12-15
0-006875 | VETERANS AFFAIRS MEDICAL CENTER | 3601 S 6TH AVE | TUCSON | AZ | 85723 | Pima | 5 | Perm Closure | 1929-01-01 | 23500 | Diesel | COMPARTMENT A |  | Asphalt coated or Bare Steel |  |  |  | Removal | 1995-12-01
0-003529 | ROGERS CORPORATION | 165 S PRICE RD | CHANDLER | AZ | 85224 | Maricopa | 3 | Perm Closure | 1983-01-01 | 10000 | Hazardous Substance | COMPARTMENT A |  | Asphalt coated or Bare Steel | Suction - Check Valve at the Dispenser |  | Bare or Galvanized Steel | Removal | 1998-12-08
0-003529 | ROGERS CORPORATION | 165 S PRICE RD | CHANDLER | AZ | 85224 | Maricopa | 2 | Perm Closure | 1983-01-01 | 10000 | Hazardous Substance | COMPARTMENT A |  | Asphalt coated or Bare Steel | Suction - Check Valve at the Dispenser |  | Bare or Galvanized Steel | Removal | 1998-12-08
0-001444 | CIRCLE K #1583 | 1401 W GRANT RD | TUCSON | AZ | 85745 | Pima | 5 | Open | 1995-02-08 | 10000 | Gasoline (UL) | COMPARTMENT A | Double Walled | Fiberglass Reinforced Plastic | Pressure | Double Walled | Fiberglass Reinforced Plastic
0-001444 | CIRCLE K #1583 | 1401 W GRANT RD | TUCSON | AZ | 85745 | Pima | 3 | Perm Closure | 1969-01-01 | 8000 | Gasoline | COMPARTMENT A |  | Asphalt coated or Bare Steel | Pressure |  |  | Removal | 1995-02-07
0-009140 | PHELPS DIESEL REPAIR | 266 W MAIN ST | SPRINGERVILLE | AZ | 85938 | Apache | 1 | Perm Closure | 2005-06-17 | 1000 | Diesel | COMPARTMENT A | Double Walled | Asphalt coated or Bare Steel |  |  |  | Removal | 1997-10-02
0-002935 | LAVEEN ELEMENTARY SCHOOL | 9401 S 51ST AVE | LAVEEN | AZ | 85339 | Maricopa | 2 | Perm Closure | 1983-01-01 | 12000 | Gasoline | COMPARTMENT A |  | Asphalt coated or Bare Steel | Pressure |  | Bare or Galvanized Steel | Removal | 1993-06-08
0-001621 | ARIZONA TRAINING PROGRAM | 2800 N HIGHWAY 87 | COOLIDGE | AZ | 85128 | Pinal | 2 | Perm Closure | 1965-01-01 | 500 | Diesel | COMPARTMENT A |  | Asphalt coated or Bare Steel |  |  |  | Removal | 1990-01-25
0-003877 | CITY OF PHOENIX - SOUTH TRANSIT FACILITY | 2225 W LOWER BUCKEYE RD | PHOENIX | AZ | 85009 | Maricopa | 6 | Perm Closure | 1982-01-01 | 8000 | Gasoline | COMPARTMENT A | Double Walled | Fiberglass Reinforced Plastic | Pressure | Single Walled | Bare or Galvanized Steel | Removal | 2015-12-22
0-003877 | CITY OF PHOENIX - SOUTH TRANSIT FACILITY | 2225 W LOWER BUCKEYE RD | PHOENIX | AZ | 85009 | Maricopa | 8 | Perm Closure | 1982-01-09 | 6000 | New Oil | COMPARTMENT A | Double Walled | Fiberglass Reinforced Plastic | Suction - Check Valve at the Tank Top | Single Walled | Bare or Galvanized Steel | Removal | 2015-12-22
0-006134 | ARMORED TRANSPORT SOUTHWEST | 219 W FLORES ST | TUCSON | AZ | 85705 | Pima | 1 | Perm Closure | 1971-04-15 | 5000 | Diesel | COMPARTMENT A | Unknown | Asphalt coated or Bare Steel |  |  |  | Removal | 1989-06-27
0-008519 | SUPER AUTO | 326 N GILBERT RD | GILBERT | AZ | 85234 | Maricopa | 2 | Perm Closure | 2005-06-17 | 1000 | Gasoline | COMPARTMENT A |  | Asphalt coated or Bare Steel |  |  |  | Removal | 1995-02-07
0-003157 | ALLIANCE SELF SERVICE | 620 W PIMA ST | GILA BEND | AZ | 85337 | Maricopa | 4 | Perm Closure | 1978-01-01 | 3000 | Gasoline | COMPARTMENT A | Double Walled | Asphalt coated or Bare Steel |  |  |  | Removal | 1996-05-10
0-000938 | SHELL #24 | 5904 W GREENWAY RD | GLENDALE | AZ | 85306 | Maricopa | 7 | Open | 1988-11-18 | 10000 | Gasoline | COMPARTMENT A | Double Walled | Fiberglass Reinforced Plastic | Pressure | Double Walled | Fiberglass Reinforced Plastic
0-000938 | SHELL #24 | 5904 W GREENWAY RD | GLENDALE | AZ | 85306 | Maricopa | 1 | Perm Closure | 1983-01-01 | 12000 | Gasoline | COMPARTMENT A |  | Asphalt coated or Bare Steel | Pressure |  |  | Removal | 1988-11-01
0-000938 | SHELL #24 | 5904 W GREENWAY RD | GLENDALE | AZ | 85306 | Maricopa | 9 | Open | 1988-11-18 | 12000 | Gasoline | COMPARTMENT A | Double Walled | Fiberglass Reinforced Plastic | Pressure | Double Walled | Fiberglass Reinforced Plastic
0-006876 | BNSF | 1417 W SECOND ST | WINSLOW | AZ | 86047 | Navajo | 3 | Perm Closure | 1946-01-01 | 14390 | Gasoline | COMPARTMENT A | Unknown | Asphalt coated or Bare Steel |  |  |  | Removal | 1990-08-03
0-006876 | BNSF | 1417 W SECOND ST | WINSLOW | AZ | 86047 | Navajo | 4 | Perm Closure | 1919-01-01 | 19740 | Used Oil/Waste Oil | COMPARTMENT A | Unknown | Asphalt coated or Bare Steel |  |  |  | Removal | 1990-08-08
0-000644 | CHEVRON #9-6526 | 5927 N 27TH AVE | PHOENIX | AZ | 85017 | Maricopa | 2 | Perm Closure | 1985-01-01 | 10000 | Gasoline | COMPARTMENT A | Double Walled | Fiberglass Reinforced Plastic | Suction - Check Valve at the Tank Top |  | Fiberglass Reinforced Plastic | Removal | 1998-03-03
0-005341 | USARMY - YUMA PROVING GROUNDS | 301 C ST | YUMA | AZ | 85365 | Yuma | 30 | Open | 2005-02-02 | 10000 | Gasoline | COMPARTMENT B | Double Walled | Fiberglass Reinforced Plastic | Pressure | Double Walled | Flexible
0-005341 | USARMY - YUMA PROVING GROUNDS | 301 C ST | YUMA | AZ | 85365 | Yuma | 17 | Perm Closure | 1961-01-01 | 10000 | Diesel | COMPARTMENT A |  | Asphalt coated or Bare Steel |  |  |  | Removal | 1991-10-01
0-005341 | USARMY - YUMA PROVING GROUNDS | 301 C ST | YUMA | AZ | 85365 | Yuma | 9 | Perm Closure | 1971-01-01 | 10000 | Diesel | COMPARTMENT A |  | Asphalt coated or Bare Steel | Pressure |  |  | Removal | 1994-11-15
0-005341 | USARMY - YUMA PROVING GROUNDS | 301 C ST | YUMA | AZ | 85365 | Yuma | 15 | Perm Closure | 1960-01-01 | 10000 | Jet Fuel | COMPARTMENT A | Single Walled | Asphalt coated or Bare Steel | Pressure | Single Walled | Bare or Galvanized Steel | Removal | 2020-02-28
0-005341 | USARMY - YUMA PROVING GROUNDS | 301 C ST | YUMA | AZ | 85365 | Yuma | 16 | Perm Closure | 1961-01-01 | 10000 | Diesel | COMPARTMENT A |  | Asphalt coated or Bare Steel |  |  |  | Removal | 1991-10-01
0-003886 | CITY OF PHOENIX - WATER MAINTENANCE FACILITY | 3015 N 52ND ST | PHOENIX | AZ | 85018 | Maricopa | 2 | Perm Closure | 1982-01-01 | 5000 | Diesel | COMPARTMENT A | Single Walled | Asphalt coated or Bare Steel | Pressure |  |  | Removal | 1995-03-17
0-006062 | WELLS QUICK STOP | 21855 NW GRAND AVE | WITTMANN | AZ | 85361 | Maricopa | 4 | Perm Closure | 1975-04-02 | 10000 | Gasoline | COMPARTMENT A | Unknown | Asphalt coated or Bare Steel |  |  |  | Removal | 2000-05-01
0-004646 | 7-ELEVEN #20622 | 646 W INDIAN SCHOOL RD | PHOENIX | AZ | 85013 | Maricopa | 1 | Perm Closure | 1978-02-04 | 10000 | Gasoline | COMPARTMENT A | Unknown | Asphalt coated or Bare Steel |  |  |  | Removal | 1991-12-12
0-009483 | SANDERS FARM |  | GILBERT |  |  | Maricopa | 4 | Perm Closure | 2005-06-17 | 6000 | Gasoline | COMPARTMENT A | Single Walled | Asphalt coated or Bare Steel | Suction - Check Valve at the Tank Top | Single Walled | Bare or Galvanized Steel | Removal | 1999-06-30
0-003038 | MARCO CRANE & RIGGING COMPANY | 4142 E TENNESSEE ST | TUCSON | AZ | 85714 | Pima | 1 | Perm Closure | 1975-12-24 | 8000 | Diesel | COMPARTMENT A | Unknown | Asphalt coated or Bare Steel | Pressure |  |  | Removal | 1996-01-09
0-004245 | SAGUARO ELECTRIC INC | 1032 N COLUMBUS BLVD | TUCSON | AZ | 85711 | Pima | 1 | Perm Closure | 1981-01-21 | 2000 | Gasoline | COMPARTMENT A | Double Walled | Asphalt coated or Bare Steel | Suction - Check Valve at the Tank Top |  |  | Closed in Place | 1990-01-01
0-000526 | ARCO #1519 | 3501 W PEORIA AVE | PHOENIX | AZ | 85029 | Maricopa | 8 | Open | 2003-07-08 | 20000 | Gasoline | COMPARTMENT A | Double Walled | Fiberglass Reinforced Plastic | Pressure | Double Walled | Fiberglass Reinforced Plastic
0-000441 | ARIZONA TRANSPORT REFRIGERATION | 830 S 23RD AVE | PHOENIX | AZ | 85009 | Maricopa | 3 | Perm Closure | 2005-06-17 | 500 | Used Oil/Waste Oil | COMPARTMENT A |  | Asphalt coated or Bare Steel |  |  |  | Removal | 1997-05-08
0-000494 | BROADWAY REAL ESTATE LLC | 363 S GILBERT RD | MESA | AZ | 85204 | Maricopa | 1 | Perm Closure | 1984-01-01 | 12000 | Gasoline (UL) | COMPARTMENT A | Single Walled | Fiberglass Reinforced Plastic | Pressure |  | Fiberglass Reinforced Plastic | Removal | 2018-11-15
0-000494 | BROADWAY REAL ESTATE LLC | 363 S GILBERT RD | MESA | AZ | 85204 | Maricopa | 6 | Perm Closure | 1999-12-01 | 8000 | Diesel | COMPARTMENT A | Single Walled | Fiberglass Reinforced Plastic | Pressure | Double Walled | Fiberglass Reinforced Plastic | Removal | 2018-11-15
0-001897 | SUPER STOP #870 | 3102 E 22ND ST | TUCSON | AZ | 85713 | Pima | 3 | Perm Closure | 1980-01-01 | 10000 | Gasoline | COMPARTMENT A | Double Walled | Fiberglass Reinforced Plastic |  |  |  | Removal | 1990-06-27
0-001897 | SUPER STOP #870 | 3102 E 22ND ST | TUCSON | AZ | 85713 | Pima | 5 | Perm Closure | 1991-03-01 | 10000 | Gasoline | COMPARTMENT A | Double Walled | Fiberglass Reinforced Plastic | Pressure | Double Walled | Fiberglass Reinforced Plastic | Removal | 2014-04-30
0-001430 | CIRCLE K #27001574 | 2012 W SOUTHERN AVE | MESA | AZ | 85202 | Maricopa | 8 | Open | 2010-07-16 | 20000 | Gasoline | COMPARTMENT A | Double Walled | Fiberglass Reinforced Plastic | Pressure | Double Walled | Fiberglass Reinforced Plastic
0-001430 | CIRCLE K #27001574 | 2012 W SOUTHERN AVE | MESA | AZ | 85202 | Maricopa | 5 | Perm Closure | 1992-12-01 | 15000 | Gasoline | COMPARTMENT A | Double Walled | Fiberglass Reinforced Plastic | Pressure |  | Fiberglass Reinforced Plastic | Removal | 2010-02-09
0-007405 | HOLBROOK ADVENTIST INDIAN SCHOOL | 2001 MCLAWS RD | HOLBROOK | AZ | 86025 | Navajo | 1 | Perm Closure | 1971-01-01 | 1000 | Gasoline | COMPARTMENT A | Unknown | Asphalt coated or Bare Steel | Suction - Check Valve at the Tank Top |  |  | Removal | 1991-08-28
0-005485 | CIRCLE K #2950 | 3651 S HIGHWAY 92 | SIERRA VISTA | AZ | 85650 | Cochise | 3 | Perm Closure | 1973-04-04 | 8000 | Gasoline | COMPARTMENT A | Double Walled | Asphalt coated or Bare Steel | Pressure |  |  | Removal | 1996-01-23
0-006128 | TUMBLEWEED SERVICE | 7145 S 51ST AVE | PHOENIX | AZ | 85339 | Maricopa | 6 | Perm Closure | 2004-05-19 | 12000 | Gasoline | COMPARTMENT A | Double Walled | Fiberglass Reinforced Plastic | Pressure | Double Walled | Fiberglass Reinforced Plastic | Removal | 2015-01-23
0-006838 | MAMMOTH AUTO PARTS & SERVICE | 728 S OLD HWY 77 | MAMMOTH | AZ | 85618 | Pinal | 1 | Perm Closure | 1971-11-01 | 3000 | Gasoline | COMPARTMENT A | Double Walled | Asphalt coated or Bare Steel | Pressure |  | Fiberglass Reinforced Plastic | Removal | 1992-02-10
0-003235 | LUCKY 7 | 8946 N 7TH ST | PHOENIX | AZ | 85020 | Maricopa | 3 | Perm Closure | 1987-12-01 | 1000 | Used Oil/Waste Oil | COMPARTMENT A | Double Walled | Fiberglass Reinforced Plastic | Gravity Feed |  | Fiberglass Reinforced Plastic | Removal | 1993-03-16
0-003235 | LUCKY 7 | 8946 N 7TH ST | PHOENIX | AZ | 85020 | Maricopa | 8 | Perm Closure | 1995-01-05 | 10000 | Gasoline | COMPARTMENT A | Double Walled | Composite (Steel/Fiberglass) | Pressure | Double Walled |  | Removal | 2016-09-29
0-004597 | BOWIE DEPOT | 1 RAILROAD AVE | BOWIE | AZ | 85605 | Cochise | 5 | Perm Closure | 2005-06-17 | 150 | Kerosene | COMPARTMENT A | Unknown | Unknown |  |  |  | Removal | 1990-02-07
0-000847 | VULCAN MATERIALS - CALMAT DIVISION | 1801 E UNIVERSITY DR | PHOENIX | AZ | 85034 | Maricopa | 9 | Perm Closure | 2005-06-17 | 12000 | Used Oil/Waste Oil | COMPARTMENT A |  | Asphalt coated or Bare Steel | Suction - Check Valve at the Tank Top | Single Walled | Bare or Galvanized Steel | Removal | 2002-02-22
0-007484 | WHITE MOUNTAIN PASSENGER LINES | 1041 E HALL | SHOW LOW | AZ | 85901 | Navajo | 2 | Perm Closure | 2005-06-17 | 2000 | Diesel | COMPARTMENT A |  | Asphalt coated or Bare Steel | Suction - Check Valve at the Tank Top |  |  | Removal | 1991-10-10
0-000604 | RAYS TIRE SERVICE | 202 E BROADWAY RD | MESA | AZ | 85210 | Maricopa | 9 | Perm Closure | 1988-01-01 | 200 | New Oil | COMPARTMENT A | Single Walled | Asphalt coated or Bare Steel | Suction - Check Valve at the Tank Top |  |  | Removal | 1993-10-20
0-000604 | RAYS TIRE SERVICE | 202 E BROADWAY RD | MESA | AZ | 85210 | Maricopa | 8 | Perm Closure | 1988-01-01 | 1000 | Diesel | COMPARTMENT A | Single Walled | Asphalt coated or Bare Steel | Suction - Check Valve at the Tank Top |  |  | Removal | 1997-02-04
0-002996 | SUN DEVIL AUTO - FORMER | 1824 E BASELINE RD | TEMPE | AZ | 85283 | Maricopa | 3 | Perm Closure | 2005-06-17 | 10000 | Gasoline | COMPARTMENT A | Unknown | Asphalt coated or Bare Steel | Pressure |  |  | Removal | 1992-11-19
0-004099 | BLUE RIDGE MARKET | 210 S STATE ROUTE 69 | DEWEY | AZ | 86327 | Yavapai | 5 | Open | 1996-05-17 | 12000 | Gasoline | COMPARTMENT A | Double Walled | Fiberglass Reinforced Plastic | Pressure | Double Walled | Fiberglass Reinforced Plastic
0-008068 | DOUBLE EAGLE AUTO SERVICE |  | SALOME |  |  | La Paz | 4 | Perm Closure | 2005-06-17 | 550 | Gasoline | COMPARTMENT A | Unknown | Asphalt coated or Bare Steel | Suction - Check Valve at the Tank Top |  |  | Removal | 1992-12-01
0-007772 | PAULDEN MINI MART & RV PARK | 23310 N STATE ROUTE 89 | PAULDEN | AZ | 86334 | Yavapai | 3 | Perm Closure | 2005-06-17 | 500 | Gasoline | COMPARTMENT A | Single Walled | Asphalt coated or Bare Steel | Pressure | Single Walled | Bare or Galvanized Steel | Removal | 1993-09-10
0-007772 | PAULDEN MINI MART & RV PARK | 23310 N STATE ROUTE 89 | PAULDEN | AZ | 86334 | Yavapai | 1 | Perm Closure | 2005-06-17 | 1000 | Gasoline | COMPARTMENT A | Single Walled | Asphalt coated or Bare Steel | Suction - Check Valve at the Tank Top | Single Walled | Bare or Galvanized Steel | Removal | 1993-09-10
0-000002 | PENSKE TRUCK LEASING CO | 1860 W KAIBAB LN | FLAGSTAFF | AZ | 86001 | Coconino | 1 | Perm Closure | 1980-01-01 | 10000 | Gasoline | COMPARTMENT A |  | Asphalt coated or Bare Steel | Pressure |  |  | Removal | 1992-10-07
0-002767 | KACHINA STEEL SUPPLY | 642 N 17TH AVE | PHOENIX | AZ | 85007 | Maricopa | 3 | Perm Closure | 1966-05-05 | 10000 | Diesel | COMPARTMENT A | Double Walled | Asphalt coated or Bare Steel |  |  |  | Removal | 1991-06-12
0-005433 | CIRCLE K #2885 | 3618 W BUCKEYE RD | PHOENIX | AZ | 85009 | Maricopa | 6 | Open | 1986-10-01 | 10000 | Gasoline (PUL) | COMPARTMENT A | Double Walled | Fiberglass Reinforced Plastic | Pressure | Double Walled | Fiberglass Reinforced Plastic
0-005433 | CIRCLE K #2885 | 3618 W BUCKEYE RD | PHOENIX | AZ | 85009 | Maricopa | 4 | Perm Closure | 1979-01-01 | 6000 | Diesel | COMPARTMENT A | Single Walled | Asphalt coated or Bare Steel | Pressure |  | Fiberglass Reinforced Plastic | Removal | 2005-01-26
0-000101 | ALEXANDER FORD | 801 E 32ND ST | YUMA | AZ | 85365 | Yuma | 2 | Open | 1990-07-01 | 1000 | Gasoline | COMPARTMENT A | Double Walled | Fiberglass Reinforced Plastic | Suction - Check Valve at the Tank Top |  | Fiberglass Reinforced Plastic
0-004407 | PEPSI BEVERAGES COMPANY | 4140 E RAYMOND ST | PHOENIX | AZ | 85040 | Maricopa | 4 | Perm Closure | 1972-01-01 | 8000 | Unidentified | COMPARTMENT A | Single Walled | Asphalt coated or Bare Steel | Suction - Check Valve at the Tank Top | Single Walled | Bare or Galvanized Steel | Removal | 1993-06-02
0-000555 | AT&T - TUCSON CENTRAL OFFICE | 126 E ALAMEDA ST | TUCSON | AZ | 85701 | Pima | 4 | Open | 1994-12-28 | 10000 | Diesel | COMPARTMENT A | Double Walled | Composite (Steel/Fiberglass) | Suction - Check Valve at the Tank Top | Double Walled | Copper
0-006406 | CITY OF TEMPE - KYRENE WATER RECLAMATION PLANT | 311 W GUADALUPE RD | TEMPE | AZ | 85283 | Maricopa | 2 | Perm Closure | 2005-06-17 |  | Unidentified | COMPARTMENT A |  | Unknown |  |  |  | Removal | 1989-01-01
0-001002 | CITY OF CHANDLER - AIRPORT | 1725 E RYAN RD | CHANDLER | AZ | 85286 | Maricopa | 5 | Perm Closure | 2005-06-17 | 900 | Unidentified | COMPARTMENT A |  | Asphalt coated or Bare Steel | Pressure | Single Walled | Fiberglass Reinforced Plastic | Removal | 1991-09-10
0-008314 | BELL HONDA | 701 W BELL RD | PHOENIX | AZ | 85023 | Maricopa | 1 | Perm Closure | 2005-06-17 |  | Used Oil/Waste Oil | COMPARTMENT A | Double Walled | Fiberglass Reinforced Plastic | Gravity Feed |  |  | Removal | 1994-04-13
0-007021 | HOM BROTHERS | 937 W MIRACLE MILE | TUCSON | AZ | 85705 | Pima | 1 | Perm Closure | 2005-06-17 |  | Gasoline | COMPARTMENT A | Double Walled | Asphalt coated or Bare Steel |  |  |  | Removal | 1970-01-01
0-006607 | SATNAM LLC MINIMARKET | 2308 GRAND AVE | PHOENIX | AZ | 85009 | Maricopa | 2 | Perm Closure | 1988-12-01 | 12000 | Gasoline | COMPARTMENT A | Double Walled | Fiberglass Reinforced Plastic | Pressure |  | Fiberglass Reinforced Plastic | Removal | 2020-04-01
0-006607 | SATNAM LLC MINIMARKET | 2308 GRAND AVE | PHOENIX | AZ | 85009 | Maricopa | 6 | Open | 2020-06-08 | 7000 | Diesel | COMPARTMENT B | Double Walled | Fiberglass Reinforced Plastic | Pressure | Double Walled | Fiberglass Reinforced Plastic
0-006607 | SATNAM LLC MINIMARKET | 2308 GRAND AVE | PHOENIX | AZ | 85009 | Maricopa | 3 | Perm Closure | 1988-12-01 | 12000 | Gasoline | COMPARTMENT A | Double Walled | Fiberglass Reinforced Plastic | Pressure |  | Fiberglass Reinforced Plastic | Removal | 2020-04-01
0-000811 | BURRIS-WHITE MACHINERY CO | 2020 W GARDNER LN | TUCSON | AZ | 85705 | Pima | 1 | Perm Closure | 1970-01-01 | 4000 | Gasoline | COMPARTMENT A |  | Asphalt coated or Bare Steel |  |  |  | Removal | 1987-10-01
0-002961 | STOP-BY CONVENIENCE MART | 15702 W JIMMIE KERR BLVD | CASA GRANDE | AZ | 85122 | Pinal | 4 | Perm Closure | 1989-11-19 | 10000 | Gasoline | COMPARTMENT A | Single Walled | Fiberglass Reinforced Plastic | Pressure |  | Bare or Galvanized Steel | Removal | 2017-03-01
0-002961 | STOP-BY CONVENIENCE MART | 15702 W JIMMIE KERR BLVD | CASA GRANDE | AZ | 85122 | Pinal | 5 | Perm Closure | 1989-11-19 | 10000 | Gasoline | COMPARTMENT A | Single Walled | Fiberglass Reinforced Plastic | Pressure |  | Bare or Galvanized Steel | Removal | 2017-03-01
0-006649 | CARWASHER INC | 47 N COUNTRY CLUB DR | MESA | AZ | 85201 | Maricopa | 3 | Perm Closure | 1969-01-01 | 5000 | Unidentified | COMPARTMENT A | Single Walled | Asphalt coated or Bare Steel |  |  |  | Removal | 1989-04-27
0-003113 | CALIBER COLLISION CENTER | 15055 N HAYDEN RD | SCOTTSDALE | AZ | 85260 | Maricopa | 3 | Perm Closure | 1985-04-17 | 1000 | Unidentified | COMPARTMENT A | Unknown | Asphalt coated or Bare Steel | Gravity Feed | Single Walled | Bare or Galvanized Steel | Removal | 1992-06-05
0-000751 | CRIST MACHINERY | 2020 N BLACK CANYON HWY | PHOENIX | AZ | 85009 | Maricopa | 1 | Perm Closure | 1969-01-01 | 500 | Used Oil/Waste Oil | COMPARTMENT A | Unknown | Unknown |  |  |  | Removal | 1987-10-10
0-003912 | ASCENT AVIATION SERVICES | 24641 E PINAL AIR PARK RD | MARANA | AZ | 85653 | Pinal | 7 | Perm Closure | 1942-01-01 | 12000 | Jet A (Kerosene-type Jet Fuel) | COMPARTMENT A | Single Walled | Concrete |  |  |  | Removal | 1997-01-15
0-004124 | FOAM EXPERT ROOFING | 2534 W POPPY AVE | TUCSON | AZ | 85705 | Pima | 1 | Perm Closure | 2005-06-17 | 6000 | Gasoline | COMPARTMENT A | Unknown | Asphalt coated or Bare Steel |  |  |  | Removal | 1993-11-04
0-007124 | YOUNG BLOCK CO | 2200 W GARDNER LN | TUCSON | AZ | 85705 | Pima | 1 | Perm Closure | 1986-11-04 | 4000 | Diesel | COMPARTMENT A | Double Walled | Composite (Steel/Fiberglass) | Suction - Check Valve at the Tank Top |  |  | Removal | 1997-11-18
0-000522 | ARCO #5250 | 2740 W NORTHERN AVE | PHOENIX | AZ | 85051 | Maricopa | 6 | Open | 1988-01-01 | 12000 | Gasoline | COMPARTMENT A | Double Walled | Composite (Steel/Fiberglass) | Pressure | Double Walled | Fiberglass Reinforced Plastic
0-003815 | CITY OF PHOENIX - FIRE STATION #17 | 1531 E MISSOURI AVE | PHOENIX | AZ | 85014 | Maricopa | 1 | Perm Closure | 1964-01-01 | 1000 | Diesel | COMPARTMENT A |  | Asphalt coated or Bare Steel | Suction - Check Valve at the Tank Top |  | Bare or Galvanized Steel | Removal | 1992-07-21
0-005320 | UNOCAL #6456 | 2417 W BETHANY HOME RD | PHOENIX | AZ | 85015 | Maricopa | 3 | Perm Closure | 1982-01-01 | 6000 | Gasoline | COMPARTMENT A | Single Walled | Asphalt coated or Bare Steel | Pressure |  |  | Removal | 1993-07-22
0-005319 | VIKING CLEANERS | 3201 E INDIAN SCHOOL RD | PHOENIX | AZ | 85018 | Maricopa | 2 | Perm Closure | 1982-01-01 | 10000 | Gasoline | COMPARTMENT A | Single Walled | Asphalt coated or Bare Steel | Pressure | Single Walled | Fiberglass Reinforced Plastic | Removal | 1989-06-12
0-001887 | CIRCLE K #5951 | 8702 E BROADWAY BLVD | TUCSON | AZ | 85710 | Pima | 1 | Perm Closure | 1969-01-01 | 6000 | Gasoline | COMPARTMENT A |  | Asphalt coated or Bare Steel |  |  |  | Removal | 1989-03-05
0-007557 | BIFF BAKER FENCE CO INC | 3540 E GOLF LINKS RD | TUCSON | AZ | 85713 | Pima | 1 | Perm Closure | 2005-06-17 |  | Unidentified | COMPARTMENT A | Double Walled | Asphalt coated or Bare Steel |  |  |  | Removal | 1988-10-03
0-001780 | MESQUITE TIRE & AUTO INC | 1635 MESQUITE AVE | LAKE HAVASU CITY | AZ | 86403 | Mohave | 2 | Perm Closure | 1974-01-01 | 8000 | Gasoline | COMPARTMENT A |  | Asphalt coated or Bare Steel | Pressure |  |  | Removal | 1997-01-08
0-001780 | MESQUITE TIRE & AUTO INC | 1635 MESQUITE AVE | LAKE HAVASU CITY | AZ | 86403 | Mohave | 3 | Perm Closure | 1974-01-01 | 8000 | Gasoline | COMPARTMENT A |  | Asphalt coated or Bare Steel | Pressure |  |  | Removal | 1997-01-08
0-000109 | VANS EXXON | 3761 S MISSION RD | TUCSON | AZ | 85713 | Pima | 1 | Perm Closure | 1960-01-01 | 10000 | Gasoline | COMPARTMENT A |  | Asphalt coated or Bare Steel |  |  |  | Removal | 1990-02-26
0-001679 | MOBIL - CANYON GATEWAY MOBIL | 711 N GRAND CANYON BLVD | WILLIAMS | AZ | 86046 | Coconino | 2 | Open | 1982-01-01 | 10000 | Gasoline (PUL) | COMPARTMENT A | Single Walled | Asphalt coated or Bare Steel | Pressure | Single Walled | Bare or Galvanized Steel
0-004698 | REINER CONCRETE | 3832 E FARR PL | TUCSON | AZ | 85716 | Pima | 3 | Perm Closure | 1972-01-01 | 500 | Used Oil/Waste Oil | COMPARTMENT A |  | Asphalt coated or Bare Steel |  |  |  | Removal | 1989-04-14
0-004624 | 7-ELEVEN #17403 | 1080 N COLUMBUS BLVD | TUCSON | AZ | 85711 | Pima | 3 | Perm Closure | 1975-01-01 | 12000 | Gasoline | COMPARTMENT A | Single Walled | Asphalt coated or Bare Steel | Pressure |  | Bare or Galvanized Steel | Removal | 1992-12-16
0-006237 | FED MART - FORMER | 3010 GRAND AVE | PHOENIX | AZ | 85017 | Maricopa | 1 | Perm Closure | 2005-06-17 | 10000 | Gasoline | COMPARTMENT A |  | Asphalt coated or Bare Steel |  |  |  | Removal | 1990-12-20
0-006012 | CIRCLE K #2708600 | 13802 N 40TH ST | PHOENIX | AZ | 85032 | Maricopa | 3 | Open | 1988-02-24 | 10000 | Gasoline | COMPARTMENT A | Double Walled | Fiberglass Reinforced Plastic | Pressure |  | Fiberglass Reinforced Plastic
0-000329 | HIGHWAY TECHNOLOGIES | 1888 E BROADWAY RD | TEMPE | AZ | 85282 | Maricopa | 1 | Perm Closure | 1974-04-18 | 8000 | Diesel | COMPARTMENT A | Single Walled | Asphalt coated or Bare Steel |  |  |  | Removal | 1989-04-17
0-008235 | EPA GROUP LLC | 19550 S SOSSAMAN RD | QUEEN CREEK | AZ | 85242 |  | 1 | Perm Closure | 2005-06-17 | 5000 | Gasoline | COMPARTMENT A | Single Walled | Asphalt coated or Bare Steel |  |  |  | Removal | 1993-11-05
0-006107 | PALOMA MOTORS | 308 W PIMA ST | GILA BEND | AZ | 85337 | Maricopa | 1 | Perm Closure | 1973-01-01 | 4000 | Gasoline | COMPARTMENT A | Single Walled | Asphalt coated or Bare Steel | Pressure |  | Bare or Galvanized Steel | Closed in Place | 1995-01-10
0-004379 | PAUL SCHOONOVER AIR CONDITIONING | 21412 N 11TH AVE | PHOENIX | AZ | 85027 | Maricopa | 1 | Perm Closure | 1980-04-30 | 2000 | Gasoline | COMPARTMENT A | Double Walled | Asphalt coated or Bare Steel | Suction - Check Valve at the Tank Top |  |  | Removal | 1991-09-12
0-006033 | OSBORN SCHOOL DISTRICT #8 | 1226 W OSBORN RD | PHOENIX | AZ | 85013 | Maricopa | 4 | Open | 2020-11-01 | 5000 | Gasoline (UL) | COMPARTMENT B | Double Walled | Fiberglass Reinforced Plastic
0-002694 | ARIZONA EXPRESS | 4002 N 31ST AVE | PHOENIX | AZ | 85017 | Maricopa | 1 | Perm Closure | 1969-10-10 | 10000 | Diesel | COMPARTMENT A | Double Walled | Asphalt coated or Bare Steel |  |  |  | Removal | 1989-10-09
0-007621 | SIERRA VISTA PUBLIC SCHOOLS #68 SUPPORT OPERATIONS | 5200 E BUFFALO SOLDIER TRL | SIERRA VISTA | AZ | 85650 | Cochise | 3 | Perm Closure | 1986-06-01 | 6000 | Gasoline | COMPARTMENT A | Unknown | Fiberglass Reinforced Plastic | Pressure |  | Fiberglass Reinforced Plastic | Removal | 1996-06-19
0-000876 | NEW EASY TRIP/SHELL STATION | 5059 W OLIVE AVE | GLENDALE | AZ | 85302 | Maricopa | 4 | Perm Closure | 1975-01-01 | 10000 | Gasoline | COMPARTMENT A |  | Asphalt coated or Bare Steel |  |  |  | Removal | 1991-03-07
0-004188 | RONNIE'S AUTO SERVICE INC | 527 W UNIVERSITY DR | TEMPE | AZ | 85281 | Maricopa | 3 | Perm Closure | 1961-01-01 | 200 | Used Oil/Waste Oil | COMPARTMENT A | Single Walled | Asphalt coated or Bare Steel |  |  |  | Removal | 1989-11-07
0-000850 | SOMBRERO SHELL | 501 E MONROE AVE | BUCKEYE | AZ | 85326 | Maricopa | 4 | Perm Closure | 1953-01-01 | 280 | Used Oil/Waste Oil | COMPARTMENT A | Single Walled | Asphalt coated or Bare Steel |  |  |  | Removal | 1988-12-01
0-002480 | PENSKE TRUCK LEASING CO | 2219 S 2ND PL | PHOENIX | AZ | 85004 | Maricopa | 3 | Perm Closure | 1978-05-07 | 12000 | Diesel | COMPARTMENT A | Single Walled | Asphalt coated or Bare Steel |  |  |  | Removal | 1987-07-24
0-009032 | TOM'S CORNER STORE | 2214 N WEST ST | FLAGSTAFF | AZ | 86004 | Coconino | 1 | Perm Closure | 1980-01-01 | 3000 | Gasoline (PUL) | COMPARTMENT A | Single Walled | Asphalt coated or Bare Steel | Pressure | Single Walled | Fiberglass Reinforced Plastic | Removal | 2016-06-23
0-003694 | PETRO TRUCK STOP | 5265 N SUNLAND GIN RD | ELOY | AZ | 85131 | Pinal | 4 | Open | 1984-01-01 | 8000 | New Oil | COMPARTMENT A | Single Walled | Asphalt coated or Bare Steel | Suction - Check Valve at the Dispenser | Single Walled | Fiberglass Reinforced Plastic
0-002178 | FRAZEE PAINT AND WALLCOVERING | 3212 W THOMAS RD | PHOENIX | AZ | 85017 | Maricopa | 1 | Perm Closure | 1977-01-01 | 10000 | Gasoline | COMPARTMENT A | Unknown | Fiberglass Reinforced Plastic |  |  |  | Removal | 1989-12-21
0-006573 | LACO CORPORATION | 2052 N 27TH AVE | PHOENIX | AZ | 85009 | Maricopa | 3 | Perm Closure | 1963-01-01 | 10000 | Gasoline | COMPARTMENT A |  | Asphalt coated or Bare Steel |  |  |  | Removal | 2013-09-17
0-003730 | LLANTERA HISPANA #1 | 640 W BASELINE RD | PHOENIX | AZ | 85041 | Maricopa | 2 | Perm Closure | 1964-04-02 | 6000 | Gasoline | COMPARTMENT A | Unknown | Asphalt coated or Bare Steel |  |  |  | Removal | 1988-04-12
0-008586 | PECOS RANCH DEVELOPMENT |  | CHANDLER |  |  | Maricopa | 2 | Perm Closure | 2005-06-17 | 4000 | Diesel | COMPARTMENT A | Double Walled | Asphalt coated or Bare Steel |  |  |  | Removal | 1990-01-01
0-006460 | SAVE MONEY MARKET | 420 W MAIN ST | SUPERIOR | AZ | 85173 | Pinal | 1 | Perm Closure | 1968-09-14 | 6000 | Gasoline | COMPARTMENT A | Unknown | Asphalt coated or Bare Steel | Suction - Check Valve at the Tank Top |  |  | Removal | 1998-04-09
0-009169 | MINIT MARKET #17 | 3400 E GOLDER RANCH DR | CATALINA | AZ | 85739 | Pima | 3 | Perm Closure | 1997-06-24 | 10000 | Gasoline | COMPARTMENT A | Double Walled | Composite (Steel/Fiberglass) | Pressure | Double Walled | Fiberglass Reinforced Plastic | Removal | 2014-05-02
0-000936 | SHELL #20 | 942 E PIMA ST | GILA BEND | AZ | 85337 | Maricopa | 5 | Open | 1999-01-01 | 15000 | Gasoline | COMPARTMENT A | Double Walled | Fiberglass Reinforced Plastic | Pressure | Double Walled | Fiberglass Reinforced Plastic
0-007921 | DEZERETA INC | 15 N CENTRAL ST | COLORADO CITY | AZ | 86021 | Mohave | 2 | Perm Closure | 1980-01-01 | 10000 | Gasoline | COMPARTMENT A |  | Asphalt coated or Bare Steel | Pressure |  | Bare or Galvanized Steel | Removal | 1992-06-30
0-001093 | KEARA'S WESTOWN CHEVRON | 2850 W CACTUS RD | PHOENIX | AZ | 85029 | Maricopa | 4 | Perm Closure | 1985-01-01 | 1000 | Used Oil/Waste Oil | COMPARTMENT A | Double Walled | Fiberglass Reinforced Plastic | Gravity Feed |  | Fiberglass Reinforced Plastic | Removal | 1999-06-11
0-001457 | CIRCLE K #2701633 | 8590 E 22ND ST | TUCSON | AZ | 85710 | Pima | 1 | Open | 1985-01-01 | 10000 | Diesel | COMPARTMENT A | Single Walled | Fiberglass Reinforced Plastic | Pressure | Single Walled | Fiberglass Reinforced Plastic
0-002231 | GASAMAT #107 | 580 MILLER VALLEY RD | PRESCOTT | AZ | 86301 | Yavapai | 3 | Perm Closure | 1967-01-01 | 4000 | Gasoline | COMPARTMENT A | Double Walled | Composite (Steel/Fiberglass) | Pressure | Single Walled | Bare or Galvanized Steel | Removal | 2005-10-05
0-007226 | SIMAR DEEP INVESTMENTS | 802 W SPEEDWAY BLVD | TUCSON | AZ | 85745 | Pima | 3 | Open | 1990-11-01 | 10000 | Gasoline | COMPARTMENT A | Double Walled | Fiberglass Reinforced Plastic | Pressure | Double Walled | Fiberglass Reinforced Plastic
0-001789 | WICKENBURG SHELL/PACK PRIDE | 30210 W HIGHWAY 60 | WICKENBURG | AZ | 85390 | Maricopa | 2 | Open | 1986-01-01 | 10000 | Gasoline | COMPARTMENT A | Single Walled | Asphalt coated or Bare Steel | Pressure |  | Fiberglass Reinforced Plastic
0-004535 | CASA GRANDE MUNICIPAL AIRPORT | 3200 N PINAL AVE | CASA GRANDE | AZ | 85122 | Pinal | 1 | Perm Closure | 1976-05-13 | 10000 | Gasoline | COMPARTMENT A | Double Walled | Asphalt coated or Bare Steel |  |  |  | Removal | 1993-10-14
0-003188 | HAREE MART | 10444 N SCOTTSDALE RD | SCOTTSDALE | AZ | 85253 | Maricopa | 6 | Open | 2001-03-01 | 15000 | Gasoline | COMPARTMENT A | Double Walled | Fiberglass Reinforced Plastic | Pressure | Double Walled | Flexible
0-003143 | GOLFLAND SUNSPLASH | 155 W HAMPTON AVE | MESA | AZ | 85210 | Maricopa | 1 | Perm Closure | 1985-05-07 | 1000 | Gasoline | COMPARTMENT A | Unknown | Fiberglass Reinforced Plastic | Pressure |  |  | Closed in Place | 1995-06-12
0-009402 | CGM LLC | 4323 E BASELINE RD | PHOENIX | AZ | 85042 | Maricopa | 2 | Perm Closure | 1961-01-01 | 10000 | Gasoline | COMPARTMENT A | Double Walled | Composite (Steel/Fiberglass) | Pressure |  |  | Removal | 1999-09-22
0-007397 | PARCEL 111-03-011 | 3420 N DODGE BLVD | TUCSON | AZ | 85716 | Pima | 3 | Perm Closure | 2005-06-17 | 1000 | Gasoline | COMPARTMENT A | Unknown | Asphalt coated or Bare Steel |  |  |  | Removal | 1991-08-02
0-007397 | PARCEL 111-03-011 | 3420 N DODGE BLVD | TUCSON | AZ | 85716 | Pima | 1 | Perm Closure | 2005-06-17 | 1000 | Gasoline | COMPARTMENT A | Unknown | Asphalt coated or Bare Steel |  |  |  | Removal | 1991-08-02
0-005814 | ARCO #5435 | 406 N COUNTRY CLUB DR | MESA | AZ | 85201 | Maricopa | 3 | Open | 1987-01-01 | 12000 | Gasoline | COMPARTMENT A | Double Walled | Fiberglass Reinforced Plastic | Pressure |  | Fiberglass Reinforced Plastic
0-005814 | ARCO #5435 | 406 N COUNTRY CLUB DR | MESA | AZ | 85201 | Maricopa | 1 | Open | 1987-01-01 | 12000 | Gasoline | COMPARTMENT A | Double Walled | Fiberglass Reinforced Plastic | Pressure |  | Fiberglass Reinforced Plastic
0-000103 | ALL AUTOMATIC TRANSMISSION | 5235 E 22ND ST | TUCSON | AZ | 85711 | Pima | 2 | Perm Closure | 1964-01-01 | 1500 | Used Oil/Waste Oil | COMPARTMENT A |  | Asphalt coated or Bare Steel |  |  |  | Removal | 1987-11-01
0-003489 | CGES BUS MAINTENANCE FACILITY | 501 S FLORENCE ST | CASA GRANDE | AZ | 85122 | Pinal | 1 | Perm Closure | 1974-07-06 | 4000 | Diesel | COMPARTMENT A | Double Walled | Asphalt coated or Bare Steel | Suction - Check Valve at the Tank Top |  | Fiberglass Reinforced Plastic | Removal | 1998-05-17
0-002477 | HERTZ EQUIPMENT RENTAL | 2010 N BLACK CANYON HWY | PHOENIX | AZ | 85009 | Maricopa | 2 | Perm Closure | 1976-01-01 | 10000 | Gasoline | COMPARTMENT A |  | Asphalt coated or Bare Steel | Pressure |  |  | Removal | 1993-12-14
0-008819 | SILVERADO RADIATOR & MUFFLER SHOP | 2801 W VAN BUREN ST | PHOENIX | AZ | 85009 | Maricopa | 3 | Temp Closure | 2005-06-17 |  | Unidentified | COMPARTMENT A | Single Walled | Asphalt coated or Bare Steel |  |  |  |  | 1980-04-01
0-007294 | CHARTER HOSPITAL OF GLENDALE | 6015 W PEORIA AVE | GLENDALE | AZ | 85302 | Maricopa | 1 | Perm Closure | 1987-10-01 | 1000 | Diesel | COMPARTMENT A | Unknown | Unknown | Suction - Check Valve at the Tank Top |  |  | Removal | 1998-05-29
0-000211 | ARIZONA DEPARTMENT OF PUBLIC SAFETY | 2111 E GILA RIDGE RD | YUMA | AZ | 85365 | Yuma | 1 | Perm Closure | 1976-01-01 | 10000 | Gasoline | COMPARTMENT A |  | Asphalt coated or Bare Steel | Pressure |  |  | Removal | 1998-02-05
0-002630 | DAVID W FREY | 1500 N ORACLE RD | TUCSON | AZ | 85705 | Pima | 3 | Perm Closure | 2005-06-17 |  | Unidentified | COMPARTMENT A | Single Walled | Asphalt coated or Bare Steel |  |  |  | Removal | 1989-06-19
0-008834 | GPM #4598 | 7542 E SOUTHERN AVE | MESA | AZ | 85209 | Maricopa | 1 | Open | 1995-11-22 | 15000 | Gasoline | COMPARTMENT A | Double Walled | Fiberglass Reinforced Plastic | Pressure | Double Walled | Fiberglass Reinforced Plastic
0-004551 | CIRCLE K #2701897 | 5845 W MCDOWELL RD | PHOENIX | AZ | 85035 | Maricopa | 3 | Open | 1986-01-01 | 10000 | Gasoline | COMPARTMENT A | Single Walled | Fiberglass Reinforced Plastic | Pressure | Single Walled | Fiberglass Reinforced Plastic
0-003028 | CITY ROOFING | 3620 N 40TH AVE | PHOENIX | AZ | 85019 | Maricopa | 2 | Perm Closure | 2005-06-17 | 500 | Gasoline | COMPARTMENT A | Unknown | Unknown |  |  |  | Removal | 1984-01-01
0-006984 | FOOD N THINGS | 4995 N GRANITE REEF RD | SCOTTSDALE | AZ | 85251 | Maricopa | 4 | Open | 2002-06-13 | 8000 | Gasoline | COMPARTMENT A | Double Walled | Composite (Steel/Fiberglass) | Pressure | Double Walled | Flexible
0-010013 | THE IMPORT CAR CORNER | 10631 N CAVE CREEK RD | PHOENIX | AZ | 85020 | Maricopa | 1 | Perm Closure | 1987-01-01 | 550 | Used Oil/Waste Oil | COMPARTMENT A |  | Asphalt coated or Bare Steel | Gravity Feed |  |  | Removal | 2017-05-26
0-004912 | TEXACO #60-349-0055 | 417 E SOUTHERN AVE | MESA | AZ | 85204 | Maricopa | 1 | Perm Closure | 1986-05-07 | 12000 | Gasoline | COMPARTMENT A | Double Walled | Fiberglass Reinforced Plastic | Pressure | Double Walled | Fiberglass Reinforced Plastic | Removal | 2005-05-31
0-006939 | CIRCLE K STORE #2706647 | 3449 W GREENWAY RD | PHOENIX | AZ | 85053 | Maricopa | 1 | Perm Closure | 2005-06-17 | 12000 | Gasoline | COMPARTMENT A | Double Walled | Asphalt coated or Bare Steel |  |  |  | Removal | 1990-09-10
0-000831 | MCMULLEN VALLEY SITE 8 |  | WENDEN |  |  | La Paz | 2 | Perm Closure | 2005-06-17 | 2000 | Gasoline | COMPARTMENT A |  | Asphalt coated or Bare Steel | Suction - Check Valve at the Tank Top | Single Walled | Bare or Galvanized Steel | Removal | 1992-04-07
0-004567 | SMITH PIPE & STEEL CO | 405 S 7TH ST | PHOENIX | AZ | 85034 | Maricopa | 2 | Perm Closure | 2005-06-17 | 1500 | Gasoline | COMPARTMENT A | Double Walled | Asphalt coated or Bare Steel | Suction - Check Valve at the Tank Top |  | Bare or Galvanized Steel | Removal | 1989-06-02
0-002854 | XLT REBUILDERS | 529 S CENTER ST | MESA | AZ | 85210 | Maricopa | 2 | Perm Closure | 2005-06-17 | 2000 | Gasoline | COMPARTMENT A | Single Walled | Asphalt coated or Bare Steel |  |  |  | Removal | 1988-12-05
0-006479 | TWIN LAKES MARKET | 3122 N STATE ROUTE 89 | PRESCOTT | AZ | 86301 | Yavapai | 3 | Perm Closure | 1973-01-01 | 2000 | Used Oil/Waste Oil | COMPARTMENT A | Single Walled | Asphalt coated or Bare Steel | No Piping |  | Unknown | Removal | 2019-05-02
0-006555 | U-HAUL RINCON # 828-54 | 6301 E GOLF LINKS RD | TUCSON | AZ | 85730 | Pima | 3 | Perm Closure | 1971-12-23 | 8000 | Gasoline | COMPARTMENT A | Double Walled | Asphalt coated or Bare Steel |  |  |  | Removal | 1989-08-01
0-006555 | U-HAUL RINCON # 828-54 | 6301 E GOLF LINKS RD | TUCSON | AZ | 85730 | Pima | 4 | Perm Closure | 1971-12-23 | 10000 | Gasoline | COMPARTMENT A | Double Walled | Asphalt coated or Bare Steel |  |  |  | Removal | 1989-08-01
0-006100 | METWEST OF ARIZONA | 1120 W WATKINS ST | PHOENIX | AZ | 85007 | Maricopa | 1 | Perm Closure | 1975-01-01 | 12000 | Gasoline | COMPARTMENT A | Single Walled | Asphalt coated or Bare Steel |  |  |  | Removal | 1992-02-19
0-006122 | EMCO RECYCLING | 3700 W LOWER BUCKEYE RD | PHOENIX | AZ | 85009 | Maricopa | 2 | Perm Closure | 1980-01-01 | 5000 | Diesel | COMPARTMENT A | Unknown | Asphalt coated or Bare Steel | Suction - Check Valve at the Tank Top |  | Bare or Galvanized Steel | Removal | 1999-06-09
0-002504 | ED HOLDERNESS SUPPLIES INC | 3502 E 34TH ST | TUCSON | AZ | 85713 | Pima | 2 | Perm Closure | 1971-04-30 | 6000 | Diesel | COMPARTMENT A | Single Walled | Asphalt coated or Bare Steel |  |  |  | Removal | 1987-05-01
0-002504 | ED HOLDERNESS SUPPLIES INC | 3502 E 34TH ST | TUCSON | AZ | 85713 | Pima | 3 | Perm Closure | 1976-04-29 | 10000 | Kerosene | COMPARTMENT A | Single Walled | Asphalt coated or Bare Steel |  |  |  | Removal | 1987-05-01
0-006521 | PINNACLE PARADISE MAINT YARD | 28460 N PIMA RD | SCOTTSDALE | AZ | 85262 | Maricopa | 2 | Perm Closure | 1987-12-06 | 6000 | Diesel | COMPARTMENT A | Double Walled | Composite (Steel/Fiberglass) | Pressure |  | Fiberglass Reinforced Plastic | Removal | 1999-07-07
0-003716 | RECYCO #2 | 5851 E 22ND ST | TUCSON | AZ | 85711 | Pima | 4 | Perm Closure | 1964-04-02 | 3000 | Gasoline | COMPARTMENT A | Unknown | Asphalt coated or Bare Steel |  |  |  | Removal | 1977-08-30
0-003555 | OLSON BROTHERS | 520 E ROUTE 66 | WILLIAMS | AZ | 86046 | Coconino | 4 | Perm Closure | 1956-01-01 | 500 | Used Oil/Waste Oil | COMPARTMENT A |  | Asphalt coated or Bare Steel |  |  |  | Removal | 1988-11-09
0-005054 | CIRCLE K STORE #2709164 | 4001 E CHANDLER BLVD | PHOENIX | AZ | 85048 | Maricopa | 4 | Open | 1989-06-28 | 10000 | Gasoline | COMPARTMENT A | Double Walled | Fiberglass Reinforced Plastic | Pressure |  | Fiberglass Reinforced Plastic
0-009671 | SAIKHON INC PROPERTY | 5524 N 51ST AVE | GLENDALE | AZ | 85301 | Maricopa | 1 | Perm Closure | 2005-06-17 | 10000 | Diesel | COMPARTMENT A | Unknown | Unknown |  |  |  | Closed in Place | 2000-10-04
0-005998 | MID-STATE TRUCK & RIGGING INC | 2650 N 32ND AVE | PHOENIX | AZ | 85009 | Maricopa | 1 | Perm Closure | 1978-03-29 | 5000 | Gasoline | COMPARTMENT A | Double Walled | Asphalt coated or Bare Steel |  |  |  | Removal | 1994-09-07
0-003995 | PYRAMID BLOCK CO | 5444 W LUKE AVE | GLENDALE | AZ | 85301 | Maricopa | 3 | Perm Closure | 1971-01-01 | 2000 | Gasoline (UL) | COMPARTMENT A |  | Asphalt coated or Bare Steel |  |  |  | Removal | 2013-10-31
0-001461 | CIRCLE K #2701637 | 2402 E SOUTHERN AVE | PHOENIX | AZ | 85040 | Maricopa | 3 | Open | 1984-01-01 | 10000 | Gasoline (UL) | COMPARTMENT A | Double Walled | Fiberglass Reinforced Plastic | Pressure |  | Fiberglass Reinforced Plastic
0-001043 | GOLDEN SAGE RANCHOS | 3995 N HWY 93 | GOLDEN VALLEY | AZ | 86413 | Mohave | 2 | Perm Closure | 1968-01-01 | 10000 | Gasoline | COMPARTMENT A |  | Asphalt coated or Bare Steel |  |  |  | Removal | 1995-08-02
0-003982 | GRAND AVENUE MOTORS | 424 N GRAND AVE | NOGALES | AZ | 85621 | Santa Cruz | 4 | Perm Closure | 2005-06-17 | 3000 | Gasoline | COMPARTMENT A | Unknown | Asphalt coated or Bare Steel |  |  |  | Removal | 1988-12-21
0-008515 | VACANT GAS STATION | 15161 N PIERCE FERRY RD | DOLAN SPRINGS | AZ | 86441 | Mohave | 1 | Perm Closure | 2005-06-17 | 1000 | Gasoline | COMPARTMENT A | Double Walled | Asphalt coated or Bare Steel |  |  |  | Removal | 1995-05-01
0-008515 | VACANT GAS STATION | 15161 N PIERCE FERRY RD | DOLAN SPRINGS | AZ | 86441 | Mohave | 3 | Perm Closure | 2005-06-17 | 500 | Gasoline | COMPARTMENT A | Double Walled | Asphalt coated or Bare Steel |  |  |  | Removal | 1995-05-01
0-003545 | JIFFY LUBE #1029 | 828 W BASELINE RD | MESA | AZ | 85210 | Maricopa | 2 | Perm Closure | 1987-01-01 | 2000 | New Oil | COMPARTMENT A |  | Asphalt coated or Bare Steel | Suction - Check Valve at the Tank Top |  |  | Removal | 1997-03-25
0-004951 | INA & ORACLE TEXACO/SHELL | 7210 N ORACLE RD | TUCSON | AZ | 85704 | Pima | 8 | Perm Closure | 1988-06-01 | 10000 | Gasoline | COMPARTMENT A | Double Walled | Fiberglass Reinforced Plastic | Pressure |  | Fiberglass Reinforced Plastic | Removal | 2003-10-23
0-004822 | IN-STAT | 7418 E HELM DR | SCOTTSDALE | AZ | 85260 | Maricopa | 1 | Perm Closure | 1975-01-01 | 10000 | Gasoline | COMPARTMENT A |  | Asphalt coated or Bare Steel |  |  |  | Removal | 1992-12-22
0-001399 | CIRCLE K #2701347 | 4502 N 19TH AVE | PHOENIX | AZ | 85015 | Maricopa | 3 | Perm Closure | 1979-01-01 | 10000 | Gasoline | COMPARTMENT A |  | Asphalt coated or Bare Steel | Pressure |  | Fiberglass Reinforced Plastic | Removal | 2004-06-22
0-008495 | U OF A - AUDIO VISUAL BUILDING | 1325 W SPEEDWAY BLVD | TUCSON | AZ | 85745 | Pima | 1 | Perm Closure | 2005-06-17 | 2000 | (Null) | COMPARTMENT A | Unknown | Asphalt coated or Bare Steel | Gravity Feed |  |  | Removal | 1994-12-02
0-000087 | ALTA MESA COUNTRY CLUB | 1460 N ALTA MESA DR | MESA | AZ | 85205 | Maricopa | 1 | Open | 1985-01-24 | 2000 | Gasoline | COMPARTMENT A | Single Walled | Asphalt coated or Bare Steel | Suction - Check Valve at the Tank Top
0-008474 | ARCO AM/PM | 2785 W BASELINE RD | TEMPE | AZ | 85283 | Maricopa | 2 | Open | 1993-12-29 | 10000 | Gasoline | COMPARTMENT A | Double Walled | Fiberglass Reinforced Plastic | Pressure | Double Walled | Fiberglass Reinforced Plastic
0-000139 | ANDERSON CONTRACTING CO INC | 11030 N 21ST AVE | PHOENIX | AZ | 85029 | Maricopa | 2 | Perm Closure | 1972-01-01 | 1000 | Gasoline | COMPARTMENT A |  | Asphalt coated or Bare Steel |  |  |  | Removal | 1990-10-15
0-004324 | 4 SONS FOOD STORES #503 | 13779 N FOUNTAIN HILLS BLVD | FOUNTAIN HILLS | AZ | 85268 | Maricopa | 3 | Open | 1992-05-01 | 8000 | Gasoline | COMPARTMENT A | Double Walled | Fiberglass Reinforced Plastic | Pressure | Double Walled | Fiberglass Reinforced Plastic
0-001020 | CHANDLER ROCK INC | 1471 N ARIZONA AVE | CHANDLER | AZ | 85225 | Maricopa | 1 | Perm Closure | 1976-01-01 | 4000 | Diesel | COMPARTMENT A |  | Asphalt coated or Bare Steel |  |  |  | Removal | 1988-10-01
0-006994 | JACKSON OIL #5818 | 680 N OCOTILLO RD | BENSON | AZ | 85602 | Cochise | 3 | Open | 1990-09-01 | 10000 | Gasoline | COMPARTMENT A | Double Walled | Composite (Steel/Fiberglass) | Pressure |  | Fiberglass Reinforced Plastic
0-003081 | BILTMORE CAR WASH | 4826 N 16TH ST | PHOENIX | AZ | 85016 | Maricopa | 5 | Perm Closure | 2005-06-17 | 250 | Unidentified | COMPARTMENT A | Unknown | Asphalt coated or Bare Steel | Suction - Check Valve at the Tank Top |  | Bare or Galvanized Steel | Closed in Place | 1986-01-01
0-005986 | RENTAL CITY | 7825 E MCDOWELL RD | SCOTTSDALE | AZ | 85257 | Maricopa | 2 | Perm Closure | 1973-03-24 | 1000 | Diesel | COMPARTMENT A | Double Walled | Asphalt coated or Bare Steel |  |  |  | Removal | 1991-12-01
0-005986 | RENTAL CITY | 7825 E MCDOWELL RD | SCOTTSDALE | AZ | 85257 | Maricopa | 1 | Perm Closure | 1973-03-24 | 2000 | Gasoline | COMPARTMENT A | Double Walled | Asphalt coated or Bare Steel |  |  |  | Removal | 1991-12-01
0-001600 | COCONINO COUNTY - WILLIAMS MAINTENANCE YARD | 1900 COUNTRY CLUB RD | WILLIAMS | AZ | 86046 | Coconino | 2 | Perm Closure | 1978-01-01 | 2000 | Gasoline | COMPARTMENT A |  | Asphalt coated or Bare Steel |  |  |  | Removal | 1991-05-14
0-000926 | TEXACO #61-274-0345 | 1501 S 4TH AVE | YUMA | AZ | 85364 | Yuma | 2 | Perm Closure | 1981-01-01 | 12000 | Gasoline | COMPARTMENT A |  | Asphalt coated or Bare Steel | Pressure |  | Fiberglass Reinforced Plastic | Removal | 1998-09-10
0-001706 | BAGDAD CONCENTRATOR COPPER FILTER | 115 MAIN ST | BAGDAD | AZ | 86321 | Yavapai | 3 | Perm Closure | 1977-01-01 | 1000 | Diesel | COMPARTMENT A |  | Fiberglass Reinforced Plastic | Suction - Check Valve at the Tank Top | Single Walled | Bare or Galvanized Steel | Removal | 1992-12-15
0-004460 | MIKE'S MINI MARKET | 924 E GURLEY ST | PRESCOTT | AZ | 86301 | Yavapai | 3 | Perm Closure | 2005-06-17 | 2000 | Gasoline | COMPARTMENT A | Double Walled | Asphalt coated or Bare Steel |  |  |  | Removal | 1986-07-01
0-004460 | MIKE'S MINI MARKET | 924 E GURLEY ST | PRESCOTT | AZ | 86301 | Yavapai | 4 | Perm Closure | 2005-06-17 | 4000 | Gasoline | COMPARTMENT A | Double Walled | Asphalt coated or Bare Steel |  |  |  | Removal | 1986-07-01
0-004460 | MIKE'S MINI MARKET | 924 E GURLEY ST | PRESCOTT | AZ | 86301 | Yavapai | 6 | Perm Closure | 1986-12-01 | 12000 | Gasoline | COMPARTMENT A | Double Walled | Composite (Steel/Fiberglass) | Pressure | Double Walled | Fiberglass Reinforced Plastic | Removal | 2020-05-20
0-004209 | CUMMINS INC | 1501 S CHERRY AVE | TUCSON | AZ | 85713 | Pima | 1 | Perm Closure | 1985-01-01 | 10000 | Diesel | COMPARTMENT A |  | Asphalt coated or Bare Steel |  |  |  | Removal | 1991-08-16
0-005087 | UNOCAL #7370 | 6760 E TANQUE VERDE RD | TUCSON | AZ | 85715 | Pima | 2 | Perm Closure | 1989-01-01 | 12000 | Gasoline | COMPARTMENT A | Double Walled | Composite (Steel/Fiberglass) | Pressure | Double Walled | Fiberglass Reinforced Plastic | Removal | 1998-12-01
0-005087 | UNOCAL #7370 | 6760 E TANQUE VERDE RD | TUCSON | AZ | 85715 | Pima | 3 | Perm Closure | 1989-01-01 | 500 | Used Oil/Waste Oil | COMPARTMENT A | Double Walled | Composite (Steel/Fiberglass) | Gravity Feed |  | Fiberglass Reinforced Plastic | Removal | 1998-12-01
0-008239 | CHEVRON - TUCSON TERMINAL | 3865 E REFINERY WAY | TUCSON | AZ | 85713 | Pima | 2 | Perm Closure | 2005-06-17 | 10000 | Unidentified | COMPARTMENT A |  | Fiberglass Reinforced Plastic | Gravity Feed |  | Bare or Galvanized Steel | Removal | 1993-11-18
0-008658 | WRIGHTSTOWN LLC | 7670 E WRIGHTSTOWN RD | TUCSON | AZ | 85715 | Pima | 5 | Perm Closure | 2005-06-17 | 12000 | Gasoline | COMPARTMENT A | Unknown | Asphalt coated or Bare Steel |  |  |  | Removal | 1983-01-01
0-010355 | MAVERIK COUNTRY STORE #387 | 2110 N PARK DR | WINSLOW | AZ | 86047 | Navajo | 2 | Open | 2010-03-01 | 12000 | Gasoline | COMPARTMENT A | Double Walled | Fiberglass Reinforced Plastic | Pressure | Double Walled | Flexible
0-010602 | WALMART #4203 | 5210 S HWY 95 | MOHAVE VALLEY | AZ | 86426 | Mohave | 2 | Open | 2017-02-15 | 7000 | (Null) | COMPARTMENT B | Double Walled | Fiberglass Reinforced Plastic | Pressure | Double Walled | Fiberglass Reinforced Plastic
0-008311 | WEST END SERVICE | 621 W DEUCE OF CLUBS | SHOW LOW | AZ | 85901 | Navajo | 2 | Perm Closure | 1966-01-01 | 10000 | Gasoline | COMPARTMENT A | Unknown | Asphalt coated or Bare Steel | Pressure |  |  | Removal | 1998-03-17
0-008311 | WEST END SERVICE | 621 W DEUCE OF CLUBS | SHOW LOW | AZ | 85901 | Navajo | 4 | Perm Closure | 2005-06-17 |  | Used Oil/Waste Oil | COMPARTMENT A | Unknown | Unknown | Gravity Feed |  |  | Removal | 1998-03-17
0-004362 | SAVCO #7 | 77 W CHANDLER BLVD | CHANDLER | AZ | 85225 | Maricopa | 4 | Perm Closure | 1980-01-24 | 6000 | Diesel | COMPARTMENT A | Double Walled | Asphalt coated or Bare Steel |  |  |  | Removal | 1992-03-24
0-004362 | SAVCO #7 | 77 W CHANDLER BLVD | CHANDLER | AZ | 85225 | Maricopa | 2 | Perm Closure | 1980-01-24 | 8000 | Gasoline | COMPARTMENT A | Double Walled | Asphalt coated or Bare Steel |  |  |  | Removal | 1992-03-24
0-004449 | AIRWAYS RENT A CAR | 111 S 24TH ST | PHOENIX | AZ | 85034 | Maricopa | 1 | Perm Closure | 2005-06-17 | 5000 | Gasoline | COMPARTMENT A |  | Asphalt coated or Bare Steel | Suction - Check Valve at the Tank Top |  | Bare or Galvanized Steel | Removal | 1992-04-09
0-007032 | MOBIL 18-GYY | 3550 W DUNLAP AVE | PHOENIX | AZ | 85051 | Maricopa | 1 | Perm Closure | 2005-06-17 |  | Unidentified | COMPARTMENT A | Unknown | Fiberglass Reinforced Plastic |  |  |  | Removal | 1991-01-19
0-004839 | QUANTUMCLEAN | 3925 E WATKINS ST | PHOENIX | AZ | 85034 | Maricopa | 3 | Perm Closure | 1966-03-21 | 12000 | Diesel | COMPARTMENT A | Unknown | Asphalt coated or Bare Steel |  |  |  | Removal | 1991-01-08
0-004839 | QUANTUMCLEAN | 3925 E WATKINS ST | PHOENIX | AZ | 85034 | Maricopa | 1 | Perm Closure | 1966-03-21 | 5000 | Gasoline | COMPARTMENT A | Unknown | Asphalt coated or Bare Steel |  |  |  | Removal | 1991-01-08
0-004763 | NATIONAL POOL TILE BR#235 | 2440 W UNIVERSITY DR | TEMPE | AZ | 85281 | Maricopa | 1 | Perm Closure | 1979-12-17 | 4000 | Gasoline | COMPARTMENT A | Double Walled | Asphalt coated or Bare Steel | Suction - Check Valve at the Tank Top |  | Bare or Galvanized Steel | Removal | 1989-11-08
0-005409 | CIRCLE K #2817 | 2120 N 35TH AVE | PHOENIX | AZ | 85009 | Maricopa | 2 | Perm Closure | 1971-04-25 | 10000 | Gasoline | COMPARTMENT A | Double Walled | Asphalt coated or Bare Steel |  |  |  | Removal | 1995-01-20
0-005409 | CIRCLE K #2817 | 2120 N 35TH AVE | PHOENIX | AZ | 85009 | Maricopa | 4 | Open | 1995-02-01 | 10000 | Gasoline | COMPARTMENT A | Double Walled | Fiberglass Reinforced Plastic | Pressure | Double Walled | Fiberglass Reinforced Plastic
0-005321 | DOTTLINGS PASEO VILLAGE SHELL | 8225 E VIA PASEO DEL NORTE | SCOTTSDALE | AZ | 85258 | Maricopa | 1 | Perm Closure | 1980-01-01 | 6000 | Diesel | COMPARTMENT A | Double Walled | Asphalt coated or Bare Steel | Pressure |  | Fiberglass Reinforced Plastic | Removal | 1989-01-01
0-005338 | PHOENIX-MESA GATEWAY AIRPORT | 5835 S SOSSAMAN RD | MESA | AZ | 85212 | Maricopa | 9 | Perm Closure | 1965-01-01 | 550 | Diesel | COMPARTMENT A | Single Walled | Asphalt coated or Bare Steel | Suction - Check Valve at the Tank Top |  | Bare or Galvanized Steel | Removal | 1988-01-01
0-005338 | PHOENIX-MESA GATEWAY AIRPORT | 5835 S SOSSAMAN RD | MESA | AZ | 85212 | Maricopa | 19 | Perm Closure | 1942-01-01 | 25000 | Jet Fuel | COMPARTMENT A | Single Walled | Asphalt coated or Bare Steel |  |  |  | Removal | 1991-04-22
0-005338 | PHOENIX-MESA GATEWAY AIRPORT | 5835 S SOSSAMAN RD | MESA | AZ | 85212 | Maricopa | 28 | Perm Closure | 1942-01-01 | 12000 | Gasoline | COMPARTMENT A | Single Walled | Asphalt coated or Bare Steel |  |  |  | Closed in Place | 1960-01-01
0-005338 | PHOENIX-MESA GATEWAY AIRPORT | 5835 S SOSSAMAN RD | MESA | AZ | 85212 | Maricopa | 30 | Perm Closure | 1942-01-01 | 150 | Diesel | COMPARTMENT A | Single Walled | Asphalt coated or Bare Steel |  |  |  | Removal | 1985-01-01
0-005338 | PHOENIX-MESA GATEWAY AIRPORT | 5835 S SOSSAMAN RD | MESA | AZ | 85212 | Maricopa | 4 | Perm Closure | 1977-01-01 | 6000 | Gasoline | COMPARTMENT A | Single Walled | Asphalt coated or Bare Steel |  |  |  | Removal | 1994-02-02
0-005338 | PHOENIX-MESA GATEWAY AIRPORT | 5835 S SOSSAMAN RD | MESA | AZ | 85212 | Maricopa | 18 | Perm Closure | 1942-01-01 | 25000 | Jet Fuel | COMPARTMENT A | Single Walled | Asphalt coated or Bare Steel |  |  |  | Removal | 1991-04-22
0-005338 | PHOENIX-MESA GATEWAY AIRPORT | 5835 S SOSSAMAN RD | MESA | AZ | 85212 | Maricopa | 11 | Perm Closure | 1942-01-01 | 50000 | Gasoline | COMPARTMENT A | Single Walled | Asphalt coated or Bare Steel |  |  |  | Removal | 1991-03-07
0-005338 | PHOENIX-MESA GATEWAY AIRPORT | 5835 S SOSSAMAN RD | MESA | AZ | 85212 | Maricopa | 27 | Perm Closure | 1942-01-01 | 25000 | Jet Fuel | COMPARTMENT A | Single Walled | Asphalt coated or Bare Steel |  |  |  | Removal | 1991-04-22
0-005338 | PHOENIX-MESA GATEWAY AIRPORT | 5835 S SOSSAMAN RD | MESA | AZ | 85212 | Maricopa | 38 | Perm Closure | 1968-01-01 | 550 | Diesel | COMPARTMENT A | Single Walled | Asphalt coated or Bare Steel |  |  |  | Removal | 1993-11-03
0-005338 | PHOENIX-MESA GATEWAY AIRPORT | 5835 S SOSSAMAN RD | MESA | AZ | 85212 | Maricopa | 10 | Perm Closure | 1981-01-01 | 150 | Diesel | COMPARTMENT A | Single Walled | Asphalt coated or Bare Steel |  |  |  | Removal | 1993-11-03
0-005338 | PHOENIX-MESA GATEWAY AIRPORT | 5835 S SOSSAMAN RD | MESA | AZ | 85212 | Maricopa | 15 | Perm Closure | 1969-01-01 | 12000 | Gasoline | COMPARTMENT A | Single Walled | Asphalt coated or Bare Steel | Suction - Check Valve at the Tank Top |  | Bare or Galvanized Steel | Removal | 1993-08-15
0-001161 | SPEEDWAY CONVENIENCE | 3202 E MCDOWELL RD | PHOENIX | AZ | 85008 | Maricopa | 2 | Perm Closure | 1969-01-01 | 10000 | Gasoline | COMPARTMENT A |  | Asphalt coated or Bare Steel | Pressure |  |  | Removal | 1995-02-06
0-001161 | SPEEDWAY CONVENIENCE | 3202 E MCDOWELL RD | PHOENIX | AZ | 85008 | Maricopa | 5 | Perm Closure | 1995-02-07 | 10000 | Gasoline | COMPARTMENT A | Double Walled | Fiberglass Reinforced Plastic | Pressure | Double Walled | Fiberglass Reinforced Plastic | Removal | 2011-06-15
0-007955 | PERFORMANCE ENGINEERING | 10201 N CAVE CREEK RD | PHOENIX | AZ | 85020 | Maricopa | 3 | Perm Closure | 2005-06-17 | 6000 | Gasoline | COMPARTMENT A | Double Walled | Asphalt coated or Bare Steel | Suction - Check Valve at the Tank Top |  | Bare or Galvanized Steel | Removal | 1992-08-26
0-000466 | ATLAS ROOFING CORP | 40 S 45TH AVE | PHOENIX | AZ | 85043 | Maricopa | 1 | Perm Closure | 1971-01-01 | 10000 | Gasoline | COMPARTMENT A |  | Asphalt coated or Bare Steel |  |  |  | Removal | 1990-01-04
0-005010 | UPS PHOENIX HUB | 3150 N 31ST AVE | PHOENIX | AZ | 85017 | Maricopa | 2 | Perm Closure | 1976-01-01 | 7500 | Diesel | COMPARTMENT A | Single Walled | Asphalt coated or Bare Steel |  |  |  | Removal | 1990-08-06
0-007010 | DEER-O PAINTS & CHEMICALS | 2431 E VAN BUREN ST | PHOENIX | AZ | 85008 | Maricopa | 1 | Perm Closure | 2005-06-17 | 5000 | Hazardous Substance | COMPARTMENT A | Single Walled | Asphalt coated or Bare Steel | Suction - Check Valve at the Tank Top | Single Walled | Bare or Galvanized Steel | Removal | 1985-05-29
0-004207 | RUAN | 4150 E MAGNOLIA ST | PHOENIX | AZ | 85034 | Maricopa | 1 | Perm Closure | 1974-01-24 | 10000 | Diesel | COMPARTMENT A | Double Walled | Asphalt coated or Bare Steel |  |  |  | Removal | 1989-01-01
0-002316 | WILHELM GARAGE | 200 W INDIAN SCHOOL RD | LITCHFIELD PARK | AZ | 85340 | Maricopa | 2 | Perm Closure | 1966-04-29 | 5000 | Gasoline | COMPARTMENT A | Single Walled | Asphalt coated or Bare Steel |  |  |  | Removal | 1990-03-14
0-000338 | PARKER OIL PRODUCTS | 785 KIOWA AVE | LAKE HAVASU CITY | AZ | 86403 | Mohave | 3 | Perm Closure | 1983-01-01 | 10000 | Diesel | COMPARTMENT A |  | Asphalt coated or Bare Steel | Pressure |  |  | Removal | 1998-01-30
0-000606 | AMCEP METALS | 4484 E TENNESSEE ST | TUCSON | AZ | 85714 | Pima | 2 | Perm Closure | 1976-01-01 | 3000 | Gasoline | COMPARTMENT A |  | Asphalt coated or Bare Steel |  |  |  | Removal | 1991-02-19
0-009308 | CACTUS JACKS AUTO SALES | 2440 W CAMELBACK RD | PHOENIX | AZ | 85015 | Maricopa | 1 | Perm Closure | 2005-06-17 | 500 | Used Oil/Waste Oil | COMPARTMENT A |  | Asphalt coated or Bare Steel | Gravity Feed |  | Bare or Galvanized Steel | Removal | 1998-06-16
0-006909 | BERGE FORD | 460 E AUTO CENTER DR | MESA | AZ | 85204 | Maricopa | 2 | Open | 1990-01-01 | 2000 | New Oil | COMPARTMENT A | Double Walled | Composite (Steel/Fiberglass) | Gravity Feed | Double Walled | Fiberglass Reinforced Plastic
0-009695 | CIRCLE K #2706357 | 1850 S STAPLEY DR | MESA | AZ | 85204 | Maricopa | 4 | Open | 2000-06-12 | 10000 | Diesel | COMPARTMENT A | Double Walled | Fiberglass Reinforced Plastic | Pressure | Double Walled | Flexible
0-009695 | CIRCLE K #2706357 | 1850 S STAPLEY DR | MESA | AZ | 85204 | Maricopa | 1 | Open | 2000-06-12 | 12000 | Gasoline | COMPARTMENT A | Double Walled | Fiberglass Reinforced Plastic | Pressure | Double Walled | Flexible
0-006496 | CIRCLE K #2708475 | 2505 W 8TH ST | YUMA | AZ | 85364 | Yuma | 3 | Open | 1987-11-03 | 10000 | Gasoline (PUL) | COMPARTMENT A | Double Walled | Fiberglass Reinforced Plastic | Pressure |  | Fiberglass Reinforced Plastic
0-010409 | SHELL #34 | 24805 N LAKE PLEASANT PKWY | PEORIA | AZ | 85383 | Maricopa | 2 | Open | 2011-05-30 | 8000 | Diesel | COMPARTMENT A | Double Walled | Fiberglass Reinforced Plastic | Pressure | Double Walled | Fiberglass Reinforced Plastic
0-002570 | INTEL - CHANDLER | 5000 W CHANDLER BLVD | CHANDLER | AZ | 85226 | Maricopa | 1 | Perm Closure | 1981-05-01 | 20000 | Diesel | COMPARTMENT A | Unknown | Fiberglass Reinforced Plastic |  |  |  | Removal | 1987-09-02
0-002241 | GM DESERT PROVING GROUND | 13303 S ELLSWORTH RD | MESA | AZ | 85212 | Maricopa | 18 | Perm Closure | 1976-01-01 | 12000 | Gasoline | COMPARTMENT A |  | Asphalt coated or Bare Steel |  |  |  | Removal | 1990-05-09
0-002241 | GM DESERT PROVING GROUND | 13303 S ELLSWORTH RD | MESA | AZ | 85212 | Maricopa | 3 | Perm Closure | 1976-01-01 | 2000 | Gasoline | COMPARTMENT A |  | Asphalt coated or Bare Steel |  |  |  | Removal | 1990-05-07
0-002241 | GM DESERT PROVING GROUND | 13303 S ELLSWORTH RD | MESA | AZ | 85212 | Maricopa | 43 | Perm Closure | 1989-12-01 | 4000 | Gasoline | COMPARTMENT A | Double Walled | Fiberglass Reinforced Plastic | Pressure | Double Walled | Fiberglass Reinforced Plastic | Removal | 2014-02-21
0-002241 | GM DESERT PROVING GROUND | 13303 S ELLSWORTH RD | MESA | AZ | 85212 | Maricopa | 51 | Perm Closure | 1989-12-01 | 12000 | Diesel | COMPARTMENT A | Double Walled | Fiberglass Reinforced Plastic | Pressure | Double Walled | Fiberglass Reinforced Plastic | Removal | 2014-02-11
0-002241 | GM DESERT PROVING GROUND | 13303 S ELLSWORTH RD | MESA | AZ | 85212 | Maricopa | 37 | Perm Closure | 1976-01-01 | 550 | Used Oil/Waste Oil | COMPARTMENT A |  | Asphalt coated or Bare Steel | Gravity Feed |  |  | Removal | 1992-03-09
0-002241 | GM DESERT PROVING GROUND | 13303 S ELLSWORTH RD | MESA | AZ | 85212 | Maricopa | 6 | Perm Closure | 1966-01-01 | 550 | Diesel | COMPARTMENT A |  | Asphalt coated or Bare Steel |  |  |  | Removal | 1990-05-08
0-002241 | GM DESERT PROVING GROUND | 13303 S ELLSWORTH RD | MESA | AZ | 85212 | Maricopa | 32 | Perm Closure | 1976-01-01 | 550 | Gasoline | COMPARTMENT A |  | Asphalt coated or Bare Steel |  |  |  | Removal | 1990-05-10
0-002241 | GM DESERT PROVING GROUND | 13303 S ELLSWORTH RD | MESA | AZ | 85212 | Maricopa | 42 | Perm Closure | 1989-12-01 | 25000 | Gasoline | COMPARTMENT A | Double Walled | Fiberglass Reinforced Plastic | Pressure | Double Walled | Fiberglass Reinforced Plastic | Removal | 2014-02-21
0-002241 | GM DESERT PROVING GROUND | 13303 S ELLSWORTH RD | MESA | AZ | 85212 | Maricopa | 13 | Perm Closure | 1976-01-01 | 12000 | Gasoline | COMPARTMENT A |  | Asphalt coated or Bare Steel |  |  |  | Removal | 1990-05-07
0-002241 | GM DESERT PROVING GROUND | 13303 S ELLSWORTH RD | MESA | AZ | 85212 | Maricopa | 60 | Perm Closure | 1993-10-01 | 12000 | Gasoline | COMPARTMENT A | Double Walled | Fiberglass Reinforced Plastic | Pressure | Double Walled | Fiberglass Reinforced Plastic | Removal | 2014-02-11
0-002241 | GM DESERT PROVING GROUND | 13303 S ELLSWORTH RD | MESA | AZ | 85212 | Maricopa | 46 | Perm Closure | 1989-12-01 | 12000 | Gasoline | COMPARTMENT A | Double Walled | Fiberglass Reinforced Plastic | Pressure | Double Walled | Fiberglass Reinforced Plastic | Removal | 2014-02-21
0-008201 | HW JOHNSON CONCRETE CONSTRUCTION LLC | 845 S 59TH AVE | PHOENIX | AZ | 85043 | Maricopa | 1 | Perm Closure | 2005-06-17 | 10000 | Diesel | COMPARTMENT A | Unknown | Asphalt coated or Bare Steel |  |  |  | Removal | 1993-09-07
0-005875 | MOUNTAIN PASS TRUCK STOP | MP 54 HIGHWAY 60 | HARVUCAR | AZ | 85348 | La Paz | 1 | Perm Closure | 1986-10-21 | 10000 | Gasoline | COMPARTMENT A | Double Walled | Fiberglass Reinforced Plastic | Pressure |  | Bare or Galvanized Steel | Removal | 1992-09-02
0-008603 | EXPRESS STOP #701 | 640 S HIGHWAY 90 | BENSON | AZ | 85602 | Cochise | 2 | Open | 1995-04-14 | 10000 | Gasoline | COMPARTMENT A | Double Walled | Fiberglass Reinforced Plastic | Pressure | Double Walled | Fiberglass Reinforced Plastic
0-005627 | AMIGO FUELS | 801 N 16TH ST | PHOENIX | AZ | 85006 | Maricopa | 6 | Perm Closure | 1985-01-01 | 2000 | Gasoline | COMPARTMENT A |  | Asphalt coated or Bare Steel | Pressure |  |  | Removal | 1998-12-30
0-002275 | GLENDALE HIGH SCHOOL | 6216 W GLENDALE AVE | GLENDALE | AZ | 85301 | Maricopa | 1 | Perm Closure | 2005-06-17 | 500 | Gasoline | COMPARTMENT A | Unknown | Unknown |  |  |  | Removal | 1989-07-07
0-003146 | MESA UNIFIED SCHOOL DISTRICT - MAINTENANCE FACILITY | 837 S POWER RD | MESA | AZ | 85206 | Maricopa | 6 | Perm Closure | 1997-08-06 | 10000 | Gasoline | COMPARTMENT A | Double Walled | Fiberglass Reinforced Plastic | Pressure | Double Walled | Fiberglass Reinforced Plastic | Removal | 2019-06-07
0-007392 | SANDERS UNIFIED SCHOOL DISTRICT - MAINTENANCE YARD |  | SANDERS |  |  | Apache | 2 | Perm Closure | 1985-01-01 | 1500 | Gasoline | COMPARTMENT A | Single Walled | Asphalt coated or Bare Steel | Suction - Check Valve at the Tank Top |  |  | Removal | 1998-12-09
0-001156 | R14 INVESTMENT PARTNERS LLC | 33040 N 203RD AVE | WITTMANN | AZ | 85361 | Maricopa | 3 | Perm Closure | 1984-01-01 | 6000 | Gasoline | COMPARTMENT A | Double Walled | Fiberglass Reinforced Plastic | Pressure |  | Fiberglass Reinforced Plastic | Removal | 1995-06-06
0-001156 | R14 INVESTMENT PARTNERS LLC | 33040 N 203RD AVE | WITTMANN | AZ | 85361 | Maricopa | 8 | Perm Closure | 1984-01-01 | 1000 | Used Oil/Waste Oil | COMPARTMENT A | Double Walled | Fiberglass Reinforced Plastic | Gravity Feed |  | Fiberglass Reinforced Plastic | Removal | 1997-07-22
0-005286 | UNOCAL #4742 | 5836 W INDIAN SCHOOL RD | PHOENIX | AZ | 85031 | Maricopa | 4 | Perm Closure | 1961-04-15 | 280 | Used Oil/Waste Oil | COMPARTMENT A | Double Walled | Asphalt coated or Bare Steel |  |  |  | Removal | 1986-01-01
0-010049 | PARK PLACE TRAVEL CENTER | 185 N RIGGLES RD | QUARTZSITE | AZ | 85346 | La Paz | 3 | Open | 2008-07-15 | 10000 | Diesel | COMPARTMENT A | Double Walled | Fiberglass Reinforced Plastic | Pressure | Double Walled | Fiberglass Reinforced Plastic
0-010049 | PARK PLACE TRAVEL CENTER | 185 N RIGGLES RD | QUARTZSITE | AZ | 85346 | La Paz | 4 | Open | 2008-07-15 | 25000 | Diesel | COMPARTMENT A | Double Walled | Fiberglass Reinforced Plastic | Pressure | Double Walled | Fiberglass Reinforced Plastic
0-009069 | AIRWAYS EXPRESS | 3461 E ANDY DEVINE AVE | KINGMAN | AZ | 86401 | Mohave | 2 | Open | 1997-05-22 | 6000 | Gasoline (PUL) | COMPARTMENT C | Single Walled | Asphalt coated or Bare Steel | Pressure | Double Walled | Fiberglass Reinforced Plastic
0-010041 | QUIKTRIP #409 | 6705 W BUCKEYE RD | PHOENIX | AZ | 85043 | Maricopa | 3 | Open | 2004-06-09 | 12000 | Gasoline | COMPARTMENT A | Double Walled | Fiberglass Reinforced Plastic | Pressure | Double Walled | Flexible
0-002162 | CROSS Y RANCH |  | BLACK CANYON CITY |  |  | Yavapai | 3 | Perm Closure | 2005-06-17 | 1000 | Gasoline | COMPARTMENT A | Single Walled | Asphalt coated or Bare Steel |  |  |  | Removal | 1990-06-18
0-010424 | QUIKTRIP #1487 | 10230 E GOLF LINKS RD | TUCSON | AZ | 85730 | Pima | 1 | Open | 2011-06-23 | 20000 | Gasoline | COMPARTMENT A | Double Walled | Fiberglass Reinforced Plastic | Pressure | Double Walled | Fiberglass Reinforced Plastic
0-010424 | QUIKTRIP #1487 | 10230 E GOLF LINKS RD | TUCSON | AZ | 85730 | Pima | 2 | Open | 2011-06-23 | 20000 | Gasoline | COMPARTMENT A | Double Walled | Fiberglass Reinforced Plastic | Pressure | Double Walled | Fiberglass Reinforced Plastic
0-005758 | YAVAPAI COUNTY - FLEET MANAGEMENT | 820 WHIPPLE ST | PRESCOTT | AZ | 86301 | Yavapai | 3 | Perm Closure | 1967-01-01 | 2000 | Diesel | COMPARTMENT A | Single Walled | Asphalt coated or Bare Steel |  |  |  | Removal | 1987-12-30
0-000439 | ASU | 651 E UNIVERSITY DR | TEMPE | AZ | 85281 | Maricopa | 2 | Perm Closure | 1976-01-01 | 40000 | Diesel | COMPARTMENT A |  | Asphalt coated or Bare Steel |  |  |  | Removal | 1996-05-31
0-007456 | COMMERCIAL PIPE INC | 1429 S 7TH ST | PHOENIX | AZ | 85034 | Maricopa | 2 | Perm Closure | 2005-06-17 | 1000 | Gasoline | COMPARTMENT A | Double Walled | Asphalt coated or Bare Steel | Suction - Check Valve at the Tank Top |  | Bare or Galvanized Steel | Removal | 1992-04-16
0-000345 | ADOT - PHOENIX MOTOR POOL | 1655 W JACKSON ST | PHOENIX | AZ | 85007 | Maricopa | 1 | Perm Closure | 1977-01-01 | 6000 | Gasoline | COMPARTMENT A | Single Walled | Asphalt coated or Bare Steel | Pressure |  | Fiberglass Reinforced Plastic | Removal | 1993-08-31
0-003209 | CIRCLE K STORE #2709169 | 4101 N HAYDEN RD | SCOTTSDALE | AZ | 85251 | Maricopa | 3 | Perm Closure | 2005-06-17 | 12000 | Gasoline | COMPARTMENT A |  | Asphalt coated or Bare Steel | Pressure |  |  | Removal | 1985-11-01
0-009808 | PILOT TRAVEL CENTER #459 | 900 N 99TH AVE | AVONDALE | AZ | 85323 | Maricopa | 7 | Open | 2001-10-04 | 20000 | Gasoline | COMPARTMENT A | Double Walled | Fiberglass Reinforced Plastic | Pressure | Double Walled | Fiberglass Reinforced Plastic
0-009808 | PILOT TRAVEL CENTER #459 | 900 N 99TH AVE | AVONDALE | AZ | 85323 | Maricopa | 5 | Open | 2001-10-04 | 20000 | Gasoline | COMPARTMENT A | Double Walled | Fiberglass Reinforced Plastic | Pressure | Double Walled | Fiberglass Reinforced Plastic
0-009158 | PHOENIX, CITY OF - CIVIC PLAZA PARKING GARAGE | 633 E WASHINGTON ST | PHOENIX | AZ | 85004 | Maricopa | 2 | Perm Closure | 2005-06-17 | 425 | Unidentified | COMPARTMENT A | Single Walled | Asphalt coated or Bare Steel |  |  |  | Removal | 1996-08-29
0-000341 | CIRCLE K #2708750 | 5555 E BELL RD | PHOENIX | AZ | 85254 | Maricopa | 1 | Open | 1988-01-01 | 10000 | Gasoline | COMPARTMENT A | Double Walled | Fiberglass Reinforced Plastic | Pressure |  | Fiberglass Reinforced Plastic
0-000829 | CTI TRUCKING INC | 3625 E INDUSTRIAL DR | FLAGSTAFF | AZ | 86004 | Coconino | 1 | Perm Closure | 2005-06-17 | 5000 | Diesel | COMPARTMENT A |  | Asphalt coated or Bare Steel | Suction - Check Valve at the Tank Top |  |  | Closed in Place | 1989-11-01
0-000287 | ADOT - PRESCOTT MAINTENANCE FACILITY | 1210 E SHELDON ST | PRESCOTT | AZ | 86301 | Yavapai | 1 | Perm Closure | 1980-01-01 | 12000 | Diesel | COMPARTMENT A |  | Asphalt coated or Bare Steel | Suction - Check Valve at the Tank Top |  |  | Removal | 1999-11-10
0-003689 | CITY CAFE | 1929 E ANDY DEVINE AVE | KINGMAN | AZ | 86401 | Mohave | 5 | Perm Closure | 1970-01-01 | 550 | Gasoline | COMPARTMENT A | Single Walled | Asphalt coated or Bare Steel |  |  |  | Removal | 1990-03-16
0-003689 | CITY CAFE | 1929 E ANDY DEVINE AVE | KINGMAN | AZ | 86401 | Mohave | 4 | Perm Closure | 1970-01-01 | 550 | Gasoline | COMPARTMENT A | Single Walled | Asphalt coated or Bare Steel |  |  |  | Removal | 1990-03-16
0-003689 | CITY CAFE | 1929 E ANDY DEVINE AVE | KINGMAN | AZ | 86401 | Mohave | 1 | Perm Closure | 1970-01-01 | 1000 | Gasoline | COMPARTMENT A | Single Walled | Asphalt coated or Bare Steel |  |  |  | Removal | 1990-03-16
0-004242 | CITY OF SAFFORD - MESA YARD | 373 W 32ND ST | SAFFORD | AZ | 85546 | Graham | 1 | Perm Closure | 1984-04-11 | 600 | Used Oil/Waste Oil | COMPARTMENT A | Unknown | Asphalt coated or Bare Steel | Gravity Feed |  |  | Removal | 1997-01-09
0-003556 | CLOVER HILL SERVICE | 2590 W ROUTE 66 | WILLIAMS | AZ | 86046 | Coconino | 1 | Perm Closure | 1983-01-01 | 10000 | Gasoline | COMPARTMENT A | Single Walled | Asphalt coated or Bare Steel |  |  |  | Removal | 1990-03-27
0-004208 | CIRCLE K #2705286 | 751 N ARIZONA AVE | GILBERT | AZ | 85233 | Maricopa | 2 | Open | 1987-01-03 | 15000 | Gasoline | COMPARTMENT A | Double Walled | Fiberglass Reinforced Plastic | Pressure |  | Fiberglass Reinforced Plastic
0-001861 | EXXON #7-0827/HONTECH ACCURA | 400 N ARIZONA AVE | CHANDLER | AZ | 85225 | Maricopa | 4 | Perm Closure | 1974-01-01 | 8000 | Gasoline | COMPARTMENT A |  | Asphalt coated or Bare Steel |  |  |  | Removal | 1987-11-12
0-000031 | FAA GLOBE RCAG |  | MIAMI |  |  | Gila | 2 | Perm Closure | 1975-01-01 | 500 | Diesel | COMPARTMENT A |  | Asphalt coated or Bare Steel | Suction - Check Valve at the Tank Top |  |  | Removal | 1992-09-14
0-007716 | ATKO BUILDING MATERIALS | 1133 S SIRRINE | MESA | AZ | 85210 | Maricopa | 2 | Perm Closure | 1981-01-01 | 10000 | Diesel | COMPARTMENT A | Unknown | Asphalt coated or Bare Steel | Gravity Feed |  |  | Removal | 1994-01-20
0-002569 | INTEL - DEER VALLEY | 2402 E BEARDSLEY RD | PHOENIX | AZ | 85050 | Maricopa | 2 | Perm Closure | 1981-05-01 | 1000 | Diesel | COMPARTMENT A | Double Walled | Fiberglass Reinforced Plastic |  |  |  | Removal | 1987-09-08
0-003902 | WINONA TRADING POST | 13644 TOWNSEND WINONA RD | FLAGSTAFF | AZ | 86004 | Coconino | 6 | Perm Closure | 1990-01-22 | 10000 | Gasoline | COMPARTMENT A | Double Walled | Composite (Steel/Fiberglass) | Pressure |  | Fiberglass Reinforced Plastic | Removal | 2020-02-14
0-005453 | SHELDONS LANDSCAPE CENTER | 4999 N SABINO CANYON RD | TUCSON | AZ | 85750 | Pima | 2 | Perm Closure | 1972-04-08 | 6000 | Gasoline | COMPARTMENT A | Double Walled | Asphalt coated or Bare Steel |  |  |  | Removal | 1988-01-01
0-006347 | ELISA'S CORNER LLC | 1160 S PAGE SPRINGS RD | CORNVILLE | AZ | 86325 | Yavapai | 3 | Perm Closure | 1982-01-01 | 8000 | Diesel | COMPARTMENT A |  | Asphalt coated or Bare Steel | Pressure |  | Fiberglass Reinforced Plastic | Removal | 2009-01-14
0-002577 | ISLEY'S RV SERVICE CENTER | 2225 W MAIN ST | MESA | AZ | 85201 | Maricopa | 1 | Perm Closure | 1966-12-13 | 2000 | Gasoline | COMPARTMENT A | Single Walled | Asphalt coated or Bare Steel | Suction - Check Valve at the Tank Top |  | Bare or Galvanized Steel | Closed in Place | 1993-09-30
0-002577 | ISLEY'S RV SERVICE CENTER | 2225 W MAIN ST | MESA | AZ | 85201 | Maricopa | 2 | Perm Closure | 1966-12-13 | 500 | Used Oil/Waste Oil | COMPARTMENT A | Single Walled | Asphalt coated or Bare Steel | Suction - Check Valve at the Tank Top |  |  | Closed in Place | 1993-09-30
0-001926 | MERCEDES BENZ OF TUCSON | 6350 E GRANT RD | TUCSON | AZ | 85715 | Pima | 1 | Perm Closure | 1985-01-01 | 2000 | Unidentified | COMPARTMENT A | Single Walled | Asphalt coated or Bare Steel | Suction - Check Valve at the Tank Top |  |  | Removal | 1990-12-26
0-001864 | DENMART #877 | 809 S RURAL RD | TEMPE | AZ | 85281 | Maricopa | 7 | Open | 2019-08-15 | 14000 | Gasoline (UL) | COMPARTMENT A | Double Walled | Fiberglass Reinforced Plastic | Pressure | Double Walled | Fiberglass Reinforced Plastic
0-003122 | MCO PROPERTIES - OLD LAKE HAVASU CITY AIRPORT | 600 BEACHCOMBER BLVD | LAKE HAVASU CITY | AZ | 86403 | Mohave | 1 | Perm Closure | 1968-05-06 | 20000 | Unidentified | COMPARTMENT A | Double Walled | Asphalt coated or Bare Steel |  |  |  | Removal | 1991-07-12
0-001970 | EVANS RANCHES | 4202 S EVANS WAY | GILBERT | AZ | 85297 | Maricopa | 3 | Perm Closure | 1982-01-01 | 2000 | Unidentified | COMPARTMENT A |  | Asphalt coated or Bare Steel |  |  |  | Removal | 1990-11-28
0-005921 | E & S FARMS |  | AGUA CALIENTE |  |  | Maricopa | 2 | Perm Closure | 1976-01-01 | 6000 | Diesel | COMPARTMENT A | Single Walled | Asphalt coated or Bare Steel |  |  |  | Removal | 1988-07-25
0-006295 | EAGLE PRODUCE LTD PARTNERSHIP | 7332 E BUTHERUS DR | SCOTTSDALE | AZ | 85260 | Maricopa | 1 | Open | 1985-01-01 | 15000 | Jet Fuel | COMPARTMENT A | Single Walled | Fiberglass Reinforced Plastic | Pressure |  | Fiberglass Reinforced Plastic
0-004367 | ECONO LUBE N TUNE | 1730 W BELL RD | PHOENIX | AZ | 85023 | Maricopa | 2 | Perm Closure | 1976-02-26 | 10000 | Gasoline | COMPARTMENT A | Double Walled | Asphalt coated or Bare Steel |  |  |  | Removal | 1987-06-03
0-003737 | PHILLIPS 66 COMPANY #016475 | 6771 E MAIN ST | MESA | AZ | 85205 | Maricopa | 4 | Perm Closure | 1964-01-01 | 560 | Used Oil/Waste Oil | COMPARTMENT A |  | Asphalt coated or Bare Steel |  |  |  | Removal | 1983-01-01
0-006177 | ORACLE ROAD RENT-ALL & SALES INC | 3909 N ORACLE RD | TUCSON | AZ | 85705 | Pima | 1 | Perm Closure | 2005-06-17 | 500 | Gasoline | COMPARTMENT A | Single Walled | Asphalt coated or Bare Steel |  |  |  | Removal | 1988-06-02
0-006177 | ORACLE ROAD RENT-ALL & SALES INC | 3909 N ORACLE RD | TUCSON | AZ | 85705 | Pima | 4 | Perm Closure | 1989-07-01 | 1000 | Diesel | COMPARTMENT A | Double Walled | Composite (Steel/Fiberglass) | Suction - Check Valve at the Dispenser |  | Bare or Galvanized Steel | Removal | 2012-11-28
0-000764 | BENJAMIN BROCK | 105 E ANDY DEVINE AVE | KINGMAN | AZ | 86401 | Mohave | 2 | Perm Closure | 2005-06-17 |  | Gasoline | COMPARTMENT A | Single Walled | Asphalt coated or Bare Steel |  |  |  | Change in Service | 1986-01-01
0-001905 | ENVIRONMENTAL STRATEGIES | 423 S OLSEN AVE | TUCSON | AZ | 85719 | Pima | 1 | Perm Closure | 1977-01-01 | 10000 | Gasoline | COMPARTMENT A |  | Asphalt coated or Bare Steel |  |  |  | Removal | 1986-05-01
0-000753 | BRADLEY INVESTMENT CO | 2235 S 19TH AVE | PHOENIX | AZ | 85009 | Maricopa | 1 | Perm Closure | 1976-01-01 | 10000 | Diesel | COMPARTMENT A | Single Walled | Asphalt coated or Bare Steel |  |  |  | Removal | 1988-06-24
0-003397 | SCOTTSDALE MAIN CO #142180 | 7145 E 1ST ST | SCOTTSDALE | AZ | 85251 | Maricopa | 2 | Open | 1990-10-01 | 2500 | Diesel | COMPARTMENT A | Double Walled | Fiberglass Reinforced Plastic | Suction - Check Valve at the Tank Top | Double Walled | Fiberglass Reinforced Plastic
0-008021 | VELMAR FOODS | 3125 N 29TH AVE | PHOENIX | AZ | 85017 | Maricopa | 5 | Perm Closure | 2005-06-17 | 2000 | Unidentified | COMPARTMENT A | Unknown | Asphalt coated or Bare Steel |  |  |  | Removal | 1989-09-06
0-008054 | VACANT BUILDING | 3201 W HARRISON ST | PHOENIX | AZ | 85009 | Maricopa | 2 | Perm Closure | 2005-06-17 | 6000 | Diesel | COMPARTMENT A | Unknown | Asphalt coated or Bare Steel | Gravity Feed |  | Bare or Galvanized Steel | Removal | 1992-11-17
0-008054 | VACANT BUILDING | 3201 W HARRISON ST | PHOENIX | AZ | 85009 | Maricopa | 3 | Perm Closure | 2005-06-17 | 1000 | Used Oil/Waste Oil | COMPARTMENT A | Unknown | Asphalt coated or Bare Steel | Gravity Feed |  | Bare or Galvanized Steel | Removal | 1992-11-17
0-010478 | PILOT TRAVEL CENTER #593 | 5570 E TRAVEL PLAZA WAY | TUCSON | AZ | 85756 | Pima | 1 | Open | 2013-08-12 | 9000 | Gasoline (PUL) | COMPARTMENT B | Double Walled | Fiberglass Reinforced Plastic | Pressure | Double Walled | Fiberglass Reinforced Plastic
0-010507 | PINAL APN #306-13-121 | 203 W HAYDEN AVE | MAMMOTH | AZ | 85618 | Pinal | 1 | Perm Closure | 2014-09-11 | 1500 | (Null) | COMPARTMENT A | Single Walled | Asphalt coated or Bare Steel | Pressure | Single Walled | Bare or Galvanized Steel | Removal | 2014-08-05
0-002280 | GLENDALE UNION HIGH SCHOOL DISTRICT | 7650 N 43RD AVE | GLENDALE | AZ | 85301 | Maricopa | 2 | Perm Closure | 1972-05-06 | 2000 | Gasoline | COMPARTMENT A | Single Walled | Asphalt coated or Bare Steel |  |  |  | Removal | 1990-05-07
0-004536 | SKETCHLEY'S DY-DEE SERVICE | 2940 W VIRGINIA AVE | PHOENIX | AZ | 85009 | Maricopa | 1 | Perm Closure | 1970-12-19 | 1000 | Gasoline | COMPARTMENT A | Unknown | Asphalt coated or Bare Steel |  |  |  | Removal | 1983-06-01
0-004293 | PAPAGO PARK CENTER | 1655 N 56TH ST | TEMPE | AZ | 85281 | Maricopa | 5 | Perm Closure | 1966-11-21 | 5000 | Diesel | COMPARTMENT A | Unknown | Asphalt coated or Bare Steel |  |  |  | Removal | 1986-11-21
0-003302 | MONTIERTH FARMS |  | BOWIE |  |  | Cochise | 1 | Perm Closure | 1984-01-01 | 3500 | Diesel | COMPARTMENT A |  | Asphalt coated or Bare Steel | Suction - Check Valve at the Tank Top |  |  | Removal | 1992-12-21
0-003447 | NACCARATIS CHEVRON STATION | 167462 US HIGHWAY 191 | MORENCI | AZ | 85540 | Greenlee | 2 | Perm Closure | 1966-01-01 | 10000 | Gasoline | COMPARTMENT A |  | Asphalt coated or Bare Steel | Pressure |  | Bare or Galvanized Steel | Removal | 2007-12-05
0-003279 | EXXONMOBIL OIL CORP #12070 | 9906 W THUNDERBIRD BLVD | SUN CITY | AZ | 85351 | Maricopa | 9 | Perm Closure | 1972-01-01 | 1000 | Used Oil/Waste Oil | COMPARTMENT A | Single Walled | Asphalt coated or Bare Steel | Gravity Feed |  | Fiberglass Reinforced Plastic | Removal | 2005-05-19
0-003279 | EXXONMOBIL OIL CORP #12070 | 9906 W THUNDERBIRD BLVD | SUN CITY | AZ | 85351 | Maricopa | 8 | Perm Closure | 1989-05-01 | 10000 | Gasoline | COMPARTMENT A | Double Walled | Fiberglass Reinforced Plastic | Pressure |  | Fiberglass Reinforced Plastic | Removal | 2005-05-19
0-003279 | EXXONMOBIL OIL CORP #12070 | 9906 W THUNDERBIRD BLVD | SUN CITY | AZ | 85351 | Maricopa | 7 | Perm Closure | 1989-05-01 | 10000 | Gasoline | COMPARTMENT A | Double Walled | Fiberglass Reinforced Plastic | Pressure |  | Fiberglass Reinforced Plastic | Removal | 2005-05-19
0-003696 | Q1 GAS AND MART | 3926 N 19TH AVE | PHOENIX | AZ | 85015 | Maricopa | 4 | Perm Closure | 1986-08-02 | 12000 | Diesel | COMPARTMENT A | Double Walled | Fiberglass Reinforced Plastic | Pressure | Double Walled | Fiberglass Reinforced Plastic | Removal | 2017-11-15
0-005587 | MILES D WEDGWORTH | 270 N APACHE RD | BUCKEYE | AZ | 85326 | Maricopa | 1 | Perm Closure | 1966-02-25 | 550 | Gasoline | COMPARTMENT A | Unknown | Asphalt coated or Bare Steel |  |  |  | Removal | 1989-12-01
0-001013 | ROOSEVELT WATER PRODUCTION | 331 S ROOSEVELT AVE | CHANDLER | AZ | 85226 | Maricopa | 1 | Perm Closure | 1976-01-01 | 1000 | Diesel | COMPARTMENT A |  | Asphalt coated or Bare Steel |  |  |  | Removal | 1990-02-22
0-003774 | RENT-A-RIDE | 5635 E BROADWAY BLVD | TUCSON | AZ | 85711 | Pima | 5 | Perm Closure | 1964-04-02 | 4000 | Gasoline | COMPARTMENT A | Double Walled | Asphalt coated or Bare Steel |  |  |  | Removal | 1992-02-15
0-006594 | RICHARD L MORRIS | 26601 W BASELINE RD | BUCKEYE | AZ | 85326 | Maricopa | 1 | Perm Closure | 1974-01-14 | 7500 | Unidentified | COMPARTMENT A | Double Walled | Asphalt coated or Bare Steel |  |  |  | Removal | 1988-09-01
0-009299 | QUIK MART #30 | 8685 N SILVERBELL RD | MARANA | AZ | 85743 | Pima | 1 | Open | 1997-09-01 | 12000 | Gasoline | COMPARTMENT A | Double Walled | Composite (Steel/Fiberglass) | Pressure | Double Walled | Fiberglass Reinforced Plastic
0-009848 | QUIK MART #33 | 5642 S ALVERNON WAY | TUCSON | AZ | 85706 | Pima | 1 | Open | 2002-02-25 | 4000 | Diesel | COMPARTMENT A | Double Walled | Fiberglass Reinforced Plastic
0-000685 | R AND J BENTLEY CORP PROFIT SHAR | 2950 E JONES AVE | PHOENIX | AZ | 85040 | Maricopa | 1 | Perm Closure | 1977-01-01 | 2000 | Gasoline | COMPARTMENT A |  | Asphalt coated or Bare Steel |  |  |  | Removal | 1991-12-24
0-010524 | FRY'S FUEL #23 | 2041 N RECKER RD | MESA | AZ | 85215 | Maricopa | 1 | Open | 2015-01-20 | 20000 | Gasoline | COMPARTMENT A | Double Walled | Fiberglass Reinforced Plastic
0-010524 | FRY'S FUEL #23 | 2041 N RECKER RD | MESA | AZ | 85215 | Maricopa | 2 | Open | 2015-01-20 | 10000 | Diesel | COMPARTMENT B | Double Walled | Fiberglass Reinforced Plastic | Pressure | Double Walled | Fiberglass Reinforced Plastic
0-010525 | GREEN VALLEY CAR WASH & SORENSON'S LUBE SHOP | 277 W CALLE DE LAS TIENDAS | GREEN VALLEY | AZ | 85614 | Pima | 3 | Perm Closure | 2015-02-11 | 1000 | Used Oil/Waste Oil | COMPARTMENT A | Double Walled | Composite (Steel/Fiberglass) | Gravity Feed | Single Walled | Bare or Galvanized Steel | Removal | 2015-01-07
0-002702 | CASEY'S AUTO REPAIRS | 2929 AZ 89 | PRESCOTT | AZ | 86301 | Yavapai | 2 | Perm Closure | 2005-06-17 | 10000 | Gasoline | COMPARTMENT A | Single Walled | Asphalt coated or Bare Steel |  |  |  | Removal | 1988-06-22
0-004969 | D & F SHELL | 6101 E 22ND ST | TUCSON | AZ | 85711 | Pima | 1 | Perm Closure | 1959-05-08 | 4000 | Gasoline | COMPARTMENT A | Double Walled | Asphalt coated or Bare Steel |  |  |  | Removal | 1988-07-21
0-002740 | RALPH HANSON DBA QUICK STOP | 17005 E SHEA BLVD | FOUNTAIN HILLS | AZ | 85268 | Maricopa | 3 | Perm Closure | 1976-03-15 | 10000 | Gasoline | COMPARTMENT A | Single Walled | Asphalt coated or Bare Steel | Pressure |  |  | Removal | 1992-07-21
0-005890 | CIRCLE K #2701989 | 3135 W SUPERSTITION BLVD | APACHE JUNCTION | AZ | 85120 | Pinal | 2 | Open | 1986-11-10 | 10000 | Gasoline | COMPARTMENT A | Double Walled | Fiberglass Reinforced Plastic | Pressure | Single Walled | Fiberglass Reinforced Plastic
0-000570 | AT&T - MESA 1 AZ3340 | 1231 W UNIVERSITY DR | MESA | AZ | 85201 | Maricopa | 1 | Perm Closure | 1972-01-01 | 10000 | Diesel | COMPARTMENT A |  | Asphalt coated or Bare Steel |  |  |  | Removal | 1994-10-14
0-000570 | AT&T - MESA 1 AZ3340 | 1231 W UNIVERSITY DR | MESA | AZ | 85201 | Maricopa | 2 | Perm Closure | 1972-01-01 | 10000 | Diesel | COMPARTMENT A |  | Asphalt coated or Bare Steel |  |  |  | Removal | 1994-10-14
0-006696 | 76 GAS STATION | 2309 E UNIVERSITY DR | TEMPE | AZ | 85281 | Maricopa | 1 | Open | 1989-01-01 | 12000 | Gasoline | COMPARTMENT A | Double Walled | Fiberglass Reinforced Plastic | Pressure |  | Fiberglass Reinforced Plastic
0-007712 | ARIZONA BILTMORE COUNTRY CLUB | 2400 E MISSOURI AVE | PHOENIX | AZ | 85016 | Maricopa | 1 | Perm Closure | 1979-10-01 | 5000 | Gasoline | COMPARTMENT A | Double Walled | Asphalt coated or Bare Steel | Pressure |  |  | Removal | 1996-11-21
0-008473 | ARCO AM/PM | 4881 S CAMPBELL AVE | TUCSON | AZ | 85714 | Pima | 1 | Open | 1994-04-19 | 10000 | Gasoline | COMPARTMENT A | Double Walled | Fiberglass Reinforced Plastic | Pressure | Double Walled | Fiberglass Reinforced Plastic
0-008473 | ARCO AM/PM | 4881 S CAMPBELL AVE | TUCSON | AZ | 85714 | Pima | 2 | Open | 1994-04-19 | 10000 | Gasoline | COMPARTMENT A | Double Walled | Fiberglass Reinforced Plastic | Pressure | Double Walled | Fiberglass Reinforced Plastic
0-008473 | ARCO AM/PM | 4881 S CAMPBELL AVE | TUCSON | AZ | 85714 | Pima | 3 | Open | 1994-04-19 | 10000 | Gasoline | COMPARTMENT A | Double Walled | Fiberglass Reinforced Plastic | Pressure | Double Walled | Fiberglass Reinforced Plastic
0-008194 | ARCO AM/PM #42423 | 7601 E TANQUE VERDE RD | TUCSON | AZ | 85715 | Pima | 3 | Open | 1991-07-15 | 10000 | Gasoline | COMPARTMENT A | Double Walled | Fiberglass Reinforced Plastic | Pressure |  | Fiberglass Reinforced Plastic
0-008232 | BULLHEAD SERVICE | 1126 HIGHWAY 95 | BULLHEAD CITY | AZ | 86429 | Mohave | 5 | Perm Closure | 1966-01-01 | 1000 | Used Oil/Waste Oil | COMPARTMENT A | Double Walled | Asphalt coated or Bare Steel | Suction - Check Valve at the Tank Top |  | Bare or Galvanized Steel | Removal | 1995-09-29
0-007522 | HATTAR CHEVRON | 6261 E BENSON HWY | TUCSON | AZ | 85756 | Pima | 13 | Perm Closure | 1963-01-01 | 12000 | Diesel | COMPARTMENT A | Single Walled | Asphalt coated or Bare Steel | Pressure |  | Fiberglass Reinforced Plastic | Removal | 1998-12-04
0-005330 | UNITED DAIRYMEN OF ARIZONA - DAIRY | 2008 S HARDY DR | TEMPE | AZ | 85282 | Maricopa | 1 | Perm Closure | 1966-01-01 | 4000 | Gasoline | COMPARTMENT A |  | Asphalt coated or Bare Steel |  |  |  | Removal | 1989-12-27
0-008472 | ARCO AM/PM #5925 | 1150 W BASELINE RD | MESA | AZ | 85210 | Maricopa | 3 | Open | 1993-12-01 | 10000 | Gasoline | COMPARTMENT A | Double Walled | Fiberglass Reinforced Plastic | Pressure | Double Walled | Fiberglass Reinforced Plastic
0-010560 | FOOTHILLS MINI MART | 12870 S FOOTHILLS BLVD | YUMA | AZ | 85367 | Yuma | 2 | Open | 2001-08-01 | 12000 | Gasoline (PUL) | COMPARTMENT A | Double Walled | Fiberglass Reinforced Plastic | Pressure | Double Walled | Flexible
0-002987 | ALEX'S SERVICE | 808 S 20TH ST | PHOENIX | AZ | 85040 | Maricopa | 1 | Perm Closure | 1969-05-22 | 5000 | Gasoline | COMPARTMENT A | Double Walled | Asphalt coated or Bare Steel |  |  |  | Removal | 1988-05-31
0-000284 | ADOT - CAMP VERDE |  | CAMP VERDE |  |  | Yavapai | 3 | Perm Closure | 1975-01-01 | 2000 | Diesel | COMPARTMENT A |  | Asphalt coated or Bare Steel | Suction - Check Valve at the Tank Top | Double Walled | Fiberglass Reinforced Plastic | Removal | 1999-11-16
0-000253 | ADOT - ROOSEVELT MAINTENANCE CAMP |  | ROOSEVELT |  |  | Gila | 1 | Perm Closure | 1958-01-01 | 1000 | Gasoline | COMPARTMENT A | Single Walled | Asphalt coated or Bare Steel |  |  |  | Removal | 1990-04-25
0-004668 | 7-ELEVEN #24418 | 4295 E 29TH ST | TUCSON | AZ | 85711 | Pima | 2 | Perm Closure | 1983-04-09 | 10000 | Gasoline | COMPARTMENT A | Unknown | Fiberglass Reinforced Plastic | Pressure |  | Fiberglass Reinforced Plastic | Removal | 1993-11-30
0-008653 | AAA SAFE STORAGE NORTH | 4011 N STOCKTON HILL RD | KINGMAN | AZ | 86409 | Mohave | 1 | Perm Closure | 1995-04-01 | 12000 | Gasoline | COMPARTMENT A | Double Walled | Composite (Steel/Fiberglass) | Pressure | Double Walled | Flexible | Removal | 2014-04-10
0-008240 | ABC AUTO ELECTRONICS | 2515 W BETHANY HOME RD | PHOENIX | AZ | 85017 | Maricopa | 1 | Perm Closure | 2005-06-17 | 550 | Used Oil/Waste Oil | COMPARTMENT A | Double Walled | Asphalt coated or Bare Steel | Suction - Check Valve at the Tank Top |  |  | Removal | 1993-12-24
0-001191 | CIRCLE K #187 | 8720 E SPEEDWAY BLVD | TUCSON | AZ | 85710 | Pima | 2 | Perm Closure | 1969-01-01 | 10000 | Gasoline | COMPARTMENT A |  | Asphalt coated or Bare Steel |  |  |  | Removal | 1987-05-01
0-006246 | C&T OIL #3 | 550 N ALVERNON WAY | TUCSON | AZ | 85711 | Pima | 3 | Perm Closure | 2005-06-17 | 3000 | Gasoline | COMPARTMENT A |  | Asphalt coated or Bare Steel |  |  |  | Removal | 1989-08-01
0-006343 | CAMPBELL MERCANTILE INC | 9098 W PINNACLE PEAK RD | PEORIA | AZ | 85383 | Maricopa | 2 | Perm Closure | 1985-08-27 | 10000 | Gasoline | COMPARTMENT A | Single Walled | Fiberglass Reinforced Plastic | Pressure | Double Walled | Fiberglass Reinforced Plastic | Closed in Place | 2014-08-11
0-010007 | MISTER CAR WASH & EXPRESS | 8175 N ORACLE RD | ORO VALLEY | AZ | 85704 | Pima | 2 | Open | 2003-08-20 | 15000 | Gasoline | COMPARTMENT A | Double Walled | Composite (Steel/Fiberglass) | Pressure | Double Walled | Fiberglass Reinforced Plastic
0-010688 | ASU - KARSTEN GOLF COURSE | 1125 E RIO SALADO PKWY | TEMPE | AZ | 85281 | Maricopa | 1 | Perm Closure | 1988-11-01 | 1000 | Gasoline (UL) | COMPARTMENT A | Double Walled | Fiberglass Reinforced Plastic |  |  |  | Removal | 2020-02-18
0-010608 | CIRCLE K STORE #2705578 | 9875 W CAMELBACK RD | PHOENIX | AZ | 85037 | Maricopa | 1 | Open | 2017-03-23 | 20000 | Gasoline (UL) | COMPARTMENT A | Double Walled | Fiberglass Reinforced Plastic | Pressure | Double Walled | Fiberglass Reinforced Plastic
0-010608 | CIRCLE K STORE #2705578 | 9875 W CAMELBACK RD | PHOENIX | AZ | 85037 | Maricopa | 2 | Open | 2017-03-23 | 12000 | Gasoline (PUL) | COMPARTMENT A | Double Walled | Fiberglass Reinforced Plastic | Pressure | Double Walled | Fiberglass Reinforced Plastic
0-000755 | BET-KO AIR INC | 2125 E 32ND ST | YUMA | AZ | 85365 | Yuma | 2 | Perm Closure | 1961-01-01 | 10000 | Gasoline | COMPARTMENT A | Single Walled | Asphalt coated or Bare Steel |  |  |  | Removal | 1986-05-01
0-002614 | TUCSON NATIONAL RESORT & SPA | 2727 W CLUB DR | TUCSON | AZ | 85742 | Pima | 1 | Perm Closure | 1969-05-26 | 1000 | Gasoline | COMPARTMENT A | Double Walled | Asphalt coated or Bare Steel |  |  |  | Removal | 1989-06-20
0-009503 | TUFA TAVERN |  | KIRKLAND JUNCTION |  |  | Yavapai | 2 | Perm Closure | 2005-06-17 | 1200 | Gasoline | COMPARTMENT A | Unknown | Asphalt coated or Bare Steel |  |  |  | Removal | 1999-09-02
0-008277 | THE LIQUOR MART | 13015 GOLDEN SHORES PKWY | GOLDEN SHORES | AZ | 86436 | Mohave | 1 | Open | 1993-10-01 | 5000 | Diesel | COMPARTMENT A | Double Walled | Asphalt coated or Bare Steel | Pressure |  | Fiberglass Reinforced Plastic
0-004974 | THE MARKET | 4811 E SUNRISE DR | TUCSON | AZ | 85718 | Pima | 2 | Perm Closure | 1986-06-11 | 8000 | Gasoline | COMPARTMENT A | Double Walled | Asphalt coated or Bare Steel | Pressure |  | Bare or Galvanized Steel | Removal | 1998-12-24
0-004974 | THE MARKET | 4811 E SUNRISE DR | TUCSON | AZ | 85718 | Pima | 4 | Perm Closure | 1986-06-11 | 10000 | Gasoline | COMPARTMENT A | Double Walled | Asphalt coated or Bare Steel | Pressure |  | Bare or Galvanized Steel | Removal | 1998-12-24
0-009733 | CAVE CREEK SHELL & CARLS JR | 31414 N CAVE CREEK RD | PHOENIX | AZ | 85331 | Maricopa | 1 | Open | 2000-09-01 | 8000 | Diesel | COMPARTMENT A | Double Walled | Fiberglass Reinforced Plastic | Pressure | Double Walled | Fiberglass Reinforced Plastic
0-004910 | TEXACO #60-340-0098 | 1959 E MAIN ST | MESA | AZ | 85203 | Maricopa | 4 | Perm Closure | 1985-05-07 | 8000 | Diesel | COMPARTMENT A | Unknown | Fiberglass Reinforced Plastic | Pressure | Double Walled | Fiberglass Reinforced Plastic | Removal | 1999-08-11
0-004910 | TEXACO #60-340-0098 | 1959 E MAIN ST | MESA | AZ | 85203 | Maricopa | 1 | Perm Closure | 1985-05-07 | 12000 | Gasoline | COMPARTMENT A | Unknown | Fiberglass Reinforced Plastic | Pressure | Double Walled | Fiberglass Reinforced Plastic | Removal | 1999-08-11
0-000879 | AT YOUR CONVENIENCE | 8461 E BROADWAY RD | MESA | AZ | 85208 | Maricopa | 7 | Open | 2005-01-01 | 6000 | Diesel | COMPARTMENT C | Double Walled | Composite (Steel/Fiberglass)
0-000879 | AT YOUR CONVENIENCE | 8461 E BROADWAY RD | MESA | AZ | 85208 | Maricopa | 7 | Open | 2005-01-01 | 6000 | Gasoline (PUL) | COMPARTMENT B | Double Walled | Composite (Steel/Fiberglass)
0-000893 | CIRCLE K STORE #2706656 | 2011 E MCKELLIPS RD | MESA | AZ | 85213 | Maricopa | 6 | Open | 1999-10-01 | 10000 | Diesel | COMPARTMENT A | Double Walled | Fiberglass Reinforced Plastic | Pressure | Double Walled | Fiberglass Reinforced Plastic
0-010633 | WIPRO DATA CENTER AND CLOUD SERVICES | 2005 E TECHNOLOGY CIR | TEMPE | AZ | 85284 | Maricopa | 1 | Open | 1998-01-01 | 25000 | Red Diesel | COMPARTMENT A | Double Walled | Fiberglass Reinforced Plastic | Pressure | Double Walled | Fiberglass Reinforced Plastic
0-000896 | SUNSHINE TIRE | 8055 E MAIN ST | MESA | AZ | 85207 | Maricopa | 4 | Perm Closure | 1966-01-01 | 5000 | Unidentified | COMPARTMENT A |  | Asphalt coated or Bare Steel |  |  |  | Removal | 1988-08-13
0-003386 | SUPERSTITION WEST CO #141230 | 4755 E UNIVERSITY DR | MESA | AZ | 85205 | Maricopa | 3 | Open | 1999-06-01 | 2500 | Diesel | COMPARTMENT A | Double Walled | Fiberglass Reinforced Plastic | Suction - Check Valve at the Tank Top |  | Fiberglass Reinforced Plastic
0-004733 | STANDAGE CONCRETE INC | 1059 S LEWIS | MESA | AZ | 85210 | Maricopa | 1 | Perm Closure | 1974-01-01 | 500 | Gasoline | COMPARTMENT A | Single Walled | Asphalt coated or Bare Steel |  |  |  | Removal | 1988-12-22
0-000088 | STAR REDI MIX | 1500 ACOMA LN W | LAKE HAVASU CITY | AZ | 86403 | Mohave | 1 | Perm Closure | 1965-01-01 |  | Gasoline | COMPARTMENT A |  | Asphalt coated or Bare Steel |  |  |  | Removal | 2016-12-02
0-000389 | SUN LAKES HOMEOWNERS ASSOCIATION #1 | 25601 S SUN LAKES BLVD | SUN LAKES | AZ | 85248 | Maricopa | 1 | Perm Closure | 1973-01-01 | 1000 | Gasoline | COMPARTMENT A |  | Asphalt coated or Bare Steel |  |  |  | Removal | 1989-06-01
0-002688 | SNOWFLAKE TIRE |  | SNOWFLAKE |  |  | Navajo | 1 | Perm Closure | 1964-10-13 | 500 | Unidentified | COMPARTMENT A | Double Walled | Asphalt coated or Bare Steel |  |  |  | Removal | 1989-12-11
0-002688 | SNOWFLAKE TIRE |  | SNOWFLAKE |  |  | Navajo | 2 | Perm Closure | 1964-10-13 | 1000 | Unidentified | COMPARTMENT A | Double Walled | Asphalt coated or Bare Steel |  |  |  | Removal | 1989-12-11
0-007363 | SILVER SADDLE TRADING POST | 9001 N US HIGHWAY 89 | FLAGSTAFF | AZ | 86004 | Coconino | 4 | Open | 2015-01-22 | 12000 | Gasoline (UL) | COMPARTMENT A | Double Walled | Fiberglass Reinforced Plastic | Pressure | Double Walled | Fiberglass Reinforced Plastic
0-004023 | JACKSONS ENERGY #6798 | 3713 HIGHWAY 95 | BULLHEAD CITY | AZ | 86442 | Mohave | 2 | Open | 1986-04-01 | 12000 | Diesel | COMPARTMENT A | Double Walled | Composite (Steel/Fiberglass) | Pressure |  | Fiberglass Reinforced Plastic
0-002500 | WATER SHOP |  | HOLBROOK |  |  | Navajo | 1 | Perm Closure | 1966-05-19 | 550 | Gasoline | COMPARTMENT A | Unknown | Unknown |  |  |  | Removal | 1987-01-01
0-010638 | SAFEWAY RETAIL FUEL FACILITY #2032 | 10773 N SCOTTSDALE RD | SCOTTSDALE | AZ | 85254 | Maricopa | 2 | Open | 2016-11-03 | 10000 | Diesel | COMPARTMENT B | Double Walled | Fiberglass Reinforced Plastic
0-010671 | PARCEL NO. #800-11-044T |  | PRESCOTT |  |  | Yavapai | 1 | Open | 2019-04-02 |  | (Null) |  |  | Unknown
0-010672 | QUIKTRIP #1407 | 900 S WATSON RD | BUCKEYE | AZ | 85326 | Maricopa | 4 | Open | 2019-10-16 | 10000 | Gasoline (PUL) | COMPARTMENT A | Double Walled | Fiberglass Reinforced Plastic | Pressure | Double Walled | Fiberglass Reinforced Plastic
0-002134 | WELLS FARGO BANK | 1305 W 23RD ST | TEMPE | AZ | 85282 | Maricopa | 5 | Open | 2005-05-01 | 30000 | Diesel | COMPARTMENT A | Double Walled | Fiberglass Reinforced Plastic | Pressure | Double Walled | Fiberglass Reinforced Plastic
0-006602 | USA CARWASH & GAS | 6001 N 19TH AVE | PHOENIX | AZ | 85015 | Maricopa | 3 | Perm Closure | 1972-01-01 | 10000 | Gasoline | COMPARTMENT A |  | Asphalt coated or Bare Steel | Pressure |  |  | Closed in Place | 2006-05-08
0-009199 | 102-22-219 | 722 W MAIN ST | SAFFORD | AZ | 85546 | Graham | 2 | Perm Closure | 1940-01-01 | 500 | Gasoline | COMPARTMENT A | Single Walled | Asphalt coated or Bare Steel |  |  |  | Removal | 1998-01-23
0-006213 | TWELFTH AVENUE RENT-ALL | 5302 S 12TH AVE | TUCSON | AZ | 85706 | Pima | 1 | Perm Closure | 1963-01-01 | 8000 | Gasoline | COMPARTMENT A | Single Walled | Asphalt coated or Bare Steel |  |  |  | Closed in Place | 1977-01-01
0-002526 | MCNEECE MART #21 | 796 S 4TH AVE | YUMA | AZ | 85364 | Yuma | 3 | Perm Closure | 1966-05-05 | 8000 | Gasoline | COMPARTMENT A | Single Walled | Asphalt coated or Bare Steel |  |  |  | Removal | 1990-09-13
0-010210 | WELLTON CHEVRON | 28864 COMMERCE WAY | WELLTON | AZ | 85356 | Yuma | 1 | Open | 2007-11-08 | 12000 | Diesel | COMPARTMENT A | Double Walled | Fiberglass Reinforced Plastic | Pressure | Double Walled | Fiberglass Reinforced Plastic
0-010210 | WELLTON CHEVRON | 28864 COMMERCE WAY | WELLTON | AZ | 85356 | Yuma | 3 | Open | 2007-11-08 | 20000 | Gasoline (UL) | COMPARTMENT A | Double Walled | Fiberglass Reinforced Plastic | Pressure | Double Walled | Fiberglass Reinforced Plastic
0-010210 | WELLTON CHEVRON | 28864 COMMERCE WAY | WELLTON | AZ | 85356 | Yuma | 4 | Open | 2008-04-01 | 1000 | Gasoline (Leaded) | COMPARTMENT A | Double Walled | Fiberglass Reinforced Plastic | Pressure | Double Walled | Fiberglass Reinforced Plastic
0-010223 | FRYS FUEL CENTER #689 | 12020 N THORNYDALE RD | MARANA | AZ | 85658 | Pima | 1 | Open | 2007-12-01 | 8000 | Gasoline | COMPARTMENT A | Double Walled | Fiberglass Reinforced Plastic | Pressure |  | Flexible
0-010222 | BORDER ECONO GAS | 421 N MARIPOSA RD | NOGALES | AZ | 85621 | Santa Cruz | 1 | Perm Closure | 2008-02-01 | 6000 | Gasoline | COMPARTMENT A | Double Walled | Composite (Steel/Fiberglass) | Pressure | Double Walled | Flexible | Removal | 2016-09-27
0-005187 | TEPCO - GENERAL SHOP | 4350 E IRVINGTON RD | TUCSON | AZ | 85714 | Pima | 1 | Perm Closure | 1973-04-23 | 1000 | Used Oil/Waste Oil | COMPARTMENT A | Double Walled | Asphalt coated or Bare Steel |  |  |  | Removal | 1988-03-16
0-004718 | FREDONIA SHORTSTOP | 10 N MAIN ST | FREDONIA | AZ | 86022 | Coconino | 1 | Perm Closure | 1981-02-26 | 8000 | Gasoline | COMPARTMENT A | Unknown | Asphalt coated or Bare Steel |  |  |  | Removal | 1991-09-23
0-002482 | PARCEL #122-16-171A | 3701 E SENECA ST | TUCSON | AZ | 85716 | Pima | 5 | Perm Closure | 1959-01-01 | 4000 | Gasoline | COMPARTMENT A | Single Walled | Asphalt coated or Bare Steel | Suction - Check Valve at the Dispenser |  |  | Removal | 2001-09-25
0-002482 | PARCEL #122-16-171A | 3701 E SENECA ST | TUCSON | AZ | 85716 | Pima | 4 | Perm Closure | 1959-01-01 | 3000 | Gasoline | COMPARTMENT A | Single Walled | Asphalt coated or Bare Steel | Suction - Check Valve at the Dispenser |  |  | Removal | 2001-09-25
0-002855 | KLEINDALE ASSOCIATES | 3442 E KLEINDALE RD | TUCSON | AZ | 85716 | Pima | 1 | Perm Closure | 1966-02-14 | 1500 | Gasoline | COMPARTMENT A | Double Walled | Asphalt coated or Bare Steel |  |  |  | Removal | 1988-11-23
0-003111 | LAKE PLEASANT REGIONAL PARK |  | PEORIA |  |  | Maricopa | 2 | Perm Closure | 1967-04-01 | 5000 | Gasoline | COMPARTMENT A | Double Walled | Asphalt coated or Bare Steel |  |  |  | Removal | 1990-12-19
0-006079 | CARMES AUTOMOTIVE REPAIR SHOP | 206 E WESTERN AVE | AVONDALE | AZ | 85323 | Maricopa | 3 | Perm Closure | 1974-01-01 | 3000 | Gasoline | COMPARTMENT A | Single Walled | Asphalt coated or Bare Steel |  |  |  | Removal | 1990-02-15
0-006332 | KINDER MORGAN | 3841 E REFINERY WAY | TUCSON | AZ | 85713 | Pima | 1 | Perm Closure | 1988-08-16 | 480 | Diesel | COMPARTMENT A | Unknown | Asphalt coated or Bare Steel | Gravity Feed |  | Bare or Galvanized Steel | Removal | 1992-02-26
0-010238 | NEILL PROPERTY | 304 W FRONTIER ST | ELOY | AZ | 85131 | Pinal | 2 | Perm Closure | 2008-06-16 | 10000 | Unidentified | COMPARTMENT A | Single Walled | Asphalt coated or Bare Steel |  |  |  | Closed in Place | 2008-04-17
0-010245 | NAVAJO APN 103-34-013 | 901 E SECOND ST | WINSLOW | AZ | 86047 | Navajo | 2 | Perm Closure | 2008-09-02 | 1000 | Gasoline | COMPARTMENT A |  | Asphalt coated or Bare Steel |  |  |  | Removal | 2008-05-28
0-010247 | MARICOPA APN 501-29-060 | 12229 NW GRAND AVE | EL MIRAGE | AZ | 85335 | Maricopa | 1 | Perm Closure | 2008-08-12 | 650 | Gasoline | COMPARTMENT A |  | Asphalt coated or Bare Steel |  |  |  | Removal | 2008-05-29
0-001137 | PIZZA HUT | 6 S LAKE POWELL BLVD | PAGE | AZ | 86040 | Coconino | 4 | Perm Closure | 1961-06-27 | 6000 | Gasoline | COMPARTMENT A | Unknown | Fiberglass Reinforced Plastic |  |  |  | Removal | 1988-05-01
0-003304 | HOSTESS THRIFT STORE | 2424 E GREENWAY RD | PHOENIX | AZ | 85032 | Maricopa | 1 | Perm Closure | 2005-06-17 |  | Diesel | COMPARTMENT A | Double Walled | Asphalt coated or Bare Steel |  |  |  | Removal | 1989-03-28
0-001148 | USDOI NPS - FORT BOWIE NATIONAL HISTORIC SITE UST FACILITY |  | BOWIE |  |  | Cochise | 1 | Perm Closure | 1979-01-01 | 550 | Gasoline | COMPARTMENT A |  | Asphalt coated or Bare Steel |  |  |  | Removal | 1993-11-30
0-001707 | MINERAL PARK MINE | 8275 N MINERAL PARK RD | GOLDEN VALLEY | AZ | 86413 | Mohave | 4 | Perm Closure | 1976-01-01 | 10000 | Used Oil/Waste Oil | COMPARTMENT A |  | Asphalt coated or Bare Steel |  |  |  | Removal | 1990-10-11
0-000315 | VIJA TRUCK STOP | 52745 W I-8 FRONTAGE RD | STANFIELD | AZ | 85139 | Pinal | 4 | Perm Closure | 1970-01-01 | 10000 | Gasoline | COMPARTMENT A | Single Walled | Asphalt coated or Bare Steel |  |  |  | Removal | 1988-10-28
0-000315 | VIJA TRUCK STOP | 52745 W I-8 FRONTAGE RD | STANFIELD | AZ | 85139 | Pinal | 5 | Perm Closure | 1970-01-01 | 10000 | Gasoline | COMPARTMENT A | Single Walled | Asphalt coated or Bare Steel |  |  |  | Removal | 1988-10-28
0-010264 | SAFEWAY FUEL #2709 | 5075 W BASELINE RD | PHOENIX | AZ | 85339 | Maricopa | 2 | Open | 2008-11-14 | 10000 | Diesel | COMPARTMENT B | Double Walled | Fiberglass Reinforced Plastic | Pressure | Double Walled | Flexible
0-002818 | ASP - SAFFORD COMPLEX | 896 S COOK RD | SAFFORD | AZ | 85546 | Graham | 2 | Perm Closure | 2005-06-17 | 2000 | Gasoline | COMPARTMENT A | Double Walled | Asphalt coated or Bare Steel |  |  |  | Removal | 1990-08-23
0-008421 | TUMBLEWEED CORNER | 501 N FRONTAGE RD | SUNSITES | AZ | 85625 | Cochise | 2 | Perm Closure | 1988-01-01 | 6000 | Gasoline | COMPARTMENT A |  | Asphalt coated or Bare Steel | Pressure |  | Fiberglass Reinforced Plastic | Removal | 2014-12-18
0-000901 | SPEEDWAY STORE #2951 | 910 S BEELINE HWY | PAYSON | AZ | 85541 | Gila | 2 | Perm Closure | 1985-01-01 | 20000 | Gasoline | COMPARTMENT A | Double Walled | Fiberglass Reinforced Plastic | Pressure | Double Walled | Fiberglass Reinforced Plastic | Removal | 2003-12-02
0-007222 | MAYBELLE R CLAYTON | 655 S HASKELL AVE | WILLCOX | AZ | 85643 | Cochise | 1 | Perm Closure | 2005-06-17 | 900 | Gasoline | COMPARTMENT A | Unknown | Unknown |  |  |  | Removal | 1991-04-10
0-001165 | CIRCLE K #36 | 2098 W BELL RD | PHOENIX | AZ | 85023 | Maricopa | 3 | Perm Closure | 1982-01-01 | 10000 | Gasoline | COMPARTMENT A |  | Asphalt coated or Bare Steel |  |  |  | Removal | 1995-04-27
0-008948 | THOMPSON'S MOHAVE MUFFLER | 1918 E ANDY DEVINE AVE | KINGMAN | AZ | 86401 | Mohave | 3 | Perm Closure | 2005-06-17 |  | Unidentified | COMPARTMENT A | Single Walled | Asphalt coated or Bare Steel | Suction - Check Valve at the Tank Top | Single Walled | Bare or Galvanized Steel | Closed in Place | 1964-01-01
0-006527 | WATSON CHEVROLET | 625 W AUTO MALL DR | TUCSON | AZ | 85705 | Pima | 4 | Perm Closure | 1988-03-30 | 1000 | Unidentified | COMPARTMENT A | Double Walled | Composite (Steel/Fiberglass) | Suction - Check Valve at the Tank Top |  | Bare or Galvanized Steel | Removal | 1994-07-19
0-006341 | BUTTERFIELD GENERAL STORE | 73780 PALOMAS RD | HYDER | AZ | 85333 | Yuma | 1 | Perm Closure | 1968-08-30 | 12000 | Gasoline | COMPARTMENT A | Double Walled | Fiberglass Reinforced Plastic | Suction - Check Valve at the Tank Top |  | Fiberglass Reinforced Plastic | Removal | 1986-01-01
0-001523 | CIRCLE K #3752 | 3246 E CACTUS RD | PHOENIX | AZ | 85032 | Maricopa | 3 | Perm Closure | 1995-01-12 | 10000 | Gasoline | COMPARTMENT A | Double Walled | Fiberglass Reinforced Plastic | Pressure |  | Fiberglass Reinforced Plastic | Removal | 2001-03-01
0-003252 | CVS PHARMACY #9297 | 6002 N 7TH ST | PHOENIX | AZ | 85014 | Maricopa | 5 | Perm Closure | 1988-07-01 | 10000 | Gasoline | COMPARTMENT A | Single Walled | Fiberglass Reinforced Plastic | Pressure |  | Fiberglass Reinforced Plastic | Removal | 1998-04-18
0-003252 | CVS PHARMACY #9297 | 6002 N 7TH ST | PHOENIX | AZ | 85014 | Maricopa | 2 | Perm Closure | 1968-01-01 | 8000 | Gasoline | COMPARTMENT A | Single Walled | Asphalt coated or Bare Steel |  |  |  | Removal | 1988-07-01
0-010325 | QUIKTRIP #493 | 3445 W BASELINE RD | PHOENIX | AZ | 85339 | Maricopa | 1 | Open | 2009-09-03 | 20000 | Gasoline | COMPARTMENT A | Double Walled | Fiberglass Reinforced Plastic | Pressure | Double Walled | Fiberglass Reinforced Plastic
0-010304 | COBBLESTONE #30 | 22111 N SCOTTSDALE RD | SCOTTSDALE | AZ | 85255 | Maricopa | 1 | Open | 2008-07-01 | 20000 | Gasoline | COMPARTMENT A | Double Walled | Fiberglass Reinforced Plastic | Pressure | Double Walled | Fiberglass Reinforced Plastic
0-000780 | WATSON CHEVRON | 6 S MILTON RD | FLAGSTAFF | AZ | 86001 | Coconino | 1 | Perm Closure | 1965-01-01 | 5000 | Gasoline | COMPARTMENT A | Single Walled | Asphalt coated or Bare Steel |  |  |  | Removal | 1996-02-07
0-004295 | SRP - WEST VALLEY GARAGE | 221 N 79TH AVE | TOLLESON | AZ | 85353 | Maricopa | 13 | Perm Closure | 1987-02-06 | 550 | New Oil | COMPARTMENT A | Unknown | Fiberglass Reinforced Plastic |  |  |  | Removal | 1990-06-15
0-004295 | SRP - WEST VALLEY GARAGE | 221 N 79TH AVE | TOLLESON | AZ | 85353 | Maricopa | 12 | Perm Closure | 1987-02-06 | 550 | New Oil | COMPARTMENT A | Unknown | Fiberglass Reinforced Plastic |  |  |  | Removal | 1990-06-15
0-001268 | CIRCLE K #599 | 1440 W BELL RD | PHOENIX | AZ | 85023 | Maricopa | 1 | Perm Closure | 1971-01-01 | 10000 | Gasoline | COMPARTMENT A |  | Asphalt coated or Bare Steel |  |  |  | Removal | 1994-10-25
0-003979 | PALOMA RANCH |  | GILA BEND |  |  | Maricopa | 1 | Perm Closure | 1980-01-01 | 10000 | Diesel | COMPARTMENT A | Unknown | Asphalt coated or Bare Steel | Suction - Check Valve at the Tank Top |  | Bare or Galvanized Steel | Removal | 1991-05-29
0-000999 | BRUCE CHURCH INC | 6162 E BRUCE CHURCH LOOP | YUMA | AZ | 85365 | Yuma | 5 | Perm Closure | 1960-01-01 | 500 | Gasoline | COMPARTMENT A |  | Asphalt coated or Bare Steel | Suction - Check Valve at the Tank Top |  |  | Removal | 1990-06-15
0-004232 | S&N STOP & SHOP |  | CONGRESS |  |  | Yavapai | 1 | Perm Closure | 1971-05-18 | 2000 | Gasoline | COMPARTMENT A | Double Walled | Asphalt coated or Bare Steel | Suction - Check Valve at the Dispenser |  |  | Closed in Place | 1999-09-07
0-003805 | CITY OF PHOENIX - FIRE STATION #7 | 403 E HATCHER RD | PHOENIX | AZ | 85020 | Maricopa | 1 | Perm Closure | 1965-01-01 | 280 | Diesel | COMPARTMENT A |  | Asphalt coated or Bare Steel | Suction - Check Valve at the Tank Top |  |  | Removal | 1993-09-14
0-000713 | BERGE FORD | 260 E MAIN ST | MESA | AZ | 85201 | Maricopa | 8 | Perm Closure | 1961-01-01 | 500 | Used Oil/Waste Oil | COMPARTMENT A | Single Walled | Asphalt coated or Bare Steel |  |  |  | Removal | 1991-07-12
0-003703 | WEIR SLURRY GROUP INC | 2665 N FLOWING WELLS RD | TUCSON | AZ | 85705 | Pima | 1 | Perm Closure | 1972-01-01 | 5000 | Diesel | COMPARTMENT A |  | Asphalt coated or Bare Steel |  |  |  | Removal | 1987-03-01
0-000531 | ARCO #1399 | 5105 W CAMELBACK RD | PHOENIX | AZ | 85031 | Maricopa | 2 | Perm Closure | 1961-01-01 | 6000 | Gasoline | COMPARTMENT A |  | Asphalt coated or Bare Steel |  |  |  | Removal | 1986-03-19
0-000531 | ARCO #1399 | 5105 W CAMELBACK RD | PHOENIX | AZ | 85031 | Maricopa | 12 | Open | 2020-05-28 | 12000 | Gasoline (UL) | COMPARTMENT A | Double Walled | Composite (Steel/Fiberglass)
0-000531 | ARCO #1399 | 5105 W CAMELBACK RD | PHOENIX | AZ | 85031 | Maricopa | 9 | Perm Closure | 1994-03-11 | 10000 | Gasoline (UL) | COMPARTMENT A | Double Walled | Fiberglass Reinforced Plastic | Pressure | Double Walled | Fiberglass Reinforced Plastic | Removal | 2020-04-28
0-000531 | ARCO #1399 | 5105 W CAMELBACK RD | PHOENIX | AZ | 85031 | Maricopa | 10 | Perm Closure | 1994-03-11 | 10000 | Gasoline (PUL) | COMPARTMENT A | Double Walled | Fiberglass Reinforced Plastic | Pressure | Double Walled | Fiberglass Reinforced Plastic | Removal | 2020-04-28
0-005288 | UNOCAL #4839 | 6470 S 12TH AVE | TUCSON | AZ | 85706 | Pima | 2 | Perm Closure | 1984-04-15 | 12000 | Gasoline | COMPARTMENT A | Unknown | Fiberglass Reinforced Plastic | Pressure |  | Fiberglass Reinforced Plastic | Removal | 1997-11-04
0-001111 | FAMILY DOLLAR #6541 | 302 W ALDEN RD | KEARNY | AZ | 85137 | Pinal | 7 | Perm Closure | 1989-06-01 | 8000 | Gasoline | COMPARTMENT A | Double Walled | Composite (Steel/Fiberglass) | Pressure |  | Fiberglass Reinforced Plastic | Removal | 2004-05-18
0-002230 | GASAMAT #804 - FORMER | 1265 S MILTON RD | FLAGSTAFF | AZ | 86001 | Coconino | 1 | Perm Closure | 1967-02-11 | 15000 | Gasoline | COMPARTMENT A | Double Walled | Composite (Steel/Fiberglass) | Pressure |  |  | Removal | 1993-10-13
0-002091 | FLAGSTAFF GOLF MAINTENANCE | 2461 N OAKMONT DR | FLAGSTAFF | AZ | 86004 | Coconino | 4 | Perm Closure | 1972-03-11 | 500 | Used Oil/Waste Oil | COMPARTMENT A | Single Walled | Asphalt coated or Bare Steel | Gravity Feed |  |  | Removal | 1997-11-04
0-002091 | FLAGSTAFF GOLF MAINTENANCE | 2461 N OAKMONT DR | FLAGSTAFF | AZ | 86004 | Coconino | 5 | Open | 1997-12-17 | 1000 | Gasoline | COMPARTMENT B | Double Walled | Composite (Steel/Fiberglass) | Pressure
0-005023 | TRAILWAYS | 114 W ROUTE 66 | FLAGSTAFF | AZ | 86001 | Coconino | 2 | Perm Closure | 1956-01-01 | 10000 | Diesel | COMPARTMENT A |  | Asphalt coated or Bare Steel |  |  |  | Removal | 1986-12-01
0-001085 | CHEVRON #9-2898 | 1926 N SCOTTSDALE RD | TEMPE | AZ | 85281 | Maricopa | 4 | Perm Closure | 1981-01-01 | 10000 | Gasoline | COMPARTMENT A | Single Walled | Fiberglass Reinforced Plastic | Pressure |  |  | Removal | 1987-01-01
0-001085 | CHEVRON #9-2898 | 1926 N SCOTTSDALE RD | TEMPE | AZ | 85281 | Maricopa | 1 | Perm Closure | 1962-01-01 | 5000 | Gasoline | COMPARTMENT A | Single Walled | Asphalt coated or Bare Steel | Pressure |  |  | Removal | 1987-01-01
0-003210 | CIRCLE K STORE #2709170 | 10200 N SCOTTSDALE RD | SCOTTSDALE | AZ | 85253 | Maricopa | 5 | Perm Closure | 1985-05-01 | 12000 | Gasoline | COMPARTMENT A | Single Walled | Fiberglass Reinforced Plastic | Pressure | Single Walled | Fiberglass Reinforced Plastic | Removal | 2018-06-29
0-003210 | CIRCLE K STORE #2709170 | 10200 N SCOTTSDALE RD | SCOTTSDALE | AZ | 85253 | Maricopa | 4 | Perm Closure | 1985-05-01 | 6000 | Gasoline | COMPARTMENT A | Single Walled | Fiberglass Reinforced Plastic | Pressure | Single Walled | Fiberglass Reinforced Plastic | Removal | 2018-06-29
0-006304 | PIMA AUTOMOTIVE | 4702 E PIMA ST | TUCSON | AZ | 85712 | Pima | 2 | Perm Closure | 1976-01-01 | 4000 | Gasoline | COMPARTMENT A | Single Walled | Asphalt coated or Bare Steel | Suction - Check Valve at the Dispenser |  |  | Removal | 1999-01-14
0-006304 | PIMA AUTOMOTIVE | 4702 E PIMA ST | TUCSON | AZ | 85712 | Pima | 4 | Perm Closure | 1976-01-01 | 300 | Used Oil/Waste Oil | COMPARTMENT A | Single Walled | Asphalt coated or Bare Steel | Gravity Feed |  |  | Removal | 1999-01-14
0-008220 | ASU | 739 E APACHE BLVD | TEMPE | AZ | 85281 | Maricopa | 1 | Perm Closure | 2005-06-17 | 1000 | Gasoline | COMPARTMENT A | Unknown | Asphalt coated or Bare Steel |  |  |  | Removal | 1995-09-06
0-001070 | CHEVRON #9-6646 | 5 E BROADWAY RD | TEMPE | AZ | 85282 | Maricopa | 1 | Perm Closure | 1981-01-01 | 10000 | Gasoline | COMPARTMENT A | Double Walled | Fiberglass Reinforced Plastic |  |  |  | Removal | 1995-09-06
0-001070 | CHEVRON #9-6646 | 5 E BROADWAY RD | TEMPE | AZ | 85282 | Maricopa | 4 | Perm Closure | 1981-01-01 | 550 | Used Oil/Waste Oil | COMPARTMENT A | Double Walled | Fiberglass Reinforced Plastic |  |  |  | Removal | 1995-09-06
0-001351 | CIRCLE K #1001 | 20017 N 19TH AVE | PHOENIX | AZ | 85027 | Maricopa | 1 | Perm Closure | 1976-01-01 | 10000 | Gasoline | COMPARTMENT A |  | Asphalt coated or Bare Steel | Pressure |  | Fiberglass Reinforced Plastic | Removal | 1995-09-28
0-002904 | TUCSON ESTATES UNIT 4 - LOT 73 | 3085 S KINNEY RD | TUCSON | AZ | 85713 | Pima | 2 | Perm Closure | 1970-01-01 | 5500 | Gasoline | COMPARTMENT A |  | Asphalt coated or Bare Steel | Suction - Check Valve at the Tank Top |  | Bare or Galvanized Steel | Removal | 1996-02-21
0-002904 | TUCSON ESTATES UNIT 4 - LOT 73 | 3085 S KINNEY RD | TUCSON | AZ | 85713 | Pima | 1 | Perm Closure | 1970-01-01 | 3000 | Gasoline | COMPARTMENT A |  | Asphalt coated or Bare Steel | Suction - Check Valve at the Tank Top |  | Bare or Galvanized Steel | Removal | 1996-02-21
0-001242 | CIRCLE K #505 | 15414 N 67TH AVE | GLENDALE | AZ | 85306 | Maricopa | 1 | Perm Closure | 1970-01-01 | 6000 | Gasoline | COMPARTMENT A |  | Asphalt coated or Bare Steel | Pressure |  |  | Removal | 1999-02-23
0-006070 | OSCO DRUG | 1904 W GLENDALE AVE | PHOENIX | AZ | 85021 | Maricopa | 2 | Perm Closure | 2005-06-17 | 10000 | Diesel | COMPARTMENT A | Unknown | Asphalt coated or Bare Steel | Pressure |  |  | Removal | 1998-08-20
0-000566 | AT&T - MESA FACILITY | 1301 W UNIVERSITY DR | MESA | AZ | 85201 | Maricopa | 1 | Perm Closure | 1985-04-30 | 20000 | Diesel | COMPARTMENT A | Double Walled | Fiberglass Reinforced Plastic |  |  |  | Removal | 1997-10-29
0-000275 | ADOT - SANTA MARIA MAINTENANCE |  | SANTA MARIA |  |  | Yavapai | 2 | Perm Closure | 1984-01-01 | 12000 | Diesel | COMPARTMENT A | Single Walled | Fiberglass Reinforced Plastic | Suction - Check Valve at the Tank Top |  |  | Removal | 1994-07-13
0-000275 | ADOT - SANTA MARIA MAINTENANCE |  | SANTA MARIA |  |  | Yavapai | 4 | Perm Closure | 1961-01-01 | 1500 | Diesel | COMPARTMENT A |  | Asphalt coated or Bare Steel |  |  |  | Closed in Place | 1984-03-01
0-003852 | CITY OF PHOENIX - CACTUS PARK POLICE STATION | 12220 N 39TH AVE | PHOENIX | AZ | 85029 | Maricopa | 3 | Perm Closure | 1984-01-01 | 1000 | New Oil | COMPARTMENT A | Double Walled | Fiberglass Reinforced Plastic | Pressure |  |  | Removal | 1995-03-07
0-004130 | SUNBELT RENTALS PC #554 | 930 E FORT LOWELL RD | TUCSON | AZ | 85719 | Pima | 2 | Perm Closure | 1978-01-01 | 3500 | Gasoline | COMPARTMENT A |  | Asphalt coated or Bare Steel | Suction - Check Valve at the Tank Top |  |  | Removal | 1994-12-22
0-006874 | TEXACO #60-349-0301 | 102 N GILBERT RD | GILBERT | AZ | 85234 | Maricopa | 6 | Perm Closure | 1975-01-01 | 12000 | Gasoline | COMPARTMENT A |  | Asphalt coated or Bare Steel |  |  |  | Removal | 1990-06-26
0-006874 | TEXACO #60-349-0301 | 102 N GILBERT RD | GILBERT | AZ | 85234 | Maricopa | 2 | Perm Closure | 1990-08-01 | 10000 | Gasoline | COMPARTMENT A | Double Walled | Fiberglass Reinforced Plastic | Pressure |  | Fiberglass Reinforced Plastic | Removal | 2002-11-12
0-006874 | TEXACO #60-349-0301 | 102 N GILBERT RD | GILBERT | AZ | 85234 | Maricopa | 4 | Perm Closure | 1990-08-01 | 10000 | Gasoline | COMPARTMENT A | Double Walled | Fiberglass Reinforced Plastic | Pressure |  | Fiberglass Reinforced Plastic | Removal | 2002-11-12
0-006702 | PARCEL 103-02-731G | 7880 E STATE ROUTE 69 | PRESCOTT VALLEY | AZ | 86314 | Yavapai | 8 | Perm Closure | 1994-06-23 | 12000 | Gasoline | COMPARTMENT A | Double Walled | Fiberglass Reinforced Plastic | Pressure | Double Walled | Fiberglass Reinforced Plastic | Removal | 2014-10-16
0-006702 | PARCEL 103-02-731G | 7880 E STATE ROUTE 69 | PRESCOTT VALLEY | AZ | 86314 | Yavapai | 3 | Perm Closure | 1981-01-01 | 4000 | Gasoline | COMPARTMENT A |  | Asphalt coated or Bare Steel | Pressure |  | Bare or Galvanized Steel | Removal | 1994-06-01
0-001290 | CIRCLE K #701 | 3901 E BENSON HWY | TUCSON | AZ | 85706 | Pima | 1 | Perm Closure | 1971-01-01 | 10000 | Gasoline | COMPARTMENT A |  | Asphalt coated or Bare Steel |  |  |  | Removal | 1994-07-14
0-008408 | PILOT TRAVEL CENTER #1215 | 48710 VICKSBURG RD | SALOME | AZ | 85348 | La Paz | 5 | Open | 2005-06-17 | 12000 | Diesel | COMPARTMENT A | Single Walled | Asphalt coated or Bare Steel | Pressure |  | Fiberglass Reinforced Plastic
0-008408 | PILOT TRAVEL CENTER #1215 | 48710 VICKSBURG RD | SALOME | AZ | 85348 | La Paz | 4 | Open | 2005-06-17 | 12000 | Diesel | COMPARTMENT A | Single Walled | Asphalt coated or Bare Steel | Pressure |  | Fiberglass Reinforced Plastic
0-008660 | VACANT LOT |  | BISBEE |  |  | Cochise | 1 | Perm Closure | 2005-06-17 |  | Gasoline | COMPARTMENT A | Unknown | Asphalt coated or Bare Steel |  |  |  | Removal | 1985-01-01
0-004907 | CIRCLE K STORE #2706646 | 1619 W BASELINE RD | GUADALUPE | AZ | 85283 | Maricopa | 2 | Perm Closure | 1984-05-03 | 10000 | Gasoline | COMPARTMENT A | Double Walled | Fiberglass Reinforced Plastic | Pressure |  | Fiberglass Reinforced Plastic | Removal | 2000-11-01
0-000885 | SPEEDY MARKET | 1510 S COUNTRY CLUB DR | MESA | AZ | 85210 | Maricopa | 7 | Open | 1994-01-13 | 12000 | Diesel | COMPARTMENT A | Single Walled | Fiberglass Reinforced Plastic | Pressure |  | Fiberglass Reinforced Plastic
0-000885 | SPEEDY MARKET | 1510 S COUNTRY CLUB DR | MESA | AZ | 85210 | Maricopa | 4 | Perm Closure | 1980-01-01 | 12000 | Gasoline | COMPARTMENT A |  | Asphalt coated or Bare Steel | Pressure |  | Fiberglass Reinforced Plastic | Removal | 1994-01-13
0-003267 | FREEWAY TEXACO | 1203 W REX ALLEN DR | WILLCOX | AZ | 85643 | Cochise | 1 | Perm Closure | 1972-01-01 | 10000 | Gasoline | COMPARTMENT A |  | Asphalt coated or Bare Steel |  |  |  | Removal | 1995-02-06
0-003267 | FREEWAY TEXACO | 1203 W REX ALLEN DR | WILLCOX | AZ | 85643 | Cochise | 2 | Perm Closure | 1972-01-01 | 10000 | Gasoline | COMPARTMENT A |  | Asphalt coated or Bare Steel |  |  |  | Removal | 1995-02-06
0-005508 | BLUE RIDGE HIGH SCHOOL | 1002 E SCHOOL HOUSE DR | LAKESIDE | AZ | 85929 | Navajo | 1 | Perm Closure | 1982-01-01 | 4000 | Gasoline | COMPARTMENT A | Unknown | Asphalt coated or Bare Steel | Suction - Check Valve at the Tank Top |  |  | Removal | 1992-08-05
0-001102 | CHEVRON FOOD MART #94781 | 2475 E GRANT RD | TUCSON | AZ | 85719 | Pima | 6 | Open | 1998-03-09 | 15000 | Gasoline | COMPARTMENT A | Double Walled | Fiberglass Reinforced Plastic | Pressure | Double Walled | Fiberglass Reinforced Plastic
0-004226 | RYDER TRUCK RENTAL AND LEASING #0489 | 1717 W RILLITO DR | TUCSON | AZ | 85745 | Pima | 5 | Perm Closure | 1986-02-17 | 1000 | Used Oil/Waste Oil | COMPARTMENT A | Single Walled | Fiberglass Reinforced Plastic | Gravity Feed | Single Walled | Fiberglass Reinforced Plastic | Removal | 1997-05-12
0-000530 | SAL MARKETS | 1201 E MISSOURI AVE | PHOENIX | AZ | 85014 | Maricopa | 2 | Perm Closure | 1985-01-01 | 12000 | Gasoline | COMPARTMENT A | Double Walled | Fiberglass Reinforced Plastic | Pressure | Single Walled | Bare or Galvanized Steel | Removal | 1992-11-03
0-000530 | SAL MARKETS | 1201 E MISSOURI AVE | PHOENIX | AZ | 85014 | Maricopa | 6 | Open | 1992-11-01 | 10000 | Gasoline | COMPARTMENT A | Double Walled | Fiberglass Reinforced Plastic | Pressure | Double Walled | Fiberglass Reinforced Plastic
0-004439 | GEOTTL AIR CONDITIONING INC | 3830 E WIER AVE | PHOENIX | AZ | 85040 | Maricopa | 1 | Perm Closure | 1981-02-21 | 10000 | Gasoline | COMPARTMENT A | Double Walled | Asphalt coated or Bare Steel | Pressure |  |  | Removal | 1993-01-13
0-004439 | GEOTTL AIR CONDITIONING INC | 3830 E WIER AVE | PHOENIX | AZ | 85040 | Maricopa | 5 | Perm Closure | 2005-06-17 | 10000 | Diesel | COMPARTMENT A | Double Walled | Asphalt coated or Bare Steel | Suction - Check Valve at the Tank Top |  |  | Removal | 1995-07-14
0-001229 | CIRCLE K #424 | 2483 E WHITE MOUNTAIN BLVD | PINETOP-LAKESIDE | AZ | 85935 | Navajo | 3 | Perm Closure | 1969-01-01 | 10000 | Gasoline | COMPARTMENT A |  | Asphalt coated or Bare Steel | Pressure |  |  | Removal | 1995-03-17
0-005666 | CIRCLE K #7963 | 13110 W GLENDALE AVE | GLENDALE | AZ | 85307 | Maricopa | 2 | Perm Closure | 1984-06-27 | 12000 | Gasoline | COMPARTMENT A | Single Walled | Asphalt coated or Bare Steel | Pressure |  | Fiberglass Reinforced Plastic | Removal | 2016-01-21
0-009988 | SCP CONSTRUCTION CO | 723 W GUADALUPE RD | GILBERT | AZ | 85233 | Maricopa | 1 | Perm Closure | 1970-01-01 | 1000 | New Oil | COMPARTMENT A | Unknown | Asphalt coated or Bare Steel | Suction - Check Valve at the Dispenser |  | Bare or Galvanized Steel | Removal | 2004-03-24
0-009988 | SCP CONSTRUCTION CO | 723 W GUADALUPE RD | GILBERT | AZ | 85233 | Maricopa | 3 | Perm Closure | 1970-01-01 | 4000 | Diesel | COMPARTMENT A | Unknown | Asphalt coated or Bare Steel | Suction - Check Valve at the Dispenser |  | Bare or Galvanized Steel | Removal | 2004-03-24
0-007527 | ED & TOM'S TRUCKSTOP | 800 STATE HIGHWAY 85 | GILA BEND | AZ | 85337 | Maricopa | 1 | Perm Closure | 2005-06-17 |  | Unidentified | COMPARTMENT A | Unknown | Asphalt coated or Bare Steel |  |  |  | Removal | 1991-10-10
0-000539 | SCOTTSDALE MINI MART | 6842 E THOMAS RD | SCOTTSDALE | AZ | 85251 | Maricopa | 6 | Open | 1985-04-28 | 12000 | Gasoline | COMPARTMENT A | Double Walled | Fiberglass Reinforced Plastic
0-003206 | MOBIL 18-606 | 4310 W PEORIA AVE | GLENDALE | AZ | 85302 | Maricopa | 5 | Perm Closure | 1986-04-01 | 10000 | Gasoline | COMPARTMENT A | Double Walled | Fiberglass Reinforced Plastic | Pressure |  | Fiberglass Reinforced Plastic | Removal | 1993-11-05
0-003933 | TCB AUTO SPA | 2602 E BELL RD | PHOENIX | AZ | 85032 | Maricopa | 2 | Perm Closure | 1977-01-01 | 10000 | Gasoline | COMPARTMENT A | Single Walled | Asphalt coated or Bare Steel | Pressure | Single Walled | Bare or Galvanized Steel | Removal | 2005-11-03
0-000922 | SHELL | 2165 E BASELINE RD | TEMPE | AZ | 85283 | Maricopa | 1 | Perm Closure | 1975-01-01 | 12000 | Gasoline | COMPARTMENT A |  | Asphalt coated or Bare Steel | Pressure |  |  | Removal | 1991-01-23
0-006989 | DEPOT MARKETPLACE | 202 E SHELDON ST | PRESCOTT | AZ | 86301 | Yavapai | 2 | Perm Closure | 2005-06-17 | 750 | Gasoline | COMPARTMENT A | Double Walled | Asphalt coated or Bare Steel | Suction - Check Valve at the Tank Top |  |  | Removal | 1990-11-20
0-008779 | PACIFIC MARINE LOGISTICS | 14300 N 76TH PL | SCOTTSDALE | AZ | 85260 | Maricopa | 2 | Perm Closure | 1990-02-01 | 15000 | Jet Fuel | COMPARTMENT A | Single Walled | Asphalt coated or Bare Steel | Suction - Check Valve at the Tank Top | Double Walled | Fiberglass Reinforced Plastic | Removal | 2020-02-12
0-004229 | SCP CONSTRUCTION | 5340 W LUKE AVE | GLENDALE | AZ | 85301 | Maricopa | 2 | Perm Closure | 1978-06-02 | 4000 | Gasoline | COMPARTMENT A | Double Walled | Asphalt coated or Bare Steel | Pressure |  |  | Removal | 1997-02-20
0-004229 | SCP CONSTRUCTION | 5340 W LUKE AVE | GLENDALE | AZ | 85301 | Maricopa | 3 | Perm Closure | 1978-06-02 | 550 | Diesel | COMPARTMENT A | Double Walled | Asphalt coated or Bare Steel | Pressure |  |  | Removal | 1997-02-20
0-008521 | GPM #4595 | 4305 E RAY RD | PHOENIX | AZ | 85044 | Maricopa | 2 | Open | 1994-01-12 | 12000 | Gasoline | COMPARTMENT A | Double Walled | Fiberglass Reinforced Plastic | Pressure | Double Walled | Fiberglass Reinforced Plastic
0-006540 | DIESEL POWER SPECIALISTS | 355 S 83RD AVE | TOLLESON | AZ | 85353 | Maricopa | 2 | Perm Closure | 2005-06-17 | 5000 | Diesel | COMPARTMENT A | Unknown | Asphalt coated or Bare Steel |  |  |  | Removal | 1988-12-08
0-009773 | CIRCLE K STORE #2706355 | 33 S VAL VISTA DR | GILBERT | AZ | 85296 | Maricopa | 1 | Open | 2001-03-01 | 20000 | Gasoline | COMPARTMENT A | Double Walled | Fiberglass Reinforced Plastic | Pressure | Double Walled | Flexible
0-009899 | PHOENIX, CITY OF - AVIATION PROPERTY |  | PHOENIX |  |  | Maricopa | 7 | Perm Closure | 2005-06-17 | 500 | Unidentified | COMPARTMENT A | Single Walled | Asphalt coated or Bare Steel |  |  |  | Removal | 2003-01-15
0-009899 | PHOENIX, CITY OF - AVIATION PROPERTY |  | PHOENIX |  |  | Maricopa | 13 | Perm Closure | 2005-06-17 | 300 | Unidentified | COMPARTMENT A | Single Walled | Asphalt coated or Bare Steel |  |  |  | Removal | 2004-02-06
0-009899 | PHOENIX, CITY OF - AVIATION PROPERTY |  | PHOENIX |  |  | Maricopa | 15 | Perm Closure | 2005-06-17 | 550 | Unidentified | COMPARTMENT A | Single Walled | Asphalt coated or Bare Steel |  |  |  | Removal | 2004-02-06
0-001320 | CIRCLE K #2700813 | 7402 W THOMAS RD | PHOENIX | AZ | 85033 | Maricopa | 3 | Perm Closure | 1988-11-23 | 10000 | Gasoline | COMPARTMENT A | Double Walled | Fiberglass Reinforced Plastic | Pressure |  | Fiberglass Reinforced Plastic | Removal | 2014-03-20
0-003014 | FIRST INTERSTATE BANK OF ARIZONA | 22 E LINCOLN ST | PHOENIX | AZ | 85004 | Maricopa | 1 | Perm Closure | 2005-06-17 | 5000 | Diesel | COMPARTMENT A |  | Asphalt coated or Bare Steel |  |  |  | Removal | 1990-05-31
0-009283 | ELLIOT MARKET SHELL | 17750 W ELLIOT RD | GOODYEAR | AZ | 85338 | Maricopa | 1 | Open | 1998-01-05 | 12000 | Gasoline | COMPARTMENT A | Double Walled | Composite (Steel/Fiberglass) | Pressure | Double Walled
0-001934 | EMPIRE SOUTHWEST CO |  | WELLTON |  |  | Yuma | 1 | Perm Closure | 1975-01-01 | 3000 | Gasoline | COMPARTMENT A | Single Walled | Asphalt coated or Bare Steel |  |  |  | Removal | 1989-12-27
0-003913 | PINAL COUNTY - FLEET SERVICES | 900 S PINAL PARKWAY AVE | FLORENCE | AZ | 85132 | Pinal | 2 | Perm Closure | 1959-01-01 | 10000 | Gasoline | COMPARTMENT A | Single Walled | Asphalt coated or Bare Steel | Suction - Check Valve at the Tank Top |  |  | Removal | 1998-06-23
0-003821 | CITY OF PHOENIX - FIRE STATION #23 (OLD) | 2457 E BROADWAY RD | PHOENIX | AZ | 85040 | Maricopa | 1 | Perm Closure | 2005-06-17 | 280 | Diesel | COMPARTMENT A | Single Walled | Asphalt coated or Bare Steel |  |  |  | Removal | 1991-02-19
0-005843 | PIC-N-RUN INC | 2104 KACHINA BLVD | FLAGSTAFF | AZ | 86005 | Coconino | 2 | Open | 1987-01-01 | 10000 | Gasoline | COMPARTMENT A | Double Walled | Asphalt coated or Bare Steel | Pressure | Double Walled | Flexible
0-003739 | PHILLIPS 66 COMPANY #016633 | 3449 W BROADWAY RD | PHOENIX | AZ | 85041 | Maricopa | 2 | Perm Closure | 1964-01-01 | 560 | Used Oil/Waste Oil | COMPARTMENT A | Single Walled | Asphalt coated or Bare Steel |  |  |  | Removal | 1988-04-01
0-009717 | OLD SHELL STATION | 229 E 4TH ST | BENSON | AZ | 85602 | Cochise | 1 | Perm Closure | 1930-01-01 | 750 | Gasoline | COMPARTMENT A | Unknown | Asphalt coated or Bare Steel |  |  |  | Removal | 2001-02-21
0-003258 | PRIDE TRAVEL CENTER IV | 2440 W BETHANY HOME RD | PHOENIX | AZ | 85015 | Maricopa | 3 | Perm Closure | 1961-01-01 | 8000 | Gasoline | COMPARTMENT A |  | Asphalt coated or Bare Steel |  |  |  | Removal | 1987-12-02
0-003258 | PRIDE TRAVEL CENTER IV | 2440 W BETHANY HOME RD | PHOENIX | AZ | 85015 | Maricopa | 4 | Perm Closure | 1961-01-01 | 6000 | Gasoline | COMPARTMENT A |  | Asphalt coated or Bare Steel |  |  |  | Removal | 1987-12-02
0-009942 | SAM?S CLUB 6241 | 15255 N NORTHSIGHT BLVD | SCOTTSDALE | AZ | 85260 | Maricopa | 2 | Open | 2003-02-28 | 20000 | Gasoline (UL) | COMPARTMENT A | Double Walled | Fiberglass Reinforced Plastic | Pressure | Double Walled | Flexible
0-009942 | SAM?S CLUB 6241 | 15255 N NORTHSIGHT BLVD | SCOTTSDALE | AZ | 85260 | Maricopa | 1 | Open | 2003-02-28 | 20000 | Gasoline (UL) | COMPARTMENT A | Double Walled | Fiberglass Reinforced Plastic | Pressure | Double Walled | Flexible
0-008307 | YOUNGS CUSTOM PHOTO | 345 S MONTEZUMA ST | PRESCOTT | AZ | 86303 | Yavapai | 3 | Perm Closure | 1946-01-01 | 1000 | Gasoline | COMPARTMENT A | Unknown | Asphalt coated or Bare Steel | Gravity Feed |  |  | Removal | 1994-03-01
0-008307 | YOUNGS CUSTOM PHOTO | 345 S MONTEZUMA ST | PRESCOTT | AZ | 86303 | Yavapai | 4 | Perm Closure | 1946-01-01 | 1000 | Gasoline | COMPARTMENT A | Unknown | Asphalt coated or Bare Steel | Gravity Feed |  |  | Removal | 1994-03-01
0-003577 | USDOI NPS - ORGAN PIPE CACTUS NATIONAL MONUMENT | 10 ORGAN PIPE DR | LUKEVILLE | AZ | 85341 | Pima | 3 | Perm Closure | 1963-01-01 | 2000 | Gasoline | COMPARTMENT A |  | Asphalt coated or Bare Steel | Suction - Check Valve at the Tank Top |  |  | Removal | 1994-09-16
0-000823 | RANCHO DE LOS CABALLEROS | 1551 S VULTURE MINE RD | WICKENBURG | AZ | 85390 | Maricopa | 1 | Perm Closure | 1976-01-01 | 10000 | Gasoline | COMPARTMENT A |  | Asphalt coated or Bare Steel | Suction - Check Valve at the Tank Top |  |  | Removal | 1998-11-14
0-004074 | ARIZONA BOYS RANCH | 20061 E RITTENHOUSE RD | QUEEN CREEK | AZ | 85142 | Maricopa | 1 | Perm Closure | 2005-06-17 | 550 | Gasoline | COMPARTMENT A | Double Walled | Asphalt coated or Bare Steel | Suction - Check Valve at the Tank Top |  | Bare or Galvanized Steel | Removal | 1992-05-08
0-002067 | QUIK MART #15 | 3250 W CORTARO FARMS RD | TUCSON | AZ | 85742 | Pima | 1 | Open | 1982-01-01 | 10000 | Gasoline | COMPARTMENT A |  | Asphalt coated or Bare Steel | Pressure | Double Walled | Fiberglass Reinforced Plastic
0-002067 | QUIK MART #15 | 3250 W CORTARO FARMS RD | TUCSON | AZ | 85742 | Pima | 2 | Open | 1982-01-01 | 10000 | Gasoline | COMPARTMENT A |  | Asphalt coated or Bare Steel | Pressure | Double Walled | Fiberglass Reinforced Plastic
0-003374 | YUMA SOC #129589 | 2185 E PALO VERDE ST | YUMA | AZ | 85365 | Yuma | 1 | Perm Closure | 1973-01-15 | 10000 | Gasoline | COMPARTMENT A | Unknown | Asphalt coated or Bare Steel |  |  |  | Removal | 1987-01-01
0-000161 | HARRIS REBAR | 2101 W JACKSON ST | PHOENIX | AZ | 85009 | Maricopa | 1 | Perm Closure | 1966-01-01 | 2000 | Gasoline | COMPARTMENT A |  | Asphalt coated or Bare Steel |  |  |  | Removal | 1989-11-01
0-007865 | ARISON SUPPLY CO | 618 E 20TH ST | TUCSON | AZ | 85719 | Pima | 1 | Perm Closure | 2005-06-17 |  | Diesel | COMPARTMENT A | Unknown | Asphalt coated or Bare Steel |  |  |  | Removal | 1980-01-01
0-007865 | ARISON SUPPLY CO | 618 E 20TH ST | TUCSON | AZ | 85719 | Pima | 2 | Perm Closure | 2005-06-17 |  | Diesel | COMPARTMENT A | Unknown | Asphalt coated or Bare Steel |  |  |  | Removal | 1980-01-01
0-007633 | ADA-BAK INC | 2800 W HWY 66 | WINSLOW | AZ | 86047 | Navajo | 1 | Perm Closure | 2005-06-17 | 1800 | Gasoline | COMPARTMENT A | Unknown | Asphalt coated or Bare Steel | Suction - Check Valve at the Tank Top |  |  | Removal | 1991-12-06
0-004057 | RAY BELL #478 - BELL MART | 1801 E DEUCE OF CLUBS | SHOW LOW | AZ | 85901 | Navajo | 1 | Perm Closure | 1980-04-22 | 10000 | Gasoline | COMPARTMENT A | Double Walled | Asphalt coated or Bare Steel | Pressure |  |  | Removal | 2016-10-12
0-004028 | FLYING J TRAVEL PLAZA #610 | 3300 E ANDY DEVINE AVE | KINGMAN | AZ | 86401 | Mohave | 2 | Perm Closure | 1974-01-01 | 12000 | Diesel | COMPARTMENT A | Single Walled | Asphalt coated or Bare Steel |  |  |  | Removal | 1988-06-01
0-004028 | FLYING J TRAVEL PLAZA #610 | 3300 E ANDY DEVINE AVE | KINGMAN | AZ | 86401 | Mohave | 3 | Perm Closure | 1974-01-01 | 12000 | Diesel | COMPARTMENT A | Single Walled | Asphalt coated or Bare Steel |  |  |  | Removal | 1988-06-01
0-003915 | PINAL COUNTY - SUPERIOR MAINTENANCE YARD | 301 N PINAL AVE | SUPERIOR | AZ | 85173 | Pinal | 1 | Perm Closure | 1976-01-01 | 4000 | Gasoline | COMPARTMENT A | Single Walled | Asphalt coated or Bare Steel | Suction - Check Valve at the Tank Top |  |  | Removal | 1994-01-19
0-003915 | PINAL COUNTY - SUPERIOR MAINTENANCE YARD | 301 N PINAL AVE | SUPERIOR | AZ | 85173 | Pinal | 3 | Perm Closure | 1951-01-01 | 750 | Diesel | COMPARTMENT A | Single Walled | Asphalt coated or Bare Steel | Suction - Check Valve at the Tank Top |  |  | Removal | 1994-01-19
0-002011 | EXXON #7-3927 | 1151 W UNIVERSITY DR | MESA | AZ | 85201 | Maricopa | 5 | Perm Closure | 1974-01-01 | 10000 | Gasoline | COMPARTMENT A |  | Asphalt coated or Bare Steel | Pressure | Single Walled | Bare or Galvanized Steel | Removal | 1993-05-04
0-002011 | EXXON #7-3927 | 1151 W UNIVERSITY DR | MESA | AZ | 85201 | Maricopa | 1 | Perm Closure | 1966-01-01 | 3000 | Gasoline | COMPARTMENT A |  | Asphalt coated or Bare Steel | Pressure | Single Walled | Bare or Galvanized Steel | Removal | 1993-05-04
0-005317 | CIRCLE K #2705709 | 1415 E 16TH ST | YUMA | AZ | 85365 | Yuma | 5 | Open | 1993-08-27 | 12000 | Gasoline | COMPARTMENT A | Double Walled | Composite (Steel/Fiberglass) | Pressure | Double Walled | Fiberglass Reinforced Plastic
0-001964 | SENERGY PETROLEUM - CHANDLER CARDLOCK | 157 S DELAWARE ST | CHANDLER | AZ | 85224 | Maricopa | 1 | Perm Closure | 1970-01-01 | 10000 | Diesel | COMPARTMENT A | Double Walled | Fiberglass Reinforced Plastic | Pressure |  |  | Removal | 1998-09-21
0-005282 | GASCO | 5465 E BROADWAY BLVD | TUCSON | AZ | 85711 | Pima | 1 | Perm Closure | 1969-01-01 | 10000 | Gasoline | COMPARTMENT A |  | Asphalt coated or Bare Steel | Pressure |  |  | Removal | 1997-03-10
0-001927 | EMPIRE SOUTHWEST - SIERRA NEGRA RANCH | 40451 W SALOME HWY | WINTERSBURG | AZ | 85354 | Maricopa | 2 | Perm Closure | 1964-01-01 | 10000 | Diesel | COMPARTMENT A |  | Asphalt coated or Bare Steel |  |  |  | Removal | 1988-07-25
0-006841 | ANBARDAN - TEXACO | 3115 N STOCKTON HILL RD | KINGMAN | AZ | 86401 | Mohave | 3 | Perm Closure | 1980-01-01 | 12000 | Gasoline | COMPARTMENT A | Double Walled | Asphalt coated or Bare Steel | Pressure |  | Fiberglass Reinforced Plastic | Removal | 2007-07-13
0-000160 | BASHAS -FORMER | 3435 W BUCKEYE RD | PHOENIX | AZ | 85009 | Maricopa | 2 | Perm Closure | 1972-01-01 | 10000 | Diesel | COMPARTMENT A | Single Walled | Asphalt coated or Bare Steel |  |  |  | Removal | 1991-12-12
0-000160 | BASHAS -FORMER | 3435 W BUCKEYE RD | PHOENIX | AZ | 85009 | Maricopa | 4 | Perm Closure | 1972-01-01 | 12000 | Diesel | COMPARTMENT A | Single Walled | Asphalt coated or Bare Steel |  |  |  | Removal | 1991-12-12
0-003288 | MOHAVE HIGH SCHOOL | 2251 HIGHWAY 95 | BULLHEAD CITY | AZ | 86442 | Mohave | 2 | Perm Closure | 1979-06-03 | 2000 | Diesel | COMPARTMENT A |  | Asphalt coated or Bare Steel |  |  |  | Removal | 1991-01-26
0-003207 | MOBIL 08-612 | 4427 N 16TH ST | PHOENIX | AZ | 85016 | Maricopa | 3 | Perm Closure | 1984-01-01 | 12000 | Gasoline | COMPARTMENT A | Double Walled | Fiberglass Reinforced Plastic |  |  |  | Removal | 1989-01-01
0-003199 | EXXONMOBIL OIL CORP #12045 | 1845 E UNIVERSITY DR | TEMPE | AZ | 85281 | Maricopa | 5 | Perm Closure | 1984-10-01 | 12000 | Gasoline | COMPARTMENT A | Double Walled | Fiberglass Reinforced Plastic | Pressure |  | Fiberglass Reinforced Plastic | Removal | 2003-10-02
0-003199 | EXXONMOBIL OIL CORP #12045 | 1845 E UNIVERSITY DR | TEMPE | AZ | 85281 | Maricopa | 4 | Perm Closure | 2005-06-17 | 10000 | Gasoline | COMPARTMENT A | Double Walled | Fiberglass Reinforced Plastic |  |  |  | Removal | 1984-10-01
0-003199 | EXXONMOBIL OIL CORP #12045 | 1845 E UNIVERSITY DR | TEMPE | AZ | 85281 | Maricopa | 2 | Perm Closure | 2005-06-17 | 12000 | Gasoline | COMPARTMENT A | Double Walled | Fiberglass Reinforced Plastic |  |  |  | Removal | 1984-10-01
0-000953 | CARLSON FREEWAY SERVICE | 4985 S SUNLAND GIN RD | ELOY | AZ | 85131 | Pinal | 1 | Perm Closure | 1985-01-01 | 10000 | Gasoline | COMPARTMENT A | Single Walled | Asphalt coated or Bare Steel | Pressure |  | Fiberglass Reinforced Plastic | Removal | 2004-08-13
0-007206 | TEST SYSTEMS INC DEFINED BENEFIT | 2101 N CENTER ST | FLAGSTAFF | AZ | 86004 | Coconino | 2 | Perm Closure | 1970-01-01 | 2000 | Gasoline | COMPARTMENT A | Single Walled | Asphalt coated or Bare Steel |  |  |  | Removal | 1991-03-29
0-000344 | QUICK N EASY | 6806 E BROWN RD | MESA | AZ | 85207 | Maricopa | 1 | Open | 1989-01-01 | 12000 | Gasoline | COMPARTMENT A | Double Walled | Fiberglass Reinforced Plastic | Pressure |  | Fiberglass Reinforced Plastic
0-003434 | SUNNYSLOPE SOC #165211 | 9050 N 9TH ST | PHOENIX | AZ | 85020 | Maricopa | 3 | Perm Closure | 1966-01-15 | 1000 | Diesel | COMPARTMENT A | Unknown | Asphalt coated or Bare Steel |  |  |  | Closed in Place | 1983-08-01
0-009950 | SHERATON PHOENIX EAST | 200 N CENTENNIAL WAY | MESA | AZ | 85201 | Maricopa | 1 | Perm Closure | 2005-06-17 | 500 | Diesel | COMPARTMENT A | Unknown | Asphalt coated or Bare Steel |  |  |  | Removal | 2003-07-23
0-005702 | WOODY'S STORE 108 | 875 S MAIN ST | COTTONWOOD | AZ | 86326 | Yavapai | 2 | Perm Closure | 1980-01-22 | 10000 | Gasoline | COMPARTMENT A | Single Walled | Asphalt coated or Bare Steel | Pressure |  | Fiberglass Reinforced Plastic | Removal | 2016-08-31
0-005597 | WELCH GARAGE | 21201 NW GRAND AVE | WITTMANN | AZ | 85361 | Maricopa | 1 | Perm Closure | 2005-06-17 |  | Gasoline | COMPARTMENT A | Double Walled | Asphalt coated or Bare Steel |  |  |  | Removal | 1989-12-04
0-001443 | CIRCLE K #1582 | 2351 N ALVERNON WAY | TUCSON | AZ | 85712 | Pima | 6 | Perm Closure | 1987-01-01 | 10000 | Diesel | COMPARTMENT A | Double Walled | Fiberglass Reinforced Plastic | Pressure | Single Walled | Fiberglass Reinforced Plastic | Removal | 2019-02-26
0-001443 | CIRCLE K #1582 | 2351 N ALVERNON WAY | TUCSON | AZ | 85712 | Pima | 1 | Perm Closure | 1982-01-10 | 12000 | Gasoline | COMPARTMENT A |  | Asphalt coated or Bare Steel | Pressure |  |  | Removal | 1986-06-01
0-004735 | CHEVRON - MARANA CHEVRON | 13960 N SANDARIO RD | MARANA | AZ | 85653 | Pima | 4 | Open | 1991-09-01 | 10000 | Diesel | COMPARTMENT B | Double Walled | Composite (Steel/Fiberglass) | Pressure |  | Fiberglass Reinforced Plastic
0-004628 | 7-ELEVEN #18381 | 4302 E GRANT RD | TUCSON | AZ | 85712 | Pima | 1 | Perm Closure | 1976-03-25 | 8000 | Gasoline | COMPARTMENT A | Unknown | Asphalt coated or Bare Steel |  |  |  | Removal | 1991-01-30
0-006178 | IMMAN & SONS AUTO & TRUCK CENTER | 6335 N 7TH ST | PHOENIX | AZ | 85014 | Maricopa | 1 | Perm Closure | 1978-05-03 | 4000 | Gasoline | COMPARTMENT A | Unknown | Unknown |  |  |  | Removal | 1990-11-06
0-004497 | FARR'S DOWNTOWN SHELL | 101 W HOPI DR | HOLBROOK | AZ | 86025 | Navajo | 2 | Perm Closure | 1978-01-01 | 4000 | Gasoline | COMPARTMENT A |  | Asphalt coated or Bare Steel |  |  |  | Removal | 1989-11-01
0-004497 | FARR'S DOWNTOWN SHELL | 101 W HOPI DR | HOLBROOK | AZ | 86025 | Navajo | 4 | Open | 1989-12-01 | 10000 | Gasoline | COMPARTMENT A | Double Walled | Fiberglass Reinforced Plastic | Pressure |  | Fiberglass Reinforced Plastic
0-000948 | UNOCAL #6726 | 2810 E BELL RD | PHOENIX | AZ | 85032 | Maricopa | 2 | Perm Closure | 1983-04-19 | 10000 | Gasoline | COMPARTMENT A | Single Walled | Asphalt coated or Bare Steel | Pressure |  | Fiberglass Reinforced Plastic | Removal | 1994-09-02
0-000948 | UNOCAL #6726 | 2810 E BELL RD | PHOENIX | AZ | 85032 | Maricopa | 1 | Perm Closure | 1983-04-19 | 10000 | Gasoline | COMPARTMENT A | Single Walled | Asphalt coated or Bare Steel | Pressure |  | Fiberglass Reinforced Plastic | Removal | 1994-09-02
0-000948 | UNOCAL #6726 | 2810 E BELL RD | PHOENIX | AZ | 85032 | Maricopa | 4 | Perm Closure | 1994-11-01 | 10000 | Gasoline | COMPARTMENT A | Double Walled | Fiberglass Reinforced Plastic | Pressure | Double Walled | Fiberglass Reinforced Plastic | Removal | 2005-10-25
0-005215 | TYRELL-MARXEN CHEV/OLDS/CAD INC | 1118 W ROUTE 66 | FLAGSTAFF | AZ | 86001 | Coconino | 6 | Open | 1993-08-09 | 500 | Used Oil/Waste Oil | COMPARTMENT A | Double Walled | Composite (Steel/Fiberglass) | Suction - Check Valve at the Tank Top | Single Walled | Bare or Galvanized Steel
0-009105 | MESA POSSESS/SHELL STATION | 16 N HIBBERT | MESA | AZ | 85201 | Maricopa | 1 | Perm Closure | 2005-06-17 |  | Gasoline | COMPARTMENT A | Double Walled | Fiberglass Reinforced Plastic |  |  |  | Removal | 1997-05-15
0-002805 | GIANT #910 | 7450 W THOMAS RD | PHOENIX | AZ | 85033 | Maricopa | 1 | Perm Closure | 1976-04-08 | 12000 | Gasoline | COMPARTMENT A | Double Walled | Fiberglass Reinforced Plastic | Pressure | Double Walled | Flexible | Removal | 2002-03-27
0-002671 | KEN DARCANGELO | 711 N SCOTTSDALE RD | TEMPE | AZ | 85281 | Maricopa | 2 | Perm Closure | 1979-02-23 |  | Unidentified | COMPARTMENT A | Single Walled | Asphalt coated or Bare Steel |  |  |  | Removal | 1988-12-01
0-005001 | HENSLEY & CO | 4475 N 43RD AVE | PHOENIX | AZ | 85031 | Maricopa | 1 | Perm Closure | 1978-01-01 | 5000 | Gasoline | COMPARTMENT A | Double Walled | Asphalt coated or Bare Steel |  |  |  | Removal | 1991-02-12
0-005001 | HENSLEY & CO | 4475 N 43RD AVE | PHOENIX | AZ | 85031 | Maricopa | 2 | Perm Closure | 1978-01-01 | 5000 | Gasoline | COMPARTMENT A |  | Asphalt coated or Bare Steel |  |  |  | Removal | 1991-02-12
0-002498 | HIDDEN SHORES RV VILLAGE - GAS STATION | 10300 IMPERIAL DAM RD | YUMA | AZ | 85365 | Yuma | 7 | Perm Closure | 1989-08-01 | 2000 | Gasoline | COMPARTMENT A |  | Fiberglass Reinforced Plastic | Pressure |  |  | Removal | 1999-04-10
0-000777 | CITY OF SCOTTSDALE - CORPORATE YARD | 9191 E SAN SALVADOR DR | SCOTTSDALE | AZ | 85258 | Maricopa | 4 | Perm Closure | 1987-01-01 | 1000 | Antifreeze / Ethylene Glycol | COMPARTMENT A | Single Walled | Fiberglass Reinforced Plastic | Suction - Check Valve at the Tank Top |  |  | Removal | 1995-12-08
0-000777 | CITY OF SCOTTSDALE - CORPORATE YARD | 9191 E SAN SALVADOR DR | SCOTTSDALE | AZ | 85258 | Maricopa | 10 | Perm Closure | 1987-01-01 | 550 | Antifreeze / Ethylene Glycol | COMPARTMENT A | Single Walled | Fiberglass Reinforced Plastic | Suction - Check Valve at the Tank Top |  |  | Removal | 1994-07-26
0-004261 | TEXACO #60-349-2079 | 185 S ARIZONA BLVD | COOLIDGE | AZ | 85128 | Pinal | 4 | Perm Closure | 1977-01-01 | 7500 | Gasoline | COMPARTMENT A | Single Walled | Asphalt coated or Bare Steel | Pressure |  | Fiberglass Reinforced Plastic | Removal | 1997-11-24
0-007100 | STUCKEYS OLD WEST | 1288 N SIBYL RD | BENSON | AZ | 85602 | Cochise | 5 | Perm Closure | 1970-01-01 | 6000 | Gasoline | COMPARTMENT A | Double Walled | Asphalt coated or Bare Steel | Pressure |  | Fiberglass Reinforced Plastic | Removal | 1995-06-13
0-009137 | DESERT MOTORSPORTS | 15001 N HAYDEN RD | SCOTTSDALE | AZ | 85260 | Maricopa | 1 | Perm Closure | 2005-06-17 | 500 | Used Oil/Waste Oil | COMPARTMENT A |  | Asphalt coated or Bare Steel | Gravity Feed |  |  | Removal | 2009-03-11
0-004108 | AUTOMOTIVE XPRESS | 7224 E MCDOWELL RD | SCOTTSDALE | AZ | 85257 | Maricopa | 8 | Perm Closure | 1966-01-01 | 2000 | New Oil | COMPARTMENT A | Single Walled | Asphalt coated or Bare Steel |  |  |  | Removal | 1989-09-06
0-004108 | AUTOMOTIVE XPRESS | 7224 E MCDOWELL RD | SCOTTSDALE | AZ | 85257 | Maricopa | 2 | Perm Closure | 1966-01-01 | 500 | Solvent | COMPARTMENT A | Single Walled | Asphalt coated or Bare Steel |  |  |  | Removal | 1989-02-01
0-001279 | CIRCLE K #660 | 335 W AMERICAN AVE | ORACLE | AZ | 85623 | Pinal | 2 | Perm Closure | 1973-01-01 | 10000 | Gasoline | COMPARTMENT A |  | Asphalt coated or Bare Steel | Pressure |  |  | Removal | 1995-12-07
0-006064 | MITSUBISHI MOTORS NORTH AMERICA | 2710 E WASHINGTON ST | PHOENIX | AZ | 85034 | Maricopa | 1 | Perm Closure | 2005-06-17 | 10000 | Gasoline | COMPARTMENT A | Double Walled | Asphalt coated or Bare Steel | Pressure |  | Bare or Galvanized Steel | Removal | 1992-07-28
0-001943 | FLAGSTAFF FUELS | 4200 E US HIGHWAY 66 | FLAGSTAFF | AZ | 86004 | Coconino | 7 | Perm Closure | 1964-01-01 | 500 | Used Oil/Waste Oil | COMPARTMENT A |  | Asphalt coated or Bare Steel |  |  |  | Removal | 1998-11-17
0-005237 | U-HAUL #723-23 | 1982 E HUNTINGTON DR | FLAGSTAFF | AZ | 86004 | Coconino | 3 | Perm Closure | 1982-01-01 | 2000 | Used Oil/Waste Oil | COMPARTMENT A | Single Walled | Asphalt coated or Bare Steel | Pressure | Single Walled | Bare or Galvanized Steel | Removal | 1996-03-27
0-000894 | SHELL | 1957 N COUNTRY CLUB DR | MESA | AZ | 85201 | Maricopa | 3 | Perm Closure | 1985-01-01 | 12000 | Gasoline | COMPARTMENT A | Single Walled | Fiberglass Reinforced Plastic | Pressure | Double Walled | Fiberglass Reinforced Plastic | Removal | 2005-06-15
0-000894 | SHELL | 1957 N COUNTRY CLUB DR | MESA | AZ | 85201 | Maricopa | 4 | Open | 2005-09-01 | 8000 | Gasoline | COMPARTMENT B | Double Walled | Fiberglass Reinforced Plastic | Pressure | Double Walled | Fiberglass Reinforced Plastic
0-005180 | CITY OF TUCSON - EASTSIDE SERVICE CENTER FUEL | 7575 E SPEEDWAY BLVD | TUCSON | AZ | 85710 | Pima | 3 | Perm Closure | 1974-01-01 | 10000 | Gasoline (UL) | COMPARTMENT A | Single Walled | Asphalt coated or Bare Steel |  |  |  | Removal | 1988-03-01
0-004712 | UA BIOSPHERE 2 | 32540 S BIOSPHERE RD | ORACLE | AZ | 85623 | Pinal | 5 | Perm Closure | 2005-06-17 | 250 | Gasoline | COMPARTMENT A |  | Asphalt coated or Bare Steel |  |  |  | Removal | 1988-01-01
0-002952 | COUNTRY BOY CROP DUSTING | 901 S 115TH DR | AVONDALE | AZ | 85323 | Maricopa | 1 | Perm Closure | 1978-01-01 | 10000 | Gasoline | COMPARTMENT A |  | Asphalt coated or Bare Steel |  |  |  | Removal | 1997-03-13
0-001748 | ADOA CORPORATION COMMISSION | 1200 W WASHINGTON ST | PHOENIX | AZ | 85007 | Maricopa | 1 | Perm Closure | 1981-01-01 | 800 | Diesel | COMPARTMENT A |  | Asphalt coated or Bare Steel |  |  |  | Removal | 1997-09-09
0-003679 | PEP BOYS #659 | 1747 E APACHE BLVD | TEMPE | AZ | 85281 | Maricopa | 1 | Perm Closure | 1975-01-01 | 750 | Used Oil/Waste Oil | COMPARTMENT A |  | Asphalt coated or Bare Steel |  |  |  | Removal | 1995-02-01
0-003198 | SHELL GAS ON THE GO | 1961 E UNIVERSITY DR | MESA | AZ | 85203 | Maricopa | 5 | Perm Closure | 1987-07-01 | 10000 | Gasoline | COMPARTMENT A | Double Walled | Fiberglass Reinforced Plastic | Suction - Check Valve at the Tank Top | Double Walled | Fiberglass Reinforced Plastic | Removal | 2001-09-18
0-008267 | ECHO MESA GOLF COURSE | 13616 E GREENVIEW DR | SUN CITY WEST | AZ | 85375 | Maricopa | 2 | Perm Closure | 2005-06-17 |  | Diesel | COMPARTMENT A | Unknown | Asphalt coated or Bare Steel | Pressure |  |  | Removal | 1994-01-14
0-008267 | ECHO MESA GOLF COURSE | 13616 E GREENVIEW DR | SUN CITY WEST | AZ | 85375 | Maricopa | 1 | Perm Closure | 2005-06-17 |  | Gasoline | COMPARTMENT A | Unknown | Asphalt coated or Bare Steel | Suction - Check Valve at the Tank Top |  |  | Removal | 1994-01-14
0-009978 | SAFEWAY FUEL | 3123 N STOCKTON HILL RD | KINGMAN | AZ | 86401 | Mohave | 2 | Open | 2003-07-01 | 10000 | Diesel | COMPARTMENT A | Double Walled | Composite (Steel/Fiberglass)
0-009582 | THE NAVAJO INN | 464 NAVAJO BLVD | HOLBROOK | AZ | 86025 | Navajo | 1 | Perm Closure | 2005-06-17 |  | Gasoline | COMPARTMENT A | Unknown | Unknown |  |  |  | Removal | 1986-01-01
0-004674 | RED MESA EXPRESS #505 | 701 N NAVAJO DR | PAGE | AZ | 86040 | Coconino | 1 | Perm Closure | 1985-02-04 | 10000 | Gasoline | COMPARTMENT A |  | Asphalt coated or Bare Steel | Pressure | Single Walled | Fiberglass Reinforced Plastic | Removal | 2008-11-25
0-010034 | REESE PROPERTY |  | GILBERT |  |  | Maricopa | 1 | Perm Closure | 2005-06-17 | 550 | Used Oil/Waste Oil | COMPARTMENT A | Double Walled | Fiberglass Reinforced Plastic |  |  |  | Removal | 2004-08-25
0-000880 | CIRCLE K #2706649 | 1953 E SOUTHERN AVE | MESA | AZ | 85204 | Maricopa | 3 | Open | 1986-01-01 | 20000 | Gasoline | COMPARTMENT A | Double Walled | Fiberglass Reinforced Plastic | Pressure | Double Walled | Fiberglass Reinforced Plastic
0-008901 | DEL SOL IGA | 29854 E LOS ANGELES AVE | WELLTON | AZ | 85356 | Yuma | 3 | Open | 1992-01-01 | 10000 | Gasoline | COMPARTMENT A | Double Walled | Fiberglass Reinforced Plastic | Pressure | Double Walled | Fiberglass Reinforced Plastic
0-000807 | SUNCOR #257429 | 8805 S MCCLINTOCK DR | TEMPE | AZ | 85284 | Maricopa | 2 | Perm Closure | 1988-01-01 | 12000 | Gasoline | COMPARTMENT A | Double Walled | Composite (Steel/Fiberglass) | Pressure |  | Fiberglass Reinforced Plastic | Removal | 2018-03-08
0-001316 | CIRCLE K #2700805 | 3655 S KOLB RD | TUCSON | AZ | 85730 | Pima | 2 | Open | 1985-08-01 | 10000 | Diesel | COMPARTMENT A | Single Walled | Fiberglass Reinforced Plastic | Pressure | Single Walled | Fiberglass Reinforced Plastic
0-005337 | CIRCLE K #2708599 | 1601 N 67TH AVE | PHOENIX | AZ | 85035 | Maricopa | 2 | Open | 1988-01-01 | 10000 | Gasoline | COMPARTMENT A | Double Walled | Fiberglass Reinforced Plastic | Pressure |  | Fiberglass Reinforced Plastic
0-005337 | CIRCLE K #2708599 | 1601 N 67TH AVE | PHOENIX | AZ | 85035 | Maricopa | 3 | Open | 1988-01-01 | 10000 | Gasoline | COMPARTMENT A | Double Walled | Fiberglass Reinforced Plastic | Pressure |  | Fiberglass Reinforced Plastic
0-006226 | CIRCLE K #2708694 | 1945 E VAN BUREN ST | PHOENIX | AZ | 85006 | Maricopa | 2 | Perm Closure | 1987-07-15 | 10000 | Gasoline | COMPARTMENT A | Double Walled | Fiberglass Reinforced Plastic | Pressure |  | Fiberglass Reinforced Plastic | Removal | 2018-08-16
0-001863 | EXXON #7-0847 | 8101 E 22ND ST | TUCSON | AZ | 85710 | Pima | 3 | Perm Closure | 1963-01-01 | 6000 | Gasoline | COMPARTMENT A |  | Asphalt coated or Bare Steel |  |  |  | Removal | 1987-08-18
0-003423 | PHOENIX NORTH CO #164150 | 215 E INDIAN SCHOOL RD | PHOENIX | AZ | 85012 | Maricopa | 1 | Perm Closure | 1974-01-06 | 3000 | Diesel | COMPARTMENT A | Double Walled | Asphalt coated or Bare Steel |  |  |  | Removal | 1991-11-15
0-004156 | PIC QUIC FOOD STORES INC #100 | 1051 S MILTON RD | FLAGSTAFF | AZ | 86001 | Coconino | 7 | Perm Closure | 1990-03-28 | 10000 | Gasoline | COMPARTMENT A | Double Walled | Composite (Steel/Fiberglass) | Pressure |  | Fiberglass Reinforced Plastic | Removal | 2005-02-15
0-004156 | PIC QUIC FOOD STORES INC #100 | 1051 S MILTON RD | FLAGSTAFF | AZ | 86001 | Coconino | 4 | Perm Closure | 1990-03-28 | 10000 | Diesel | COMPARTMENT A | Double Walled | Composite (Steel/Fiberglass) | Pressure |  | Fiberglass Reinforced Plastic | Removal | 2005-02-15
0-004156 | PIC QUIC FOOD STORES INC #100 | 1051 S MILTON RD | FLAGSTAFF | AZ | 86001 | Coconino | 3 | Perm Closure | 1988-01-01 | 6000 | Gasoline | COMPARTMENT A | Double Walled | Fiberglass Reinforced Plastic |  |  |  | Removal | 1990-01-29
0-003513 | NEW CONTRUCTION INC | 1992 E RIO SALADO PKWY | TEMPE | AZ | 85281 | Maricopa | 2 | Perm Closure | 1976-01-01 | 3000 | Gasoline | COMPARTMENT A |  | Asphalt coated or Bare Steel | Suction - Check Valve at the Tank Top |  | Bare or Galvanized Steel | Removal | 1993-07-15
0-007090 | WESTERN FENCE CO INC | 1541 N EAST ST | FLAGSTAFF | AZ | 86004 | Coconino | 1 | Perm Closure | 2005-06-17 | 500 | Gasoline | COMPARTMENT A |  | Asphalt coated or Bare Steel |  |  |  | Removal | 1991-02-19
0-003536 | NORTHSIDE HAY MILL & TRADING CO | 14940 W VAN BUREN ST | GOODYEAR | AZ | 85338 | Maricopa | 2 | Perm Closure | 2005-06-17 | 10000 | Diesel | COMPARTMENT A |  | Asphalt coated or Bare Steel |  |  |  | Removal | 1990-01-25
0-003189 | MOBIL 18-564 | 1901 W NORTHERN AVE | PHOENIX | AZ | 85021 | Maricopa | 4 | Perm Closure | 1987-12-01 | 10000 | Gasoline | COMPARTMENT A | Double Walled | Fiberglass Reinforced Plastic | Pressure |  | Fiberglass Reinforced Plastic | Removal | 2003-09-09
0-009182 | CIRCLE K STORE #2709180 | 315 N LITCHFIELD RD | GOODYEAR | AZ | 85338 | Maricopa | 1 | Open | 1997-03-25 | 10000 | Diesel | COMPARTMENT A | Double Walled | Fiberglass Reinforced Plastic | Pressure | Double Walled | Fiberglass Reinforced Plastic
0-004197 | RYOBI OUTDOOR PRODUCTS INC | 550 N 54TH ST | CHANDLER | AZ | 85226 | Maricopa | 1 | Perm Closure | 1976-05-01 | 1000 | Gasoline | COMPARTMENT A | Unknown | Asphalt coated or Bare Steel | Suction - Check Valve at the Tank Top |  |  | Removal | 1990-10-25
0-009153 | SALT RIVER ROOFING | 210 W BROADWAY RD | PHOENIX | AZ | 85041 | Maricopa | 2 | Perm Closure | 2005-06-17 | 10000 | Gasoline | COMPARTMENT A | Unknown | Asphalt coated or Bare Steel | Pressure |  | Bare or Galvanized Steel | Removal | 2001-11-29
0-005535 | SAVEWAY # 71 | 2242 E BROADWAY RD | PHOENIX | AZ | 85040 | Maricopa | 3 | Perm Closure | 1972-04-17 | 6000 | Gasoline | COMPARTMENT A | Unknown | Asphalt coated or Bare Steel |  |  |  | Removal | 1986-06-29
0-007733 | MIDWAY HYUNDAI | 1920 W BELL RD | PHOENIX | AZ | 85023 | Maricopa | 1 | Perm Closure | 1987-03-01 | 1000 | Used Oil/Waste Oil | COMPARTMENT A | Double Walled | Fiberglass Reinforced Plastic | Gravity Feed |  |  | Removal | 1992-06-01
0-000632 | BANNER CONSTUCTION CO INC | 6805 W VAN BUREN ST | PHOENIX | AZ | 85043 | Maricopa | 2 | Perm Closure | 1983-01-01 | 1000 | Diesel | COMPARTMENT A |  | Asphalt coated or Bare Steel |  |  |  | Removal | 1995-03-15
0-003631 | ARIZONA TRUSS FABRICATORS INC | 3207 S 51ST AVE | PHOENIX | AZ | 85043 | Maricopa | 4 | Perm Closure | 1983-01-01 | 1000 | Used Oil/Waste Oil | COMPARTMENT A |  | Asphalt coated or Bare Steel |  |  |  | Removal | 1989-01-05
0-005376 | CIRCLE K STORE #2703480 | 4810 E WARNER RD | PHOENIX | AZ | 85044 | Maricopa | 4 | Open | 1991-06-01 | 10000 | Gasoline | COMPARTMENT A | Double Walled | Fiberglass Reinforced Plastic | Pressure | Double Walled | Fiberglass Reinforced Plastic
0-000027 | ACME TRANSMISSION | 402 E SHELDON ST | PRESCOTT | AZ | 86301 | Yavapai | 2 | Perm Closure | 2005-06-17 | 1000 | Gasoline | COMPARTMENT A | Unknown | Asphalt coated or Bare Steel |  |  |  | Removal | 1989-07-15
0-005728 | 11TH ST GIN | 2291 W 32ND ST | YUMA | AZ | 85364 | Yuma | 1 | Perm Closure | 1951-05-07 | 550 | Gasoline | COMPARTMENT A | Double Walled | Asphalt coated or Bare Steel |  |  |  | Removal | 1986-01-01
0-007281 | 7-ELEVEN #26638 | 6720 W OLIVE AVE | PEORIA | AZ | 85345 | Maricopa | 2 | Perm Closure | 1986-09-01 | 10000 | Gasoline | COMPARTMENT A | Single Walled | Fiberglass Reinforced Plastic | Pressure |  | Fiberglass Reinforced Plastic | Removal | 2010-09-21
0-006016 | A & S ENTERPRISES INC | 2344 W SHERMAN ST | PHOENIX | AZ | 85009 | Maricopa | 3 | Perm Closure | 1978-03-30 | 5000 | Unidentified | COMPARTMENT A | Unknown | Asphalt coated or Bare Steel |  |  |  | Removal | 1988-08-01
0-006016 | A & S ENTERPRISES INC | 2344 W SHERMAN ST | PHOENIX | AZ | 85009 | Maricopa | 1 | Perm Closure | 1981-03-30 | 1000 | Diesel | COMPARTMENT A | Unknown | Asphalt coated or Bare Steel |  |  |  | Removal | 1988-08-01
0-008885 | CENTRAL STATION | 300 N CENTRAL AVE | PHOENIX | AZ | 85004 | Maricopa | 6 | Perm Closure | 2006-10-12 | 300 | Unidentified | COMPARTMENT A | Single Walled | Asphalt coated or Bare Steel |  |  |  | Removal | 2006-08-24
0-002018 | CENTRAL TRANSPORT INTERNATIONAL | 5939 W WASHINGTON ST | PHOENIX | AZ | 85043 | Maricopa | 1 | Perm Closure | 1979-01-01 | 12000 | Diesel | COMPARTMENT A |  | Asphalt coated or Bare Steel | Pressure | Single Walled | Bare or Galvanized Steel | Removal | 1998-05-13
0-003136 | BRUCE MERRILL | 6330 E MOCKINGBIRD LN | PARADISE VALLEY | AZ | 85253 | Maricopa | 1 | Perm Closure | 1983-04-18 | 5000 | Diesel | COMPARTMENT A | Double Walled | Asphalt coated or Bare Steel | Pressure |  | Bare or Galvanized Steel | Removal | 1992-03-03
0-003136 | BRUCE MERRILL | 6330 E MOCKINGBIRD LN | PARADISE VALLEY | AZ | 85253 | Maricopa | 2 | Perm Closure | 1983-04-18 | 1000 | Gasoline | COMPARTMENT A | Double Walled | Asphalt coated or Bare Steel | Pressure |  | Bare or Galvanized Steel | Removal | 1992-03-03
0-009612 | STANFIELD FOOD MART | 36622 W HIGHWAY 84 | STANFIELD | AZ | 85172 | Pinal | 1 | Open | 1999-11-16 | 12000 | Gasoline (UL) | COMPARTMENT A | Double Walled | Fiberglass Reinforced Plastic | Pressure | Double Walled | Flexible
0-005697 | SKY RANCH AIRPORT AT CAREFREE | 8302 E CAVE CREEK RD | CAREFREE | AZ | 85377 | Maricopa | 6 | Open | 2020-06-17 | 10000 | Jet A (Kerosene-type Jet Fuel) | COMPARTMENT A | Double Walled | Fiberglass Reinforced Plastic | Pressure | Double Walled | Fiberglass Reinforced Plastic
0-005697 | SKY RANCH AIRPORT AT CAREFREE | 8302 E CAVE CREEK RD | CAREFREE | AZ | 85377 | Maricopa | 3 | Perm Closure | 1989-09-01 | 10000 | Jet Fuel | COMPARTMENT A | Double Walled | Fiberglass Reinforced Plastic | Pressure | Double Walled | Fiberglass Reinforced Plastic | Removal | 2020-04-22
0-004604 | SOUTHERN UNION GAS CO | 625 E BEALE ST | KINGMAN | AZ | 86401 | Mohave | 1 | Perm Closure | 1971-04-29 | 1000 | Gasoline | COMPARTMENT A | Double Walled | Asphalt coated or Bare Steel |  |  |  | Closed in Place | 1986-04-01
0-003519 | SOUTHWEST ROOFING CO | 107 S BEVERLY | MESA | AZ | 85210 | Maricopa | 1 | Perm Closure | 1984-01-01 | 10000 | Gasoline | COMPARTMENT A |  | Asphalt coated or Bare Steel | Pressure |  |  | Removal | 1991-12-10
0-005019 | WIKIEUP TEXACO | 17875 S HIGHWAY 93 | WIKIEUP | AZ | 85360 | Mohave | 2 | Perm Closure | 1971-01-01 | 2000 | Diesel | COMPARTMENT A |  | Asphalt coated or Bare Steel | Suction - Check Valve at the Tank Top |  | Bare or Galvanized Steel | Removal | 1993-02-02
0-002423 | HALLUM STORES | 1307 S MILTON RD | FLAGSTAFF | AZ | 86001 | Coconino | 3 | Perm Closure | 1989-06-22 | 8000 | Gasoline | COMPARTMENT A | Single Walled | Asphalt coated or Bare Steel | Pressure |  | Fiberglass Reinforced Plastic | Removal | 2004-11-09
0-002423 | HALLUM STORES | 1307 S MILTON RD | FLAGSTAFF | AZ | 86001 | Coconino | 4 | Perm Closure | 1989-06-22 | 8000 | Gasoline | COMPARTMENT A | Single Walled | Asphalt coated or Bare Steel | Pressure |  | Fiberglass Reinforced Plastic | Removal | 2004-11-09
0-002423 | HALLUM STORES | 1307 S MILTON RD | FLAGSTAFF | AZ | 86001 | Coconino | 2 | Perm Closure | 1989-06-22 | 10000 | Gasoline | COMPARTMENT A | Single Walled | Asphalt coated or Bare Steel | Pressure |  | Fiberglass Reinforced Plastic | Removal | 2004-11-09
0-007274 | GOODMANS INC | 841 E JEFFERSON ST | PHOENIX | AZ | 85034 | Maricopa | 1 | Perm Closure | 1984-01-01 | 10000 | Gasoline | COMPARTMENT A | Unknown | Unknown | Suction - Check Valve at the Tank Top |  |  | Removal | 1991-05-09
0-009236 | MAYER MARKET | 9985 S STATE ROUTE 69 | MAYER | AZ | 86333 | Yavapai | 2 | Open | 1997-09-23 | 6000 | Gasoline (PUL) | COMPARTMENT A | Double Walled | Composite (Steel/Fiberglass) | Pressure | Double Walled | Fiberglass Reinforced Plastic
0-007495 | ISLAND OF BIG SURF | 1500 N MCCLINTOCK DR | TEMPE | AZ | 85281 | Maricopa | 1 | Perm Closure | 1979-01-01 | 1000 | Gasoline | COMPARTMENT A | Unknown | Asphalt coated or Bare Steel | Suction - Check Valve at the Tank Top |  |  | Removal | 1991-10-18
0-009992 | EXPRESS FUELS | 261 N WHITE MOUNTAIN RD | SHOW LOW | AZ | 85901 | Navajo | 1 | Open | 2003-11-04 | 15000 | Gasoline | COMPARTMENT A | Double Walled | Fiberglass Reinforced Plastic | Pressure | Double Walled | Fiberglass Reinforced Plastic
0-001292 | CIRCLE K #2700720 | 2359 E BEARDSLEY RD | PHOENIX | AZ | 85024 | Maricopa | 2 | Open | 1985-08-01 | 10000 | Gasoline | COMPARTMENT A | Double Walled | Fiberglass Reinforced Plastic | Pressure |  | Fiberglass Reinforced Plastic
0-002530 | SUDDATH RELOCATION SYSTEMS OF ARIZONA LLC | 1717 E RAIRDAN LN | PHOENIX | AZ | 85034 | Maricopa | 2 | Perm Closure | 1984-01-01 | 10000 | Gasoline (UL) | COMPARTMENT A | Single Walled | Asphalt coated or Bare Steel | Pressure |  | Fiberglass Reinforced Plastic | Removal | 2017-05-10
0-009370 | HENRY HOLDINGS | 1977 HWY 260 | HEBER | AZ | 85928 | Navajo | 2 | Open | 1997-09-19 | 12000 | Gasoline (PUL) | COMPARTMENT A | Double Walled | Fiberglass Reinforced Plastic | Pressure | Double Walled | Fiberglass Reinforced Plastic
0-009810 | ARCO #6354 | 2711 W UNION HILLS DR | PHOENIX | AZ | 85027 | Maricopa | 1 | Open | 1998-01-01 | 10000 | Gasoline (PUL) | COMPARTMENT A | Double Walled | Fiberglass Reinforced Plastic | Pressure |  | Fiberglass Reinforced Plastic
0-005753 | CITY OF FLAGSTAFF - FIRE STATION 1 | 400 S MALPAIS LN | FLAGSTAFF | AZ | 86001 | Coconino | 1 | Perm Closure | 1976-05-29 | 3000 | Diesel | COMPARTMENT A | Double Walled | Asphalt coated or Bare Steel | Suction - Check Valve at the Tank Top |  |  | Removal | 1996-07-02
0-009947 | FORMER CUMMINGS PLUMBING | 4950 N CASA GRANDE HWY | TUCSON | AZ | 85743 | Pima | 1 | Perm Closure | 2005-06-17 | 300 | Unidentified | COMPARTMENT A | Single Walled | Asphalt coated or Bare Steel |  |  |  | Removal | 2003-07-10
0-004552 | CIRCLE K #2701947 | 5501 E GOLF LINKS RD | TUCSON | AZ | 85711 | Pima | 1 | Open | 1986-01-01 | 10000 | Gasoline | COMPARTMENT A | Single Walled | Fiberglass Reinforced Plastic | Pressure |  | Fiberglass Reinforced Plastic
0-000180 | ARIZONA COUNTRY CLUB | 5668 E ORANGE BLOSSOM LN | PHOENIX | AZ | 85018 | Maricopa | 2 | Perm Closure | 1989-02-01 | 500 | Gasoline | COMPARTMENT A | Single Walled | Fiberglass Reinforced Plastic |  |  |  | Removal | 2012-08-15
0-002431 | SIEBE HAMSTRA | 900 E GERMANN RD | CHANDLER | AZ | 85286 | Maricopa | 3 | Perm Closure | 1974-01-26 | 6000 | Diesel | COMPARTMENT A | Single Walled | Asphalt coated or Bare Steel | Suction - Check Valve at the Tank Top |  |  | Removal | 1990-11-15
0-001507 | CIRCLE K #2701931 | 2590 S MISSION RD | TUCSON | AZ | 85713 | Pima | 3 | Perm Closure | 1985-12-23 | 10000 | Gasoline | COMPARTMENT A |  | Fiberglass Reinforced Plastic | Pressure |  | Fiberglass Reinforced Plastic | Removal | 2015-06-25
0-005971 | MUNDS PARK CHEVRON | 17700 S MUNDS RANCH RD | MUNDS PARK | AZ | 86017 | Coconino | 1 | Open | 1989-01-01 | 10000 | Gasoline | COMPARTMENT A | Double Walled | Composite (Steel/Fiberglass) | Pressure | Single Walled | Bare or Galvanized Steel
0-008397 | DON PETERSON ENGINEERS | 3300 E US HIGHWAY 80 | YUMA | AZ | 85365 | Yuma | 1 | Perm Closure | 2005-06-17 | 4000 | Gasoline | COMPARTMENT A | Unknown | Asphalt coated or Bare Steel | Pressure |  | Bare or Galvanized Steel | Removal | 1995-11-21
0-008130 | SYNANON CHURCH | 1025 AVIATION DR | LAKE HAVASU CITY | AZ | 86404 | Mohave | 1 | Perm Closure | 1980-01-01 | 6000 | Diesel | COMPARTMENT A |  | Asphalt coated or Bare Steel |  |  |  | Removal | 1995-03-09
0-005280 | UNOCAL #3982 | 1538 E BUCKEYE RD | PHOENIX | AZ | 85034 | Maricopa | 1 | Perm Closure | 1984-04-15 | 12000 | Gasoline | COMPARTMENT A | Double Walled | Fiberglass Reinforced Plastic |  |  |  | Removal | 1990-05-30
0-007688 | TOOR ENTERPRISES | 710 E INDIAN SCHOOL RD | PHOENIX | AZ | 85014 | Maricopa | 4 | Open | 2002-08-01 | 8000 | Other | COMPARTMENT A | Double Walled | Fiberglass Reinforced Plastic | Pressure | Double Walled | Flexible
0-002640 | SOUTHWEST GAS | 600 W 9TH ST | CASA GRANDE | AZ | 85122 | Pinal | 2 | Perm Closure | 1980-08-07 | 6000 | Gasoline | COMPARTMENT A | Unknown | Fiberglass Reinforced Plastic |  |  |  | Removal | 1990-09-05
0-002640 | SOUTHWEST GAS | 600 W 9TH ST | CASA GRANDE | AZ | 85122 | Pinal | 1 | Perm Closure | 1974-08-08 | 10000 | Gasoline | COMPARTMENT A | Unknown | Fiberglass Reinforced Plastic |  |  |  | Removal | 1990-09-05
0-002300 | FREEWAY CHEVRON | 2905 S HASKELL AVE | WILLCOX | AZ | 85643 | Cochise | 1 | Perm Closure | 1978-01-01 | 10000 | Gasoline | COMPARTMENT A |  | Asphalt coated or Bare Steel | Pressure |  |  | Removal | 2020-04-23
0-006159 | CIRCLE K #2705283 | 3201 E CHANDLER BLVD | PHOENIX | AZ | 85048 | Maricopa | 2 | Open | 1987-04-19 | 15000 | Gasoline (UL) | COMPARTMENT A | Double Walled | Fiberglass Reinforced Plastic | Pressure | Single Walled | Fiberglass Reinforced Plastic
0-006159 | CIRCLE K #2705283 | 3201 E CHANDLER BLVD | PHOENIX | AZ | 85048 | Maricopa | 3 | Open | 1987-04-19 | 8000 | Gasoline (PUL) | COMPARTMENT A | Double Walled | Fiberglass Reinforced Plastic | Pressure | Single Walled | Fiberglass Reinforced Plastic
0-006159 | CIRCLE K #2705283 | 3201 E CHANDLER BLVD | PHOENIX | AZ | 85048 | Maricopa | 4 | Open | 1987-04-19 | 8000 | Diesel | COMPARTMENT A | Double Walled | Fiberglass Reinforced Plastic | Pressure | Single Walled | Fiberglass Reinforced Plastic
0-002829 | EDWARD S KELTON CONTRACTING CO | 505 N GRANT ST | FLAGSTAFF | AZ | 86004 | Coconino | 1 | Perm Closure | 1977-06-01 | 10000 | Diesel | COMPARTMENT A | Double Walled | Asphalt coated or Bare Steel |  |  |  | Removal | 1992-10-08
0-010259 | CIRCLE K STORE #2703377 | 3010 S GILBERT RD | CHANDLER | AZ | 85286 | Maricopa | 2 | Open | 2008-10-21 | 20000 | Gasoline | COMPARTMENT A | Double Walled | Fiberglass Reinforced Plastic | Pressure | Double Walled | Fiberglass Reinforced Plastic
0-004659 | 7-ELEVEN #23222 | 6747 E THOMAS RD | SCOTTSDALE | AZ | 85251 | Maricopa | 1 | Perm Closure | 1982-05-05 | 9728 | Gasoline | COMPARTMENT A | Unknown | Fiberglass Reinforced Plastic | Pressure |  | Fiberglass Reinforced Plastic | Removal | 1993-12-07
0-006725 | SANDERSON FORD | 5300 NW GRAND AVE | GLENDALE | AZ | 85301 | Maricopa | 3 | Perm Closure | 1982-01-01 | 4000 | Unidentified | COMPARTMENT A | Double Walled | Asphalt coated or Bare Steel |  |  |  | Removal | 1990-01-20
0-001673 | COURTESY CHEVROLET | 1233 E CAMELBACK RD | PHOENIX | AZ | 85014 | Maricopa | 7 | Perm Closure | 1965-01-01 | 550 | Diesel | COMPARTMENT A |  | Asphalt coated or Bare Steel | Suction - Check Valve at the Tank Top | Single Walled | Bare or Galvanized Steel | Removal | 1997-01-30
0-006605 | BUDGET RENT-A-CAR | 5045 N BLACK CANYON HWY | PHOENIX | AZ | 85015 | Maricopa | 1 | Perm Closure | 1982-01-01 | 5000 | Diesel | COMPARTMENT A |  | Asphalt coated or Bare Steel |  |  |  | Removal | 1989-08-15
0-006605 | BUDGET RENT-A-CAR | 5045 N BLACK CANYON HWY | PHOENIX | AZ | 85015 | Maricopa | 4 | Perm Closure | 1979-01-01 | 4000 | Gasoline | COMPARTMENT A |  | Asphalt coated or Bare Steel |  |  |  | Removal | 1989-08-15
0-005301 | UNOCAL #5711 | 8401 E MCDOWELL RD | SCOTTSDALE | AZ | 85257 | Maricopa | 3 | Perm Closure | 1967-04-16 | 280 | Used Oil/Waste Oil | COMPARTMENT A | Double Walled | Asphalt coated or Bare Steel | Gravity Feed |  | Fiberglass Reinforced Plastic | Closed in Place | 1991-06-19
0-005301 | UNOCAL #5711 | 8401 E MCDOWELL RD | SCOTTSDALE | AZ | 85257 | Maricopa | 4 | Perm Closure | 1967-04-16 | 1000 | Gasoline | COMPARTMENT A | Double Walled | Asphalt coated or Bare Steel |  |  |  | Removal | 1991-06-19
0-005426 | CIRCLE K STORE #2703393 | 301 N 43RD AVE | PHOENIX | AZ | 85009 | Maricopa | 3 | Open | 2008-11-07 | 20000 | Gasoline | COMPARTMENT A | Double Walled | Fiberglass Reinforced Plastic | Pressure | Double Walled | Fiberglass Reinforced Plastic
0-005586 | SAUNDERS SYSTEMS | 3220 E MCDOWELL RD | PHOENIX | AZ | 85008 | Maricopa | 1 | Perm Closure | 2006-08-07 | 500 | Used Oil/Waste Oil | COMPARTMENT A |  | Asphalt coated or Bare Steel |  |  |  | Removal | 1988-01-01
0-008428 | UNOCAL #0584 | 1620 N 19TH AVE | PHOENIX | AZ | 85009 | Maricopa | 5 | Perm Closure | 1986-01-01 | 280 | Kerosene | COMPARTMENT A | Unknown | Asphalt coated or Bare Steel |  |  |  | Removal | 1979-01-01
0-009732 | PILOT TRAVEL CENTER #458 | 619 S SUNSHINE BLVD | ELOY | AZ | 85131 | Pinal | 2 | Open | 2001-02-15 | 20000 | Gasoline | COMPARTMENT A | Double Walled | Fiberglass Reinforced Plastic | Pressure | Double Walled | Fiberglass Reinforced Plastic
0-009732 | PILOT TRAVEL CENTER #458 | 619 S SUNSHINE BLVD | ELOY | AZ | 85131 | Pinal | 6 | Open | 2001-02-15 | 20000 | Diesel | COMPARTMENT A | Double Walled | Fiberglass Reinforced Plastic | Pressure | Double Walled | Fiberglass Reinforced Plastic
0-002455 | WHITE MOUNTAIN UNOCAL 76 | 1040 E DEUCE OF CLUBS | SHOW LOW | AZ | 85901 | Navajo | 3 | Perm Closure | 1961-01-01 | 10000 | Gasoline | COMPARTMENT A |  | Asphalt coated or Bare Steel | Pressure |  | Bare or Galvanized Steel | Removal | 1989-08-21
0-002455 | WHITE MOUNTAIN UNOCAL 76 | 1040 E DEUCE OF CLUBS | SHOW LOW | AZ | 85901 | Navajo | 7 | Perm Closure | 1989-08-15 | 10000 | Gasoline | COMPARTMENT A | Double Walled | Fiberglass Reinforced Plastic | Pressure |  | Fiberglass Reinforced Plastic | Removal | 2019-04-18
0-002588 | GRAND CANYON - SOUTH RIM MAINTENANCE YARD |  | GRAND CANYON |  |  | Coconino | 2 | Perm Closure | 1977-10-04 | 10000 | Gasoline | COMPARTMENT A | Single Walled | Asphalt coated or Bare Steel |  |  |  | Removal | 1991-11-25
0-002588 | GRAND CANYON - SOUTH RIM MAINTENANCE YARD |  | GRAND CANYON |  |  | Coconino | 1 | Perm Closure | 1968-10-04 | 6000 | Gasoline | COMPARTMENT A | Single Walled | Asphalt coated or Bare Steel |  |  |  | Removal | 1991-12-13
0-010546 | KINGMAN AIRPORT | NW CORNER OF SHIPPING LANE AND BONANZA DRIVE | KINGMAN | AZ | 86409 | Mohave | 1 | Perm Closure | 2015-10-23 | 3000 | Gasoline | COMPARTMENT A | Single Walled | Asphalt coated or Bare Steel |  |  |  | Removal | 2015-09-23
0-010548 | CIRCLE K STORE #2703452 | 3033 N DOBSON RD | CHANDLER | AZ | 85224 | Maricopa | 3 | Open | 2015-10-01 | 12000 | Diesel | COMPARTMENT A | Double Walled | Fiberglass Reinforced Plastic | Pressure | Double Walled | Fiberglass Reinforced Plastic
0-004436 | SENTINEL ELEMENTARY SCHOOL | 53802 W US HWY 80 | SENTINEL | AZ | 85326 | Maricopa | 2 | Perm Closure | 1981-03-21 | 500 | Gasoline | COMPARTMENT A | Unknown | Asphalt coated or Bare Steel |  |  |  | Removal | 1991-04-18
0-008968 | GPM #4611 | 1810 W PRINCE RD | TUCSON | AZ | 85705 | Pima | 1 | Open | 1996-05-01 | 15000 | Gasoline (UL) | COMPARTMENT A | Double Walled | Fiberglass Reinforced Plastic | Pressure | Double Walled | Fiberglass Reinforced Plastic
0-009073 | VALERO #8034 | 480 W WARNER RD | TEMPE | AZ | 85284 | Maricopa | 2 | Open | 1997-02-01 | 15000 | Gasoline | COMPARTMENT A | Double Walled | Composite (Steel/Fiberglass) | Pressure | Double Walled | Fiberglass Reinforced Plastic
0-001778 | DESERT HILLS GOLF CLUB | 2500 S CIRCULO DE LAS LOMAS | GREEN VALLEY | AZ | 85622 | Pima | 1 | Perm Closure | 1978-01-01 | 1000 | Gasoline | COMPARTMENT A |  | Asphalt coated or Bare Steel | Suction - Check Valve at the Tank Top |  |  | Removal | 1992-12-10
0-002709 | GAS-N-GRUB 5 | 2805 E NORTHERN AVE | KINGMAN | AZ | 86409 | Mohave | 4 | Open | 2019-04-08 | 12000 | Gasoline (UL) | COMPARTMENT A | Double Walled | Fiberglass Reinforced Plastic | Pressure | Double Walled | Flexible
0-002709 | GAS-N-GRUB 5 | 2805 E NORTHERN AVE | KINGMAN | AZ | 86409 | Mohave | 1 | Perm Closure | 1984-01-01 | 12000 | Gasoline | COMPARTMENT A | Single Walled | Asphalt coated or Bare Steel | Pressure |  | Fiberglass Reinforced Plastic | Removal | 2019-03-07
0-005770 | COCHISE COUNTY - JAIL | 834 E HIGHWAY 80 | BISBEE | AZ | 85603 | Cochise | 2 | Perm Closure | 1985-06-22 | 10000 | Gasoline | COMPARTMENT A | Double Walled | Fiberglass Reinforced Plastic |  |  |  | Closed in Place | 1999-12-15
0-001545 | CITIZENS UTILITIES COMPANY | 3405 E NORTHERN AVE | KINGMAN | AZ | 86409 | Mohave | 2 | Perm Closure | 1980-01-01 | 500 | Diesel | COMPARTMENT A |  | Asphalt coated or Bare Steel |  |  |  | Removal | 1991-07-25
0-006170 | CITY OF WILLIAMS - CITY SHOP | 800 AIRPORT RD | WILLIAMS | AZ | 86046 | Coconino | 1 | Perm Closure | 1978-05-13 | 4000 | Gasoline | COMPARTMENT A | Double Walled | Asphalt coated or Bare Steel |  |  |  | Removal | 1988-11-01
0-001395 | CIRCLE K #2701343 | 1550 N COUNTRY CLUB DR | MESA | AZ | 85201 | Maricopa | 2 | Open | 1985-04-01 | 10000 | Gasoline | COMPARTMENT A | Double Walled | Fiberglass Reinforced Plastic | Pressure | Single Walled | Fiberglass Reinforced Plastic
0-001415 | CIRCLE K #2701473 | 1731 INDUSTRIAL BLVD | LAKE HAVASU CITY | AZ | 86403 | Mohave | 2 | Open | 1982-01-01 | 10000 | Gasoline | COMPARTMENT A | Single Walled | Fiberglass Reinforced Plastic | Pressure | Double Walled | Fiberglass Reinforced Plastic
0-001415 | CIRCLE K #2701473 | 1731 INDUSTRIAL BLVD | LAKE HAVASU CITY | AZ | 86403 | Mohave | 1 | Perm Closure | 1982-01-01 | 10000 | Gasoline | COMPARTMENT A | Double Walled | Fiberglass Reinforced Plastic | Pressure | Double Walled | Fiberglass Reinforced Plastic | Closed in Place | 2001-11-27
0-009786 | CIRCLE K #2706348 | 995 W ELLIOT RD | TEMPE | AZ | 85284 | Maricopa | 2 | Open | 2001-03-23 | 8000 | Diesel | COMPARTMENT A | Double Walled | Fiberglass Reinforced Plastic
0-001440 | FLOWING WELLS & PRINCE RD MOBIL | 1380 W PRINCE RD | TUCSON | AZ | 85705 | Pima | 3 | Perm Closure | 1982-01-01 | 20000 | Gasoline | COMPARTMENT A | Single Walled | Asphalt coated or Bare Steel |  |  |  | Removal | 1989-06-15
0-001440 | FLOWING WELLS & PRINCE RD MOBIL | 1380 W PRINCE RD | TUCSON | AZ | 85705 | Pima | 5 | Perm Closure | 1991-01-01 | 10000 | Gasoline | COMPARTMENT A | Double Walled | Composite (Steel/Fiberglass) | Pressure | Double Walled | Fiberglass Reinforced Plastic | Removal | 2015-08-11
0-002106 | FEDERAL EXPRESS CORP | 1375 N HAYDEN RD | SCOTTSDALE | AZ | 85257 | Maricopa | 1 | Perm Closure | 1986-10-14 | 10000 | Diesel | COMPARTMENT A | Double Walled | Fiberglass Reinforced Plastic | Pressure | Double Walled | Fiberglass Reinforced Plastic | Removal | 2018-08-29
0-009477 | FIESTA SOFT CLOTH CAR WASH 109-1 | 900 S 4TH AVE | YUMA | AZ | 85364 | Yuma | 2 | Perm Closure | 2005-06-17 | 6000 | Unidentified | COMPARTMENT A | Double Walled | Composite (Steel/Fiberglass) |  |  |  | Closed in Place | 1987-08-24
0-000934 | FLAGSTAFF MAVERIK STORE 290 | 5700 N US HIGHWAY 89 | FLAGSTAFF | AZ | 86004 | Coconino | 1 | Perm Closure | 1984-01-01 | 12000 | Gasoline | COMPARTMENT A |  | Asphalt coated or Bare Steel | Pressure | Single Walled | Bare or Galvanized Steel | Removal | 2002-06-11
0-000934 | FLAGSTAFF MAVERIK STORE 290 | 5700 N US HIGHWAY 89 | FLAGSTAFF | AZ | 86004 | Coconino | 3 | Open | 2002-08-01 | 12000 | Gasoline | COMPARTMENT A | Single Walled | Fiberglass Reinforced Plastic | Pressure | Double Walled | Flexible
0-010624 | CIRCLE K STORE #2703493 | 4600 W VALENCIA RD | TUCSON | AZ | 85757 | Pima | 3 | Open | 2018-05-24 | 12000 | Gasoline (UL) | COMPARTMENT A | Double Walled | Fiberglass Reinforced Plastic | Pressure | Double Walled | Fiberglass Reinforced Plastic
0-010624 | CIRCLE K STORE #2703493 | 4600 W VALENCIA RD | TUCSON | AZ | 85757 | Pima | 2 | Open | 2018-01-26 | 12000 | Gasoline (PUL) | COMPARTMENT A | Double Walled | Fiberglass Reinforced Plastic | Pressure | Double Walled | Fiberglass Reinforced Plastic
0-002664 | FARNER ELECTRIC INC | 3540 N ARIZONA ST | KINGMAN | AZ | 86409 | Mohave | 1 | Perm Closure | 1977-10-02 | 1800 | Gasoline | COMPARTMENT A | Single Walled | Asphalt coated or Bare Steel |  |  |  | Removal | 1994-12-22
0-000637 | EDWARD BARNES FARM |  | SAN SIMON |  |  | Cochise | 1 | Perm Closure | 1980-01-01 | 3000 | Gasoline | COMPARTMENT A |  | Asphalt coated or Bare Steel |  |  |  | Removal | 1994-02-17
0-003788 | PHILLIPS 66 COMPANY #071803 | 700 E 32ND ST | YUMA | AZ | 85365 | Yuma | 2 | Perm Closure | 1967-01-01 | 550 | Used Oil/Waste Oil | COMPARTMENT A |  | Asphalt coated or Bare Steel |  |  |  | Removal | 1978-07-03
0-000336 | PEP BOYS #735 | 400 S ARIZONA AVE | CHANDLER | AZ | 85225 | Maricopa | 1 | Perm Closure | 1987-01-01 | 550 | Used Oil/Waste Oil | COMPARTMENT A | Double Walled | Fiberglass Reinforced Plastic | Gravity Feed | Double Walled | Fiberglass Reinforced Plastic | Removal | 1998-11-01
0-000292 | PEP BOYS #769 | 7227 E 22ND ST | TUCSON | AZ | 85710 | Pima | 1 | Perm Closure | 1987-01-01 | 550 | Used Oil/Waste Oil | COMPARTMENT A | Single Walled | Fiberglass Reinforced Plastic |  |  |  | Removal | 1998-12-14
0-003576 | ORBAN EXCAVATING INC | 10800 E IRVINGTON RD | TUCSON | AZ | 85730 | Pima | 1 | Perm Closure | 2005-06-17 | 5000 | Diesel | COMPARTMENT A |  | Asphalt coated or Bare Steel |  |  |  | Removal | 2013-09-17
0-009854 | PARCEL 118-14-013C | 1366 E THOMAS RD | PHOENIX | AZ | 85014 | Maricopa | 3 | Perm Closure | 2005-06-17 | 550 | Unidentified | COMPARTMENT A | Single Walled | Asphalt coated or Bare Steel |  |  |  | Removal | 2002-05-23
0-003596 | PAINTED ROCK RANCHES |  | GILA BEND |  |  | Maricopa | 1 | Perm Closure | 1979-01-01 | 6000 | Gasoline | COMPARTMENT A | Single Walled | Asphalt coated or Bare Steel |  |  |  | Removal | 1988-11-01
0-002201 | MOTOR POOL | 450 N GRANDE AVE | TUCSON | AZ | 85745 | Pima | 1 | Perm Closure | 1971-05-01 | 2000 | Unidentified | COMPARTMENT A | Unknown | Unknown |  |  |  | Removal | 1990-08-23
0-007433 | MOBIL 18-AX5 | 6690 W CACTUS RD | GLENDALE | AZ | 85304 | Maricopa | 2 | Perm Closure | 1988-06-01 | 10000 | Diesel | COMPARTMENT A | Double Walled | Fiberglass Reinforced Plastic | Pressure |  | Fiberglass Reinforced Plastic | Removal | 2003-11-20
0-007438 | EXXONMOBIL OIL CORP #17869 | 1221 N RECKER RD | MESA | AZ | 85205 | Maricopa | 4 | Perm Closure | 1989-06-01 | 10000 | Gasoline | COMPARTMENT A | Double Walled | Fiberglass Reinforced Plastic | Pressure |  | Fiberglass Reinforced Plastic | Removal | 2007-05-16
0-002595 | MOBIL STATION |  | CORDES JUNCTION |  |  | Yavapai | 1 | Perm Closure | 1969-05-22 | 4000 | Gasoline | COMPARTMENT A | Single Walled | Asphalt coated or Bare Steel |  |  |  | Closed in Place | 1989-04-01
0-002696 | ROY'S SHEET METAL SHOP | 443 S DREW ST | MESA | AZ | 85210 | Maricopa | 1 | Perm Closure | 1975-06-03 | 3000 | Gasoline | COMPARTMENT A | Single Walled | Asphalt coated or Bare Steel |  |  |  | Removal | 1989-05-18
0-006380 | SAGUARO CORNERS RENTALS INC | 3750 S OLD SPANISH TRL | TUCSON | AZ | 85730 | Pima | 1 | Perm Closure | 1958-09-22 | 1000 | Gasoline | COMPARTMENT A | Double Walled | Asphalt coated or Bare Steel |  |  |  | Removal | 1989-02-27
0-009382 | GAS WARZ | 1543 E BETHANY HOME RD | PHOENIX | AZ | 85014 | Maricopa | 2 | Perm Closure | 1998-08-01 | 12000 | Gasoline | COMPARTMENT A | Unknown | Fiberglass Reinforced Plastic | Pressure | Double Walled | Fiberglass Reinforced Plastic | Removal | 2012-04-04
0-010632 | INDUSTRIAL PROPERTY | 101 S 35TH AVE | PHOENIX | AZ | 85009 | Maricopa | 1 | Perm Closure | 2018-01-24 | 1000 | Gasoline (UL) | COMPARTMENT A | Single Walled | Asphalt coated or Bare Steel |  |  |  | Removal | 2018-02-08
0-008159 | ROBSON HONEY & SUPPLY | 1004 HWY 60 | AGUILA | AZ | 85320 | Maricopa | 1 | Perm Closure | 2005-06-17 |  | Gasoline | COMPARTMENT A | Double Walled | Asphalt coated or Bare Steel | Suction - Check Valve at the Tank Top |  |  | Closed in Place | 1993-05-07
0-001230 | QUICK STOP & GAS | 14875 N CAVE CREEK RD | PHOENIX | AZ | 85032 | Maricopa | 2 | Perm Closure | 1970-01-01 | 10000 | Gasoline | COMPARTMENT A | Single Walled | Composite (Steel/Fiberglass) | Pressure | Double Walled | Fiberglass Reinforced Plastic | Removal | 2017-07-27
0-005418 | CIRCLE K #2851 | 15221 N 32ND ST | PHOENIX | AZ | 85032 | Maricopa | 2 | Perm Closure | 1983-01-01 | 8000 | Gasoline | COMPARTMENT A | Single Walled | Asphalt coated or Bare Steel | Pressure | Single Walled | Bare or Galvanized Steel | Removal | 1998-01-21
0-010664 | CARIOCA #8 | 9250 S AVE 40E | TACNA | AZ | 85352 | Yuma | 1 | Open | 2019-07-17 | 14000 | Gasoline (UL) | COMPARTMENT A | Double Walled | Fiberglass Reinforced Plastic | Pressure | Double Walled | Fiberglass Reinforced Plastic
0-010664 | CARIOCA #8 | 9250 S AVE 40E | TACNA | AZ | 85352 | Yuma | 1 | Open | 2019-07-17 | 6000 | Gasoline (PUL) | COMPARTMENT B | Double Walled | Fiberglass Reinforced Plastic | Pressure | Double Walled | Fiberglass Reinforced Plastic
0-005540 | B & B FORD LINCOLN MERCURY | 2960 E FRY BLVD | SIERRA VISTA | AZ | 85635 | Cochise | 1 | Perm Closure | 1972-01-27 | 2000 | Gasoline | COMPARTMENT A | Unknown | Asphalt coated or Bare Steel |  |  |  | Removal | 1991-05-17
0-002561 | AUTOMOTIVE SHOP | 1 S MAIN ST | COTTONWOOD | AZ | 86326 | Yavapai | 2 | Perm Closure | 1949-01-01 | 600 | Gasoline | COMPARTMENT A | Single Walled | Asphalt coated or Bare Steel |  |  |  | Removal | 1967-07-01
0-009221 | ARCO #5985 | 2398 E HIGHWAY 60 | MIAMI | AZ | 85539 | Gila | 1 | Open | 1997-04-03 | 10000 | Gasoline | COMPARTMENT A | Double Walled | Fiberglass Reinforced Plastic | Pressure | Double Walled | Fiberglass Reinforced Plastic
0-000757 | ARIZONA MILK TRANSPORT | 5002 W GLENN DR | GLENDALE | AZ | 85301 | Maricopa | 1 | Perm Closure | 1975-02-28 | 3000 | Diesel | COMPARTMENT A | Single Walled | Asphalt coated or Bare Steel |  |  |  | Removal | 1989-04-05
0-001710 | ANDY DEVINE 76 | 3041 E ANDY DEVINE AVE | KINGMAN | AZ | 86401 | Mohave | 2 | Open | 1973-01-01 | 10000 | Gasoline | COMPARTMENT A | Single Walled | Asphalt coated or Bare Steel | Pressure |  | Fiberglass Reinforced Plastic
0-009736 | FRY'S FOOD STORES | 7509 W CACTUS RD | PEORIA | AZ | 85381 | Maricopa | 3 | Open | 2014-01-29 | 20000 | Gasoline (UL) | COMPARTMENT A | Double Walled | Fiberglass Reinforced Plastic | Pressure | Double Walled | Fiberglass Reinforced Plastic
0-009736 | FRY'S FOOD STORES | 7509 W CACTUS RD | PEORIA | AZ | 85381 | Maricopa | 4 | Open | 2014-01-29 | 8000 | Gasoline (PUL) | COMPARTMENT A | Double Walled | Fiberglass Reinforced Plastic | Pressure | Double Walled | Fiberglass Reinforced Plastic
0-007401 | BIG O TIRES | 2033 W UNIVERSITY DR | MESA | AZ | 85201 | Maricopa | 1 | Perm Closure | 1986-01-01 | 500 | Used Oil/Waste Oil | COMPARTMENT A | Unknown | Unknown | Gravity Feed |  |  | Removal | 1996-04-11
0-000288 | ADOT - CORDES JUNCTION MAINTENANCE YARD |  | CORDES JUNCTION |  |  | Yavapai | 2 | Perm Closure | 1981-01-01 | 12000 | Diesel | COMPARTMENT A | Single Walled | Asphalt coated or Bare Steel | Suction - Check Valve at the Tank Top | Single Walled | Bare or Galvanized Steel | Removal | 1999-11-16
0-000288 | ADOT - CORDES JUNCTION MAINTENANCE YARD |  | CORDES JUNCTION |  |  | Yavapai | 5 | Perm Closure | 2015-06-08 | 1000 | Gasoline | COMPARTMENT A | Single Walled | Asphalt coated or Bare Steel |  |  |  | Removal | 1999-11-17
0-000288 | ADOT - CORDES JUNCTION MAINTENANCE YARD |  | CORDES JUNCTION |  |  | Yavapai | 4 | Perm Closure | 1953-01-01 | 1550 | Other | COMPARTMENT A | Single Walled | Asphalt coated or Bare Steel |  |  |  | Removal | 1991-04-09
0-004617 | 7-ELEVEN #16544 | 7241 N THORNYDALE RD | MARANA | AZ | 85741 | Pima | 2 | Perm Closure | 1971-03-26 | 8000 | Gasoline | COMPARTMENT A | Unknown | Asphalt coated or Bare Steel |  |  |  | Removal | 1991-02-06
0-004645 | 7-ELEVEN #20433 | 12033 N 28TH DR | PHOENIX | AZ | 85029 | Maricopa | 1 | Perm Closure | 1978-02-04 | 10000 | Gasoline | COMPARTMENT A | Unknown | Asphalt coated or Bare Steel | Pressure |  | Fiberglass Reinforced Plastic | Removal | 2014-10-14
0-001019 | CHANDLER GINNING CO | 21551 E OCOTILLO RD | QUEEN CREEK | AZ | 85142 | Maricopa | 1 | Perm Closure | 1957-01-01 | 500 | Gasoline | COMPARTMENT A |  | Asphalt coated or Bare Steel |  |  |  | Removal | 1990-04-06
0-007420 | CAMP TONTOZONA | 235 S CAMP TONTOZONA RD | PAYSON | AZ | 85541 | Gila | 1 | Perm Closure | 1980-01-01 | 1000 | Gasoline | COMPARTMENT A | Unknown | Asphalt coated or Bare Steel | Suction - Check Valve at the Tank Top |  |  | Removal | 1991-08-26
0-000864 | CAPITAL LUMBER COMPANY | 11 N 45TH AVE | PHOENIX | AZ | 85043 | Maricopa | 1 | Perm Closure | 1975-01-01 | 3000 | Gasoline | COMPARTMENT A |  | Asphalt coated or Bare Steel |  |  |  | Removal | 1991-01-08
0-002895 | BOB KREJCI & SONS | 6124 N 59TH AVE | GLENDALE | AZ | 85301 | Maricopa | 3 | Perm Closure | 1971-01-01 | 6000 | Gasoline | COMPARTMENT A |  | Asphalt coated or Bare Steel |  |  |  | Removal | 1991-12-23
0-002126 | BRIDGESTONE FIRESTONE INC | 791 S 4TH AVE | YUMA | AZ | 85364 | Yuma | 3 | Perm Closure | 1941-01-01 | 3000 | Unidentified | COMPARTMENT A |  | Asphalt coated or Bare Steel |  |  |  | Closed in Place | 1971-06-01
0-001816 | BENSON LITTLE GENERAL | 696 N OCOTILLO RD | BENSON | AZ | 85602 | Cochise | 1 | Perm Closure | 1976-01-01 | 10000 | Gasoline | COMPARTMENT A | Single Walled | Asphalt coated or Bare Steel | Pressure |  |  | Removal | 1994-05-20
0-008786 | BEST CAR WASH | 2140 N KOLB RD | TUCSON | AZ | 85715 | Pima | 3 | Perm Closure | 1983-01-01 | 10000 | Gasoline | COMPARTMENT A | Single Walled | Asphalt coated or Bare Steel | Pressure |  | Fiberglass Reinforced Plastic | Removal | 2005-09-07
0-009443 | GILLIGAN'S SPRING VALLEY 76 | 17257 E SPRING VALLEY RD | SPRING VALLEY | AZ | 86333 | Yavapai | 1 | Open | 1998-02-05 | 12000 | Gasoline | COMPARTMENT A | Double Walled | Fiberglass Reinforced Plastic | Pressure | Double Walled | Flexible
0-009132 | BETA SHELL | 1051 W BETA ST | SAHUARITA | AZ | 85614 | Pima | 3 | Open | 1997-08-29 | 12000 | Gasoline | COMPARTMENT A | Double Walled | Fiberglass Reinforced Plastic | Pressure | Double Walled | Fiberglass Reinforced Plastic
0-008282 | THUNDERBIRD GOLF SOUTH MOUNTAIN | 701 E THUNDERBIRD TRL | PHOENIX | AZ | 85042 | Maricopa | 1 | Perm Closure | 2005-06-17 | 550 | Diesel | COMPARTMENT A | Double Walled | Asphalt coated or Bare Steel | Suction - Check Valve at the Tank Top |  |  | Removal | 1994-01-27
0-009544 | SANDHU CHEVRON | 1155 S HIGLEY RD | MESA | AZ | 85206 | Maricopa | 1 | Open | 1998-05-07 | 15000 | Gasoline | COMPARTMENT A | Double Walled | Fiberglass Reinforced Plastic | Pressure | Double Walled | Fiberglass Reinforced Plastic
0-008226 | TEXACO | 71 DENNING RD | WHY | AZ | 85321 | Pima | 1 | Perm Closure | 1960-01-01 | 3000 | Gasoline | COMPARTMENT A | Double Walled | Asphalt coated or Bare Steel | Suction - Check Valve at the Tank Top |  | Bare or Galvanized Steel | Removal | 1993-09-01
0-009644 | SUPERSTITION CRUSHING | 2343 N COUNTRY CLUB DR | MESA | AZ | 85201 | Maricopa | 1 | Perm Closure | 2005-06-17 | 2500 | Gasoline | COMPARTMENT A | Double Walled | Fiberglass Reinforced Plastic |  |  |  | Removal | 2000-06-09
0-004820 | SWARTZ CONCRETE INC | 21443 N 23RD AVE | PHOENIX | AZ | 85027 | Maricopa | 2 | Perm Closure | 1979-05-03 | 10000 | Kerosene | COMPARTMENT A | Unknown | Asphalt coated or Bare Steel |  |  |  | Removal | 1990-02-02
0-002141 | RUNDLE'S PERFORMANCE | 904 S BEELINE HWY | PAYSON | AZ | 85541 | Gila | 3 | Perm Closure | 1966-01-01 | 550 | Diesel | COMPARTMENT A | Single Walled | Asphalt coated or Bare Steel | Suction - Check Valve at the Tank Top |  |  | Removal | 1999-09-30
0-005883 | STANLEY'S SERVICE CENTER | 1451 N 32ND ST | PHOENIX | AZ | 85008 | Maricopa | 2 | Perm Closure | 1967-11-07 | 10000 | Gasoline | COMPARTMENT A | Double Walled | Asphalt coated or Bare Steel |  |  |  | Removal | 1991-03-13
0-007911 | SOUTHWEST PROPERTIES INC |  | ELOY |  |  | Pinal | 2 | Perm Closure | 2005-06-17 | 1000 | Diesel | COMPARTMENT A | Unknown | Asphalt coated or Bare Steel |  |  |  | Removal | 1992-08-18
0-003558 | CHAPARRAL MOTEL | 39780 E HIGHWAY 80 | TACNA | AZ | 85352 | Yuma | 2 | Perm Closure | 1956-01-01 | 2000 | Gasoline | COMPARTMENT A | Single Walled | Asphalt coated or Bare Steel |  |  |  | Removal | 2010-01-13
0-002206 | SPRINT SWITCH | 401 W HARRISON ST | PHOENIX | AZ | 85003 | Maricopa | 2 | Open | 1990-12-11 | 4000 | Diesel | COMPARTMENT A | Double Walled | Fiberglass Reinforced Plastic | Suction - Check Valve at the Tank Top | Double Walled | Fiberglass Reinforced Plastic
0-000050 | SITE 1 MCMULLAN VALLEY RANCH1 |  | WENDEN |  |  | La Paz | 1 | Perm Closure | 2005-06-17 | 1000 | Gasoline | COMPARTMENT A | Single Walled | Asphalt coated or Bare Steel | Suction - Check Valve at the Tank Top | Single Walled | Bare or Galvanized Steel | Removal | 1992-04-02
0-004542 | SKY MOUNTAIN AVIATION INC | 235 AIR TERMINAL DR | SEDONA | AZ | 86336 | Yavapai | 1 | Perm Closure | 1984-05-05 | 10000 | Gasoline | COMPARTMENT A | Double Walled | Asphalt coated or Bare Steel |  |  |  | Removal | 1993-10-04
0-006804 | SHAY OIL CO #6 | 39880 E HIGHWAY 80 | TACNA | AZ | 85352 | Yuma | 4 | Perm Closure | 1984-01-01 | 6000 | Gasoline | COMPARTMENT A |  | Asphalt coated or Bare Steel |  |  |  | Removal | 2004-03-02
0-001362 | CIRCLE K #1097 | 200 S HIGHWAY 92 | SIERRA VISTA | AZ | 85635 | Cochise | 4 | Open | 1996-01-23 | 10000 | Gasoline | COMPARTMENT A | Double Walled | Fiberglass Reinforced Plastic | Pressure | Double Walled | Fiberglass Reinforced Plastic
0-001890 | EXXON #7-2508 | 2828 W THUNDERBIRD RD | PHOENIX | AZ | 85053 | Maricopa | 1 | Perm Closure | 1970-01-01 | 6000 | Gasoline | COMPARTMENT A | Single Walled | Asphalt coated or Bare Steel | Pressure |  | Fiberglass Reinforced Plastic | Removal | 1997-06-03
0-002261 | GILBERT UNIFIED SCHOOL DISTRICT # 41 - MAINTENANCE FACILITY | 140 S GILBERT RD | GILBERT | AZ | 85296 | Maricopa | 7 | Open | 1990-01-01 | 10000 | Diesel | COMPARTMENT A | Double Walled | Composite (Steel/Fiberglass) | Pressure | Double Walled | Fiberglass Reinforced Plastic
0-000711 | BELL ROAD TOYOTA | 2020 W BELL RD | PHOENIX | AZ | 85023 | Maricopa | 3 | Perm Closure | 1984-01-01 | 1000 | Unidentified | COMPARTMENT A |  | Asphalt coated or Bare Steel |  |  |  | Removal | 1988-11-01
0-001227 | CIRCLE K #2700420 | 1062 HIGHWAY 95 | BULLHEAD CITY | AZ | 86429 | Mohave | 4 | Open | 1997-02-04 | 10000 | Gasoline | COMPARTMENT A | Double Walled | Fiberglass Reinforced Plastic | Pressure | Double Walled | Fiberglass Reinforced Plastic
0-000429 | JD BYRIDER | 1455 N ARIZONA AVE | CHANDLER | AZ | 85225 | Maricopa | 2 | Perm Closure | 1964-01-01 | 500 | Gasoline | COMPARTMENT A |  | Asphalt coated or Bare Steel | Suction - Check Valve at the Tank Top |  |  | Removal | 1990-11-07
0-000429 | JD BYRIDER | 1455 N ARIZONA AVE | CHANDLER | AZ | 85225 | Maricopa | 1 | Perm Closure | 1964-01-01 | 750 | Gasoline | COMPARTMENT A |  | Asphalt coated or Bare Steel | Suction - Check Valve at the Tank Top |  |  | Removal | 1990-11-07
0-000889 | FAST GAS #115 | 760 E BROADWAY RD | MESA | AZ | 85204 | Maricopa | 1 | Perm Closure | 1966-01-01 | 3000 | Gasoline | COMPARTMENT A |  | Asphalt coated or Bare Steel |  |  |  | Removal | 1989-01-01
0-005297 | UNOCAL #5527 | 1601 S MILTON RD | FLAGSTAFF | AZ | 86001 | Coconino | 3 | Perm Closure | 1985-04-15 | 550 | Used Oil/Waste Oil | COMPARTMENT A | Double Walled | Fiberglass Reinforced Plastic | Gravity Feed |  | Fiberglass Reinforced Plastic | Removal | 1995-04-07
0-005762 | CITY OF PAGE - WWTP |  | PAGE |  |  | Coconino | 1 | Perm Closure | 1985-06-05 | 1000 | Diesel | COMPARTMENT A | Double Walled | Asphalt coated or Bare Steel | Suction - Check Valve at the Tank Top |  | Bare or Galvanized Steel | Removal | 1994-02-02
0-001951 | EQUESTRIAN DEVELOPMENT CORP |  | PRESCOTT |  |  | Yavapai | 2 | Perm Closure | 1976-01-01 | 10000 | Gasoline | COMPARTMENT A |  | Asphalt coated or Bare Steel |  |  |  | Removal | 1993-07-21
0-001300 | CIRCLE K #2700759 | 8200 E STATE ROUTE 69 | PRESCOTT VALLEY | AZ | 86314 | Yavapai | 3 | Perm Closure | 1977-01-01 | 6000 | Gasoline | COMPARTMENT A | Single Walled | Asphalt coated or Bare Steel | Pressure |  |  | Removal | 1995-01-04
0-005200 | TUCSON UNIFIED SCHOOL DISTRICT #1 - MAINTENANCE YARD #2 | 9300 E BROADWAY BLVD | TUCSON | AZ | 85710 | Pima | 2 | Perm Closure | 1971-04-22 | 10000 | Gasoline | COMPARTMENT A | Double Walled | Asphalt coated or Bare Steel | Pressure | Double Walled | Fiberglass Reinforced Plastic | Removal | 1992-07-09
0-009383 | UNK FORMER S/S & LAUNDROMAT | 208 E MONROE AVE | BUCKEYE | AZ | 85326 | Maricopa | 3 | Perm Closure | 1929-01-01 | 600 | Gasoline | COMPARTMENT A | Double Walled | Asphalt coated or Bare Steel | Suction - Check Valve at the Dispenser |  | Bare or Galvanized Steel | Removal | 2003-03-12
0-003117 | MCNEECE BROS OIL CO INC | 1060 S WALNUT AVE | YUMA | AZ | 85364 | Yuma | 2 | Perm Closure | 2005-06-17 | 1500 | Kerosene | COMPARTMENT A | Unknown | Asphalt coated or Bare Steel |  |  |  | Removal | 1990-04-19
0-009320 | AZ OASIS GAS STATION | 1626 HIGHWAY 95 | BULLHEAD CITY | AZ | 86442 | Mohave | 2 | Open | 1998-06-01 | 6000 | Gasoline (UL) | COMPARTMENT A | Double Walled | Fiberglass Reinforced Plastic | Pressure | Double Walled | Flexible
0-008018 | GAINEY RANCH MAINTENANCE FACILITY | 7281 E MOUNTAIN VIEW RD | SCOTTSDALE | AZ | 85258 | Maricopa | 3 | Perm Closure | 1984-12-01 | 1000 | Diesel | COMPARTMENT A | Unknown | Fiberglass Reinforced Plastic | Suction - Check Valve at the Tank Top |  | Fiberglass Reinforced Plastic | Removal | 2005-11-15
0-003930 | PIONEER PAINT & VARNISH CO - FORMER | 438 W CONGRESS ST | TUCSON | AZ | 85701 | Pima | 4 | Perm Closure | 1961-01-01 | 3000 | Hazardous Substance | COMPARTMENT A | Single Walled | Asphalt coated or Bare Steel |  |  |  | Removal | 1989-11-08
0-003700 | FREEPORT MINERALS CORP - AJO OPERATIONS | NO ADDRESS ON RECORD | AJO | AZ | 85321 | Pima | 8 | Perm Closure | 1941-01-01 | 1900 | Gasoline | COMPARTMENT A | Unknown | Unknown |  |  |  | Removal | 1975-12-01
0-006357 | HATCH'S MARKET | 2310 NAVAJO BLVD | HOLBROOK | AZ | 86025 | Navajo | 5 | Perm Closure | 1983-01-01 | 4000 | Kerosene | COMPARTMENT A |  | Asphalt coated or Bare Steel |  |  |  | Removal | 1994-08-31
0-006200 | CANADA MART | 210 W ANDY DEVINE AVE | KINGMAN | AZ | 86401 | Mohave | 4 | Perm Closure | 1980-05-20 | 2000 | Gasoline | COMPARTMENT A | Double Walled | Asphalt coated or Bare Steel | Suction - Check Valve at the Tank Top |  | Bare or Galvanized Steel | Removal | 1999-01-04
0-001127 | LONDON BRIDGE CHEVRON, INC | 1597 MCCULLOCH BLVD N | LAKE HAVASU CITY | AZ | 86403 | Mohave | 1 | Perm Closure | 1972-01-01 | 10000 | Gasoline | COMPARTMENT A |  | Asphalt coated or Bare Steel |  |  |  | Removal | 1990-01-31
0-001127 | LONDON BRIDGE CHEVRON, INC | 1597 MCCULLOCH BLVD N | LAKE HAVASU CITY | AZ | 86403 | Mohave | 8 | Perm Closure | 1990-02-01 | 1000 | Used Oil/Waste Oil | COMPARTMENT A | Double Walled | Composite (Steel/Fiberglass) | Gravity Feed |  | Fiberglass Reinforced Plastic | Removal | 2017-02-07
0-001127 | LONDON BRIDGE CHEVRON, INC | 1597 MCCULLOCH BLVD N | LAKE HAVASU CITY | AZ | 86403 | Mohave | 6 | Open | 1990-02-01 | 10000 | Gasoline | COMPARTMENT A | Double Walled | Composite (Steel/Fiberglass) | Pressure |  | Fiberglass Reinforced Plastic
0-004068 | RAY BELL #440 - HOGGS KOUNTRY KUZINS | 416 LONDON BRIDGE RD | LAKE HAVASU CITY | AZ | 86403 | Mohave | 2 | Perm Closure | 1976-01-01 | 10000 | Gasoline | COMPARTMENT A | Double Walled | Asphalt coated or Bare Steel |  |  |  | Removal | 1989-02-01
0-002032 | MOBIL - E-Z SERVE (100811) | 2190 3RD ST | BULLHEAD CITY | AZ | 86429 | Mohave | 3 | Perm Closure | 1977-01-01 | 10000 | Gasoline | COMPARTMENT A |  | Asphalt coated or Bare Steel |  |  |  | Removal | 1993-05-27
0-002032 | MOBIL - E-Z SERVE (100811) | 2190 3RD ST | BULLHEAD CITY | AZ | 86429 | Mohave | 2 | Perm Closure | 1974-01-01 | 10000 | Gasoline | COMPARTMENT A |  | Asphalt coated or Bare Steel |  |  |  | Removal | 1993-05-27
0-002678 | SAN MANUEL GOLF COURSE | 26950 N REDDINGTON RD | SAN MANUEL | AZ | 85631 | Pinal | 2 | Perm Closure | 1971-10-18 | 500 | Gasoline | COMPARTMENT A | Double Walled | Asphalt coated or Bare Steel |  |  |  | Removal | 1992-02-20
0-003394 | FORT MCDOWELL CO #142080 | 16310 E PALISADES BLVD | FOUNTAIN HILLS | AZ | 85268 | Maricopa | 1 | Perm Closure | 1984-01-04 | 550 | Diesel | COMPARTMENT A | Unknown | Fiberglass Reinforced Plastic |  |  |  | Removal | 1992-05-04
0-007998 | LARRY MILLER TOYOTA | 4125 W CLARENDON AVE | PHOENIX | AZ | 85019 | Maricopa | 2 | Perm Closure | 2005-06-17 | 500 | Gasoline | COMPARTMENT A | Unknown | Asphalt coated or Bare Steel | Pressure |  | Bare or Galvanized Steel | Removal | 1992-10-29
0-003071 | KEMPER BROWN (MP 60) |  | SALOME |  |  | La Paz | 1 | Perm Closure | 1969-07-31 | 8000 | Gasoline | COMPARTMENT A | Unknown | Asphalt coated or Bare Steel |  |  |  | Removal | 1990-10-01
0-001732 | JACK DEAN COMPANY | 2026 N 27TH AVE | PHOENIX | AZ | 85009 | Maricopa | 3 | Perm Closure | 1980-01-01 | 1000 | Gasoline | COMPARTMENT A |  | Asphalt coated or Bare Steel |  |  |  | Removal | 1991-06-13
0-002518 | HOLT'S AJO SALES INC | 429 N 2ND AVE | AJO | AZ | 85321 | Pima | 2 | Perm Closure | 1960-01-01 | 10000 | Gasoline | COMPARTMENT A | Single Walled | Asphalt coated or Bare Steel |  |  |  | Removal | 1989-11-01
0-002518 | HOLT'S AJO SALES INC | 429 N 2ND AVE | AJO | AZ | 85321 | Pima | 9 | Perm Closure | 2020-09-29 | 2500 | Unidentified | COMPARTMENT A | Single Walled | Asphalt coated or Bare Steel |  |  |  | Removal | 2020-08-28
0-002518 | HOLT'S AJO SALES INC | 429 N 2ND AVE | AJO | AZ | 85321 | Pima | 5 | Perm Closure | 1989-12-07 | 10000 | Gasoline | COMPARTMENT A | Double Walled | Composite (Steel/Fiberglass) | Pressure |  | Fiberglass Reinforced Plastic | Removal | 2020-08-28
0-000911 | CHECKER AUTO PARTS | 3409 W VAN BUREN ST | PHOENIX | AZ | 85009 | Maricopa | 3 | Perm Closure | 1978-01-01 | 10000 | Gasoline | COMPARTMENT A |  | Asphalt coated or Bare Steel |  |  |  | Removal | 1988-12-09
0-000923 | JAPANESE AUTO | 1501 E APACHE BLVD | TEMPE | AZ | 85281 | Maricopa | 2 | Perm Closure | 1976-01-01 | 6000 | Gasoline | COMPARTMENT A |  | Asphalt coated or Bare Steel |  |  |  | Removal | 1988-08-23
0-000923 | JAPANESE AUTO | 1501 E APACHE BLVD | TEMPE | AZ | 85281 | Maricopa | 4 | Perm Closure | 1976-01-01 | 8000 | Gasoline | COMPARTMENT A |  | Asphalt coated or Bare Steel |  |  |  | Removal | 1988-08-23
0-006176 | BEECROFT TRENCHING INC | 4129 S 30TH ST | PHOENIX | AZ | 85040 | Maricopa | 1 | Perm Closure | 1978-05-18 | 1000 | Diesel | COMPARTMENT A | Unknown | Asphalt coated or Bare Steel |  |  |  | Removal | 1991-02-05
0-006131 | YELLOW CAB | 156 E MOHAVE ST | PHOENIX | AZ | 85004 | Maricopa | 2 | Perm Closure | 1975-01-01 | 6000 | Diesel | COMPARTMENT A |  | Asphalt coated or Bare Steel | Pressure |  |  | Removal | 1993-06-24
0-001113 | 4 SONS FOOD STORES #510 | 1205 W BASELINE RD | MESA | AZ | 85202 | Maricopa | 4 | Perm Closure | 1982-01-01 | 10000 | Diesel | COMPARTMENT A | Double Walled | Fiberglass Reinforced Plastic | Pressure |  | Fiberglass Reinforced Plastic | Removal | 1998-10-15
0-001113 | 4 SONS FOOD STORES #510 | 1205 W BASELINE RD | MESA | AZ | 85202 | Maricopa | 2 | Perm Closure | 1982-01-01 | 10000 | Gasoline | COMPARTMENT A | Double Walled | Fiberglass Reinforced Plastic | Pressure |  | Fiberglass Reinforced Plastic | Removal | 1998-10-15
0-001083 | CHEVRON #9-9037 | 7003 E CAMELBACK RD | SCOTTSDALE | AZ | 85251 | Maricopa | 3 | Perm Closure | 1961-04-17 | 6000 | Gasoline | COMPARTMENT A | Single Walled | Asphalt coated or Bare Steel |  |  |  | Removal | 1990-08-01
0-003040 | SCHNEIDER NATIONAL CARRIERS INC | 4044 W LOWER BUCKEYE RD | PHOENIX | AZ | 85009 | Maricopa | 2 | Perm Closure | 1975-01-28 | 10000 | Gasoline | COMPARTMENT A | Unknown | Asphalt coated or Bare Steel |  |  |  | Removal | 1990-06-24
0-003040 | SCHNEIDER NATIONAL CARRIERS INC | 4044 W LOWER BUCKEYE RD | PHOENIX | AZ | 85009 | Maricopa | 3 | Perm Closure | 1980-01-28 | 10000 | Gasoline | COMPARTMENT A | Unknown | Asphalt coated or Bare Steel |  |  |  | Removal | 1990-06-24
0-004650 | 7-ELEVEN #21041 | 4101 N 27TH AVE | PHOENIX | AZ | 85017 | Maricopa | 2 | Perm Closure | 1979-02-05 | 8000 | Gasoline | COMPARTMENT A | Unknown | Asphalt coated or Bare Steel |  |  |  | Removal | 1992-12-04
0-001777 | HIGHLANDS DEVELOPMENT | 10040 E HAPPY VALLEY RD | SCOTTSDALE | AZ | 85255 | Maricopa | 1 | Perm Closure | 1983-01-01 | 2000 | Gasoline | COMPARTMENT A | Single Walled | Fiberglass Reinforced Plastic | Suction - Check Valve at the Tank Top |  |  | Removal | 1990-12-11
0-002400 | POWER CHEVROLET CAMELBACK ROAD | 2646 W CAMELBACK RD | PHOENIX | AZ | 85017 | Maricopa | 3 | Perm Closure | 1966-05-08 | 1000 | Unidentified | COMPARTMENT A | Single Walled | Asphalt coated or Bare Steel |  |  |  | Removal | 1989-11-01
0-006058 | DYSART HIGH SCHOOL | 11405 N DYSART RD | EL MIRAGE | AZ | 85335 | Maricopa | 1 | Perm Closure | 1976-01-01 | 10000 | Diesel | COMPARTMENT A |  | Asphalt coated or Bare Steel | Suction - Check Valve at the Tank Top |  |  | Removal | 1994-06-02
0-002812 | 4 SONS FOOD STORES #502 | 445 E CAREFREE HWY | PHOENIX | AZ | 85085 | Maricopa | 2 | Open | 1989-01-20 | 10000 | Gasoline | COMPARTMENT A | Double Walled | Fiberglass Reinforced Plastic | Pressure | Double Walled | Fiberglass Reinforced Plastic
0-000348 | ADOT - BOUSE MAINTENANCE FACILITY |  | BOUSE |  |  | La Paz | 1 | Perm Closure | 1976-01-01 | 1500 | Gasoline | COMPARTMENT A |  | Asphalt coated or Bare Steel |  |  |  | Removal | 1991-07-29
0-004026 | UNITED RENTALS BRANCH J91 | 1770 W PRINCE RD | TUCSON | AZ | 85705 | Pima | 2 | Perm Closure | 1980-01-01 | 10000 | Diesel | COMPARTMENT A | Single Walled | Asphalt coated or Bare Steel |  |  |  | Removal | 1991-11-15
0-004026 | UNITED RENTALS BRANCH J91 | 1770 W PRINCE RD | TUCSON | AZ | 85705 | Pima | 8 | Perm Closure | 1992-02-15 | 5000 | Gasoline | COMPARTMENT A | Double Walled | Composite (Steel/Fiberglass) | Pressure | Single Walled | Bare or Galvanized Steel | Removal | 2014-12-03
0-000921 | SHELL #81 | 808 S PRIEST DR | TEMPE | AZ | 85281 | Maricopa | 1 | Perm Closure | 1976-01-01 | 12000 | Gasoline | COMPARTMENT A |  | Asphalt coated or Bare Steel | Pressure | Double Walled | Fiberglass Reinforced Plastic | Removal | 1996-04-24
0-000921 | SHELL #81 | 808 S PRIEST DR | TEMPE | AZ | 85281 | Maricopa | 8 | Open | 1996-05-01 | 10000 | Gasoline | COMPARTMENT A | Double Walled | Fiberglass Reinforced Plastic | Pressure | Double Walled | Fiberglass Reinforced Plastic
0-004931 | TEXACO #60-349-0012 | 2502 E CAMELBACK RD | PHOENIX | AZ | 85016 | Maricopa | 1 | Perm Closure | 1987-05-07 | 12000 | Gasoline | COMPARTMENT A | Unknown | Fiberglass Reinforced Plastic | Pressure | Double Walled | Fiberglass Reinforced Plastic | Removal | 2002-11-08
0-004931 | TEXACO #60-349-0012 | 2502 E CAMELBACK RD | PHOENIX | AZ | 85016 | Maricopa | 4 | Perm Closure | 1987-05-07 | 8000 | Diesel | COMPARTMENT A | Unknown | Fiberglass Reinforced Plastic | Pressure | Double Walled | Fiberglass Reinforced Plastic | Removal | 2002-11-08
0-004931 | TEXACO #60-349-0012 | 2502 E CAMELBACK RD | PHOENIX | AZ | 85016 | Maricopa | 2 | Perm Closure | 1987-05-07 | 10000 | Gasoline | COMPARTMENT A | Unknown | Fiberglass Reinforced Plastic | Pressure | Double Walled | Fiberglass Reinforced Plastic | Removal | 2002-11-08
0-008326 | CHEVRON #9-3310 | 4101 N 67TH AVE | PHOENIX | AZ | 85033 | Maricopa | 2 | Perm Closure | 1982-01-17 | 10000 | Gasoline | COMPARTMENT A | Unknown | Fiberglass Reinforced Plastic | Pressure |  |  | Removal | 1996-01-24
0-008305 | DIAMOND CAR CARE | 108 LAKE HAVASU AVE N | LAKE HAVASU CITY | AZ | 86403 | Mohave | 4 | Perm Closure | 1986-01-01 | 6000 | Diesel | COMPARTMENT A | Double Walled | Fiberglass Reinforced Plastic | Pressure | Double Walled | Fiberglass Reinforced Plastic | Removal | 2014-02-26
0-008305 | DIAMOND CAR CARE | 108 LAKE HAVASU AVE N | LAKE HAVASU CITY | AZ | 86403 | Mohave | 2 | Perm Closure | 1986-01-01 | 10000 | Gasoline | COMPARTMENT A | Double Walled | Fiberglass Reinforced Plastic | Pressure |  | Fiberglass Reinforced Plastic | Removal | 2014-02-26
0-005906 | SHELL FOOD MART | 16 W MCKELLIPS RD | MESA | AZ | 85201 | Maricopa | 1 | Perm Closure | 1984-01-01 | 12000 | Gasoline | COMPARTMENT A | Single Walled | Fiberglass Reinforced Plastic | Pressure | Double Walled | Fiberglass Reinforced Plastic | Removal | 2018-06-28
0-003471 | RED DIAMOND METAL FINISHING | 4801 S 35TH ST | PHOENIX | AZ | 85040 | Maricopa | 2 | Perm Closure | 1980-03-18 | 5000 | Diesel | COMPARTMENT A | Unknown | Asphalt coated or Bare Steel |  |  |  | Removal | 1988-09-07
0-000437 | ARIZONA STATE HOSPITAL | 2500 E VAN BUREN ST | PHOENIX | AZ | 85008 | Maricopa | 2 | Perm Closure | 1980-01-01 | 8000 | Diesel | COMPARTMENT A | Single Walled | Fiberglass Reinforced Plastic | Suction - Check Valve at the Tank Top | Single Walled | Bare or Galvanized Steel | Removal | 1998-01-28
0-005635 | CAREFREE SHELL | 7201 E CAVE CREEK RD | CAREFREE | AZ | 85331 | Maricopa | 6 | Open | 2012-01-09 | 5000 | Diesel | COMPARTMENT A | Double Walled | Fiberglass Reinforced Plastic | Pressure | Double Walled | Fiberglass Reinforced Plastic
0-005635 | CAREFREE SHELL | 7201 E CAVE CREEK RD | CAREFREE | AZ | 85331 | Maricopa | 3 | Perm Closure | 1976-01-01 | 3000 | Gasoline | COMPARTMENT A | Unknown | Asphalt coated or Bare Steel |  |  |  | Removal | 1994-12-08
0-000449 | ARIZONA WATER CO - CASA GRANDE EQUIPMENT YARD | 220 E 2ND ST | CASA GRANDE | AZ | 85122 | Pinal | 1 | Perm Closure | 1982-01-01 | 2000 | Gasoline | COMPARTMENT A |  | Asphalt coated or Bare Steel |  |  |  | Removal | 1988-12-22
0-008808 | JACK'S DISCOUNT SERVICE | 398 S 4TH AVE | YUMA | AZ | 85364 | Yuma | 3 | Perm Closure | 2005-06-17 | 6000 | Gasoline | COMPARTMENT A | Unknown | Asphalt coated or Bare Steel | Pressure |  | Bare or Galvanized Steel | Removal | 1998-12-03
0-002686 | NORTH RIM GENERATING BUILDING |  | NORTH RIM |  |  | Coconino | 1 | Perm Closure | 1964-01-01 | 1000 | Gasoline | COMPARTMENT A |  | Asphalt coated or Bare Steel |  |  |  | Removal | 1989-11-01
0-002686 | NORTH RIM GENERATING BUILDING |  | NORTH RIM |  |  | Coconino | 3 | Perm Closure | 1976-01-01 | 10000 | Gasoline | COMPARTMENT A |  | Asphalt coated or Bare Steel |  |  |  | Removal | 1998-10-29
0-006750 | PACIFIC PRIDE CARDLOCK | 1002 S WALNUT AVE | YUMA | AZ | 85364 | Yuma | 1 | Open | 1983-11-07 | 12000 | Diesel | COMPARTMENT A | Double Walled | Fiberglass Reinforced Plastic | Pressure |  | Fiberglass Reinforced Plastic
0-009329 | MSC DISTRIBUTING INC | 215 E WATKINS ST | PHOENIX | AZ | 85004 | Maricopa | 1 | Perm Closure | 1990-01-01 | 500 | Used Oil/Waste Oil | COMPARTMENT A | Unknown | Asphalt coated or Bare Steel | Gravity Feed |  | Bare or Galvanized Steel | Removal | 2002-05-01
0-003234 | QUIKTRIP STORE #405 | 9010 N 19TH AVE | PHOENIX | AZ | 85021 | Maricopa | 4 | Perm Closure | 1988-11-02 | 10000 | Gasoline | COMPARTMENT A | Double Walled | Fiberglass Reinforced Plastic | Pressure |  | Fiberglass Reinforced Plastic | Removal | 2013-11-20
0-006673 | HAPPY JACK HOLDINGS, LLC | 2550 STATE ROUTE 87 | HAPPY JACK | AZ | 86024 | Coconino | 2 | Perm Closure | 1972-01-01 | 6000 | Gasoline | COMPARTMENT A | Single Walled | Asphalt coated or Bare Steel |  |  |  | Removal | 1994-08-11
0-006673 | HAPPY JACK HOLDINGS, LLC | 2550 STATE ROUTE 87 | HAPPY JACK | AZ | 86024 | Coconino | 3 | Perm Closure | 1972-01-01 | 6000 | Gasoline | COMPARTMENT A | Single Walled | Asphalt coated or Bare Steel |  |  |  | Removal | 1994-08-11
0-002810 | USDA FS - KAIBAB NF - BIG SPRINGS |  | BIG SPRINGS |  |  | Coconino | 3 | Perm Closure | 1979-01-01 | 2000 | Gasoline | COMPARTMENT A | Single Walled | Asphalt coated or Bare Steel |  |  |  | Removal | 1991-06-06
0-004093 | L W BUILDERS LLC | 3850 SUNSHINE DR | KINGMAN | AZ | 86409 | Mohave | 2 | Perm Closure | 1974-04-22 | 10000 | Gasoline | COMPARTMENT A | Double Walled | Asphalt coated or Bare Steel |  |  |  | Removal | 1985-10-01
0-001212 | CIRCLE K #253 |  | PAYSON |  |  | Gila | 1 | Perm Closure | 1969-01-01 | 10000 | Gasoline | COMPARTMENT A | Single Walled | Asphalt coated or Bare Steel | Pressure |  |  | Removal | 1992-12-08
0-001995 | CAMELBACK MOUNTAIN SINCLAIR | 3940 E CAMELBACK RD | PHOENIX | AZ | 85018 | Maricopa | 5 | Open | 1997-05-14 | 12000 | Gasoline | COMPARTMENT A | Double Walled | Fiberglass Reinforced Plastic | Pressure | Double Walled | Fiberglass Reinforced Plastic
0-001995 | CAMELBACK MOUNTAIN SINCLAIR | 3940 E CAMELBACK RD | PHOENIX | AZ | 85018 | Maricopa | 6 | Open | 1997-05-14 | 12000 | Gasoline | COMPARTMENT A | Double Walled | Fiberglass Reinforced Plastic | Pressure | Double Walled | Fiberglass Reinforced Plastic
0-008128 | LITTLE B MINING CO INC | 5600 N DODGE AVE | FLAGSTAFF | AZ | 86004 | Coconino | 3 | Perm Closure | 1980-08-01 | 5000 | Diesel | COMPARTMENT A | Double Walled | Asphalt coated or Bare Steel | Suction - Check Valve at the Tank Top |  |  | Removal | 1993-03-09
0-002413 | H&S DEVELOPERS |  | YUMA |  |  | Yuma | 2 | Perm Closure | 2005-06-17 |  | Unidentified | COMPARTMENT A | Unknown | Unknown |  |  |  | Removal | 1986-06-15
0-005604 | WELLTON-MOHAWK WTP | 30570 E WELLTON MOHAWK DR | WELLTON | AZ | 85356 | Yuma | 8 | Perm Closure | 1981-03-17 | 10000 | Diesel | COMPARTMENT A | Unknown | Asphalt coated or Bare Steel | Suction - Check Valve at the Tank Top |  | Bare or Galvanized Steel | Removal | 1992-10-28
0-005604 | WELLTON-MOHAWK WTP | 30570 E WELLTON MOHAWK DR | WELLTON | AZ | 85356 | Yuma | 5 | Perm Closure | 1976-03-17 | 6000 | Diesel | COMPARTMENT A | Unknown | Asphalt coated or Bare Steel | Suction - Check Valve at the Tank Top |  | Bare or Galvanized Steel | Removal | 1992-10-28
0-005604 | WELLTON-MOHAWK WTP | 30570 E WELLTON MOHAWK DR | WELLTON | AZ | 85356 | Yuma | 2 | Perm Closure | 1981-03-17 | 10000 | Gasoline | COMPARTMENT A | Unknown | Asphalt coated or Bare Steel | Suction - Check Valve at the Tank Top |  | Bare or Galvanized Steel | Removal | 1992-10-28
0-001306 | CIRCLE K #2700781 | 10068 S STATE ROUTE 69 | MAYER | AZ | 86333 | Yavapai | 4 | Open | 1995-07-04 | 10000 | Gasoline (PUL) | COMPARTMENT A | Double Walled | Fiberglass Reinforced Plastic | Pressure |  | Fiberglass Reinforced Plastic
0-003597 | GIANT #928 | 6608 E MAIN ST | MESA | AZ | 85205 | Maricopa | 5 | Perm Closure | 1988-01-01 | 12000 | Diesel | COMPARTMENT A | Double Walled | Fiberglass Reinforced Plastic | Pressure |  | Fiberglass Reinforced Plastic | Closed in Place | 2002-02-12
0-003597 | GIANT #928 | 6608 E MAIN ST | MESA | AZ | 85205 | Maricopa | 3 | Perm Closure | 1988-01-01 | 12000 | Gasoline | COMPARTMENT A | Double Walled | Fiberglass Reinforced Plastic | Pressure |  | Fiberglass Reinforced Plastic | Closed in Place | 2002-02-12
0-008748 | SCHUCK & SONS CONSTRUCTION CO IN | 6560 W NORTHERN AVE | GLENDALE | AZ | 85301 | Maricopa | 2 | Perm Closure | 1984-01-01 | 2000 | Diesel | COMPARTMENT A | Unknown | Asphalt coated or Bare Steel | Suction - Check Valve at the Tank Top |  | Fiberglass Reinforced Plastic | Removal | 1996-01-10
0-008491 | ACME FENCE COMPANY | 1810 E MADISON ST | PHOENIX | AZ | 85034 | Maricopa | 3 | Perm Closure | 1960-01-01 | 3000 | Gasoline | COMPARTMENT A |  | Asphalt coated or Bare Steel | Suction - Check Valve at the Tank Top |  | Bare or Galvanized Steel | Removal | 1995-01-20
0-010118 | COSTCO WHOLESALE #738 | 2450 E BEARDSLEY RD | PHOENIX | AZ | 85050 | Maricopa | 4 | Open | 2012-01-05 | 1500 | Other | COMPARTMENT A | Double Walled | Fiberglass Reinforced Plastic | Pressure | Double Walled | Fiberglass Reinforced Plastic
0-010101 | ADVANTAGE RENT-A-CAR | 1610 E RENTAL CAR WAY | PHOENIX | AZ | 85034 | Maricopa | 1 | Perm Closure | 2005-12-08 | 12000 | Gasoline | COMPARTMENT A | Double Walled | Fiberglass Reinforced Plastic | Pressure | Double Walled | Fiberglass Reinforced Plastic | Removal | 2018-05-31
0-008744 | BRIARWOOD MAINTENANCE SHOP | 20800 N 135TH AVE | SUN CITY WEST | AZ | 85375 | Maricopa | 2 | Perm Closure | 2005-06-17 | 1000 | Diesel | COMPARTMENT A | Unknown | Asphalt coated or Bare Steel | Suction - Check Valve at the Tank Top |  |  | Removal | 1995-11-16
0-004296 | SRP - WESTERN GARAGE | 4141 N 67TH AVE | PHOENIX | AZ | 85033 | Maricopa | 5 | Perm Closure | 1965-01-01 | 2000 | Gasoline | COMPARTMENT A |  | Asphalt coated or Bare Steel |  |  |  | Removal | 1989-10-05
0-004296 | SRP - WESTERN GARAGE | 4141 N 67TH AVE | PHOENIX | AZ | 85033 | Maricopa | 6 | Perm Closure | 1965-01-01 | 280 | Used Oil/Waste Oil | COMPARTMENT A |  | Asphalt coated or Bare Steel |  |  |  | Removal | 1989-10-05
0-005329 | B & K STEEL FABRICATIONS INC | 619 N COOPER RD | GILBERT | AZ | 85233 | Maricopa | 1 | Perm Closure | 1983-02-28 | 6000 | Unidentified | COMPARTMENT A | Unknown | Asphalt coated or Bare Steel |  |  |  | Removal | 1989-09-07
0-000771 | SKY HARBOR TRANSFER STATION | 2425 S 40TH ST | PHOENIX | AZ | 85034 | Maricopa | 6 | Perm Closure | 1983-05-09 | 10000 | Gasoline | COMPARTMENT A | Double Walled | Fiberglass Reinforced Plastic |  |  |  | Removal | 1987-06-01
0-005048 | CENTURY LINK TOWER - CENTRAL PHOENIX ADMINISTRATION CENTER #160321 | 20 E THOMAS RD | PHOENIX | AZ | 85012 | Maricopa | 1 | Open | 1989-10-05 | 5000 | Diesel | COMPARTMENT A | Double Walled | Fiberglass Reinforced Plastic | Suction - Check Valve at the Tank Top |  | Fiberglass Reinforced Plastic
0-005761 | CITY OF PAGE MUNICIPAL SOLID WASTE LANDFILL |  | PAGE |  |  | Coconino | 1 | Perm Closure | 1986-06-05 | 500 | Used Oil/Waste Oil | COMPARTMENT A | Double Walled | Asphalt coated or Bare Steel |  |  |  | Removal | 1989-07-01
0-008209 | R&K BUILDING SUPPLIES INC | 25 W BASELINE RD | GILBERT | AZ | 85233 | Maricopa | 1 | Perm Closure | 1980-01-01 | 12000 | Diesel | COMPARTMENT A | Double Walled | Asphalt coated or Bare Steel | Suction - Check Valve at the Tank Top |  | Bare or Galvanized Steel | Removal | 1994-11-03
0-001590 | COCHISE COUNTY HIGHWAY ROADYARD-DOUGLAS AREA |  | DOUGLAS |  |  | Cochise | 1 | Perm Closure | 1976-01-01 | 500 | Used Oil/Waste Oil | COMPARTMENT A |  | Asphalt coated or Bare Steel |  |  |  | Removal | 1988-12-01
0-001590 | COCHISE COUNTY HIGHWAY ROADYARD-DOUGLAS AREA |  | DOUGLAS |  |  | Cochise | 2 | Perm Closure | 1971-01-01 | 1000 | Diesel | COMPARTMENT A |  | Asphalt coated or Bare Steel |  |  |  | Removal | 1986-01-01
0-008908 | CIRCLE K STORE #2703404 | 1909 S CRAYCROFT RD | TUCSON | AZ | 85711 | Pima | 1 | Open | 1996-01-31 | 15000 | Gasoline | COMPARTMENT A | Double Walled | Fiberglass Reinforced Plastic | Pressure | Double Walled | Fiberglass Reinforced Plastic
0-010127 | PARCEL 322-23-085 | 416 W ANDY DEVINE AVE | KINGMAN | AZ | 86401 | Mohave | 2 | Perm Closure | 2007-08-03 | 2000 | Used Oil/Waste Oil | COMPARTMENT A |  | Asphalt coated or Bare Steel |  |  |  | Removal | 2007-07-19
0-010127 | PARCEL 322-23-085 | 416 W ANDY DEVINE AVE | KINGMAN | AZ | 86401 | Mohave | 1 | Perm Closure | 2007-08-03 | 2000 | Gasoline | COMPARTMENT A |  | Asphalt coated or Bare Steel |  |  |  | Removal | 2007-07-19
0-010421 | AVNET | 60 S MCKEMY AVE | CHANDLER | AZ | 85226 | Maricopa | 1 | Open | 1985-01-01 | 6000 | Diesel | COMPARTMENT A | Double Walled | Fiberglass Reinforced Plastic | Suction - Check Valve at the Tank Top | Double Walled | Fiberglass Reinforced Plastic
0-010335 | FRYS FUEL CENTER #611 | 4440 E MAIN ST | MESA | AZ | 85205 | Maricopa | 1 | Open | 2009-09-01 | 20000 | Gasoline | COMPARTMENT A | Double Walled | Fiberglass Reinforced Plastic | Pressure | Double Walled | Flexible
0-010335 | FRYS FUEL CENTER #611 | 4440 E MAIN ST | MESA | AZ | 85205 | Maricopa | 2 | Open | 2009-09-01 | 10000 | Gasoline | COMPARTMENT A | Double Walled | Fiberglass Reinforced Plastic | Pressure | Double Walled | Flexible
0-010335 | FRYS FUEL CENTER #611 | 4440 E MAIN ST | MESA | AZ | 85205 | Maricopa | 2 | Open | 2009-09-01 | 8000 | Diesel | COMPARTMENT B | Double Walled | Fiberglass Reinforced Plastic | Pressure | Double Walled | Flexible
0-010348 | FRYS FUEL CENTER #622 | 1935 N STAPLEY DR | MESA | AZ | 85203 | Maricopa | 1 | Open | 2008-01-31 | 20000 | Gasoline | COMPARTMENT A | Double Walled | Fiberglass Reinforced Plastic | Pressure | Double Walled | Flexible
0-005776 | PING INC | 2201 W DESERT COVE AVE | PHOENIX | AZ | 85029 | Maricopa | 5 | Open | 1988-12-01 | 6000 | Gasoline | COMPARTMENT A | Double Walled | Fiberglass Reinforced Plastic | Pressure | Double Walled | Fiberglass Reinforced Plastic
0-005776 | PING INC | 2201 W DESERT COVE AVE | PHOENIX | AZ | 85029 | Maricopa | 3 | Perm Closure | 1977-01-01 | 1000 | Gasoline | COMPARTMENT A |  | Asphalt coated or Bare Steel |  |  |  | Removal | 1988-12-01
0-004382 | SCHUFF STEEL - PHOENIX | 420 S 19TH AVE | PHOENIX | AZ | 85009 | Maricopa | 1 | Perm Closure | 1955-12-16 | 6000 | Gasoline | COMPARTMENT A | Double Walled | Asphalt coated or Bare Steel |  |  |  | Removal | 1988-12-02
0-004235 | SAAB VALLEY IMPORTS | 1433 E CAMELBACK RD | PHOENIX | AZ | 85014 | Maricopa | 1 | Perm Closure | 1979-05-02 | 1500 | Used Oil/Waste Oil | COMPARTMENT A | Unknown | Unknown |  |  |  | Removal | 1987-01-10
0-005720 | UPS GROUND FREIGHT | 2750 W ENCANTO BLVD | PHOENIX | AZ | 85009 | Maricopa | 5 | Perm Closure | 1990-08-01 | 15000 | Diesel | COMPARTMENT A |  | Fiberglass Reinforced Plastic | Suction - Check Valve at the Tank Top |  | Fiberglass Reinforced Plastic | Removal | 2008-12-09
0-006728 | SHELL | 999 N GRAND CANYON BLVD | WILLIAMS | AZ | 86046 | Coconino | 1 | Open | 1984-01-01 | 10000 | Gasoline (UL) | COMPARTMENT A | Double Walled | Composite (Steel/Fiberglass) | Pressure | Double Walled | Fiberglass Reinforced Plastic
0-006530 | GILBERT PUMP & EQUIPMENT CO | 1475 E ELWOOD ST | PHOENIX | AZ | 85040 | Maricopa | 1 | Perm Closure | 1988-01-01 | 10000 | Gasoline | COMPARTMENT A |  | Fiberglass Reinforced Plastic | Pressure | Single Walled | Bare or Galvanized Steel | Removal | 2008-08-08
0-006586 | CIRCLE K #2708592 | 2196 E APACHE BLVD | TEMPE | AZ | 85281 | Maricopa | 2 | Open | 1987-01-01 | 10000 | Gasoline | COMPARTMENT A | Single Walled | Fiberglass Reinforced Plastic | Pressure | Single Walled | Fiberglass Reinforced Plastic
0-004797 | CAMP VERDE GYPSUM |  | CAMP VERDE |  |  | Yavapai | 1 | Perm Closure | 2005-06-17 | 10000 | Diesel | COMPARTMENT A | Unknown | Asphalt coated or Bare Steel |  |  |  | Removal | 1988-11-01
0-004596 | SOUTHERN PACIFIC TRANSPORTATION - BENSON |  | BENSON |  |  | Cochise | 3 | Perm Closure | 2005-06-17 | 500 | Gasoline | COMPARTMENT A | Single Walled | Asphalt coated or Bare Steel |  |  |  | Removal | 1990-02-09
0-000920 | CIRCLE K STORE #2706663 | 6349 S MCCLINTOCK DR | TEMPE | AZ | 85283 | Maricopa | 1 | Perm Closure | 1980-01-01 | 12000 | Gasoline | COMPARTMENT A |  | Asphalt coated or Bare Steel | Pressure | Double Walled | Fiberglass Reinforced Plastic | Removal | 1996-12-11
0-000920 | CIRCLE K STORE #2706663 | 6349 S MCCLINTOCK DR | TEMPE | AZ | 85283 | Maricopa | 7 | Open | 1997-01-03 | 15000 | Gasoline | COMPARTMENT A | Double Walled | Fiberglass Reinforced Plastic | Pressure | Double Walled | Fiberglass Reinforced Plastic
0-005475 | CIRCLE K #2940 | 330 N HUACHUCA BLVD | HUACHUCA CITY | AZ | 85616 | Cochise | 3 | Perm Closure | 1981-01-01 | 10000 | Gasoline | COMPARTMENT A |  | Asphalt coated or Bare Steel | Pressure |  | Fiberglass Reinforced Plastic | Removal | 2005-03-16
0-005475 | CIRCLE K #2940 | 330 N HUACHUCA BLVD | HUACHUCA CITY | AZ | 85616 | Cochise | 2 | Perm Closure | 1981-01-01 | 10000 | Gasoline | COMPARTMENT A |  | Asphalt coated or Bare Steel | Pressure |  | Fiberglass Reinforced Plastic | Removal | 2005-03-16
0-003380 | CHANDLER WEST CO | 7031 W GALVESTON ST | CHANDLER | AZ | 85226 | Maricopa | 1 | Perm Closure | 1985-01-03 | 2000 | Diesel | COMPARTMENT A | Double Walled | Fiberglass Reinforced Plastic |  |  |  | Removal | 1995-04-14
0-010159 | SUPERPUMPER #21 | 26725 S HIGHWAY 89 | CONGRESS | AZ | 85332 | Yavapai | 2 | Open | 2006-08-05 | 10000 | Diesel | COMPARTMENT B | Double Walled | Fiberglass Reinforced Plastic | Pressure | Double Walled | Fiberglass Reinforced Plastic
0-010150 | MJ I-10 SHELL | 7710 S WILMOT RD | TUCSON | AZ | 85756 | Pima | 1 | Open | 2006-05-22 | 15000 | Gasoline | COMPARTMENT A | Double Walled | Composite (Steel/Fiberglass) | Pressure | Double Walled | Flexible
0-010202 | SPEEDWAY STORE #2938 | 7335 S HOUGHTON RD | TUCSON | AZ | 85747 | Pima | 3 | Open | 2007-12-12 | 8000 | Diesel | COMPARTMENT B | Double Walled | Composite (Steel/Fiberglass) | Pressure | Double Walled | Fiberglass Reinforced Plastic
0-009023 | COPPERVIEW APARTMENTS | 2559 N TUCSON BLVD | TUCSON | AZ | 85716 | Pima | 3 | Perm Closure | 1961-06-01 | 4000 | Gasoline | COMPARTMENT A | Double Walled | Asphalt coated or Bare Steel | Suction - Check Valve at the Tank Top |  | Bare or Galvanized Steel | Removal | 1983-01-01
0-000790 | BUILDING PRODUCTS SUPPLY CO | 4850 W BUCKEYE RD | PHOENIX | AZ | 85043 | Maricopa | 2 | Perm Closure | 1972-01-01 | 5000 | Gasoline | COMPARTMENT A |  | Asphalt coated or Bare Steel |  |  |  | Removal | 1989-12-22
0-005991 | ARCO #5429 | 2816 E MCKELLIPS RD | MESA | AZ | 85213 | Maricopa | 5 | Open | 2019-05-08 | 7000 | Diesel | COMPARTMENT B | Double Walled | Fiberglass Reinforced Plastic | Pressure | Double Walled | Fiberglass Reinforced Plastic
0-010226 | FAST LANE SHELL | 1999 E AJO WAY | TUCSON | AZ | 85713 | Pima | 2 | Open | 2007-11-12 | 5000 | Gasoline | COMPARTMENT C | Double Walled | Composite (Steel/Fiberglass) | Pressure | Double Walled | Flexible
0-000276 | ADOT - WIKIEUP MAINTENANCE | 17937 S HIGHWAY 93 | WIKIEUP | AZ | 85360 | Mohave | 2 | Perm Closure | 1983-01-01 | 12000 | Diesel | COMPARTMENT A | Double Walled | Fiberglass Reinforced Plastic |  |  |  | Removal | 1988-10-18
0-010244 | NAVAJO APN 103-15-320 | 900 CENTRAL ST | WINSLOW | AZ | 86047 | Navajo | 1 | Perm Closure | 2008-09-30 | 600 | Gasoline | COMPARTMENT A |  | Asphalt coated or Bare Steel |  |  |  | Closed in Place | 2008-06-04
0-010057 | COBBLESTONE AUTO SPA | 1855 S SIGNAL BUTTE RD | MESA | AZ | 85209 | Maricopa | 1 | Open | 2008-04-11 | 15000 | Gasoline | COMPARTMENT A | Double Walled | Fiberglass Reinforced Plastic | Pressure | Double Walled | Fiberglass Reinforced Plastic
0-010291 | QUIKTRIP #487 | 9120 W INDIAN SCHOOL RD | PHOENIX | AZ | 85037 | Maricopa | 4 | Open | 2014-09-11 | 10000 | Diesel | COMPARTMENT B | Double Walled | Fiberglass Reinforced Plastic | Pressure | Double Walled | Fiberglass Reinforced Plastic
0-010468 | MARICOPA COUNTY - SOUTH COURT TOWER | 175 W MADISON ST | PHOENIX | AZ | 85003 | Maricopa | 1 | Open | 2010-09-30 | 8000 | Diesel | COMPARTMENT A | Double Walled | Fiberglass Reinforced Plastic | Pressure |  | Flexible
0-010362 | QUIKTRIP #1460 | 1250 S PANTANO RD | TUCSON | AZ | 85710 | Pima | 3 | Open | 2010-04-15 | 12000 | Gasoline | COMPARTMENT A | Double Walled | Fiberglass Reinforced Plastic | Pressure | Double Walled | Fiberglass Reinforced Plastic
0-010344 | MAVERIK COUNTRY STORE #350 | 1060 S STATE ROUTE 89 | CHINO VALLEY | AZ | 86323 | Yavapai | 1 | Open | 2009-09-01 | 12000 | Gasoline | COMPARTMENT A | Double Walled | Fiberglass Reinforced Plastic | Pressure | Double Walled | Flexible
0-010089 | CIRCLE K STORE #2703410 | 2275 S BUFFALO SOLDIER TRL | SIERRA VISTA | AZ | 85635 | Cochise | 3 | Open | 2005-10-24 | 7500 | Gasoline | COMPARTMENT A | Double Walled | Composite (Steel/Fiberglass) | Pressure | Double Walled | Flexible
0-010089 | CIRCLE K STORE #2703410 | 2275 S BUFFALO SOLDIER TRL | SIERRA VISTA | AZ | 85635 | Cochise | 2 | Open | 2005-10-24 | 6000 | E-85 | COMPARTMENT A | Double Walled | Composite (Steel/Fiberglass) | Pressure | Double Walled | Flexible
0-010392 | BURN OUT CAFE |  | CONCHO |  |  | Apache | 2 | Perm Closure | 2011-02-18 | 1000 | Gasoline | COMPARTMENT A |  | Asphalt coated or Bare Steel |  |  |  | Removal | 2010-12-02
0-010432 | PINAL APN #306-13-203 | 713 N HIGHWAY 77 | MAMMOTH | AZ | 85618 | Pinal | 3 | Perm Closure | 2012-03-12 | 1000 | Gasoline | COMPARTMENT A |  | Asphalt coated or Bare Steel |  |  |  | Removal | 2012-01-18
0-002014 | EXXON #7-4095 | 2401 E BELL RD | PHOENIX | AZ | 85032 | Maricopa | 2 | Perm Closure | 1985-01-01 | 8000 | Gasoline | COMPARTMENT A | Double Walled | Fiberglass Reinforced Plastic | Pressure |  | Fiberglass Reinforced Plastic | Removal | 2012-10-25
0-007784 | PHOENIX BAPTIST HOSPITAL | 2000 W BETHANY HOME RD | PHOENIX | AZ | 85015 | Maricopa | 3 | Open | 1998-12-11 | 3000 | Diesel | COMPARTMENT A | Double Walled | Fiberglass Reinforced Plastic | Suction - Check Valve at the Tank Top |  | Fiberglass Reinforced Plastic
0-001110 | CHEVRON #9-8179 | 1301 N LITCHFIELD RD | GOODYEAR | AZ | 85395 | Maricopa | 2 | Perm Closure | 1983-01-01 | 10000 | Gasoline | COMPARTMENT A | Double Walled | Fiberglass Reinforced Plastic | Pressure |  | Fiberglass Reinforced Plastic | Removal | 1996-04-10
0-001005 | MONTEREY WATER PRODUCTION | 3840 W MONTEREY ST | CHANDLER | AZ | 85226 | Maricopa | 1 | Perm Closure | 1986-04-01 | 2000 | Diesel | COMPARTMENT A | Double Walled | Fiberglass Reinforced Plastic | Suction - Check Valve at the Dispenser | Single Walled | Bare or Galvanized Steel | Removal | 2019-05-07
0-004398 | HONORHEALTH SCOTTSDALE OSBORN MEDICAL CENTER | 7400 E OSBORN RD | SCOTTSDALE | AZ | 85251 | Maricopa | 1 | Perm Closure | 1974-01-01 | 10900 | Diesel | COMPARTMENT A |  | Asphalt coated or Bare Steel |  |  |  | Removal | 1992-01-07
0-008813 | CIRCLE K STORE #2741603 | 5205 E MCKELLIPS RD | MESA | AZ | 85215 | Maricopa | 2 | Open | 1995-11-30 | 15000 | Gasoline (UL) | COMPARTMENT A | Double Walled | Fiberglass Reinforced Plastic | Pressure | Double Walled | Fiberglass Reinforced Plastic
0-004709 | CLIFF VALLEY GOLF COURSE | 5910 N ORACLE RD | TUCSON | AZ | 85704 | Pima | 1 | Perm Closure | 2005-06-17 | 1000 | Gasoline | COMPARTMENT A | Unknown | Asphalt coated or Bare Steel | Suction - Check Valve at the Tank Top |  | Bare or Galvanized Steel | Removal | 1994-12-01
0-009737 | CIRCLE K #2706362 | 4950 E CHANDLER BLVD | PHOENIX | AZ | 85048 | Maricopa | 4 | Open | 2000-12-01 | 12000 | Gasoline | COMPARTMENT A | Double Walled | Fiberglass Reinforced Plastic | Pressure | Double Walled | Flexible
0-006300 | QUIKTRIP #1454 | 2802 N 1ST AVE | TUCSON | AZ | 85719 | Pima | 3 | Open | 2011-11-18 | 20000 | Gasoline | COMPARTMENT A | Double Walled | Fiberglass Reinforced Plastic | Pressure | Double Walled | Fiberglass Reinforced Plastic
0-006300 | QUIKTRIP #1454 | 2802 N 1ST AVE | TUCSON | AZ | 85719 | Pima | 5 | Open | 2011-11-18 | 12000 | Diesel | COMPARTMENT A | Double Walled | Fiberglass Reinforced Plastic | Pressure | Double Walled | Fiberglass Reinforced Plastic
0-006011 | CIRCLE K #2708558 | 8303 W MCDOWELL RD | TOLLESON | AZ | 85353 | Maricopa | 2 | Open | 1988-01-01 | 10000 | Gasoline (PUL) | COMPARTMENT A | Single Walled | Fiberglass Reinforced Plastic | Pressure | Single Walled | Fiberglass Reinforced Plastic
0-006011 | CIRCLE K #2708558 | 8303 W MCDOWELL RD | TOLLESON | AZ | 85353 | Maricopa | 1 | Open | 1988-01-01 | 10000 | Gasoline (UL) | COMPARTMENT A | Single Walled | Fiberglass Reinforced Plastic | Pressure | Single Walled | Fiberglass Reinforced Plastic
0-002527 | CIRCLE K #2708689 | 2708 W BUCKEYE RD | PHOENIX | AZ | 85009 | Maricopa | 3 | Open | 1988-05-07 | 10000 | Gasoline | COMPARTMENT A | Double Walled | Fiberglass Reinforced Plastic | Pressure |  | Fiberglass Reinforced Plastic
0-000553 | FLAGSTAFF RADIO |  | FLAGSTAFF |  |  | Coconino | 1 | Perm Closure | 1969-01-01 | 10000 | Diesel | COMPARTMENT A |  | Asphalt coated or Bare Steel | Suction - Check Valve at the Tank Top |  |  | Removal | 1992-08-18
0-000093 | FEDERAL EXPRESS CORP | 2850 E VALENCIA RD | TUCSON | AZ | 85706 | Pima | 1 | Perm Closure | 1985-08-01 | 10000 | Gasoline | COMPARTMENT A | Double Walled | Fiberglass Reinforced Plastic | Pressure | Single Walled | Bare or Galvanized Steel | Removal | 1995-05-04
0-004158 | JB FARMERS CONVENIENCE STORE | 49301 W PAPAGO RD | MARICOPA | AZ | 85139 | Pinal | 1 | Perm Closure | 1985-01-01 | 10000 | Gasoline | COMPARTMENT A | Single Walled | Asphalt coated or Bare Steel | Pressure |  |  | Removal | 2019-01-10
0-000335 | PEP BOYS #748 | 7440 W PEORIA AVE | PEORIA | AZ | 85345 | Maricopa | 1 | Perm Closure | 1988-01-01 | 500 | Used Oil/Waste Oil | COMPARTMENT A | Double Walled | Fiberglass Reinforced Plastic |  |  |  | Removal | 1998-11-23
0-003354 | SAFFORD MAIN CO #125262 | 725 W 7TH ST | SAFFORD | AZ | 85546 | Graham | 1 | Perm Closure | 1970-01-06 | 1000 | Diesel | COMPARTMENT A | Double Walled | Asphalt coated or Bare Steel |  |  |  | Removal | 1989-07-01
0-005254 | SANTA FE EXXON | 3200 E ROUTE 66 | FLAGSTAFF | AZ | 86004 | Coconino | 3 | Perm Closure | 1977-04-30 | 10000 | Gasoline | COMPARTMENT A | Unknown | Asphalt coated or Bare Steel | Pressure |  | Fiberglass Reinforced Plastic | Removal | 1994-06-03
0-004217 | R-DELS | 1960 E ASH ST | GLOBE | AZ | 85501 | Gila | 4 | Perm Closure | 1988-01-01 | 10000 | Diesel | COMPARTMENT A | Double Walled | Fiberglass Reinforced Plastic | Pressure |  | Fiberglass Reinforced Plastic | Removal | 1992-11-17
0-009411 | MAJI BROTHERS | 8201 S RITA RD | TUCSON | AZ | 85747 | Pima | 2 | Open | 1999-01-07 | 4000 | Diesel | COMPARTMENT B | Double Walled | Composite (Steel/Fiberglass) | Pressure | Double Walled
0-006612 | Q LUBE #1140 | 1414 W BELL RD | PHOENIX | AZ | 85023 | Maricopa | 1 | Perm Closure | 1988-05-09 | 6000 | Used Oil/Waste Oil | COMPARTMENT A | Unknown | Asphalt coated or Bare Steel | Suction - Check Valve at the Tank Top |  |  | Removal | 1995-12-28
0-009949 | QUIK MART #11 | 13142 E COLOSSAL CAVE RD | VAIL | AZ | 85641 | Pima | 1 | Open | 2003-05-23 | 6000 | Gasoline | COMPARTMENT A | Double Walled | Asphalt coated or Bare Steel
0-010071 | CHEVRON - SELF SERVE #22 | 6440 E 32ND ST | YUMA | AZ | 85365 | Yuma | 1 | Open | 2005-07-01 | 8000 | Diesel | COMPARTMENT A | Double Walled | Fiberglass Reinforced Plastic | Pressure | Double Walled | Fiberglass Reinforced Plastic
0-006742 | AZTEC DEPOT |  | AZTEC |  |  | Yuma | 2 | Perm Closure | 1980-01-01 | 175 | Gasoline | COMPARTMENT A | Double Walled | Asphalt coated or Bare Steel |  |  |  | Removal | 1990-02-23
0-006742 | AZTEC DEPOT |  | AZTEC |  |  | Yuma | 1 | Perm Closure | 1980-01-01 | 500 | Gasoline | COMPARTMENT A | Double Walled | Asphalt coated or Bare Steel |  |  |  | Removal | 1990-02-23
0-000646 | BARNEY FARMS | 22448 E QUEEN CREEK RD | QUEEN CREEK | AZ | 85142 | Maricopa | 3 | Perm Closure | 1976-01-01 | 1000 | Gasoline | COMPARTMENT A |  | Asphalt coated or Bare Steel |  |  |  | Removal | 1988-12-28
0-009104 | 4 SONS FOOD STORES #506 | 15059 W R H JOHNSON BLVD | SUN CITY WEST | AZ | 85375 | Maricopa | 3 | Open | 1997-04-22 | 8000 | Gasoline | COMPARTMENT A | Double Walled | Fiberglass Reinforced Plastic | Pressure | Double Walled | Fiberglass Reinforced Plastic
0-008295 | CARTER-CARDLOCK INC | 2201 E HUNTINGTON DR | FLAGSTAFF | AZ | 86004 | Coconino | 2 | Open | 1993-12-01 | 12000 | E-10 | COMPARTMENT A | Double Walled | Fiberglass Reinforced Plastic | Pressure | Double Walled | Fiberglass Reinforced Plastic
0-006719 | CIRCLE K STORE #2709529 | 5601 E BELL RD | SCOTTSDALE | AZ | 85254 | Maricopa | 4 | Perm Closure | 1990-07-24 | 500 | Used Oil/Waste Oil | COMPARTMENT A | Double Walled | Composite (Steel/Fiberglass) | Pressure |  | Fiberglass Reinforced Plastic | Removal | 2019-02-20
0-000691 | BESSETT PLUMBING INC | 1075 N BESSETT AVE | GREEN VALLEY | AZ | 85614 | Pima | 2 | Perm Closure | 1979-01-01 | 1500 | Gasoline | COMPARTMENT A | Single Walled | Asphalt coated or Bare Steel |  |  |  | Removal | 1983-01-01
0-006423 | TOTAL RENTAL CENTER | 2480 E HUNTINGTON DR | FLAGSTAFF | AZ | 86004 | Coconino | 2 | Perm Closure | 1988-09-30 | 1000 | Diesel | COMPARTMENT A | Double Walled | Composite (Steel/Fiberglass) |  |  |  | Removal | 1996-07-17
0-007779 | PARADISE VALLEY UNIFIED SCHOOL DISTRICT #69 - TRANSPORTATION | 20621 N 32ND ST | PHOENIX | AZ | 85050 | Maricopa | 1 | Open | 1993-08-10 | 20000 | Diesel | COMPARTMENT A | Double Walled | Fiberglass Reinforced Plastic | Gravity Feed | Double Walled | Fiberglass Reinforced Plastic
0-010088 | ESA PROPERTIES | 421 S 3RD ST | PHOENIX | AZ | 85004 | Maricopa | 2 | Perm Closure | 1920-01-01 | 500 | Gasoline | COMPARTMENT A |  | Asphalt coated or Bare Steel |  |  |  | Removal | 2005-11-18
0-003861 | CITY OF PHOENIX - MUNICIPAL PARKING LOT | 301 W WASHINGTON ST | PHOENIX | AZ | 85003 | Maricopa | 3 | Perm Closure | 1975-01-01 | 10000 | Gasoline | COMPARTMENT A | Single Walled | Asphalt coated or Bare Steel |  |  |  | Removal | 1992-02-21
0-006525 | ARCO AM/PM | 8271 W THUNDERBIRD RD | PEORIA | AZ | 85381 | Maricopa | 1 | Open | 1989-07-24 | 10000 | Gasoline | COMPARTMENT A | Single Walled | Fiberglass Reinforced Plastic | Pressure | Single Walled | Fiberglass Reinforced Plastic
0-005678 | WILSON HIGH SCHOOL | 3005 E FILLMORE ST | PHOENIX | AZ | 85008 | Maricopa | 1 | Perm Closure | 1985-02-26 | 2000 | Gasoline | COMPARTMENT A | Double Walled | Fiberglass Reinforced Plastic |  |  |  | Removal | 1990-12-14
0-005296 | UNOCAL #5294 | 10703 W PEORIA AVE | SUN CITY | AZ | 85351 | Maricopa | 2 | Perm Closure | 1966-04-15 | 10000 | Gasoline | COMPARTMENT A | Double Walled | Asphalt coated or Bare Steel | Pressure |  | Fiberglass Reinforced Plastic | Removal | 1995-05-24
0-005098 | EXXON - PLAZA EXXON TIGERMART | 1131 E FLORENCE BLVD | CASA GRANDE | AZ | 85122 | Pinal | 2 | Perm Closure | 1969-01-01 | 10000 | Gasoline | COMPARTMENT A | Single Walled | Asphalt coated or Bare Steel |  |  |  | Removal | 1990-09-11
0-005098 | EXXON - PLAZA EXXON TIGERMART | 1131 E FLORENCE BLVD | CASA GRANDE | AZ | 85122 | Pinal | 8 | Perm Closure | 1990-09-01 | 10000 | Gasoline | COMPARTMENT A | Unknown | Fiberglass Reinforced Plastic | Pressure |  | Fiberglass Reinforced Plastic | Removal | 2000-09-07
0-000073 | ADVANCE TERRAZZO CO - FORMER | 1921 E BUCHANAN ST | PHOENIX | AZ | 85034 | Maricopa | 1 | Perm Closure | 1980-01-01 | 1500 | Gasoline | COMPARTMENT A |  | Asphalt coated or Bare Steel |  |  |  | Removal | 1989-11-01
0-000073 | ADVANCE TERRAZZO CO - FORMER | 1921 E BUCHANAN ST | PHOENIX | AZ | 85034 | Maricopa | 2 | Perm Closure | 1980-01-01 | 500 | Gasoline | COMPARTMENT A |  | Asphalt coated or Bare Steel |  |  |  | Removal | 1989-11-01
0-002850 | TEXACO CERTIFIED TIRE | 1927 OLD HIGHWAY 66 | WINSLOW | AZ | 86047 | Navajo | 2 | Perm Closure | 1967-04-19 | 10000 | Gasoline | COMPARTMENT A | Double Walled | Asphalt coated or Bare Steel | Pressure |  |  | Removal | 1994-09-28
0-007190 | TEXACO X-PRESS LUBE | 6448 W INDIAN SCHOOL RD | PHOENIX | AZ | 85033 | Maricopa | 1 | Perm Closure | 1986-01-01 | 3000 | New Oil | COMPARTMENT A |  | Asphalt coated or Bare Steel | Pressure |  |  | Closed in Place | 1997-04-28
0-008449 | THE LUBE SHOP | 5026 E MAIN ST | MESA | AZ | 85205 | Maricopa | 3 | Perm Closure | 1986-01-01 | 3000 | Used Oil/Waste Oil | COMPARTMENT A | Double Walled | Asphalt coated or Bare Steel | Gravity Feed |  |  | Removal | 1995-09-12
0-004728 | STAN-AN DEVELOPMENT | 4615 W VAN BUREN ST | PHOENIX | AZ | 85043 | Maricopa | 1 | Perm Closure | 1978-05-07 | 10000 | Diesel | COMPARTMENT A | Unknown | Asphalt coated or Bare Steel |  |  |  | Removal | 1986-12-01
0-007147 | STARR PASS GOLF CLUB MAINTENANCE YARD | 3555 W STARR PASS BLVD | TUCSON | AZ | 85745 | Pima | 2 | Open | 1987-01-01 | 2000 | Gasoline | COMPARTMENT A |  | Fiberglass Reinforced Plastic | Suction - Check Valve at the Dispenser |  | Fiberglass Reinforced Plastic
0-007233 | STRAWBERRY AUTO SERVICE | 5080 N HIGHWAY 87 | STRAWBERRY | AZ | 85544 | Gila | 2 | Perm Closure | 1977-01-01 | 8000 | Gasoline | COMPARTMENT A | Unknown | Unknown | Pressure |  |  | Removal | 1992-05-01
0-004776 | CLIFF FINDLAY AUTO CENTER | 3730 N STOCKTON HILL RD | KINGMAN | AZ | 86409 | Mohave | 4 | Perm Closure | 1979-01-01 | 5000 | Unidentified | COMPARTMENT A |  | Asphalt coated or Bare Steel | Suction - Check Valve at the Tank Top |  |  | Removal | 1990-11-27
0-007174 | SHEPHERD EXPRESS #108 | 620 S MONTEZUMA ST | PRESCOTT | AZ | 86303 | Yavapai | 5 | Open | 1994-12-07 | 6000 | Gasoline | COMPARTMENT B | Single Walled | Composite (Steel/Fiberglass) | Pressure | Single Walled | Fiberglass Reinforced Plastic
0-007174 | SHEPHERD EXPRESS #108 | 620 S MONTEZUMA ST | PRESCOTT | AZ | 86303 | Yavapai | 8 | Open | 1994-12-07 | 3000 | Kerosene | COMPARTMENT A | Double Walled | Composite (Steel/Fiberglass) | Pressure | Single Walled | Fiberglass Reinforced Plastic
0-004514 | SIERRA VISTA - MUNICIPAL AIRPORT | 2100 AIRPORT AVE | SIERRA VISTA | AZ | 85635 | Cochise | 2 | Perm Closure | 1969-05-28 | 2500 | Gasoline | COMPARTMENT A | Unknown | Unknown |  |  |  | Removal | 1990-03-08
0-007470 | MORIN HANGAR | 8726 E AUTOPLANE DR | CAREFREE | AZ | 85377 | Maricopa | 3 | Open | 2018-06-08 | 12000 | Jet A (Kerosene-type Jet Fuel) | COMPARTMENT A | Double Walled | Fiberglass Reinforced Plastic | Suction - Check Valve at the Dispenser | Double Walled | Fiberglass Reinforced Plastic
0-001856 | WHITEFIELD TANK LINE |  | MIAMI |  |  | Gila | 2 | Perm Closure | 1974-01-01 | 3000 | Diesel | COMPARTMENT A |  | Asphalt coated or Bare Steel |  |  |  | Removal | 1989-12-20
0-006384 | PARADISE CAR SPA | 12621 N PARADISE VILLAGE PKWY W | PHOENIX | AZ | 85032 | Maricopa | 5 | Perm Closure | 1983-01-01 | 12000 | Gasoline | COMPARTMENT A | Single Walled | Asphalt coated or Bare Steel | Pressure |  | Bare or Galvanized Steel | Removal | 2018-04-19
0-007031 | HAMILTON PROPERTY - FORMER |  | CHANDLER |  |  | Maricopa | 3 | Perm Closure | 1962-01-01 | 1000 | Gasoline | COMPARTMENT A | Unknown | Unknown |  |  |  | Removal | 1989-01-19
0-004673 | 7-ELEVEN #25466 | 8750 S MCCLINTOCK DR | TEMPE | AZ | 85284 | Maricopa | 1 | Perm Closure | 1985-01-01 | 10000 | Gasoline | COMPARTMENT A | Single Walled | Fiberglass Reinforced Plastic | Pressure |  | Fiberglass Reinforced Plastic | Removal | 2013-10-01
0-004673 | 7-ELEVEN #25466 | 8750 S MCCLINTOCK DR | TEMPE | AZ | 85284 | Maricopa | 3 | Perm Closure | 1985-01-01 | 10000 | Gasoline | COMPARTMENT A | Single Walled | Fiberglass Reinforced Plastic | Pressure |  | Fiberglass Reinforced Plastic | Removal | 2013-10-01
0-004647 | 7-ELEVEN #20642 | 3449 W NORTHERN AVE | PHOENIX | AZ | 85051 | Maricopa | 1 | Perm Closure | 1978-02-04 | 9940 | Gasoline | COMPARTMENT A | Unknown | Asphalt coated or Bare Steel |  |  |  | Removal | 1992-12-19
0-000884 | TEXACO #60-349-0306 | 1210 E SOUTHERN AVE | MESA | AZ | 85204 | Maricopa | 2 | Perm Closure | 1975-01-01 | 12000 | Gasoline | COMPARTMENT A |  | Asphalt coated or Bare Steel |  |  |  | Removal | 1990-08-20
0-000884 | TEXACO #60-349-0306 | 1210 E SOUTHERN AVE | MESA | AZ | 85204 | Maricopa | 8 | Perm Closure | 1990-09-10 | 10000 | Diesel | COMPARTMENT A | Double Walled | Fiberglass Reinforced Plastic | Pressure | Double Walled | Fiberglass Reinforced Plastic | Removal | 2005-03-24
0-004165 | ROADRUNNER TRUCK STOP | 1902 N BLACK CANYON HWY | PHOENIX | AZ | 85009 | Maricopa | 12 | Perm Closure | 1979-01-01 | 10000 | Diesel | COMPARTMENT A |  | Asphalt coated or Bare Steel |  |  |  | Removal | 1992-03-17
0-004165 | ROADRUNNER TRUCK STOP | 1902 N BLACK CANYON HWY | PHOENIX | AZ | 85009 | Maricopa | 3 | Perm Closure | 1960-01-01 | 10000 | Diesel | COMPARTMENT A |  | Asphalt coated or Bare Steel |  |  |  | Removal | 1992-03-17
0-004165 | ROADRUNNER TRUCK STOP | 1902 N BLACK CANYON HWY | PHOENIX | AZ | 85009 | Maricopa | 15 | Perm Closure | 2009-12-11 | 10000 | Diesel | COMPARTMENT A |  | Asphalt coated or Bare Steel |  |  |  | Removal | 1992-03-17
0-005788 | MOBIL 18-NRL | 2830 N 3RD ST | PHOENIX | AZ | 85004 | Maricopa | 1 | Perm Closure | 1987-09-24 | 10000 | Gasoline | COMPARTMENT A | Single Walled | Fiberglass Reinforced Plastic | Pressure |  | Fiberglass Reinforced Plastic | Removal | 2004-08-03
0-005788 | MOBIL 18-NRL | 2830 N 3RD ST | PHOENIX | AZ | 85004 | Maricopa | 3 | Perm Closure | 1987-09-24 | 12000 | Gasoline | COMPARTMENT A | Single Walled | Fiberglass Reinforced Plastic | Pressure |  | Fiberglass Reinforced Plastic | Removal | 2004-08-03
0-005788 | MOBIL 18-NRL | 2830 N 3RD ST | PHOENIX | AZ | 85004 | Maricopa | 4 | Perm Closure | 1972-01-01 | 10000 | Gasoline | COMPARTMENT A |  | Asphalt coated or Bare Steel | Pressure |  |  | Removal | 1987-12-02
0-000420 | APS - PARADISE VALLEY FACILITY | 4612 E BELL RD | PHOENIX | AZ | 85032 | Maricopa | 3 | Perm Closure | 1978-01-01 | 400 | Used Oil/Waste Oil | COMPARTMENT A |  | Asphalt coated or Bare Steel | Pressure | Single Walled | Bare or Galvanized Steel | Removal | 1992-09-01
0-001587 | COCHISE COUNTY - ROAD MAINTENCE YARD | 110 NACO RD | BISBEE | AZ | 85603 | Cochise | 2 | Perm Closure | 1946-01-01 | 500 | Diesel | COMPARTMENT A |  | Asphalt coated or Bare Steel | Suction - Check Valve at the Tank Top |  |  | Removal | 1998-07-14
0-001587 | COCHISE COUNTY - ROAD MAINTENCE YARD | 110 NACO RD | BISBEE | AZ | 85603 | Cochise | 3 | Perm Closure | 1946-01-01 | 1000 | Diesel | COMPARTMENT A |  | Asphalt coated or Bare Steel | Suction - Check Valve at the Tank Top |  |  | Removal | 1998-07-14
0-004789 | SUNSTATE EQUIPMENT | 1945 S LEE CIR | MESA | AZ | 85204 | Maricopa | 5 | Perm Closure | 1986-04-10 | 1000 | Used Oil/Waste Oil | COMPARTMENT A | Double Walled | Fiberglass Reinforced Plastic | Gravity Feed |  |  | Removal | 1997-06-05
0-000509 | ARCO #5283 | 3342 N 7TH AVE | PHOENIX | AZ | 85013 | Maricopa | 4 | Perm Closure | 1998-12-01 | 10000 | Gasoline | COMPARTMENT A |  | Fiberglass Reinforced Plastic |  |  |  | Removal | 2008-10-15
0-001072 | CHEVRON #9-6180 | 1808 E BROADWAY RD | TEMPE | AZ | 85282 | Maricopa | 9 | Open | 2000-09-06 | 15000 | Gasoline | COMPARTMENT A | Double Walled | Fiberglass Reinforced Plastic | Pressure | Double Walled | Fiberglass Reinforced Plastic
0-001232 | CIRCLE K #431 | 7835 E GOLF LINKS RD | TUCSON | AZ | 85730 | Pima | 1 | Perm Closure | 1977-01-01 | 10000 | Gasoline | COMPARTMENT A |  | Asphalt coated or Bare Steel | Pressure |  | Fiberglass Reinforced Plastic | Removal | 1994-06-29
0-006557 | PIMA COUNTY FLEET SERVICES | 1291 S MISSION RD | TUCSON | AZ | 85713 | Pima | 14 | Perm Closure | 1992-02-15 | 5000 | New Oil | COMPARTMENT A | Double Walled | Composite (Steel/Fiberglass) | Pressure |  | Fiberglass Reinforced Plastic | Removal | 2016-08-02
0-006557 | PIMA COUNTY FLEET SERVICES | 1291 S MISSION RD | TUCSON | AZ | 85713 | Pima | 2 | Perm Closure | 2005-06-17 | 5000 | Antifreeze / Ethylene Glycol | COMPARTMENT A | Single Walled | Asphalt coated or Bare Steel | Gravity Feed |  | Fiberglass Reinforced Plastic | Removal | 1991-10-30
0-006557 | PIMA COUNTY FLEET SERVICES | 1291 S MISSION RD | TUCSON | AZ | 85713 | Pima | 11 | Perm Closure | 1989-05-08 | 15000 | Diesel | COMPARTMENT A | Double Walled | Composite (Steel/Fiberglass) | Pressure | Double Walled | Fiberglass Reinforced Plastic | Removal | 2017-01-12
0-005452 | CIRCLE K #2912 | 2405 N SILVERBELL RD | TUCSON | AZ | 85745 | Pima | 3 | Perm Closure | 1972-01-01 | 6000 | Gasoline | COMPARTMENT A |  | Asphalt coated or Bare Steel |  |  |  | Removal | 1995-11-10
0-003613 | TWIN BUTTES TECHNICAL CENTER | 18550 S LA CANADA RD | GREEN VALLEY | AZ | 85614 | Pima | 1 | Perm Closure | 1969-01-01 | 8000 | Gasoline | COMPARTMENT A |  | Asphalt coated or Bare Steel |  |  |  | Removal | 1992-01-08
0-001998 | CARMEL AUTOMOTIVE | 1901 W THUNDERBIRD RD | PHOENIX | AZ | 85023 | Maricopa | 4 | Perm Closure | 1970-01-01 | 1000 | Used Oil/Waste Oil | COMPARTMENT A |  | Asphalt coated or Bare Steel |  |  |  | Removal | 1989-07-12
0-004426 | SUPER FUELS | 866 NAVAJO BLVD | HOLBROOK | AZ | 86025 | Navajo | 5 | Perm Closure | 2005-06-17 | 1000 | Unidentified | COMPARTMENT A | Single Walled | Asphalt coated or Bare Steel |  |  |  | Closed in Place | 1998-07-07
0-004027 | SMA EQUIPMENT | 2323 W UNIVERSITY DR | TEMPE | AZ | 85281 | Maricopa | 5 | Perm Closure | 1980-01-01 | 2000 | Diesel | COMPARTMENT A | Unknown | Asphalt coated or Bare Steel | Suction - Check Valve at the Tank Top |  |  | Removal | 1991-04-01
0-006270 | SEARS #1338/6621 | 5950 E BROADWAY BLVD | TUCSON | AZ | 85711 | Pima | 3 | Perm Closure | 1964-01-01 | 1000 | Used Oil/Waste Oil | COMPARTMENT A | Unknown | Asphalt coated or Bare Steel | Suction - Check Valve at the Tank Top |  |  | Removal | 1993-12-06
0-003669 | PEP BOYS #655 | 1726 W CAMELBACK RD | PHOENIX | AZ | 85015 | Maricopa | 1 | Perm Closure | 1973-01-01 | 500 | Used Oil/Waste Oil | COMPARTMENT A | Single Walled | Asphalt coated or Bare Steel | Gravity Feed |  |  | Removal | 1995-02-02
0-002243 | USDOJ INS - BORDER PATROL HEADQUARTERS | 1970 W AJO WAY | TUCSON | AZ | 85713 | Pima | 1 | Perm Closure | 1965-01-01 | 1000 | Used Oil/Waste Oil | COMPARTMENT A | Single Walled | Asphalt coated or Bare Steel |  |  |  | Removal | 1994-12-09
0-001761 | BILL MEINHARDT RV REPAIR SHOP | 601 E 32ND ST | YUMA | AZ | 85365 | Yuma | 2 | Perm Closure | 2005-06-17 | 300 | Diesel | COMPARTMENT A |  | Asphalt coated or Bare Steel | Suction - Check Valve at the Tank Top | Single Walled | Bare or Galvanized Steel | Removal | 1992-02-13
0-001118 | CIRCLE K STORE #2709176 | 6735 W PEORIA AVE | PEORIA | AZ | 85345 | Maricopa | 3 | Open | 1987-07-02 | 10000 | Gasoline (UL) | COMPARTMENT A | Double Walled | Fiberglass Reinforced Plastic | Pressure |  | Fiberglass Reinforced Plastic
0-000542 | ARCO #5280 | 2188 E SOUTHERN AVE | TEMPE | AZ | 85282 | Maricopa | 5 | Perm Closure | 1987-01-01 | 12000 | Gasoline | COMPARTMENT A | Double Walled | Fiberglass Reinforced Plastic | Pressure |  | Fiberglass Reinforced Plastic | Removal | 2012-02-14
0-007324 | DOBSON PATTERSON FARMS | 18603 S COOPER RD | CHANDLER | AZ | 85249 | Maricopa | 1 | Perm Closure | 2005-06-17 | 10000 | Gasoline | COMPARTMENT A | Double Walled | Asphalt coated or Bare Steel | Suction - Check Valve at the Tank Top |  |  | Removal | 1991-06-07
0-008807 | TEXACO MAX MINI MART LTD | 1571 PALO VERDE BLVD S | LAKE HAVASU CITY | AZ | 86403 | Mohave | 4 | Open | 2020-02-25 | 5000 | Gasoline (PUL) | COMPARTMENT B | Double Walled | Fiberglass Reinforced Plastic
0-002278 | APOLLO HIGH SCHOOL | 8045 N 47TH AVE | GLENDALE | AZ | 85302 | Maricopa | 1 | Perm Closure | 1977-04-21 | 1000 | Gasoline | COMPARTMENT A | Single Walled | Asphalt coated or Bare Steel |  |  |  | Removal | 1989-07-06
0-009547 | CIRCLE K #1649 | 6175 S KOLB RD | TUCSON | AZ | 85756 | Pima | 3 | Open | 1999-02-11 | 6000 | Diesel | COMPARTMENT A | Double Walled | Composite (Steel/Fiberglass) | Pressure | Double Walled | Fiberglass Reinforced Plastic
0-006474 | D & T GOLF CARS | 5602 E MCKELLIPS RD | MESA | AZ | 85215 | Maricopa | 2 | Perm Closure | 1966-10-12 | 8000 | Unidentified | COMPARTMENT A | Double Walled | Asphalt coated or Bare Steel |  |  |  | Removal | 1988-11-10
0-002924 | DAVES AUTO REPAIR | 12230 N 111TH AVE | YOUNGTOWN | AZ | 85363 | Maricopa | 3 | Perm Closure | 1969-01-01 | 2500 | Gasoline | COMPARTMENT A |  | Asphalt coated or Bare Steel |  |  |  | Removal | 1986-08-22
0-004039 | CONTINENTAL BAKING CO | 2002 S COUNTRY CLUB DR | MESA | AZ | 85210 | Maricopa | 1 | Perm Closure | 1984-01-05 | 5000 | Diesel | COMPARTMENT A | Double Walled | Composite (Steel/Fiberglass) | Suction - Check Valve at the Tank Top | Double Walled | Fiberglass Reinforced Plastic | Removal | 1994-04-28
0-002405 | COPPER CREEK CONDOMINIUMS | 3501 S MCCLINTOCK DR | TEMPE | AZ | 85282 | Maricopa | 1 | Perm Closure | 1985-02-13 | 500 | Diesel | COMPARTMENT A | Single Walled | Asphalt coated or Bare Steel | Suction - Check Valve at the Tank Top |  | Bare or Galvanized Steel | Removal | 1992-04-23
0-009782 | COSTCO WHOLESALE #674 | 17550 N 79TH AVE | GLENDALE | AZ | 85308 | Maricopa | 3 | Open | 2001-06-01 | 30000 | Gasoline | COMPARTMENT A | Double Walled | Fiberglass Reinforced Plastic | Pressure | Double Walled | Flexible
0-005435 | CIRCLE K #2702889 | 1342 W THOMAS RD | PHOENIX | AZ | 85013 | Maricopa | 3 | Open | 1985-01-01 | 10000 | Gasoline | COMPARTMENT A | Single Walled | Fiberglass Reinforced Plastic | Pressure | Single Walled | Fiberglass Reinforced Plastic
0-000725 | CIRCLE K #2705288 | 8749 S RURAL RD | TEMPE | AZ | 85284 | Maricopa | 6 | Perm Closure | 2004-11-12 | 15000 | Gasoline | COMPARTMENT A | Double Walled | Fiberglass Reinforced Plastic | Pressure | Double Walled | Fiberglass Reinforced Plastic | Removal | 2013-06-24
0-003776 | PHILLIPS 66 COMPANY #021642 | 1001 N ALVERNON WAY | TUCSON | AZ | 85711 | Pima | 4 | Perm Closure | 1965-01-01 | 4000 | Gasoline | COMPARTMENT A | Single Walled | Asphalt coated or Bare Steel |  |  |  | Removal | 1989-10-01
0-004021 | OROWEAT FOODS CO | 1210 W PRINCE RD | TUCSON | AZ | 85705 | Pima | 1 | Perm Closure | 2005-06-17 | 8000 | Gasoline | COMPARTMENT A | Unknown | Unknown |  |  |  | Removal | 1989-08-14
0-002086 | PERFORMANCE INDUSTRIES | 2605 W 1ST ST | TEMPE | AZ | 85281 | Maricopa | 1 | Perm Closure | 1978-01-01 | 1200 | Hazardous Substance | COMPARTMENT A | Single Walled | Asphalt coated or Bare Steel | Suction - Check Valve at the Tank Top | Single Walled | Bare or Galvanized Steel | Removal | 1994-07-01
0-001670 | PETRO PRODUCTS | 1080 S STATE ROUTE 89 | CHINO VALLEY | AZ | 86323 | Yavapai | 1 | Perm Closure | 1985-01-01 | 12000 | Diesel | COMPARTMENT A |  | Asphalt coated or Bare Steel | Pressure |  | Fiberglass Reinforced Plastic | Removal | 2016-07-12
0-001670 | PETRO PRODUCTS | 1080 S STATE ROUTE 89 | CHINO VALLEY | AZ | 86323 | Yavapai | 5 | Perm Closure | 1985-01-01 | 8000 | Gasoline (PUL) | COMPARTMENT A |  | Asphalt coated or Bare Steel | Pressure |  | Fiberglass Reinforced Plastic | Removal | 2016-07-12
0-006886 | OLD CORP PENN SERVICE STATION | 124 W 4TH ST | SAFFORD | AZ | 85546 | Graham | 2 | Perm Closure | 1961-01-01 | 6000 | Gasoline | COMPARTMENT A | Unknown | Asphalt coated or Bare Steel | Pressure |  |  | Removal | 1993-04-20
0-004155 | QUIK MART #22 | 3797 S KOLB RD | TUCSON | AZ | 85730 | Pima | 5 | Perm Closure | 1996-03-01 | 10000 | Gasoline (UL) | COMPARTMENT A | Double Walled | Composite (Steel/Fiberglass) | Pressure | Double Walled | Flexible | Removal | 2018-08-23
0-001394 | CIRCLE K #1342 | 989 S MAIN ST | COTTONWOOD | AZ | 86326 | Yavapai | 1 | Perm Closure | 1979-01-01 | 10000 | Gasoline | COMPARTMENT A |  | Asphalt coated or Bare Steel | Pressure |  |  | Closed in Place | 1995-07-07
0-006202 | ARCO #5736 | 7602 S CENTRAL AVE | PHOENIX | AZ | 85042 | Maricopa | 3 | Perm Closure | 1988-05-25 | 12000 | Gasoline | COMPARTMENT A | Double Walled | Fiberglass Reinforced Plastic | Pressure | Double Walled | Fiberglass Reinforced Plastic | Removal | 2003-08-29
0-006202 | ARCO #5736 | 7602 S CENTRAL AVE | PHOENIX | AZ | 85042 | Maricopa | 2 | Perm Closure | 1988-05-25 | 12000 | Gasoline | COMPARTMENT A | Double Walled | Fiberglass Reinforced Plastic | Pressure | Double Walled | Fiberglass Reinforced Plastic | Removal | 2003-08-29
0-009028 | ARCO AM/PM #5983 | 786 W GUADALUPE RD | GILBERT | AZ | 85233 | Maricopa | 2 | Open | 1996-10-01 | 10000 | Gasoline | COMPARTMENT A | Double Walled | Fiberglass Reinforced Plastic | Pressure | Double Walled | Fiberglass Reinforced Plastic
0-009734 | CIRCLE K STORE #2741711 | 2865 N SCOTTSDALE RD | SCOTTSDALE | AZ | 85257 | Maricopa | 1 | Open | 2000-11-13 | 10000 | Gasoline (PUL) | COMPARTMENT A | Double Walled | Fiberglass Reinforced Plastic | Pressure | Double Walled | Flexible
0-009734 | CIRCLE K STORE #2741711 | 2865 N SCOTTSDALE RD | SCOTTSDALE | AZ | 85257 | Maricopa | 2 | Open | 2000-11-13 | 15000 | Gasoline (UL) | COMPARTMENT A | Double Walled | Fiberglass Reinforced Plastic | Pressure | Double Walled | Flexible
0-001246 | CIRCLE K #518 | 6930 E TANQUE VERDE RD | TUCSON | AZ | 85715 | Pima | 1 | Perm Closure | 1971-04-09 | 10000 | Gasoline | COMPARTMENT A | Single Walled | Asphalt coated or Bare Steel |  |  |  | Removal | 1988-01-29
0-004641 | 7-ELEVEN #20146 | 2880 W DREXEL RD | TUCSON | AZ | 85746 | Pima | 3 | Perm Closure | 1977-03-25 | 10000 | Gasoline | COMPARTMENT A | Unknown | Asphalt coated or Bare Steel | Pressure |  | Fiberglass Reinforced Plastic | Removal | 2001-05-17
0-000305 | CATER FRESH PHOENIX | 2121 W MCDOWELL RD | PHOENIX | AZ | 85009 | Maricopa | 4 | Perm Closure | 1960-01-01 | 4000 | Gasoline | COMPARTMENT A | Single Walled | Asphalt coated or Bare Steel |  |  |  | Removal | 2002-04-17
0-000305 | CATER FRESH PHOENIX | 2121 W MCDOWELL RD | PHOENIX | AZ | 85009 | Maricopa | 3 | Perm Closure | 1960-01-01 | 3000 | Gasoline | COMPARTMENT A | Single Walled | Asphalt coated or Bare Steel |  |  |  | Removal | 2002-04-17
0-000305 | CATER FRESH PHOENIX | 2121 W MCDOWELL RD | PHOENIX | AZ | 85009 | Maricopa | 2 | Perm Closure | 1960-01-01 | 3000 | Gasoline | COMPARTMENT A | Single Walled | Asphalt coated or Bare Steel |  |  |  | Removal | 2002-04-17
0-005131 | TRIPLE A FERTILIZER CO INC | 8665 S ALVERNON WAY | TUCSON | AZ | 85756 | Pima | 2 | Perm Closure | 1973-12-17 | 1000 | Diesel | COMPARTMENT A | Unknown | Asphalt coated or Bare Steel |  |  |  | Removal | 1988-01-01
0-009574 | CIRCLE K STORE #2706664 | 17125 E SHEA BLVD | FOUNTAIN HILLS | AZ | 85268 | Maricopa | 1 | Open | 1999-11-01 | 20000 | Gasoline | COMPARTMENT A | Double Walled | Fiberglass Reinforced Plastic | Pressure | Double Walled | Fiberglass Reinforced Plastic
0-004253 | SERVE RITE #1021 | 1242 A AVE | DOUGLAS | AZ | 85607 | Cochise | 5 | Perm Closure | 1987-01-01 | 6000 | Gasoline | COMPARTMENT A | Double Walled | Fiberglass Reinforced Plastic | Pressure |  | Fiberglass Reinforced Plastic | Removal | 1995-08-04
0-003389 | SUPERSTITION EAST CO #141260 | 1330 E BROADWAY AVE | APACHE JUNCTION | AZ | 85119 | Pinal | 1 | Perm Closure | 1970-01-06 | 1000 | Diesel | COMPARTMENT A | Double Walled | Asphalt coated or Bare Steel |  |  |  | Removal | 1989-01-01
0-007988 | WILMONT NORTH APARTMENTS LTD | 445 N WILMOT RD | TUCSON | AZ | 85711 | Pima | 2 | Perm Closure | 1975-01-01 | 12000 | (Null) | COMPARTMENT A | Unknown | Asphalt coated or Bare Steel | Pressure |  | Bare or Galvanized Steel | Removal | 1992-09-17
0-007988 | WILMONT NORTH APARTMENTS LTD | 445 N WILMOT RD | TUCSON | AZ | 85711 | Pima | 1 | Perm Closure | 1975-01-01 | 12000 | (Null) | COMPARTMENT A | Unknown | Asphalt coated or Bare Steel | Pressure |  | Bare or Galvanized Steel | Removal | 1992-09-17
0-007643 | W-P PROPERTIES | 5614 W BETHANY HOME RD | GLENDALE | AZ | 85301 | Maricopa | 1 | Perm Closure | 2005-06-17 | 10000 | Gasoline | COMPARTMENT A | Unknown | Unknown | Suction - Check Valve at the Tank Top |  |  | Removal | 1991-12-16
0-006553 | U-HAUL EAST SPEEDWAY 828-61 | 5533 E SPEEDWAY BLVD | TUCSON | AZ | 85712 | Pima | 2 | Perm Closure | 1980-12-22 | 10000 | Gasoline | COMPARTMENT A | Double Walled | Asphalt coated or Bare Steel | Pressure |  |  | Removal | 1995-02-14
0-003383 | MESA MAIN CO #141120 | 25 W PEPPER PL | MESA | AZ | 85201 | Maricopa | 2 | Open | 1991-05-01 | 2000 | Diesel | COMPARTMENT A | Double Walled | Fiberglass Reinforced Plastic | Suction - Check Valve at the Tank Top |  | Fiberglass Reinforced Plastic
0-009905 | FRYS FUEL CENTER #63 | 3100 N GLASSFORD HILL RD | PRESCOTT VALLEY | AZ | 86314 | Yavapai | 1 | Open | 2001-05-08 | 7000 | Gasoline | COMPARTMENT A | Double Walled | Fiberglass Reinforced Plastic
0-004815 | JESSE R COURY | 38390 W HIGHWAY 84 | STANFIELD | AZ | 85172 | Pinal | 1 | Perm Closure | 1971-04-16 | 3500 | Gasoline | COMPARTMENT A | Unknown | Asphalt coated or Bare Steel |  |  |  | Removal | 1991-08-15
0-004866 | HUDSON FARMS | 6301 W ELLIOT RD | LAVEEN | AZ | 85339 | Maricopa | 1 | Perm Closure | 1974-05-08 | 7500 | Diesel | COMPARTMENT A | Unknown | Asphalt coated or Bare Steel | Suction - Check Valve at the Tank Top |  |  | Removal | 1993-05-20
0-002562 | INDUSTRIAL ASPHALT | 1705 E UNIVERSITY DR | PHOENIX | AZ | 85034 | Maricopa | 1 | Perm Closure | 1970-01-01 | 1000 | Diesel | COMPARTMENT A | Single Walled | Asphalt coated or Bare Steel |  |  |  | Removal | 1989-12-12
0-004651 | 7-ELEVEN #21043 | 4680 E BROADWAY BLVD | TUCSON | AZ | 85711 | Pima | 4 | Perm Closure | 1978-03-10 | 9940 | Gasoline | COMPARTMENT A | Unknown | Asphalt coated or Bare Steel | Pressure |  | Bare or Galvanized Steel | Removal | 1992-12-11
0-009522 | PAUL MILLET SIGN COMPANY | 1065 S CENTER ST | MESA | AZ | 85210 | Maricopa | 3 | Perm Closure | 1974-01-01 | 1000 | Gasoline | COMPARTMENT A | Unknown | Asphalt coated or Bare Steel | Suction - Check Valve at the Tank Top |  |  | Removal | 1995-01-01
0-007677 | PAULSEN FARMS | 2120 E COUNTY 14TH ST | YUMA | AZ | 85365 | Yuma | 1 | Perm Closure | 1974-01-01 | 6000 | Gasoline | COMPARTMENT A | Unknown | Asphalt coated or Bare Steel | Suction - Check Valve at the Tank Top |  | Bare or Galvanized Steel | Removal | 1992-03-13
0-004288 | TEXACO SERVICE STATION | 3438 W BUCKEYE RD | PHOENIX | AZ | 85009 | Maricopa | 2 | Perm Closure | 1963-01-01 | 4000 | Gasoline | COMPARTMENT A | Double Walled | Asphalt coated or Bare Steel |  |  |  | Removal | 1989-11-30
0-004288 | TEXACO SERVICE STATION | 3438 W BUCKEYE RD | PHOENIX | AZ | 85009 | Maricopa | 3 | Perm Closure | 1963-01-01 | 4000 | Gasoline | COMPARTMENT A | Double Walled | Asphalt coated or Bare Steel |  |  |  | Removal | 1989-11-30
0-004288 | TEXACO SERVICE STATION | 3438 W BUCKEYE RD | PHOENIX | AZ | 85009 | Maricopa | 1 | Perm Closure | 1963-01-01 | 4000 | Gasoline | COMPARTMENT A | Double Walled | Asphalt coated or Bare Steel |  |  |  | Removal | 1989-11-30
0-004288 | TEXACO SERVICE STATION | 3438 W BUCKEYE RD | PHOENIX | AZ | 85009 | Maricopa | 5 | Perm Closure | 1962-01-01 | 550 | Used Oil/Waste Oil | COMPARTMENT A | Double Walled | Asphalt coated or Bare Steel |  |  |  | Removal | 1989-11-30
0-004665 | 7-ELEVEN #24156 | 5082 S PRICE RD | TEMPE | AZ | 85282 | Maricopa | 2 | Perm Closure | 1984-05-05 | 10000 | Gasoline | COMPARTMENT A | Unknown | Fiberglass Reinforced Plastic | Pressure |  | Flexible | Removal | 2000-04-20
0-002304 | GROWERS OIL COMPANY | 66253 HIGHWAY 60 | SALOME | AZ | 85348 | La Paz | 1 | Perm Closure | 1955-03-20 | 6200 | Gasoline | COMPARTMENT A | Single Walled | Asphalt coated or Bare Steel |  |  |  | Removal | 1992-04-10
0-007947 | LOCAL UNION 75 IRON WORKERS UNION | 950 E ELWOOD ST | PHOENIX | AZ | 85040 | Maricopa | 3 | Perm Closure | 2005-06-17 | 10000 | Unidentified | COMPARTMENT A | Double Walled | Asphalt coated or Bare Steel | Pressure |  | Bare or Galvanized Steel | Removal | 1992-09-10
0-000486 | COWLEY INDUSTRIAL PARK | 624 S 25TH AVE | PHOENIX | AZ | 85009 | Maricopa | 13 | Perm Closure | 1970-01-01 | 200 | Used Oil/Waste Oil | COMPARTMENT A |  | Asphalt coated or Bare Steel |  |  |  | Removal | 1998-01-29
0-000486 | COWLEY INDUSTRIAL PARK | 624 S 25TH AVE | PHOENIX | AZ | 85009 | Maricopa | 2 | Perm Closure | 1970-01-01 | 10000 | Diesel | COMPARTMENT A |  | Asphalt coated or Bare Steel | Pressure | Single Walled | Bare or Galvanized Steel | Removal | 1999-01-20
0-000797 | DESERT WEST COACH SERVICE | 1243 S 7TH ST | PHOENIX | AZ | 85034 | Maricopa | 1 | Perm Closure | 1988-09-01 | 2000 | Gasoline | COMPARTMENT A | Double Walled | Composite (Steel/Fiberglass) | Suction - Check Valve at the Tank Top |  |  | Removal | 2016-09-01
0-005102 | EXXON - JIM'S | 952 W GILA BEND HWY | CASA GRANDE | AZ | 85122 | Pinal | 3 | Perm Closure | 1956-04-22 | 8000 | Diesel | COMPARTMENT A | Unknown | Asphalt coated or Bare Steel |  |  |  | Removal | 1988-03-01
0-004144 | DAMAGE CONTROL LLC | 422 S DREW ST | MESA | AZ | 85210 | Maricopa | 4 | Perm Closure | 1996-12-03 | 12000 | Gasoline (UL) | COMPARTMENT A | Double Walled | Fiberglass Reinforced Plastic | Pressure |  | Fiberglass Reinforced Plastic | Removal | 2019-09-05
0-003057 | MARKWOOD DAIRY | 21411 S COOPER RD | CHANDLER | AZ | 85249 | Maricopa | 2 | Perm Closure | 1972-05-02 | 3000 | Gasoline | COMPARTMENT A | Unknown | Asphalt coated or Bare Steel |  |  |  | Removal | 1985-01-01
0-008401 | SPEEDWAY STORE #2979 | 1690 E ASH ST | GLOBE | AZ | 85501 | Gila | 3 | Open | 1994-05-01 | 10000 | Gasoline (UL) | COMPARTMENT A | Double Walled | Fiberglass Reinforced Plastic | Pressure | Double Walled | Fiberglass Reinforced Plastic
0-001103 | CHEVRON #9-8544 | 7001 N 16TH ST | PHOENIX | AZ | 85020 | Maricopa | 1 | Perm Closure | 1960-01-01 | 5000 | Gasoline | COMPARTMENT A |  | Asphalt coated or Bare Steel |  |  |  | Removal | 1985-12-01
0-001103 | CHEVRON #9-8544 | 7001 N 16TH ST | PHOENIX | AZ | 85020 | Maricopa | 10 | Open | 2017-08-29 | 10000 | Gasoline (PUL) | COMPARTMENT A | Double Walled | Polyethylene Jacketed Steel | Pressure | Double Walled | Fiberglass Reinforced Plastic
0-002064 | MUSTANG CORNERS | 65 E HIGHWAY 82 | HUACHUCA CITY | AZ | 85616 | Cochise | 6 | Perm Closure | 1998-03-02 | 10000 | Gasoline | COMPARTMENT A | Double Walled | Polyethylene Jacketed Steel | Pressure | Double Walled | Flexible | Removal | 2017-12-14
0-000321 | ADOT - ST JOHNS MAINTENANCE |  | SAINT JOHNS |  |  | Apache | 4 | Perm Closure | 1984-01-01 | 12000 | Diesel | COMPARTMENT A | Single Walled | Fiberglass Reinforced Plastic | Suction - Check Valve at the Tank Top |  | Fiberglass Reinforced Plastic | Removal | 1989-10-04
0-000321 | ADOT - ST JOHNS MAINTENANCE |  | SAINT JOHNS |  |  | Apache | 1 | Perm Closure | 2005-06-17 | 1000 | Unidentified | COMPARTMENT A | Single Walled | Asphalt coated or Bare Steel |  |  |  | Closed in Place | 1985-06-01
0-003899 | PIE NATIONWIDE TRUCK LINES | 1412 S 51ST AVE | PHOENIX | AZ | 85043 | Maricopa | 1 | Perm Closure | 1981-01-01 | 10000 | Gasoline | COMPARTMENT A | Single Walled | Fiberglass Reinforced Plastic | Suction - Check Valve at the Tank Top |  | Bare or Galvanized Steel | Removal | 1992-07-07
0-000064 | ABLE DISTRIBUTING CO | 2727 W GROVERS AVE | PHOENIX | AZ | 85053 | Maricopa | 1 | Perm Closure | 1985-01-01 | 2000 | Diesel | COMPARTMENT A |  | Asphalt coated or Bare Steel |  |  |  | Removal | 1991-10-18
0-001159 | SCOTTSDALE DODGE | 3330 N SCOTTSDALE RD | SCOTTSDALE | AZ | 85251 | Maricopa | 2 | Perm Closure | 1976-01-01 | 5000 | Gasoline | COMPARTMENT A | Single Walled | Asphalt coated or Bare Steel |  |  |  | Removal | 1990-10-16
0-003266 | WALGREEN #5504 | 4249 W GLENDALE AVE | PHOENIX | AZ | 85051 | Maricopa | 7 | Perm Closure | 1988-10-01 | 12000 | Gasoline | COMPARTMENT A | Double Walled | Fiberglass Reinforced Plastic | Pressure |  | Fiberglass Reinforced Plastic | Removal | 1996-04-18
0-003266 | WALGREEN #5504 | 4249 W GLENDALE AVE | PHOENIX | AZ | 85051 | Maricopa | 1 | Perm Closure | 1972-01-01 | 5000 | Gasoline | COMPARTMENT A |  | Asphalt coated or Bare Steel | Pressure |  |  | Removal | 1988-10-02
0-004185 | ROLLINS LEASING | 2211 N 27TH PL | PHOENIX | AZ | 85008 | Maricopa | 3 | Perm Closure | 1971-04-11 | 10000 | Diesel | COMPARTMENT A | Double Walled | Asphalt coated or Bare Steel | Suction - Check Valve at the Tank Top |  | Bare or Galvanized Steel | Removal | 1992-12-22
0-003233 | CIRCLE K #2700127 | 7555 E CAMELBACK RD | SCOTTSDALE | AZ | 85251 | Maricopa | 8 | Perm Closure | 1988-10-15 | 12000 | Gasoline | COMPARTMENT A | Double Walled | Fiberglass Reinforced Plastic | Pressure | Double Walled | Fiberglass Reinforced Plastic | Removal | 2005-11-16
0-003233 | CIRCLE K #2700127 | 7555 E CAMELBACK RD | SCOTTSDALE | AZ | 85251 | Maricopa | 4 | Perm Closure | 1962-01-01 | 6000 | Gasoline | COMPARTMENT A |  | Asphalt coated or Bare Steel | Pressure |  |  | Removal | 1988-10-02
0-004306 | SRP - TEMPE SERVICE CENTER | 110 W ELLIOT RD | TEMPE | AZ | 85283 | Maricopa | 4 | Perm Closure | 1981-05-07 | 550 | Unidentified | COMPARTMENT A | Unknown | Fiberglass Reinforced Plastic |  |  |  | Removal | 1990-03-26
0-004916 | TEXACO #60-349-0165 | 8355 W GRAND AVE | PEORIA | AZ | 85345 | Maricopa | 5 | Perm Closure | 1984-01-01 | 550 | Used Oil/Waste Oil | COMPARTMENT A | Single Walled | Fiberglass Reinforced Plastic | Gravity Feed |  | Fiberglass Reinforced Plastic | Removal | 1994-11-01
0-004924 | ECONO LUBE N TUNE | 7950 E THOMAS RD | SCOTTSDALE | AZ | 85251 | Maricopa | 2 | Perm Closure | 2005-06-17 | 10000 | Gasoline | COMPARTMENT A | Unknown | Unknown | Pressure |  |  | Removal | 1990-05-11
0-004924 | ECONO LUBE N TUNE | 7950 E THOMAS RD | SCOTTSDALE | AZ | 85251 | Maricopa | 1 | Perm Closure | 2005-06-17 | 10000 | Gasoline | COMPARTMENT A | Unknown | Unknown | Pressure |  |  | Removal | 1990-05-11
0-006476 | GREEN VALLEY FIRE DISTRICT STATION | 555 N LA CANADA DR | GREEN VALLEY | AZ | 85614 | Pima | 2 | Perm Closure | 1976-10-11 | 1000 | Diesel | COMPARTMENT A | Double Walled | Asphalt coated or Bare Steel | Suction - Check Valve at the Tank Top |  |  | Removal | 1995-05-01
0-002213 | AUTO LOGIC CAR SALES | 507 E VAN BUREN ST | AVONDALE | AZ | 85323 | Maricopa | 3 | Perm Closure | 1988-10-10 | 4000 | Gasoline | COMPARTMENT A | Single Walled | Fiberglass Reinforced Plastic | Suction - Check Valve at the Dispenser |  | Fiberglass Reinforced Plastic | Removal | 2003-05-06
0-002285 | GILA BEND UNIFIED SCHOOL DISTRICT #24 | 308 N MARTIN AVE | GILA BEND | AZ | 85337 | Maricopa | 1 | Perm Closure | 1972-05-05 | 1000 | Gasoline | COMPARTMENT A | Single Walled | Asphalt coated or Bare Steel |  |  |  | Removal | 1993-09-15
0-007259 | CIRCLE K #5295 | 29816 N TATUM BLVD | PHOENIX | AZ | 85331 | Maricopa | 3 | Open | 1991-03-01 | 10000 | Gasoline | COMPARTMENT A | Single Walled | Fiberglass Reinforced Plastic | Pressure | Single Walled | Fiberglass Reinforced Plastic
0-004836 | CEMEX - 19TH AVE | 3640 S 19TH AVE | PHOENIX | AZ | 85009 | Maricopa | 9 | Open | 1989-03-20 | 8000 | Diesel | COMPARTMENT A | Double Walled | Fiberglass Reinforced Plastic | Pressure | Single Walled | Bare or Galvanized Steel
0-007887 | POWER STATION - FORMER |  | SAFFORD |  |  | Graham | 1 | Perm Closure | 2005-06-17 |  | Gasoline | COMPARTMENT A | Unknown | Unknown |  |  |  | Removal | 1980-01-01
0-001891 | DENMART #2533 | 2902 N SCOTTSDALE RD | SCOTTSDALE | AZ | 85251 | Maricopa | 3 | Perm Closure | 1973-01-01 | 10000 | Gasoline | COMPARTMENT A |  | Asphalt coated or Bare Steel | Pressure | Single Walled | Bare or Galvanized Steel | Removal | 1996-11-05
0-006244 | AMERICA'S BEST TIRES | 1266 E BENSON HWY | TUCSON | AZ | 85713 | Pima | 5 | Perm Closure | 1988-08-01 | 8000 | Diesel | COMPARTMENT A | Double Walled | Composite (Steel/Fiberglass) | Pressure |  | Fiberglass Reinforced Plastic | Removal | 2001-10-24
0-001776 | TROON GOLF COURSE MAINTENANCE YARD | 24301 N ALMA SCHOOL RD | SCOTTSDALE | AZ | 85255 | Maricopa | 3 | Perm Closure | 1985-01-01 | 6000 | Diesel | COMPARTMENT A | Double Walled | Fiberglass Reinforced Plastic | Suction - Check Valve at the Tank Top |  |  | Closed in Place | 1995-06-20
0-005119 | GOOD 2 GO STORES #501 | 2632 E FRY BLVD | SIERRA VISTA | AZ | 85635 | Cochise | 4 | Perm Closure | 1984-01-01 | 12000 | Diesel | COMPARTMENT A |  | Asphalt coated or Bare Steel | Pressure |  | Fiberglass Reinforced Plastic | Removal | 2008-04-15
0-005119 | GOOD 2 GO STORES #501 | 2632 E FRY BLVD | SIERRA VISTA | AZ | 85635 | Cochise | 5 | Open | 2008-04-17 | 20000 | Gasoline | COMPARTMENT A | Double Walled | Fiberglass Reinforced Plastic | Pressure | Double Walled | Fiberglass Reinforced Plastic
0-005119 | GOOD 2 GO STORES #501 | 2632 E FRY BLVD | SIERRA VISTA | AZ | 85635 | Cochise | 3 | Perm Closure | 1984-01-01 | 12000 | Gasoline | COMPARTMENT A |  | Asphalt coated or Bare Steel | Pressure |  | Fiberglass Reinforced Plastic | Removal | 2008-04-15
0-005119 | GOOD 2 GO STORES #501 | 2632 E FRY BLVD | SIERRA VISTA | AZ | 85635 | Cochise | 6 | Open | 2008-04-17 | 10000 | Diesel | COMPARTMENT B | Double Walled | Fiberglass Reinforced Plastic | Pressure | Double Walled | Fiberglass Reinforced Plastic
0-004662 | 7-ELEVEN #23347 | 3856 E 5TH ST | TUCSON | AZ | 85716 | Pima | 2 | Perm Closure | 1983-01-01 | 10000 | Gasoline | COMPARTMENT A | Double Walled | Fiberglass Reinforced Plastic | Pressure |  | Fiberglass Reinforced Plastic | Removal | 2009-12-14
0-009596 | FRY'S FUEL #120 | 6347 E GREENWAY RD | PHOENIX | AZ | 85254 | Maricopa | 3 | Open | 2016-04-01 | 20000 | Gasoline | COMPARTMENT A | Double Walled | Fiberglass Reinforced Plastic | Pressure | Double Walled | Fiberglass Reinforced Plastic
0-010184 | UST FACILITY - SEC 22ND ST & WASHINGTON |  | PHOENIX |  |  | Maricopa | 1 | Perm Closure | 2007-09-26 | 300 | Unidentified | COMPARTMENT A | Single Walled | Asphalt coated or Bare Steel |  |  |  | Removal | 2006-08-31
0-010662 | PARCEL 30614011B | 341 N HIGHWAY 77 | MAMMOTH | AZ | 85618 | Pinal | 2 | Perm Closure | 2018-10-24 | 6000 | (Null) | COMPARTMENT A | Unknown | Unknown |  |  |  | Removal | 2019-06-27
0-010662 | PARCEL 30614011B | 341 N HIGHWAY 77 | MAMMOTH | AZ | 85618 | Pinal | 4 | Perm Closure | 2019-07-31 | 10000 | (Null) | COMPARTMENT A | Single Walled | Asphalt coated or Bare Steel |  |  |  | Removal | 2019-06-27
0-004864 | SUNMART TRAVEL CENTER & CONVENIENCE STORE | 18221 TOM WELLS RD | EHRENBERG | AZ | 85334 | La Paz | 8 | Perm Closure | 1976-01-01 | 6000 | Gasoline | COMPARTMENT A | Single Walled | Asphalt coated or Bare Steel |  |  |  | Removal | 1990-09-27
0-004864 | SUNMART TRAVEL CENTER & CONVENIENCE STORE | 18221 TOM WELLS RD | EHRENBERG | AZ | 85334 | La Paz | 7 | Perm Closure | 1976-01-01 | 6000 | Gasoline | COMPARTMENT A | Single Walled | Asphalt coated or Bare Steel |  |  |  | Removal | 1990-09-27
0-010681 | CARIOCA #3 | 16520 W GREENWAY | SURPRISE | AZ | 85388 |  | 2 | Open | 2020-01-31 | 6000 | Gasoline (PUL) | COMPARTMENT B | Double Walled | Fiberglass Reinforced Plastic | Pressure | Double Walled | Fiberglass Reinforced Plastic
0-005911 | ABF FREIGHT SYSTEM INC | 1305 N 27TH AVE | PHOENIX | AZ | 85009 | Maricopa | 4 | Perm Closure | 1978-01-01 | 8000 | Unidentified | COMPARTMENT A | Single Walled | Asphalt coated or Bare Steel | Suction - Check Valve at the Tank Top |  |  | Removal | 1993-06-02
0-010265 | SERVICE STATION | 451 PARK AVE | ASH FORK | AZ | 86320 | Yavapai | 1 | Perm Closure | 2009-01-09 | 4000 | Gasoline | COMPARTMENT A |  | Asphalt coated or Bare Steel |  |  |  | Removal | 2008-09-30
0-010273 | QUIKTRIP #496 | 2657 S POWER RD | MESA | AZ | 85209 | Maricopa | 3 | Open | 2008-08-13 | 12000 | Gasoline | COMPARTMENT A | Double Walled | Fiberglass Reinforced Plastic | Pressure | Double Walled | Fiberglass Reinforced Plastic
0-000080 | AGUA FRIA HIGH SCHOOL | 611 N DYSART RD | AVONDALE | AZ | 85323 | Maricopa | 4 | Perm Closure | 1971-01-01 | 1000 | Kerosene | COMPARTMENT A | Single Walled | Asphalt coated or Bare Steel |  |  |  | Removal | 1991-06-19
0-000080 | AGUA FRIA HIGH SCHOOL | 611 N DYSART RD | AVONDALE | AZ | 85323 | Maricopa | 1 | Perm Closure | 1971-01-01 | 1000 | Diesel | COMPARTMENT A | Single Walled | Asphalt coated or Bare Steel |  |  |  | Removal | 1991-06-19
0-010320 | SUPERIOR PROPANE | 35427 HWY 180-A | CONCHO | AZ | 85924 | Apache | 1 | Perm Closure | 2010-02-22 | 525 | Gasoline | COMPARTMENT A |  | Asphalt coated or Bare Steel |  |  |  | Removal | 2010-01-13
0-010377 | CHEVRON #832 | 832 N HIGLEY RD | GILBERT | AZ | 85234 | Maricopa | 2 | Open | 2010-09-21 | 15000 | Gasoline | COMPARTMENT A | Double Walled | Fiberglass Reinforced Plastic | Pressure | Double Walled | Fiberglass Reinforced Plastic
0-010377 | CHEVRON #832 | 832 N HIGLEY RD | GILBERT | AZ | 85234 | Maricopa | 1 | Open | 2010-09-21 | 20000 | Gasoline | COMPARTMENT A | Double Walled | Fiberglass Reinforced Plastic | Pressure | Double Walled | Fiberglass Reinforced Plastic
0-004198 | ROWLEY PIPE LINES INC | 611 N GOLDEN KEY ST | GILBERT | AZ | 85233 | Maricopa | 2 | Perm Closure | 1984-05-05 | 6000 | Gasoline | COMPARTMENT A | Double Walled | Asphalt coated or Bare Steel |  |  |  | Removal | 1995-07-28
0-001868 | EXXON #7-0979 | 5102 W THOMAS RD | PHOENIX | AZ | 85031 | Maricopa | 6 | Perm Closure | 1997-01-27 | 10000 | Gasoline | COMPARTMENT A | Double Walled | Fiberglass Reinforced Plastic | Pressure | Double Walled | Fiberglass Reinforced Plastic | Removal | 2003-03-18
0-001868 | EXXON #7-0979 | 5102 W THOMAS RD | PHOENIX | AZ | 85031 | Maricopa | 2 | Perm Closure | 1964-01-01 | 6000 | Gasoline | COMPARTMENT A |  | Asphalt coated or Bare Steel | Pressure | Single Walled | Bare or Galvanized Steel | Removal | 1996-11-06
0-001868 | EXXON #7-0979 | 5102 W THOMAS RD | PHOENIX | AZ | 85031 | Maricopa | 3 | Perm Closure | 1972-01-01 | 8000 | Gasoline | COMPARTMENT A |  | Asphalt coated or Bare Steel | Pressure | Single Walled | Bare or Galvanized Steel | Removal | 1996-11-06
0-010361 | MCLAW'S GARAGE | 4467 W MAIN | JOSEPH CITY | AZ | 86032 | Navajo | 2 | Perm Closure | 2010-09-21 | 1000 | Unidentified | COMPARTMENT A | Single Walled | Asphalt coated or Bare Steel |  |  |  | Removal | 2010-08-17
0-010361 | MCLAW'S GARAGE | 4467 W MAIN | JOSEPH CITY | AZ | 86032 | Navajo | 1 | Perm Closure | 2010-09-21 | 900 | Used Oil/Waste Oil | COMPARTMENT A | Single Walled | Asphalt coated or Bare Steel |  |  |  | Removal | 2010-08-17
0-010416 | FLEXENTIAL COLORADO | 1802 W DEER VALLEY RD | PHOENIX | AZ | 85027 | Maricopa | 2 | Open | 2010-09-13 | 20000 | Red Diesel | COMPARTMENT A | Double Walled | Fiberglass Reinforced Plastic | Pressure | Double Walled | Fiberglass Reinforced Plastic
0-010391 | CONCHO GENERAL STORE | #5 CR 5035 | CONCHO | AZ | 85924 | Apache | 2 | Perm Closure | 2011-02-17 | 8000 | Gasoline | COMPARTMENT A |  | Asphalt coated or Bare Steel |  |  |  | Removal | 2010-12-02
0-000949 | CARIOCA #10 | 3514 W CACTUS RD | PHOENIX | AZ | 85029 | Maricopa | 2 | Perm Closure | 1977-04-18 | 10000 | Gasoline | COMPARTMENT A | Single Walled | Asphalt coated or Bare Steel | Pressure |  | Fiberglass Reinforced Plastic | Removal | 1994-06-23
0-000949 | CARIOCA #10 | 3514 W CACTUS RD | PHOENIX | AZ | 85029 | Maricopa | 4 | Perm Closure | 2002-12-23 | 12000 | Gasoline | COMPARTMENT A | Double Walled | Fiberglass Reinforced Plastic | Pressure | Double Walled | Fiberglass Reinforced Plastic | Removal | 2006-06-13
0-000377 | AG&F | 7200 E UNIVERSITY DR | MESA | AZ | 85207 | Maricopa | 1 | Perm Closure | 1984-01-01 | 2000 | Gasoline | COMPARTMENT A | Single Walled | Fiberglass Reinforced Plastic | Suction - Check Valve at the Tank Top |  |  | Removal | 1993-02-04
0-009999 | SAFEWAY FUEL #1819 | 18495 E QUEEN CREEK RD | QUEEN CREEK | AZ | 85142 | Maricopa | 2 | Open | 2003-12-09 | 20000 | Gasoline | COMPARTMENT A | Double Walled | Composite (Steel/Fiberglass) | Pressure | Double Walled | Fiberglass Reinforced Plastic
0-010423 | MAVERIK COUNTRY STORE #445 | 4555 W WHITE MOUNTAIN BLVD | LAKESIDE | AZ | 85929 | Navajo | 2 | Open | 2011-07-01 | 12000 | Gasoline | COMPARTMENT A | Double Walled | Fiberglass Reinforced Plastic | Pressure | Double Walled | Flexible
0-010434 | QUIKTRIP #454 | 2725 W PEORIA AVE | PHOENIX | AZ | 85029 | Maricopa | 4 | Open | 2011-08-31 | 12000 | Diesel | COMPARTMENT A | Double Walled | Fiberglass Reinforced Plastic | Pressure | Double Walled | Fiberglass Reinforced Plastic
0-001270 | CIRCLE K STORE #2700607 | 10 S MAIN ST | COTTONWOOD | AZ | 86326 | Yavapai | 1 | Perm Closure | 1971-01-01 | 10000 | Gasoline | COMPARTMENT A |  | Asphalt coated or Bare Steel | Pressure |  |  | Removal | 1995-07-06
0-001270 | CIRCLE K STORE #2700607 | 10 S MAIN ST | COTTONWOOD | AZ | 86326 | Yavapai | 3 | Perm Closure | 1971-01-01 | 6000 | Gasoline | COMPARTMENT A |  | Asphalt coated or Bare Steel | Pressure |  |  | Removal | 1995-07-06
0-001270 | CIRCLE K STORE #2700607 | 10 S MAIN ST | COTTONWOOD | AZ | 86326 | Yavapai | 6 | Open | 1995-07-27 | 10000 | Gasoline (UL) | COMPARTMENT A | Double Walled | Fiberglass Reinforced Plastic | Pressure | Double Walled | Fiberglass Reinforced Plastic
0-001270 | CIRCLE K STORE #2700607 | 10 S MAIN ST | COTTONWOOD | AZ | 86326 | Yavapai | 4 | Open | 1995-07-27 | 10000 | Gasoline (UL) | COMPARTMENT A | Double Walled | Fiberglass Reinforced Plastic | Pressure | Double Walled | Fiberglass Reinforced Plastic
0-010289 | FRYS FUEL CENTER #77 | 3184 WILLOW CREEK RD | PRESCOTT | AZ | 86301 | Yavapai | 1 | Open | 2009-01-01 | 20000 | Gasoline | COMPARTMENT A | Double Walled | Fiberglass Reinforced Plastic | Pressure | Double Walled | Flexible
0-001475 | CIRCLE K #2701765 | 2551 HIGHWAY 95 | BULLHEAD CITY | AZ | 86442 | Mohave | 2 | Perm Closure | 1985-01-01 | 10000 | Gasoline | COMPARTMENT A | Double Walled | Fiberglass Reinforced Plastic | Pressure |  | Fiberglass Reinforced Plastic | Removal | 1997-10-31
0-006533 | YAVAPAI COUNTY - SEDONA ARIZONA AIRPORT SERVICE |  | SEDONA |  |  | Yavapai | 3 | Perm Closure | 1965-12-17 | 8000 | Unidentified | COMPARTMENT A | Double Walled | Asphalt coated or Bare Steel | Suction - Check Valve at the Tank Top |  |  | Removal | 1995-03-01
0-001263 | CIRCLE K #588 | 2802 N STONE AVE | TUCSON | AZ | 85705 | Pima | 2 | Perm Closure | 1971-01-01 | 10000 | Gasoline | COMPARTMENT A |  | Asphalt coated or Bare Steel |  |  |  | Removal | 1999-02-16
0-010461 | TUCSON CASH VAULT | 6424 S TUCSON BLVD | TUCSON | AZ | 85706 | Pima | 1 | Perm Closure | 1986-01-01 | 500 | Diesel | COMPARTMENT A | Single Walled | Fiberglass Reinforced Plastic | Pressure |  | Bare or Galvanized Steel | Removal | 2013-04-09
0-010488 | FRY'S FOOD DRUG 0010-660 | 4353 W BETHANY HOME RD | GLENDALE | AZ | 85301 | Maricopa | 1 | Open | 2013-09-19 | 20000 | Gasoline (UL) | COMPARTMENT A | Double Walled | Fiberglass Reinforced Plastic | Pressure | Double Walled | Flexible
0-010538 | COMMERCIAL BUILDING | 313 E BUCKEYE RD | PHOENIX | AZ | 85004 | Maricopa | 2 | Perm Closure | 2015-08-19 | 250 | Gasoline | COMPARTMENT A | Single Walled | Asphalt coated or Bare Steel |  |  |  | Removal | 2015-07-23
0-010545 | CIRCLE K STORE #2741675 | 1025 N 99TH AVE | TOLLESON | AZ | 85353 | Maricopa | 3 | Open | 2015-09-29 | 30000 | Diesel | COMPARTMENT A | Double Walled | Fiberglass Reinforced Plastic | Pressure | Double Walled | Fiberglass Reinforced Plastic
0-010554 | WALMART NEIGHBORHOOD MARKET #4490 | 2565 EAST COMMERCE CENTER PL | TUCSON | AZ | 85706 | Pima | 1 | Open | 2016-01-08 | 15000 | Gasoline | COMPARTMENT A | Double Walled | Fiberglass Reinforced Plastic | Pressure | Double Walled | Flexible
0-010554 | WALMART NEIGHBORHOOD MARKET #4490 | 2565 EAST COMMERCE CENTER PL | TUCSON | AZ | 85706 | Pima | 2 | Open | 2016-01-08 | 7000 | Diesel | COMPARTMENT B | Double Walled | Fiberglass Reinforced Plastic | Pressure | Double Walled | Flexible
0-004240 | CITY OF SAFFORD - FIRE TRAINING CENTER |  | SAFFORD |  |  | Graham | 1 | Perm Closure | 1978-04-11 | 5000 | Gasoline | COMPARTMENT A | Double Walled | Asphalt coated or Bare Steel | Pressure |  | Bare or Galvanized Steel | Removal | 1997-01-07
0-005041 | THRIFTWAY 3216 |  | WINSLOW |  |  | Navajo | 1 | Perm Closure | 1976-01-01 | 12000 | Gasoline | COMPARTMENT A |  | Asphalt coated or Bare Steel | Pressure |  |  | Removal | 2004-12-08
0-008673 | COOLIDGE AIRPORT |  | COOLIDGE |  |  | Pinal | 1 | Perm Closure | 1942-01-01 | 12000 | Gasoline | COMPARTMENT A | Single Walled | Asphalt coated or Bare Steel |  |  |  | Removal | 1995-11-02
0-003467 | WESTCO PETROLEUM | 320 S 19TH AVE | PHOENIX | AZ | 85009 | Maricopa | 2 | Perm Closure | 1978-04-24 | 10000 | Diesel | COMPARTMENT A | Unknown | Fiberglass Reinforced Plastic |  |  |  | Removal | 1988-12-01
0-000712 | BENNETTS & ASSSOCIATES | 997 MARINA BLVD | BULLHEAD CITY | AZ | 86442 | Mohave | 1 | Perm Closure | 1961-01-01 | 1000 | Gasoline | COMPARTMENT A |  | Asphalt coated or Bare Steel | Suction - Check Valve at the Tank Top |  |  | Removal | 1994-08-29
0-000712 | BENNETTS & ASSSOCIATES | 997 MARINA BLVD | BULLHEAD CITY | AZ | 86442 | Mohave | 3 | Perm Closure | 1976-01-01 | 10000 | Gasoline | COMPARTMENT A |  | Composite (Steel/Fiberglass) | Pressure |  |  | Removal | 2004-04-07
0-008934 | CIRCLE K #2705307 | 3589 E BASELINE RD | GILBERT | AZ | 85234 | Maricopa | 1 | Open | 1995-12-20 | 10000 | Gasoline | COMPARTMENT A | Single Walled | Fiberglass Reinforced Plastic | Pressure | Double Walled | Fiberglass Reinforced Plastic
0-008934 | CIRCLE K #2705307 | 3589 E BASELINE RD | GILBERT | AZ | 85234 | Maricopa | 3 | Open | 1995-12-20 | 12000 | Gasoline | COMPARTMENT A | Single Walled | Fiberglass Reinforced Plastic | Pressure | Double Walled | Fiberglass Reinforced Plastic
0-003983 | W P MARKET | 2150 N GRAND AVE | NOGALES | AZ | 85621 | Santa Cruz | 2 | Perm Closure | 1976-01-01 | 10000 | Gasoline | COMPARTMENT A |  | Asphalt coated or Bare Steel | Pressure |  | Flexible | Removal | 2014-01-28
0-007439 | CIRCLE K STORE #2709153 | 1210 S HIGLEY RD | MESA | AZ | 85206 | Maricopa | 4 | Open | 1989-06-01 | 10000 | Gasoline (UL) | COMPARTMENT A | Double Walled | Fiberglass Reinforced Plastic | Pressure | Double Walled | Fiberglass Reinforced Plastic
0-010494 | ROYAL MOTORS | 3369 W MCDOWELL RD | PHOENIX | AZ | 85009 | Maricopa | 1 | Perm Closure | 2014-04-02 | 8000 | Unidentified | COMPARTMENT A | Single Walled | Asphalt coated or Bare Steel |  |  |  | Removal | 2014-04-22
0-010502 | CIRCLE K STORE #2703459 | 2650 W CAMELBACK RD | PHOENIX | AZ | 85017 | Maricopa | 1 | Open | 2014-02-01 | 20000 | Gasoline (UL) | COMPARTMENT A | Double Walled | Fiberglass Reinforced Plastic | Pressure | Double Walled | Fiberglass Reinforced Plastic
0-010583 | CIRCLE K STORE #2741639 | 2575 W SONORAN DESERT DR | PHOENIX | AZ | 85085 | Maricopa | 1 | Open | 2016-08-25 | 20000 | Gasoline (UL) | COMPARTMENT A | Double Walled | Fiberglass Reinforced Plastic | Pressure |  | Flexible
0-010583 | CIRCLE K STORE #2741639 | 2575 W SONORAN DESERT DR | PHOENIX | AZ | 85085 | Maricopa | 2 | Open | 2016-08-25 | 8000 | Gasoline (PUL) | COMPARTMENT A | Double Walled | Fiberglass Reinforced Plastic | Pressure |  | Flexible
0-010578 | PARCEL #105-06-003H | 1575 SUNDOG RANCH RD | PRESCOTT | AZ | 86301 | Yavapai | 1 | Perm Closure | 2016-10-21 | 10000 | Unidentified | COMPARTMENT A |  | Asphalt coated or Bare Steel |  |  |  | Removal | 2016-10-21
0-006485 | CERBAT CLIFFS GOLF COURSE | 3000 GREENWAY AVE | KINGMAN | AZ | 86401 | Mohave | 1 | Perm Closure | 1978-11-05 | 1000 | Gasoline | COMPARTMENT A | Double Walled | Asphalt coated or Bare Steel | Suction - Check Valve at the Tank Top |  | Bare or Galvanized Steel | Removal | 1994-12-21
0-005524 | WAYNE VAN LANDINGHAM | 19700 W US HIGHWAY 85 | BUCKEYE | AZ | 85326 | Maricopa | 1 | Perm Closure | 1955-06-01 | 2000 | Gasoline | COMPARTMENT A | Unknown | Asphalt coated or Bare Steel | Suction - Check Valve at the Tank Top |  |  | Removal | 1988-12-20
0-007951 | OLD POWER HOUSE | 120 W ANDY DEVINE AVE | KINGMAN | AZ | 86401 | Mohave | 1 | Perm Closure | 1965-01-01 | 2000 | Gasoline | COMPARTMENT A | Unknown | Asphalt coated or Bare Steel | Suction - Check Valve at the Tank Top |  | Bare or Galvanized Steel | Removal | 1992-08-26
0-001703 | BRAD'S DEER VALLEY COLLISION | 22202 N 19TH AVE | PHOENIX | AZ | 85027 | Maricopa | 5 | Perm Closure | 1980-01-01 | 500 | Unidentified | COMPARTMENT A |  | Asphalt coated or Bare Steel |  |  |  | Removal | 1995-06-01
0-001703 | BRAD'S DEER VALLEY COLLISION | 22202 N 19TH AVE | PHOENIX | AZ | 85027 | Maricopa | 2 | Perm Closure | 1980-01-01 | 10000 | Diesel | COMPARTMENT A |  | Asphalt coated or Bare Steel |  |  |  | Removal | 1995-06-01
0-008612 | SOUTHWEST STORAGE | 3420 S 7TH ST | PHOENIX | AZ | 85040 | Maricopa | 1 | Perm Closure | 2014-06-30 | 500 | Unidentified | COMPARTMENT A |  | Asphalt coated or Bare Steel |  |  |  | Removal | 1995-03-03
0-010115 | 7689, LLC | 15957 N 81ST ST | SCOTTSDALE | AZ | 85260 | Maricopa | 1 | Open | 2005-02-17 | 20000 | Jet A (Kerosene-type Jet Fuel) | COMPARTMENT A | Double Walled | Fiberglass Reinforced Plastic | Pressure
0-002804 | WHITING STATION #131 | 3301 N HAYDEN RD | SCOTTSDALE | AZ | 85251 | Maricopa | 1 | Perm Closure | 1971-04-09 | 10000 | Gasoline | COMPARTMENT A | Single Walled | Asphalt coated or Bare Steel | Pressure |  | Fiberglass Reinforced Plastic | Removal | 2003-03-18
0-008224 | WHY CHEVRON # 315 | 201 S SONOYTA WAY | WHY | AZ | 85321 | Pima | 1 | Perm Closure | 1986-12-01 | 8000 | Gasoline | COMPARTMENT A |  | Asphalt coated or Bare Steel | Pressure |  |  | Removal | 2000-04-27
0-010121 | GOOD GUY AUTOMOTIVE SERVICE | 10410 N 32ND ST | PHOENIX | AZ | 85028 | Maricopa | 2 | Perm Closure | 1985-01-01 | 3000 | Used Oil/Waste Oil | COMPARTMENT A |  | Asphalt coated or Bare Steel |  |  |  | Removal | 2006-05-02
0-010121 | GOOD GUY AUTOMOTIVE SERVICE | 10410 N 32ND ST | PHOENIX | AZ | 85028 | Maricopa | 1 | Perm Closure | 1985-01-01 | 2000 | Used Oil/Waste Oil | COMPARTMENT A |  | Asphalt coated or Bare Steel |  |  |  | Removal | 2006-05-02
0-010121 | GOOD GUY AUTOMOTIVE SERVICE | 10410 N 32ND ST | PHOENIX | AZ | 85028 | Maricopa | 3 | Perm Closure | 1985-01-01 | 3000 | Used Oil/Waste Oil | COMPARTMENT A |  | Asphalt coated or Bare Steel |  |  |  | Removal | 2006-05-02
0-010135 | QUIKTRIP #444 | 1155 N 51ST AVE | PHOENIX | AZ | 85043 | Maricopa | 6 | Open | 2005-08-12 | 20000 | Diesel | COMPARTMENT A | Double Walled | Fiberglass Reinforced Plastic | Pressure | Double Walled | Flexible
0-010322 | FRYS FUEL CENTER #74 | 8375 W DEER VALLEY RD | PEORIA | AZ | 85382 | Maricopa | 2 | Open | 2009-11-19 | 10000 | Gasoline | COMPARTMENT B | Double Walled | Fiberglass Reinforced Plastic | Pressure | Double Walled | Flexible
0-010322 | FRYS FUEL CENTER #74 | 8375 W DEER VALLEY RD | PEORIA | AZ | 85382 | Maricopa | 2 | Open | 2009-11-19 | 8000 | Diesel | COMPARTMENT A | Double Walled | Fiberglass Reinforced Plastic | Pressure | Double Walled | Flexible
0-009307 | SPEEDWAY STORE #2942 | 6855 E SUNRISE DR | TUCSON | AZ | 85750 | Pima | 2 | Open | 1997-06-01 | 8000 | Diesel | COMPARTMENT B | Double Walled | Fiberglass Reinforced Plastic
0-010587 | CIRCLE K STORE #2741683 | 28472 N VISTANCIA BLVD | PEORIA | AZ | 85383 | Maricopa | 1 | Open | 2016-11-03 | 20000 | Gasoline (UL) | COMPARTMENT A | Double Walled | Fiberglass Reinforced Plastic | Pressure | Double Walled | Fiberglass Reinforced Plastic
0-010162 | QUIKTRIP #433 | 414 S STAPLEY DR | MESA | AZ | 85204 | Maricopa | 1 | Open | 2006-07-19 | 12000 | Gasoline | COMPARTMENT A | Double Walled | Fiberglass Reinforced Plastic | Pressure | Double Walled | Flexible
0-009966 | WALMART DISTRIBUTION CENTER #7013 | 868 W PETERS RD | CASA GRANDE | AZ | 85193 | Pinal | 1 | Open | 2003-05-07 | 1000 | Used Oil/Waste Oil | COMPARTMENT A | Double Walled | Fiberglass Reinforced Plastic | Pressure | Double Walled | Flexible
0-003153 | M&G UNION 76 | 901 S BEELINE HWY | PAYSON | AZ | 85541 | Gila | 4 | Perm Closure | 1967-02-14 | 285 | (Null) | COMPARTMENT A | Double Walled | Asphalt coated or Bare Steel |  |  |  | Closed in Place | 1991-02-26
0-005267 | UNOCAL # 0991 | 625 E VAN BUREN ST | PHOENIX | AZ | 85004 | Maricopa | 1 | Perm Closure | 1972-05-08 | 10000 | Gasoline | COMPARTMENT A | Double Walled | Asphalt coated or Bare Steel |  |  |  | Removal | 1991-01-08
0-000620 | JIM BABBITT FORD | 11 N VERDE ST | FLAGSTAFF | AZ | 86001 | Coconino | 1 | Perm Closure | 1966-01-01 | 10000 | Gasoline | COMPARTMENT A | Single Walled | Asphalt coated or Bare Steel | Suction - Check Valve at the Tank Top |  |  | Removal | 1992-10-28
0-000620 | JIM BABBITT FORD | 11 N VERDE ST | FLAGSTAFF | AZ | 86001 | Coconino | 3 | Perm Closure | 1958-01-01 | 500 | Used Oil/Waste Oil | COMPARTMENT A | Single Walled | Asphalt coated or Bare Steel | Gravity Feed | Single Walled | Bare or Galvanized Steel | Removal | 1989-10-15
0-005186 | MAINTENANCE GARAGE | 4350 E IRVINGTON RD | TUCSON | AZ | 85714 | Pima | 1 | Perm Closure | 1974-04-02 | 1000 | Used Oil/Waste Oil | COMPARTMENT A | Double Walled | Asphalt coated or Bare Steel |  |  |  | Removal | 1989-08-29
0-006037 | HINCKLEY & SCHMITT INC | 315 S 57TH DR | PHOENIX | AZ | 85043 | Maricopa | 1 | Perm Closure | 1987-04-01 | 8000 | Diesel | COMPARTMENT A | Double Walled | Fiberglass Reinforced Plastic | Pressure |  |  | Removal | 1999-03-31
0-004874 | HUDSON FARMS |  | LAVEEN |  |  | Maricopa | 1 | Perm Closure | 1962-05-08 | 500 | Diesel | COMPARTMENT A | Unknown | Asphalt coated or Bare Steel |  |  |  | Removal | 1993-05-20
0-004701 | HYDER VALLEY IRRIGATION DISTRICT | 14795 N AVENUE 74 | HYDER | AZ | 85632 | Yuma | 3 | Perm Closure | 1983-01-01 | 5000 | Gasoline | COMPARTMENT A |  | Asphalt coated or Bare Steel | Suction - Check Valve at the Tank Top |  |  | Removal | 2002-02-21
0-004154 | QUIK MART #2 | 1841 S CRAYCROFT RD | TUCSON | AZ | 85711 | Pima | 2 | Perm Closure | 1985-01-01 | 8000 | Gasoline | COMPARTMENT A |  | Asphalt coated or Bare Steel | Pressure | Double Walled | Flexible | Removal | 2014-03-19
0-009863 | DENMART CONVENIENCE STORES #8755 | 2733 N RECKER RD | MESA | AZ | 85215 | Maricopa | 1 | Perm Closure | 2000-01-12 | 12000 | Gasoline | COMPARTMENT B | Double Walled | Fiberglass Reinforced Plastic | Pressure | Double Walled | Flexible | Removal | 2020-06-23
0-005007 | Q LUBE #1142 | 1929 W DUNLAP AVE | PHOENIX | AZ | 85021 | Maricopa | 1 | Perm Closure | 1987-05-08 | 6000 | Used Oil/Waste Oil | COMPARTMENT A |  | Asphalt coated or Bare Steel | Suction - Check Valve at the Tank Top |  | Bare or Galvanized Steel | Removal | 1995-12-15
0-001324 | CIRCLE K #2700820 | 307 E US HIGHWAY 85 | BUCKEYE | AZ | 85326 | Maricopa | 2 | Perm Closure | 1982-01-01 | 8000 | Gasoline | COMPARTMENT A |  | Asphalt coated or Bare Steel | Pressure | Double Walled | Fiberglass Reinforced Plastic | Removal | 2004-07-08
0-007650 | AT&T - KINGMAN - AZ2770 |  | GOLDEN VALLEY |  |  | Mohave | 2 | Perm Closure | 1968-01-01 | 10000 | Diesel | COMPARTMENT A | Unknown | Asphalt coated or Bare Steel |  |  |  | Removal | 1992-09-08
0-006768 | AUDISH WELDING | 1733 E FACTORY | TUCSON | AZ | 85719 | Pima | 2 | Perm Closure | 1960-01-01 | 500 | Gasoline | COMPARTMENT A | Unknown | Asphalt coated or Bare Steel |  |  |  | Removal | 1989-10-17
0-000446 | ARIZONA WATER CO | 1300 LIVE OAK ST | MIAMI | AZ | 85539 | Gila | 1 | Perm Closure | 1982-01-01 | 2000 | Gasoline | COMPARTMENT A |  | Asphalt coated or Bare Steel |  |  |  | Removal | 1988-12-22
0-009027 | ARCO #5978 | 286 N WALKER RD | PRESCOTT | AZ | 86303 | Yavapai | 2 | Open | 1996-09-17 | 10000 | Gasoline | COMPARTMENT A | Double Walled | Fiberglass Reinforced Plastic | Pressure | Double Walled | Fiberglass Reinforced Plastic
0-008092 | RAV DEEP INVESTMENTS | 501 W IRVINGTON RD | TUCSON | AZ | 85714 | Pima | 2 | Open | 1992-11-01 | 10000 | Gasoline | COMPARTMENT A | Double Walled | Fiberglass Reinforced Plastic | Pressure | Double Walled | Fiberglass Reinforced Plastic
0-000078 | AGRICULTURAL ENTERPRISES INC |  | PHOENIX |  |  | Maricopa | 1 | Perm Closure | 1971-01-01 | 2000 | Gasoline | COMPARTMENT A | Single Walled | Asphalt coated or Bare Steel |  |  |  | Removal | 1989-11-13
0-000143 | ALHAMBRA SCHOOL DISTRICT #68 | 4501 N 39TH AVE | PHOENIX | AZ | 85019 | Maricopa | 1 | Perm Closure | 1989-01-01 | 10000 | Gasoline | COMPARTMENT A | Double Walled | Fiberglass Reinforced Plastic | Pressure |  | Fiberglass Reinforced Plastic | Removal | 2018-07-19
0-006024 | ACTION REDI MIX / PARKER BROS | 1943 W WILLIAMS DR | PHOENIX | AZ | 85027 | Maricopa | 1 | Perm Closure | 1978-01-01 | 8000 | Diesel | COMPARTMENT A | Single Walled | Asphalt coated or Bare Steel | Pressure | Single Walled | Bare or Galvanized Steel | Removal | 1997-12-17
0-000256 | ADOT - CLAYPOOL MAINTENANCE CAMP |  | CLAYPOOL |  |  | Gila | 3 | Perm Closure | 2015-06-08 | 1000 | Gasoline | COMPARTMENT A | Single Walled | Asphalt coated or Bare Steel |  |  |  | Removal | 1990-04-25
0-000304 | ADOT - FREDONIA SHOP |  | FREDONIA |  |  | Coconino | 3 | Open | 1987-01-01 | 12000 | Gasoline (UL) | COMPARTMENT A | Single Walled | Fiberglass Reinforced Plastic | Pressure | Double Walled | Flexible
0-000304 | ADOT - FREDONIA SHOP |  | FREDONIA |  |  | Coconino | 4 | Open | 1987-01-01 | 12000 | Diesel | COMPARTMENT A | Single Walled | Fiberglass Reinforced Plastic | Pressure | Double Walled | Flexible
0-000304 | ADOT - FREDONIA SHOP |  | FREDONIA |  |  | Coconino | 5 | Perm Closure | 1987-01-01 | 8000 | Used Oil/Waste Oil | COMPARTMENT A |  | Fiberglass Reinforced Plastic |  |  |  | Removal | 1990-06-19
0-001239 | CIRCLE K #494 | 1285 E PRINCE RD | TUCSON | AZ | 85719 | Pima | 2 | Perm Closure | 1971-01-01 | 10000 | Gasoline | COMPARTMENT A |  | Asphalt coated or Bare Steel | Pressure |  |  | Removal | 1994-01-11
0-006650 | CASA GRANDE UNION HIGH SCHOOL | 616 E 10TH ST | CASA GRANDE | AZ | 85122 | Pinal | 1 | Perm Closure | 1973-01-01 | 10000 | Diesel | COMPARTMENT A | Single Walled | Asphalt coated or Bare Steel |  |  |  | Removal | 1989-07-14
0-006650 | CASA GRANDE UNION HIGH SCHOOL | 616 E 10TH ST | CASA GRANDE | AZ | 85122 | Pinal | 2 | Perm Closure | 1973-01-01 | 4000 | Gasoline | COMPARTMENT A | Single Walled | Asphalt coated or Bare Steel |  |  |  | Removal | 1989-07-14
0-002209 | BOOTS GABRIEL/GABRIEL TRUCK | 1350 N 21ST AVE | PHOENIX | AZ | 85009 | Maricopa | 2 | Perm Closure | 2005-06-17 | 4000 | Gasoline | COMPARTMENT A | Unknown | Unknown |  |  |  | Removal | 1989-05-24
0-001662 | BISHOP'S CENTRAL STOREHOUSE | 235 S EL DORADO CIR | MESA | AZ | 85202 | Maricopa | 1 | Open | 1981-01-01 | 10000 | Diesel | COMPARTMENT A |  | Fiberglass Reinforced Plastic | Pressure |  | Fiberglass Reinforced Plastic
0-004044 | BLACK HILLS WASHER | 725 E STATE ROUTE 89A | COTTONWOOD | AZ | 86326 | Yavapai | 1 | Perm Closure | 1968-03-03 | 10000 | Gasoline | COMPARTMENT A | Double Walled | Asphalt coated or Bare Steel | Pressure |  |  | Closed in Place | 1991-08-12
0-000702 | BLUE CIRCLE WEST INC ALVERNON | 4725 S ALVERNON WAY | TUCSON | AZ | 85714 | Pima | 2 | Perm Closure | 1978-01-01 | 8000 | Diesel | COMPARTMENT A |  | Asphalt coated or Bare Steel |  |  |  | Removal | 1988-09-01
0-008929 | TRIENENS/BUDS SERVICE STATION | 1248 N STONE AVE | TUCSON | AZ | 85705 | Pima | 1 | Perm Closure | 1953-01-01 | 2000 | Gasoline | COMPARTMENT A |  | Asphalt coated or Bare Steel |  |  |  | Removal | 1996-09-18
0-004970 | ADIBA FAS FUEL | 8530 E SPEEDWAY BLVD | TUCSON | AZ | 85710 | Pima | 8 | Open | 1992-06-01 | 10000 | Gasoline | COMPARTMENT A | Double Walled | Fiberglass Reinforced Plastic | Pressure | Double Walled | Fiberglass Reinforced Plastic
0-008883 | TEMPE MISSION PALMS HOTEL | 60 E 5TH ST | TEMPE | AZ | 85281 | Maricopa | 1 | Perm Closure | 1985-01-01 | 300 | Diesel | COMPARTMENT A | Double Walled | Composite (Steel/Fiberglass) | Suction - Check Valve at the Tank Top |  | Bare or Galvanized Steel | Removal | 1998-07-21
0-006857 | TEXACO #60-349-0330 | 13635 N 19TH AVE | PHOENIX | AZ | 85029 | Maricopa | 7 | Perm Closure | 2005-06-17 | 10000 | Gasoline | COMPARTMENT A | Double Walled | Asphalt coated or Bare Steel |  |  |  | Removal | 1990-06-01
0-006857 | TEXACO #60-349-0330 | 13635 N 19TH AVE | PHOENIX | AZ | 85029 | Maricopa | 4 | Perm Closure | 1990-06-08 | 10000 | Gasoline | COMPARTMENT A | Double Walled | Fiberglass Reinforced Plastic | Pressure |  | Fiberglass Reinforced Plastic | Removal | 2002-11-21
0-008431 | MARICOPA CHEVRON | 19680 N JOHN WAYNE PKWY | MARICOPA | AZ | 85139 | Pinal | 3 | Open | 1994-08-01 | 10000 | Diesel #2 | COMPARTMENT A | Double Walled | Fiberglass Reinforced Plastic | Pressure | Double Walled | Fiberglass Reinforced Plastic
0-008804 | SAFFORD UNIFIED SCHOOL DISTRICT TRANSPORATION DEPARTMENT | 1141 S 14TH AVE | SAFFORD | AZ | 85546 | Graham | 2 | Perm Closure | 1986-01-01 | 10000 | Gasoline | COMPARTMENT A | Double Walled | Composite (Steel/Fiberglass) | Pressure |  |  | Removal | 2019-07-17
0-002892 | SUN WESTERN FLYERS | 3535 S FORTUNA AVE | YUMA | AZ | 85365 | Yuma | 5 | Perm Closure | 1982-01-01 | 12000 | Jet Fuel | COMPARTMENT A |  | Asphalt coated or Bare Steel | Suction - Check Valve at the Dispenser |  | Bare or Galvanized Steel | Removal | 2008-08-20
0-002892 | SUN WESTERN FLYERS | 3535 S FORTUNA AVE | YUMA | AZ | 85365 | Yuma | 1 | Perm Closure | 1979-01-01 | 6000 | Gasoline | COMPARTMENT A |  | Asphalt coated or Bare Steel |  |  |  | Removal | 1993-12-01
0-002892 | SUN WESTERN FLYERS | 3535 S FORTUNA AVE | YUMA | AZ | 85365 | Yuma | 3 | Perm Closure | 1982-01-01 | 12000 | Gasoline | COMPARTMENT A |  | Asphalt coated or Bare Steel | Pressure |  | Bare or Galvanized Steel | Removal | 2008-08-21
0-004527 | SNOWFLAKE EXXON |  | SNOWFLAKE |  |  | Navajo | 3 | Perm Closure | 1972-04-29 | 6000 | Gasoline | COMPARTMENT A | Double Walled | Asphalt coated or Bare Steel |  |  |  | Removal | 1989-06-01
0-005705 | TROY INVESTMENT | 51348 W HIGHWAY 60 | AGUILA | AZ | 85320 | Maricopa | 1 | Open | 1970-01-21 | 10000 | Diesel | COMPARTMENT A | Single Walled | Asphalt coated or Bare Steel | Pressure | Single Walled | Fiberglass Reinforced Plastic
0-003549 | GREAT GAS | 607 E STATE ROUTE 89A | COTTONWOOD | AZ | 86326 | Yavapai | 4 | Open | 1993-12-09 | 7000 | Gasoline (Mid-Grade UL) | COMPARTMENT A | Single Walled | Asphalt coated or Bare Steel | Pressure | Single Walled | Fiberglass Reinforced Plastic
0-003549 | GREAT GAS | 607 E STATE ROUTE 89A | COTTONWOOD | AZ | 86326 | Yavapai | 4 | Open | 1993-12-09 | 5000 | Gasoline (PUL) | COMPARTMENT B | Single Walled | Asphalt coated or Bare Steel | Pressure | Single Walled | Fiberglass Reinforced Plastic
0-004510 | WELDON SHUMAKER |  | SAN SIMON |  |  | Cochise | 1 | Perm Closure | 1980-07-15 | 3000 | Gasoline | COMPARTMENT A | Double Walled | Asphalt coated or Bare Steel |  |  |  | Removal | 1986-01-01
0-009078 | ARTISAN PARKVIEW CONDOMINIUMS | 706 E WASHINGTON ST | PHOENIX | AZ | 85034 | Maricopa | 1 | Perm Closure | 1959-01-01 | 750 | Gasoline | COMPARTMENT A |  | Asphalt coated or Bare Steel |  |  |  | Removal | 1997-05-02
0-006330 | VALLEY FEED AND SEED | 1918 W VAN BUREN ST | PHOENIX | AZ | 85009 | Maricopa | 3 | Perm Closure | 1957-01-01 | 550 | Unidentified | COMPARTMENT A | Double Walled | Asphalt coated or Bare Steel |  |  |  | Removal | 1990-01-10
0-003898 | PAYSON'S COUNTRY STORE | 709 S BEELINE HWY | PAYSON | AZ | 85541 | Gila | 2 | Perm Closure | 1961-04-15 | 1000 | Gasoline | COMPARTMENT A | Single Walled | Asphalt coated or Bare Steel |  |  |  | Removal | 1990-11-13
0-003366 | US WEST #127736 - STRAWBERRY RADIO |  | LONG VALLEY |  |  | Coconino | 1 | Perm Closure | 1973-01-06 | 550 | Diesel | COMPARTMENT A | Unknown | Fiberglass Reinforced Plastic | Suction - Check Valve at the Tank Top |  | Bare or Galvanized Steel | Removal | 1993-12-14
0-004727 | HEALY AUTO CENTER | 1316 N BROAD ST | GLOBE | AZ | 85501 | Gila | 1 | Perm Closure | 1956-01-01 | 500 | Used Oil/Waste Oil | COMPARTMENT A | Single Walled | Asphalt coated or Bare Steel | Suction - Check Valve at the Tank Top | Single Walled | Bare or Galvanized Steel | Removal | 1990-11-14
0-001116 | CHEVRON #9-4427 | 210 LIVE OAK ST | MIAMI | AZ | 85539 | Gila | 5 | Perm Closure | 1966-01-01 | 550 | Used Oil/Waste Oil | COMPARTMENT A |  | Asphalt coated or Bare Steel | Gravity Feed |  |  | Removal | 1992-05-06
0-001586 | COCHISE COLLEGE - DOUGLAS CAMPUS | 4190 W HIGHWAY 80 | DOUGLAS | AZ | 85607 | Cochise | 1 | Perm Closure | 1981-01-01 | 17000 | Unidentified | COMPARTMENT A | Single Walled | Asphalt coated or Bare Steel | Pressure | Single Walled | Bare or Galvanized Steel | Removal | 1992-06-03
0-001586 | COCHISE COLLEGE - DOUGLAS CAMPUS | 4190 W HIGHWAY 80 | DOUGLAS | AZ | 85607 | Cochise | 4 | Perm Closure | 1977-01-01 | 17000 | Unidentified | COMPARTMENT A | Single Walled | Asphalt coated or Bare Steel | Pressure | Single Walled | Bare or Galvanized Steel | Removal | 1992-06-03
0-001586 | COCHISE COLLEGE - DOUGLAS CAMPUS | 4190 W HIGHWAY 80 | DOUGLAS | AZ | 85607 | Cochise | 6 | Perm Closure | 1967-01-01 | 1000 | Diesel | COMPARTMENT A | Single Walled | Asphalt coated or Bare Steel | Suction - Check Valve at the Tank Top | Single Walled | Bare or Galvanized Steel | Removal | 1992-06-03
0-006314 | CLIFF'S AUTOMOTIVE | 13221 S HIGHWAY 69 | MAYER | AZ | 86333 | Yavapai | 1 | Perm Closure | 1982-01-01 | 10000 | Gasoline | COMPARTMENT A |  | Asphalt coated or Bare Steel | Pressure |  |  | Removal | 2008-07-22
0-001884 | CIRCLE K #2705409 | 8249 W INDIAN SCHOOL RD | PHOENIX | AZ | 85033 | Maricopa | 3 | Perm Closure | 1969-01-01 | 10000 | Gasoline | COMPARTMENT A |  | Asphalt coated or Bare Steel | Pressure |  | Fiberglass Reinforced Plastic | Removal | 1995-12-01
0-001884 | CIRCLE K #2705409 | 8249 W INDIAN SCHOOL RD | PHOENIX | AZ | 85033 | Maricopa | 4 | Perm Closure | 1969-01-01 | 1000 | Used Oil/Waste Oil | COMPARTMENT A |  | Asphalt coated or Bare Steel | Gravity Feed |  | Fiberglass Reinforced Plastic | Removal | 1995-12-01
0-001065 | SPEEDWAY STORE #2941 | 7085 E BROADWAY BLVD | TUCSON | AZ | 85710 | Pima | 3 | Perm Closure | 1984-01-01 | 10000 | Gasoline | COMPARTMENT A | Double Walled | Fiberglass Reinforced Plastic | Pressure | Double Walled | Fiberglass Reinforced Plastic | Removal | 2004-07-20
0-008899 | SUNDT CORP - HOUGHTON RD | 7451 S HOUGHTON RD | TUCSON | AZ | 85747 | Pima | 2 | Perm Closure | 1980-06-01 | 6000 | Diesel | COMPARTMENT A | Double Walled | Asphalt coated or Bare Steel | Suction - Check Valve at the Tank Top |  | Bare or Galvanized Steel | Removal | 1996-10-01
0-001086 | SANDHU CHEVRON | 808 E BASELINE RD | TEMPE | AZ | 85283 | Maricopa | 9 | Open | 1993-10-29 | 10000 | Gasoline | COMPARTMENT A | Double Walled | Fiberglass Reinforced Plastic | Pressure | Double Walled | Fiberglass Reinforced Plastic
0-002453 | BROWN & BROWN NISSAN @ BROADWAY & DOBSON | 1701 W BROADWAY RD | MESA | AZ | 85202 | Maricopa | 2 | Perm Closure | 1972-12-24 | 500 | Used Oil/Waste Oil | COMPARTMENT A | Single Walled | Asphalt coated or Bare Steel |  |  |  | Removal | 1988-12-20
0-005061 | REDDAWAY - 314 | 2350 W WETMORE RD | TUCSON | AZ | 85705 | Pima | 2 | Perm Closure | 1980-01-01 | 10000 | Gasoline | COMPARTMENT A | Single Walled | Asphalt coated or Bare Steel |  |  |  | Removal | 1990-01-31
0-005061 | REDDAWAY - 314 | 2350 W WETMORE RD | TUCSON | AZ | 85705 | Pima | 3 | Perm Closure | 1980-01-01 | 1000 | Used Oil/Waste Oil | COMPARTMENT A | Single Walled | Asphalt coated or Bare Steel |  |  |  | Removal | 1988-09-01
0-009076 | VACANT INDUSTRIAL SITE | 2130 W GRANT ST | PHOENIX | AZ | 85009 | Maricopa | 1 | Perm Closure | 1970-01-01 | 1000 | Gasoline | COMPARTMENT A | Unknown | Asphalt coated or Bare Steel | Suction - Check Valve at the Tank Top |  |  | Removal | 1997-04-23
0-003795 | HARPER ENTERPRISES |  | SPRINGERVILLE |  |  | Apache | 1 | Perm Closure | 2005-06-17 | 3000 | Diesel | COMPARTMENT A | Double Walled | Asphalt coated or Bare Steel |  |  |  | Removal | 1984-06-11
0-005104 | GRAHAM COUNTY - HIGHWAY DEPARTMENT | 3250 W 8TH ST | THATCHER | AZ | 85552 | Graham | 4 | Perm Closure | 1967-01-01 | 1800 | Gasoline | COMPARTMENT A |  | Asphalt coated or Bare Steel |  |  |  | Removal | 1992-10-01
0-006256 | GAS-N-GRUB 1 | 4518 N STOCKTON HILL RD | KINGMAN | AZ | 86409 | Mohave | 1 | Perm Closure | 1987-07-27 | 10000 | Gasoline | COMPARTMENT A | Single Walled | Fiberglass Reinforced Plastic | Pressure | Single Walled | Fiberglass Reinforced Plastic | Removal | 2019-04-11
0-008714 | VACANT GAS STATION |  | OATMAN |  |  | Mohave | 2 | Perm Closure | 1930-01-01 | 580 | Gasoline | COMPARTMENT A | Double Walled | Asphalt coated or Bare Steel |  |  |  | Removal | 1995-09-18
0-000987 | MACCHIAROLI CITRUS CO | 1224 W FAIRMONT DR | TEMPE | AZ | 85282 | Maricopa | 1 | Perm Closure | 1985-01-01 | 10000 | Diesel | COMPARTMENT A |  | Fiberglass Reinforced Plastic | Pressure |  | Fiberglass Reinforced Plastic | Removal | 1994-01-14
0-001272 | CIRCLE K #2700612 | 3550 E BROADWAY RD | MESA | AZ | 85204 | Maricopa | 1 | Perm Closure | 1972-01-01 | 10000 | Gasoline | COMPARTMENT A |  | Asphalt coated or Bare Steel |  |  |  | Removal | 1994-12-05
0-001261 | CIRCLE K #586 | 3130 N STOCKTON HILL RD | KINGMAN | AZ | 86401 | Mohave | 4 | Open | 1995-07-12 | 10000 | Gasoline (UL) | COMPARTMENT A | Double Walled | Fiberglass Reinforced Plastic | Pressure | Double Walled | Fiberglass Reinforced Plastic
0-003412 | US WEST #143270 | 3532 W GREENWAY RD | PHOENIX | AZ | 85053 | Maricopa | 1 | Perm Closure | 1978-01-06 | 2000 | Diesel | COMPARTMENT A | Double Walled | Asphalt coated or Bare Steel |  |  |  | Removal | 1989-12-28
0-006935 | LEES FERRY LODGE |  | MARBLE CANYON |  |  | Coconino | 1 | Perm Closure | 2005-06-17 | 3000 | Gasoline | COMPARTMENT A | Double Walled | Fiberglass Reinforced Plastic | Suction - Check Valve at the Tank Top |  | Bare or Galvanized Steel | Removal | 1990-02-01
0-003097 | FIVE RIVERS CATTLE FEEDING | 34673 E COUNTY 9TH ST | WELLTON | AZ | 85356 | Yuma | 1 | Perm Closure | 1972-01-01 | 7000 | Gasoline | COMPARTMENT A | Double Walled | Asphalt coated or Bare Steel |  |  |  | Removal | 1988-11-30
0-005727 | YUCO GIN - BAKER GIN | 7474 E US HIGHWAY 95 | YUMA | AZ | 85365 | Yuma | 1 | Perm Closure | 1961-05-06 | 550 | Gasoline | COMPARTMENT A | Double Walled | Asphalt coated or Bare Steel |  |  |  | Removal | 1986-06-01
0-000156 | TEXACO - APPLE'S TEXACO SERVICE | 497 E 16TH ST | YUMA | AZ | 85364 | Yuma | 3 | Perm Closure | 1964-01-01 | 6000 | Gasoline | COMPARTMENT A |  | Asphalt coated or Bare Steel |  |  |  | Closed in Place | 1970-01-01
0-008193 | WESTERN FARM SERVICE DESERT DIVISION - SOMERTON | 1509 E MAIN ST | SOMERTON | AZ | 85350 | Yuma | 3 | Perm Closure | 1981-06-01 | 10000 | Diesel | COMPARTMENT A | Unknown | Fiberglass Reinforced Plastic | Suction - Check Valve at the Tank Top |  | Fiberglass Reinforced Plastic | Removal | 1993-04-16
0-008193 | WESTERN FARM SERVICE DESERT DIVISION - SOMERTON | 1509 E MAIN ST | SOMERTON | AZ | 85350 | Yuma | 1 | Perm Closure | 1981-06-01 | 10000 | Gasoline | COMPARTMENT A | Unknown | Fiberglass Reinforced Plastic | Suction - Check Valve at the Tank Top |  | Fiberglass Reinforced Plastic | Removal | 1993-04-16
0-000937 | PILOT TRAVEL CENTER #1175 | 14925 S STAGECOACH TRL | MAYER | AZ | 86333 | Yavapai | 3 | Perm Closure | 1979-01-01 | 8000 | Gasoline | COMPARTMENT A |  | Asphalt coated or Bare Steel | Pressure |  | Fiberglass Reinforced Plastic | Removal | 2004-03-18
0-002037 | LAVICIO'S #111/E-Z SERVE #100903 | 3780 S PARK AVE | TUCSON | AZ | 85713 | Pima | 3 | Perm Closure | 1979-04-28 | 8000 | Gasoline | COMPARTMENT A | Single Walled | Asphalt coated or Bare Steel | Pressure |  |  | Removal | 1993-04-30
0-002037 | LAVICIO'S #111/E-Z SERVE #100903 | 3780 S PARK AVE | TUCSON | AZ | 85713 | Pima | 1 | Perm Closure | 1979-04-28 | 8000 | Gasoline | COMPARTMENT A | Single Walled | Asphalt coated or Bare Steel | Pressure |  |  | Removal | 1993-04-30
0-009046 | I-10 FARMS |  | HARQUAHALA VALLEY |  |  | Maricopa | 1 | Perm Closure | 2005-06-17 | 5000 | Diesel | COMPARTMENT A | Unknown | Asphalt coated or Bare Steel |  |  |  | Removal | 1997-06-18
0-001554 | SUDDATH RELOCATION SYSTEMS OF ARIZONA | 3600 E 36TH ST | TUCSON | AZ | 85713 | Pima | 5 | Perm Closure | 1989-12-01 | 500 | Used Oil/Waste Oil | COMPARTMENT A | Double Walled | Composite (Steel/Fiberglass) | Gravity Feed | Single Walled | Bare or Galvanized Steel | Removal | 2019-02-27
0-001554 | SUDDATH RELOCATION SYSTEMS OF ARIZONA | 3600 E 36TH ST | TUCSON | AZ | 85713 | Pima | 4 | Perm Closure | 1989-12-01 | 8000 | Diesel | COMPARTMENT A | Double Walled | Composite (Steel/Fiberglass) | Pressure | Single Walled | Bare or Galvanized Steel | Removal | 2019-02-27
0-002437 | 89ER TRUCK STOP |  | PEEPLES VALLEY |  |  | Yavapai | 1 | Perm Closure | 1958-05-26 | 12000 | Gasoline | COMPARTMENT A | Single Walled | Asphalt coated or Bare Steel | Pressure |  |  | Removal | 1991-11-25
0-001331 | CIRCLE K #843 | 6750 S CRAYCROFT RD | TUCSON | AZ | 85756 | Pima | 1 | Perm Closure | 1972-01-01 | 10000 | Gasoline | COMPARTMENT A |  | Asphalt coated or Bare Steel |  |  |  | Removal | 1995-06-26
0-001331 | CIRCLE K #843 | 6750 S CRAYCROFT RD | TUCSON | AZ | 85756 | Pima | 4 | Open | 1995-06-30 | 10000 | Gasoline | COMPARTMENT A | Single Walled | Fiberglass Reinforced Plastic | Pressure | Double Walled | Fiberglass Reinforced Plastic
0-002922 | HD SUPPLY AZ018-6651 | 941 E 19TH ST | TUCSON | AZ | 85719 | Pima | 1 | Perm Closure | 2005-06-17 | 10000 | Diesel | COMPARTMENT A | Single Walled | Asphalt coated or Bare Steel |  |  |  | Removal | 1989-04-05
0-005199 | TUCSON TRUCK TERMINAL | 5451 E BENSON HWY | TUCSON | AZ | 85756 | Pima | 27 | Perm Closure | 1978-01-01 | 12000 | Diesel | COMPARTMENT A | Single Walled | Asphalt coated or Bare Steel | Pressure | Double Walled | Flexible | Removal | 2017-06-28
0-005199 | TUCSON TRUCK TERMINAL | 5451 E BENSON HWY | TUCSON | AZ | 85756 | Pima | 23 | Perm Closure | 1978-01-01 | 12000 | Diesel | COMPARTMENT A | Single Walled | Asphalt coated or Bare Steel | Pressure | Double Walled | Flexible | Removal | 2017-05-12
0-005199 | TUCSON TRUCK TERMINAL | 5451 E BENSON HWY | TUCSON | AZ | 85756 | Pima | 13 | Perm Closure | 1985-01-01 | 4000 | Used Oil/Waste Oil | COMPARTMENT A | Double Walled | Asphalt coated or Bare Steel | Gravity Feed | Single Walled | Bare or Galvanized Steel | Removal | 1997-08-26
0-005199 | TUCSON TRUCK TERMINAL | 5451 E BENSON HWY | TUCSON | AZ | 85756 | Pima | 19 | Perm Closure | 1973-01-01 | 10000 | Diesel | COMPARTMENT A |  | Asphalt coated or Bare Steel |  |  |  | Removal | 1986-07-03
0-005199 | TUCSON TRUCK TERMINAL | 5451 E BENSON HWY | TUCSON | AZ | 85756 | Pima | 2 | Perm Closure | 1966-01-01 | 12000 | Diesel | COMPARTMENT A | Double Walled | Asphalt coated or Bare Steel |  |  |  | Removal | 1986-07-03
0-005199 | TUCSON TRUCK TERMINAL | 5451 E BENSON HWY | TUCSON | AZ | 85756 | Pima | 9 | Perm Closure | 1985-01-01 | 8000 | Unidentified | COMPARTMENT A | Double Walled | Asphalt coated or Bare Steel |  |  |  | Removal | 1993-12-06
0-005191 | TUCSON MEDICAL CENTER | 5301 E GRANT RD | TUCSON | AZ | 85712 | Pima | 7 | Perm Closure | 1982-01-01 | 1000 | Gasoline | COMPARTMENT A |  | Asphalt coated or Bare Steel | Pressure |  | Fiberglass Reinforced Plastic | Removal | 1994-11-28
0-005191 | TUCSON MEDICAL CENTER | 5301 E GRANT RD | TUCSON | AZ | 85712 | Pima | 6 | Perm Closure | 1979-01-01 | 6000 | Diesel | COMPARTMENT A |  | Asphalt coated or Bare Steel | Pressure |  |  | Removal | 2012-01-30
0-004443 | SHAMROCK FARMS - TUCSON FACILITY | 5400 W CORTARO FARMS RD | MARANA | AZ | 85742 | Pima | 1 | Perm Closure | 1978-12-21 | 5000 | Diesel | COMPARTMENT A | Double Walled | Asphalt coated or Bare Steel |  |  |  | Removal | 1989-01-05
0-008481 | RAWHIDE MOTORS FACILITY - FORMER | 1659 W WHITE MOUNTAIN BLVD | PINETOP-LAKESIDE | AZ | 85929 | Navajo | 1 | Perm Closure | 2005-06-17 | 550 | Used Oil/Waste Oil | COMPARTMENT A | Unknown | Asphalt coated or Bare Steel |  |  |  | Removal | 1995-04-25
0-000803 | USDOI BR - DAVIS DAM | 1 DAVIS DM | BULLHEAD CITY | AZ | 86429 | Mohave | 1 | Perm Closure | 1977-01-01 | 3000 | Gasoline | COMPARTMENT A |  | Asphalt coated or Bare Steel |  |  |  | Removal | 1989-04-01
0-008789 | KEN & MEL'S EXXON | 52 LAKE HAVASU AVE S | LAKE HAVASU CITY | AZ | 86403 | Mohave | 1 | Perm Closure | 2005-06-17 | 10000 | Gasoline | COMPARTMENT A | Unknown | Asphalt coated or Bare Steel | Pressure |  |  | Removal | 1999-10-05
0-002573 | FOOTHILLS GOLF CLUB | 2201 E CLUBHOUSE DR | PHOENIX | AZ | 85048 | Maricopa | 11 | Perm Closure | 1950-01-01 | 10000 | Diesel | COMPARTMENT A | Single Walled | Asphalt coated or Bare Steel |  |  |  | Removal | 1986-07-01
0-002573 | FOOTHILLS GOLF CLUB | 2201 E CLUBHOUSE DR | PHOENIX | AZ | 85048 | Maricopa | 4 | Perm Closure | 1950-01-01 | 10000 | Gasoline | COMPARTMENT A | Single Walled | Asphalt coated or Bare Steel | Pressure |  | Bare or Galvanized Steel | Removal | 1995-10-13
0-002573 | FOOTHILLS GOLF CLUB | 2201 E CLUBHOUSE DR | PHOENIX | AZ | 85048 | Maricopa | 3 | Perm Closure | 1950-01-01 | 1000 | Gasoline | COMPARTMENT A | Single Walled | Asphalt coated or Bare Steel |  |  |  | Removal | 1989-03-08
0-002573 | FOOTHILLS GOLF CLUB | 2201 E CLUBHOUSE DR | PHOENIX | AZ | 85048 | Maricopa | 8 | Perm Closure | 1974-01-01 | 12000 | Gasoline | COMPARTMENT A | Single Walled | Asphalt coated or Bare Steel |  |  |  | Removal | 1987-10-01
0-004224 | RYDER TRANSPORTATION SERVICES #0983 | 2122 W 4TH ST | TEMPE | AZ | 85281 | Maricopa | 3 | Perm Closure | 1979-01-01 | 10000 | Gasoline | COMPARTMENT A | Single Walled | Asphalt coated or Bare Steel | Pressure | Double Walled | Fiberglass Reinforced Plastic | Removal | 1994-08-16
0-004224 | RYDER TRANSPORTATION SERVICES #0983 | 2122 W 4TH ST | TEMPE | AZ | 85281 | Maricopa | 5 | Perm Closure | 1979-01-01 | 2000 | Used Oil/Waste Oil | COMPARTMENT A | Single Walled | Asphalt coated or Bare Steel | Gravity Feed | Single Walled | Bare or Galvanized Steel | Removal | 1994-08-16
0-004224 | RYDER TRANSPORTATION SERVICES #0983 | 2122 W 4TH ST | TEMPE | AZ | 85281 | Maricopa | 6 | Open | 1994-09-06 | 12000 | Diesel | COMPARTMENT A | Double Walled | Fiberglass Reinforced Plastic | Pressure | Double Walled | Fiberglass Reinforced Plastic
0-007684 | PAINTED DESERT OASIS CHEVRON |  | PETRIFIED FOREST NATIONAL PARK |  |  | Apache | 2 | Perm Closure | 1959-01-01 | 6000 | Gasoline | COMPARTMENT A | Single Walled | Asphalt coated or Bare Steel | Pressure |  | Fiberglass Reinforced Plastic | Removal | 1992-04-02
0-007684 | PAINTED DESERT OASIS CHEVRON |  | PETRIFIED FOREST NATIONAL PARK |  |  | Apache | 1 | Perm Closure | 1959-01-01 | 10000 | Gasoline | COMPARTMENT A | Single Walled | Asphalt coated or Bare Steel | Pressure |  | Fiberglass Reinforced Plastic | Removal | 1992-04-02
0-008897 | MARANA ARMY AIRFIELD |  | MARANA |  |  | Pinal | 1 | Perm Closure | 1940-01-01 | 2500 | Diesel | COMPARTMENT A | Unknown | Asphalt coated or Bare Steel | Suction - Check Valve at the Dispenser |  |  | Removal | 1996-08-01
0-006731 | AVFLIGHT MESA | 4766 E FALCON DR | MESA | AZ | 85215 | Maricopa | 3 | Perm Closure | 1989-10-20 | 12000 | Jet Fuel | COMPARTMENT A | Double Walled | Composite (Steel/Fiberglass) | Suction - Check Valve at the Tank Top |  | Fiberglass Reinforced Plastic | Removal | 2020-09-18
0-005837 | SUN TRANSMISSION & RADIATORS | 8135 W GRAND AVE | PEORIA | AZ | 85345 | Maricopa | 4 | Perm Closure | 1962-01-01 | 500 | Used Oil/Waste Oil | COMPARTMENT A | Double Walled | Asphalt coated or Bare Steel | Gravity Feed |  | Bare or Galvanized Steel | Removal | 2000-05-22
0-007491 | UNIVERSAL PLASTICS | 4825 N 19TH AVE | PHOENIX | AZ | 85015 | Maricopa | 3 | Perm Closure | 2005-06-17 | 1000 | Gasoline | COMPARTMENT A | Unknown | Asphalt coated or Bare Steel | Gravity Feed |  | Bare or Galvanized Steel | Removal | 1991-10-14
0-001041 | CHEVRON #9-5112 | 6002 N 59TH AVE | GLENDALE | AZ | 85301 | Maricopa | 2 | Perm Closure | 1982-01-01 | 10000 | Gasoline | COMPARTMENT A | Single Walled | Fiberglass Reinforced Plastic |  |  |  | Removal | 1991-01-17
0-000994 | NESBITT CONTRACTING COMPANY | 100 S PRICE RD | TEMPE | AZ | 85281 | Maricopa | 8 | Perm Closure | 1980-01-01 | 1000 | Unidentified | COMPARTMENT A |  | Asphalt coated or Bare Steel | Gravity Feed | Single Walled | Bare or Galvanized Steel | Removal | 1996-09-26
0-004287 | SRP - POWER CONSTRUCTION & MAINTENANCE | 1100 N PROJECT DR | TEMPE | AZ | 85281 | Maricopa | 9 | Perm Closure | 1995-01-07 | 10000 | Diesel | COMPARTMENT A | Unknown | Asphalt coated or Bare Steel |  |  |  | Removal | 1996-10-01
0-004287 | SRP - POWER CONSTRUCTION & MAINTENANCE | 1100 N PROJECT DR | TEMPE | AZ | 85281 | Maricopa | 10 | Perm Closure | 1995-01-07 | 10000 | Gasoline | COMPARTMENT A | Unknown | Asphalt coated or Bare Steel |  |  |  | Removal | 1991-03-28
0-004671 | 7-ELEVEN #25433 | 8889 E VIA LINDA | SCOTTSDALE | AZ | 85258 | Maricopa | 1 | Perm Closure | 1984-01-01 | 10000 | Gasoline | COMPARTMENT A | Unknown | Fiberglass Reinforced Plastic | Suction - Check Valve at the Tank Top |  | Fiberglass Reinforced Plastic | Removal | 1999-08-19
0-005062 | REDDAWAY - PHOENIX TERMINAL | 3045 S 43RD AVE | PHOENIX | AZ | 85009 | Maricopa | 3 | Perm Closure | 1980-01-01 | 10000 | Diesel | COMPARTMENT A | Single Walled | Asphalt coated or Bare Steel |  |  |  | Removal | 1990-04-01
0-003272 | EXXONMOBIL #18-M57 | 5843 W INDIAN SCHOOL RD | PHOENIX | AZ | 85031 | Maricopa | 2 | Perm Closure | 1972-01-01 | 10000 | Gasoline | COMPARTMENT A |  | Asphalt coated or Bare Steel |  |  |  | Removal | 1987-12-14
0-001898 | GRANITE REEF MOBIL | 6002 N GRANITE REEF RD | SCOTTSDALE | AZ | 85250 | Maricopa | 4 | Perm Closure | 1964-04-26 | 8000 | Gasoline | COMPARTMENT A |  | Asphalt coated or Bare Steel |  |  |  | Removal | 1986-04-01
0-001898 | GRANITE REEF MOBIL | 6002 N GRANITE REEF RD | SCOTTSDALE | AZ | 85250 | Maricopa | 7 | Perm Closure | 1989-01-01 | 12000 | Gasoline | COMPARTMENT A | Single Walled | Fiberglass Reinforced Plastic | Pressure |  | Fiberglass Reinforced Plastic | Removal | 2019-12-11
0-001898 | GRANITE REEF MOBIL | 6002 N GRANITE REEF RD | SCOTTSDALE | AZ | 85250 | Maricopa | 9 | Open | 2020-10-28 | 12000 | Gasoline (UL) | COMPARTMENT A | Double Walled | Fiberglass Reinforced Plastic | Pressure | Double Walled | Fiberglass Reinforced Plastic
0-005308 | UNOCAL #5972 | 209 N ARIZONA AVE | CHANDLER | AZ | 85225 | Maricopa | 5 | Perm Closure | 1990-11-01 | 12000 | Gasoline | COMPARTMENT A | Double Walled | Composite (Steel/Fiberglass) | Pressure |  | Fiberglass Reinforced Plastic | Removal | 1993-10-21
0-003900 | PIERCE AVIATION | 8603 S US HIGHWAY 85 | BUCKEYE | AZ | 85326 | Maricopa | 4 | Perm Closure | 1967-01-01 | 16000 | Gasoline | COMPARTMENT A | Single Walled | Asphalt coated or Bare Steel |  |  |  | Removal | 1989-06-02
0-003862 | CITY OF PHOENIX - EQUIPMENT MANAGEMENT | 2441 S 22ND AVE | PHOENIX | AZ | 85009 | Maricopa | 18 | Open | 1993-06-01 | 2500 | New Oil | COMPARTMENT A | Double Walled | Fiberglass Reinforced Plastic | Pressure | Double Walled | Fiberglass Reinforced Plastic
0-003862 | CITY OF PHOENIX - EQUIPMENT MANAGEMENT | 2441 S 22ND AVE | PHOENIX | AZ | 85009 | Maricopa | 9 | Perm Closure | 1974-01-01 | 5000 | Antifreeze / Ethylene Glycol | COMPARTMENT A | Single Walled | Asphalt coated or Bare Steel | Pressure | Single Walled | Bare or Galvanized Steel | Removal | 1993-04-01
0-003862 | CITY OF PHOENIX - EQUIPMENT MANAGEMENT | 2441 S 22ND AVE | PHOENIX | AZ | 85009 | Maricopa | 8 | Perm Closure | 1974-01-01 | 1000 | Automatic Transmission Fluid | COMPARTMENT A | Single Walled | Asphalt coated or Bare Steel | Suction - Check Valve at the Tank Top | Single Walled | Bare or Galvanized Steel | Removal | 1993-04-01
0-000128 | SOUTHWEST DISTRIBUTING COMPANY | 539 S DREW ST | MESA | AZ | 85210 | Maricopa | 9 | Perm Closure | 1982-02-01 | 500 | Used Oil/Waste Oil | COMPARTMENT A | Single Walled | Asphalt coated or Bare Steel |  |  |  | Removal | 2017-01-03
0-001783 | THE DIAL CORPORATION - HENKEL FACILITY | 15101 N SCOTTSDALE RD | SCOTTSDALE | AZ | 85254 | Maricopa | 1 | Perm Closure | 1975-01-01 | 1000 | Diesel | COMPARTMENT A |  | Asphalt coated or Bare Steel | Suction - Check Valve at the Tank Top |  |  | Removal | 1996-10-15
0-008471 | FRYS FUEL CENTER #627 | 9970 S RURAL RD | TEMPE | AZ | 85284 | Maricopa | 3 | Open | 1994-05-23 | 10000 | Gasoline | COMPARTMENT A | Double Walled | Fiberglass Reinforced Plastic | Pressure | Double Walled | Fiberglass Reinforced Plastic
0-008621 | MOBIL | 916 S CALIFORNIA AVE | PARKER | AZ | 85344 | La Paz | 2 | Perm Closure | 2005-06-17 | 7000 | Gasoline | COMPARTMENT A | Unknown | Asphalt coated or Bare Steel | Pressure |  | Bare or Galvanized Steel | Removal | 1995-05-24
0-001291 | CIRCLE K #2700719 | 11271 E TANQUE VERDE RD | TUCSON | AZ | 85749 | Pima | 7 | Open | 1998-07-10 | 12000 | Diesel | COMPARTMENT A | Double Walled | Fiberglass Reinforced Plastic | Pressure | Double Walled | Fiberglass Reinforced Plastic
0-001291 | CIRCLE K #2700719 | 11271 E TANQUE VERDE RD | TUCSON | AZ | 85749 | Pima | 4 | Perm Closure | 1970-01-01 | 10000 | Gasoline | COMPARTMENT A | Single Walled | Asphalt coated or Bare Steel | Pressure | Single Walled | Bare or Galvanized Steel | Removal | 1998-06-17
0-008873 | GOOD 2 GO STORES #508 | 3179 WILLOW CREEK RD | PRESCOTT | AZ | 86301 | Yavapai | 5 | Open | 1996-03-01 | 12000 | Gasoline | COMPARTMENT A | Single Walled | Fiberglass Reinforced Plastic | Pressure | Double Walled | Fiberglass Reinforced Plastic
0-008873 | GOOD 2 GO STORES #508 | 3179 WILLOW CREEK RD | PRESCOTT | AZ | 86301 | Yavapai | 3 | Open | 1996-03-01 | 12000 | Gasoline | COMPARTMENT A | Single Walled | Fiberglass Reinforced Plastic | Pressure | Double Walled | Fiberglass Reinforced Plastic
0-001651 | CT PRICE CONTRACTING | 6509 W ORANGEWOOD AVE | GLENDALE | AZ | 85301 | Maricopa | 6 | Perm Closure | 1990-10-18 | 12000 | Diesel | COMPARTMENT A | Double Walled | Fiberglass Reinforced Plastic | Pressure |  |  | Removal | 2016-04-27
0-002016 | CIRCLE K #5401 | 417 S DOBSON RD | MESA | AZ | 85202 | Maricopa | 9 | Open | 1998-12-18 | 15000 | Gasoline | COMPARTMENT A | Double Walled | Fiberglass Reinforced Plastic | Pressure | Double Walled | Fiberglass Reinforced Plastic
0-002016 | CIRCLE K #5401 | 417 S DOBSON RD | MESA | AZ | 85202 | Maricopa | 6 | Perm Closure | 1974-01-01 | 8000 | Gasoline | COMPARTMENT A |  | Asphalt coated or Bare Steel | Pressure | Single Walled | Bare or Galvanized Steel | Removal | 1998-07-30
0-002070 | QUICK MART #3 | 1140 S 4TH AVE | TUCSON | AZ | 85701 | Pima | 4 | Open | 1998-09-01 | 12000 | Gasoline | COMPARTMENT A | Double Walled | Composite (Steel/Fiberglass) | Pressure | Double Walled | Flexible
0-000153 | USARMY - FORT HUACHUCA |  | FORT HUACHUCA |  |  | Cochise | 19 | Perm Closure | 1982-01-01 | 25000 | Diesel | COMPARTMENT A | Single Walled | Asphalt coated or Bare Steel | Pressure | Single Walled | Bare or Galvanized Steel | Removal | 1994-09-22
0-000153 | USARMY - FORT HUACHUCA |  | FORT HUACHUCA |  |  | Cochise | 47 | Perm Closure | 2005-06-17 | 300 | Used Oil/Waste Oil | COMPARTMENT A | Single Walled | Asphalt coated or Bare Steel | Gravity Feed |  |  | Removal | 1991-09-01
0-000153 | USARMY - FORT HUACHUCA |  | FORT HUACHUCA |  |  | Cochise | 53 | Perm Closure | 2005-06-17 | 600 | Used Oil/Waste Oil | COMPARTMENT A | Single Walled | Asphalt coated or Bare Steel | Pressure | Single Walled | Bare or Galvanized Steel | Removal | 1995-06-05
0-000153 | USARMY - FORT HUACHUCA |  | FORT HUACHUCA |  |  | Cochise | 79 | Open | 1993-01-01 | 6000 | Jet Fuel | COMPARTMENT A | Double Walled | Fiberglass Reinforced Plastic | Gravity Feed
0-000153 | USARMY - FORT HUACHUCA |  | FORT HUACHUCA |  |  | Cochise | 39 | Perm Closure | 1984-01-01 | 10000 | Gasoline | COMPARTMENT A | Single Walled | Fiberglass Reinforced Plastic | Pressure |  | Fiberglass Reinforced Plastic | Removal | 1992-06-24
0-000153 | USARMY - FORT HUACHUCA |  | FORT HUACHUCA |  |  | Cochise | 57 | Perm Closure | 2005-06-17 |  | Gasoline | COMPARTMENT A | Single Walled | Asphalt coated or Bare Steel |  |  |  | Removal | 1991-08-01
0-000153 | USARMY - FORT HUACHUCA |  | FORT HUACHUCA |  |  | Cochise | 69 | Open | 1994-11-01 | 10000 | Gasoline | COMPARTMENT A | Double Walled | Fiberglass Reinforced Plastic | Pressure | Double Walled | Fiberglass Reinforced Plastic
0-000153 | USARMY - FORT HUACHUCA |  | FORT HUACHUCA |  |  | Cochise | 68 | Open | 1994-11-01 | 10000 | Gasoline | COMPARTMENT A | Double Walled | Fiberglass Reinforced Plastic | Pressure | Double Walled | Fiberglass Reinforced Plastic
0-000153 | USARMY - FORT HUACHUCA |  | FORT HUACHUCA |  |  | Cochise | 48 | Perm Closure | 1942-01-01 | 12000 | Gasoline | COMPARTMENT A | Single Walled | Asphalt coated or Bare Steel |  |  |  | Removal | 1989-11-01
0-000153 | USARMY - FORT HUACHUCA |  | FORT HUACHUCA |  |  | Cochise | 28 | Perm Closure | 1960-01-01 | 15000 | Jet Fuel | COMPARTMENT A | Single Walled | Asphalt coated or Bare Steel | Pressure | Double Walled | Fiberglass Reinforced Plastic | Closed in Place | 2004-12-01
0-000153 | USARMY - FORT HUACHUCA |  | FORT HUACHUCA |  |  | Cochise | 63 | Perm Closure | 2005-06-17 | 200 | Used Oil/Waste Oil | COMPARTMENT A | Double Walled | Fiberglass Reinforced Plastic | Gravity Feed |  | Fiberglass Reinforced Plastic | Removal | 1995-06-05
0-000153 | USARMY - FORT HUACHUCA |  | FORT HUACHUCA |  |  | Cochise | 7 | Open | 1993-03-11 | 8000 | JP-8 (Kerosene-type Jet Fuel) | COMPARTMENT A | Double Walled | Fiberglass Reinforced Plastic | Suction - Check Valve at the Tank Top | Double Walled | Fiberglass Reinforced Plastic
0-000153 | USARMY - FORT HUACHUCA |  | FORT HUACHUCA |  |  | Cochise | 86 | Open | 2004-02-12 | 15000 | Gasoline | COMPARTMENT A | Double Walled | Fiberglass Reinforced Plastic | Pressure | Double Walled | Flexible
0-004961 | PIONEER FUEL | 7095 E 22ND ST | TUCSON | AZ | 85710 | Pima | 7 | Perm Closure | 1989-01-01 | 10000 | Gasoline | COMPARTMENT A |  | Fiberglass Reinforced Plastic | Pressure | Double Walled | Fiberglass Reinforced Plastic | Removal | 2012-12-11
0-000924 | CIRCLE K #5319 | 7900 E BROADWAY BLVD | TUCSON | AZ | 85710 | Pima | 2 | Open | 1985-01-01 | 20000 | Gasoline | COMPARTMENT A | Double Walled | Fiberglass Reinforced Plastic | Pressure |  | Fiberglass Reinforced Plastic
0-006342 | BOULEVARD AUTOMOTIVE SERVICE | 640 N ARIZONA BLVD | COOLIDGE | AZ | 85128 | Pinal | 3 | Perm Closure | 1982-08-29 | 10000 | Gasoline | COMPARTMENT A | Double Walled | Fiberglass Reinforced Plastic | Suction - Check Valve at the Tank Top |  |  | Removal | 1998-09-28
0-006342 | BOULEVARD AUTOMOTIVE SERVICE | 640 N ARIZONA BLVD | COOLIDGE | AZ | 85128 | Pinal | 2 | Perm Closure | 1982-08-29 | 2500 | Gasoline | COMPARTMENT A | Double Walled | Fiberglass Reinforced Plastic | Pressure |  |  | Removal | 1998-09-28
0-009900 | LOVE'S TRAVEL STOP #272 | 6035 E MINERVA LN | KINGMAN | AZ | 86401 | Mohave | 1 | Open | 2002-06-24 | 8000 | Diesel | COMPARTMENT A | Double Walled | Asphalt coated or Bare Steel
0-003025 | SAN MANUEL PLANT SITE -MILL | 200 S REDINGTON RD | SAN MANUEL | AZ | 85631 | Pinal | 2 | Perm Closure | 1953-04-02 | 10000 | Gasoline | COMPARTMENT A | Double Walled | Asphalt coated or Bare Steel |  |  |  | Removal | 1990-05-04
0-003025 | SAN MANUEL PLANT SITE -MILL | 200 S REDINGTON RD | SAN MANUEL | AZ | 85631 | Pinal | 4 | Perm Closure | 1978-04-02 | 12000 | Gasoline | COMPARTMENT A | Double Walled | Asphalt coated or Bare Steel |  |  |  | Removal | 1989-11-14
0-002799 | WOODYS FOOD STORE #137 | 55 W PINEWOOD BLVD | MUNDS PARK | AZ | 86017 | Coconino | 1 | Perm Closure | 1971-04-09 | 10000 | Gasoline | COMPARTMENT A | Single Walled | Asphalt coated or Bare Steel | Pressure | Double Walled |  | Removal | 2016-07-07
0-002799 | WOODYS FOOD STORE #137 | 55 W PINEWOOD BLVD | MUNDS PARK | AZ | 86017 | Coconino | 3 | Perm Closure | 1971-04-09 | 10000 | Gasoline | COMPARTMENT A | Single Walled | Asphalt coated or Bare Steel | Pressure | Double Walled |  | Removal | 2016-07-07
0-004172 | J P PHILLIPS - FORMER | 1624 S CENTRAL AVE | PHOENIX | AZ | 85004 | Maricopa | 1 | Perm Closure | 2005-06-17 | 10000 | Diesel | COMPARTMENT A | Unknown | Unknown |  |  |  | Removal | 1986-09-25
0-004268 | SAINT DAVID UNIFIED SCHOOL DISTRICT #21 | 70 E PATTON ST | SAINT DAVID | AZ | 85630 | Cochise | 1 | Perm Closure | 1971-05-07 | 1000 | Gasoline | COMPARTMENT A | Double Walled | Asphalt coated or Bare Steel |  |  |  | Removal | 1988-09-15
0-006708 | CASHION GIN | 3436 S 107TH AVE | AVONDALE | AZ | 85353 | Maricopa | 1 | Perm Closure | 2005-06-17 | 500 | Gasoline | COMPARTMENT A | Unknown | Asphalt coated or Bare Steel |  |  |  | Removal | 1990-02-14
0-007543 | CAL FED | 717 N 21ST AVE | PHOENIX | AZ | 85009 | Maricopa | 1 | Perm Closure | 2005-06-17 |  | Gasoline | COMPARTMENT A | Unknown | Asphalt coated or Bare Steel |  |  |  | Removal | 1988-11-15
0-007460 | 24 HOUR GAS-N-GO | 25 E COMMERICAL ST | SAINT JOHNS | AZ | 85936 | Apache | 1 | Perm Closure | 1985-09-01 | 10000 | Gasoline (UL) | COMPARTMENT A | Single Walled | Asphalt coated or Bare Steel | Pressure | Double Walled | Fiberglass Reinforced Plastic | Removal | 2019-05-23
0-008638 | STRIPES LLC | 3597 N HIGHWAY 87 | PINE | AZ | 85544 | Gila | 3 | Perm Closure | 2005-06-17 | 3000 | Diesel | COMPARTMENT A | Single Walled | Asphalt coated or Bare Steel | Suction - Check Valve at the Tank Top |  | Bare or Galvanized Steel | Removal | 1997-12-11
0-001591 | COCHISE COUNTY - EASTERN REGIONAL LANDFILL |  | ELFRIDA |  |  | Cochise | 3 | Perm Closure | 1976-01-01 | 3000 | Gasoline | COMPARTMENT A |  | Asphalt coated or Bare Steel | Suction - Check Valve at the Tank Top | Single Walled | Bare or Galvanized Steel | Closed in Place | 1995-12-11
0-009332 | BARTH GAS STATION |  | SAINT JOHNS |  |  | Apache | 2 | Perm Closure | 2005-06-17 | 1000 | Gasoline | COMPARTMENT A | Double Walled | Asphalt coated or Bare Steel |  |  |  | Removal | 2001-02-28
0-009332 | BARTH GAS STATION |  | SAINT JOHNS |  |  | Apache | 1 | Perm Closure | 2005-06-17 | 550 | Used Oil/Waste Oil | COMPARTMENT A | Double Walled | Asphalt coated or Bare Steel |  |  |  | Removal | 2001-02-28
0-000986 | CENTRAL ARIZONA COLLEGE - SIGNAL PEAK CAMPUS | 8470 N OVERFIELD RD | COOLIDGE | AZ | 85128 | Pinal | 3 | Perm Closure | 1974-01-01 | 5000 | Diesel | COMPARTMENT A | Single Walled | Asphalt coated or Bare Steel | Suction - Check Valve at the Dispenser |  |  | Removal | 2013-01-10
0-002006 | EXXON #7-3840 | 3244 S MILL AVE | TEMPE | AZ | 85282 | Maricopa | 1 | Perm Closure | 1965-01-01 | 6000 | Gasoline | COMPARTMENT A |  | Asphalt coated or Bare Steel | Pressure | Single Walled | Bare or Galvanized Steel | Removal | 1997-05-27
0-000137 | AMPHITHEATER PUBLIC SCHOOLS - MAINTENANCE FACILITY | 241 E PASTIME RD | TUCSON | AZ | 85705 | Pima | 6 | Open | 1990-06-06 | 10000 | Gasoline (Mid-Grade UL) | COMPARTMENT A | Single Walled | Fiberglass Reinforced Plastic | Pressure |  | Fiberglass Reinforced Plastic
0-006364 | HOUSE OF COPPER | 191 PIMA ST | GLOBE | AZ | 85501 | Gila | 3 | Perm Closure | 1979-09-10 | 6000 | Gasoline | COMPARTMENT A | Unknown | Asphalt coated or Bare Steel | Pressure |  |  | Removal | 1999-03-30
0-009080 | GROUNDSKEEPER | 5225 S SWAN RD | TUCSON | AZ | 85706 | Pima | 2 | Perm Closure | 1987-01-01 | 6000 | Diesel | COMPARTMENT A | Unknown | Asphalt coated or Bare Steel | Pressure |  | Bare or Galvanized Steel | Removal | 1998-04-07
0-007339 | ARNOLDS AUTO CENTER | 870 W APACHE TRL | APACHE JUNCTION | AZ | 85120 | Pinal | 2 | Perm Closure | 2005-06-17 | 6000 | Gasoline | COMPARTMENT A | Double Walled | Asphalt coated or Bare Steel | Pressure |  |  | Removal | 1991-06-20
0-007339 | ARNOLDS AUTO CENTER | 870 W APACHE TRL | APACHE JUNCTION | AZ | 85120 | Pinal | 4 | Perm Closure | 1966-01-01 | 500 | Used Oil/Waste Oil | COMPARTMENT A |  | Asphalt coated or Bare Steel | Suction - Check Valve at the Tank Top |  | Bare or Galvanized Steel | Removal | 2009-12-09
0-001737 | DEER VALLEY UNIFIED SCHOOL DISTRICT - MAINTENANCE | 20402 N 15TH AVE | PHOENIX | AZ | 85027 | Maricopa | 4 | Perm Closure | 1983-01-01 | 500 | Used Oil/Waste Oil | COMPARTMENT A | Double Walled | Fiberglass Reinforced Plastic |  |  |  | Removal | 1993-09-01
0-002782 | SPEEDWAY #2994 | 761 W AJO WAY | TUCSON | AZ | 85713 | Pima | 3 | Open | 1986-04-08 | 12000 | Gasoline | COMPARTMENT A | Double Walled | Composite (Steel/Fiberglass) | Pressure |  | Fiberglass Reinforced Plastic
0-003088 | MCCULLOCH CORPORATION PLANT - FORMER | 900 LAKE HAVASU AVE N | LAKE HAVASU CITY | AZ | 86403 | Mohave | 1 | Perm Closure | 1979-01-01 | 10000 | Gasoline | COMPARTMENT A | Double Walled | Fiberglass Reinforced Plastic | Suction - Check Valve at the Tank Top |  | Fiberglass Reinforced Plastic | Removal | 1992-12-17
0-004539 | CIRCLE K STORE #2706650 | 4760 E BROADWAY RD | PHOENIX | AZ | 85040 | Maricopa | 1 | Perm Closure | 1970-01-01 | 10000 | Gasoline | COMPARTMENT A |  | Asphalt coated or Bare Steel |  |  |  | Removal | 1990-11-05
0-005066 | TOLLESON UNION HIGH SCHOOL | 9419 W VAN BUREN ST | TOLLESON | AZ | 85353 | Maricopa | 2 | Perm Closure | 1982-06-01 | 10000 | Gasoline | COMPARTMENT A | Double Walled | Asphalt coated or Bare Steel | Suction - Check Valve at the Tank Top |  |  | Removal | 1995-03-14
0-003864 | CITY OF PHOENIX - SOUTHWEST SERVICE CENTER | 3045 S 22ND AVE | PHOENIX | AZ | 85009 | Maricopa | 4 | Perm Closure | 1965-01-01 | 2000 | Used Oil/Waste Oil | COMPARTMENT A | Single Walled | Concrete |  |  |  | Removal | 1989-07-11
0-003864 | CITY OF PHOENIX - SOUTHWEST SERVICE CENTER | 3045 S 22ND AVE | PHOENIX | AZ | 85009 | Maricopa | 6 | Perm Closure | 1965-01-01 | 1000 | New Oil | COMPARTMENT A | Single Walled | Asphalt coated or Bare Steel |  |  |  | Removal | 1988-02-20
0-003864 | CITY OF PHOENIX - SOUTHWEST SERVICE CENTER | 3045 S 22ND AVE | PHOENIX | AZ | 85009 | Maricopa | 20 | Perm Closure | 1991-01-01 | 550 | Used Oil/Waste Oil | COMPARTMENT A | Double Walled | Fiberglass Reinforced Plastic | Suction - Check Valve at the Tank Top | Double Walled | Fiberglass Reinforced Plastic | Removal | 1998-01-22
0-007068 | SUPERLITE BLOCK | 4601 N 42ND AVE | PHOENIX | AZ | 85019 | Maricopa | 7 | Perm Closure | 1975-01-01 | 10000 | Diesel | COMPARTMENT A | Double Walled | Asphalt coated or Bare Steel | Suction - Check Valve at the Tank Top |  |  | Removal | 1991-03-15
0-007068 | SUPERLITE BLOCK | 4601 N 42ND AVE | PHOENIX | AZ | 85019 | Maricopa | 1 | Perm Closure | 1975-01-01 | 7500 | Gasoline | COMPARTMENT A | Double Walled | Asphalt coated or Bare Steel | Suction - Check Valve at the Tank Top |  |  | Removal | 1991-03-15
0-007068 | SUPERLITE BLOCK | 4601 N 42ND AVE | PHOENIX | AZ | 85019 | Maricopa | 5 | Perm Closure | 1975-01-01 | 10000 | Diesel | COMPARTMENT A | Double Walled | Asphalt coated or Bare Steel | Suction - Check Valve at the Tank Top |  |  | Removal | 1991-03-15
0-007349 | TRI STAR INDUSTRIAL | 1645 W BUCKEYE RD | PHOENIX | AZ | 85007 | Maricopa | 1 | Perm Closure | 1968-01-01 | 1000 | Gasoline | COMPARTMENT A | Unknown | Asphalt coated or Bare Steel | Suction - Check Valve at the Tank Top |  | Bare or Galvanized Steel | Removal | 1991-08-08
0-005671 | AFCO #020211 | 1614 N 27TH AVE | PHOENIX | AZ | 85009 | Maricopa | 3 | Perm Closure | 1987-01-01 | 10000 | Gasoline | COMPARTMENT A | Double Walled | Composite (Steel/Fiberglass) | Pressure |  | Fiberglass Reinforced Plastic | Removal | 2008-11-05
0-001762 | USDOE WAPA | 615 S 43RD AVE | PHOENIX | AZ | 85009 | Maricopa | 5 | Perm Closure | 1983-01-01 | 10000 | Unidentified | COMPARTMENT A | Double Walled | Fiberglass Reinforced Plastic | Suction - Check Valve at the Tank Top |  | Fiberglass Reinforced Plastic | Removal | 1993-05-07
0-001762 | USDOE WAPA | 615 S 43RD AVE | PHOENIX | AZ | 85009 | Maricopa | 4 | Perm Closure | 1974-01-01 | 10000 | Gasoline | COMPARTMENT A |  | Asphalt coated or Bare Steel |  |  |  | Removal | 1991-11-06
0-007529 | THE GOODYEAR TIRE & RUBBER COMPANY | 3007 N 31ST AVE | PHOENIX | AZ | 85017 | Maricopa | 1 | Perm Closure | 2005-06-17 | 1000 | Gasoline | COMPARTMENT A | Unknown | Asphalt coated or Bare Steel | Suction - Check Valve at the Tank Top |  | Bare or Galvanized Steel | Closed in Place | 1986-05-01
0-001599 | COCONINO COUNTY - WEST HWY 66 FACILITY | 970 W ROUTE 66 | FLAGSTAFF | AZ | 86001 | Coconino | 3 | Perm Closure | 1966-01-01 | 10000 | Gasoline | COMPARTMENT A |  | Asphalt coated or Bare Steel |  |  |  | Removal | 1989-08-10
0-000941 | UNOCAL #6721 | 2435 E MCKELLIPS RD | MESA | AZ | 85213 | Maricopa | 4 | Perm Closure | 1983-01-01 | 10000 | Gasoline | COMPARTMENT A |  | Asphalt coated or Bare Steel | Pressure |  | Fiberglass Reinforced Plastic | Removal | 1994-06-30
0-008469 | GOOD 2 GO STORES #509 | 19590 N JOHN WAYNE PKWY | MARICOPA | AZ | 85139 | Pinal | 1 | Open | 1994-07-06 | 12000 | Gasoline | COMPARTMENT A | Single Walled | Fiberglass Reinforced Plastic | Pressure | Double Walled | Fiberglass Reinforced Plastic
0-003990 | PUREGRO COMPANY | 6415 S RAINBOW RD | BUCKEYE | AZ | 85326 | Maricopa | 1 | Perm Closure | 2005-06-17 | 1000 | Gasoline | COMPARTMENT A | Unknown | Unknown |  |  |  | Removal | 1989-03-06
0-001798 | DOBSON JOINT VENTURE | 14024 S HIGLEY RD | GILBERT | AZ | 85295 | Maricopa | 1 | Perm Closure | 1983-01-01 | 10000 | Gasoline | COMPARTMENT A |  | Asphalt coated or Bare Steel |  |  |  | Removal | 1989-01-01
0-003503 | PINNACLE PEAK GENERAL STORE | 8711 E PINNACLE PEAK RD | SCOTTSDALE | AZ | 85255 | Maricopa | 3 | Perm Closure | 1973-01-01 | 5000 | Gasoline | COMPARTMENT A |  | Asphalt coated or Bare Steel |  |  |  | Closed in Place | 1990-02-01
0-007926 | DEERFIELD MOVING & STORAGE | 22201 N 23RD AVE | PHOENIX | AZ | 85027 | Maricopa | 2 | Perm Closure | 1973-01-01 | 1000 | Gasoline | COMPARTMENT A | Unknown | Asphalt coated or Bare Steel | Suction - Check Valve at the Tank Top |  | Bare or Galvanized Steel | Removal | 1992-07-02
0-001574 | FLETCHER'S COBRE TIRE, INC | 12445 N CAVE CREEK RD | PHOENIX | AZ | 85022 | Maricopa | 1 | Perm Closure | 1984-01-01 | 500 | Used Oil/Waste Oil | COMPARTMENT A |  | Asphalt coated or Bare Steel | Gravity Feed |  |  | Removal | 1988-10-01
0-002888 | CONTAINER EXPRESS | 811 S 59TH AVE | PHOENIX | AZ | 85043 | Maricopa | 3 | Perm Closure | 1976-01-01 | 500 | Used Oil/Waste Oil | COMPARTMENT A |  | Asphalt coated or Bare Steel |  |  |  | Removal | 1989-12-12
0-000392 | CITY OF APACHE JUNCTION - CITY SERVICES ANNEX | 575 E BASELINE AVE | APACHE JUNCTION | AZ | 85119 | Pinal | 2 | Perm Closure | 1989-01-01 | 10000 | Gasoline | COMPARTMENT A | Double Walled | Fiberglass Reinforced Plastic |  |  |  | Closed in Place | 2011-08-31
0-009742 | CIRCLE K #2706360 | 4410 E RAY RD | PHOENIX | AZ | 85044 | Maricopa | 1 | Open | 2000-09-29 | 10000 | Gasoline | COMPARTMENT A | Single Walled | Fiberglass Reinforced Plastic | Pressure | Double Walled | Flexible
0-009742 | CIRCLE K #2706360 | 4410 E RAY RD | PHOENIX | AZ | 85044 | Maricopa | 3 | Open | 2000-09-29 | 10000 | Diesel | COMPARTMENT A | Single Walled | Fiberglass Reinforced Plastic | Pressure | Double Walled | Flexible
0-000340 | CIRCLE K #2705030 | 9618 N SAGUARO BLVD | FOUNTAIN HILLS | AZ | 85268 | Maricopa | 1 | Open | 1988-01-01 | 10000 | Gasoline | COMPARTMENT A | Double Walled | Fiberglass Reinforced Plastic | Pressure | Single Walled | Fiberglass Reinforced Plastic
0-002175 | CIRCLE K #2708597 | 4849 N 83RD AVE | PHOENIX | AZ | 85033 | Maricopa | 2 | Open | 1987-01-01 | 10000 | Gasoline | COMPARTMENT A | Double Walled | Fiberglass Reinforced Plastic | Pressure |  | Fiberglass Reinforced Plastic
0-002155 | FLETCHER FARMS |  | PEORIA |  |  | Maricopa | 1 | Perm Closure | 1971-02-18 | 660 | Diesel | COMPARTMENT A | Single Walled | Asphalt coated or Bare Steel |  |  |  | Removal | 1988-01-01
0-005326 | UNION ROCK & MATERIALS - EL MIRAGE PLANT | 8641 N EL MIRAGE RD | EL MIRAGE | AZ | 85335 | Maricopa | 3 | Perm Closure | 2005-06-17 | 4000 | Gasoline | COMPARTMENT A | Double Walled | Asphalt coated or Bare Steel |  |  |  | Removal | 1991-02-01
0-005326 | UNION ROCK & MATERIALS - EL MIRAGE PLANT | 8641 N EL MIRAGE RD | EL MIRAGE | AZ | 85335 | Maricopa | 4 | Perm Closure | 1976-04-30 | 12000 | Diesel | COMPARTMENT A | Double Walled | Fiberglass Reinforced Plastic |  |  |  | Removal | 1991-02-01
0-008773 | PIMA SCHOOL DISTRICT BUS YARD | 315 S 200 E | PIMA | AZ | 85543 | Graham | 1 | Perm Closure | 1986-07-10 | 1000 | Gasoline | COMPARTMENT A | Double Walled | Asphalt coated or Bare Steel | Suction - Check Valve at the Tank Top |  |  | Removal | 1996-06-18
0-003929 | PIONEER FORD SALES | 2600 NW GRAND AVE | PHOENIX | AZ | 85009 | Maricopa | 2 | Perm Closure | 1967-01-01 | 10000 | Gasoline | COMPARTMENT A | Single Walled | Asphalt coated or Bare Steel |  |  |  | Removal | 1990-09-25
0-003652 | PHOENIX UNION PROPERTIES | 512 E VAN BUREN ST | PHOENIX | AZ | 85004 | Maricopa | 3 | Perm Closure | 1972-01-01 | 300 | Unidentified | COMPARTMENT A | Single Walled | Asphalt coated or Bare Steel |  |  |  | Removal | 1990-06-22
0-006154 | PHELPS DODGE MERCANTILE WAREHOUSE |  | BISBEE |  |  | Cochise | 2 | Perm Closure | 1979-01-01 | 500 | Unidentified | COMPARTMENT A |  | Asphalt coated or Bare Steel |  |  |  | Removal | 1988-04-01
0-003772 | PHILLIPS 66 COMPANY #020009 | 1029 E DEUCE OF CLUBS | SHOW LOW | AZ | 85901 | Navajo | 4 | Perm Closure | 1968-01-01 | 4000 | Gasoline | COMPARTMENT A | Single Walled | Asphalt coated or Bare Steel |  |  |  | Removal | 1988-12-10
0-003594 | ALL AMERICAN FUEL | 57 S LAKE POWELL BLVD | PAGE | AZ | 86040 | Coconino | 8 | Open | 1996-12-01 | 10000 | Gasoline | COMPARTMENT A | Double Walled | Fiberglass Reinforced Plastic | Pressure | Double Walled
0-002667 | PAUL J CRITCHETT | 500 TOMBSTONE CYN | BISBEE | AZ | 85603 | Cochise | 1 | Perm Closure | 1939-01-01 | 550 | Gasoline | COMPARTMENT A | Single Walled | Asphalt coated or Bare Steel |  |  |  | Removal | 1989-09-10
0-003639 | PAYSON AIRPORT |  | PAYSON |  |  | Gila | 1 | Perm Closure | 1982-01-01 | 5000 | Gasoline | COMPARTMENT A | Single Walled | Asphalt coated or Bare Steel | Pressure |  |  | Removal | 1999-01-15
0-009101 | PAYSON MARKETPLACE | 1116 N BEELINE HWY | PAYSON | AZ | 85541 | Gila | 1 | Open | 1997-04-01 | 6000 | Gasoline (PUL) | COMPARTMENT B | Double Walled | Composite (Steel/Fiberglass) | Pressure | Double Walled | Fiberglass Reinforced Plastic
0-003641 | PAYSON UNIFIED SCHOOL DISTRICT #10 | 202 S MEADOW ST | PAYSON | AZ | 85541 | Gila | 2 | Perm Closure | 1974-01-01 | 6000 | Gasoline (UL) | COMPARTMENT A | Single Walled | Asphalt coated or Bare Steel | Suction - Check Valve at the Tank Top |  |  | Removal | 1998-06-09
0-009796 | NORTH AMERICAN MOVING & STORAGE | 4 S SAN FRANCISCO ST | FLAGSTAFF | AZ | 86001 | Coconino | 1 | Perm Closure | 2005-06-17 | 500 | Unidentified | COMPARTMENT A | Single Walled | Asphalt coated or Bare Steel |  |  |  | Removal | 2001-10-31
0-000727 | MOUNTAIN ICE CO OF ARIZONA | 1401 W GLENN ST | TUCSON | AZ | 85705 | Pima | 1 | Perm Closure | 1974-05-17 | 1200 | Gasoline | COMPARTMENT A | Unknown | Unknown |  |  |  | Removal | 1995-03-06
0-006826 | PARCEL 174-67-017 | 6035 N CASA BLANCA DR | PARADISE VALLEY | AZ | 85253 | Maricopa | 1 | Perm Closure | 2005-06-17 | 750 | Diesel | COMPARTMENT A | Unknown | Asphalt coated or Bare Steel |  |  |  | Removal | 1990-06-30
0-006948 | EXXONMOBIL OIL CORP #10785 | 5958 E MCKELLIPS RD | MESA | AZ | 85215 | Maricopa | 1 | Perm Closure | 1990-05-17 | 10000 | Gasoline | COMPARTMENT A | Single Walled | Fiberglass Reinforced Plastic | Pressure |  | Fiberglass Reinforced Plastic | Removal | 2006-10-05
0-008860 | MOHAVE MARKET PLACE | 5480 S HIGHWAY 95 | MOHAVE VALLEY | AZ | 86426 | Mohave | 1 | Open | 1995-09-08 | 15000 | Gasoline (UL) | COMPARTMENT A |  | Fiberglass Reinforced Plastic | Pressure | Double Walled | Fiberglass Reinforced Plastic
0-006389 | MONTEZUMA LODGE STORE |  | MORMON LAKE |  |  | Coconino | 2 | Perm Closure | 1975-09-30 | 550 | Gasoline | COMPARTMENT A | Unknown | Asphalt coated or Bare Steel |  |  |  | Closed in Place | 1987-09-01
0-009985 | SAM'S CLUB GAS #6213 | 700 N 54TH ST | CHANDLER | AZ | 85226 | Maricopa | 2 | Open | 2003-11-21 | 20000 | Gasoline | COMPARTMENT A | Double Walled | Fiberglass Reinforced Plastic | Pressure | Double Walled | Flexible
0-007749 | SANTA FE RAILWAY COMPANY |  | TOPOCK |  |  | Mohave | 1 | Perm Closure | 2005-06-17 | 1000 | Diesel | COMPARTMENT A | Unknown | Asphalt coated or Bare Steel | Suction - Check Valve at the Tank Top |  |  | Removal | 1993-08-04
0-000653 | SUN CITY AUTO BODY | 10120 W BELL RD | SUN CITY | AZ | 85351 | Maricopa | 3 | Open | 1988-01-01 | 12000 | Gasoline | COMPARTMENT A | Double Walled | Composite (Steel/Fiberglass) | Pressure |  | Fiberglass Reinforced Plastic
0-002470 | MILLER BRANDS OF PHOENIX | 5061 N 51ST AVE | GLENDALE | AZ | 85301 | Maricopa | 1 | Perm Closure | 1978-03-17 | 4000 | Gasoline | COMPARTMENT A | Single Walled | Asphalt coated or Bare Steel | Pressure |  |  | Removal | 1999-03-04
0-000535 | MILLER DELINTING INC | 15790 S HIGHWAY 87 | ELOY | AZ | 85131 | Pinal | 1 | Perm Closure | 1979-01-01 | 500 | Gasoline | COMPARTMENT A |  | Asphalt coated or Bare Steel |  |  |  | Removal | 1988-10-19
0-005283 | PLANET RANCH FACILITY | 3939 PLANET RANCH RD | PARKER | AZ | 85344 | La Paz | 2 | Perm Closure | 2005-06-17 | 500 | Used Oil/Waste Oil | COMPARTMENT A | Double Walled | Asphalt coated or Bare Steel | Suction - Check Valve at the Tank Top |  | Bare or Galvanized Steel | Removal | 1994-03-02
0-002019 | EXXON #7-6351 | 1215 S COUNTRY CLUB DR | MESA | AZ | 85210 | Maricopa | 7 | Perm Closure | 1982-01-01 | 1000 | Used Oil/Waste Oil | COMPARTMENT A | Double Walled | Fiberglass Reinforced Plastic | Gravity Feed |  | Fiberglass Reinforced Plastic | Removal | 1996-11-26
0-002019 | EXXON #7-6351 | 1215 S COUNTRY CLUB DR | MESA | AZ | 85210 | Maricopa | 2 | Perm Closure | 1969-01-01 | 3000 | Gasoline | COMPARTMENT A | Single Walled | Asphalt coated or Bare Steel | Pressure |  | Fiberglass Reinforced Plastic | Removal | 1996-11-01
0-005513 | VALLEY RENTALS | 19 E BROADWAY RD | MESA | AZ | 85210 | Maricopa | 1 | Perm Closure | 1966-05-05 | 12000 | Gasoline | COMPARTMENT A | Unknown | Unknown | Pressure |  |  | Removal | 1997-12-17
0-009764 | JACKRABBIT CHEVRON | 1419 N JACKRABBIT TRL | BUCKEYE | AZ | 85396 | Maricopa | 1 | Open | 2001-06-08 | 20000 | Gasoline | COMPARTMENT A | Double Walled | Fiberglass Reinforced Plastic | Pressure | Double Walled | Fiberglass Reinforced Plastic
0-005439 | CIRCLE K #2893 | 51 E VAN BUREN ST | AVONDALE | AZ | 85323 | Maricopa | 1 | Open | 1983-04-24 | 10000 | Gasoline | COMPARTMENT A | Double Walled | Fiberglass Reinforced Plastic | Pressure |  | Fiberglass Reinforced Plastic
0-004105 | AVIATION MANAGEMENT SYSTEMS INC | 3737 E BONANZA WAY | PHOENIX | AZ | 85034 | Maricopa | 1 | Perm Closure | 1979-01-01 | 10000 | Gasoline | COMPARTMENT A | Single Walled | Asphalt coated or Bare Steel |  |  |  | Removal | 1996-12-18
0-004105 | AVIATION MANAGEMENT SYSTEMS INC | 3737 E BONANZA WAY | PHOENIX | AZ | 85034 | Maricopa | 5 | Perm Closure | 1979-01-01 | 1500 | Kerosene | COMPARTMENT A | Single Walled | Asphalt coated or Bare Steel |  |  |  | Removal | 1988-12-01
0-004105 | AVIATION MANAGEMENT SYSTEMS INC | 3737 E BONANZA WAY | PHOENIX | AZ | 85034 | Maricopa | 6 | Perm Closure | 1979-01-01 | 1500 | Hazardous Substance | COMPARTMENT A | Single Walled | Fiberglass Reinforced Plastic |  |  |  | Removal | 1990-01-19
0-006581 | MOHAVE COUNTY - ROAD FACILITY | 9910 VANDERSLICE RD | MOHAVE VALLEY | AZ | 86440 | Mohave | 2 | Perm Closure | 1989-01-01 | 10000 | Diesel | COMPARTMENT A | Double Walled | Fiberglass Reinforced Plastic | Suction - Check Valve at the Tank Top |  | Fiberglass Reinforced Plastic | Removal | 2007-04-11
0-009090 | KV 33 CORP | 56 E 5TH ST | TUCSON | AZ | 85705 | Pima | 3 | Perm Closure | 2005-06-17 | 6000 | Gasoline | COMPARTMENT A | Unknown | Asphalt coated or Bare Steel |  |  |  | Removal | 1986-12-30
0-004739 | STEPHENS LAND LEVELING LTD | 25300 W US HIGHWAY 85 | BUCKEYE | AZ | 85326 | Maricopa | 1 | Perm Closure | 1954-02-06 | 800 | Gasoline | COMPARTMENT A | Unknown | Asphalt coated or Bare Steel |  |  |  | Removal | 1989-12-18
0-003981 | PSA/AIRLINE TRAINING CENTER | 1658 S LITCHFIELD RD | GOODYEAR | AZ | 85338 | Maricopa | 1 | Perm Closure | 1969-02-11 | 12000 | Gasoline | COMPARTMENT A | Unknown | Asphalt coated or Bare Steel |  |  |  | Removal | 1990-04-16
0-003981 | PSA/AIRLINE TRAINING CENTER | 1658 S LITCHFIELD RD | GOODYEAR | AZ | 85338 | Maricopa | 2 | Perm Closure | 1977-02-11 | 12000 | Gasoline | COMPARTMENT A | Unknown | Asphalt coated or Bare Steel |  |  |  | Removal | 1990-04-16
0-001265 | CIRCLE K #593 | 5550 E MCKELLIPS RD | MESA | AZ | 85215 | Maricopa | 2 | Perm Closure | 1971-04-25 | 10000 | Gasoline | COMPARTMENT A | Single Walled | Asphalt coated or Bare Steel |  |  |  | Removal | 1988-06-15
0-005472 | CIRCLE K #2937 | 2515 E FORT LOWELL RD | TUCSON | AZ | 85716 | Pima | 1 | Perm Closure | 1973-04-03 | 10000 | Gasoline | COMPARTMENT A | Double Walled | Asphalt coated or Bare Steel | Pressure |  |  | Removal | 1993-09-20
0-006870 | SAFEWAY FUEL #1684 | 1900 E BROADWAY BLVD | TUCSON | AZ | 85719 | Pima | 1 | Perm Closure | 1990-04-01 | 12000 | Gasoline | COMPARTMENT A | Double Walled | Fiberglass Reinforced Plastic | Pressure |  | Fiberglass Reinforced Plastic | Removal | 1994-10-18
0-005324 | ARIZONA BEEF | 2401 S 19TH AVE | PHOENIX | AZ | 85009 | Maricopa | 1 | Perm Closure | 1985-01-01 | 10000 | Diesel | COMPARTMENT A |  | Asphalt coated or Bare Steel |  |  |  | Removal | 1993-11-11
0-000399 | APS |  | BISBEE |  |  | Cochise | 2 | Perm Closure | 1962-01-01 | 1000 | Diesel | COMPARTMENT A |  | Asphalt coated or Bare Steel |  |  |  | Removal | 1987-09-01
0-000115 | AMERICAN AUTO & TRUCK RENTAL | 801 N STONE AVE | TUCSON | AZ | 85705 | Pima | 1 | Perm Closure | 2005-06-17 | 1000 | Gasoline | COMPARTMENT A |  | Asphalt coated or Bare Steel |  |  |  | Removal | 1989-01-01
0-006040 | AMERICAN FENCE CO | 3655 E MAIN ST | MESA | AZ | 85205 | Maricopa | 1 | Perm Closure | 1976-03-25 | 3000 | Gasoline | COMPARTMENT A | Unknown | Asphalt coated or Bare Steel |  |  |  | Removal | 1988-12-09
0-000157 | AMERIGAS FACILITY | 1101 LAKE HAVASU AVE N | LAKE HAVASU CITY | AZ | 86403 | Mohave | 2 | Perm Closure | 1984-01-01 | 10000 | Gasoline | COMPARTMENT A | Single Walled | Asphalt coated or Bare Steel | Pressure |  | Fiberglass Reinforced Plastic | Removal | 1998-07-16
0-004052 | APACHE MARKET | 1007 E FREMONT ST | TOMBSTONE | AZ | 85638 | Cochise | 1 | Perm Closure | 1976-01-01 | 10000 | Gasoline | COMPARTMENT A |  | Asphalt coated or Bare Steel | Pressure |  | Fiberglass Reinforced Plastic | Removal | 2017-05-17
0-004679 | 7-ELEVEN #26085 | 1850 W GLENDALE AVE | PHOENIX | AZ | 85021 | Maricopa | 3 | Perm Closure | 1985-01-01 | 10000 | Gasoline | COMPARTMENT A | Single Walled | Fiberglass Reinforced Plastic | Pressure |  | Fiberglass Reinforced Plastic | Removal | 2012-09-11
0-009490 | SPEEDWAY STORE #2946 | 15 W GRANT RD | TUCSON | AZ | 85705 | Pima | 1 | Perm Closure | 1998-12-02 | 15000 | Gasoline | COMPARTMENT A | Double Walled | Fiberglass Reinforced Plastic | Pressure | Double Walled | Fiberglass Reinforced Plastic | Removal | 2020-09-01
0-009560 | CARTER TRAVEL CENTER | 7180 N US HIGHWAY 89 | FLAGSTAFF | AZ | 86004 | Coconino | 1 | Open | 1999-10-01 | 12000 | Gasoline | COMPARTMENT A | Double Walled | Composite (Steel/Fiberglass) | Pressure | Double Walled | Flexible
0-008847 | BURKS AUTO/V. WATERS STATION | 100 N CORONADO BLVD | CLIFTON | AZ | 85533 | Greenlee | 3 | Perm Closure | 2005-06-17 | 8000 | Gasoline | COMPARTMENT A | Double Walled | Asphalt coated or Bare Steel |  |  |  | Removal | 1997-03-27
0-003332 | TUCSON SOUTH CO SOC #121420 | 6300 S 6TH AVE | TUCSON | AZ | 85706 | Pima | 2 | Perm Closure | 1979-01-08 | 2000 | Gasoline | COMPARTMENT A | Double Walled | Asphalt coated or Bare Steel | Pressure |  | Fiberglass Reinforced Plastic | Removal | 1995-07-01
0-003332 | TUCSON SOUTH CO SOC #121420 | 6300 S 6TH AVE | TUCSON | AZ | 85706 | Pima | 3 | Perm Closure | 1977-01-07 | 2000 | Gasoline | COMPARTMENT A | Double Walled | Asphalt coated or Bare Steel | Pressure |  | Fiberglass Reinforced Plastic | Removal | 1996-01-11
0-003771 | TRAMPS AUTO | 4101 E 29TH ST | TUCSON | AZ | 85711 | Pima | 2 | Perm Closure | 1964-01-01 | 560 | Used Oil/Waste Oil | COMPARTMENT A |  | Asphalt coated or Bare Steel |  |  |  | Removal | 1984-08-01
0-005527 | THE TACKLE SHOP LLC | 25373 HIGHWAY 191 | ALPINE | AZ | 85920 | Apache | 3 | Perm Closure | 1980-01-01 | 8000 | Diesel | COMPARTMENT A | Single Walled | Asphalt coated or Bare Steel |  |  |  | Removal | 1990-04-22
0-005527 | THE TACKLE SHOP LLC | 25373 HIGHWAY 191 | ALPINE | AZ | 85920 | Apache | 2 | Perm Closure | 1961-01-01 | 2000 | Gasoline | COMPARTMENT A | Single Walled | Asphalt coated or Bare Steel |  |  |  | Removal | 1990-04-22
0-005040 | SPEEDWAY STORE #2999 | 410 W HOPI DR | HOLBROOK | AZ | 86025 | Navajo | 3 | Perm Closure | 1976-05-08 | 8000 | Gasoline | COMPARTMENT A | Double Walled | Asphalt coated or Bare Steel | Pressure |  |  | Removal | 2007-08-07
0-005040 | SPEEDWAY STORE #2999 | 410 W HOPI DR | HOLBROOK | AZ | 86025 | Navajo | 5 | Open | 2007-09-26 | 8000 | Diesel | COMPARTMENT B | Double Walled | Composite (Steel/Fiberglass) | Pressure
0-007148 | SHELL #78 | 3444 S 40TH ST | PHOENIX | AZ | 85040 | Maricopa | 6 | Open | 2017-04-01 | 6000 | Gasoline (PUL) | COMPARTMENT B | Double Walled | Fiberglass Reinforced Plastic | Pressure | Double Walled | Fiberglass Reinforced Plastic
0-004811 | SUPREME X SERVICE STATIONS INC | 7295 E 22ND ST | TUCSON | AZ | 85710 | Pima | 1 | Perm Closure | 1969-01-01 | 12000 | Gasoline | COMPARTMENT A | Single Walled | Asphalt coated or Bare Steel |  |  |  | Removal | 1985-06-01
0-004811 | SUPREME X SERVICE STATIONS INC | 7295 E 22ND ST | TUCSON | AZ | 85710 | Pima | 2 | Perm Closure | 1969-01-01 | 12000 | Gasoline | COMPARTMENT A | Single Walled | Asphalt coated or Bare Steel |  |  |  | Removal | 1985-06-01
0-004548 | SMITH BROTHERS FENCE CO INC | 1760 W WETMORE RD | TUCSON | AZ | 85705 | Pima | 1 | Perm Closure | 1980-01-01 | 1000 | Gasoline | COMPARTMENT A |  | Asphalt coated or Bare Steel |  |  |  | Removal | 2016-12-13
0-003093 | WINSLOW TEXACO J & M CARDLOCK | 700 E THIRD ST | WINSLOW | AZ | 86047 | Navajo | 2 | Perm Closure | 1985-01-01 | 2000 | Gasoline | COMPARTMENT A |  | Asphalt coated or Bare Steel | Pressure |  |  | Removal | 2011-03-24
0-005252 | PAGE MOBIL | 55 S LAKE POWELL BLVD | PAGE | AZ | 86040 | Coconino | 2 | Perm Closure | 1975-01-01 | 8000 | Gasoline | COMPARTMENT A | Double Walled | Asphalt coated or Bare Steel |  |  |  | Removal | 1986-09-29
0-005252 | PAGE MOBIL | 55 S LAKE POWELL BLVD | PAGE | AZ | 86040 | Coconino | 9 | Perm Closure | 1986-09-30 | 5000 | Gasoline | COMPARTMENT A | Double Walled | Composite (Steel/Fiberglass) | Suction - Check Valve at the Tank Top |  | Fiberglass Reinforced Plastic | Removal | 2009-12-17
0-004395 | ARIZONA REGIONAL MEDICAL CENTER | 515 N MESA DR | MESA | AZ | 85201 | Maricopa | 1 | Open | 1983-01-01 | 6000 | Diesel | COMPARTMENT A | Single Walled | Fiberglass Reinforced Plastic | Suction - Check Valve at the Dispenser |  | Flexible
0-002538 | HARVEY HUBBELL INC | 2522 W HOLLY ST | PHOENIX | AZ | 85009 | Maricopa | 5 | Perm Closure | 1976-04-15 | 500 | Used Oil/Waste Oil | COMPARTMENT A | Single Walled | Asphalt coated or Bare Steel |  |  |  | Removal | 1987-08-14
0-005624 | FUELCO #112 | 2401 W BROADWAY RD | PHOENIX | AZ | 85041 | Maricopa | 5 | Perm Closure | 2005-06-17 |  | Used Oil/Waste Oil | COMPARTMENT A | Unknown | Unknown |  |  |  | Removal | 1988-12-15
0-005624 | FUELCO #112 | 2401 W BROADWAY RD | PHOENIX | AZ | 85041 | Maricopa | 1 | Perm Closure | 1978-05-01 | 4000 | Gasoline | COMPARTMENT A | Double Walled | Asphalt coated or Bare Steel |  |  |  | Removal | 1988-12-15
0-003952 | LINDA DODGE & CHIEF DODGE | 2530 N SCOTTSDALE RD | TEMPE | AZ | 85281 | Maricopa | 3 | Perm Closure | 1973-01-01 | 550 | Kerosene | COMPARTMENT A | Single Walled | Asphalt coated or Bare Steel | Gravity Feed | Single Walled | Bare or Galvanized Steel | Removal | 1992-01-20
0-003952 | LINDA DODGE & CHIEF DODGE | 2530 N SCOTTSDALE RD | TEMPE | AZ | 85281 | Maricopa | 4 | Perm Closure | 1973-01-01 | 550 | Used Oil/Waste Oil | COMPARTMENT A | Single Walled | Asphalt coated or Bare Steel | Gravity Feed | Single Walled | Bare or Galvanized Steel | Removal | 1992-01-20
0-003952 | LINDA DODGE & CHIEF DODGE | 2530 N SCOTTSDALE RD | TEMPE | AZ | 85281 | Maricopa | 1 | Perm Closure | 1973-01-01 | 2000 | Gasoline | COMPARTMENT A | Single Walled | Asphalt coated or Bare Steel | Suction - Check Valve at the Tank Top | Single Walled | Bare or Galvanized Steel | Removal | 1992-01-20
0-009304 | LOVE'S TRAVEL STOP | 4703 MAIN ST | JOSEPH CITY | AZ | 86032 | Navajo | 2 | Open | 1997-10-01 | 12000 | Gasoline | COMPARTMENT B | Double Walled | Composite (Steel/Fiberglass) | Pressure | Double Walled | Flexible
0-002929 | LARRY L LARREMORE |  | MAYER |  |  | Yavapai | 3 | Perm Closure | 1957-01-01 | 1000 | Gasoline | COMPARTMENT A |  | Asphalt coated or Bare Steel |  |  |  | Removal | 1992-05-12
0-000783 | YAVAPAI COUNTY CRIMINAL JUSTICE CENTER | 1455 SUNDOG RANCH RD | PRESCOTT | AZ | 86301 | Yavapai | 3 | Perm Closure | 1971-01-01 | 500 | Kerosene | COMPARTMENT A |  | Asphalt coated or Bare Steel |  |  |  | Removal | 1989-11-01
0-001619 | MARTIN'S UNOCAL | 777 N MAIN ST | COTTONWOOD | AZ | 86326 | Yavapai | 1 | Perm Closure | 1956-01-01 | 6000 | Gasoline | COMPARTMENT B |  | Asphalt coated or Bare Steel |  |  |  | Closed in Place | 1998-08-12
0-002758 | USDOJ INS - US BORDER PATROL | 4035 S AVENUE A | YUMA | AZ | 85365 | Yuma | 3 | Perm Closure | 1980-01-01 | 7500 | Diesel | COMPARTMENT A | Single Walled | Asphalt coated or Bare Steel | Pressure | Single Walled | Bare or Galvanized Steel | Removal | 1993-05-19
0-004570 | MOGOLLON JUNIOR HIGH SCHOOL | 3375 BUCKSKIN CANYON RD | HEBER | AZ | 85928 | Navajo | 1 | Perm Closure | 1981-05-12 | 3000 | Gasoline | COMPARTMENT A | Double Walled | Asphalt coated or Bare Steel | Suction - Check Valve at the Tank Top |  | Bare or Galvanized Steel | Removal | 1992-07-28
0-005342 | USDOJ INS - NOGALES BORDER PATROL STATION |  | NOGALES |  |  | Santa Cruz | 2 | Perm Closure | 1981-01-01 | 200 | Used Oil/Waste Oil | COMPARTMENT A | Double Walled | Fiberglass Reinforced Plastic |  |  |  | Removal | 1996-12-12
0-004824 | COCA-COLA BOTTLING OF SHOW LOW | 701 N 6TH ST | SHOW LOW | AZ | 85901 | Navajo | 1 | Perm Closure | 1977-04-24 | 10000 | Diesel | COMPARTMENT A | Double Walled | Asphalt coated or Bare Steel |  |  |  | Removal | 1989-12-12
0-009513 | SAL STORES | 420 N APACHE TRL | APACHE JUNCTION | AZ | 85120 | Pinal | 2 | Perm Closure | 1988-08-01 | 10000 | Gasoline | COMPARTMENT A | Single Walled | Fiberglass Reinforced Plastic | Pressure |  | Fiberglass Reinforced Plastic | Removal | 2003-05-28
0-009817 | CIRCLE K STORE #2709192 | 4135 W ANTHEM WAY | PHOENIX | AZ | 85086 | Maricopa | 3 | Open | 2000-11-29 | 20000 | Gasoline | COMPARTMENT A | Double Walled | Fiberglass Reinforced Plastic | Pressure | Double Walled | Flexible
0-009799 | DOWNTOWN PHOENIX LOFTS LLC PROPERTY | 424 S 2ND AVE | PHOENIX | AZ | 85003 | Maricopa | 1 | Perm Closure | 2005-06-17 | 500 | Used Oil/Waste Oil | COMPARTMENT A | Unknown | Asphalt coated or Bare Steel | Gravity Feed |  | Bare or Galvanized Steel | Removal | 2017-01-05
0-002464 | PHOENIX AUTO EXCHANGE | 3737 W BUCKEYE RD | PHOENIX | AZ | 85009 | Maricopa | 3 | Perm Closure | 1977-11-07 | 1000 | Used Oil/Waste Oil | COMPARTMENT A | Unknown | Unknown |  |  |  | Removal | 1981-01-01
0-008685 | PALOMINAS FARMS | 10438 E HIGHWAY 92 | HEREFORD | AZ | 85615 | Cochise | 2 | Perm Closure | 2005-06-17 |  | Unidentified | COMPARTMENT A | Unknown | Unknown |  |  |  | Removal | 1990-01-01
0-003240 | MOBIL 18-MEN | 7350 W CHANDLER BLVD | CHANDLER | AZ | 85226 | Maricopa | 1 | Perm Closure | 1972-01-01 | 6000 | Gasoline | COMPARTMENT A |  | Asphalt coated or Bare Steel |  |  |  | Removal | 1987-01-01
0-003299 | MONTGOMERY WARD | 4469 E THOMAS RD | PHOENIX | AZ | 85018 | Maricopa | 1 | Perm Closure | 1961-01-09 | 500 | Used Oil/Waste Oil | COMPARTMENT A | Unknown | Asphalt coated or Bare Steel |  |  |  | Removal | 1989-07-14
0-005960 | RIVERVIEW GOLF COURSE | 10500 W BROOKSIDE DR | SUN CITY | AZ | 85351 | Maricopa | 1 | Perm Closure | 1970-01-01 | 1000 | Gasoline | COMPARTMENT A | Double Walled | Asphalt coated or Bare Steel | Suction - Check Valve at the Tank Top |  |  | Removal | 1991-01-28
0-007486 | APPOLO RADIATOR & SERVICE | 2202 E ROUTE 66 | FLAGSTAFF | AZ | 86004 | Coconino | 4 | Perm Closure | 1959-01-01 | 550 | Used Oil/Waste Oil | COMPARTMENT A | Single Walled | Asphalt coated or Bare Steel |  |  |  | Removal | 1984-02-01
0-007486 | APPOLO RADIATOR & SERVICE | 2202 E ROUTE 66 | FLAGSTAFF | AZ | 86004 | Coconino | 1 | Perm Closure | 1959-01-01 | 6000 | Gasoline | COMPARTMENT A | Single Walled | Asphalt coated or Bare Steel |  |  |  | Removal | 1991-10-21
0-009325 | ARCO AM/PM | 760 W RAY RD | GILBERT | AZ | 85233 | Maricopa | 3 | Perm Closure | 1998-06-26 | 15000 | Gasoline | COMPARTMENT A | Double Walled | Fiberglass Reinforced Plastic | Pressure | Double Walled | Fiberglass Reinforced Plastic | Removal | 2007-01-11
0-000356 | ADOT / RIGHT OF WAY | 837 W APACHE TRL | APACHE JUNCTION | AZ | 85120 | Pinal | 1 | Perm Closure | 1946-01-01 | 500 | Gasoline | COMPARTMENT A |  | Asphalt coated or Bare Steel | Suction - Check Valve at the Tank Top |  |  | Removal | 1986-06-19
0-004663 | 7-ELEVEN #23765 | 4302 W MCDOWELL RD | PHOENIX | AZ | 85035 | Maricopa | 1 | Perm Closure | 1982-01-01 | 10000 | Gasoline | COMPARTMENT A | Single Walled | Fiberglass Reinforced Plastic | Pressure |  | Fiberglass Reinforced Plastic | Removal | 2002-07-24
0-004663 | 7-ELEVEN #23765 | 4302 W MCDOWELL RD | PHOENIX | AZ | 85035 | Maricopa | 4 | Perm Closure | 2002-08-01 | 10000 | Oxygenated Gasoline | COMPARTMENT A | Double Walled | Composite (Steel/Fiberglass) | Pressure | Double Walled | Fiberglass Reinforced Plastic | Removal | 2012-09-25
0-000800 | BELL RD & SCOTTSDALE RD | 7102 E BELL RD | PHOENIX | AZ | 85254 | Maricopa | 1 | Perm Closure | 1981-01-01 | 5000 | Gasoline | COMPARTMENT A |  | Asphalt coated or Bare Steel |  |  |  | Removal | 1989-05-03
0-000760 | BRING'S WAREHOUSE | 625 W PLATA ST | TUCSON | AZ | 85705 | Pima | 1 | Perm Closure | 1976-01-01 | 3000 | Gasoline | COMPARTMENT A |  | Asphalt coated or Bare Steel |  |  |  | Removal | 1991-12-30
0-004513 | BUD BROOKS FORD | 645 S HIGHWAY 92 | SIERRA VISTA | AZ | 85635 | Cochise | 1 | Perm Closure | 1985-07-06 | 550 | Used Oil/Waste Oil | COMPARTMENT A | Unknown | Asphalt coated or Bare Steel | Gravity Feed |  |  | Removal | 1991-05-17
0-003131 | BOB'S AUTOMOTIVE | 100 E I-10B | BOWIE | AZ | 85605 | Cochise | 3 | Perm Closure | 2005-06-17 | 2000 | Gasoline | COMPARTMENT A | Unknown | Unknown |  |  |  | Removal | 2011-08-26
0-004846 | SIERRA VISTA 67 | 6602 N CASA GRANDE HWY | MARANA | AZ | 85743 | Pima | 2 | Perm Closure | 1981-01-01 | 12000 | Diesel | COMPARTMENT A | Double Walled | Asphalt coated or Bare Steel |  |  |  | Removal | 1985-01-01
0-003151 | SOUTHWEST GAS CORPORATION | 160 W WILSON AVE | COOLIDGE | AZ | 85128 | Pinal | 1 | Perm Closure | 1977-08-07 | 1000 | Gasoline | COMPARTMENT A | Unknown | Asphalt coated or Bare Steel |  |  |  | Removal | 1990-08-01
0-003151 | SOUTHWEST GAS CORPORATION | 160 W WILSON AVE | COOLIDGE | AZ | 85128 | Pinal | 2 | Perm Closure | 2005-06-17 | 500 | Gasoline | COMPARTMENT A | Unknown | Asphalt coated or Bare Steel |  |  |  | Removal | 1989-08-07
0-006025 | U-SAVE MINI MART | 2302 E BROADWAY RD | PHOENIX | AZ | 85040 | Maricopa | 2 | Perm Closure | 1984-01-01 | 6000 | Gasoline | COMPARTMENT A |  | Asphalt coated or Bare Steel | Suction - Check Valve at the Tank Top |  | Bare or Galvanized Steel | Removal | 2000-07-25
0-001694 | MCNEECE SHELL #20 | 2400 S 4TH AVE | YUMA | AZ | 85364 | Yuma | 6 | Open | 1994-09-09 | 12000 | Gasoline | COMPARTMENT A | Double Walled | Fiberglass Reinforced Plastic | Pressure | Double Walled | Fiberglass Reinforced Plastic
0-001694 | MCNEECE SHELL #20 | 2400 S 4TH AVE | YUMA | AZ | 85364 | Yuma | 5 | Open | 1994-09-09 | 12000 | Gasoline | COMPARTMENT A | Double Walled | Fiberglass Reinforced Plastic | Pressure | Double Walled | Flexible
0-009760 | FRYS FUEL CENTER #65 | 185 W APACHE TRL | APACHE JUNCTION | AZ | 85120 | Pinal | 2 | Perm Closure | 2001-02-01 | 8000 | Diesel | COMPARTMENT B | Double Walled | Fiberglass Reinforced Plastic |  |  |  | Removal | 2017-12-12
0-008721 | LEHR STATION | 4721 E CINDRICH ST | TUCSON | AZ | 85706 | Pima | 2 | Perm Closure | 2005-06-17 | 300 | Unidentified | COMPARTMENT A | Double Walled | Asphalt coated or Bare Steel |  |  |  | Removal | 1995-10-05
0-002635 | SHASTA POOLS | 1740 GRAND AVE | PHOENIX | AZ | 85007 | Maricopa | 3 | Perm Closure | 2005-06-17 | 500 | Used Oil/Waste Oil | COMPARTMENT A | Single Walled | Asphalt coated or Bare Steel |  |  |  | Removal | 2003-05-16
0-000966 | METRO CAR WASH | 10066 N METRO PKWY W | PHOENIX | AZ | 85051 | Maricopa | 3 | Perm Closure | 1976-01-01 | 12000 | Gasoline | COMPARTMENT A |  | Asphalt coated or Bare Steel | Pressure |  |  | Closed in Place | 2014-04-08
0-009879 | 76 STATION - FORMER | 40160 E HIGHWAY 80 | TACNA | AZ | 85352 | Yuma | 1 | Perm Closure | 2005-06-17 | 2000 | Gasoline | COMPARTMENT A |  | Asphalt coated or Bare Steel |  |  |  | Removal | 2010-08-26
0-006291 | RIO RICO SERVICE CENTER INC | 1041 YAVAPAI DR | RIO RICO | AZ | 85648 | Santa Cruz | 5 | Open | 2020-05-15 | 5000 | Gasoline (PUL) | COMPARTMENT B | Double Walled | Fiberglass Reinforced Plastic | Pressure | Double Walled | Fiberglass Reinforced Plastic
0-008233 | TERRY LOPERS GARAGE | 14401 N ALTO ST | EL MIRAGE | AZ | 85335 | Maricopa | 2 | Perm Closure | 2005-06-17 | 1000 | Gasoline | COMPARTMENT A | Double Walled | Asphalt coated or Bare Steel | Suction - Check Valve at the Tank Top |  |  | Removal | 1999-07-14
0-002200 | GRW PROPERTIES INC | 3011 W WHITTON AVE | PHOENIX | AZ | 85017 | Maricopa | 1 | Perm Closure | 1971-04-23 | 1000 | Gasoline | COMPARTMENT A | Unknown | Unknown |  |  |  | Closed in Place | 1987-09-04
0-006392 | RIO VERDE RANCH & BOX BAR | 4 PEAKS BLVD | RIO VERDE | AZ | 85263 | Maricopa | 1 | Perm Closure | 2005-06-17 |  | Diesel | COMPARTMENT A | Unknown | Unknown |  |  |  | Removal | 1988-12-01
0-006392 | RIO VERDE RANCH & BOX BAR | 4 PEAKS BLVD | RIO VERDE | AZ | 85263 | Maricopa | 3 | Perm Closure | 2005-06-17 |  | Gasoline | COMPARTMENT A | Unknown | Unknown |  |  |  | Removal | 1988-12-01
0-003061 | MOUNTAIN SHADOWS GOLF CLUB | 5641 E LINCOLN DR | PARADISE VALLEY | AZ | 85253 | Maricopa | 3 | Perm Closure | 1997-10-01 | 1000 | Diesel | COMPARTMENT B | Double Walled | Composite (Steel/Fiberglass) | Suction - Check Valve at the Tank Top | Double Walled | Fiberglass Reinforced Plastic | Removal | 2015-06-26
0-007692 | CAMINO DE LA TIERRA PIT | 5953 E NORTH ST | TUCSON | AZ | 85712 | Pima | 1 | Perm Closure | 2005-06-17 | 8000 | Diesel | COMPARTMENT A | Unknown | Asphalt coated or Bare Steel | Suction - Check Valve at the Tank Top |  | Bare or Galvanized Steel | Removal | 1992-04-09
0-002779 | CONOCO #6921 | 7366 N ORACLE RD | TUCSON | AZ | 85704 | Pima | 2 | Perm Closure | 1978-04-08 | 12000 | Gasoline | COMPARTMENT A | Double Walled | Asphalt coated or Bare Steel | Pressure | Double Walled | Flexible | Removal | 2003-10-23
0-002779 | CONOCO #6921 | 7366 N ORACLE RD | TUCSON | AZ | 85704 | Pima | 5 | Perm Closure | 1978-04-08 | 12000 | Diesel | COMPARTMENT A | Double Walled | Asphalt coated or Bare Steel | Pressure | Double Walled | Flexible | Removal | 2003-10-23
0-002779 | CONOCO #6921 | 7366 N ORACLE RD | TUCSON | AZ | 85704 | Pima | 1 | Perm Closure | 1978-04-08 | 12000 | Gasoline | COMPARTMENT A | Double Walled | Asphalt coated or Bare Steel | Pressure | Double Walled | Flexible | Removal | 2003-10-23
0-005974 | HUMBOLDT MARKET | 2735 S HIGHWAY 69 | DEWEY | AZ | 86327 | Yavapai | 9 | Perm Closure | 1989-09-01 | 6000 | Gasoline | COMPARTMENT B | Double Walled | Fiberglass Reinforced Plastic |  |  |  | Removal | 1994-04-20
0-005974 | HUMBOLDT MARKET | 2735 S HIGHWAY 69 | DEWEY | AZ | 86327 | Yavapai | 3 | Perm Closure | 1987-01-01 | 10000 | Gasoline | COMPARTMENT A | Double Walled | Fiberglass Reinforced Plastic |  |  |  | Removal | 1988-08-01
0-001297 | CIRCLE K #742 | 8661 RIVERSIDE DR | PARKER | AZ | 85344 | La Paz | 2 | Perm Closure | 1972-04-08 | 10000 | Gasoline | COMPARTMENT A | Single Walled | Asphalt coated or Bare Steel |  |  |  | Removal | 1996-03-20
0-001297 | CIRCLE K #742 | 8661 RIVERSIDE DR | PARKER | AZ | 85344 | La Paz | 3 | Open | 1996-04-05 | 10000 | Gasoline | COMPARTMENT A | Double Walled | Fiberglass Reinforced Plastic | Pressure | Double Walled | Fiberglass Reinforced Plastic
0-004700 | SOUTHWEST GAS | 3401 E GAS RD | TUCSON | AZ | 85714 | Pima | 1 | Perm Closure | 1981-01-01 | 12000 | Gasoline | COMPARTMENT A | Unknown | Fiberglass Reinforced Plastic |  |  |  | Removal | 1997-10-16
0-000273 | ADOT - TONOPAH MAINTENANCE | 40801 W CAMELBACK RD | TONOPAH | AZ | 85354 | Maricopa | 1 | Perm Closure | 1984-01-01 | 12000 | Gasoline | COMPARTMENT A | Single Walled | Fiberglass Reinforced Plastic | Suction - Check Valve at the Tank Top |  |  | Removal | 1995-10-05
0-000273 | ADOT - TONOPAH MAINTENANCE | 40801 W CAMELBACK RD | TONOPAH | AZ | 85354 | Maricopa | 3 | Perm Closure | 1971-01-01 | 2000 | Diesel | COMPARTMENT A |  | Asphalt coated or Bare Steel | Suction - Check Valve at the Tank Top |  |  | Removal | 1991-07-30
0-010086 | PARCEL 112-31-032 | 318 E BUCHANAN ST | PHOENIX | AZ | 85004 | Maricopa | 2 | Perm Closure | 2006-06-28 | 1000 | Unidentified | COMPARTMENT A | Single Walled | Asphalt coated or Bare Steel |  |  |  | Removal | 2005-10-20
0-002633 | ASP - FLORENCE COMPLEX | 1305 E BUTTE AVE | FLORENCE | AZ | 85132 | Pinal | 9 | Perm Closure | 2005-06-17 | 550 | Diesel | COMPARTMENT A | Double Walled | Asphalt coated or Bare Steel |  |  |  | Removal | 1990-08-17
0-000792 | LAUGHLIN/BULLHEAD INTERNATIONAL AIRPORT | 600 HIGHWAY 95 | BULLHEAD CITY | AZ | 86429 | Mohave | 5 | Perm Closure | 1971-01-01 | 12000 | Gasoline | COMPARTMENT A |  | Asphalt coated or Bare Steel |  |  |  | Removal | 1989-07-01
0-002919 | CRUISE AMERICA | 11 W HAMPTON AVE | MESA | AZ | 85210 | Maricopa | 2 | Perm Closure | 1985-01-01 | 2000 | Gasoline | COMPARTMENT A |  | Asphalt coated or Bare Steel |  |  |  | Removal | 1992-02-11
0-005670 | SUNDOWNER ROOM - FORMER | 701 E ASH ST | GLOBE | AZ | 85501 | Gila | 3 | Perm Closure | 1958-04-29 | 3000 | Gasoline | COMPARTMENT A | Double Walled | Asphalt coated or Bare Steel |  |  |  | Removal | 1988-05-01
0-003273 | MOBIL 18-M6T | 5352 N 16TH ST | PHOENIX | AZ | 85016 | Maricopa | 3 | Perm Closure | 1986-06-01 | 10000 | Gasoline | COMPARTMENT A | Single Walled | Fiberglass Reinforced Plastic | Pressure |  | Fiberglass Reinforced Plastic | Removal | 2003-03-12
0-005384 | USPS - VEHICLE MAINTENANCE FACILITY | 1501 S CHERRYBELL STRA | TUCSON | AZ | 85726 | Pima | 12 | Perm Closure | 1998-02-10 | 600 | New Oil | COMPARTMENT A | Double Walled | Fiberglass Reinforced Plastic | Suction - Check Valve at the Tank Top | Double Walled | Fiberglass Reinforced Plastic | Removal | 2018-06-28
0-005384 | USPS - VEHICLE MAINTENANCE FACILITY | 1501 S CHERRYBELL STRA | TUCSON | AZ | 85726 | Pima | 7 | Perm Closure | 1990-11-21 | 5000 | Diesel | COMPARTMENT A | Double Walled | Composite (Steel/Fiberglass) | Pressure | Double Walled | Fiberglass Reinforced Plastic | Removal | 2018-06-28
0-005292 | UNOCAL #5048 | 91 FRY BLVD | SIERRA VISTA | AZ | 85635 | Cochise | 2 | Perm Closure | 1985-04-15 | 12000 | Gasoline | COMPARTMENT A | Double Walled | Composite (Steel/Fiberglass) |  |  |  | Closed in Place | 1991-04-10
0-005307 | UNOCAL #5959 | 354 N COUNTRY CLUB DR | MESA | AZ | 85201 | Maricopa | 3 | Perm Closure | 1968-04-15 | 550 | Used Oil/Waste Oil | COMPARTMENT A | Double Walled | Asphalt coated or Bare Steel | Gravity Feed |  |  | Removal | 1993-12-02
0-002089 | CANOA HILLS GOLF COURSE MAINTENENCE | 3200 S CAMINO DEL SOL | GREEN VALLEY | AZ | 85622 | Pima | 2 | Perm Closure | 1984-01-30 | 1000 | Gasoline | COMPARTMENT A | Single Walled | Asphalt coated or Bare Steel | Suction - Check Valve at the Tank Top |  |  | Removal | 1996-03-26
0-004469 | SHAY OIL #1 | 1200 W 16TH ST | YUMA | AZ | 85364 | Yuma | 1 | Perm Closure | 1974-01-17 | 8000 | Gasoline | COMPARTMENT A | Unknown | Asphalt coated or Bare Steel |  |  |  | Removal | 1989-04-01
0-004469 | SHAY OIL #1 | 1200 W 16TH ST | YUMA | AZ | 85364 | Yuma | 5 | Perm Closure | 1986-01-17 | 12000 | Gasoline | COMPARTMENT A | Unknown | Fiberglass Reinforced Plastic | Pressure |  | Fiberglass Reinforced Plastic | Removal | 2002-11-13
0-000902 | CIRCLE K STORE #2706654 | 15412 N 32ND ST | PHOENIX | AZ | 85032 | Maricopa | 2 | Open | 1985-01-01 | 12000 | Gasoline | COMPARTMENT A |  | Fiberglass Reinforced Plastic | Pressure | Double Walled | Fiberglass Reinforced Plastic
0-005429 | CIRCLE K #2874 | 9714 N 7TH ST | PHOENIX | AZ | 85020 | Maricopa | 1 | Perm Closure | 1983-03-19 | 10000 | Gasoline | COMPARTMENT A | Unknown | Unknown | Pressure |  | Fiberglass Reinforced Plastic | Removal | 2019-02-26
0-000762 | RICKETTS TRUCKING INC | 3434 W BROADWAY RD | PHOENIX | AZ | 85041 | Maricopa | 1 | Perm Closure | 1971-01-01 | 5000 | Diesel | COMPARTMENT A | Single Walled | Asphalt coated or Bare Steel |  |  |  | Removal | 1986-01-01
0-006808 | CITY OF GLENDALE - MUNICIPAL AIRPORT | 6801 N GLEN HARBOR BLVD | GLENDALE | AZ | 85307 | Maricopa | 4 | Perm Closure | 1987-01-01 | 5000 | Gasoline | COMPARTMENT A | Double Walled | Asphalt coated or Bare Steel | Suction - Check Valve at the Tank Top | Aboveground Piping | Bare or Galvanized Steel | Removal | 2008-05-21
0-002634 | VACANT LAND | 3530 N SCOTTSDALE RD | SCOTTSDALE | AZ | 85251 | Maricopa | 1 | Perm Closure | 1949-01-01 | 1000 | Gasoline | COMPARTMENT A | Single Walled | Asphalt coated or Bare Steel |  |  |  | Removal | 1990-04-16
0-007170 | QUEEN CREEK CAFE | 22002 S ELLSWORTH RD | QUEEN CREEK | AZ | 85142 | Maricopa | 1 | Perm Closure | 2005-06-17 | 10000 | Diesel | COMPARTMENT A | Double Walled | Asphalt coated or Bare Steel | Pressure |  | Fiberglass Reinforced Plastic | Removal | 1995-09-28
0-001039 | SHELL #21 | 85 W PINEWOOD BLVD | MUNDS PARK | AZ | 86017 | Coconino | 10 | Open | 2020-09-30 | 6000 | Diesel | COMPARTMENT B | Double Walled | Fiberglass Reinforced Plastic | Pressure | Double Walled | Fiberglass Reinforced Plastic
0-001892 | WALGREEN #10879 | 7111 E GOLF LINKS RD | TUCSON | AZ | 85730 | Pima | 6 | Perm Closure | 1989-03-01 | 10000 | Gasoline | COMPARTMENT A | Double Walled | Fiberglass Reinforced Plastic | Pressure | Double Walled | Fiberglass Reinforced Plastic | Removal | 2006-03-29
0-001089 | CHEVRON #9-2746 | 971 E WHITE MOUNTAIN BLVD | PINETOP | AZ | 85935 | Navajo | 2 | Perm Closure | 1982-01-01 | 10000 | Gasoline | COMPARTMENT A | Single Walled | Fiberglass Reinforced Plastic | Pressure |  | Fiberglass Reinforced Plastic | Removal | 1993-03-05
0-004310 | SRP - HORSE MESA DAM |  | HORSE MESA |  |  | Maricopa | 3 | Perm Closure | 1957-01-06 | 1000 | Gasoline | COMPARTMENT A | Unknown | Asphalt coated or Bare Steel |  |  |  | Removal | 1986-08-01
0-005748 | CHEVRON #9-0965 | 3002 S 6TH AVE | TUCSON | AZ | 85713 | Pima | 1 | Perm Closure | 1987-01-01 | 10000 | Gasoline | COMPARTMENT A | Double Walled | Fiberglass Reinforced Plastic | Pressure | Double Walled | Fiberglass Reinforced Plastic | Removal | 2017-04-12
0-004331 | OK MARKET | 5800 E 32ND ST | YUMA | AZ | 85365 | Yuma | 2 | Perm Closure | 1981-02-01 | 12000 | Gasoline | COMPARTMENT A | Double Walled | Asphalt coated or Bare Steel | Pressure |  | Fiberglass Reinforced Plastic | Removal | 1994-01-01
0-003316 | MOTOROLA - RAYMOND STREET PLANT | 4121 E RAYMOND ST | PHOENIX | AZ | 85040 | Maricopa | 2 | Perm Closure | 1975-01-01 | 1000 | Hazardous Substance | COMPARTMENT A | Single Walled | Asphalt coated or Bare Steel |  |  |  | Closed in Place | 1984-09-10
0-001211 | CIRCLE K #252 | 231 E BEALE ST | KINGMAN | AZ | 86401 | Mohave | 2 | Perm Closure | 1969-01-01 | 4000 | Gasoline | COMPARTMENT A |  | Asphalt coated or Bare Steel | Pressure |  |  | Removal | 1999-03-30
0-004084 | GAS & GO MARKET | 869 N GRAND AVE | NOGALES | AZ | 85621 | Santa Cruz | 5 | Perm Closure | 1960-01-01 | 2000 | Gasoline | COMPARTMENT A | Unknown | Asphalt coated or Bare Steel |  |  |  | Removal | 1998-08-28
0-008842 | KILMER'S KOUNTRY STORE | 4773 N HWY 188 | GLOBE | AZ | 85501 | Gila | 2 | Perm Closure | 2005-06-17 | 10000 | Gasoline | COMPARTMENT A |  | Asphalt coated or Bare Steel | Pressure |  | Fiberglass Reinforced Plastic | Removal | 2016-12-15
0-007283 | 7-ELEVEN #27465 | 325 E BASELINE RD | GILBERT | AZ | 85233 | Maricopa | 3 | Perm Closure | 1987-08-01 | 10000 | Gasoline | COMPARTMENT A | Double Walled | Fiberglass Reinforced Plastic | Pressure |  | Fiberglass Reinforced Plastic | Removal | 2003-04-22
0-005183 | IRVINGTON GENERATING STATION | 3950 E IRVINGTON RD | TUCSON | AZ | 85714 | Pima | 3 | Perm Closure | 1968-04-23 | 12000 | Diesel | COMPARTMENT A | Unknown | Asphalt coated or Bare Steel |  |  |  | Removal | 1987-01-01
0-005183 | IRVINGTON GENERATING STATION | 3950 E IRVINGTON RD | TUCSON | AZ | 85714 | Pima | 2 | Perm Closure | 1968-04-23 | 1000 | Unidentified | COMPARTMENT A | Unknown | Asphalt coated or Bare Steel |  |  |  | Removal | 1987-01-01
0-008654 | UNION 76 | 3030 E ANDY DEVINE AVE | KINGMAN | AZ | 86401 | Mohave | 3 | Perm Closure | 2005-06-17 | 6000 | Gasoline | COMPARTMENT A | Unknown | Asphalt coated or Bare Steel | Suction - Check Valve at the Tank Top |  | Bare or Galvanized Steel | Removal | 1997-05-14
0-003610 | RYDER TRUCK RENTAL AND LEASING | 5502 W LATHAM ST | PHOENIX | AZ | 85043 | Maricopa | 6 | Open | 2001-04-06 | 15000 | Diesel | COMPARTMENT A | Double Walled | Fiberglass Reinforced Plastic | Pressure | Double Walled | Fiberglass Reinforced Plastic
0-001709 | FREEPORT MCMORAN SIERRITA MINE | 6200 W DUVAL MINE RD | GREEN VALLEY | AZ | 85614 | Pima | 13 | Perm Closure | 1961-01-01 | 2000 | Used Oil/Waste Oil | COMPARTMENT A |  | Asphalt coated or Bare Steel |  |  |  | Removal | 1989-05-01
0-001709 | FREEPORT MCMORAN SIERRITA MINE | 6200 W DUVAL MINE RD | GREEN VALLEY | AZ | 85614 | Pima | 2 | Perm Closure | 1968-01-01 | 10000 | Gasoline | COMPARTMENT A |  | Asphalt coated or Bare Steel |  |  |  | Removal | 1990-11-26
0-002600 | CIRCLE K #2705292 | 750 E WARNER RD | GILBERT | AZ | 85296 | Maricopa | 2 | Temp Closure | 1989-01-01 | 15000 | Gasoline | COMPARTMENT A | Single Walled | Fiberglass Reinforced Plastic | Pressure | Single Walled | Fiberglass Reinforced Plastic |  | 2019-10-14
0-005492 | CIRCLE K #2842 | 7536 W GLENDALE AVE | GLENDALE | AZ | 85303 | Maricopa | 3 | Perm Closure | 1994-11-28 | 10000 | Gasoline | COMPARTMENT A | Unknown | Fiberglass Reinforced Plastic | Pressure | Double Walled | Fiberglass Reinforced Plastic | Removal | 2003-01-22
0-001713 | GOODWILL INDUSTRIES | 409 N 16TH ST | PHOENIX | AZ | 85006 | Maricopa | 1 | Perm Closure | 1971-01-01 | 10000 | Gasoline | COMPARTMENT A |  | Asphalt coated or Bare Steel |  |  |  | Removal | 1990-03-06
0-006182 | FLAGSTAFF CARDLOCK | 215 W PHOENIX AVE | FLAGSTAFF | AZ | 86001 | Coconino | 1 | Perm Closure | 1976-04-23 | 5000 | Gasoline | COMPARTMENT A | Double Walled | Asphalt coated or Bare Steel | Suction - Check Valve at the Tank Top |  |  | Removal | 1999-01-20
0-005044 | SPEEDWAY STORE #3002 | 1981 E DEUCE OF CLUBS | SHOW LOW | AZ | 85901 | Navajo | 1 | Perm Closure | 1976-01-01 | 12000 | Gasoline | COMPARTMENT A |  | Asphalt coated or Bare Steel | Pressure |  |  | Removal | 2006-09-26
0-006737 | COX PROPERTY | 206 N CORONADO BLVD | CLIFTON | AZ | 85533 | Greenlee | 1 | Perm Closure | 2005-06-17 | 2400 | Gasoline | COMPARTMENT A | Double Walled | Asphalt coated or Bare Steel |  |  |  | Removal | 1995-03-13
0-006737 | COX PROPERTY | 206 N CORONADO BLVD | CLIFTON | AZ | 85533 | Greenlee | 2 | Perm Closure | 2005-06-17 | 2400 | Gasoline | COMPARTMENT A | Double Walled | Asphalt coated or Bare Steel |  |  |  | Removal | 1995-03-13
0-001177 | DESERT CARWASHES | 705 E MONROE AVE | BUCKEYE | AZ | 85326 | Maricopa | 1 | Perm Closure | 1968-01-01 | 8000 | Gasoline | COMPARTMENT A |  | Asphalt coated or Bare Steel | Pressure |  |  | Removal | 1997-08-15
0-000781 | WASTE MANAGEMENT-ELWOOD HAULING | 1580 E ELWOOD ST | PHOENIX | AZ | 85040 | Maricopa | 1 | Perm Closure | 1977-01-01 | 10000 | Diesel | COMPARTMENT A |  | Asphalt coated or Bare Steel |  |  |  | Removal | 1988-12-01
0-004255 | SPEEDWAY STORE #2973 | 5217 S HIGHWAY 92 | SIERRA VISTA | AZ | 85650 | Cochise | 4 | Perm Closure | 1990-01-05 | 6000 | Gasoline | COMPARTMENT A | Double Walled | Fiberglass Reinforced Plastic | Pressure |  | Fiberglass Reinforced Plastic | Removal | 2003-10-21
0-008497 | FLAGSTAFF CREMATORY | 5370 N DODGE AVE | FLAGSTAFF | AZ | 86004 | Coconino | 1 | Perm Closure | 2005-06-17 | 5000 | Unidentified | COMPARTMENT A | Double Walled | Asphalt coated or Bare Steel | Suction - Check Valve at the Tank Top |  |  | Removal | 1995-07-31
0-001262 | CIRCLE K #587 | 711 STATE ROUTE 179 | SEDONA | AZ | 86336 | Coconino | 2 | Perm Closure | 1971-01-01 | 10000 | Gasoline | COMPARTMENT A |  | Asphalt coated or Bare Steel |  |  |  | Removal | 1990-05-09
0-000643 | KINDER MORGAN - RACK #11 | 5110 W MADISON ST | PHOENIX | AZ | 85043 | Maricopa | 1 | Perm Closure | 1979-01-01 | 1000 | Used Oil/Waste Oil | COMPARTMENT A |  | Asphalt coated or Bare Steel |  |  |  | Removal | 1992-07-24
0-003085 | MCCOY'S LAUNDRY & CLEANERS | 1624 E WASHINGTON ST | PHOENIX | AZ | 85034 | Maricopa | 1 | Perm Closure | 1956-04-29 | 500 | Unidentified | COMPARTMENT A | Double Walled | Asphalt coated or Bare Steel |  |  |  | Removal | 1992-04-29
0-000679 | DANS VALLEY EXXON | 494 S MAIN ST | CAMP VERDE | AZ | 86322 | Yavapai | 2 | Perm Closure | 1979-04-30 | 6000 | Gasoline | COMPARTMENT A | Single Walled | Asphalt coated or Bare Steel | Pressure |  |  | Removal | 1999-03-18
0-000666 | SPEEDWAY STORE #2953 | 3200 E 32ND ST | YUMA | AZ | 85365 | Yuma | 3 | Perm Closure | 1975-01-01 | 7500 | Gasoline | COMPARTMENT A |  | Asphalt coated or Bare Steel |  |  |  | Removal | 1990-05-16
0-000666 | SPEEDWAY STORE #2953 | 3200 E 32ND ST | YUMA | AZ | 85365 | Yuma | 4 | Perm Closure | 1975-01-01 | 10000 | Diesel | COMPARTMENT A |  | Asphalt coated or Bare Steel |  |  |  | Removal | 1990-05-16
0-003978 | B&D MOBILE | 4444 N 19TH AVE | PHOENIX | AZ | 85015 | Maricopa | 3 | Perm Closure | 1976-01-01 | 5000 | Gasoline | COMPARTMENT A |  | Asphalt coated or Bare Steel |  |  |  | Removal | 1989-07-25
0-000600 | AVIS RENT-A-CAR | 1440 S 23RD ST | PHOENIX | AZ | 85034 | Maricopa | 2 | Perm Closure | 1976-04-24 | 10000 | Gasoline | COMPARTMENT A | Single Walled | Asphalt coated or Bare Steel |  |  |  | Removal | 1985-01-01
0-000516 | ARCO #5274 | 748 E BELL RD | PHOENIX | AZ | 85022 | Maricopa | 1 | Perm Closure | 1970-01-01 | 10000 | Gasoline | COMPARTMENT A |  | Asphalt coated or Bare Steel |  |  |  | Removal | 1989-10-01
0-000516 | ARCO #5274 | 748 E BELL RD | PHOENIX | AZ | 85022 | Maricopa | 5 | Perm Closure | 1989-10-01 | 10000 | Gasoline | COMPARTMENT A | Double Walled | Fiberglass Reinforced Plastic | Pressure |  | Fiberglass Reinforced Plastic | Removal | 2003-04-11
0-000516 | ARCO #5274 | 748 E BELL RD | PHOENIX | AZ | 85022 | Maricopa | 2 | Perm Closure | 1970-01-01 | 10000 | Gasoline | COMPARTMENT A |  | Asphalt coated or Bare Steel |  |  |  | Removal | 1989-10-01
0-007057 | SUPERSONIC CAR WASH | 3202 E THOMAS RD | PHOENIX | AZ | 85018 | Maricopa | 1 | Perm Closure | 2005-06-17 | 4000 | Gasoline | COMPARTMENT A | Unknown | Asphalt coated or Bare Steel | Pressure |  | Fiberglass Reinforced Plastic | Removal | 1996-06-18
0-000396 | SOUTH STOVER CENTER | 1009 S STOVER RD | PAYSON | AZ | 85541 | Gila | 2 | Perm Closure | 1979-01-01 | 5000 | Diesel | COMPARTMENT A |  | Asphalt coated or Bare Steel |  |  |  | Removal | 1988-10-18
0-001747 | DEON LAYTON RANCH INC |  | COTTON CENTER |  |  | Maricopa | 1 | Perm Closure | 1984-01-01 | 10000 | Diesel | COMPARTMENT A | Single Walled | Fiberglass Reinforced Plastic |  |  |  | Removal | 1991-04-10
0-007268 | CURTIS JENNINGS | 404 W 5TH ST | SAFFORD | AZ | 85546 | Graham | 1 | Perm Closure | 1950-01-01 | 4000 | Gasoline | COMPARTMENT A |  | Asphalt coated or Bare Steel | Suction - Check Valve at the Tank Top |  |  | Removal | 1991-04-01
0-001264 | CIRCLE K #2700592 | 2080 W RUTHRAUFF RD | TUCSON | AZ | 85705 | Pima | 2 | Open | 1987-01-01 | 10000 | Gasoline | COMPARTMENT A | Single Walled | Fiberglass Reinforced Plastic | Pressure | Single Walled | Fiberglass Reinforced Plastic
0-001393 | CIRCLE K #2701310 | 24 N SUMMER ST | TOMBSTONE | AZ | 85638 | Cochise | 4 | Open | 1978-01-01 | 10000 | Diesel | COMPARTMENT A |  | Asphalt coated or Bare Steel | Pressure | Double Walled | Fiberglass Reinforced Plastic
0-005892 | CIRCLE K #2707929 | 6000 WILLOW CREEK RD | PRESCOTT | AZ | 86301 | Yavapai | 2 | Open | 1982-01-10 | 8000 | Gasoline (UL) | COMPARTMENT A |  | Asphalt coated or Bare Steel | Pressure |  | Fiberglass Reinforced Plastic
0-005969 | CIRCLE K #2708652 | 1502 W INDIAN SCHOOL RD | PHOENIX | AZ | 85015 | Maricopa | 2 | Open | 1988-02-25 | 10000 | Gasoline | COMPARTMENT A | Double Walled | Fiberglass Reinforced Plastic | Pressure |  | Fiberglass Reinforced Plastic
0-001634 | CIRCLE K #2701957 | 6700 E TANQUE VERDE RD | TUCSON | AZ | 85715 | Pima | 1 | Open | 1985-01-01 | 10000 | Gasoline (UL) | COMPARTMENT A | Single Walled | Fiberglass Reinforced Plastic | Pressure | Single Walled | Fiberglass Reinforced Plastic
0-002710 | FASTRIP FOOD STORE #7770 | 2199 HIGHWAY 95 | BULLHEAD CITY | AZ | 86442 | Mohave | 4 | Open | 1982-01-01 | 12000 | Gasoline | COMPARTMENT A | Single Walled | Asphalt coated or Bare Steel | Pressure | Double Walled | Fiberglass Reinforced Plastic
0-006513 | E LAZY HEART RANCH | 1 DOUGLAS RD | MC NEAL | AZ | 85617 | Cochise | 2 | Perm Closure | 1981-11-13 | 10000 | Gasoline | COMPARTMENT A | Unknown | Asphalt coated or Bare Steel |  |  |  | Removal | 1982-09-01
0-000066 | MEDLEY MATERIAL HANDLING COMPANY | 2224 GRAND AVE | PHOENIX | AZ | 85009 | Maricopa | 5 | Perm Closure | 1981-01-01 | 500 | Unidentified | COMPARTMENT A | Single Walled | Asphalt coated or Bare Steel |  |  |  | Removal | 1991-10-21
0-006695 | MOTOR CARGO TRUCKING | 2202 N DRAGOON ST | TUCSON | AZ | 85745 | Pima | 1 | Perm Closure | 1971-01-01 | 10000 | Diesel | COMPARTMENT A | Unknown | Asphalt coated or Bare Steel | Pressure |  | Bare or Galvanized Steel | Removal | 1998-12-04
0-005014 | COBB'S AUTO SERVICE U-HAUL | 3137 E ANDY DEVINE AVE | KINGMAN | AZ | 86401 | Mohave | 4 | Perm Closure | 1969-01-01 | 550 | Used Oil/Waste Oil | COMPARTMENT A | Unknown | Unknown | Gravity Feed |  |  | Removal | 2000-10-25
0-001330 | CIRCLE K #840 | 5400 N US HIGHWAY 89 | FLAGSTAFF | AZ | 86004 | Coconino | 4 | Perm Closure | 1994-11-22 | 10000 | Gasoline | COMPARTMENT A | Single Walled | Fiberglass Reinforced Plastic | Pressure | Double Walled | Fiberglass Reinforced Plastic | Removal | 2001-02-07
0-004530 | PHELPS DODGE - MORENCI - UST FACILITY | 4251 US HIGHWAY 191 | MORENCI | AZ | 85540 | Greenlee | 4 | Perm Closure | 1976-05-06 | 4000 | Gasoline | COMPARTMENT A | Double Walled | Asphalt coated or Bare Steel |  |  |  | Removal | 1988-09-01
0-004530 | PHELPS DODGE - MORENCI - UST FACILITY | 4251 US HIGHWAY 191 | MORENCI | AZ | 85540 | Greenlee | 5 | Perm Closure | 1976-05-06 | 4000 | Gasoline | COMPARTMENT A | Double Walled | Asphalt coated or Bare Steel |  |  |  | Removal | 1988-09-01
0-004530 | PHELPS DODGE - MORENCI - UST FACILITY | 4251 US HIGHWAY 191 | MORENCI | AZ | 85540 | Greenlee | 12 | Perm Closure | 2005-06-17 |  | Unidentified | COMPARTMENT A | Unknown | Unknown |  |  |  | Removal | 1990-03-01
0-004481 | SHAY OIL | 2002 S 4TH AVE | YUMA | AZ | 85364 | Yuma | 5 | Perm Closure | 1984-01-18 | 10000 | Diesel | COMPARTMENT A | Double Walled | Asphalt coated or Bare Steel | Pressure |  |  | Removal | 1995-04-12
0-004481 | SHAY OIL | 2002 S 4TH AVE | YUMA | AZ | 85364 | Yuma | 1 | Perm Closure | 1974-01-17 | 3000 | Gasoline | COMPARTMENT A | Double Walled | Asphalt coated or Bare Steel | Pressure |  |  | Removal | 1995-04-12
0-006145 | DAVIS ROOFING CORP | 17 S ROOSEVELT AVE | CHANDLER | AZ | 85226 | Maricopa | 1 | Perm Closure | 1980-04-19 | 7500 | Gasoline | COMPARTMENT B | Double Walled | Asphalt coated or Bare Steel |  |  |  | Removal | 2000-08-21
0-006004 | VALERO | 3233 S 48TH ST | TEMPE | AZ | 85282 | Maricopa | 6 | Temp Closure | 1993-07-10 | 12000 | Gasoline | COMPARTMENT A | Double Walled | Composite (Steel/Fiberglass) | Pressure |  | Fiberglass Reinforced Plastic |  | 2017-11-30
0-002644 | CURRYS PLACE -FORMER | 1255 W LIVE OAK ST | MIAMI | AZ | 85539 | Gila | 2 | Perm Closure | 1953-01-01 | 500 | Gasoline | COMPARTMENT A | Single Walled | Asphalt coated or Bare Steel |  |  |  | Removal | 1989-04-01
0-000940 | CONOCOPHILLIPS #257456 | 11503 W BELL RD | SURPRISE | AZ | 85378 | Maricopa | 2 | Perm Closure | 1982-01-01 | 10000 | Gasoline | COMPARTMENT A |  | Asphalt coated or Bare Steel | Pressure |  | Fiberglass Reinforced Plastic | Removal | 1994-10-04
0-000940 | CONOCOPHILLIPS #257456 | 11503 W BELL RD | SURPRISE | AZ | 85378 | Maricopa | 5 | Perm Closure | 1994-11-18 | 10000 | Gasoline | COMPARTMENT A | Double Walled | Fiberglass Reinforced Plastic | Pressure | Double Walled | Fiberglass Reinforced Plastic | Removal | 2005-01-11
0-004220 | RED ROCK AUTO SERVICE | 11625 N SAGUARO BLVD | FOUNTAIN HILLS | AZ | 85268 | Maricopa | 1 | Perm Closure | 1974-01-01 | 12000 | Gasoline | COMPARTMENT A |  | Asphalt coated or Bare Steel | Pressure |  | Fiberglass Reinforced Plastic | Removal | 1995-12-13
0-004220 | RED ROCK AUTO SERVICE | 11625 N SAGUARO BLVD | FOUNTAIN HILLS | AZ | 85268 | Maricopa | 6 | Perm Closure | 1995-03-02 | 8000 | Diesel | COMPARTMENT A | Double Walled | Fiberglass Reinforced Plastic | Pressure | Double Walled | Fiberglass Reinforced Plastic | Removal | 2020-04-02
0-004220 | RED ROCK AUTO SERVICE | 11625 N SAGUARO BLVD | FOUNTAIN HILLS | AZ | 85268 | Maricopa | 4 | Perm Closure | 1986-01-01 | 8000 | Gasoline | COMPARTMENT A |  | Asphalt coated or Bare Steel | Pressure |  | Fiberglass Reinforced Plastic | Removal | 1995-12-13
0-001961 | PORTLAND CARDLOCK #19 | 1024 N 27TH AVE | PHOENIX | AZ | 85009 | Maricopa | 5 | Open | 2012-02-02 | 10000 | Gasoline (UL) | COMPARTMENT A | Double Walled | Fiberglass Reinforced Plastic | Pressure | Double Walled | Fiberglass Reinforced Plastic
0-006565 | PIMA COUNTY - AUTO SERVICES DOWNTO | 190 W PENNINGTON ST | TUCSON | AZ | 85701 | Pima | 3 | Open | 2005-11-19 | 12000 | Gasoline | COMPARTMENT A | Double Walled | Composite (Steel/Fiberglass) | Pressure |  | Flexible
0-003779 | PHILLIPS 66 COMPANY #024629 | 4401 E MCDOWELL RD | PHOENIX | AZ | 85008 | Maricopa | 1 | Perm Closure | 1975-01-01 | 6000 | Gasoline | COMPARTMENT A |  | Asphalt coated or Bare Steel |  |  |  | Removal | 1979-01-01
0-005020 | GAS UP SHELL | 1182 W BEALE ST | KINGMAN | AZ | 86401 | Mohave | 5 | Open | 1991-01-01 | 6000 | Gasoline | COMPARTMENT A | Single Walled | Fiberglass Reinforced Plastic | Pressure | Single Walled | Fiberglass Reinforced Plastic
0-005020 | GAS UP SHELL | 1182 W BEALE ST | KINGMAN | AZ | 86401 | Mohave | 6 | Open | 1991-01-01 | 8000 | Gasoline | COMPARTMENT A | Single Walled | Fiberglass Reinforced Plastic | Pressure | Single Walled | Fiberglass Reinforced Plastic
0-005212 | PEAKVIEW COUNTRY STORE | 3400 N FORT VALLEY RD | FLAGSTAFF | AZ | 86001 | Coconino | 3 | Open | 1998-11-19 | 10000 | Gasoline | COMPARTMENT A | Double Walled | Composite (Steel/Fiberglass) | Pressure | Double Walled | Flexible
0-006541 | THE W. W. WILLIAMS COMPANY LLC | 2602 S 19TH AVE | PHOENIX | AZ | 85009 | Maricopa | 3 | Perm Closure | 1974-12-21 | 1000 | Used Oil/Waste Oil | COMPARTMENT A | Unknown | Asphalt coated or Bare Steel |  |  |  | Removal | 1988-12-22
0-008953 | NEW MAGMA IRRIGATION & DRAINAGE DISTRICT | 34630 N SCHNEPF RD | QUEEN CREEK | AZ | 85140 | Pinal | 2 | Perm Closure | 1987-05-01 | 6000 | Diesel | COMPARTMENT A | Single Walled | Fiberglass Reinforced Plastic | Suction - Check Valve at the Tank Top | Double Walled | Flexible | Removal | 1999-11-12
0-003350 | NOGALES SOC #125202 | 926 W BELL RD | NOGALES | AZ | 85621 | Santa Cruz | 3 | Perm Closure | 1997-08-01 | 5000 | Gasoline | COMPARTMENT A | Double Walled | Composite (Steel/Fiberglass) | Pressure | Double Walled | Fiberglass Reinforced Plastic | Removal | 2010-04-14
0-009823 | SAM'S CLUB #6692 | 4701 N STONE AVE | TUCSON | AZ | 85704 | Pima | 3 | Open | 2001-11-06 | 20000 | Gasoline | COMPARTMENT A | Double Walled | Fiberglass Reinforced Plastic | Pressure | Double Walled | Flexible
0-004175 | CARS 4 LESS | 1220 N PINAL AVE | CASA GRANDE | AZ | 85122 | Pinal | 4 | Perm Closure | 1969-01-01 | 250 | Used Oil/Waste Oil | COMPARTMENT A | Double Walled | Asphalt coated or Bare Steel | Suction - Check Valve at the Tank Top |  | Bare or Galvanized Steel | Removal | 1999-03-10
0-004126 | RED ROCK ELEMENTARY SCHOOL | 33656 S AGUIRRE LN | RED ROCK | AZ | 85145 | Pinal | 1 | Perm Closure | 1981-01-05 | 5000 | Diesel | COMPARTMENT A | Double Walled | Asphalt coated or Bare Steel | Suction - Check Valve at the Tank Top |  | Fiberglass Reinforced Plastic | Removal | 1993-08-13
0-001725 | THE TIRE DOCTOR | 801 W THATCHER BLVD | SAFFORD | AZ | 85546 | Graham | 2 | Perm Closure | 1964-01-01 | 4000 | Gasoline | COMPARTMENT A |  | Asphalt coated or Bare Steel |  |  |  | Removal | 1991-09-19
0-005323 | UNITED METRO MATERIALS | 2800 S CENTRAL AVE | PHOENIX | AZ | 85040 | Maricopa | 5 | Perm Closure | 1979-01-01 | 12000 | Diesel | COMPARTMENT A | Single Walled | Fiberglass Reinforced Plastic |  |  |  | Removal | 1989-12-19
0-005323 | UNITED METRO MATERIALS | 2800 S CENTRAL AVE | PHOENIX | AZ | 85040 | Maricopa | 14 | Perm Closure | 1981-01-01 | 500 | Used Oil/Waste Oil | COMPARTMENT A | Single Walled | Asphalt coated or Bare Steel |  |  |  | Removal | 1991-03-04
0-001040 | CHEVRON #9-1549 | 4705 N US HIGHWAY 89 | FLAGSTAFF | AZ | 86004 | Coconino | 8 | Perm Closure | 1993-04-01 | 12000 | Gasoline | COMPARTMENT A | Double Walled | Fiberglass Reinforced Plastic | Pressure | Double Walled | Fiberglass Reinforced Plastic | Removal | 2002-03-05
0-001040 | CHEVRON #9-1549 | 4705 N US HIGHWAY 89 | FLAGSTAFF | AZ | 86004 | Coconino | 2 | Perm Closure | 1981-01-01 | 10000 | Gasoline | COMPARTMENT A | Single Walled | Fiberglass Reinforced Plastic |  |  |  | Removal | 1993-03-02
0-001040 | CHEVRON #9-1549 | 4705 N US HIGHWAY 89 | FLAGSTAFF | AZ | 86004 | Coconino | 3 | Perm Closure | 1981-01-01 | 10000 | Gasoline | COMPARTMENT A | Single Walled | Fiberglass Reinforced Plastic |  |  |  | Removal | 1993-03-02
0-001882 | DAN'S SUPER SERVICE | 2010 E BROWN RD | MESA | AZ | 85213 | Maricopa | 2 | Perm Closure | 1984-01-01 | 8000 | Gasoline | COMPARTMENT A | Double Walled | Fiberglass Reinforced Plastic | Pressure | Double Walled | Fiberglass Reinforced Plastic | Removal | 2012-09-19
0-001882 | DAN'S SUPER SERVICE | 2010 E BROWN RD | MESA | AZ | 85213 | Maricopa | 4 | Perm Closure | 1984-01-01 | 1000 | Used Oil/Waste Oil | COMPARTMENT A |  | Asphalt coated or Bare Steel | Gravity Feed | Single Walled | Bare or Galvanized Steel | Removal | 2012-09-19
0-005232 | U-HAUL #723-46 | 1375 N ARIZONA AVE | CHANDLER | AZ | 85225 | Maricopa | 4 | Perm Closure | 1966-04-25 | 2000 | Used Oil/Waste Oil | COMPARTMENT A | Double Walled | Asphalt coated or Bare Steel | Gravity Feed |  |  | Removal | 1993-07-07
0-005124 | GOOD 2 GO STORES #523 | 1050 E 10TH ST | DOUGLAS | AZ | 85607 | Cochise | 2 | Open | 1985-01-01 | 20000 | Diesel | COMPARTMENT A | Double Walled | Composite (Steel/Fiberglass) | Pressure | Single Walled | Fiberglass Reinforced Plastic
0-003384 | US WEST #141123 - SOC | 1121 S HORNE | MESA | AZ | 85204 | Maricopa | 2 | Perm Closure | 1968-01-15 | 3000 | Gasoline | COMPARTMENT A | Double Walled | Asphalt coated or Bare Steel |  |  |  | Removal | 1990-01-13
0-003384 | US WEST #141123 - SOC | 1121 S HORNE | MESA | AZ | 85204 | Maricopa | 3 | Perm Closure | 1996-03-01 | 6000 | Gasoline | COMPARTMENT A | Double Walled | Composite (Steel/Fiberglass) | Pressure | Double Walled | Fiberglass Reinforced Plastic | Removal | 2015-10-09
0-003193 | MOBIL 18-568 | 5102 W OLIVE AVE | GLENDALE | AZ | 85302 | Maricopa | 2 | Perm Closure | 1974-01-01 | 8000 | Gasoline | COMPARTMENT A |  | Asphalt coated or Bare Steel | Pressure |  |  | Removal | 1988-07-02
0-003193 | MOBIL 18-568 | 5102 W OLIVE AVE | GLENDALE | AZ | 85302 | Maricopa | 1 | Perm Closure | 1974-01-01 | 10000 | Gasoline | COMPARTMENT A |  | Asphalt coated or Bare Steel | Pressure |  |  | Removal | 1988-07-02
0-004263 | SPEEDWAY STORE #2974 | 1497 E FRY BLVD | SIERRA VISTA | AZ | 85635 | Cochise | 1 | Perm Closure | 1978-05-06 | 10000 | Gasoline | COMPARTMENT A | Unknown | Asphalt coated or Bare Steel | Pressure |  |  | Removal | 1997-09-01
0-004263 | SPEEDWAY STORE #2974 | 1497 E FRY BLVD | SIERRA VISTA | AZ | 85635 | Cochise | 6 | Perm Closure | 1997-10-25 | 12000 | Gasoline | COMPARTMENT A | Double Walled | Fiberglass Reinforced Plastic | Pressure | Double Walled | Fiberglass Reinforced Plastic | Removal | 2003-11-13
0-004056 | IDEAL FOOD MARKET #477 | 1615 S 1ST AVE | SAFFORD | AZ | 85546 | Graham | 2 | Perm Closure | 1985-04-22 | 6000 | Gasoline | COMPARTMENT A | Double Walled | Asphalt coated or Bare Steel | Pressure |  |  | Removal | 1997-06-26
0-004347 | SANDS CHEVROLET | 5418 NW GRAND AVE | GLENDALE | AZ | 85301 | Maricopa | 5 | Perm Closure | 1985-01-01 | 2000 | Unidentified | COMPARTMENT A | Single Walled | Asphalt coated or Bare Steel | Pressure |  |  | Removal | 1992-09-01
0-004347 | SANDS CHEVROLET | 5418 NW GRAND AVE | GLENDALE | AZ | 85301 | Maricopa | 6 | Perm Closure | 1985-01-01 | 550 | Unidentified | COMPARTMENT A | Single Walled | Asphalt coated or Bare Steel | Pressure |  |  | Removal | 1992-09-01
0-004347 | SANDS CHEVROLET | 5418 NW GRAND AVE | GLENDALE | AZ | 85301 | Maricopa | 7 | Perm Closure | 1985-01-01 | 1000 | Used Oil/Waste Oil | COMPARTMENT A | Single Walled | Asphalt coated or Bare Steel | Pressure |  |  | Removal | 1992-09-01
0-004347 | SANDS CHEVROLET | 5418 NW GRAND AVE | GLENDALE | AZ | 85301 | Maricopa | 1 | Perm Closure | 1981-01-01 | 550 | Diesel | COMPARTMENT A | Single Walled | Asphalt coated or Bare Steel |  |  |  | Removal | 1989-11-01
0-001223 | CIRCLE K #2700412 | 503 N GILBERT RD | GILBERT | AZ | 85234 | Maricopa | 5 | Open | 1994-12-02 | 10000 | Gasoline | COMPARTMENT A | Single Walled | Fiberglass Reinforced Plastic | Pressure | Double Walled | Fiberglass Reinforced Plastic
0-001223 | CIRCLE K #2700412 | 503 N GILBERT RD | GILBERT | AZ | 85234 | Maricopa | 2 | Perm Closure | 1977-01-01 | 10000 | Gasoline | COMPARTMENT A |  | Asphalt coated or Bare Steel | Pressure |  |  | Removal | 1994-11-15
0-001223 | CIRCLE K #2700412 | 503 N GILBERT RD | GILBERT | AZ | 85234 | Maricopa | 6 | Open | 1994-12-02 | 10000 | Gasoline | COMPARTMENT A | Single Walled | Fiberglass Reinforced Plastic | Pressure | Double Walled | Fiberglass Reinforced Plastic
0-000855 | CAMELBACK BMW | 1144 E CAMELBACK RD | PHOENIX | AZ | 85014 | Maricopa | 4 | Perm Closure | 2005-06-17 | 500 | Unidentified | COMPARTMENT A |  | Asphalt coated or Bare Steel | Suction - Check Valve at the Tank Top |  |  | Removal | 1994-10-26
0-008131 | PICACHO EXXON | 7060 EISENHOWER ST | PICACHO | AZ | 85131 | Pinal | 3 | Perm Closure | 1967-01-01 | 10000 | Gasoline | COMPARTMENT A |  | Asphalt coated or Bare Steel | Pressure | Double Walled | Fiberglass Reinforced Plastic | Removal | 2012-01-11
0-008131 | PICACHO EXXON | 7060 EISENHOWER ST | PICACHO | AZ | 85131 | Pinal | 1 | Perm Closure | 1967-01-01 | 6000 | Gasoline | COMPARTMENT A |  | Asphalt coated or Bare Steel | Pressure | Double Walled | Fiberglass Reinforced Plastic | Removal | 2012-01-11
0-006789 | GLENDALE PONTIAC GMC | 4510 W GLENDALE AVE | GLENDALE | AZ | 85301 | Maricopa | 3 | Perm Closure | 2005-06-17 | 4000 | Gasoline | COMPARTMENT A |  | Asphalt coated or Bare Steel | Pressure |  |  | Removal | 1994-01-26
0-008250 | EARNHARDT CHRYSLER PLYMOUTH | 577 E BASELINE RD | TEMPE | AZ | 85283 | Maricopa | 4 | Perm Closure | 1986-08-01 | 2000 | Unidentified | COMPARTMENT A | Double Walled | Asphalt coated or Bare Steel | Suction - Check Valve at the Tank Top |  |  | Removal | 1996-02-16
0-008183 | USDOI NPS - LAKE MEAD NRA - TEMPLE BAR RECREATION AREA |  | TEMPLE BAR MARINA |  |  | Mohave | 1 | Perm Closure | 1960-10-01 | 1000 | Gasoline | COMPARTMENT A | Double Walled | Asphalt coated or Bare Steel | Suction - Check Valve at the Tank Top |  | Bare or Galvanized Steel | Removal | 1994-12-13
0-004351 | SANTAN DUSTERS | 1825 E RYAN RD | CHANDLER | AZ | 85249 | Maricopa | 4 | Perm Closure | 1961-01-01 | 500 | Gasoline | COMPARTMENT A |  | Asphalt coated or Bare Steel |  |  |  | Closed in Place | 1998-02-05
0-004351 | SANTAN DUSTERS | 1825 E RYAN RD | CHANDLER | AZ | 85249 | Maricopa | 1 | Perm Closure | 1961-01-01 | 10000 | Gasoline | COMPARTMENT A |  | Asphalt coated or Bare Steel |  |  |  | Closed in Place | 1998-02-05
0-006420 | ACCU-GLASS REPAIR & SYSTEMS | 1124 E JIMMIE KERR BLVD | CASA GRANDE | AZ | 85122 | Pinal | 2 | Perm Closure | 2005-06-17 | 10000 | Gasoline | COMPARTMENT A | Unknown | Unknown | Suction - Check Valve at the Tank Top |  |  | Removal | 1998-02-17
0-001202 | CIRCLE K #2700233 | 817 N MAIN ST | ELOY | AZ | 85131 | Pinal | 5 | Open | 1996-04-30 | 10000 | Gasoline | COMPARTMENT A | Double Walled | Fiberglass Reinforced Plastic | Pressure | Double Walled | Fiberglass Reinforced Plastic
0-003023 | SAN MANUEL MINE |  | MAMMOTH |  |  | Pinal | 11 | Perm Closure | 1953-06-11 | 5200 | Gasoline | COMPARTMENT A | Double Walled | Asphalt coated or Bare Steel |  |  |  | Removal | 1988-01-01
0-003023 | SAN MANUEL MINE |  | MAMMOTH |  |  | Pinal | 4 | Perm Closure | 1986-02-11 | 1000 | Unidentified | COMPARTMENT A | Double Walled | Fiberglass Reinforced Plastic | Suction - Check Valve at the Tank Top |  | Bare or Galvanized Steel | Removal | 1995-03-20
0-005244 | CITY OF FLAGSTAFF - TRANSIT TRANSFER CENTER | 102 W ROUTE 66 | FLAGSTAFF | AZ | 86001 | Coconino | 1 | Perm Closure | 1966-04-30 | 3000 | Unidentified | COMPARTMENT A | Unknown | Asphalt coated or Bare Steel |  |  |  | Removal | 1986-06-09
0-001119 | CHEVRON #9-4567 | 1450 E 16TH ST | YUMA | AZ | 85365 | Yuma | 2 | Perm Closure | 1979-01-01 | 9942 | Gasoline | COMPARTMENT A | Single Walled | Fiberglass Reinforced Plastic | Pressure |  | Fiberglass Reinforced Plastic | Removal | 1994-02-17
0-006627 | NEW HOLLAND - BINGHAM EQUIPMENT | 2223 S PACIFIC AVE | YUMA | AZ | 85365 | Yuma | 2 | Perm Closure | 2005-06-17 | 1000 | Gasoline | COMPARTMENT A | Unknown | Asphalt coated or Bare Steel |  |  |  | Removal | 1988-04-01
0-008222 | SAM DAYS AUTO SALES & WRECKING | 3180 E US HIGHWAY 80 | YUMA | AZ | 85365 | Yuma | 7 | Perm Closure | 1970-01-01 | 10000 | Gasoline | COMPARTMENT A | Unknown | Asphalt coated or Bare Steel |  |  |  | Removal | 1997-08-27
0-002139 | FISHERS LANDING RESORT |  | MARTINEZ LAKE |  |  | Yuma | 6 | Perm Closure | 1965-01-01 | 3000 | Gasoline | COMPARTMENT A | Single Walled | Asphalt coated or Bare Steel | Suction - Check Valve at the Tank Top |  |  | Removal | 1990-12-14
0-001076 | SEDONA CHEVRON #9-3759 | 125 HART RD | SEDONA | AZ | 86336 | Yavapai | 1 | Perm Closure | 1972-01-01 | 10000 | Gasoline | COMPARTMENT A |  | Fiberglass Reinforced Plastic | Pressure | Double Walled | Fiberglass Reinforced Plastic | Removal | 2007-08-29
0-001076 | SEDONA CHEVRON #9-3759 | 125 HART RD | SEDONA | AZ | 86336 | Yavapai | 3 | Perm Closure | 1972-01-01 | 10000 | Gasoline | COMPARTMENT A |  | Fiberglass Reinforced Plastic | Pressure | Double Walled | Fiberglass Reinforced Plastic | Removal | 2007-08-29
0-002786 | WHITING STATION #163 | 4479 W INA RD | MARANA | AZ | 85741 | Pima | 10 | Perm Closure | 1988-10-01 | 12000 | Gasoline | COMPARTMENT A |  | Asphalt coated or Bare Steel | Pressure | Double Walled | Flexible | Removal | 2010-12-14
0-008912 | SOUTHERN PACIFIC PIPE LINES | 3630 S DODGE BLVD | TUCSON | AZ | 85713 | Pima | 1 | Perm Closure | 1970-01-01 | 1000 | Gasoline | COMPARTMENT A | Unknown | Asphalt coated or Bare Steel |  |  |  | Removal | 1996-06-13
0-006345 | JIMMYS SERVICE | 2500 E 6TH ST | TUCSON | AZ | 85716 | Pima | 1 | Perm Closure | 1980-09-12 | 1000 | Unidentified | COMPARTMENT A | Unknown | Unknown |  |  |  | Removal | 1989-06-07
0-001357 | CIRCLE K #1406 | 7280 S 12TH AVE | TUCSON | AZ | 85756 | Pima | 1 | Perm Closure | 1977-01-01 | 10000 | Gasoline | COMPARTMENT A |  | Asphalt coated or Bare Steel | Pressure |  |  | Removal | 1999-03-10
0-001357 | CIRCLE K #1406 | 7280 S 12TH AVE | TUCSON | AZ | 85756 | Pima | 3 | Perm Closure | 1977-01-01 | 6000 | Gasoline | COMPARTMENT A |  | Asphalt coated or Bare Steel | Pressure |  |  | Removal | 1999-03-10
0-004817 | SUTTON OIL CO INC | 201 N ARIZONA BLVD | COOLIDGE | AZ | 85128 | Pinal | 4 | Perm Closure | 1966-04-15 | 8000 | Diesel | COMPARTMENT A | Unknown | Asphalt coated or Bare Steel |  |  |  | Removal | 1998-07-16
0-004911 | TEXACO #60-349-0060 | 2011 E UNIVERSITY DR | MESA | AZ | 85213 | Maricopa | 5 | Perm Closure | 1986-05-07 | 550 | Used Oil/Waste Oil | COMPARTMENT A | Double Walled | Fiberglass Reinforced Plastic | Gravity Feed |  | Fiberglass Reinforced Plastic | Removal | 2002-11-15
0-004911 | TEXACO #60-349-0060 | 2011 E UNIVERSITY DR | MESA | AZ | 85213 | Maricopa | 2 | Perm Closure | 1986-05-07 | 10000 | Gasoline | COMPARTMENT A | Double Walled | Fiberglass Reinforced Plastic | Pressure | Double Walled | Fiberglass Reinforced Plastic | Removal | 2002-11-15
0-004911 | TEXACO #60-349-0060 | 2011 E UNIVERSITY DR | MESA | AZ | 85213 | Maricopa | 4 | Perm Closure | 1986-05-07 | 8000 | Diesel | COMPARTMENT A | Double Walled | Fiberglass Reinforced Plastic | Pressure |  | Fiberglass Reinforced Plastic | Removal | 2002-11-15
0-007394 | AMES CONSTRUCTION INC | 1801 S 51ST AVE | PHOENIX | AZ | 85043 | Maricopa | 1 | Perm Closure | 1980-01-01 | 10000 | Diesel | COMPARTMENT A | Double Walled | Asphalt coated or Bare Steel | Pressure |  |  | Removal | 1999-06-17
0-000097 | THUNDER GAS & MINI MART | 4326 W THUNDERBIRD RD | PHOENIX | AZ | 85306 | Maricopa | 6 | Perm Closure | 1994-02-01 | 10000 | Gasoline | COMPARTMENT A | Single Walled | Fiberglass Reinforced Plastic | Pressure | Single Walled | Fiberglass Reinforced Plastic | Closed in Place | 2014-05-02
0-009097 | CITY OF SAINT JOHNS - AIRPORT | 950 W AIRPORT ST | SAINT JOHNS | AZ | 85936 | Apache | 4 | Perm Closure | 1971-01-01 | 10000 | Gasoline | COMPARTMENT A | Single Walled | Fiberglass Reinforced Plastic |  |  |  | Removal | 1993-12-17
0-010358 | HELIPONENTS, INC. | 4930 E FALCON DR | MESA | AZ | 85215 | Maricopa | 1 | Open | 2008-09-01 | 20000 | Jet Fuel | COMPARTMENT A | Double Walled | Fiberglass Reinforced Plastic | Suction - Check Valve at the Tank Top | Single Walled | Fiberglass Reinforced Plastic
0-010380 | SPEEDSMART #112 | 2075 S MILLER RD | BUCKEYE | AZ | 85326 | Maricopa | 4 | Open | 2010-12-18 | 14000 | Diesel | COMPARTMENT A | Double Walled | Fiberglass Reinforced Plastic | Pressure | Double Walled | Fiberglass Reinforced Plastic
0-003580 | O'RIELLY CHEVROLET | 6100 E BROADWAY BLVD | TUCSON | AZ | 85711 | Pima | 9 | Perm Closure | 1966-01-01 | 1000 | Used Oil/Waste Oil | COMPARTMENT A |  | Asphalt coated or Bare Steel |  |  |  | Removal | 1994-01-14
0-003580 | O'RIELLY CHEVROLET | 6100 E BROADWAY BLVD | TUCSON | AZ | 85711 | Pima | 4 | Perm Closure | 1966-01-01 | 500 | New Oil | COMPARTMENT A |  | Asphalt coated or Bare Steel |  |  |  | Removal | 1988-04-12
0-000784 | METRIC ROOFING | 2028 W WEYMOUTH ST | TUCSON | AZ | 85705 | Pima | 3 | Perm Closure | 1975-01-01 | 2000 | Diesel | COMPARTMENT A | Single Walled | Asphalt coated or Bare Steel |  |  |  | Removal | 2016-12-14
0-002589 | SPEEDWAY STORE #2935 | 4390 N 1ST AVE | TUCSON | AZ | 85719 | Pima | 3 | Open | 1989-10-01 | 10000 | Gasoline (PUL) | COMPARTMENT A | Double Walled | Fiberglass Reinforced Plastic | Pressure | Double Walled | Flexible
0-002000 | SHELL GAS MART | 2414 NAVAJO BLVD | HOLBROOK | AZ | 86025 | Navajo | 6 | Perm Closure | 1991-01-01 | 10000 | Gasoline | COMPARTMENT A | Double Walled | Fiberglass Reinforced Plastic | Pressure |  | Fiberglass Reinforced Plastic | Removal | 2008-04-23
0-002000 | SHELL GAS MART | 2414 NAVAJO BLVD | HOLBROOK | AZ | 86025 | Navajo | 3 | Perm Closure | 1983-01-01 | 11000 | Gasoline | COMPARTMENT A | Single Walled | Asphalt coated or Bare Steel |  |  |  | Removal | 1990-09-24
0-001700 | BENNETTS & SON INC | 1615 RAINBOW DR | BULLHEAD CITY | AZ | 86442 | Mohave | 2 | Perm Closure | 1981-01-01 | 10000 | Gasoline | COMPARTMENT A | Single Walled | Asphalt coated or Bare Steel | Pressure | Single Walled | Bare or Galvanized Steel | Removal | 2010-11-03
0-004363 | BILL'S OAK GROVE GAS & FOODMART INC | 7000 W CHANDLER BLVD | CHANDLER | AZ | 85226 | Maricopa | 11 | Open | 2001-07-03 | 8000 | Diesel | COMPARTMENT A | Double Walled | Fiberglass Reinforced Plastic | Pressure | Double Walled | Flexible
0-004484 | SHEELY FARMS CO | 2209 N 99TH AVE | PHOENIX | AZ | 85037 | Maricopa | 1 | Perm Closure | 1978-03-11 | 6000 | Diesel | COMPARTMENT A | Double Walled | Asphalt coated or Bare Steel |  |  |  | Removal | 1990-01-31
0-004484 | SHEELY FARMS CO | 2209 N 99TH AVE | PHOENIX | AZ | 85037 | Maricopa | 2 | Perm Closure | 1978-03-11 | 6000 | Diesel | COMPARTMENT A | Double Walled | Asphalt coated or Bare Steel |  |  |  | Removal | 1990-01-31
0-007935 | QUALITY AUTO SALES | 598 E CHANDLER BLVD | CHANDLER | AZ | 85225 | Maricopa | 3 | Perm Closure | 1962-01-01 | 2000 | Gasoline | COMPARTMENT A | Double Walled | Asphalt coated or Bare Steel | Suction - Check Valve at the Tank Top |  | Bare or Galvanized Steel | Removal | 1992-08-20
0-001241 | CIRCLE K #502 | 6116 E CAVE CREEK RD | CAVE CREEK | AZ | 85331 | Maricopa | 1 | Perm Closure | 1970-01-01 | 10000 | Gasoline | COMPARTMENT A |  | Asphalt coated or Bare Steel | Pressure |  | Fiberglass Reinforced Plastic | Removal | 1995-02-14
0-001241 | CIRCLE K #502 | 6116 E CAVE CREEK RD | CAVE CREEK | AZ | 85331 | Maricopa | 4 | Perm Closure | 1995-02-14 | 10000 | Gasoline | COMPARTMENT A | Single Walled | Fiberglass Reinforced Plastic | Pressure | Double Walled | Fiberglass Reinforced Plastic | Removal | 2000-05-11
0-004905 | QUIKTRIP #470 | 6702 W GLENDALE AVE | GLENDALE | AZ | 85303 | Maricopa | 1 | Perm Closure | 1973-01-01 | 6000 | Gasoline | COMPARTMENT A | Single Walled | Asphalt coated or Bare Steel | Pressure | Single Walled | Bare or Galvanized Steel | Removal | 1993-10-27
0-003217 | ALLEN'S AUTO SERVICE | 18855 N R H JOHNSON BLVD | SUN CITY WEST | AZ | 85375 | Maricopa | 1 | Perm Closure | 1980-01-01 | 10000 | Gasoline (UL) | COMPARTMENT A | Single Walled | Fiberglass Reinforced Plastic | Pressure |  | Fiberglass Reinforced Plastic | Removal | 2018-02-08
0-003192 | MOBIL 18-567 | 3164 E MCDOWELL RD | PHOENIX | AZ | 85008 | Maricopa | 3 | Perm Closure | 1972-01-01 | 6000 | Gasoline | COMPARTMENT A |  | Asphalt coated or Bare Steel | Pressure |  |  | Removal | 1990-10-20
0-003192 | MOBIL 18-567 | 3164 E MCDOWELL RD | PHOENIX | AZ | 85008 | Maricopa | 2 | Perm Closure | 1972-01-01 | 6000 | Gasoline | COMPARTMENT A |  | Asphalt coated or Bare Steel | Pressure |  |  | Removal | 1990-10-20
0-003363 | CENTURYLINK #128417 | 1301 N HIGHWAY 89 | PRESCOTT | AZ | 86301 | Yavapai | 5 | Perm Closure | 1996-04-01 | 3000 | Diesel | COMPARTMENT A | Double Walled | Composite (Steel/Fiberglass) | Pressure | Double Walled | Fiberglass Reinforced Plastic | Removal | 2010-09-01
0-001354 | CIRCLE K #1011 | 3102 E BENSON HWY | TUCSON | AZ | 85706 | Pima | 1 | Open | 1979-01-01 | 10000 | Gasoline | COMPARTMENT A |  | Asphalt coated or Bare Steel | Pressure |  | Fiberglass Reinforced Plastic
0-002039 | VALLEY MART | 16560 W AVRA VALLEY RD | MARANA | AZ | 85653 | Pima | 3 | Open | 1999-10-25 | 10000 | Gasoline (UL) | COMPARTMENT A | Double Walled | Composite (Steel/Fiberglass) | Suction - Check Valve at the Dispenser |  | Fiberglass Reinforced Plastic
0-002039 | VALLEY MART | 16560 W AVRA VALLEY RD | MARANA | AZ | 85653 | Pima | 1 | Perm Closure | 1979-01-01 | 10000 | Gasoline | COMPARTMENT A | Single Walled | Asphalt coated or Bare Steel | Suction - Check Valve at the Dispenser |  |  | Removal | 1999-08-02
0-006124 | MARY MAUDES | 3407 PARKVIEW | HEBER | AZ | 85928 | Navajo | 1 | Perm Closure | 1984-01-01 | 10000 | Gasoline | COMPARTMENT A | Double Walled | Asphalt coated or Bare Steel | Pressure |  | Bare or Galvanized Steel | Removal | 2005-01-26
0-001323 | CIRCLE K #2700817 | 222 W ROUTE 66 | WILLIAMS | AZ | 86046 | Coconino | 3 | Perm Closure | 1972-01-01 | 4000 | Gasoline | COMPARTMENT A | Single Walled | Asphalt coated or Bare Steel | Pressure | Single Walled | Bare or Galvanized Steel | Removal | 1994-03-22
0-003554 | OLD TUCSON FAMOUS MOVIE LOCATION | 201 S KINNEY RD | TUCSON | AZ | 85735 | Pima | 1 | Perm Closure | 1977-01-01 | 2500 | Gasoline | COMPARTMENT A |  | Asphalt coated or Bare Steel |  |  |  | Removal | 1991-10-30
0-008538 | SASABE STORE | MAIN ST/HWY 286 | SASABE | AZ | 85633 | Pima | 3 | Perm Closure | 2005-06-17 | 1000 | Diesel | COMPARTMENT A | Unknown | Asphalt coated or Bare Steel | Suction - Check Valve at the Tank Top |  |  | Removal | 1997-11-25
0-003032 | JACKSON HEWITT TAX SERVICES | 6076 S CENTRAL AVE | PHOENIX | AZ | 85042 | Maricopa | 4 | Perm Closure | 1961-01-01 | 550 | Used Oil/Waste Oil | COMPARTMENT A | Unknown | Asphalt coated or Bare Steel | Gravity Feed |  | Bare or Galvanized Steel | Removal | 1993-08-19
0-000155 | APACHE SANDS SERVICE CENTER | 7602 E MAIN ST | MESA | AZ | 85207 | Maricopa | 11 | Perm Closure | 1975-01-01 | 10000 | Gasoline | COMPARTMENT A | Single Walled | Asphalt coated or Bare Steel | Pressure | Single Walled | Bare or Galvanized Steel | Removal | 1993-10-01
0-000155 | APACHE SANDS SERVICE CENTER | 7602 E MAIN ST | MESA | AZ | 85207 | Maricopa | 12 | Perm Closure | 1983-01-01 | 10000 | Gasoline | COMPARTMENT A | Single Walled | Asphalt coated or Bare Steel | Pressure |  |  | Removal | 1993-10-01
0-000155 | APACHE SANDS SERVICE CENTER | 7602 E MAIN ST | MESA | AZ | 85207 | Maricopa | 1 | Perm Closure | 1983-01-01 | 10000 | Diesel | COMPARTMENT A | Single Walled | Asphalt coated or Bare Steel | Pressure | Single Walled | Fiberglass Reinforced Plastic | Removal | 2020-12-03
0-006799 | GAS & FOOD MART | 1902 W CACTUS RD | PHOENIX | AZ | 85029 | Maricopa | 2 | Perm Closure | 1990-03-01 | 12000 | Gasoline | COMPARTMENT A | Double Walled | Fiberglass Reinforced Plastic | Pressure |  | Fiberglass Reinforced Plastic | Removal | 2019-01-10
0-004937 | BRIDWELL AUTO SERVICE | 7171 E LINCOLN DR | SCOTTSDALE | AZ | 85253 | Maricopa | 11 | Open | 2020-08-28 | 8000 | Gasoline (UL) | COMPARTMENT A | Double Walled | Fiberglass Reinforced Plastic
0-004937 | BRIDWELL AUTO SERVICE | 7171 E LINCOLN DR | SCOTTSDALE | AZ | 85253 | Maricopa | 10 | Perm Closure | 1990-09-24 | 10000 | Diesel | COMPARTMENT A | Double Walled | Fiberglass Reinforced Plastic | Pressure |  | Fiberglass Reinforced Plastic | Removal | 2020-07-07
0-003263 | MOBIL 18-MD6 | 5998 N GRANITE REEF RD | SCOTTSDALE | AZ | 85250 | Maricopa | 8 | Perm Closure | 1988-10-01 | 10000 | Gasoline | COMPARTMENT A | Double Walled | Fiberglass Reinforced Plastic | Pressure |  | Fiberglass Reinforced Plastic | Removal | 2003-10-07
0-003263 | MOBIL 18-MD6 | 5998 N GRANITE REEF RD | SCOTTSDALE | AZ | 85250 | Maricopa | 2 | Perm Closure | 1972-01-01 | 8000 | Gasoline | COMPARTMENT A |  | Fiberglass Reinforced Plastic | Pressure |  |  | Removal | 1988-10-02
0-001930 | SA RECYCLING | 2010 W LOWER BUCKEYE RD | PHOENIX | AZ | 85009 | Maricopa | 1 | Perm Closure | 1975-01-01 | 2500 | Diesel | COMPARTMENT A |  | Asphalt coated or Bare Steel | Suction - Check Valve at the Tank Top |  |  | Removal | 1994-04-08
0-001930 | SA RECYCLING | 2010 W LOWER BUCKEYE RD | PHOENIX | AZ | 85009 | Maricopa | 3 | Perm Closure | 1990-01-01 | 10000 | Gasoline | COMPARTMENT A | Double Walled | Fiberglass Reinforced Plastic | Pressure | Double Walled |  | Removal | 1998-04-18
0-000616 | BAIRS FUEL STOP | 3227 W MCDOWELL RD | PHOENIX | AZ | 85009 | Maricopa | 2 | Perm Closure | 1968-01-01 | 5000 | Diesel | COMPARTMENT A |  | Asphalt coated or Bare Steel | Pressure |  | Fiberglass Reinforced Plastic | Removal | 1994-12-27
0-000616 | BAIRS FUEL STOP | 3227 W MCDOWELL RD | PHOENIX | AZ | 85009 | Maricopa | 3 | Perm Closure | 1968-01-01 | 5000 | Gasoline | COMPARTMENT A |  | Asphalt coated or Bare Steel | Pressure |  | Fiberglass Reinforced Plastic | Removal | 1994-12-27
0-003895 | SKY HARBOR AIRPORT - AVIATION DEPARTMENT | 2908 E SKY HARBOR BLVD | PHOENIX | AZ | 85034 | Maricopa | 24 | Perm Closure | 1980-01-01 | 3000 | Diesel | COMPARTMENT A |  | Asphalt coated or Bare Steel | Gravity Feed |  | Bare or Galvanized Steel | Removal | 1995-01-19
0-003895 | SKY HARBOR AIRPORT - AVIATION DEPARTMENT | 2908 E SKY HARBOR BLVD | PHOENIX | AZ | 85034 | Maricopa | 29 | Perm Closure | 1955-01-01 | 15000 | Gasoline | COMPARTMENT A |  | Asphalt coated or Bare Steel |  |  |  | Removal | 1990-03-20
0-003895 | SKY HARBOR AIRPORT - AVIATION DEPARTMENT | 2908 E SKY HARBOR BLVD | PHOENIX | AZ | 85034 | Maricopa | 2 | Perm Closure | 1976-01-01 | 550 | Diesel | COMPARTMENT A |  | Asphalt coated or Bare Steel | Gravity Feed |  | Bare or Galvanized Steel | Removal | 1994-09-28
0-003895 | SKY HARBOR AIRPORT - AVIATION DEPARTMENT | 2908 E SKY HARBOR BLVD | PHOENIX | AZ | 85034 | Maricopa | 19 | Perm Closure | 1966-01-01 | 10000 | Diesel | COMPARTMENT A |  | Asphalt coated or Bare Steel |  |  |  | Removal | 1991-02-11
0-003895 | SKY HARBOR AIRPORT - AVIATION DEPARTMENT | 2908 E SKY HARBOR BLVD | PHOENIX | AZ | 85034 | Maricopa | 49 | Perm Closure | 1990-12-01 | 10000 | Gasoline | COMPARTMENT A | Double Walled | Fiberglass Reinforced Plastic | Pressure | Double Walled | Fiberglass Reinforced Plastic | Removal | 2004-05-06
0-003895 | SKY HARBOR AIRPORT - AVIATION DEPARTMENT | 2908 E SKY HARBOR BLVD | PHOENIX | AZ | 85034 | Maricopa | 50 | Perm Closure | 1990-12-01 | 10000 | Gasoline | COMPARTMENT A | Double Walled | Fiberglass Reinforced Plastic | Pressure | Double Walled | Fiberglass Reinforced Plastic | Removal | 2004-05-06
0-003895 | SKY HARBOR AIRPORT - AVIATION DEPARTMENT | 2908 E SKY HARBOR BLVD | PHOENIX | AZ | 85034 | Maricopa | 26 | Perm Closure | 1966-01-01 | 15000 | Gasoline | COMPARTMENT A |  | Asphalt coated or Bare Steel | Suction - Check Valve at the Tank Top |  | Bare or Galvanized Steel | Removal | 1997-02-05
0-003895 | SKY HARBOR AIRPORT - AVIATION DEPARTMENT | 2908 E SKY HARBOR BLVD | PHOENIX | AZ | 85034 | Maricopa | 54 | Perm Closure | 1990-12-01 | 10000 | Gasoline | COMPARTMENT A | Double Walled | Fiberglass Reinforced Plastic | Pressure | Double Walled | Fiberglass Reinforced Plastic | Removal | 2004-04-29
0-003895 | SKY HARBOR AIRPORT - AVIATION DEPARTMENT | 2908 E SKY HARBOR BLVD | PHOENIX | AZ | 85034 | Maricopa | 3 | Perm Closure | 1975-01-01 | 5000 | Diesel | COMPARTMENT A |  | Asphalt coated or Bare Steel | Gravity Feed |  |  | Removal | 1994-11-29
0-003895 | SKY HARBOR AIRPORT - AVIATION DEPARTMENT | 2908 E SKY HARBOR BLVD | PHOENIX | AZ | 85034 | Maricopa | 15 | Perm Closure | 1965-01-01 | 20000 | Jet Fuel | COMPARTMENT A |  | Asphalt coated or Bare Steel | Pressure |  | Bare or Galvanized Steel | Removal | 1997-05-08
0-003895 | SKY HARBOR AIRPORT - AVIATION DEPARTMENT | 2908 E SKY HARBOR BLVD | PHOENIX | AZ | 85034 | Maricopa | 4 | Perm Closure | 1975-01-01 | 5000 | Gasoline | COMPARTMENT A |  | Asphalt coated or Bare Steel | Gravity Feed |  |  | Removal | 1994-11-29
0-003895 | SKY HARBOR AIRPORT - AVIATION DEPARTMENT | 2908 E SKY HARBOR BLVD | PHOENIX | AZ | 85034 | Maricopa | 22 | Perm Closure | 1983-01-01 | 500 | Used Oil/Waste Oil | COMPARTMENT A | Single Walled | Fiberglass Reinforced Plastic |  |  |  | Removal | 1989-03-23
0-003895 | SKY HARBOR AIRPORT - AVIATION DEPARTMENT | 2908 E SKY HARBOR BLVD | PHOENIX | AZ | 85034 | Maricopa | 44 | Open | 1989-10-29 | 10000 | Gasoline | COMPARTMENT A | Single Walled | Fiberglass Reinforced Plastic | Pressure | Double Walled | Fiberglass Reinforced Plastic
0-003895 | SKY HARBOR AIRPORT - AVIATION DEPARTMENT | 2908 E SKY HARBOR BLVD | PHOENIX | AZ | 85034 | Maricopa | 14 | Perm Closure | 1965-01-01 | 20000 | Jet Fuel | COMPARTMENT A |  | Asphalt coated or Bare Steel | Pressure |  | Bare or Galvanized Steel | Removal | 1997-05-08
0-003895 | SKY HARBOR AIRPORT - AVIATION DEPARTMENT | 2908 E SKY HARBOR BLVD | PHOENIX | AZ | 85034 | Maricopa | 37 | Perm Closure | 1966-01-01 | 15000 | Jet Fuel | COMPARTMENT A |  | Asphalt coated or Bare Steel |  |  |  | Removal | 1990-03-01
0-003887 | CITY OF PHOENIX - 91ST AVENUE WWTP | 5615 S 91ST AVE | PHOENIX | AZ | 85353 | Maricopa | 14 | Perm Closure | 1988-02-01 | 550 | Other | COMPARTMENT A | Double Walled | Fiberglass Reinforced Plastic | Suction - Check Valve at the Tank Top | Double Walled | Fiberglass Reinforced Plastic | Removal | 1997-11-18
0-004033 | BIMBO BAKERIES USA | 738 W VAN BUREN ST | PHOENIX | AZ | 85007 | Maricopa | 1 | Perm Closure | 1959-01-01 | 500 | Diesel | COMPARTMENT A |  | Asphalt coated or Bare Steel |  |  |  | Removal | 1989-12-04
0-002977 | LOFTIN EQUIPMENT CO | 3131 N 31ST AVE | PHOENIX | AZ | 85017 | Maricopa | 1 | Perm Closure | 1974-12-18 | 1000 | Gasoline | COMPARTMENT A | Single Walled | Asphalt coated or Bare Steel |  |  |  | Removal | 1990-04-09
0-007011 | SPRECKELS SUGAR | 1180 E RIGGS RD | CHANDLER | AZ | 85249 | Maricopa | 1 | Perm Closure | 2005-06-17 |  | Unidentified | COMPARTMENT A | Unknown | Unknown |  |  |  | Removal | 1985-01-01
0-004341 | SANDERSON FORD SERVICE CENTER | 6400 N 51ST AVE | GLENDALE | AZ | 85301 | Maricopa | 11 | Open | 1990-09-01 | 10000 | Gasoline | COMPARTMENT A | Single Walled | Fiberglass Reinforced Plastic | Pressure | Single Walled | Fiberglass Reinforced Plastic
0-004341 | SANDERSON FORD SERVICE CENTER | 6400 N 51ST AVE | GLENDALE | AZ | 85301 | Maricopa | 5 | Perm Closure | 1964-01-01 | 500 | Used Oil/Waste Oil | COMPARTMENT A |  | Asphalt coated or Bare Steel | Gravity Feed |  |  | Closed in Place | 1988-01-01
0-006036 | ROOSEVELT WATER CONSERVATION DISTRICT | 2366 S HIGLEY RD | GILBERT | AZ | 85295 | Maricopa | 4 | Perm Closure | 2005-06-17 | 500 | Diesel | COMPARTMENT A | Double Walled | Asphalt coated or Bare Steel | Suction - Check Valve at the Tank Top |  |  | Removal | 1990-07-20
0-006036 | ROOSEVELT WATER CONSERVATION DISTRICT | 2366 S HIGLEY RD | GILBERT | AZ | 85295 | Maricopa | 5 | Perm Closure | 2005-06-17 | 500 | Diesel | COMPARTMENT A | Double Walled | Asphalt coated or Bare Steel | Suction - Check Valve at the Tank Top |  |  | Removal | 1990-07-20
0-006664 | CIRCLE K STORE #2709166 | 3441 W UNION HILLS DR | PHOENIX | AZ | 85027 | Maricopa | 3 | Open | 1989-10-23 | 10000 | Gasoline | COMPARTMENT A | Double Walled | Fiberglass Reinforced Plastic | Pressure |  | Fiberglass Reinforced Plastic
0-006664 | CIRCLE K STORE #2709166 | 3441 W UNION HILLS DR | PHOENIX | AZ | 85027 | Maricopa | 1 | Open | 1989-10-23 | 10000 | Gasoline | COMPARTMENT A | Double Walled | Fiberglass Reinforced Plastic | Pressure |  | Fiberglass Reinforced Plastic
0-002586 | ASP - PERRYVILLE COMPLEX | 2455 N CITRUS RD | GOODYEAR | AZ | 85395 | Maricopa | 3 | Perm Closure | 1982-05-05 | 10000 | Diesel | COMPARTMENT A | Single Walled | Asphalt coated or Bare Steel | Suction - Check Valve at the Tank Top |  |  | Removal | 1994-07-09
0-002586 | ASP - PERRYVILLE COMPLEX | 2455 N CITRUS RD | GOODYEAR | AZ | 85395 | Maricopa | 4 | Perm Closure | 1982-05-05 | 500 | Diesel | COMPARTMENT A | Single Walled | Asphalt coated or Bare Steel | Suction - Check Valve at the Tank Top |  |  | Removal | 1994-07-12
0-008824 | PARCEL 304-58-024 | 66810 HIGHWAY 60 | SALOME | AZ | 85348 | La Paz | 5 | Perm Closure | 2005-06-17 |  | Gasoline | COMPARTMENT A |  | Asphalt coated or Bare Steel |  |  |  | Removal | 1996-03-15
0-008824 | PARCEL 304-58-024 | 66810 HIGHWAY 60 | SALOME | AZ | 85348 | La Paz | 6 | Perm Closure | 2005-06-17 |  | Gasoline | COMPARTMENT A |  | Asphalt coated or Bare Steel |  |  |  | Removal | 1996-03-15
0-008824 | PARCEL 304-58-024 | 66810 HIGHWAY 60 | SALOME | AZ | 85348 | La Paz | 4 | Perm Closure | 1954-01-01 | 2000 | Gasoline | COMPARTMENT A |  | Asphalt coated or Bare Steel | Suction - Check Valve at the Tank Top |  | Bare or Galvanized Steel | Removal | 1996-03-15
0-003944 | KTRANS XPRESS | 420 E THIRD ST | WINSLOW | AZ | 86047 | Navajo | 1 | Perm Closure | 1976-01-01 | 2000 | Gasoline | COMPARTMENT A | Single Walled | Asphalt coated or Bare Steel | Suction - Check Valve at the Tank Top | Single Walled | Bare or Galvanized Steel | Removal | 2006-02-10
0-001149 | USDOI NPS - CHIRICAHUA NATIONAL MONUMENT |  | CHIRICAHUA NATIONAL MONUMENT |  |  | Cochise | 1 | Perm Closure | 1965-01-01 | 550 | Diesel | COMPARTMENT A |  | Asphalt coated or Bare Steel | Suction - Check Valve at the Tank Top |  |  | Removal | 1994-11-01
0-000261 | ADOT - ST DAVID MAINTENANCE |  | SAINT DAVID |  |  | Cochise | 10 | Perm Closure | 2012-01-11 | 550 | Used Oil/Waste Oil | COMPARTMENT A |  | Asphalt coated or Bare Steel |  |  |  | Removal | 1991-10-23
0-000261 | ADOT - ST DAVID MAINTENANCE |  | SAINT DAVID |  |  | Cochise | 2 | Perm Closure | 1951-01-01 | 550 | Gasoline | COMPARTMENT A |  | Asphalt coated or Bare Steel |  |  |  | Removal | 1989-10-12
0-003238 | VALERO IN THE ZONE VII | 1925 N SCOTTSDALE RD | TEMPE | AZ | 85281 | Maricopa | 3 | Perm Closure | 1983-01-01 | 6000 | Gasoline | COMPARTMENT A | Double Walled | Fiberglass Reinforced Plastic | Pressure |  | Fiberglass Reinforced Plastic | Removal | 2005-06-08
0-003221 | EXXONMOBIL OIL CORP #10178 | 3015 N DOBSON RD | CHANDLER | AZ | 85224 | Maricopa | 2 | Perm Closure | 1981-01-01 | 10000 | Gasoline | COMPARTMENT A |  | Fiberglass Reinforced Plastic | Pressure |  | Fiberglass Reinforced Plastic | Removal | 2004-07-28
0-000475 | SILVER BELL MINE | 25000 W AVRA VALLEY RD | MARANA | AZ | 85653 | Pima | 3 | Perm Closure | 1956-01-01 | 10000 | Gasoline | COMPARTMENT A |  | Asphalt coated or Bare Steel | Suction - Check Valve at the Tank Top | Single Walled | Bare or Galvanized Steel | Removal | 1998-05-15
0-000475 | SILVER BELL MINE | 25000 W AVRA VALLEY RD | MARANA | AZ | 85653 | Pima | 8 | Perm Closure | 1956-01-01 | 4000 | Unidentified | COMPARTMENT A |  | Asphalt coated or Bare Steel | Suction - Check Valve at the Tank Top | Single Walled | Bare or Galvanized Steel | Removal | 1998-05-15
0-002122 | FIRESTONE 26CJ; PN 126012 | 10661 N 84TH AVE | PEORIA | AZ | 85345 | Maricopa | 1 | Perm Closure | 1979-04-16 | 200 | Used Oil/Waste Oil | COMPARTMENT A | Single Walled | Asphalt coated or Bare Steel |  |  |  | Removal | 1997-07-10
0-010539 | QUIKTRIP #490 | 8877 W THUNDERBIRD RD | PEORIA | AZ | 85381 | Maricopa | 4 | Open | 2015-06-18 | 12000 | Diesel | COMPARTMENT A | Double Walled | Fiberglass Reinforced Plastic | Pressure | Double Walled | Fiberglass Reinforced Plastic
0-010436 | QUIKTRIP #460 | 2195 E SOUTHERN AVE | TEMPE | AZ | 85282 | Maricopa | 3 | Open | 2011-10-21 | 12000 | Gasoline | COMPARTMENT A | Double Walled | Fiberglass Reinforced Plastic | Pressure | Double Walled | Fiberglass Reinforced Plastic
0-010436 | QUIKTRIP #460 | 2195 E SOUTHERN AVE | TEMPE | AZ | 85282 | Maricopa | 1 | Open | 2011-10-21 | 20000 | Gasoline | COMPARTMENT A | Double Walled | Fiberglass Reinforced Plastic | Pressure | Double Walled | Fiberglass Reinforced Plastic
0-004109 | VALLEY TRUCK & TRAILER SERVICE | 5228 N TOM MURRAY AVE | GLENDALE | AZ | 85301 | Maricopa | 2 | Perm Closure | 1973-06-24 | 10000 | Gasoline | COMPARTMENT A | Double Walled | Asphalt coated or Bare Steel | Pressure |  |  | Removal | 1994-05-18
0-004109 | VALLEY TRUCK & TRAILER SERVICE | 5228 N TOM MURRAY AVE | GLENDALE | AZ | 85301 | Maricopa | 1 | Perm Closure | 1973-06-25 | 10000 | Gasoline | COMPARTMENT A | Double Walled | Asphalt coated or Bare Steel | Pressure |  |  | Removal | 1994-05-18
0-001034 | GOGO GAS & STORE LLC | 22 S CORONADO BLVD | CLIFTON | AZ | 85533 | Greenlee | 6 | Open | 1997-10-01 | 10000 | Gasoline | COMPARTMENT A | Double Walled | Composite (Steel/Fiberglass) | Pressure | Double Walled
0-000460 | BELLA VISTA TEXACO | 1001 E FRY BLVD | SIERRA VISTA | AZ | 85635 | Cochise | 3 | Perm Closure | 1976-01-01 | 4000 | Gasoline | COMPARTMENT A |  | Asphalt coated or Bare Steel |  |  |  | Removal | 1994-10-25
0-001082 | CHEVRON #9-1499 | 4626 N SCOTTSDALE RD | SCOTTSDALE | AZ | 85251 | Maricopa | 5 | Perm Closure | 1998-09-22 | 12000 | Gasoline | COMPARTMENT A | Double Walled | Fiberglass Reinforced Plastic | Pressure | Double Walled | Fiberglass Reinforced Plastic | Removal | 2007-03-20
0-007987 | BARRY BECKER | 2201 N 24TH ST | PHOENIX | AZ | 85008 | Maricopa | 1 | Perm Closure | 2005-06-17 | 5000 | Gasoline | COMPARTMENT A | Unknown | Asphalt coated or Bare Steel |  |  |  | Removal | 1991-03-07
0-002601 | RAMMER RENTS | 1102 S 17TH AVE | PHOENIX | AZ | 85007 | Maricopa | 1 | Perm Closure | 1969-05-30 | 6000 | Unidentified | COMPARTMENT A | Double Walled | Asphalt coated or Bare Steel |  |  |  | Removal | 1989-06-15
0-009495 | VILLAGE GREEN | 25615 N DANNY LN | RIO VERDE | AZ | 85263 | Maricopa | 2 | Perm Closure | 1979-01-01 | 10000 | Gasoline | COMPARTMENT A |  | Asphalt coated or Bare Steel | Pressure | Single Walled | Fiberglass Reinforced Plastic | Removal | 2014-02-20
0-008769 | DIEHL'S GAS & GROCERY | 590 N HASKELL AVE | WILLCOX | AZ | 85643 | Cochise | 2 | Perm Closure | 2005-06-17 | 500 | Unidentified | COMPARTMENT A | Unknown | Asphalt coated or Bare Steel |  |  |  | Removal | 2004-02-03
0-000862 | SHAW'S EXXON | 316 E 2ND ST | CASA GRANDE | AZ | 85122 | Pinal | 2 | Perm Closure | 1969-01-01 | 4000 | Gasoline | COMPARTMENT A |  | Asphalt coated or Bare Steel |  |  |  | Removal | 1989-12-01
0-001770 | SCOTTSDALE SOC #142164 | 8322 E EVANS RD | SCOTTSDALE | AZ | 85260 | Maricopa | 1 | Perm Closure | 1987-01-01 | 10000 | Gasoline | COMPARTMENT A | Double Walled | Fiberglass Reinforced Plastic | Pressure | Double Walled | Fiberglass Reinforced Plastic | Removal | 2016-06-01
0-003400 | SCOTTSDALE THUNDERBIRD #142290 | 6916 E DOUBLETREE RANCH RD | PARADISE VALLEY | AZ | 85253 | Maricopa | 1 | Perm Closure | 1977-01-01 | 1000 | Diesel | COMPARTMENT A |  | Asphalt coated or Bare Steel |  |  |  | Removal | 1990-03-22
0-008861 | VALERO #8031 | 7473 W THUNDERBIRD RD | PEORIA | AZ | 85381 | Maricopa | 1 | Temp Closure | 1996-02-15 | 15000 | Gasoline (UL) | COMPARTMENT A | Double Walled | Fiberglass Reinforced Plastic | Pressure | Double Walled | Fiberglass Reinforced Plastic |  | 2018-12-05
0-000230 | ADOT - MESA ROAD MAINTENANCE | 2409 N COUNTRY CLUB DR | MESA | AZ | 85201 | Maricopa | 1 | Perm Closure | 1965-01-01 | 2000 | Diesel | COMPARTMENT A |  | Asphalt coated or Bare Steel | Suction - Check Valve at the Tank Top |  |  | Removal | 1992-10-24
0-008823 | UNION PACIFIC RAILROAD - FAIRBANK SIDING |  | FAIRBANK |  |  | Cochise | 1 | Perm Closure | 1913-01-01 | 6000 | (Null) | COMPARTMENT A | Single Walled | Concrete | Gravity Feed |  | Bare or Galvanized Steel | Removal | 1996-03-13
0-000680 | RIVERFRONT STATION | 646 N MAIN ST | COTTONWOOD | AZ | 86326 | Yavapai | 3 | Perm Closure | 1962-01-01 | 3000 | Gasoline | COMPARTMENT A | Single Walled | Asphalt coated or Bare Steel | Suction - Check Valve at the Tank Top | Single Walled | Bare or Galvanized Steel | Removal | 1998-07-28
0-000927 | ARS SHELL #12 | 138 E 16TH ST | YUMA | AZ | 85364 | Yuma | 1 | Perm Closure | 1985-01-01 | 20000 | Gasoline | COMPARTMENT A | Double Walled | Fiberglass Reinforced Plastic | Pressure |  | Fiberglass Reinforced Plastic | Removal | 2015-10-09
0-009677 | AVONDALE SUZUKI | 803 E VAN BUREN ST | AVONDALE | AZ | 85323 | Maricopa | 1 | Perm Closure | 2005-06-17 | 1000 | Gasoline | COMPARTMENT A | Double Walled | Asphalt coated or Bare Steel |  |  |  | Removal | 2000-10-17
0-001250 | CIRCLE K #2700530 | 1049 W HATCHER RD | PHOENIX | AZ | 85021 | Maricopa | 4 | Perm Closure | 1994-09-28 | 10000 | Gasoline | COMPARTMENT A |  | Fiberglass Reinforced Plastic | Pressure | Double Walled | Fiberglass Reinforced Plastic | Removal | 2017-02-01
0-010727 | FRY'S #668 FUELING CENTER | 12132 E RIGGS RD | CHANDLER | AZ | 85249 | Maricopa | 2 | Open | 2013-03-07 | 10000 | Diesel | COMPARTMENT A | Double Walled | Fiberglass Reinforced Plastic | Pressure | Double Walled | Flexible
0-002849 | SPEEDWAY STORE #2943 | 2075 W RUTHRAUFF RD | TUCSON | AZ | 85705 | Pima | 2 | Perm Closure | 1988-01-01 | 10000 | Gasoline | COMPARTMENT A | Single Walled | Fiberglass Reinforced Plastic | Pressure | Double Walled | Fiberglass Reinforced Plastic | Removal | 2005-01-18
0-002849 | SPEEDWAY STORE #2943 | 2075 W RUTHRAUFF RD | TUCSON | AZ | 85705 | Pima | 5 | Open | 2005-07-27 | 6000 | Gasoline | COMPARTMENT B | Double Walled | Composite (Steel/Fiberglass) | Pressure | Double Walled | Fiberglass Reinforced Plastic
0-001669 | COTTONWOOD ELEMENTARY SCHOOL | 301 N WILLARD ST | COTTONWOOD | AZ | 86326 | Yavapai | 2 | Perm Closure | 1979-01-01 | 6000 | Gasoline | COMPARTMENT A |  | Asphalt coated or Bare Steel | Suction - Check Valve at the Tank Top |  |  | Removal | 1995-05-03
0-001559 | CLASSIC CLEANERS | 2708 N 68TH ST | SCOTTSDALE | AZ | 85257 | Maricopa | 1 | Perm Closure | 2005-06-17 | 1000 | Diesel | COMPARTMENT A |  | Asphalt coated or Bare Steel |  |  |  | Removal | 1990-09-05
0-001503 | CIRCLE K #2701856 | 453 E WHITE MOUNTAIN BLVD | PINETOP-LAKESIDE | AZ | 85935 | Navajo | 1 | Open | 1985-01-01 | 10000 | Gasoline | COMPARTMENT A | Double Walled | Fiberglass Reinforced Plastic | Pressure |  | Fiberglass Reinforced Plastic
0-009822 | CIRCLE K #2706460 | 2174 E UNIVERSITY DR | TEMPE | AZ | 85281 | Maricopa | 2 | Open | 2001-08-13 | 12000 | Gasoline | COMPARTMENT B | Double Walled | Fiberglass Reinforced Plastic
0-000384 | CIRCLE K #2708833 | 6649 W THOMAS RD | PHOENIX | AZ | 85033 | Maricopa | 2 | Open | 1987-01-12 | 10000 | Gasoline | COMPARTMENT A | Double Walled | Fiberglass Reinforced Plastic | Pressure | Single Walled | Fiberglass Reinforced Plastic
0-002152 | FLAME SERVICE STATION | 425 6TH ST | PRESCOTT | AZ | 86301 | Yavapai | 1 | Perm Closure | 1984-07-01 | 2000 | Kerosene | COMPARTMENT A | Single Walled | Asphalt coated or Bare Steel |  |  |  | Removal | 1988-11-10
0-005668 | TRIUMPH AIR REPAIR | 4010 S 43RD PL | PHOENIX | AZ | 85040 | Maricopa | 2 | Perm Closure | 2001-07-19 | 3000 | Jet Fuel | COMPARTMENT A | Double Walled | Fiberglass Reinforced Plastic | Pressure | Double Walled | Fiberglass Reinforced Plastic | Removal | 2014-03-05
0-000504 | SHELL GASCO MINI MART | 3159 W BUCKEYE RD | PHOENIX | AZ | 85009 | Maricopa | 1 | Perm Closure | 2005-06-17 | 10000 | Gasoline | COMPARTMENT A |  | Asphalt coated or Bare Steel |  |  |  | Removal | 1986-05-01
0-006452 | WINGFIELD TIRE CO | 3477 N GRAND AVE | NOGALES | AZ | 85621 | Santa Cruz | 4 | Perm Closure | 1974-01-01 | 500 | Used Oil/Waste Oil | COMPARTMENT A | Unknown | Asphalt coated or Bare Steel | Gravity Feed |  |  | Removal | 1994-04-20
0-005907 | SPEEDSMART SHELL | 3208 E INDIAN SCHOOL RD | PHOENIX | AZ | 85018 | Maricopa | 1 | Perm Closure | 1971-11-18 | 8000 | Diesel | COMPARTMENT A | Double Walled | Fiberglass Reinforced Plastic | Pressure |  | Fiberglass Reinforced Plastic | Removal | 1987-05-26
0-005907 | SPEEDSMART SHELL | 3208 E INDIAN SCHOOL RD | PHOENIX | AZ | 85018 | Maricopa | 2 | Perm Closure | 1971-11-18 | 10000 | Gasoline | COMPARTMENT A | Double Walled | Fiberglass Reinforced Plastic | Pressure |  | Fiberglass Reinforced Plastic | Removal | 1987-05-26
0-001842 | EAGLE MILLING COMPANY INC | 4619 N HIGHWAY DR | TUCSON | AZ | 85705 | Pima | 1 | Perm Closure | 1971-01-01 | 10000 | Diesel | COMPARTMENT A |  | Asphalt coated or Bare Steel |  |  |  | Removal | 1990-12-11
0-001842 | EAGLE MILLING COMPANY INC | 4619 N HIGHWAY DR | TUCSON | AZ | 85705 | Pima | 5 | Perm Closure | 1971-01-01 | 6000 | Diesel | COMPARTMENT A |  | Asphalt coated or Bare Steel |  |  |  | Removal | 1990-12-11
0-004355 | ENTERPRISE RENT-A-CAR | 6667 S TUCSON BLVD | TUCSON | AZ | 85756 | Pima | 1 | Perm Closure | 1969-09-28 | 10000 | Gasoline | COMPARTMENT A | Double Walled | Asphalt coated or Bare Steel |  |  |  | Removal | 1989-08-01
0-010105 | QUIKTRIP #439 | 7522 W DEER VALLEY RD | PEORIA | AZ | 85382 | Maricopa | 2 | Open | 2005-06-01 | 20000 | Gasoline | COMPARTMENT A | Double Walled | Fiberglass Reinforced Plastic | Pressure | Double Walled | Flexible
0-010105 | QUIKTRIP #439 | 7522 W DEER VALLEY RD | PEORIA | AZ | 85382 | Maricopa | 4 | Open | 2016-02-11 | 12000 | Diesel | COMPARTMENT A | Double Walled | Fiberglass Reinforced Plastic | Pressure | Double Walled | Fiberglass Reinforced Plastic
0-000988 | CENTURY GLASS & SUPPLY IN | 1230 W 23RD ST | TEMPE | AZ | 85282 | Maricopa | 1 | Perm Closure | 1968-01-01 | 2000 | Gasoline | COMPARTMENT A |  | Asphalt coated or Bare Steel |  |  |  | Removal | 1992-03-17
0-010463 | PARCEL 124-10-030L | 4633 E VAN BUREN ST | PHOENIX | AZ | 85008 | Maricopa | 2 | Perm Closure | 2013-04-22 | 2500 | Jet Fuel | COMPARTMENT A | Double Walled | Composite (Steel/Fiberglass) | Pressure | Single Walled | Fiberglass Reinforced Plastic | Removal | 2013-02-26
0-007145 | MOUNTAIN VIEW RV RANCH | 2843 E FRONTAGE RD | TUMACACORI | AZ | 85640 |  | 2 | Perm Closure | 1985-01-01 | 8000 | Gasoline | COMPARTMENT A | Unknown | Asphalt coated or Bare Steel | Suction - Check Valve at the Tank Top |  | Bare or Galvanized Steel | Removal | 1990-12-01
0-000759 | BRICK WORKS | 9651 S HOUGHTON RD | TUCSON | AZ | 85747 | Pima | 1 | Perm Closure | 1981-01-01 | 1000 | Gasoline | COMPARTMENT A |  | Asphalt coated or Bare Steel |  |  |  | Removal | 2017-01-24
0-000890 | FAST GAS #110 | 324 E MCKELLIPS RD | MESA | AZ | 85201 | Maricopa | 3 | Perm Closure | 1969-01-01 | 10000 | Gasoline | COMPARTMENT A |  | Asphalt coated or Bare Steel |  |  |  | Removal | 1988-12-08
0-009555 | EXPRESS MINI MART | 439 STATE ROUTE 64 | GRAND CANYON | AZ | 86023 | Coconino | 2 | Open | 1999-03-16 | 12000 | Gasoline | COMPARTMENT A | Double Walled | Composite (Steel/Fiberglass) | Pressure | Double Walled | Flexible
0-002354 | GORDON PROPERTY | 690 E 4TH ST | BENSON | AZ | 85602 | Cochise | 2 | Perm Closure | 1973-05-13 | 2000 | Gasoline | COMPARTMENT A | Single Walled | Asphalt coated or Bare Steel |  |  |  | Removal | 1989-12-22
0-001830 | FREEDOM FUELS | 400 E THIRD ST | WINSLOW | AZ | 86047 | Navajo | 7 | Perm Closure | 1990-07-07 | 4000 | Gasoline | COMPARTMENT A | Single Walled | Asphalt coated or Bare Steel | Pressure | Double Walled | Flexible | Removal | 2020-02-26
0-001830 | FREEDOM FUELS | 400 E THIRD ST | WINSLOW | AZ | 86047 | Navajo | 6 | Perm Closure | 1990-07-07 | 6000 | Gasoline | COMPARTMENT A | Single Walled | Asphalt coated or Bare Steel | Pressure | Double Walled | Flexible | Removal | 2020-02-26
0-003758 | PHILLIPS 66 COMPANY #018223 | 2404 N SCOTTSDALE RD | TEMPE | AZ | 85257 | Maricopa | 1 | Perm Closure | 1964-01-01 | 4000 | Gasoline | COMPARTMENT A | Single Walled | Asphalt coated or Bare Steel |  |  |  | Removal | 1978-10-25
0-008556 | PHOENIX ART MUSEUM & LITTLE THEATER | 1625 N CENTRAL AVE | PHOENIX | AZ | 85004 | Maricopa | 1 | Perm Closure | 1996-09-20 | 1000 | Diesel | COMPARTMENT A | Double Walled | Fiberglass Reinforced Plastic | Suction - Check Valve at the Tank Top | Double Walled | Fiberglass Reinforced Plastic | Removal | 2005-02-23
0-003691 | USDOI NPS - PETRIFIED FOREST NATIONAL PARK |  | PETRIFIED FOREST NATIONAL PARK |  |  | Navajo | 2 | Perm Closure | 1943-01-01 | 500 | Gasoline | COMPARTMENT A | Single Walled | Asphalt coated or Bare Steel |  |  |  | Removal | 1990-09-25
0-006166 | KNOELL HOMES INC | 2401 S 24TH ST | PHOENIX | AZ | 85034 | Maricopa | 3 | Perm Closure | 1978-05-10 | 4000 | Gasoline | COMPARTMENT A | Double Walled | Asphalt coated or Bare Steel |  |  |  | Removal | 1990-10-17
0-006126 | CONTAINER SERVICE CO | 2015 W MOUNTAIN VIEW RD | PHOENIX | AZ | 85021 | Maricopa | 3 | Perm Closure | 1974-04-12 | 10000 | Gasoline | COMPARTMENT A | Double Walled | Asphalt coated or Bare Steel |  |  |  | Closed in Place | 1988-12-01
0-008297 | PETERSON'S CIRCLE R CONVENIENCE | 313 NW OLD WEST HWY | DUNCAN | AZ | 85534 | Greenlee | 1 | Perm Closure | 1981-01-01 | 10000 | Gasoline | COMPARTMENT A | Single Walled | Asphalt coated or Bare Steel | Pressure | Single Walled | Bare or Galvanized Steel | Removal | 1998-02-18
0-003585 | TOWN OF ORO VALLEY - POLICE DEPARTMENT | 680 W CALLE CONCORDIA | ORO VALLEY | AZ | 85704 | Pima | 1 | Perm Closure | 1977-01-01 | 4000 | Gasoline | COMPARTMENT A |  | Asphalt coated or Bare Steel | Suction - Check Valve at the Tank Top |  |  | Removal | 1993-12-02
0-006119 | PARKS IN THE PINES GENERAL STORE | 697 N SPRING VALLEY RD | PARKS | AZ | 86018 | Coconino | 2 | Perm Closure | 1981-01-01 | 2000 | Gasoline | COMPARTMENT A |  | Asphalt coated or Bare Steel | Suction - Check Valve at the Dispenser |  | Bare or Galvanized Steel | Removal | 2006-07-11
0-006119 | PARKS IN THE PINES GENERAL STORE | 697 N SPRING VALLEY RD | PARKS | AZ | 86018 | Coconino | 1 | Perm Closure | 2005-06-17 | 1000 | Diesel | COMPARTMENT A |  | Asphalt coated or Bare Steel | Suction - Check Valve at the Dispenser |  | Bare or Galvanized Steel | Removal | 2006-07-11
0-004526 | MOUNTAIN TIRE |  | SHOW LOW |  |  | Navajo | 1 | Perm Closure | 1971-01-01 | 6000 | Gasoline | COMPARTMENT A | Single Walled | Asphalt coated or Bare Steel |  |  |  | Removal | 1988-02-01
0-003715 | MONGELLI TRUST/SHORTZ CYCLE | 5070 E 22ND ST | TUCSON | AZ | 85711 | Pima | 5 | Perm Closure | 1959-01-01 | 3000 | Gasoline | COMPARTMENT A |  | Asphalt coated or Bare Steel |  |  |  | Removal | 1978-08-10
0-004828 | GIANT #671 | 400 S AVENUE A | SAN MANUEL | AZ | 85631 | Pinal | 4 | Perm Closure | 1986-04-28 | 8000 | Diesel | COMPARTMENT A | Single Walled | Asphalt coated or Bare Steel | Pressure |  | Fiberglass Reinforced Plastic | Removal | 2017-11-28
0-009864 | SAFEWAY #1536 | 201 E STATE HIGHWAY 260 | PAYSON | AZ | 85541 | Gila | 1 | Open | 2002-03-28 | 10000 | Diesel | COMPARTMENT B | Double Walled | Fiberglass Reinforced Plastic
0-009864 | SAFEWAY #1536 | 201 E STATE HIGHWAY 260 | PAYSON | AZ | 85541 | Gila | 2 | Open | 2002-03-28 | 20000 | Gasoline | COMPARTMENT A | Double Walled | Composite (Steel/Fiberglass) | Pressure | Double Walled
0-001852 | ELECTRICAL DISTRICT 2 | 5575 N ELEVEN MILE CORNER RD | COOLIDGE | AZ | 85128 | Pinal | 1 | Perm Closure | 1981-01-01 | 1000 | Gasoline | COMPARTMENT A |  | Asphalt coated or Bare Steel | Suction - Check Valve at the Tank Top |  |  | Removal | 1992-06-12
0-010242 | COSTCO WHOLESALE #644 | 2887 S MARKET ST | GILBERT | AZ | 85295 | Maricopa | 2 | Open | 2005-12-16 | 30000 | Gasoline | COMPARTMENT A | Double Walled | Fiberglass Reinforced Plastic
0-000507 | ARCO #5285 | 2230 W INDIAN SCHOOL RD | PHOENIX | AZ | 85015 | Maricopa | 4 | Perm Closure | 1977-01-01 | 10000 | Gasoline | COMPARTMENT A |  | Asphalt coated or Bare Steel | Pressure |  |  | Removal | 1993-08-26
0-001999 | REEMO GAS | 3502 W CACTUS RD | PHOENIX | AZ | 85029 | Maricopa | 1 | Perm Closure | 1969-01-01 | 6000 | Gasoline | COMPARTMENT A |  | Asphalt coated or Bare Steel | Pressure | Single Walled | Bare or Galvanized Steel | Removal | 1991-03-25
0-001999 | REEMO GAS | 3502 W CACTUS RD | PHOENIX | AZ | 85029 | Maricopa | 5 | Perm Closure | 1991-04-04 | 12000 | Gasoline | COMPARTMENT A | Double Walled | Fiberglass Reinforced Plastic | Pressure | Double Walled | Fiberglass Reinforced Plastic | Removal | 1999-03-26
0-001999 | REEMO GAS | 3502 W CACTUS RD | PHOENIX | AZ | 85029 | Maricopa | 6 | Perm Closure | 1991-04-04 | 12000 | Gasoline | COMPARTMENT A | Double Walled | Fiberglass Reinforced Plastic | Pressure | Double Walled | Fiberglass Reinforced Plastic | Removal | 1999-03-26
0-002975 | LITTLE AMERICA HOTEL | 2515 E BUTLER AVE | FLAGSTAFF | AZ | 86004 | Coconino | 27 | Open | 2016-10-13 | 20000 | Diesel | COMPARTMENT A | Double Walled | Fiberglass Reinforced Plastic | Pressure | Double Walled | Fiberglass Reinforced Plastic
0-002975 | LITTLE AMERICA HOTEL | 2515 E BUTLER AVE | FLAGSTAFF | AZ | 86004 | Coconino | 10 | Perm Closure | 1973-01-01 | 550 | Unidentified | COMPARTMENT A | Double Walled | Fiberglass Reinforced Plastic | Gravity Feed |  |  | Removal | 1992-05-06
0-004845 | ROMANOSKI GLASS & MIRROR | 3760 E 37TH ST | TUCSON | AZ | 85713 | Pima | 1 | Perm Closure | 2005-06-17 | 1000 | Gasoline | COMPARTMENT A | Double Walled | Asphalt coated or Bare Steel | Suction - Check Valve at the Tank Top |  |  | Removal | 1991-01-29
0-010558 | GPM #4608 | 1520 N VERRADO WAY | BUCKEYE | AZ | 85396 | Maricopa | 2 | Open | 2016-01-12 | 8000 | Gasoline (PUL) | COMPARTMENT A | Double Walled | Fiberglass Reinforced Plastic | Pressure | Double Walled | Fiberglass Reinforced Plastic
0-010558 | GPM #4608 | 1520 N VERRADO WAY | BUCKEYE | AZ | 85396 | Maricopa | 1 | Open | 2016-01-12 | 30000 | Gasoline (UL) | COMPARTMENT A | Double Walled | Fiberglass Reinforced Plastic | Pressure | Double Walled | Fiberglass Reinforced Plastic
0-010571 | FRY'S FUEL #90 | 8260 S HOUGHTON RD | TUCSON | AZ | 85747 | Pima | 1 | Open | 2016-04-14 | 20000 | Gasoline (UL) | COMPARTMENT A | Double Walled | Fiberglass Reinforced Plastic | Pressure | Double Walled | Fiberglass Reinforced Plastic
0-006241 | ROBERT HOTCHKISS | 2772 W ALVARO RD | TUCSON | AZ | 85746 | Pima | 6 | Perm Closure | 1974-06-25 | 555 | Kerosene | COMPARTMENT A | Unknown | Asphalt coated or Bare Steel |  |  |  | Removal | 1988-05-28
0-004051 | QUEEN VALLEY GEN STORE #471 |  | QUEEN VALLEY |  |  | Pinal | 1 | Perm Closure | 1983-04-23 | 10000 | Gasoline | COMPARTMENT A | Unknown | Asphalt coated or Bare Steel |  |  |  | Removal | 1988-10-11
0-009079 | COSTCO WHOLESALE #431 | 3901 W COSTCO DR | MARANA | AZ | 85741 | Pima | 2 | Open | 1997-07-01 | 30000 | Gasoline | COMPARTMENT A | Double Walled | Fiberglass Reinforced Plastic | Pressure | Double Walled | Fiberglass Reinforced Plastic
0-001404 | CIRCLE K #1393 | 1099 W 8TH ST | YUMA | AZ | 85364 | Yuma | 1 | Perm Closure | 1985-01-01 | 10000 | Gasoline | COMPARTMENT A | Double Walled | Fiberglass Reinforced Plastic | Pressure |  | Fiberglass Reinforced Plastic | Removal | 2000-11-15
0-001397 | CIRCLE K #2701345 | 3101 W NORTHERN AVE | PHOENIX | AZ | 85051 | Maricopa | 2 | Open | 1979-01-01 | 10000 | Gasoline | COMPARTMENT A | Single Walled | Asphalt coated or Bare Steel | Pressure |  | Fiberglass Reinforced Plastic
0-001047 | PARCEL 158-21-056B | 1722 W HATCHER RD | PHOENIX | AZ | 85021 | Maricopa | 1 | Perm Closure | 2005-06-17 | 1000 | Gasoline | COMPARTMENT A |  | Asphalt coated or Bare Steel |  |  |  | Removal | 1990-08-30
0-005777 | BECKER SPECIALITIES & MANUFACTURING INC | 3238 E 45TH ST | TUCSON | AZ | 85713 | Pima | 2 | Perm Closure | 1971-02-20 | 1000 | Gasoline | COMPARTMENT A | Double Walled | Asphalt coated or Bare Steel |  |  |  | Removal | 1989-06-01
0-008527 | AUTOMOTIVE REPAIR BUS | 4332 N 7TH AVE | PHOENIX | AZ | 85013 | Maricopa | 2 | Perm Closure | 2005-06-17 | 6000 | Unidentified | COMPARTMENT A | Unknown | Unknown |  |  |  | Closed in Place | 1978-01-01
0-007637 | AUTOMOTIVE TESTING LAB INC | 263 S MULBERRY | MESA | AZ | 85202 | Maricopa | 5 | Perm Closure | 1993-01-01 | 1000 | Gasoline (UL) | COMPARTMENT B | Double Walled | Composite (Steel/Fiberglass) | Suction - Check Valve at the Dispenser | Double Walled | Fiberglass Reinforced Plastic | Removal | 2015-03-04
0-010185 | 7TH AVE & CAMELBACK RD |  | PHOENIX |  |  | Maricopa | 1 | Perm Closure | 2007-09-26 | 200 | Unidentified | COMPARTMENT A | Single Walled | Asphalt coated or Bare Steel |  |  |  | Removal | 2007-03-28
0-006599 | LARRY'S CAR CARE INC | 2512 E ANDY DEVINE AVE | KINGMAN | AZ | 86401 | Mohave | 2 | Perm Closure | 2005-06-17 | 2000 | Unidentified | COMPARTMENT A | Unknown | Asphalt coated or Bare Steel |  |  |  | Removal | 1974-01-01
0-006599 | LARRY'S CAR CARE INC | 2512 E ANDY DEVINE AVE | KINGMAN | AZ | 86401 | Mohave | 1 | Perm Closure | 2005-06-17 | 2000 | Unidentified | COMPARTMENT A | Unknown | Asphalt coated or Bare Steel |  |  |  | Removal | 1974-01-01
0-010607 | 5 POINTS BIKE SHOP | 702 S STONE AVE | TUCSON | AZ | 85701 | Pima | 4 | Perm Closure | 2017-06-26 | 250 | Unidentified | COMPARTMENT A | Single Walled | Asphalt coated or Bare Steel | No Piping |  |  | Removal | 2017-05-25
0-000413 | APS GLOBE SERVICE CENTER | 5994 ELECTRIC DR | GLOBE | AZ | 85501 | Gila | 3 | Perm Closure | 1980-01-01 | 5000 | Diesel | COMPARTMENT A |  | Asphalt coated or Bare Steel |  |  |  | Removal | 1988-07-29
0-000523 | ARCO #5256 | 5101 W THOMAS RD | PHOENIX | AZ | 85031 | Maricopa | 3 | Perm Closure | 2005-06-17 | 10000 | Gasoline | COMPARTMENT A |  | Asphalt coated or Bare Steel |  |  |  | Removal | 1988-11-01
0-000523 | ARCO #5256 | 5101 W THOMAS RD | PHOENIX | AZ | 85031 | Maricopa | 6 | Open | 1988-12-19 | 10000 | Gasoline | COMPARTMENT A | Double Walled | Fiberglass Reinforced Plastic | Pressure | Double Walled | Fiberglass Reinforced Plastic
0-000142 | ALPINE MUSEUM & ART GALLERY |  | ALPINE |  |  | Apache | 1 | Perm Closure | 1971-01-01 | 4000 | Gasoline | COMPARTMENT A | Single Walled | Asphalt coated or Bare Steel |  |  |  | Removal | 2006-11-18
0-000007 | CBS OUTDOOR INC | 2400 N BLACK CANYON HWY | PHOENIX | AZ | 85009 | Maricopa | 2 | Perm Closure | 1962-01-01 | 2000 | Gasoline | COMPARTMENT A |  | Asphalt coated or Bare Steel |  |  |  | Removal | 1989-02-23
0-000007 | CBS OUTDOOR INC | 2400 N BLACK CANYON HWY | PHOENIX | AZ | 85009 | Maricopa | 3 | Open | 1986-04-05 | 12000 | Gasoline | COMPARTMENT A | Double Walled | Fiberglass Reinforced Plastic | Suction - Check Valve at the Dispenser | Double Walled | Fiberglass Reinforced Plastic
0-001940 | ASP - GLOBE |  | GLOBE |  |  | Gila | 1 | Perm Closure | 1986-01-01 | 550 | Diesel | COMPARTMENT A | Double Walled | Fiberglass Reinforced Plastic |  |  |  | Removal | 1995-01-01
0-009780 | ADOT / PARCEL #8-1438 |  | BULLHEAD CITY |  |  | Mohave | 3 | Perm Closure | 2005-06-17 | 550 | Gasoline | COMPARTMENT A | Double Walled | Asphalt coated or Bare Steel | Suction - Check Valve at the Tank Top |  | Bare or Galvanized Steel | Removal | 2002-05-01
0-006858 | ADOT / POSSESSION | 5201 E VAN BUREN ST | PHOENIX | AZ | 85008 | Maricopa | 1 | Perm Closure | 2005-06-17 | 6000 | Unidentified | COMPARTMENT A | Double Walled | Asphalt coated or Bare Steel | Pressure |  |  | Removal | 1990-03-23
0-006858 | ADOT / POSSESSION | 5201 E VAN BUREN ST | PHOENIX | AZ | 85008 | Maricopa | 2 | Perm Closure | 2005-06-17 | 12000 | Gasoline | COMPARTMENT A | Double Walled | Asphalt coated or Bare Steel | Pressure |  |  | Removal | 1990-03-23
0-010080 | SHAMROCK STATION | 487 PARK AVE | ASH FORK | AZ | 86320 | Yavapai | 4 | Perm Closure | 2007-07-16 | 10000 | Diesel | COMPARTMENT A | Single Walled | Asphalt coated or Bare Steel |  |  |  | Removal | 2007-04-12
0-010080 | SHAMROCK STATION | 487 PARK AVE | ASH FORK | AZ | 86320 | Yavapai | 1 | Perm Closure | 2007-07-16 | 2000 | Gasoline | COMPARTMENT A | Single Walled | Asphalt coated or Bare Steel |  |  |  | Removal | 2007-04-12
0-000251 | ADOT - FISH CREEK MAINTENANCE CAMP |  | FISH CREEK (HISTORICAL) |  |  | Maricopa | 1 | Perm Closure | 1973-01-01 | 1500 | Gasoline | COMPARTMENT A |  | Asphalt coated or Bare Steel |  |  |  | Removal | 1990-04-19
0-010298 | CIRCLE K STORE #2703394 | 3880 W TANGERINE RD | MARANA | AZ | 85658 | Pima | 2 | Open | 2008-12-19 | 12000 | Gasoline | COMPARTMENT A | Double Walled | Fiberglass Reinforced Plastic | Pressure | Double Walled | Fiberglass Reinforced Plastic
0-010595 | QUIK TRIP #472 | 8293 W LAKE PLEASANT PKWY | PEORIA | AZ | 85382 | Maricopa | 2 | Open | 2016-12-22 | 20000 | Gasoline | COMPARTMENT A | Double Walled | Fiberglass Reinforced Plastic | Pressure | Double Walled | Fiberglass Reinforced Plastic
0-010612 | CIRCLE K STORE # 3479 | 710 W PIMA STREET | GILA BEND | AZ | 85337 | Maricopa | 1 | Open | 2018-02-27 | 20000 | Gasoline (UL) | COMPARTMENT A | Double Walled | Fiberglass Reinforced Plastic | Pressure
0-010620 | CIRCLE K STORE #3489 | 700 W FINNIE FLAT RD | CAMP VERDE | AZ | 86322 | Yavapai | 2 | Open | 2018-03-22 | 12000 | Gasoline (PUL) | COMPARTMENT A | Double Walled | Fiberglass Reinforced Plastic | Pressure | Double Walled | Fiberglass Reinforced Plastic
0-010630 | CIRCLE K STORE #2703495 | 1542 E US HIGHWAY 70 | SAFFORD | AZ | 85546 | Graham | 3 | Open | 2018-10-02 | 12000 | Diesel | COMPARTMENT A | Double Walled | Fiberglass Reinforced Plastic | Pressure | Double Walled | Fiberglass Reinforced Plastic
0-010630 | CIRCLE K STORE #2703495 | 1542 E US HIGHWAY 70 | SAFFORD | AZ | 85546 | Graham | 1 | Open | 2018-10-02 | 20000 | Gasoline (UL) | COMPARTMENT A | Double Walled | Fiberglass Reinforced Plastic | Pressure | Double Walled | Fiberglass Reinforced Plastic
0-010625 | QUIKTRIP #1403 | 1550 E BASELINE RD | PHOENIX | AZ | 85042 | Maricopa | 3 | Open | 2018-04-19 | 12000 | Diesel #2 | COMPARTMENT A | Double Walled | Fiberglass Reinforced Plastic | Pressure | Double Walled | Fiberglass Reinforced Plastic
0-010625 | QUIKTRIP #1403 | 1550 E BASELINE RD | PHOENIX | AZ | 85042 | Maricopa | 1 | Open | 2018-04-19 | 20000 | Gasoline (UL) | COMPARTMENT A | Double Walled | Fiberglass Reinforced Plastic | Pressure | Double Walled | Fiberglass Reinforced Plastic
0-010625 | QUIKTRIP #1403 | 1550 E BASELINE RD | PHOENIX | AZ | 85042 | Maricopa | 2 | Open | 2018-04-19 | 20000 | Gasoline (UL) | COMPARTMENT A | Double Walled | Fiberglass Reinforced Plastic | Pressure | Double Walled | Fiberglass Reinforced Plastic
0-001029 | CHEVRON #9-1004 | 200 E 4TH ST | BENSON | AZ | 85602 | Cochise | 2 | Perm Closure | 1951-01-01 | 2000 | Gasoline | COMPARTMENT A |  | Asphalt coated or Bare Steel |  |  |  | Removal | 1987-05-01
0-004471 | CHEVRON #3 | 712 S 4TH AVE | YUMA | AZ | 85364 | Yuma | 4 | Perm Closure | 1978-01-01 | 6000 | Gasoline | COMPARTMENT A |  | Asphalt coated or Bare Steel | Pressure |  | Fiberglass Reinforced Plastic | Removal | 2003-01-05
0-004067 | BULLWACKER MARKET #435 | 2311 E STATE ROUTE 69 | PRESCOTT | AZ | 86301 | Yavapai | 1 | Perm Closure | 1978-04-22 | 10000 | Gasoline | COMPARTMENT A | Double Walled | Asphalt coated or Bare Steel |  |  |  | Removal | 1986-01-01
0-009400 | CARDON STATION | 2701 W MCDOWELL RD | PHOENIX | AZ | 85009 | Maricopa | 3 | Perm Closure | 2005-06-17 |  | Gasoline | COMPARTMENT A | Unknown | Unknown |  |  |  | Closed in Place | 1988-08-01
0-000665 | BELL & DEAN SERVICE | 8650 E MCDOWELL RD | SCOTTSDALE | AZ | 85257 | Maricopa | 5 | Perm Closure | 1962-01-01 | 300 | Used Oil/Waste Oil | COMPARTMENT A |  | Asphalt coated or Bare Steel |  |  |  | Removal | 1988-12-14
0-007871 | BERNOUDY SHELL OIL STATION | 4020 N SCOTTSDALE RD | SCOTTSDALE | AZ | 85251 | Maricopa | 3 | Perm Closure | 2005-06-17 | 4000 | Gasoline | COMPARTMENT A | Double Walled | Asphalt coated or Bare Steel |  |  |  | Removal | 1980-01-01
0-009045 | BIG O TIRES | 17039 N BOSWELL BLVD | SUN CITY | AZ | 85373 | Maricopa | 1 | Perm Closure | 1986-07-01 | 500 | Used Oil/Waste Oil | COMPARTMENT A |  | Asphalt coated or Bare Steel | Gravity Feed |  | Bare or Galvanized Steel | Removal | 2002-02-06
0-005022 | TOWN OF THATCHER - FLEET FUEL STATION | 230 COLLEGE AVE | THATCHER | AZ | 85552 | Graham | 6 | Perm Closure | 1982-01-01 | 10000 | Gasoline | COMPARTMENT A |  | Asphalt coated or Bare Steel |  |  |  | Removal | 1990-04-01
0-005022 | TOWN OF THATCHER - FLEET FUEL STATION | 230 COLLEGE AVE | THATCHER | AZ | 85552 | Graham | 3 | Perm Closure | 1974-01-01 | 10000 | Gasoline | COMPARTMENT A |  | Asphalt coated or Bare Steel |  |  |  | Removal | 1990-04-01
0-005022 | TOWN OF THATCHER - FLEET FUEL STATION | 230 COLLEGE AVE | THATCHER | AZ | 85552 | Graham | 5 | Perm Closure | 1977-01-01 | 1500 | Gasoline | COMPARTMENT A |  | Asphalt coated or Bare Steel |  |  |  | Removal | 1990-04-01
0-008738 | TRUXTON AUTO REPAIR | 15927 E HWY 66 | TRUXTON | AZ | 86434 | Mohave | 1 | Perm Closure | 2005-06-17 | 4000 | Unidentified | COMPARTMENT A |  | Asphalt coated or Bare Steel |  |  |  | Removal | 2008-09-25
0-010205 | PILOT TRAVEL CENTER #180 | 12500 W I-40 | BELLEMONT | AZ | 86015 | Coconino | 1 | Open | 2007-05-25 | 16000 | Gasoline | COMPARTMENT B | Double Walled | Composite (Steel/Fiberglass) | Pressure | Double Walled | Fiberglass Reinforced Plastic
0-005055 | THUNDERBIRD ADVENTIST ACADEMY | 7410 E SUTTON DR | SCOTTSDALE | AZ | 85260 | Maricopa | 6 | Perm Closure | 1976-01-01 | 6000 | Diesel | COMPARTMENT A | Single Walled | Asphalt coated or Bare Steel |  |  |  | Removal | 1991-07-19
0-006053 | SUMPTER TRUST | 2106 W GRANT ST | PHOENIX | AZ | 85009 | Maricopa | 2 | Perm Closure | 1967-01-01 | 1000 | Diesel | COMPARTMENT A | Unknown | Asphalt coated or Bare Steel | Suction - Check Valve at the Tank Top |  | Bare or Galvanized Steel | Removal | 1997-04-23
0-000636 | STAGE STOP MINI MARKET | 103 OLD WEST HWY | DUNCAN | AZ | 85534 | Greenlee | 2 | Perm Closure | 1974-01-01 | 6000 | Gasoline | COMPARTMENT A |  | Asphalt coated or Bare Steel | Pressure |  | Fiberglass Reinforced Plastic | Removal | 1989-06-20
0-004522 | SILVERBELL NURSERY INC | 2730 N SILVERBELL RD | TUCSON | AZ | 85745 | Pima | 1 | Perm Closure | 1976-01-21 | 1000 | Gasoline | COMPARTMENT A | Unknown | Asphalt coated or Bare Steel | Suction - Check Valve at the Tank Top |  |  | Closed in Place | 1989-09-09
0-008286 | WEISS GUYS CAR WASH #2 | 5020 E MAIN ST | MESA | AZ | 85205 | Maricopa | 1 | Perm Closure | 1986-06-01 | 10000 | Gasoline | COMPARTMENT A | Unknown | Fiberglass Reinforced Plastic | Pressure |  | Fiberglass Reinforced Plastic | Closed in Place | 2007-09-04
0-002769 | WHITING # 33 | 1951 E APACHE BLVD | TEMPE | AZ | 85281 | Maricopa | 4 | Perm Closure | 1971-04-09 | 10000 | Gasoline | COMPARTMENT A | Double Walled | Asphalt coated or Bare Steel |  |  |  | Removal | 1989-06-14
0-004458 | TUNEUP MASTERS OF ARIZONA | 3175 N 1ST AVE | TUCSON | AZ | 85719 | Pima | 1 | Perm Closure | 2005-06-17 | 500 | Used Oil/Waste Oil | COMPARTMENT A | Unknown | Unknown |  |  |  | Removal | 1990-03-30
0-010235 | FIRST TRANSIT INC #55506 | 405 N 79TH AVE | PHOENIX | AZ | 85043 | Maricopa | 1 | Open | 2007-01-12 | 20000 | Diesel | COMPARTMENT A | Double Walled | Fiberglass Reinforced Plastic | Pressure | Double Walled | Fiberglass Reinforced Plastic
0-010154 | FESTIVAL MARKETPLACE | 19491 N CANYON SPRINGS BLVD | BUCKEYE | AZ | 85396 | Maricopa | 2 | Open | 2007-09-01 | 12000 | Diesel | COMPARTMENT B | Double Walled | Fiberglass Reinforced Plastic | Pressure | Double Walled | Fiberglass Reinforced Plastic
0-002372 | GRANT ROAD LUMBER CO | 2543 E GRANT RD | TUCSON | AZ | 85716 | Pima | 1 | Perm Closure | 1968-02-15 | 300 | Unidentified | COMPARTMENT A | Single Walled | Asphalt coated or Bare Steel |  |  |  | Removal | 1987-10-01
0-009552 | SPEEDWAY STORE #2987 | 12885 N ORACLE RD | ORO VALLEY | AZ | 85739 | Pima | 3 | Open | 1999-02-15 | 12000 | Diesel | COMPARTMENT A | Double Walled | Fiberglass Reinforced Plastic | Pressure | Double Walled | Fiberglass Reinforced Plastic
0-002286 | GILA COUNTY - HIGHWAY MAINTENANCE YARD - CLAYPOOL |  | CLAYPOOL |  |  | Gila | 1 | Perm Closure | 2005-06-17 | 4000 | Gasoline | COMPARTMENT A | Single Walled | Asphalt coated or Bare Steel |  |  |  | Removal | 1990-04-17
0-002302 | GLOBE UNIFIED SCHOOL DISTRICT | 455 N WILLOW ST | GLOBE | AZ | 85501 | Gila | 1 | Perm Closure | 1976-04-30 | 10000 | Diesel | COMPARTMENT A | Single Walled | Asphalt coated or Bare Steel |  |  |  | Removal | 1992-07-04
0-007297 | LAKE HAVASU CITY AIRPORT | 5600 HIGHWAY 95 N | LAKE HAVASU CITY | AZ | 86404 | Mohave | 2 | Open | 1991-03-06 | 12000 | Gasoline | COMPARTMENT A | Unknown | Asphalt coated or Bare Steel
0-002725 | JOHNSONS AUTO & RV | 7045 E MAIN ST | MESA | AZ | 85207 | Maricopa | 2 | Perm Closure | 1966-04-23 | 10000 | Gasoline | COMPARTMENT A | Unknown | Unknown |  |  |  | Removal | 1988-08-18
0-002725 | JOHNSONS AUTO & RV | 7045 E MAIN ST | MESA | AZ | 85207 | Maricopa | 1 | Perm Closure | 1966-04-23 | 10000 | Gasoline | COMPARTMENT A | Unknown | Unknown |  |  |  | Removal | 1988-08-18
0-010702 | FRY'S FUEL CENTER #658 | 4133 E WILLIAMS FIELD ROAD | GILBERT | AZ | 85295 | Maricopa | 1 | Open | 2020-10-19 | 20000 | Gasoline (UL) | COMPARTMENT A | Double Walled | Fiberglass Reinforced Plastic | Pressure | Double Walled | Fiberglass Reinforced Plastic
0-002752 | JOSEPH CITY ELEMENTARY SCHOOL | 8176 WESTOVER ST | JOSEPH CITY | AZ | 86032 | Navajo | 1 | Perm Closure | 1974-04-22 | 1000 | Gasoline | COMPARTMENT A | Single Walled | Asphalt coated or Bare Steel | Suction - Check Valve at the Tank Top |  |  | Removal | 1992-12-15
0-006905 | MARGUERITE S FREEMAN | 4417 N 16TH ST | PHOENIX | AZ | 85016 | Maricopa | 3 | Perm Closure | 2005-06-17 |  | Gasoline | COMPARTMENT A | Double Walled | Asphalt coated or Bare Steel |  |  |  | Removal | 1990-09-17
0-008959 | HUDSON VAN OIL SERVICE STATION | 1950 GRAND AVE | PHOENIX | AZ | 85009 | Maricopa | 4 | Perm Closure | 1962-03-26 | 10000 | Gasoline | COMPARTMENT A | Unknown | Asphalt coated or Bare Steel |  |  |  | Removal | 1985-04-04
0-006735 | QUICK KORNER COBBLESTONE | 1869 W SOUTHERN AVE | PHOENIX | AZ | 85041 | Maricopa | 3 | Open | 1990-01-22 | 10000 | Gasoline | COMPARTMENT A | Double Walled | Fiberglass Reinforced Plastic | Pressure |  | Fiberglass Reinforced Plastic
0-005207 | HOLMES TUTTLE HYUNDAI | 700 W AUTO MALL DR | TUCSON | AZ | 85705 | Pima | 1 | Perm Closure | 1987-02-25 | 1000 | Used Oil/Waste Oil | COMPARTMENT A | Double Walled | Asphalt coated or Bare Steel |  |  |  | Removal | 1990-01-22
0-002087 | OLSON'S SELIGMAN MINI MART | 21145 W I-40 BUSINESS LOOP | SELIGMAN | AZ | 86337 | Yavapai | 4 | Open | 1985-02-27 | 10000 | Diesel | COMPARTMENT A | Single Walled | Asphalt coated or Bare Steel
0-009117 | WALLS COSMO |  | COTTON CENTER |  |  | Maricopa | 1 | Perm Closure | 2005-06-17 | 6500 | Unidentified | COMPARTMENT A | Single Walled | Asphalt coated or Bare Steel |  |  |  | Removal | 2000-12-27
0-005600 | ZIMMERMAN DAIRY | 965 W GERMANN RD | QUEEN CREEK | AZ | 85142 | Pinal | 3 | Perm Closure | 1982-05-02 | 12000 | Gasoline | COMPARTMENT A | Unknown | Asphalt coated or Bare Steel |  |  |  | Removal | 1992-01-10
0-005600 | ZIMMERMAN DAIRY | 965 W GERMANN RD | QUEEN CREEK | AZ | 85142 | Pinal | 2 | Perm Closure | 1978-03-27 | 12000 | Gasoline | COMPARTMENT A | Unknown | Asphalt coated or Bare Steel | Suction - Check Valve at the Tank Top |  |  | Removal | 1992-01-10
0-001333 | CIRCLE K #2700849 | 9615 E UNIVERSITY DR | MESA | AZ | 85207 | Maricopa | 2 | Open | 1981-01-01 | 10000 | Gasoline | COMPARTMENT A |  | Asphalt coated or Bare Steel | Pressure | Double Walled | Fiberglass Reinforced Plastic
0-006435 | HANK'S TIRES | 441 E ROUTE 66 | WILLIAMS | AZ | 86046 | Coconino | 6 | Perm Closure | 1964-01-01 | 1000 | Used Oil/Waste Oil | COMPARTMENT A |  | Asphalt coated or Bare Steel |  |  |  | Closed in Place | 1999-12-23
0-000033 | TEXACO #60-349-0986 | 1201 E GLENDALE AVE | PHOENIX | AZ | 85020 | Maricopa | 2 | Perm Closure | 1975-01-01 | 12000 | Gasoline | COMPARTMENT A |  | Asphalt coated or Bare Steel | Pressure | Double Walled | Fiberglass Reinforced Plastic | Removal | 1998-08-27
0-000033 | TEXACO #60-349-0986 | 1201 E GLENDALE AVE | PHOENIX | AZ | 85020 | Maricopa | 3 | Perm Closure | 1975-01-01 | 12000 | Gasoline | COMPARTMENT A |  | Asphalt coated or Bare Steel | Pressure | Double Walled | Fiberglass Reinforced Plastic | Removal | 1998-08-27
0-000033 | TEXACO #60-349-0986 | 1201 E GLENDALE AVE | PHOENIX | AZ | 85020 | Maricopa | 8 | Perm Closure | 1998-09-11 | 12000 | Gasoline | COMPARTMENT A | Double Walled | Fiberglass Reinforced Plastic | Pressure | Double Walled | Fiberglass Reinforced Plastic | Removal | 2006-06-28
0-007980 | SONOITA FUEL STOP | 3270 HIGHWAY 83 | SONOITA | AZ | 85637 | Santa Cruz | 4 | Perm Closure | 2005-06-02 | 5000 | Diesel | COMPARTMENT B | Double Walled | Composite (Steel/Fiberglass) | Pressure | Double Walled | Flexible | Removal | 2017-03-08
0-007980 | SONOITA FUEL STOP | 3270 HIGHWAY 83 | SONOITA | AZ | 85637 | Santa Cruz | 3 | Perm Closure | 1992-04-01 | 6000 | Gasoline | COMPARTMENT A | Double Walled | Fiberglass Reinforced Plastic | Pressure |  | Fiberglass Reinforced Plastic | Removal | 2003-07-02
0-004587 | SOUTH TUCSON HOSPITALITY GROUP | 3255 S 4TH AVE | TUCSON | AZ | 85725 | Pima | 2 | Perm Closure | 2005-06-17 | 10000 | Gasoline | COMPARTMENT A | Unknown | Asphalt coated or Bare Steel |  |  |  | Removal | 2000-06-21
0-002851 | UNOCAL FOODMART | 1700 N PARK DR | WINSLOW | AZ | 86047 | Navajo | 1 | Perm Closure | 1981-04-18 | 10000 | Gasoline | COMPARTMENT A | Double Walled | Composite (Steel/Fiberglass) | Pressure |  | Fiberglass Reinforced Plastic | Removal | 2006-09-27
0-002851 | UNOCAL FOODMART | 1700 N PARK DR | WINSLOW | AZ | 86047 | Navajo | 3 | Perm Closure | 1981-04-18 | 10000 | Gasoline | COMPARTMENT A | Double Walled | Composite (Steel/Fiberglass) | Pressure |  | Fiberglass Reinforced Plastic | Removal | 2006-09-27
0-009121 | FORMER AUTOMOTIVE FUEL AND SERVICE STATION | 4831 N 7TH ST | PHOENIX | AZ | 85014 | Maricopa | 5 | Perm Closure | 2016-09-26 | 550 | Used Oil/Waste Oil | COMPARTMENT A |  | Asphalt coated or Bare Steel |  |  |  | Removal | 2016-08-31
0-009103 | LA MESA RV CENTER | 6651 E GILA RIDGE RD | YUMA | AZ | 85365 | Yuma | 2 | Perm Closure | 1983-01-01 | 8000 | Gasoline | COMPARTMENT A | Unknown | Asphalt coated or Bare Steel | Pressure |  | Bare or Galvanized Steel | Removal | 1997-06-04
0-002465 | HENNESY PUMP & SUPPLY CO | 4428 E WASHINGTON ST | PHOENIX | AZ | 85034 | Maricopa | 1 | Perm Closure | 1976-03-12 | 10000 | Diesel | COMPARTMENT A | Single Walled | Asphalt coated or Bare Steel |  |  |  | Removal | 1986-08-14
0-002465 | HENNESY PUMP & SUPPLY CO | 4428 E WASHINGTON ST | PHOENIX | AZ | 85034 | Maricopa | 3 | Perm Closure | 1976-03-12 | 2000 | Unidentified | COMPARTMENT A | Single Walled | Asphalt coated or Bare Steel |  |  |  | Removal | 1986-08-14
0-007507 | ARCO #5758 | 4360 E MAIN ST | MESA | AZ | 85205 | Maricopa | 2 | Perm Closure | 2005-06-17 | 1000 | Unidentified | COMPARTMENT A | Double Walled | Asphalt coated or Bare Steel |  |  |  | Removal | 1991-04-01
0-006519 | ARCO #5511 | 20838 N 19TH AVE | PHOENIX | AZ | 85027 | Maricopa | 5 | Open | 2020-02-17 | 8000 | Gasoline (UL) | COMPARTMENT A | Double Walled | Fiberglass Reinforced Plastic | Pressure | Double Walled | Fiberglass Reinforced Plastic
0-006415 | RED ROCK AUTOMOTIVE | 2950 W STATE ROUTE 89A | SEDONA | AZ | 86336 | Yavapai | 4 | Perm Closure | 1986-09-28 | 10000 | Diesel | COMPARTMENT A | Double Walled | Asphalt coated or Bare Steel |  |  |  | Removal | 1989-05-01
0-006248 | TUCSON MEMORIAL SOUTH LAWN | 5433 S WHITE ROCK AVE | TUCSON | AZ | 85706 | Pima | 4 | Perm Closure | 1963-06-28 | 550 | Unidentified | COMPARTMENT A | Double Walled | Asphalt coated or Bare Steel |  |  |  | Removal | 1988-07-14
0-007706 | PARCEL 158-32-016 | 9229 N 11TH AVE | PHOENIX | AZ | 85021 | Maricopa | 2 | Perm Closure | 2005-06-17 | 1000 | Gasoline | COMPARTMENT A | Unknown | Asphalt coated or Bare Steel | Suction - Check Valve at the Tank Top |  |  | Removal | 1993-06-18
0-006518 | TONOPAH TRAVEL CENTER | 1010 N 339TH AVE | TONOPAH | AZ | 85354 | Maricopa | 3 | Open | 1989-05-01 | 20000 | Gasoline | COMPARTMENT A | Single Walled | Fiberglass Reinforced Plastic | Pressure | Single Walled | Fiberglass Reinforced Plastic
0-000676 | BENNETT OIL | 810 E SHELDON ST | PRESCOTT | AZ | 86301 | Yavapai | 2 | Open | 1984-01-01 | 10000 | Gasoline (UL) | COMPARTMENT A | Single Walled | Asphalt coated or Bare Steel | Pressure | Double Walled | Fiberglass Reinforced Plastic
0-000676 | BENNETT OIL | 810 E SHELDON ST | PRESCOTT | AZ | 86301 | Yavapai | 1 | Open | 1984-01-01 | 10000 | Diesel | COMPARTMENT A | Single Walled | Asphalt coated or Bare Steel | Pressure | Double Walled | Fiberglass Reinforced Plastic
0-005482 | CIRCLE K #2947 | 3125 N TOLTEC RD | ELOY | AZ | 85131 | Pinal | 5 | Open | 1982-01-01 | 12000 | Gasoline | COMPARTMENT A |  | Asphalt coated or Bare Steel | Pressure |  | Bare or Galvanized Steel
0-005281 | UNOCAL #4064 | 5452 W GLENDALE AVE | GLENDALE | AZ | 85301 | Maricopa | 6 | Perm Closure | 1989-01-01 | 500 | Used Oil/Waste Oil | COMPARTMENT A | Double Walled | Composite (Steel/Fiberglass) | Gravity Feed |  |  | Removal | 2018-01-11
0-004933 | ARCO AM/PM | 7502 W INDIAN SCHOOL RD | PHOENIX | AZ | 85033 | Maricopa | 10 | Open | 2004-08-01 | 5000 | Diesel | COMPARTMENT A | Double Walled | Fiberglass Reinforced Plastic
0-004933 | ARCO AM/PM | 7502 W INDIAN SCHOOL RD | PHOENIX | AZ | 85033 | Maricopa | 8 | Perm Closure | 1991-08-01 | 10000 | Gasoline | COMPARTMENT A | Double Walled | Fiberglass Reinforced Plastic | Pressure | Double Walled | Fiberglass Reinforced Plastic | Removal | 2004-06-28
0-004933 | ARCO AM/PM | 7502 W INDIAN SCHOOL RD | PHOENIX | AZ | 85033 | Maricopa | 7 | Perm Closure | 1991-08-01 | 10000 | Gasoline | COMPARTMENT A | Double Walled | Fiberglass Reinforced Plastic | Pressure | Double Walled | Fiberglass Reinforced Plastic | Removal | 2004-06-28
0-001121 | CHEVRON #9-5645 | 2000 HIGHWAY 95 | BULLHEAD CITY | AZ | 86442 | Mohave | 5 | Perm Closure | 1990-05-09 | 10000 | Gasoline | COMPARTMENT A | Double Walled | Composite (Steel/Fiberglass) | Pressure | Double Walled | Fiberglass Reinforced Plastic | Removal | 1993-07-07
0-004412 | CAMELBACK COLONNADE | 1949 E CAMELBACK RD | PHOENIX | AZ | 85016 | Maricopa | 3 | Perm Closure | 1962-01-01 | 3000 | Unidentified | COMPARTMENT A | Single Walled | Asphalt coated or Bare Steel |  |  |  | Removal | 1989-04-01
0-003162 | MESA INSULATION | 748 S DREW ST | MESA | AZ | 85210 | Maricopa | 1 | Perm Closure | 1979-11-11 | 10000 | Gasoline | COMPARTMENT A | Unknown | Asphalt coated or Bare Steel |  |  |  | Removal | 1991-06-04
0-005078 | CAMPBELL SELF SERVE | 3060 N CAMPBELL AVE | TUCSON | AZ | 85719 | Pima | 1 | Perm Closure | 1973-01-01 | 10000 | Gasoline | COMPARTMENT A |  | Asphalt coated or Bare Steel | Pressure |  | Fiberglass Reinforced Plastic | Removal | 1995-12-01
0-004478 | SHAY OIL | 10747 S FORTUNA RD | YUMA | AZ | 85367 | Yuma | 2 | Perm Closure | 1974-01-01 | 10000 | Gasoline | COMPARTMENT A |  | Asphalt coated or Bare Steel | Pressure |  |  | Removal | 1993-06-01
0-003041 | MARICOPA GREASE PROCESSORS | 3602 W ELWOOD ST | PHOENIX | AZ | 85009 | Maricopa | 1 | Perm Closure | 1972-04-28 | 10000 | Gasoline | COMPARTMENT A | Unknown | Asphalt coated or Bare Steel |  |  |  | Removal | 1988-01-01
0-001637 | R+L CARRIERS INC | 830 S 25TH AVE | PHOENIX | AZ | 85009 | Maricopa | 3 | Perm Closure | 1963-01-01 | 20000 | Diesel | COMPARTMENT A | Single Walled | Asphalt coated or Bare Steel | Pressure | Double Walled | Fiberglass Reinforced Plastic | Removal | 2017-04-26
0-005081 | UNOCAL #7363 | 7920 E 22ND ST | TUCSON | AZ | 85710 | Pima | 1 | Perm Closure | 1978-01-01 | 10000 | Diesel | COMPARTMENT A |  | Asphalt coated or Bare Steel | Pressure |  | Fiberglass Reinforced Plastic | Removal | 1993-07-29
0-007655 | UNOCAL #5952 | 840 E SOUTHERN AVE | TEMPE | AZ | 85282 | Maricopa | 2 | Perm Closure | 1989-01-01 | 12000 | Gasoline | COMPARTMENT A | Double Walled | Composite (Steel/Fiberglass) | Pressure |  | Fiberglass Reinforced Plastic | Removal | 2003-07-08
0-003612 | THREE POINTS GENERAL STORE | 16225 W AJO HWY | TUCSON | AZ | 85735 | Pima | 11 | Open | 1995-02-16 | 10000 | Gasoline (PUL) | COMPARTMENT A | Double Walled | Composite (Steel/Fiberglass) | Pressure | Double Walled | Fiberglass Reinforced Plastic
0-000648 | QUIK CHEK MARKET | 26 W MAIN | QUARTZSITE | AZ | 85346 | La Paz | 5 | Perm Closure | 1988-04-01 | 12000 | Diesel | COMPARTMENT A | Single Walled | Asphalt coated or Bare Steel | Pressure |  |  | Removal | 2014-05-13
0-000648 | QUIK CHEK MARKET | 26 W MAIN | QUARTZSITE | AZ | 85346 | La Paz | 6 | Perm Closure | 1960-01-01 | 4000 | Gasoline | COMPARTMENT A | Single Walled | Asphalt coated or Bare Steel |  |  |  | Removal | 2001-05-15
0-006308 | CIRCLE K STORE #2706669 | 3201 HIGHWAY 95 N | LAKE HAVASU CITY | AZ | 86404 | Mohave | 4 | Open | 1992-06-01 | 6000 | Diesel | COMPARTMENT A | Single Walled | Fiberglass Reinforced Plastic | Pressure |  | Fiberglass Reinforced Plastic
0-006308 | CIRCLE K STORE #2706669 | 3201 HIGHWAY 95 N | LAKE HAVASU CITY | AZ | 86404 | Mohave | 1 | Open | 1986-02-20 | 12000 | Gasoline | COMPARTMENT A | Single Walled | Fiberglass Reinforced Plastic | Pressure |  | Fiberglass Reinforced Plastic
0-001222 | CIRCLE K #2700404 | 524 W THIRD ST | WINSLOW | AZ | 86047 | Navajo | 2 | Perm Closure | 1970-01-01 | 4000 | Gasoline | COMPARTMENT A |  | Asphalt coated or Bare Steel | Pressure |  |  | Removal | 1996-02-14
0-001222 | CIRCLE K #2700404 | 524 W THIRD ST | WINSLOW | AZ | 86047 | Navajo | 4 | Perm Closure | 1970-01-01 | 4000 | Gasoline | COMPARTMENT A |  | Asphalt coated or Bare Steel | Pressure |  |  | Removal | 1996-02-14
0-004036 | RALPH'S TRANSFER INC | 747 S FWY | TUCSON | AZ | 85745 | Pima | 1 | Perm Closure | 1971-02-26 | 10000 | Diesel | COMPARTMENT A | Double Walled | Asphalt coated or Bare Steel |  |  |  | Removal | 1996-11-21
0-001517 | CIRCLE K #3742 | 4105 N 75TH AVE | PHOENIX | AZ | 85033 | Maricopa | 1 | Perm Closure | 1974-01-01 | 10000 | Gasoline | COMPARTMENT A | Single Walled | Asphalt coated or Bare Steel | Pressure | Single Walled | Bare or Galvanized Steel | Removal | 1993-10-11
0-004928 | TEXACO #60-349-1025 | 5201 E THOMAS RD | PHOENIX | AZ | 85018 | Maricopa | 6 | Perm Closure | 1974-01-01 | 10000 | Diesel | COMPARTMENT A |  | Asphalt coated or Bare Steel |  |  |  | Removal | 1988-08-17
0-004928 | TEXACO #60-349-1025 | 5201 E THOMAS RD | PHOENIX | AZ | 85018 | Maricopa | 9 | Open | 1988-07-26 | 10000 | Gasoline | COMPARTMENT A | Double Walled | Fiberglass Reinforced Plastic | Pressure | Double Walled | Fiberglass Reinforced Plastic
0-000051 | RINKER MATERIALS | 1011 W VALENCIA RD | TUCSON | AZ | 85706 | Pima | 2 | Perm Closure | 1985-01-01 | 10000 | Gasoline | COMPARTMENT A | Single Walled | Asphalt coated or Bare Steel |  |  |  | Removal | 1987-07-17
0-009280 | TRI-VALLEY PUMP CO | 700 E MAIN ST | CASA GRANDE | AZ | 85122 | Pinal | 1 | Perm Closure | 1982-01-01 | 1000 | Gasoline | COMPARTMENT A |  | Asphalt coated or Bare Steel |  |  |  | Removal | 1998-05-22
0-002274 | NUTRIBIOTECH | 5124 W GLENDALE AVE | GLENDALE | AZ | 85301 | Maricopa | 1 | Perm Closure | 1980-04-29 | 1000 | Gasoline | COMPARTMENT A | Single Walled | Asphalt coated or Bare Steel |  |  |  | Removal | 1995-02-17
0-001538 | CITIZEN AUTO STAGE CO | 351 S BRICKYARD LN | TUCSON | AZ | 85745 | Pima | 1 | Perm Closure | 1973-01-01 | 12000 | Diesel | COMPARTMENT A |  | Asphalt coated or Bare Steel | Pressure |  | Fiberglass Reinforced Plastic | Removal | 1993-12-21
0-001538 | CITIZEN AUTO STAGE CO | 351 S BRICKYARD LN | TUCSON | AZ | 85745 | Pima | 4 | Perm Closure | 1973-01-01 | 12000 | Gasoline | COMPARTMENT A |  | Asphalt coated or Bare Steel |  |  |  | Removal | 1993-12-21
0-000096 | SUN DEVIL AUTO - NORTH PHOENIX | 6809 N 19TH AVE | PHOENIX | AZ | 85015 | Maricopa | 3 | Perm Closure | 2005-06-17 | 12000 | Gasoline | COMPARTMENT A |  | Asphalt coated or Bare Steel |  |  |  | Closed in Place | 1987-10-12
0-000748 | DAIRY QUEEN |  | DRAGOON |  |  | Cochise | 2 | Perm Closure | 1971-01-01 | 10000 | Gasoline | COMPARTMENT A |  | Asphalt coated or Bare Steel | Pressure |  |  | Removal | 1996-03-26
0-001771 | USDOI NPS - GLEN CANYON - WAHWEAP MAINTENANCE |  | PAGE |  |  | Coconino | 5 | Perm Closure | 1965-01-01 | 4000 | Gasoline | COMPARTMENT A | Single Walled | Asphalt coated or Bare Steel | Pressure | Single Walled | Bare or Galvanized Steel | Removal | 1991-11-12
0-009264 | IVANHOE TRAILER PARK | 3201 E US HIGHWAY 70 | SAFFORD | AZ | 85546 | Graham | 3 | Perm Closure | 1970-01-01 | 1000 | Gasoline | COMPARTMENT A | Unknown | Fiberglass Reinforced Plastic |  |  |  | Removal | 1998-05-14
0-009264 | IVANHOE TRAILER PARK | 3201 E US HIGHWAY 70 | SAFFORD | AZ | 85546 | Graham | 2 | Perm Closure | 1970-01-01 | 2000 | Diesel | COMPARTMENT A | Unknown | Fiberglass Reinforced Plastic |  |  |  | Removal | 1998-05-14
0-000918 | MAIN EVENT RV PARK & RESTAURANT | 1265 W MAIN ST | QUARTZSITE | AZ | 85346 | La Paz | 1 | Perm Closure | 1985-01-01 | 12000 | Gasoline | COMPARTMENT A | Double Walled | Fiberglass Reinforced Plastic | Pressure |  | Fiberglass Reinforced Plastic | Removal | 2000-05-12
0-010611 | QUIKTRIP #400 | 2111 W UNIVERSITY DR | TEMPE | AZ | 85281 | Maricopa | 2 | Open | 2017-09-07 | 20000 | Gasoline (UL) | COMPARTMENT A | Double Walled | Fiberglass Reinforced Plastic | Pressure | Double Walled | Fiberglass Reinforced Plastic
0-006251 | SPEEDWAY STORE #2932 | 8845 E TANQUE VERDE RD | TUCSON | AZ | 85749 | Pima | 3 | Open | 1988-07-01 | 10000 | Gasoline (UL) | COMPARTMENT A | Double Walled | Fiberglass Reinforced Plastic | Pressure | Double Walled | Fiberglass Reinforced Plastic
0-001295 | CIRCLE K #728 | 2795 N 1ST AVE | TUCSON | AZ | 85719 | Pima | 2 | Perm Closure | 1972-01-01 | 10000 | Gasoline | COMPARTMENT A | Single Walled | Asphalt coated or Bare Steel | Pressure | Single Walled | Bare or Galvanized Steel | Removal | 1999-02-23
0-002117 | SENERGY PETROLEUM - MESA BP | 306 S COUNTRY CLUB DR | MESA | AZ | 85210 | Maricopa | 3 | Perm Closure | 1970-10-01 | 5500 | Gasoline | COMPARTMENT A |  | Asphalt coated or Bare Steel | Suction - Check Valve at the Tank Top |  | Bare or Galvanized Steel | Removal | 1999-04-30
0-002117 | SENERGY PETROLEUM - MESA BP | 306 S COUNTRY CLUB DR | MESA | AZ | 85210 | Maricopa | 2 | Perm Closure | 1970-01-01 | 1000 | Diesel | COMPARTMENT A |  | Asphalt coated or Bare Steel | Suction - Check Valve at the Tank Top |  | Bare or Galvanized Steel | Removal | 1992-03-10
0-004335 | DON GUTHRIE SERVICE CENTER |  | YUCCA |  |  | Mohave | 1 | Perm Closure | 1969-01-01 | 10000 | Unidentified | COMPARTMENT A | Single Walled | Asphalt coated or Bare Steel |  |  |  | Removal | 1990-04-14
0-006836 | MURPHY TRUE VALUE INC | 617 E MAIN ST | SPRINGERVILLE | AZ | 85938 | Apache | 2 | Perm Closure | 1974-10-01 | 6000 | Gasoline | COMPARTMENT A | Double Walled | Asphalt coated or Bare Steel | Pressure |  |  | Closed in Place | 1990-03-28
0-006676 | CITY OF GLOBE - MAINTENANCE YARD | 360 W OIL CIRCLE RD | GLOBE | AZ | 85501 | Gila | 7 | Perm Closure | 1965-01-01 | 5000 | Diesel | COMPARTMENT A |  | Asphalt coated or Bare Steel | Suction - Check Valve at the Tank Top |  | Bare or Galvanized Steel | Removal | 1991-12-19
0-006676 | CITY OF GLOBE - MAINTENANCE YARD | 360 W OIL CIRCLE RD | GLOBE | AZ | 85501 | Gila | 2 | Perm Closure | 1989-01-01 | 6000 | Gasoline | COMPARTMENT A |  | Fiberglass Reinforced Plastic | Suction - Check Valve at the Tank Top |  |  | Removal | 1999-02-19
0-006381 | AMC SOUTHWEST TEST CENTER | 325 S 1ST AVE | YUMA | AZ | 85364 | Yuma | 1 | Perm Closure | 1982-09-30 | 1000 | Gasoline | COMPARTMENT A | Unknown | Asphalt coated or Bare Steel |  |  |  | Removal | 1988-04-21
0-007158 | ADOT / PROPERTY | 100 E SHELDON ST | PRESCOTT | AZ | 86301 | Yavapai | 1 | Perm Closure | 2005-06-17 | 5000 | Unidentified | COMPARTMENT A | Unknown | Unknown |  |  |  | Removal | 1990-12-07
0-001418 | CIRCLE K #1487 | 1113 W 16TH ST | YUMA | AZ | 85364 | Yuma | 2 | Perm Closure | 1985-01-01 | 10000 | Gasoline | COMPARTMENT A | Double Walled | Fiberglass Reinforced Plastic | Pressure |  | Fiberglass Reinforced Plastic | Removal | 2006-06-20
0-001418 | CIRCLE K #1487 | 1113 W 16TH ST | YUMA | AZ | 85364 | Yuma | 1 | Perm Closure | 1985-01-01 | 10000 | Gasoline | COMPARTMENT A | Double Walled | Fiberglass Reinforced Plastic | Pressure |  | Fiberglass Reinforced Plastic | Removal | 2006-06-20
0-006811 | WHITMARK INC | 4100 E MICHIGAN ST | TUCSON | AZ | 85714 | Pima | 1 | Perm Closure | 1979-01-01 |  | Gasoline | COMPARTMENT A | Unknown | Unknown |  |  |  | Removal | 1990-07-18
0-006811 | WHITMARK INC | 4100 E MICHIGAN ST | TUCSON | AZ | 85714 | Pima | 5 | Perm Closure | 1979-01-01 |  | Diesel | COMPARTMENT A | Unknown | Unknown |  |  |  | Removal | 1990-07-18
0-008812 | VALERO #1600 | 4360 E BROADWAY RD | MESA | AZ | 85206 | Maricopa | 2 | Open | 1995-10-09 | 12000 | Gasoline | COMPARTMENT A | Double Walled | Fiberglass Reinforced Plastic | Pressure | Double Walled | Fiberglass Reinforced Plastic
0-007827 | CROSSROADS PROPERTY |  | TEMPE |  |  | Maricopa | 1 | Perm Closure | 2005-06-17 |  | Unidentified | COMPARTMENT A | Unknown | Asphalt coated or Bare Steel |  |  |  | Removal | 1988-09-24
0-000775 | DC PROPERTIES INC |  | CASA GRANDE |  |  | Pinal | 2 | Perm Closure | 1964-01-01 | 1000 | Diesel | COMPARTMENT A |  | Asphalt coated or Bare Steel |  |  |  | Removal | 1989-06-10
0-008554 | COCHISE COUNTY APN #103-61-326A |  | BISBEE |  |  | Cochise | 1 | Perm Closure | 2005-06-17 | 1000 | Gasoline | COMPARTMENT A | Single Walled | Asphalt coated or Bare Steel |  |  |  | Removal | 2014-12-25
0-009057 | COCHISE SANITATION | 2183 N COYOTE PL | HUACHUCA CITY | AZ | 85616 | Cochise | 1 | Perm Closure | 2005-06-17 | 4000 | Diesel | COMPARTMENT A | Double Walled | Asphalt coated or Bare Steel | Suction - Check Valve at the Tank Top |  | Bare or Galvanized Steel | Removal | 1997-03-14
0-009057 | COCHISE SANITATION | 2183 N COYOTE PL | HUACHUCA CITY | AZ | 85616 | Cochise | 2 | Perm Closure | 2005-06-17 | 4000 | Diesel | COMPARTMENT A | Double Walled | Asphalt coated or Bare Steel | Suction - Check Valve at the Tank Top |  | Bare or Galvanized Steel | Removal | 1997-03-14
0-008283 | FOREPAUGH PROPERTY |  | FOREPAUGH |  |  | Maricopa | 4 | Perm Closure | 2005-06-17 | 4000 | Unidentified | COMPARTMENT A | Single Walled | Concrete |  |  |  | Removal | 1994-03-18
0-008283 | FOREPAUGH PROPERTY |  | FOREPAUGH |  |  | Maricopa | 3 | Perm Closure | 2005-06-17 | 4000 | Unidentified | COMPARTMENT A | Single Walled | Concrete |  |  |  | Removal | 1994-03-18
0-008283 | FOREPAUGH PROPERTY |  | FOREPAUGH |  |  | Maricopa | 2 | Perm Closure | 2005-06-17 | 4000 | Unidentified | COMPARTMENT A | Single Walled | Concrete |  |  |  | Removal | 1994-03-18
0-005249 | EL RANCHO EXXON | 1740 E ROUTE 66 | FLAGSTAFF | AZ | 86004 | Coconino | 1 | Perm Closure | 1978-04-30 | 8000 | Gasoline | COMPARTMENT A | Double Walled | Asphalt coated or Bare Steel | Pressure |  |  | Removal | 1994-01-11
0-006580 | AUTO ACTION | 202 N 19TH AVE | PHOENIX | AZ | 85009 | Maricopa | 1 | Open | 1988-01-01 | 500 | Used Oil/Waste Oil | COMPARTMENT A | Double Walled | Composite (Steel/Fiberglass) | Gravity Feed
0-004485 | H S L PROPERTIES | 3901 E BROADWAY BLVD | TUCSON | AZ | 85711 | Pima | 2 | Perm Closure | 1966-08-14 | 4000 | Gasoline | COMPARTMENT A | Double Walled | Asphalt coated or Bare Steel |  |  |  | Removal | 1981-02-01
0-003796 | MARTORI FARMS | 51040 W VALLEY RD | AGUILA | AZ | 85320 | Maricopa | 3 | Perm Closure | 1961-01-01 | 8000 | Gasoline | COMPARTMENT A |  | Asphalt coated or Bare Steel |  |  |  | Removal | 1980-01-01
0-005164 | GENE REID PARK | 900 S RANDOLPH WAY | TUCSON | AZ | 85716 | Pima | 3 | Perm Closure | 1980-01-10 | 12000 | Gasoline | COMPARTMENT A | Single Walled | Asphalt coated or Bare Steel | Pressure | Single Walled | Bare or Galvanized Steel | Removal | 1998-11-19
0-003181 | MISSION UNIFORM SERVICE | 621 S 1ST AVE | PHOENIX | AZ | 85003 | Maricopa | 1 | Perm Closure | 1956-05-13 | 8000 | Gasoline | COMPARTMENT A | Unknown | Unknown |  |  |  | Removal | 1986-09-01
0-007379 | RAYCO CAR SERVICE | 4144 E THOMAS RD | PHOENIX | AZ | 85018 | Maricopa | 1 | Perm Closure | 1977-01-01 | 500 | Used Oil/Waste Oil | COMPARTMENT A | Unknown | Asphalt coated or Bare Steel | Gravity Feed |  |  | Removal | 1991-07-22
0-007487 | RANCH TEXACO/RANCH MOBIL | 9550 N 90TH ST | SCOTTSDALE | AZ | 85258 | Maricopa | 1 | Perm Closure | 1985-01-01 | 8000 | Diesel | COMPARTMENT A | Double Walled | Fiberglass Reinforced Plastic | Pressure |  | Fiberglass Reinforced Plastic | Removal | 2019-03-12
0-003292 | PRESCOTT BULK PLANT |  | PRESCOTT |  |  | Yavapai | 7 | Perm Closure | 1964-02-27 | 10000 | Diesel | COMPARTMENT A | Unknown | Asphalt coated or Bare Steel |  |  |  | Removal | 1989-09-01
0-000552 | AT&T - HOLBROOK AZ1850 |  | HOLBROOK |  |  | Navajo | 1 | Perm Closure | 1969-01-01 | 10000 | Diesel | COMPARTMENT A |  | Asphalt coated or Bare Steel |  |  |  | Removal | 1994-02-14
0-007330 | AIR CARGO TRANSIT INC | 1033 E MARICOPA FWY | PHOENIX | AZ | 85034 | Maricopa | 1 | Perm Closure | 1989-12-01 | 10000 | Diesel | COMPARTMENT A | Double Walled | Fiberglass Reinforced Plastic | Suction - Check Valve at the Tank Top |  |  | Removal | 1997-10-28
0-003741 | CHECKER AUTO PARTS #181 | 1206 E BROADWAY RD | MESA | AZ | 85204 | Maricopa | 3 | Perm Closure | 1967-01-01 | 550 | Used Oil/Waste Oil | COMPARTMENT A |  | Asphalt coated or Bare Steel |  |  |  | Removal | 1983-05-15
0-009588 | CIRCLE K STORE #2703365 | 1959 S GREENFIELD RD | MESA | AZ | 85206 | Maricopa | 1 | Open | 1999-11-01 | 20000 | Gasoline | COMPARTMENT A | Double Walled | Fiberglass Reinforced Plastic | Pressure | Double Walled | Fiberglass Reinforced Plastic
0-004954 | UNIVERSITY SHELL #852 | 2350 N 1ST AVE | TUCSON | AZ | 85719 | Pima | 6 | Perm Closure | 1986-12-01 | 10000 | Gasoline | COMPARTMENT A | Double Walled | Fiberglass Reinforced Plastic | Pressure |  | Fiberglass Reinforced Plastic | Removal | 2011-09-09
0-004954 | UNIVERSITY SHELL #852 | 2350 N 1ST AVE | TUCSON | AZ | 85719 | Pima | 3 | Perm Closure | 1973-04-07 | 5000 | Gasoline | COMPARTMENT A | Double Walled | Asphalt coated or Bare Steel |  |  |  | Removal | 1986-12-01
0-006529 | TEMPE MGPC, INC #521 | 1616 N HAYDEN RD | TEMPE | AZ | 85281 | Maricopa | 1 | Perm Closure | 1973-12-10 | 1500 | Gasoline | COMPARTMENT A | Double Walled | Asphalt coated or Bare Steel | Pressure |  | Bare or Galvanized Steel | Removal | 1998-03-11
0-007581 | TEMP-RITE ENGINEERING CO INC | 2050 E 14TH ST | TUCSON | AZ | 85719 | Pima | 1 | Perm Closure | 2005-06-17 | 550 | Used Oil/Waste Oil | COMPARTMENT A | Double Walled | Asphalt coated or Bare Steel | Suction - Check Valve at the Tank Top |  | Bare or Galvanized Steel | Removal | 1992-02-12
0-006109 | SHELL STATION |  | AGUILA |  |  | Maricopa | 1 | Perm Closure | 1968-03-15 | 2000 | Gasoline | COMPARTMENT A | Unknown | Asphalt coated or Bare Steel |  |  |  | Removal | 1990-12-19
0-008088 | WITTS TEXACO | 110 S CALIFORNIA AVE | PARKER | AZ | 85344 | La Paz | 1 | Perm Closure | 1955-01-01 |  | Gasoline | COMPARTMENT A | Unknown | Asphalt coated or Bare Steel |  |  |  | Removal | 1992-05-01
0-001840 | VALENCIA AIR CENTER | Z | TUCSON | AZ | 85706 | Pima | 2 | Perm Closure | 2005-06-17 | 10000 | Gasoline | COMPARTMENT A |  | Asphalt coated or Bare Steel |  |  |  | Removal | 1988-09-01
0-001840 | VALENCIA AIR CENTER | Z | TUCSON | AZ | 85706 | Pima | 4 | Perm Closure | 2005-06-17 | 1000 | Gasoline | COMPARTMENT A |  | Asphalt coated or Bare Steel |  |  |  | Removal | 1988-09-01
0-000264 | TUNEUP MASTERS #609 | 1645 S 7TH ST | PHOENIX | AZ | 85034 | Maricopa | 1 | Perm Closure | 2005-06-17 | 550 | Used Oil/Waste Oil | COMPARTMENT A | Unknown | Unknown |  |  |  | Removal | 1989-12-11
0-002445 | HATCO INC | 3901 S CONTRACTORS WAY | TUCSON | AZ | 85714 | Pima | 1 | Perm Closure | 1963-05-06 | 10000 | Diesel | COMPARTMENT A | Single Walled | Asphalt coated or Bare Steel |  |  |  | Removal | 1990-07-09
0-008279 | ZE ROBERTS ESTATE | 2533 S 4TH AVE | YUMA | AZ | 85364 | Yuma | 2 | Perm Closure | 2005-06-17 | 6000 | Gasoline | COMPARTMENT A | Double Walled | Asphalt coated or Bare Steel | Suction - Check Valve at the Tank Top |  |  | Removal | 1992-01-01
0-008279 | ZE ROBERTS ESTATE | 2533 S 4TH AVE | YUMA | AZ | 85364 | Yuma | 1 | Perm Closure | 2005-06-17 | 6000 | Diesel | COMPARTMENT A | Double Walled | Asphalt coated or Bare Steel | Suction - Check Valve at the Tank Top |  |  | Removal | 1992-01-01
0-008275 | RON LEWIS CONSTRUCTION | 1200 PASS CANYON RD | BULLHEAD CITY | AZ | 86429 | Mohave | 2 | Perm Closure | 2005-06-17 | 7500 | Gasoline | COMPARTMENT A | Double Walled | Asphalt coated or Bare Steel | Suction - Check Valve at the Tank Top |  |  | Removal | 1996-03-29
0-001000 | CITY OF CHANDLER - WWTP | 249 E CHICAGO ST | CHANDLER | AZ | 85225 | Maricopa | 1 | Perm Closure | 1974-01-01 | 500 | Used Oil/Waste Oil | COMPARTMENT A |  | Asphalt coated or Bare Steel |  |  |  | Removal | 1995-04-28
0-004117 | WESTROCK CP, LLC | 6902 W NORTHERN AVE | GLENDALE | AZ | 85303 | Maricopa | 1 | Perm Closure | 1974-05-02 | 1000 | Diesel | COMPARTMENT A | Double Walled | Asphalt coated or Bare Steel | Gravity Feed |  | Bare or Galvanized Steel | Removal | 1988-01-01
0-003464 | ARIZONA ARMY NATIONAL GUARD - PAPAGO MILITARY RESERVATION | 5636 E MCDOWELL RD | PHOENIX | AZ | 85008 | Maricopa | 16 | Perm Closure | 1985-01-01 | 500 | Used Oil/Waste Oil | COMPARTMENT A | Single Walled | Asphalt coated or Bare Steel |  |  |  | Removal | 1991-08-01
0-003464 | ARIZONA ARMY NATIONAL GUARD - PAPAGO MILITARY RESERVATION | 5636 E MCDOWELL RD | PHOENIX | AZ | 85008 | Maricopa | 6 | Perm Closure | 1976-01-01 | 10000 | Unidentified | COMPARTMENT A | Single Walled | Asphalt coated or Bare Steel |  |  |  | Removal | 1992-06-09
0-003464 | ARIZONA ARMY NATIONAL GUARD - PAPAGO MILITARY RESERVATION | 5636 E MCDOWELL RD | PHOENIX | AZ | 85008 | Maricopa | 21 | Perm Closure | 1953-01-01 | 1000 | Gasoline | COMPARTMENT A | Single Walled | Asphalt coated or Bare Steel |  |  |  | Removal | 1988-07-27
0-003464 | ARIZONA ARMY NATIONAL GUARD - PAPAGO MILITARY RESERVATION | 5636 E MCDOWELL RD | PHOENIX | AZ | 85008 | Maricopa | 14 | Perm Closure | 1953-01-01 | 1000 | Gasoline | COMPARTMENT A | Single Walled | Asphalt coated or Bare Steel |  |  |  | Removal | 1988-07-27
0-000836 | CALJET INC | 125 N 53RD AVE | PHOENIX | AZ | 85043 | Maricopa | 4 | Perm Closure | 2005-06-17 | 1000 | Unidentified | COMPARTMENT A |  | Asphalt coated or Bare Steel | Suction - Check Valve at the Tank Top |  | Bare or Galvanized Steel | Removal | 1991-11-01
0-009571 | GAS WARZ #306 | 922 N 7TH ST | PHOENIX | AZ | 85006 | Maricopa | 3 | Perm Closure | 1999-11-01 | 12000 | Gasoline | COMPARTMENT A | Double Walled | Fiberglass Reinforced Plastic | Pressure | Double Walled | Fiberglass Reinforced Plastic | Removal | 2018-12-06
0-005687 | JIM WINTER AUTO CARE | 3011 N 73RD ST | SCOTTSDALE | AZ | 85251 | Maricopa | 1 | Perm Closure | 1984-01-11 | 1000 | Used Oil/Waste Oil | COMPARTMENT A | Unknown | Asphalt coated or Bare Steel |  |  |  | Removal | 1992-03-12
0-005511 | SUNNYSLOPE SHELL | 8941 N CENTRAL AVE | PHOENIX | AZ | 85020 | Maricopa | 4 | Open | 1998-05-21 | 12000 | Gasoline | COMPARTMENT A | Double Walled | Composite (Steel/Fiberglass) | Pressure | Double Walled
0-008048 | J&P TIRE & AUTOMOTIVE | 20907 E OCOTILLO RD | QUEEN CREEK | AZ | 85142 | Maricopa | 3 | Perm Closure | 2005-06-17 |  | Unidentified | COMPARTMENT A | Unknown | Unknown |  |  |  | Removal | 1995-05-25
0-003858 | CITY OF PHOENIX - 27TH AVENUE LANDFILL | N 27TH AVE | PHOENIX | AZ | 85017 | Maricopa | 1 | Perm Closure | 1976-01-01 | 5000 | Diesel | COMPARTMENT A | Single Walled | Asphalt coated or Bare Steel |  |  |  | Removal | 1991-04-17
0-000512 | ARCO AM/PM #82533 | 7849 N 43RD AVE | PHOENIX | AZ | 85051 | Maricopa | 5 | Open | 1985-01-01 | 12000 | Gasoline | COMPARTMENT A | Double Walled | Fiberglass Reinforced Plastic | Pressure |  | Fiberglass Reinforced Plastic
0-000512 | ARCO AM/PM #82533 | 7849 N 43RD AVE | PHOENIX | AZ | 85051 | Maricopa | 2 | Perm Closure | 2005-06-17 | 10000 | Gasoline | COMPARTMENT A | Single Walled | Asphalt coated or Bare Steel |  |  |  | Removal | 1988-07-19
0-000512 | ARCO AM/PM #82533 | 7849 N 43RD AVE | PHOENIX | AZ | 85051 | Maricopa | 1 | Perm Closure | 2005-06-17 | 10000 | Gasoline | COMPARTMENT A | Single Walled | Asphalt coated or Bare Steel |  |  |  | Removal | 1988-07-19
0-001987 | EXXON #7-3181 | 3102 E SPEEDWAY BLVD | TUCSON | AZ | 85716 | Pima | 1 | Perm Closure | 1965-01-01 | 8000 | Gasoline | COMPARTMENT A |  | Asphalt coated or Bare Steel | Pressure |  | Fiberglass Reinforced Plastic | Removal | 1992-02-01
0-001987 | EXXON #7-3181 | 3102 E SPEEDWAY BLVD | TUCSON | AZ | 85716 | Pima | 2 | Perm Closure | 1965-01-01 | 8000 | Gasoline | COMPARTMENT A |  | Asphalt coated or Bare Steel | Pressure |  | Fiberglass Reinforced Plastic | Removal | 1992-02-01
0-006967 | PARADISE VALLEY UNIFIED SCHOOL DISTRICT - TRANSPORTATION | 15002 N 32ND ST | PHOENIX | AZ | 85032 | Maricopa | 3 | Perm Closure | 1975-01-01 | 10000 | Gasoline | COMPARTMENT A | Double Walled | Asphalt coated or Bare Steel | Pressure |  |  | Removal | 1993-12-03
0-005265 | SAST MART | 1115 W WICKENBURG WAY | WICKENBURG | AZ | 85390 | Maricopa | 5 | Perm Closure | 2005-06-17 | 300 | Used Oil/Waste Oil | COMPARTMENT A | Single Walled | Asphalt coated or Bare Steel |  |  |  | Removal | 1992-03-12
0-005265 | SAST MART | 1115 W WICKENBURG WAY | WICKENBURG | AZ | 85390 | Maricopa | 11 | Open | 2014-08-01 | 6000 | Red Diesel | COMPARTMENT A | Double Walled | Fiberglass Reinforced Plastic | Pressure | Double Walled | Fiberglass Reinforced Plastic
0-005265 | SAST MART | 1115 W WICKENBURG WAY | WICKENBURG | AZ | 85390 | Maricopa | 9 | Open | 2014-08-01 | 12000 | Gasoline (Leaded) | COMPARTMENT A | Double Walled | Fiberglass Reinforced Plastic | Pressure | Double Walled | Fiberglass Reinforced Plastic
0-007552 | ISAAC MIDDLE SCHOOL | 3402 W MCDOWELL RD | PHOENIX | AZ | 85009 | Maricopa | 8 | Perm Closure | 2005-06-17 |  | Unidentified | COMPARTMENT A | Double Walled | Composite (Steel/Fiberglass) |  |  |  | Removal | 1988-12-13
0-003277 | MOBIL 18-HB6 | 1020 E 16TH ST | YUMA | AZ | 85365 | Yuma | 1 | Perm Closure | 1971-01-01 | 4000 | Gasoline | COMPARTMENT A |  | Asphalt coated or Bare Steel | Pressure |  |  | Removal | 1990-03-28
0-003277 | MOBIL 18-HB6 | 1020 E 16TH ST | YUMA | AZ | 85365 | Yuma | 8 | Perm Closure | 1990-05-06 | 10000 | Gasoline | COMPARTMENT A |  | Fiberglass Reinforced Plastic | Pressure |  | Fiberglass Reinforced Plastic | Removal | 1991-12-19
0-006574 | CHEVRON - BENSON HWY CHEVRON | 3025 E BENSON HWY | TUCSON | AZ | 85706 | Pima | 1 | Perm Closure | 1958-12-29 | 10000 | Diesel | COMPARTMENT A | Unknown | Asphalt coated or Bare Steel |  |  |  | Removal | 1988-12-15
0-001499 | CIRCLE K #1847 | 2090 E 32ND ST | YUMA | AZ | 85365 | Yuma | 3 | Perm Closure | 1985-01-01 | 10000 | Gasoline | COMPARTMENT A | Double Walled | Fiberglass Reinforced Plastic | Pressure |  | Fiberglass Reinforced Plastic | Removal | 2015-11-04
0-001499 | CIRCLE K #1847 | 2090 E 32ND ST | YUMA | AZ | 85365 | Yuma | 1 | Perm Closure | 1985-01-01 | 10000 | Gasoline | COMPARTMENT A | Double Walled | Fiberglass Reinforced Plastic | Pressure |  | Fiberglass Reinforced Plastic | Removal | 2015-11-04
0-001310 | CIRCLE K #790 | 3955 LAKE MARY RD | FLAGSTAFF | AZ | 86005 | Coconino | 1 | Perm Closure | 1977-01-01 | 10000 | Gasoline | COMPARTMENT A |  | Asphalt coated or Bare Steel | Pressure |  |  | Removal | 1995-11-14
0-001310 | CIRCLE K #790 | 3955 LAKE MARY RD | FLAGSTAFF | AZ | 86005 | Coconino | 2 | Perm Closure | 1977-01-01 | 10000 | Gasoline | COMPARTMENT A |  | Asphalt coated or Bare Steel | Pressure |  |  | Removal | 1995-11-14
0-004616 | 7-ELEVEN #16082 | 4831 N 75TH AVE | PHOENIX | AZ | 85033 | Maricopa | 1 | Perm Closure | 1973-01-01 | 8000 | Gasoline | COMPARTMENT A | Single Walled | Asphalt coated or Bare Steel |  |  |  | Removal | 1991-01-18
0-004452 | BUTLER EASY MART | 1311 E BUTLER AVE | FLAGSTAFF | AZ | 86001 | Coconino | 3 | Perm Closure | 1982-01-01 | 10000 | Gasoline | COMPARTMENT A |  | Asphalt coated or Bare Steel | Pressure | Single Walled | Bare or Galvanized Steel | Removal | 1992-04-17
0-002481 | HEXCEL CORPORATION | 1214 W GILA BEND HWY | CASA GRANDE | AZ | 85122 | Pinal | 11 | Perm Closure | 1974-01-01 | 4000 | Hazardous Substance | COMPARTMENT A | Single Walled | Asphalt coated or Bare Steel | Gravity Feed | Single Walled | Bare or Galvanized Steel | Removal | 1993-01-27
0-002481 | HEXCEL CORPORATION | 1214 W GILA BEND HWY | CASA GRANDE | AZ | 85122 | Pinal | 22 | Perm Closure | 1997-11-01 | 6000 | Hazardous Substance | COMPARTMENT B | Single Walled | Asphalt coated or Bare Steel |  |  |  | Removal | 2012-12-06
0-002417 | CARIOCA #18 | 379 S MAIN ST | SNOWFLAKE | AZ | 85937 | Navajo | 4 | Perm Closure | 2005-06-17 | 1000 | Kerosene | COMPARTMENT A | Single Walled | Asphalt coated or Bare Steel |  |  |  | Removal | 1990-08-21
0-003089 | DRIVE TIME CAR SALES | 1901 W COPPER ST | TUCSON | AZ | 85745 | Pima | 1 | Perm Closure | 1974-02-12 | 10000 | Diesel | COMPARTMENT A | Unknown | Asphalt coated or Bare Steel |  |  |  | Removal | 1988-05-05
0-002005 | ESPERANAZA EXXON | 61 W ESPERANZA BLVD | GREEN VALLEY | AZ | 85614 | Pima | 4 | Perm Closure | 1965-01-01 | 6000 | Gasoline | COMPARTMENT A |  | Asphalt coated or Bare Steel | Pressure | Single Walled | Bare or Galvanized Steel | Removal | 1994-08-24
0-000708 | BELL FORD | 2401 W BELL RD | PHOENIX | AZ | 85023 | Maricopa | 3 | Perm Closure | 1979-03-26 | 8000 | Unidentified | COMPARTMENT A | Single Walled | Asphalt coated or Bare Steel |  |  |  | Removal | 1990-09-06
0-001236 | CIRCLE K #2700483 | 1785 W PRINCE RD | TUCSON | AZ | 85705 | Pima | 3 | Perm Closure | 1971-01-01 | 6000 | Gasoline | COMPARTMENT A |  | Asphalt coated or Bare Steel | Pressure |  |  | Removal | 1996-02-05
0-003176 | MINIT SERVE GAS | 1251 BASELINE RD | BULLHEAD CITY | AZ | 86442 | Mohave | 3 | Open | 1985-01-30 | 8000 | Gasoline | COMPARTMENT A |  | Asphalt coated or Bare Steel | Pressure
0-001126 | CHEVRON #9-9855 | 1995 MCCULLOCH BLVD N | LAKE HAVASU CITY | AZ | 86403 | Mohave | 2 | Perm Closure | 1982-01-01 | 9816 | Gasoline | COMPARTMENT A | Double Walled | Fiberglass Reinforced Plastic | Pressure |  | Fiberglass Reinforced Plastic | Removal | 1994-09-07
0-001126 | CHEVRON #9-9855 | 1995 MCCULLOCH BLVD N | LAKE HAVASU CITY | AZ | 86403 | Mohave | 4 | Perm Closure | 1982-01-01 | 1000 | Used Oil/Waste Oil | COMPARTMENT A | Double Walled | Fiberglass Reinforced Plastic | Gravity Feed |  | Fiberglass Reinforced Plastic | Removal | 1994-09-07
0-000985 | CENTRAL ARIZONA COLLEGE - ARAVAIPA | 80440 E ARAVAIPA RD | ARAVAIPA CANYON | AZ | 85192 | Pinal | 2 | Perm Closure | 1975-01-01 | 1000 | Gasoline | COMPARTMENT A |  | Asphalt coated or Bare Steel |  |  |  | Removal | 1992-03-05
0-004932 | QUIK TRIP #488 | 4949 N 51ST AVE | PHOENIX | AZ | 85031 | Maricopa | 9 | Open | 2017-06-02 | 10000 | Gasoline (PUL) | COMPARTMENT A | Double Walled | Fiberglass Reinforced Plastic | Pressure | Double Walled | Fiberglass Reinforced Plastic
0-004932 | QUIK TRIP #488 | 4949 N 51ST AVE | PHOENIX | AZ | 85031 | Maricopa | 9 | Open | 2017-06-02 | 10000 | Other | COMPARTMENT B | Double Walled | Fiberglass Reinforced Plastic | Pressure | Double Walled | Fiberglass Reinforced Plastic
0-000511 | FOOD MART | 9853 N 19TH AVE | PHOENIX | AZ | 85021 | Maricopa | 2 | Perm Closure | 1975-01-01 | 10000 | Gasoline | COMPARTMENT A |  | Asphalt coated or Bare Steel |  |  |  | Removal | 1989-10-01
0-000511 | FOOD MART | 9853 N 19TH AVE | PHOENIX | AZ | 85021 | Maricopa | 8 | Open | 1989-11-01 | 10000 | Gasoline | COMPARTMENT A | Double Walled | Fiberglass Reinforced Plastic | Pressure |  | Fiberglass Reinforced Plastic
0-001945 | MONTZ AUTO RENDITIONS | 2838 N SCOTTSDALE RD | SCOTTSDALE | AZ | 85257 | Maricopa | 4 | Perm Closure | 2005-06-17 | 250 | Used Oil/Waste Oil | COMPARTMENT A | Single Walled | Asphalt coated or Bare Steel | Pressure |  |  | Removal | 1990-07-11
0-004246 | SAGUARO GUNITE INC | 851 S DORSEY LN | TEMPE | AZ | 85281 | Maricopa | 1 | Perm Closure | 1981-01-08 | 10000 | Diesel | COMPARTMENT A | Unknown | Asphalt coated or Bare Steel |  |  |  | Closed in Place | 1995-02-01
0-004360 | SAV-ON GAS | 5107 W BUCKEYE RD | PHOENIX | AZ | 85043 | Maricopa | 6 | Perm Closure | 1979-01-01 | 8000 | Unidentified | COMPARTMENT A | Single Walled | Asphalt coated or Bare Steel |  |  |  | Removal | 1990-03-01
0-004360 | SAV-ON GAS | 5107 W BUCKEYE RD | PHOENIX | AZ | 85043 | Maricopa | 9 | Open | 2020-08-13 | 15000 | Gasoline (UL) | COMPARTMENT A | Double Walled | Polyethylene Jacketed Steel
0-003204 | CIRCLE K STORE #2709171 | 5908 W THUNDERBIRD RD | GLENDALE | AZ | 85306 | Maricopa | 5 | Perm Closure | 1996-12-01 | 10000 | Gasoline | COMPARTMENT A | Double Walled | Fiberglass Reinforced Plastic | Pressure | Double Walled | Fiberglass Reinforced Plastic | Removal | 2015-01-14
0-006983 | MOUNT LEMMON FIRE DISTRICT | 13170 N SAWHILL RD | SUMMERHAVEN | AZ | 85619 | Pima | 1 | Perm Closure | 1987-06-01 | 500 | Gasoline | COMPARTMENT A | Unknown | Unknown | Suction - Check Valve at the Tank Top |  | Bare or Galvanized Steel | Removal | 1991-09-17
0-010561 | QUIKTRIP #419 | 2026 W BROADWAY RD | MESA | AZ | 85202 | Maricopa | 4 | Open | 2016-01-25 | 10000 | Other | COMPARTMENT B | Double Walled | Fiberglass Reinforced Plastic | Pressure | Double Walled | Fiberglass Reinforced Plastic
0-003247 | 76 SAKOSON GAS | 3502 W DUNLAP AVE | PHOENIX | AZ | 85051 | Maricopa | 7 | Perm Closure | 1986-07-01 | 12000 | Gasoline (UL) | COMPARTMENT A | Single Walled | Fiberglass Reinforced Plastic | Pressure | Double Walled | Fiberglass Reinforced Plastic | Removal | 2020-01-09
0-008866 | ROCKYS | 270 N STATE ROUTE 89A | SEDONA | AZ | 86336 | Coconino | 2 | Perm Closure | 2005-06-17 | 1000 | Unidentified | COMPARTMENT A | Single Walled | Asphalt coated or Bare Steel |  |  |  | Removal | 1990-02-13
0-006348 | JACKS PLACE | 614 S APACHE DR | HOLBROOK | AZ | 86025 | Navajo | 8 | Perm Closure | 2005-06-17 | 250 | Gasoline | COMPARTMENT A | Double Walled | Asphalt coated or Bare Steel |  |  |  | Removal | 2004-12-14
0-006348 | JACKS PLACE | 614 S APACHE DR | HOLBROOK | AZ | 86025 | Navajo | 3 | Perm Closure | 1983-09-02 | 12000 | Gasoline | COMPARTMENT A | Double Walled | Asphalt coated or Bare Steel | Suction - Check Valve at the Tank Top |  |  | Removal | 1998-07-29
0-010550 | APN #302-15-001D | 651 W GUADALUPE RD | GILBERT | AZ | 85233 | Maricopa | 4 | Perm Closure | 2015-11-18 | 500 | Unidentified | COMPARTMENT A | Single Walled | Asphalt coated or Bare Steel |  |  |  | Removal | 2015-10-22
0-008182 | USDOI NPS - LAKE MEAD NRA - WILLOW BEACH | 385 RINGBOLT RD | WILLOW BEACH | AZ | 86445 | Mohave | 1 | Perm Closure | 1987-01-01 | 10000 | Gasoline | COMPARTMENT A | Double Walled | Composite (Steel/Fiberglass) | Gravity Feed |  | Fiberglass Reinforced Plastic | Removal | 1995-11-09
0-004850 | TANNER #1 TPAC DIVISION | 5175 N CASA GRANDE HWY | TUCSON | AZ | 85743 | Pima | 3 | Perm Closure | 1988-02-01 | 10000 | Diesel | COMPARTMENT A | Double Walled | Fiberglass Reinforced Plastic | Pressure |  | Bare or Galvanized Steel | Removal | 2006-08-09
0-004285 | THE LUBE PIT | 1900 S 4TH AVE | YUMA | AZ | 85364 | Yuma | 2 | Perm Closure | 1981-02-05 | 3000 | Unidentified | COMPARTMENT A | Double Walled | Asphalt coated or Bare Steel | Suction - Check Valve at the Tank Top |  | Fiberglass Reinforced Plastic | Removal | 1997-08-21
0-004352 | CRISMON & CLOUD | 21600 E CLOUD RD | QUEEN CREEK | AZ | 85142 | Maricopa | 3 | Perm Closure | 1971-05-08 | 500 | Gasoline | COMPARTMENT A | Double Walled | Asphalt coated or Bare Steel | Suction - Check Valve at the Tank Top |  | Bare or Galvanized Steel | Removal | 1988-11-01
0-008121 | USDOI NPS - CORONADO NATIONAL MONUMENT | 4101 E MONTEZUMA CANYON RD | HEREFORD | AZ | 85615 | Cochise | 1 | Perm Closure | 2005-06-17 | 1000 | Gasoline | COMPARTMENT A | Unknown | Asphalt coated or Bare Steel | Suction - Check Valve at the Tank Top |  | Bare or Galvanized Steel | Removal | 1993-03-11
0-009916 | CIRCLE K #2706469 | 1720 W IRVINGTON RD | TUCSON | AZ | 85746 | Pima | 1 | Open | 2002-12-02 | 10000 | Diesel | COMPARTMENT A | Double Walled | Fiberglass Reinforced Plastic | Pressure | Double Walled | Fiberglass Reinforced Plastic
0-004151 | SALT N PEPPER #3 | 110 N REDINGTON RD | SAN MANUEL | AZ | 85631 | Pinal | 5 | Open | 1990-01-01 | 10000 | Gasoline | COMPARTMENT A | Double Walled | Fiberglass Reinforced Plastic | Pressure |  | Fiberglass Reinforced Plastic
0-004151 | SALT N PEPPER #3 | 110 N REDINGTON RD | SAN MANUEL | AZ | 85631 | Pinal | 4 | Open | 1990-01-01 | 10000 | Gasoline | COMPARTMENT A | Double Walled | Fiberglass Reinforced Plastic | Pressure |  | Fiberglass Reinforced Plastic
0-009096 | DISH GILBERT | 801 N DISH DR | GILBERT | AZ | 85233 | Maricopa | 1 | Open | 1997-06-09 | 15000 | Diesel | COMPARTMENT A | Double Walled | Fiberglass Reinforced Plastic | Suction - Check Valve at the Tank Top | Double Walled | Fiberglass Reinforced Plastic
0-000063 | PADGETT'S AUTO SERVICE | 1027 N BROAD ST | GLOBE | AZ | 85501 | Gila | 2 | Perm Closure | 1965-01-01 | 3000 | Gasoline | COMPARTMENT A | Single Walled | Asphalt coated or Bare Steel | Suction - Check Valve at the Tank Top | Single Walled | Bare or Galvanized Steel | Removal | 1993-05-28
0-000063 | PADGETT'S AUTO SERVICE | 1027 N BROAD ST | GLOBE | AZ | 85501 | Gila | 4 | Perm Closure | 1965-01-01 | 5000 | Gasoline | COMPARTMENT A | Single Walled | Asphalt coated or Bare Steel | Suction - Check Valve at the Tank Top | Single Walled | Bare or Galvanized Steel | Removal | 1993-05-28
0-009223 | MIRASTAR #64023 | 4670 E US 60/70 | MIAMI | AZ | 85539 | Gila | 1 | Perm Closure | 1997-12-15 | 10000 | Gasoline | COMPARTMENT A | Double Walled | Fiberglass Reinforced Plastic | Pressure | Double Walled | Fiberglass Reinforced Plastic | Removal | 2008-11-13
0-001447 | CIRCLE K #2701606 | 5680 S MISSION RD | TUCSON | AZ | 85746 | Pima | 3 | Open | 1985-01-01 | 10000 | Gasoline | COMPARTMENT A | Double Walled | Fiberglass Reinforced Plastic | Pressure |  | Fiberglass Reinforced Plastic
0-002993 | QUICK STOP MARKET | 5423 S PALO VERDE RD | TUCSON | AZ | 85706 | Pima | 3 | Perm Closure | 1977-01-14 | 4000 | Gasoline | COMPARTMENT A | Unknown | Asphalt coated or Bare Steel |  |  |  | Removal | 1992-05-05
0-004234 | QUIK MART #24 | 7895 E GOLF LINKS RD | TUCSON | AZ | 85730 | Pima | 3 | Open | 1989-05-15 | 10000 | Gasoline | COMPARTMENT A | Double Walled | Composite (Steel/Fiberglass) | Pressure | Double Walled | Fiberglass Reinforced Plastic
0-000598 | AVIS USED CAR SALES | 1303 E CAMELBACK RD | PHOENIX | AZ | 85014 | Maricopa | 1 | Perm Closure | 1979-01-01 | 2000 | Unidentified | COMPARTMENT A | Single Walled | Asphalt coated or Bare Steel |  |  |  | Removal | 1987-12-09
0-005792 | AIRZONA AIRCRAFT INC | 7100 FLIGHTLINE DR | KINGMAN | AZ | 86401 | Mohave | 3 | Open | 1973-01-01 | 10000 | Gasoline | COMPARTMENT A |  | Asphalt coated or Bare Steel | Pressure | Double Walled | Flexible
0-005792 | AIRZONA AIRCRAFT INC | 7100 FLIGHTLINE DR | KINGMAN | AZ | 86401 | Mohave | 1 | Open | 1973-01-01 | 12000 | Jet A (Kerosene-type Jet Fuel) | COMPARTMENT A |  | Asphalt coated or Bare Steel | Pressure | Double Walled | Flexible
0-004619 | 7-ELEVEN #16876 | 1221 E NORTHERN AVE | PHOENIX | AZ | 85020 | Maricopa | 1 | Perm Closure | 1974-02-04 | 8000 | Gasoline | COMPARTMENT A | Unknown | Asphalt coated or Bare Steel |  |  |  | Removal | 1986-12-01
0-004682 | 7-ELEVEN #26123 | 5850 W THOMAS RD | PHOENIX | AZ | 85031 | Maricopa | 2 | Perm Closure | 1985-01-01 | 10000 | Oxygenated Gasoline | COMPARTMENT A | Single Walled | Fiberglass Reinforced Plastic | Pressure |  | Fiberglass Reinforced Plastic | Removal | 2012-02-21
0-006103 | CHANDLER HEIGHTS TRADING POST | 18337 E SAN TAN BLVD | GILBERT | AZ | 85142 | Maricopa | 1 | Perm Closure | 1978-04-22 | 10000 | Gasoline | COMPARTMENT A | Double Walled | Asphalt coated or Bare Steel |  |  |  | Removal | 1990-03-23
0-006103 | CHANDLER HEIGHTS TRADING POST | 18337 E SAN TAN BLVD | GILBERT | AZ | 85142 | Maricopa | 3 | Perm Closure | 1978-04-22 | 3000 | Gasoline | COMPARTMENT A | Double Walled | Asphalt coated or Bare Steel |  |  |  | Removal | 1990-03-23
0-002574 | IRECO INC - TUCSON PLANT | 27000 W ELKHORN RANCH RD | SAN XAVIER | AZ | 85629 | Pima | 1 | Perm Closure | 1966-05-01 | 2000 | Gasoline | COMPARTMENT A | Single Walled | Asphalt coated or Bare Steel |  |  |  | Removal | 1988-02-01
0-006106 | BET-KO AIR INC #4672 | 3681 S BURCH WAY | YUMA | AZ | 85365 | Yuma | 3 | Perm Closure | 1988-09-01 | 10000 | Jet Fuel | COMPARTMENT A | Double Walled | Fiberglass Reinforced Plastic | Gravity Feed |  | Bare or Galvanized Steel | Removal | 2010-09-21
0-006106 | BET-KO AIR INC #4672 | 3681 S BURCH WAY | YUMA | AZ | 85365 | Yuma | 1 | Perm Closure | 1991-02-01 | 20000 | Jet Fuel | COMPARTMENT A | Single Walled | Fiberglass Reinforced Plastic | Pressure |  | Bare or Galvanized Steel | Removal | 2010-09-21
0-005043 | SPEEDWAY STORE #3001 | 1653 W WHITE MOUNTAIN BLVD | PINETOP-LAKESIDE | AZ | 85929 | Navajo | 1 | Perm Closure | 1976-01-01 | 8000 | Gasoline | COMPARTMENT A | Single Walled | Asphalt coated or Bare Steel | Pressure |  | Fiberglass Reinforced Plastic | Removal | 2016-09-07
0-005015 | KATHERINE LANDING AT LAKE MOHAVE MARINA | 2690 KATHERINE SPUR RD | BULLHEAD CITY | AZ | 86429 | Mohave | 8 | Perm Closure | 1971-01-01 | 4000 | Gasoline | COMPARTMENT A |  | Asphalt coated or Bare Steel |  |  |  | Removal | 1995-01-12
0-010535 | COMMERCIAL BUILDING | 4430 N 39TH AVE | PHOENIX | AZ | 85019 | Maricopa | 1 | Perm Closure | 2015-07-20 | 10000 | Gasoline | COMPARTMENT A | Single Walled | Asphalt coated or Bare Steel |  |  |  | Removal | 2015-06-04
0-010577 | QUIKTRIP CORPORATION #423 | 13067 W THOMAS RD | AVONDALE | AZ | 85392 | Maricopa | 1 | Open | 2016-10-13 | 20000 | Gasoline (UL) | COMPARTMENT A | Double Walled | Fiberglass Reinforced Plastic | Pressure | Double Walled | Fiberglass Reinforced Plastic
0-010577 | QUIKTRIP CORPORATION #423 | 13067 W THOMAS RD | AVONDALE | AZ | 85392 | Maricopa | 3 | Open | 2016-10-13 | 10000 | Other | COMPARTMENT B | Double Walled | Fiberglass Reinforced Plastic | Pressure | Double Walled | Fiberglass Reinforced Plastic
0-004569 | FIRST STUDENT, INC. #20987 | 690 W SCHOOL BUS LN | SNOWFLAKE | AZ | 85937 | Navajo | 2 | Perm Closure | 1960-05-12 | 1000 | Gasoline | COMPARTMENT A | Double Walled | Asphalt coated or Bare Steel |  |  |  | Removal | 1993-08-16
0-006019 | STAR ROOFING INC | 9201 N 9TH AVE | PHOENIX | AZ | 85021 | Maricopa | 2 | Perm Closure | 1984-03-28 | 1000 | Gasoline | COMPARTMENT A | Unknown | Asphalt coated or Bare Steel |  |  |  | Removal | 1991-09-25
0-004248 | SPEEDWAY STORE #2977 | 1060 E 18TH ST | DOUGLAS | AZ | 85607 | Cochise | 4 | Perm Closure | 1975-05-07 | 12000 | Gasoline | COMPARTMENT A | Double Walled | Asphalt coated or Bare Steel |  |  |  | Removal | 1997-10-01
0-004248 | SPEEDWAY STORE #2977 | 1060 E 18TH ST | DOUGLAS | AZ | 85607 | Cochise | 6 | Open | 1997-11-05 | 12000 | Gasoline (PUL) | COMPARTMENT A | Double Walled | Fiberglass Reinforced Plastic | Pressure | Double Walled | Fiberglass Reinforced Plastic
0-007364 | EL CAMPO TIRE #10 | 6666 E TANQUE VERDE RD | TUCSON | AZ | 85715 | Pima | 1 | Perm Closure | 1978-01-01 | 1000 | Used Oil/Waste Oil | COMPARTMENT A | Unknown | Asphalt coated or Bare Steel | Gravity Feed |  |  | Removal | 1995-02-01
0-008784 | 847 N STONE - FACILITY | 847 N STONE AVE | TUCSON | AZ | 85705 | Pima | 5 | Perm Closure | 1960-01-01 | 2000 | Unidentified | COMPARTMENT A | Double Walled | Asphalt coated or Bare Steel |  |  |  | Removal | 1998-07-16
0-002112 | BLACK CANYON TEXACO | 33050 S COLDWATER RD | BLACK CANYON CITY | AZ | 85324 | Yavapai | 4 | Perm Closure | 1966-01-01 | 6000 | Diesel | COMPARTMENT A | Single Walled | Asphalt coated or Bare Steel | Pressure | Single Walled | Bare or Galvanized Steel | Removal | 1995-04-13
0-010446 | FIREBIRD FUEL #6146 | 802 N 97TH AVE | TOLLESON | AZ | 85353 | Maricopa | 1 | Open | 2012-03-01 | 12000 | Diesel | COMPARTMENT A | Double Walled | Fiberglass Reinforced Plastic | Pressure | Double Walled | Fiberglass Reinforced Plastic
0-003454 | NATIONAL CAR RENTAL | 1402 N 24TH AVE | PHOENIX | AZ | 85009 | Maricopa | 1 | Perm Closure | 1985-01-01 | 12000 | Gasoline | COMPARTMENT A | Double Walled | Fiberglass Reinforced Plastic | Suction - Check Valve at the Tank Top |  |  | Removal | 2006-02-23
0-002458 | PHOENIX GUARDTOP | 1048 W MARICOPA FWY | PHOENIX | AZ | 85007 | Maricopa | 2 | Perm Closure | 1971-05-08 | 2000 | Gasoline | COMPARTMENT A | Single Walled | Asphalt coated or Bare Steel |  |  |  | Removal | 1986-05-01
0-007450 | PARCEL 121-01-046 | 1150 N MAGNOLIA AVE | TUCSON | AZ | 85712 | Pima | 1 | Perm Closure | 2005-06-17 | 10000 | Gasoline | COMPARTMENT A | Unknown | Asphalt coated or Bare Steel | Pressure |  | Bare or Galvanized Steel | Removal | 1991-08-29
0-004291 | CORONADO GENERATING PLANT |  | SAINT JOHNS |  |  | Apache | 6 | Perm Closure | 1978-05-01 | 10000 | Gasoline | COMPARTMENT A | Unknown | Asphalt coated or Bare Steel |  |  |  | Removal | 1990-09-01
0-010143 | CBL LUBE CENTER | 14100 N 88TH AVE | PEORIA | AZ | 85381 | Maricopa | 1 | Perm Closure | 1980-01-01 | 1000 | Used Oil/Waste Oil | COMPARTMENT A | Single Walled | Asphalt coated or Bare Steel |  |  |  | Removal | 2006-08-02
0-010592 | FRYS FOOD & DRUG STORES #18 | 10661 N ORACLE RD | ORO VALLEY | AZ | 85737 | Pima | 1 | Open | 2017-03-16 | 20000 | Gasoline (UL) | COMPARTMENT A | Double Walled | Fiberglass Reinforced Plastic
0-010334 | FRYS FUEL CENTER #610 | 4230 W MCDOWELL RD | PHOENIX | AZ | 85009 | Maricopa | 2 | Open | 2009-07-06 | 8000 | Gasoline | COMPARTMENT B | Double Walled | Fiberglass Reinforced Plastic | Pressure |  | Flexible
0-010352 | FRYS FUEL CENTER #618 | 3246 E BELL RD | PHOENIX | AZ | 85032 | Maricopa | 2 | Open | 2010-02-11 | 8000 | Gasoline | COMPARTMENT A | Double Walled | Fiberglass Reinforced Plastic | Pressure | Double Walled | Flexible
0-010495 | QUIK TRIP #1483 | 3390 W INA RD | TUCSON | AZ | 85741 | Pima | 1 | Open | 2013-12-19 | 12000 | Diesel | COMPARTMENT A | Double Walled | Fiberglass Reinforced Plastic | Pressure | Double Walled | Fiberglass Reinforced Plastic
0-010495 | QUIK TRIP #1483 | 3390 W INA RD | TUCSON | AZ | 85741 | Pima | 3 | Open | 2013-12-19 | 20000 | Gasoline (UL) | COMPARTMENT A | Double Walled | Fiberglass Reinforced Plastic | Pressure | Double Walled | Fiberglass Reinforced Plastic
0-006208 | TEXACO - RON'S FREEWAY TEXACO | 702 W STARR PASS BLVD | TUCSON | AZ | 85713 | Pima | 3 | Perm Closure | 1970-06-09 | 5000 | Gasoline | COMPARTMENT A | Double Walled | Asphalt coated or Bare Steel | Pressure |  |  | Removal | 1997-01-16
0-003927 | PINTO VALLEY OPERATIONS |  | MIAMI |  |  | Gila | 6 | Perm Closure | 2005-06-17 | 10000 | Diesel | COMPARTMENT A | Single Walled | Asphalt coated or Bare Steel |  |  |  | Removal | 1997-10-08
0-004215 | RUNWAY INDUSTRIAL PARK | 4001 N RUNWAY DR | TUCSON | AZ | 85705 | Pima | 1 | Perm Closure | 1978-05-08 |  | Diesel | COMPARTMENT A | Unknown | Unknown |  |  |  | Removal | 1988-12-01
0-000312 | ADOT - WINSLOW MAINTENANCE CAMP |  | WINSLOW WEST |  |  | Coconino | 2 | Perm Closure | 1970-01-01 | 2000 | Gasoline | COMPARTMENT A |  | Asphalt coated or Bare Steel | Suction - Check Valve at the Dispenser | Single Walled | Bare or Galvanized Steel | Removal | 1999-10-13
0-000312 | ADOT - WINSLOW MAINTENANCE CAMP |  | WINSLOW WEST |  |  | Coconino | 1 | Perm Closure | 1970-01-01 | 5000 | Diesel | COMPARTMENT A |  | Asphalt coated or Bare Steel | Suction - Check Valve at the Dispenser | Single Walled | Bare or Galvanized Steel | Removal | 1999-10-13
0-004844 | VULCAN - ORANGE GROVE FACILITY | 6601 N CASA GRANDE HWY | TUCSON | AZ | 85743 | Pima | 1 | Perm Closure | 1975-01-01 | 6000 | Gasoline | COMPARTMENT A | Double Walled | Asphalt coated or Bare Steel | Pressure |  | Bare or Galvanized Steel | Removal | 1992-03-31
0-005289 | UNOCAL #4893 | 2415 W GLENDALE AVE | PHOENIX | AZ | 85021 | Maricopa | 1 | Perm Closure | 1981-04-15 | 10000 | Gasoline | COMPARTMENT A | Double Walled | Fiberglass Reinforced Plastic | Pressure |  | Fiberglass Reinforced Plastic | Removal | 1997-01-27
0-005289 | UNOCAL #4893 | 2415 W GLENDALE AVE | PHOENIX | AZ | 85021 | Maricopa | 3 | Perm Closure | 1963-04-16 | 280 | Used Oil/Waste Oil | COMPARTMENT A | Double Walled | Asphalt coated or Bare Steel | Gravity Feed |  |  | Removal | 1990-10-22
0-010148 | 76 GAS STATION | 1033 N 24TH ST | PHOENIX | AZ | 85008 | Maricopa | 1 | Open | 1999-11-01 | 12000 | Gasoline | COMPARTMENT A | Double Walled | Fiberglass Reinforced Plastic | Pressure | Double Walled | Fiberglass Reinforced Plastic
0-010529 | CIRCLE K STORE #2741628 | 1111 N 67TH AVE | PHOENIX | AZ | 85043 | Maricopa | 2 | Open | 2015-03-31 | 8000 | Gasoline (PUL) | COMPARTMENT C | Double Walled | Composite (Steel/Fiberglass) | Pressure | Double Walled | Fiberglass Reinforced Plastic
0-002097 | CAPITAL GAS | 709 W HOPI DR | HOLBROOK | AZ | 86025 | Navajo | 1 | Perm Closure | 1942-01-01 | 1500 | Diesel | COMPARTMENT A | Single Walled | Asphalt coated or Bare Steel | Suction - Check Valve at the Tank Top |  |  | Removal | 1992-09-17
0-002450 | FOLKESTAD CONTRACTING | 2112 W MELINDA LN | PHOENIX | AZ | 85027 | Maricopa | 1 | Perm Closure | 1984-05-07 | 1000 | Gasoline | COMPARTMENT A | Single Walled | Asphalt coated or Bare Steel |  |  |  | Removal | 1986-03-03
0-002441 | CARPET WAREHOUSE | 1104 S BEELINE HWY | PAYSON | AZ | 85541 | Gila | 3 | Perm Closure | 2005-06-17 |  | Unidentified | COMPARTMENT A | Unknown | Unknown |  |  |  | Removal | 1990-04-17
0-003725 | IRVING KOZINETS | 1800 E APACHE BLVD | TEMPE | AZ | 85281 | Maricopa | 2 | Perm Closure | 1964-04-02 | 6000 | Gasoline | COMPARTMENT A | Unknown | Asphalt coated or Bare Steel |  |  |  | Removal | 1976-08-01
0-007454 | USAF - LUKE AFB GOLDWATER RANGE |  | LUKE AFB |  |  | Maricopa | 3 | Perm Closure | 1955-01-01 | 3000 | Diesel | COMPARTMENT A | Single Walled | Concrete | Gravity Feed |  | Bare or Galvanized Steel | Removal | 1991-10-10
0-005593 | WAYNE WEILER | 2323 W SOUTH MOUNTAIN AVE | PHOENIX | AZ | 85041 | Maricopa | 2 | Perm Closure | 2005-06-17 | 2000 | Gasoline | COMPARTMENT A | Unknown | Asphalt coated or Bare Steel |  |  |  | Removal | 1988-12-16
0-010167 | QUIKTRIP #453 | 11604 W OLIVE AVE | YOUNGTOWN | AZ | 85363 | Maricopa | 4 | Open | 2014-10-22 | 10000 | Diesel | COMPARTMENT A | Double Walled | Fiberglass Reinforced Plastic | Pressure | Double Walled | Fiberglass Reinforced Plastic
0-010167 | QUIKTRIP #453 | 11604 W OLIVE AVE | YOUNGTOWN | AZ | 85363 | Maricopa | 3 | Open | 2006-11-16 | 20000 | Gasoline | COMPARTMENT A | Double Walled | Fiberglass Reinforced Plastic | Pressure | Double Walled | Fiberglass Reinforced Plastic
0-010181 | SAFEWAY #2835 | 3313 N HUNT HWY | FLORENCE | AZ | 85132 | Pinal | 1 | Open | 2007-04-23 | 20000 | Gasoline | COMPARTMENT A | Double Walled | Fiberglass Reinforced Plastic | Pressure | Double Walled | Flexible
0-010181 | SAFEWAY #2835 | 3313 N HUNT HWY | FLORENCE | AZ | 85132 | Pinal | 3 | Open | 2007-04-23 | 10000 | Diesel | COMPARTMENT B | Double Walled | Fiberglass Reinforced Plastic | Pressure | Double Walled | Flexible
0-010299 | GENERAL MOTORS DESERT PROVING GROUND | 1500 E GM DR | YUMA | AZ | 85365 | Yuma | 1 | Open | 2009-04-08 | 12000 | Gasoline | COMPARTMENT A | Double Walled | Fiberglass Reinforced Plastic | Pressure | Double Walled | Flexible
0-010299 | GENERAL MOTORS DESERT PROVING GROUND | 1500 E GM DR | YUMA | AZ | 85365 | Yuma | 9 | Open | 2009-04-08 | 12000 | Gasoline | COMPARTMENT A | Double Walled | Fiberglass Reinforced Plastic | Pressure | Double Walled | Flexible
0-010299 | GENERAL MOTORS DESERT PROVING GROUND | 1500 E GM DR | YUMA | AZ | 85365 | Yuma | 11 | Open | 2009-04-02 | 12000 | Gasoline | COMPARTMENT A | Single Walled | Asphalt coated or Bare Steel | Pressure | Double Walled | Flexible
0-009599 | 7-ELEVEN #32280 | 7442 S 48TH ST | PHOENIX | AZ | 85042 | Maricopa | 3 | Perm Closure | 1998-07-01 | 10000 | Gasoline (PUL) | COMPARTMENT A | Double Walled | Composite (Steel/Fiberglass) | Pressure | Double Walled | Flexible | Removal | 2018-11-15
0-010212 | CIRCLE K STORE #2703372 | 3077 S VAL VISTA DR | GILBERT | AZ | 85295 | Maricopa | 2 | Open | 2007-10-15 | 20000 | Gasoline | COMPARTMENT A | Double Walled | Fiberglass Reinforced Plastic | Pressure | Double Walled | Fiberglass Reinforced Plastic
0-010234 | FMI-AJO |  | AJO |  |  | Pima | 1 | Perm Closure | 2008-06-10 | 550 | Gasoline | COMPARTMENT A |  | Asphalt coated or Bare Steel |  |  |  | Removal | 2008-04-15
0-010243 | GILA APN 206-19-010 | 300 W LIVE OAK ST | MIAMI | AZ | 85539 | Gila | 1 | Perm Closure | 2008-10-06 | 1100 | Unidentified | COMPARTMENT A | Single Walled | Asphalt coated or Bare Steel |  |  |  | Removal | 2008-05-08
0-010243 | GILA APN 206-19-010 | 300 W LIVE OAK ST | MIAMI | AZ | 85539 | Gila | 2 | Perm Closure | 2008-10-06 | 1100 | Unidentified | COMPARTMENT A | Single Walled | Asphalt coated or Bare Steel |  |  |  | Removal | 2008-05-08
0-010254 | CIRCLE K STORE #2703378 | 5880 W CAMELBACK RD | GLENDALE | AZ | 85301 | Maricopa | 3 | Open | 2008-06-18 | 20000 | Diesel | COMPARTMENT A | Double Walled | Fiberglass Reinforced Plastic | Pressure | Double Walled | Fiberglass Reinforced Plastic
0-009666 | R & W EXCAVATING INC | 765 W TOWNSHIP | COLORADO CITY | AZ | 86021 | Mohave | 3 | Perm Closure | 2000-05-10 | 10000 | Kerosene | COMPARTMENT A | Double Walled | Fiberglass Reinforced Plastic | Pressure | Double Walled | Flexible | Removal | 2013-05-10
0-010316 | CESSNA/CITATION MESA SERVICE CENTER | 5533 S SOSSAMAN RD | MESA | AZ | 85212 | Maricopa | 1 | Open | 2009-11-06 | 20000 | Jet Fuel | COMPARTMENT B | Double Walled | Fiberglass Reinforced Plastic | Pressure | Single Walled | Fiberglass Reinforced Plastic
0-000074 | AERO RENTAL INC | 1144 N ALVERNON WAY | TUCSON | AZ | 85712 | Pima | 1 | Perm Closure | 1974-01-01 | 1000 | Gasoline | COMPARTMENT A |  | Asphalt coated or Bare Steel |  |  |  | Removal | 1989-10-26
0-010079 | CIRCLE K STORE #2706671 | 39414 N DAISY MOUNTAIN DR | ANTHEM | AZ | 85086 | Maricopa | 3 | Open | 2007-04-19 | 20000 | Gasoline | COMPARTMENT A | Double Walled | Fiberglass Reinforced Plastic | Pressure | Double Walled | Fiberglass Reinforced Plastic
0-010350 | QUIKTRIP #445 | 2775 S 51ST AVE | PHOENIX | AZ | 85043 | Maricopa | 3 | Open | 2010-05-10 | 8000 | Diesel | COMPARTMENT B | Double Walled | Fiberglass Reinforced Plastic | Pressure | Double Walled | Fiberglass Reinforced Plastic
0-008989 | BUG'S DIESEL & RV | 220 E FRONTIER ST | ELOY | AZ | 85131 | Pinal | 1 | Perm Closure | 1966-01-01 | 10000 | Gasoline | COMPARTMENT A | Unknown | Asphalt coated or Bare Steel | Gravity Feed |  | Bare or Galvanized Steel | Removal | 1999-06-24
0-008989 | BUG'S DIESEL & RV | 220 E FRONTIER ST | ELOY | AZ | 85131 | Pinal | 3 | Perm Closure | 1966-01-01 | 6000 | Gasoline | COMPARTMENT A | Unknown | Asphalt coated or Bare Steel | Gravity Feed |  | Bare or Galvanized Steel | Removal | 1999-06-24
0-010375 | JA'S ARCO | 935 N 43RD AVE | PHOENIX | AZ | 85009 | Maricopa | 1 | Open | 2010-04-15 | 20000 | Gasoline | COMPARTMENT A | Double Walled | Fiberglass Reinforced Plastic | Pressure | Double Walled | Fiberglass Reinforced Plastic
0-010387 | 500-30-004 | 213 OLD WEST HWY | DUNCAN | AZ | 85534 | Greenlee | 3 | Perm Closure | 2011-02-07 | 6000 | Gasoline | COMPARTMENT A | Single Walled | Asphalt coated or Bare Steel |  |  |  | Removal | 2010-11-30
0-010387 | 500-30-004 | 213 OLD WEST HWY | DUNCAN | AZ | 85534 | Greenlee | 2 | Perm Closure | 2011-02-07 | 6000 | Gasoline | COMPARTMENT A | Single Walled | Asphalt coated or Bare Steel |  |  |  | Removal | 2010-11-30
0-010419 | COSTCO WHOLESALE #1079 | 1650 E TUCSON MARKETPLACE BLVD | TUCSON | AZ | 85713 | Pima | 4 | Open | 2011-04-14 | 1500 | Solvent | COMPARTMENT A | Double Walled | Fiberglass Reinforced Plastic | Pressure | Double Walled | Fiberglass Reinforced Plastic
0-010398 | FRYS FUEL CENTER #46 | 7430 S 7TH ST | PHOENIX | AZ | 85042 | Maricopa | 1 | Open | 2010-12-02 | 20000 | Gasoline | COMPARTMENT A | Double Walled | Fiberglass Reinforced Plastic | Pressure |  | Flexible
0-002211 | SMART MOTORS | 5200 E SPEEDWAY BLVD | TUCSON | AZ | 85712 | Pima | 3 | Perm Closure | 1967-05-06 | 1000 | Unidentified | COMPARTMENT A | Double Walled | Asphalt coated or Bare Steel |  |  |  | Removal | 1989-01-12
0-005655 | WHITING STATION #3 | 728 W HOPI DR | HOLBROOK | AZ | 86025 | Navajo | 3 | Perm Closure | 1971-01-01 | 2000 | Gasoline | COMPARTMENT A | Single Walled | Asphalt coated or Bare Steel | Pressure |  |  | Removal | 1996-08-22
0-005655 | WHITING STATION #3 | 728 W HOPI DR | HOLBROOK | AZ | 86025 | Navajo | 4 | Perm Closure | 1971-01-01 | 2000 | Gasoline | COMPARTMENT A | Single Walled | Asphalt coated or Bare Steel | Suction - Check Valve at the Tank Top |  |  | Removal | 1996-08-22
0-005655 | WHITING STATION #3 | 728 W HOPI DR | HOLBROOK | AZ | 86025 | Navajo | 7 | Perm Closure | 2005-06-17 | 1000 | Gasoline | COMPARTMENT A | Single Walled | Asphalt coated or Bare Steel |  |  |  | Removal | 1996-08-22
0-005655 | WHITING STATION #3 | 728 W HOPI DR | HOLBROOK | AZ | 86025 | Navajo | 1 | Perm Closure | 1980-01-01 | 4000 | Gasoline | COMPARTMENT A | Single Walled | Asphalt coated or Bare Steel | Pressure |  |  | Removal | 1996-08-22
0-005655 | WHITING STATION #3 | 728 W HOPI DR | HOLBROOK | AZ | 86025 | Navajo | 5 | Perm Closure | 1971-01-01 | 2000 | Diesel | COMPARTMENT A | Single Walled | Asphalt coated or Bare Steel | Suction - Check Valve at the Tank Top |  |  | Removal | 1996-08-22
0-005655 | WHITING STATION #3 | 728 W HOPI DR | HOLBROOK | AZ | 86025 | Navajo | 8 | Perm Closure | 2005-06-17 | 500 | Unidentified | COMPARTMENT A | Single Walled | Asphalt coated or Bare Steel |  |  |  | Removal | 1996-08-22
0-003484 | NAVAJO COUNTY - GOVERNMENTAL COMPLEX | 100 E CARTER DR | HOLBROOK | AZ | 86025 | Navajo | 1 | Perm Closure | 1978-05-06 | 5000 | Gasoline | COMPARTMENT A | Unknown | Asphalt coated or Bare Steel | Suction - Check Valve at the Tank Top |  |  | Removal | 1992-12-18
0-002031 | HILLTOP SHELL | 2136 HIGHWAY 95 | BULLHEAD CITY | AZ | 86442 | Mohave | 1 | Perm Closure | 1974-01-01 | 10000 | Diesel | COMPARTMENT A | Single Walled | Asphalt coated or Bare Steel | Suction - Check Valve at the Tank Top |  |  | Removal | 2006-05-31
0-002031 | HILLTOP SHELL | 2136 HIGHWAY 95 | BULLHEAD CITY | AZ | 86442 | Mohave | 2 | Perm Closure | 1974-01-01 | 10000 | Gasoline | COMPARTMENT A | Single Walled | Asphalt coated or Bare Steel | Suction - Check Valve at the Tank Top |  |  | Removal | 2006-05-31
0-007536 | ARCO - 24TH STREET & CAMELBACK |  | PHOENIX |  |  | Maricopa | 1 | Perm Closure | 2005-06-17 |  | Unidentified | COMPARTMENT A | Double Walled | Asphalt coated or Bare Steel |  |  |  | Removal | 1991-10-21
0-004162 | ROAD JAMMERS MACHINERY | 4300 S 17TH AVE | PHOENIX | AZ | 85041 | Maricopa | 3 | Perm Closure | 1981-03-17 | 4000 | Gasoline | COMPARTMENT A | Unknown | Asphalt coated or Bare Steel |  |  |  | Removal | 1992-07-07
0-003260 | CHECKER #4142 | 6002 N 35TH AVE | PHOENIX | AZ | 85017 | Maricopa | 3 | Perm Closure | 1982-04-21 | 10000 | Gasoline | COMPARTMENT A | Double Walled | Fiberglass Reinforced Plastic |  |  |  | Removal | 1990-12-12
0-005220 | U-HAUL - SCOTTSDALE CENTER | 3033 N SCOTTSDALE RD | SCOTTSDALE | AZ | 85251 | Maricopa | 2 | Perm Closure | 1981-04-21 | 12000 | Gasoline | COMPARTMENT A | Double Walled | Asphalt coated or Bare Steel | Pressure |  |  | Removal | 1994-03-24
0-005588 | DYNAMITE AUTO SALES | 3050 E VAN BUREN ST | PHOENIX | AZ | 85008 | Maricopa | 1 | Perm Closure | 1976-04-30 | 10000 | Gasoline | COMPARTMENT A | Unknown | Asphalt coated or Bare Steel | Pressure |  |  | Removal | 1993-09-09
0-005612 | WESTERN COTTON SERVICES - PHOENIX MILL | 615 S 51ST AVE | PHOENIX | AZ | 85043 | Maricopa | 2 | Perm Closure | 1974-01-01 | 10000 | Diesel | COMPARTMENT A | Single Walled | Asphalt coated or Bare Steel |  |  |  | Removal | 1988-09-09
0-003841 | CITY OF PHOENIX - FIRE DEPTARTMENT RESOURCE MANAGMENT | 2450 S 22ND AVE | PHOENIX | AZ | 85009 | Maricopa | 1 | Perm Closure | 1985-01-01 | 1000 | Diesel | COMPARTMENT A | Single Walled | Fiberglass Reinforced Plastic | Suction - Check Valve at the Tank Top | Single Walled | Fiberglass Reinforced Plastic | Removal | 1997-04-08
0-000493 | ARCO #5345 | 2751 E UNIVERSITY DR | MESA | AZ | 85213 | Maricopa | 3 | Perm Closure | 1985-01-01 | 12000 | Gasoline | COMPARTMENT A | Double Walled | Fiberglass Reinforced Plastic | Pressure |  | Fiberglass Reinforced Plastic | Removal | 2019-06-06
0-005784 | ARCO #5361 | 1955 E MCKELLIPS RD | MESA | AZ | 85203 | Maricopa | 3 | Perm Closure | 1987-09-14 | 12000 | Gasoline | COMPARTMENT A | Double Walled | Fiberglass Reinforced Plastic | Pressure |  | Fiberglass Reinforced Plastic | Removal | 2006-06-22
0-007497 | CITY OF PHOENIX - SITE # 2 MCMULLAN VALLEY |  | WENDEN |  |  | La Paz | 3 | Perm Closure | 2005-06-17 | 2000 | Gasoline | COMPARTMENT A |  | Asphalt coated or Bare Steel | Suction - Check Valve at the Tank Top |  | Bare or Galvanized Steel | Removal | 1992-04-02
0-003492 | DUNCAN VALLEY ELECTRIC COOP | 222 HIGHWAY 75 | DUNCAN | AZ | 85534 | Greenlee | 2 | Perm Closure | 1983-10-18 | 2000 | Gasoline | COMPARTMENT A | Double Walled | Asphalt coated or Bare Steel |  |  |  | Removal | 1990-01-23
0-002745 | CHIEFTAIN MOBIL |  | CHAMBERS |  |  | Apache | 1 | Perm Closure | 1969-01-01 | 6000 | Gasoline | COMPARTMENT A |  | Asphalt coated or Bare Steel | Pressure |  |  | Removal | 1999-12-14
0-002745 | CHIEFTAIN MOBIL |  | CHAMBERS |  |  | Apache | 4 | Perm Closure | 1969-01-01 | 6000 | Diesel | COMPARTMENT A |  | Asphalt coated or Bare Steel | Pressure |  |  | Removal | 1999-12-14
0-008285 | SOLOMON ELEMENTARY SCHOOL | 2250 S STEVENS AVE | SOLOMON | AZ | 85546 | Graham | 1 | Perm Closure | 2005-06-17 | 500 | Diesel | COMPARTMENT A | Double Walled | Asphalt coated or Bare Steel | Suction - Check Valve at the Tank Top |  | Bare or Galvanized Steel | Removal | 1994-02-08
0-006685 | OLD DIXIE GARAGE |  | BISBEE |  |  | Cochise | 3 | Perm Closure | 2005-06-17 | 4500 | Unidentified | COMPARTMENT A |  | Asphalt coated or Bare Steel | Suction - Check Valve at the Tank Top |  |  | Removal | 1992-08-18
0-001487 | CIRCLE K #2701795 | 1732 W VAN BUREN ST | PHOENIX | AZ | 85007 | Maricopa | 3 | Temp Closure | 1985-01-01 | 10000 | Gasoline | COMPARTMENT A | Single Walled | Fiberglass Reinforced Plastic | Pressure | Single Walled | Fiberglass Reinforced Plastic |  | 2020-10-06
0-007958 | CLASSIC CAR SPA | 1555 W WARNER RD | GILBERT | AZ | 85233 | Maricopa | 1 | Perm Closure | 1990-02-01 | 10000 | Gasoline | COMPARTMENT A | Double Walled | Composite (Steel/Fiberglass) | Pressure | Double Walled | Fiberglass Reinforced Plastic | Removal | 2007-02-20
0-001365 | CIRCLE K #1116 | 101 MISSION LN | HOLBROOK | AZ | 86025 | Navajo | 4 | Open | 1996-01-05 | 10000 | Gasoline (UL) | COMPARTMENT A |  | Fiberglass Reinforced Plastic | Pressure | Double Walled | Fiberglass Reinforced Plastic
0-001053 | CHEVRON #9-4590 | 6301 E BENSON HWY | TUCSON | AZ | 85756 | Pima | 2 | Perm Closure | 1967-01-01 | 10000 | Gasoline | COMPARTMENT A |  | Asphalt coated or Bare Steel | Pressure |  | Fiberglass Reinforced Plastic | Removal | 1995-12-08
0-000821 | NORQUIP RENTAL | 1974 ACOMA BLVD W | LAKE HAVASU CITY | AZ | 86403 | Mohave | 1 | Perm Closure | 1975-01-01 | 5000 | Gasoline | COMPARTMENT A | Single Walled | Asphalt coated or Bare Steel | Suction - Check Valve at the Tank Top |  |  | Removal | 1997-10-23
0-007798 | FORMER FLICKS & SUBS | 834 S STATE ROUTE 69 | DEWEY | AZ | 86327 | Yavapai | 3 | Perm Closure | 1965-01-01 | 2000 | Gasoline | COMPARTMENT A |  | Asphalt coated or Bare Steel | Suction - Check Valve at the Dispenser |  |  | Removal | 1999-09-02
0-007798 | FORMER FLICKS & SUBS | 834 S STATE ROUTE 69 | DEWEY | AZ | 86327 | Yavapai | 1 | Perm Closure | 1965-01-01 | 1000 | Gasoline | COMPARTMENT A |  | Asphalt coated or Bare Steel | Suction - Check Valve at the Dispenser |  | Bare or Galvanized Steel | Removal | 1999-09-02
0-001266 | CIRCLE K #596 | 9205 E MAIN ST | MESA | AZ | 85207 | Maricopa | 1 | Perm Closure | 1971-01-01 | 10000 | Gasoline | COMPARTMENT A |  | Asphalt coated or Bare Steel | Suction - Check Valve at the Tank Top |  |  | Removal | 1993-04-09
0-009298 | ROOSEVELT CARDLOCK | 1001 N 57TH AVE | PHOENIX | AZ | 85043 | Maricopa | 2 | Open | 1998-03-12 | 12000 | Gasoline | COMPARTMENT B | Double Walled | Fiberglass Reinforced Plastic
0-001044 | CHEVRON #9-7915 | 1635 E ASH ST | GLOBE | AZ | 85501 | Gila | 1 | Perm Closure | 1982-01-01 | 10000 | Gasoline | COMPARTMENT A | Single Walled | Fiberglass Reinforced Plastic | Pressure |  | Fiberglass Reinforced Plastic | Removal | 1995-03-31
0-006590 | SRP - EAST VALLEY GARAGE | 7050 E UNIVERSITY DR | MESA | AZ | 85207 | Maricopa | 2 | Perm Closure | 1988-12-21 | 15000 | Diesel | COMPARTMENT A | Single Walled | Asphalt coated or Bare Steel | Pressure |  | Bare or Galvanized Steel | Removal | 2020-07-09
0-006590 | SRP - EAST VALLEY GARAGE | 7050 E UNIVERSITY DR | MESA | AZ | 85207 | Maricopa | 1 | Perm Closure | 1989-01-01 | 15000 | Gasoline | COMPARTMENT A |  | Asphalt coated or Bare Steel | Pressure |  | Bare or Galvanized Steel | Removal | 2008-04-24
0-006173 | CITY OF PEORIA - FLEET MAINTENANCE | 8850 N 79TH AVE | PEORIA | AZ | 85345 | Maricopa | 2 | Perm Closure | 1988-05-12 | 20000 | Diesel | COMPARTMENT A | Double Walled | Fiberglass Reinforced Plastic | Pressure |  | Fiberglass Reinforced Plastic | Removal | 2016-08-02
0-004607 | SOUTHERN ARIZONA DISTRIBUTING | 20 COCHISE ROW | BISBEE | AZ | 85603 | Cochise | 2 | Perm Closure | 1984-02-26 | 4000 | Diesel | COMPARTMENT A | Double Walled | Asphalt coated or Bare Steel | Suction - Check Valve at the Tank Top |  |  | Removal | 1998-11-10
0-001341 | CIRCLE K #880 | 303 E 16TH ST | DOUGLAS | AZ | 85607 | Cochise | 1 | Perm Closure | 1976-01-01 | 10000 | Gasoline | COMPARTMENT A |  | Asphalt coated or Bare Steel | Pressure |  |  | Removal | 1997-08-06
0-008153 | H & Z INVESTMENTS INC | 825 E MONROE AVE | BUCKEYE | AZ | 85326 | Maricopa | 3 | Perm Closure | 1971-01-01 | 6000 | Gasoline | COMPARTMENT A | Single Walled | Asphalt coated or Bare Steel | Pressure | Double Walled |  | Removal | 2018-09-27
0-001441 | CIRCLE K #1580 | 1602 E BROADWAY BLVD | TUCSON | AZ | 85719 | Pima | 4 | Perm Closure | 2005-06-17 | 500 | Used Oil/Waste Oil | COMPARTMENT A | Single Walled | Asphalt coated or Bare Steel |  |  |  | Removal | 1994-09-15
0-001441 | CIRCLE K #1580 | 1602 E BROADWAY BLVD | TUCSON | AZ | 85719 | Pima | 2 | Open | 1982-01-01 | 20000 | Gasoline (UL) | COMPARTMENT A | Single Walled | Asphalt coated or Bare Steel | Pressure | Single Walled | Bare or Galvanized Steel
0-005641 | CARS 2 GO | 4850 W GLENDALE AVE | GLENDALE | AZ | 85301 | Maricopa | 1 | Perm Closure | 1972-12-25 | 550 | Used Oil/Waste Oil | COMPARTMENT A | Unknown | Unknown | Gravity Feed |  |  | Removal | 1994-04-28
0-005641 | CARS 2 GO | 4850 W GLENDALE AVE | GLENDALE | AZ | 85301 | Maricopa | 2 | Perm Closure | 1973-12-24 | 600 | Used Oil/Waste Oil | COMPARTMENT A | Unknown | Unknown | Gravity Feed |  |  | Removal | 1994-04-28
0-006490 | HOLIDAY STATION | 859 W MIRACLE MILE | TUCSON | AZ | 85705 | Pima | 1 | Perm Closure | 1973-10-16 | 5000 | Gasoline | COMPARTMENT A | Double Walled | Asphalt coated or Bare Steel |  |  |  | Removal | 1996-07-08
0-004184 | PENSKE TRUCK LEASING CO | 1249 W FAIRMONT DR | TEMPE | AZ | 85282 | Maricopa | 5 | Perm Closure | 1980-04-10 | 12000 | Diesel | COMPARTMENT A | Double Walled | Asphalt coated or Bare Steel | Pressure |  | Bare or Galvanized Steel | Removal | 1994-03-25
0-004184 | PENSKE TRUCK LEASING CO | 1249 W FAIRMONT DR | TEMPE | AZ | 85282 | Maricopa | 6 | Perm Closure | 1980-04-10 | 1000 | Used Oil/Waste Oil | COMPARTMENT A | Double Walled | Asphalt coated or Bare Steel | Pressure |  | Bare or Galvanized Steel | Removal | 1994-03-25
0-003748 | CHAPMAN MESA AUTO CENTER | 1208 W BROADWAY RD | MESA | AZ | 85202 | Maricopa | 4 | Perm Closure | 1967-01-01 | 3000 | Gasoline | COMPARTMENT A |  | Asphalt coated or Bare Steel |  |  |  | Removal | 1978-08-01
0-007205 | APS - BOUSE PROPERTY |  | BOUSE |  |  | La Paz | 1 | Perm Closure | 2005-06-17 | 4000 | Diesel | COMPARTMENT A | Unknown | Unknown |  |  |  | Removal | 1991-03-25
0-004590 | CITY OF DOUGLAS - POLICE DEPARTMENT | 300 E 14TH ST | DOUGLAS | AZ | 85607 | Cochise | 2 | Perm Closure | 1976-05-06 | 500 | Diesel | COMPARTMENT A | Unknown | Asphalt coated or Bare Steel |  |  |  | Removal | 1990-02-02
0-001419 | CIRCLE K #1488 | 97 N GARDEN AVE | SIERRA VISTA | AZ | 85635 | Cochise | 3 | Open | 1973-01-01 | 10000 | Gasoline (UL) | COMPARTMENT A | Single Walled | Fiberglass Reinforced Plastic | Pressure | Double Walled | Fiberglass Reinforced Plastic
0-007256 | FRY'S FUEL CENTER #665 | 150 E OLD WEST HWY | APACHE JUNCTION | AZ | 85119 | Pinal | 1 | Perm Closure | 1989-10-20 | 10000 | Gasoline | COMPARTMENT A | Double Walled | Composite (Steel/Fiberglass) | Pressure | Double Walled | Fiberglass Reinforced Plastic | Removal | 2007-10-04
0-004920 | SANTA CRUZ VALLEY UNION HIGH SCHOOL | 900 N MAIN ST | ELOY | AZ | 85131 | Pinal | 1 | Perm Closure | 1979-01-01 | 10000 | Gasoline | COMPARTMENT A | Double Walled | Composite (Steel/Fiberglass) | Pressure | Double Walled | Fiberglass Reinforced Plastic | Removal | 2009-10-06
0-001564 | CLIFF DWELLERS LODGE | 1408 US HIGHWAY 89A | MARBLE CANYON | AZ | 86036 | Coconino | 1 | Perm Closure | 1971-01-01 | 8000 | Gasoline | COMPARTMENT A | Single Walled | Asphalt coated or Bare Steel |  |  |  | Removal | 1990-04-02
0-000767 | SOMERTON AUTO & TIRE CENTER | 153 W MAIN ST | SOMERTON | AZ | 85350 | Yuma | 8 | Perm Closure | 1955-01-01 | 350 | Used Oil/Waste Oil | COMPARTMENT A |  | Asphalt coated or Bare Steel |  |  |  | Removal | 1997-07-02
0-000767 | SOMERTON AUTO & TIRE CENTER | 153 W MAIN ST | SOMERTON | AZ | 85350 | Yuma | 5 | Perm Closure | 1955-01-01 | 550 | Gasoline | COMPARTMENT A |  | Asphalt coated or Bare Steel | Pressure | Single Walled | Bare or Galvanized Steel | Removal | 1996-04-03
0-007946 | YUMA REGIONAL MEDICAL CENTER | 2400 S AVENUE A | YUMA | AZ | 85364 | Yuma | 3 | Perm Closure | 1993-01-01 | 6000 | Red Diesel | COMPARTMENT A | Double Walled | Fiberglass Reinforced Plastic | Pressure | Double Walled | Fiberglass Reinforced Plastic | Removal | 2016-02-17
0-002728 | PRESCOTT PETRO CLUB | 1299 E GURLEY ST | PRESCOTT | AZ | 86301 | Yavapai | 3 | Perm Closure | 1973-06-19 | 2000 | Gasoline | COMPARTMENT A | Single Walled | Asphalt coated or Bare Steel | Pressure |  | Fiberglass Reinforced Plastic | Removal | 1993-06-25
0-000609 | WILSON AUTOMOTIVE | 325 W GURLEY ST | PRESCOTT | AZ | 86301 | Yavapai | 4 | Perm Closure | 1961-01-01 | 600 | Used Oil/Waste Oil | COMPARTMENT A | Single Walled | Asphalt coated or Bare Steel |  |  |  | Removal | 1991-04-03
0-005201 | TUCSON UNIFIED SCHOOL DISTRICT #1 - CENTRAL MAINTENANCE YARD | 530 S NORRIS AVE | TUCSON | AZ | 85719 | Pima | 6 | Perm Closure | 1976-04-21 | 500 | Unidentified | COMPARTMENT A | Double Walled | Asphalt coated or Bare Steel |  |  |  | Closed in Place | 1993-01-08
0-009277 | OLD DEL MONTE | 2659 W DOBBINS RD | PHOENIX | AZ | 85041 | Maricopa | 2 | Perm Closure | 2005-06-17 | 550 | Gasoline | COMPARTMENT A | Unknown | Asphalt coated or Bare Steel |  |  |  | Removal | 1999-04-27
0-006130 | MOON VALLEY COUNTRY CLUB | 151 W MOON VALLEY DR | PHOENIX | AZ | 85023 | Maricopa | 2 | Perm Closure | 1973-01-01 | 1000 | Gasoline | COMPARTMENT A |  | Asphalt coated or Bare Steel |  |  |  | Removal | 1988-10-01
0-007133 | RIVERPOINT |  | PHOENIX |  |  | Maricopa | 3 | Perm Closure | 2005-06-17 | 8000 | Unidentified | COMPARTMENT A | Double Walled | Asphalt coated or Bare Steel | Pressure |  |  | Removal | 1990-09-14
0-007133 | RIVERPOINT |  | PHOENIX |  |  | Maricopa | 4 | Perm Closure | 2005-06-17 | 10000 | Unidentified | COMPARTMENT A | Double Walled | Asphalt coated or Bare Steel | Pressure |  |  | Removal | 1990-09-14
0-008184 | ROBERTS EXXON COUNTRY STORE | 15445 N GREASEWOOD ST | SURPRISE | AZ | 85378 | Maricopa | 1 | Perm Closure | 2005-06-17 | 10000 | Gasoline | COMPARTMENT A | Unknown | Asphalt coated or Bare Steel | Suction - Check Valve at the Tank Top |  | Bare or Galvanized Steel | Removal | 1993-08-18
0-008223 | PROFESSIONAL TRANSMISSION & SERVICE | 2901 E VAN BUREN ST | PHOENIX | AZ | 85008 | Maricopa | 3 | Perm Closure | 2005-06-17 | 1000 | Gasoline | COMPARTMENT A |  | Asphalt coated or Bare Steel |  |  |  | Closed in Place | 1985-01-01
0-001462 | CIRCLE K #2701662 | 4402 E OSBORN RD | PHOENIX | AZ | 85018 | Maricopa | 6 | Open | 2015-03-09 | 12000 | Diesel | COMPARTMENT A | Double Walled | Fiberglass Reinforced Plastic | Pressure | Double Walled | Fiberglass Reinforced Plastic
0-001462 | CIRCLE K #2701662 | 4402 E OSBORN RD | PHOENIX | AZ | 85018 | Maricopa | 1 | Perm Closure | 1985-01-01 | 10000 | Gasoline | COMPARTMENT A | Single Walled | Fiberglass Reinforced Plastic | Pressure |  | Fiberglass Reinforced Plastic | Removal | 2015-03-20
0-006598 | YOUNGTOWN MOTORS | 12020 N 111TH AVE | YOUNGTOWN | AZ | 85363 | Maricopa | 3 | Perm Closure | 1970-01-15 | 10000 | Gasoline | COMPARTMENT A | Unknown | Asphalt coated or Bare Steel | Suction - Check Valve at the Tank Top |  |  | Removal | 1994-04-07
0-006598 | YOUNGTOWN MOTORS | 12020 N 111TH AVE | YOUNGTOWN | AZ | 85363 | Maricopa | 4 | Perm Closure | 1970-01-15 | 250 | Used Oil/Waste Oil | COMPARTMENT A | Unknown | Asphalt coated or Bare Steel | Gravity Feed |  |  | Removal | 1994-04-07
0-000463 | ARMCO | 5555 E VAN BUREN ST | PHOENIX | AZ | 85008 | Maricopa | 2 | Perm Closure | 1971-01-01 | 500 | Diesel | COMPARTMENT A |  | Asphalt coated or Bare Steel |  |  |  | Removal | 1990-09-28
0-007382 | ASTRO AUTOMOTIVE | 6814 N 19TH AVE | PHOENIX | AZ | 85015 | Maricopa | 1 | Perm Closure | 1972-04-01 | 500 | Used Oil/Waste Oil | COMPARTMENT A | Unknown | Asphalt coated or Bare Steel | Gravity Feed |  |  | Removal | 1991-08-04
0-008820 | KAG WEST PHOENIX | 6045 W WASHINGTON ST | PHOENIX | AZ | 85043 | Maricopa | 3 | Perm Closure | 2010-08-25 | 10000 | Gasoline | COMPARTMENT A |  | Asphalt coated or Bare Steel |  |  |  | Removal | 1996-12-03
0-008756 | PNI WAREHOUSE - FORMER |  | PHOENIX |  |  | Maricopa | 1 | Perm Closure | 2005-06-17 |  | Unidentified | COMPARTMENT A | Unknown | Unknown |  |  |  | Removal | 1982-01-01
0-003224 | EXXONMOBIL OIL CORP #12054 | 4750 E BELL RD | PHOENIX | AZ | 85032 | Maricopa | 3 | Perm Closure | 1984-07-21 | 6000 | Gasoline | COMPARTMENT A | Unknown | Fiberglass Reinforced Plastic | Pressure |  | Fiberglass Reinforced Plastic | Removal | 2008-04-17
0-004043 | RICOR EARTHWORKS & ASPHALTING | 3430 S 38TH ST | PHOENIX | AZ | 85040 | Maricopa | 3 | Perm Closure | 1978-03-12 | 3000 | Diesel | COMPARTMENT A | Double Walled | Asphalt coated or Bare Steel |  |  |  | Removal | 1988-06-01
0-005933 | BANNER - DESERT MEDICAL CENTER | 1400 S DOBSON RD | MESA | AZ | 85202 | Maricopa | 3 | Perm Closure | 1986-01-01 | 10000 | Unidentified | COMPARTMENT A | Double Walled | Fiberglass Reinforced Plastic | Suction - Check Valve at the Tank Top | Double Walled | Fiberglass Reinforced Plastic | Removal | 2001-07-27
0-004001 | JIFFY LUBE #2443 | 5710 E 22ND ST | TUCSON | AZ | 85711 | Pima | 3 | Perm Closure | 1980-04-03 | 3000 | Used Oil/Waste Oil | COMPARTMENT A | Double Walled | Asphalt coated or Bare Steel | Suction - Check Valve at the Tank Top |  |  | Removal | 1994-04-07
0-004922 | GRACE SHELL | 3455 W GLENDALE AVE | PHOENIX | AZ | 85051 | Maricopa | 5 | Perm Closure | 1984-05-07 | 550 | Used Oil/Waste Oil | COMPARTMENT A | Single Walled | Fiberglass Reinforced Plastic | Gravity Feed |  | Fiberglass Reinforced Plastic | Removal | 1989-06-01
0-000462 | DOUDELL TRUCKING CO | 851 S 27TH AVE | PHOENIX | AZ | 85009 | Maricopa | 5 | Perm Closure | 1967-01-01 | 5000 | Gasoline | COMPARTMENT A |  | Asphalt coated or Bare Steel | Pressure |  |  | Removal | 1998-09-21
0-000462 | DOUDELL TRUCKING CO | 851 S 27TH AVE | PHOENIX | AZ | 85009 | Maricopa | 4 | Perm Closure | 1967-01-01 | 10000 | Diesel | COMPARTMENT A |  | Asphalt coated or Bare Steel | Pressure |  |  | Removal | 1998-09-21
0-004917 | SHELL #121382 | 5402 W INDIAN SCHOOL RD | PHOENIX | AZ | 85031 | Maricopa | 5 | Open | 1998-01-28 | 20000 | Gasoline | COMPARTMENT A | Double Walled | Fiberglass Reinforced Plastic | Pressure | Double Walled | Fiberglass Reinforced Plastic
0-004917 | SHELL #121382 | 5402 W INDIAN SCHOOL RD | PHOENIX | AZ | 85031 | Maricopa | 6 | Open | 1998-01-28 | 12000 | Gasoline | COMPARTMENT A | Double Walled | Fiberglass Reinforced Plastic | Pressure | Double Walled | Fiberglass Reinforced Plastic
0-000326 | ADOT - WILLIAMS MAINTENANCE |  | WILLIAMS |  |  | Coconino | 2 | Open | 1984-01-01 | 12000 | Diesel | COMPARTMENT A | Single Walled | Fiberglass Reinforced Plastic | Pressure | Double Walled | Flexible
0-004965 | SHELL | 5470 E GRANT RD | TUCSON | AZ | 85712 | Pima | 5 | Perm Closure | 1972-01-01 | 550 | Used Oil/Waste Oil | COMPARTMENT A | Double Walled | Asphalt coated or Bare Steel | Gravity Feed |  | Fiberglass Reinforced Plastic | Removal | 1994-05-10
0-004965 | SHELL | 5470 E GRANT RD | TUCSON | AZ | 85712 | Pima | 12 | Open | 2005-09-26 | 14000 | Gasoline | COMPARTMENT A | Double Walled | Fiberglass Reinforced Plastic | Pressure | Double Walled | Flexible
0-004965 | SHELL | 5470 E GRANT RD | TUCSON | AZ | 85712 | Pima | 1 | Perm Closure | 1972-01-01 | 8000 | Gasoline | COMPARTMENT A | Double Walled | Asphalt coated or Bare Steel | Pressure |  | Fiberglass Reinforced Plastic | Removal | 1994-05-10
0-004965 | SHELL | 5470 E GRANT RD | TUCSON | AZ | 85712 | Pima | 6 | Perm Closure | 1994-05-10 | 12000 | Gasoline | COMPARTMENT A | Double Walled | Fiberglass Reinforced Plastic | Pressure | Double Walled | Fiberglass Reinforced Plastic | Removal | 2003-12-30
0-004965 | SHELL | 5470 E GRANT RD | TUCSON | AZ | 85712 | Pima | 9 | Perm Closure | 1994-05-10 | 10000 | Diesel | COMPARTMENT A | Double Walled | Fiberglass Reinforced Plastic | Pressure | Double Walled | Fiberglass Reinforced Plastic | Removal | 2003-12-30
0-004965 | SHELL | 5470 E GRANT RD | TUCSON | AZ | 85712 | Pima | 11 | Open | 2005-09-26 | 8000 | Gasoline | COMPARTMENT B | Double Walled | Fiberglass Reinforced Plastic | Pressure | Double Walled | Flexible
0-003264 | MOBIL 18-MFF | 6323 S RURAL RD | TEMPE | AZ | 85283 | Maricopa | 2 | Perm Closure | 1973-01-01 | 8000 | Gasoline | COMPARTMENT A |  | Asphalt coated or Bare Steel | Pressure |  |  | Removal | 1986-10-02
0-004317 | SALT RIVER RECREATION INC | 1320 N BUSH HWY | MESA | AZ | 85215 | Maricopa | 1 | Perm Closure | 1984-07-09 | 3000 | Gasoline | COMPARTMENT A | Double Walled | Asphalt coated or Bare Steel |  |  |  | Removal | 1990-07-01
0-005483 | CIRCLE K #2948 | 4301 E GRANT RD | TUCSON | AZ | 85712 | Pima | 1 | Perm Closure | 1972-04-08 | 10000 | Gasoline | COMPARTMENT A | Double Walled | Asphalt coated or Bare Steel |  |  |  | Removal | 1995-10-16
0-007048 | PIMA COUNTY - WASTEWATER MANAGMENT | 2600 W SWEETWATER DR | TUCSON | AZ | 85705 | Pima | 1 | Perm Closure | 1981-01-01 | 1000 | Gasoline | COMPARTMENT A | Unknown | Asphalt coated or Bare Steel | Suction - Check Valve at the Tank Top |  | Bare or Galvanized Steel | Removal | 1988-11-23
0-005574 | WASTE MANAGEMENT - RESIDENTIAL | 2137 W WILLIAMS DR | PHOENIX | AZ | 85027 | Maricopa | 3 | Perm Closure | 1986-03-07 | 1000 | Unidentified | COMPARTMENT A | Double Walled | Fiberglass Reinforced Plastic | Suction - Check Valve at the Tank Top |  |  | Removal | 1992-07-08
0-007154 | CACTUS CONTAINER | 4645 W VAN BUREN ST | PHOENIX | AZ | 85043 | Maricopa | 1 | Perm Closure | 2005-06-17 | 2000 | Kerosene | COMPARTMENT A | Unknown | Unknown | Suction - Check Valve at the Tank Top |  |  | Removal | 1990-11-13
0-005387 | USMC YUMA MAIN SYSTEM | AVENUE 3E | YUMA | AZ | 85369 | Yuma | 32 | Perm Closure | 1966-01-01 | 10000 | Gasoline | COMPARTMENT A | Single Walled | Asphalt coated or Bare Steel | Suction - Check Valve at the Tank Top | Single Walled | Bare or Galvanized Steel | Removal | 1987-01-01
0-005387 | USMC YUMA MAIN SYSTEM | AVENUE 3E | YUMA | AZ | 85369 | Yuma | 41 | Perm Closure | 1962-01-01 | 500 | Used Oil/Waste Oil | COMPARTMENT A | Single Walled | Asphalt coated or Bare Steel | Gravity Feed | Single Walled | Bare or Galvanized Steel | Removal | 1993-05-12
0-005387 | USMC YUMA MAIN SYSTEM | AVENUE 3E | YUMA | AZ | 85369 | Yuma | 68 | Perm Closure | 1943-01-01 | 51000 | Jet Fuel | COMPARTMENT A | Single Walled | Asphalt coated or Bare Steel | Pressure |  | Bare or Galvanized Steel | Removal | 1998-06-18
0-001190 | CIRCLE K #181 | 2090 W 8TH ST | YUMA | AZ | 85364 | Yuma | 1 | Perm Closure | 1985-01-01 | 10000 | Gasoline | COMPARTMENT A | Single Walled | Fiberglass Reinforced Plastic | Pressure |  | Fiberglass Reinforced Plastic | Removal | 1994-03-24
0-003968 | CITY OF PRESCOTT - ANTELOPE HILLS GOLF COURSE | 19 CLUBHOUSE DR | PRESCOTT | AZ | 86301 | Yavapai | 1 | Perm Closure | 1966-04-11 | 460 | Gasoline | COMPARTMENT A | Unknown | Unknown |  |  |  | Removal | 1995-02-01
0-003922 | PATS GAS & SERVICES | 300 NAUGLE AVE | PATAGONIA | AZ | 85624 | Santa Cruz | 4 | Open | 1991-01-01 | 3000 | Gasoline | COMPARTMENT A | Double Walled | Fiberglass Reinforced Plastic
0-002806 | SPEEDWAY STORE #2944 | 1850 E PRINCE RD | TUCSON | AZ | 85719 | Pima | 7 | Perm Closure | 1974-01-01 | 560 | Used Oil/Waste Oil | COMPARTMENT A |  | Asphalt coated or Bare Steel | Gravity Feed |  | Bare or Galvanized Steel | Removal | 1990-03-19
0-000887 | SPEEDSMART #107 | 1158 W UNIVERSITY DR | MESA | AZ | 85201 | Maricopa | 5 | Open | 1993-01-01 | 12000 | Gasoline (UL) | COMPARTMENT A | Double Walled | Fiberglass Reinforced Plastic | Pressure | Double Walled | Fiberglass Reinforced Plastic
0-002471 | JP'S SELF SERV GAS & WASH | 2013 N 35TH AVE | PHOENIX | AZ | 85009 | Maricopa | 3 | Perm Closure | 1979-01-01 | 5000 | Diesel | COMPARTMENT A | Single Walled | Asphalt coated or Bare Steel | Suction - Check Valve at the Tank Top |  |  | Removal | 1992-05-05
0-002443 | HENSLEY & CO | 2927 S HARDY DR | TEMPE | AZ | 85282 | Maricopa | 1 | Perm Closure | 1980-03-17 | 6000 | Diesel | COMPARTMENT A | Single Walled | Asphalt coated or Bare Steel | Suction - Check Valve at the Tank Top |  | Bare or Galvanized Steel | Removal | 1995-09-28
0-002443 | HENSLEY & CO | 2927 S HARDY DR | TEMPE | AZ | 85282 | Maricopa | 4 | Perm Closure | 1980-03-17 | 6000 | Gasoline | COMPARTMENT A | Single Walled | Asphalt coated or Bare Steel | Pressure |  | Bare or Galvanized Steel | Removal | 1995-09-28
0-006218 | GREENWOOD MEMORIAL PARK | 2300 W VAN BUREN ST | PHOENIX | AZ | 85009 | Maricopa | 6 | Perm Closure | 1984-01-01 | 550 | Diesel | COMPARTMENT A | Unknown | Asphalt coated or Bare Steel |  |  |  | Removal | 1989-11-22
0-004494 | JJ GAS | 627 E MAIN ST | AVONDALE | AZ | 85323 | Maricopa | 6 | Open | 1994-04-01 | 6000 | Gasoline | COMPARTMENT A | Double Walled | Fiberglass Reinforced Plastic | Pressure | Double Walled | Flexible
0-008281 | CARS PLUS-VANJO INC - FORMER | 1242 W MAIN ST | MESA | AZ | 85201 | Maricopa | 1 | Perm Closure | 2005-06-17 |  | Gasoline | COMPARTMENT A | Double Walled | Asphalt coated or Bare Steel |  |  |  | Removal | 1973-01-01
0-001198 | CIRCLE K #227 | 1301 E FRY BLVD | SIERRA VISTA | AZ | 85635 | Cochise | 1 | Perm Closure | 1973-04-04 | 10000 | Gasoline | COMPARTMENT A | Single Walled | Asphalt coated or Bare Steel | Pressure |  |  | Removal | 1993-10-26
0-001206 | CIRCLE K #2700249 | 121 S TILBURY DR | KEARNY | AZ | 85137 | Pinal | 3 | Perm Closure | 1998-08-05 | 12000 | Gasoline | COMPARTMENT A | Double Walled | Fiberglass Reinforced Plastic | Pressure | Double Walled | Fiberglass Reinforced Plastic | Removal | 2004-08-10
0-009091 | VAN BRUNT PROPERTY | 2486 W OLD HIGHWAY 66 | KINGMAN | AZ | 86413 | Mohave | 1 | Perm Closure | 2005-06-17 | 2000 | Diesel | COMPARTMENT A | Single Walled | Asphalt coated or Bare Steel |  |  |  | Removal | 2012-03-28
0-001899 | EXXON #7-3028 | 5502 E PIMA ST | TUCSON | AZ | 85712 | Pima | 6 | Perm Closure | 1989-02-26 | 10000 | Gasoline | COMPARTMENT A | Double Walled | Fiberglass Reinforced Plastic | Pressure | Double Walled | Fiberglass Reinforced Plastic | Removal | 2001-03-28
0-009270 | CIRCLE K STORE #2709187 | 295 S ARIZONA AVE | CHANDLER | AZ | 85225 | Maricopa | 1 | Perm Closure | 2005-06-17 | 750 | Unidentified | COMPARTMENT A | Single Walled | Asphalt coated or Bare Steel |  |  |  | Removal | 2001-05-23
0-010027 | SAM'S CLUB #6205 GAS STATION | 1520 S PACIFIC AVE | YUMA | AZ | 85365 | Yuma | 2 | Open | 2004-10-07 | 20000 | Gasoline | COMPARTMENT A | Double Walled | Fiberglass Reinforced Plastic | Pressure | Double Walled | Flexible
0-010035 | SMITH'S FOOD & DRUG #188 | 80 ACOMA BLVD N | LAKE HAVASU CITY | AZ | 86403 | Mohave | 1 | Open | 2004-09-22 | 8000 | Diesel | COMPARTMENT B | Double Walled | Fiberglass Reinforced Plastic
0-000898 | CARDON SERVICE STATION | 11022 E APACHE TRAIL | MESA | AZ | 85202 | Maricopa | 3 | Perm Closure | 1966-01-01 | 5000 | Unidentified | COMPARTMENT A | Single Walled | Asphalt coated or Bare Steel |  |  |  | Removal | 1986-01-01
0-001786 | DICKIE TRUCKING CO |  | HILLSIDE |  |  | Yavapai | 2 | Perm Closure | 1957-01-01 | 1000 | Gasoline | COMPARTMENT A |  | Asphalt coated or Bare Steel |  |  |  | Removal | 1988-08-01
0-001717 | D M OIL & TIRE CO | 824 N 1ST ST | BUCKEYE | AZ | 85326 | Maricopa | 2 | Perm Closure | 1982-01-01 | 12000 | Gasoline | COMPARTMENT A | Single Walled | Asphalt coated or Bare Steel | Pressure | Double Walled | Fiberglass Reinforced Plastic | Removal | 2018-05-03
0-009516 | GILLCO OPERATING | 315 W BELL RD | PHOENIX | AZ | 85023 | Maricopa | 1 | Open | 1999-05-01 | 15000 | Gasoline (UL) | COMPARTMENT A | Double Walled | Fiberglass Reinforced Plastic | Pressure | Double Walled | Fiberglass Reinforced Plastic
0-001553 | CITY VAN & STORAGE CO INC | 1200 N COUNTRY CLUB RD | TUCSON | AZ | 85716 | Pima | 2 | Perm Closure | 1962-01-01 | 500 | Diesel | COMPARTMENT A |  | Asphalt coated or Bare Steel |  |  |  | Removal | 1990-06-07
0-001420 | CIRCLE K #2701502 | 1323 W SOUTHERN AVE | TEMPE | AZ | 85282 | Maricopa | 1 | Open | 1985-01-01 | 10000 | Gasoline | COMPARTMENT A | Double Walled | Fiberglass Reinforced Plastic | Pressure |  | Fiberglass Reinforced Plastic
0-001423 | CIRCLE K #2701535 | 2570 W STATE ROUTE 89A | SEDONA | AZ | 86336 | Yavapai | 3 | Open | 1984-01-01 | 10000 | Diesel | COMPARTMENT A | Double Walled | Fiberglass Reinforced Plastic | Pressure |  | Fiberglass Reinforced Plastic
0-005888 | CIRCLE K #2701773 | 6525 S COUNTRY CLUB RD | TUCSON | AZ | 85756 | Pima | 1 | Open | 1986-11-10 | 10000 | Diesel | COMPARTMENT A | Single Walled | Fiberglass Reinforced Plastic | Pressure | Single Walled | Fiberglass Reinforced Plastic
0-009819 | CIRCLE K #2706458 | 1609 N 91ST AVE | PHOENIX | AZ | 85037 | Maricopa | 1 | Open | 2001-03-08 | 20000 | Gasoline | COMPARTMENT A | Double Walled | Fiberglass Reinforced Plastic | Pressure | Double Walled | Fiberglass Reinforced Plastic
0-005897 | CIRCLE K #2708853 | 1950 S MILTON RD | FLAGSTAFF | AZ | 86001 | Coconino | 2 | Open | 1986-11-10 | 10000 | Gasoline | COMPARTMENT A | Double Walled | Fiberglass Reinforced Plastic | Pressure |  | Fiberglass Reinforced Plastic
0-001529 | CIRCLE K #2701921 | 3149 E VAN BUREN ST | PHOENIX | AZ | 85008 | Maricopa | 3 | Open | 1986-01-01 | 10000 | Diesel | COMPARTMENT A | Single Walled | Fiberglass Reinforced Plastic | Pressure | Single Walled | Fiberglass Reinforced Plastic
0-001508 | CIRCLE K #2702856 | 2259 W BROADWAY RD | MESA | AZ | 85202 | Maricopa | 2 | Perm Closure | 1985-01-01 | 10000 | Gasoline | COMPARTMENT A | Double Walled | Fiberglass Reinforced Plastic | Pressure |  | Fiberglass Reinforced Plastic | Removal | 2004-04-22
0-006422 | FIRESTONE #PN 11940 | 3540 W BELL RD | PHOENIX | AZ | 85308 | Maricopa | 1 | Perm Closure | 1983-09-29 | 550 | Used Oil/Waste Oil | COMPARTMENT A | Unknown | Asphalt coated or Bare Steel | Gravity Feed |  | Bare or Galvanized Steel | Removal | 1997-07-09
0-000014 | FAA PHOENIX-LONG RANGE RADAR |  | CAMP CREEK |  |  | Maricopa | 1 | Perm Closure | 1976-01-01 | 2000 | Diesel | COMPARTMENT A |  | Asphalt coated or Bare Steel |  |  |  | Removal | 1990-10-18
0-003901 | PIERCE AVIATION | 34321 E COUNTY 5TH ST | ROLL | AZ | 85347 | Yuma | 1 | Perm Closure | 1973-01-01 | 12000 | Gasoline | COMPARTMENT A | Single Walled | Asphalt coated or Bare Steel |  |  |  | Removal | 1997-06-03
0-003925 | PINTO VALLEY COPPER CITIES |  | MIAMI |  |  | Gila | 1 | Perm Closure | 1961-01-01 | 3600 | Gasoline | COMPARTMENT A | Single Walled | Asphalt coated or Bare Steel |  |  |  | Removal | 1990-03-16
0-003417 | PHOENIX NW SOC 38TH DRIVE #163157 | 4220 N 38TH DR | PHOENIX | AZ | 85019 | Maricopa | 4 | Perm Closure | 1996-07-01 | 6000 | Gasoline | COMPARTMENT A | Double Walled | Composite (Steel/Fiberglass) | Pressure | Double Walled | Fiberglass Reinforced Plastic | Removal | 2014-10-02
0-003417 | PHOENIX NW SOC 38TH DRIVE #163157 | 4220 N 38TH DR | PHOENIX | AZ | 85019 | Maricopa | 3 | Perm Closure | 1969-01-01 | 1000 | Diesel | COMPARTMENT A | Single Walled | Asphalt coated or Bare Steel |  |  |  | Removal | 1996-06-20
0-005184 | TEPCO - OPERATING HEADQUARTERS | 4350 E IRVINGTON RD | TUCSON | AZ | 85714 | Pima | 1 | Perm Closure | 1981-05-01 | 2000 | Used Oil/Waste Oil | COMPARTMENT A | Unknown | Asphalt coated or Bare Steel |  |  |  | Removal | 1988-03-16
0-004923 | RED DOG FUELS | 2701 W INDIAN SCHOOL RD | PHOENIX | AZ | 85017 | Maricopa | 8 | Perm Closure | 1990-12-01 | 10000 | Gasoline | COMPARTMENT A | Double Walled | Fiberglass Reinforced Plastic | Pressure |  | Fiberglass Reinforced Plastic | Removal | 2016-10-28
0-004923 | RED DOG FUELS | 2701 W INDIAN SCHOOL RD | PHOENIX | AZ | 85017 | Maricopa | 3 | Perm Closure | 1984-01-01 | 10000 | Gasoline | COMPARTMENT A |  | Fiberglass Reinforced Plastic |  |  |  | Removal | 1990-10-02
0-004923 | RED DOG FUELS | 2701 W INDIAN SCHOOL RD | PHOENIX | AZ | 85017 | Maricopa | 1 | Perm Closure | 1984-01-01 | 12000 | Gasoline | COMPARTMENT A |  | Fiberglass Reinforced Plastic |  |  |  | Removal | 1990-10-02
0-009492 | SUPERPUMPER #14 | 4740 E DYNAMITE BLVD | PHOENIX | AZ | 85331 | Maricopa | 2 | Open | 1998-11-19 | 12000 | Gasoline | COMPARTMENT A | Double Walled | Fiberglass Reinforced Plastic | Pressure | Double Walled | Fiberglass Reinforced Plastic
0-004741 | STARRICK PLUMBING INC | 9109 S HARDY DR | TEMPE | AZ | 85284 | Maricopa | 1 | Perm Closure | 1965-01-01 | 1000 | Gasoline | COMPARTMENT A | Single Walled | Asphalt coated or Bare Steel |  |  |  | Removal | 1988-06-03
0-004741 | STARRICK PLUMBING INC | 9109 S HARDY DR | TEMPE | AZ | 85284 | Maricopa | 2 | Perm Closure | 1965-01-01 | 1000 | Gasoline | COMPARTMENT A | Single Walled | Asphalt coated or Bare Steel |  |  |  | Removal | 1988-06-03
0-003621 | SUNLAND VILLAGE GOLF COURSE | 725 S ROCHESTER | MESA | AZ | 85206 | Maricopa | 1 | Perm Closure | 1978-01-01 | 500 | Diesel | COMPARTMENT A |  | Asphalt coated or Bare Steel | Suction - Check Valve at the Tank Top |  |  | Removal | 1994-02-25
0-000219 | SOUTHPARK 1 | 310 W WEST RD | PHOENIX | AZ | 85041 | Maricopa | 1 | Perm Closure | 1971-01-01 | 1000 | Unidentified | COMPARTMENT A | Single Walled | Asphalt coated or Bare Steel |  |  |  | Removal | 1989-04-14
0-002525 | STAN HOPKINS | 680 E STATE ROUTE 89A | COTTONWOOD | AZ | 86326 | Yavapai | 2 | Perm Closure | 2005-06-17 | 3000 | Gasoline | COMPARTMENT A | Single Walled | Asphalt coated or Bare Steel |  |  |  | Removal | 1989-12-01
0-005810 | SHELL |  | VALLE |  |  | Coconino | 1 | Perm Closure | 1974-01-01 | 10000 | Gasoline | COMPARTMENT A | Double Walled | Asphalt coated or Bare Steel | Pressure |  | Bare or Galvanized Steel | Closed in Place | 1999-07-08
0-004745 | WILLIS STEEL | 2465 N HUACHUCA DR | TUCSON | AZ | 85745 | Pima | 1 | Perm Closure | 1978-01-27 | 500 | Gasoline | COMPARTMENT A | Unknown | Asphalt coated or Bare Steel |  |  |  | Removal | 1988-03-09
0-006780 | CHEVRON SELF SERVE 15 | 721 N MAIN ST | SAN LUIS | AZ | 85336 | Yuma | 5 | Perm Closure | 2005-06-17 | 7500 | Gasoline | COMPARTMENT A | Double Walled | Asphalt coated or Bare Steel | Pressure |  |  | Removal | 1988-07-01
0-008010 | WACO DRILLING | 2240 W SHANGRI LA RD | PHOENIX | AZ | 85029 | Maricopa | 2 | Perm Closure | 2005-06-17 | 10000 | Diesel | COMPARTMENT A |  | Asphalt coated or Bare Steel | Pressure | Double Walled |  | Removal | 2012-02-24
0-008360 | UNNAMED INDUSTRIAL SITE | 3801 N 40TH AVE | PHOENIX | AZ | 85019 | Maricopa | 1 | Perm Closure | 1969-01-01 | 1000 | Gasoline | COMPARTMENT A | Double Walled | Asphalt coated or Bare Steel |  |  |  | Removal | 1989-05-04
0-009415 | VACANT | 2425 E JEFFERSON ST | PHOENIX | AZ | 85034 | Maricopa | 1 | Perm Closure | 1970-01-01 | 500 | Gasoline | COMPARTMENT A | Unknown | Asphalt coated or Bare Steel | Suction - Check Valve at the Dispenser |  | Bare or Galvanized Steel | Removal | 1999-02-17
0-003145 | MESA UNIFIED SCHOOL DISTRICT - GROUNDS FACILITY | 555 S LEWIS | MESA | AZ | 85210 | Maricopa | 2 | Perm Closure | 1982-02-27 | 10000 | Gasoline | COMPARTMENT A | Double Walled | Asphalt coated or Bare Steel | Suction - Check Valve at the Tank Top |  |  | Removal | 1991-11-21
0-003145 | MESA UNIFIED SCHOOL DISTRICT - GROUNDS FACILITY | 555 S LEWIS | MESA | AZ | 85210 | Maricopa | 3 | Perm Closure | 1982-02-27 | 10000 | Diesel | COMPARTMENT A | Double Walled | Asphalt coated or Bare Steel | Suction - Check Valve at the Tank Top |  |  | Removal | 1991-11-21
0-006686 | TUNEUP MASTERS #621 | 7501 W INDIAN SCHOOL RD | PHOENIX | AZ | 85033 | Maricopa | 1 | Perm Closure | 2005-06-17 | 550 | Used Oil/Waste Oil | COMPARTMENT A | Unknown | Unknown |  |  |  | Removal | 1989-12-11
0-005411 | 20TH STREET AUTO | 3244 S 40TH ST | PHOENIX | AZ | 85040 | Maricopa | 1 | Perm Closure | 1974-05-06 | 2000 | Gasoline | COMPARTMENT A |  | Asphalt coated or Bare Steel |  |  |  | Removal | 1980-01-01
0-000925 | MALONE'S AUTOMOTIVE | 808 E ROUTE 66 | WILLIAMS | AZ | 86046 | Coconino | 1 | Perm Closure | 1971-01-01 | 2000 | Gasoline | COMPARTMENT A |  | Asphalt coated or Bare Steel |  |  |  | Removal | 1988-06-01
0-003636 | INTERSTATE TRANSMISSION | 2221 W BROADWAY RD | MESA | AZ | 85202 | Maricopa | 2 | Perm Closure | 1986-01-01 | 1000 | Used Oil/Waste Oil | COMPARTMENT A |  | Asphalt coated or Bare Steel |  |  |  | Removal | 1991-09-19
0-002521 | HONEYWELL PMSD | 16404 N BLACK CANYON HWY | PHOENIX | AZ | 85053 | Maricopa | 1 | Perm Closure | 1981-10-03 | 550 | Diesel | COMPARTMENT A | Single Walled | Asphalt coated or Bare Steel |  |  |  | Removal | 1986-01-01
0-006254 | SPEEDWAY STORE #2997 | 9491 E 22ND ST | TUCSON | AZ | 85710 | Pima | 3 | Open | 1988-07-14 | 12000 | Gasoline | COMPARTMENT A | Single Walled | Fiberglass Reinforced Plastic | Pressure |  | Fiberglass Reinforced Plastic
0-002791 | CARIOCA #74 | 6807 E BASELINE RD | MESA | AZ | 85209 | Maricopa | 6 | Perm Closure | 1981-04-08 | 12000 | Diesel | COMPARTMENT A |  | Asphalt coated or Bare Steel | Pressure | Double Walled | Fiberglass Reinforced Plastic | Removal | 2015-08-19
0-002791 | CARIOCA #74 | 6807 E BASELINE RD | MESA | AZ | 85209 | Maricopa | 2 | Perm Closure | 1981-04-08 | 12000 | Gasoline | COMPARTMENT A |  | Asphalt coated or Bare Steel | Pressure | Double Walled | Fiberglass Reinforced Plastic | Removal | 2015-08-19
0-001690 | AUTO BODY WORLD | 1990 N PINAL AVE | CASA GRANDE | AZ | 85122 | Pinal | 1 | Perm Closure | 1971-01-01 | 2000 | Gasoline | COMPARTMENT A |  | Asphalt coated or Bare Steel |  |  |  | Removal | 1990-10-17
0-001690 | AUTO BODY WORLD | 1990 N PINAL AVE | CASA GRANDE | AZ | 85122 | Pinal | 2 | Perm Closure | 1971-01-01 | 300 | Used Oil/Waste Oil | COMPARTMENT A |  | Asphalt coated or Bare Steel |  |  |  | Removal | 1990-10-17
0-007934 | PARCEL 111-43-086 | 922 N 3RD ST | PHOENIX | AZ | 85004 | Maricopa | 1 | Perm Closure | 2005-06-17 | 5000 | Gasoline | COMPARTMENT A | Double Walled | Asphalt coated or Bare Steel | Gravity Feed |  | Bare or Galvanized Steel | Removal | 1992-08-02
0-009858 | GAS-N-GRUB DAIRY-N-SUB | 2201 HUALAPAI MOUNTAIN RD | KINGMAN | AZ | 86401 | Mohave | 1 | Open | 2001-12-18 | 4000 | Diesel | COMPARTMENT A | Double Walled | Fiberglass Reinforced Plastic
0-002256 | GEORGIA-PACIFIC CORP | 4800 W PASADENA AVE | GLENDALE | AZ | 85301 | Maricopa | 2 | Perm Closure | 2005-06-17 | 10000 | Diesel | COMPARTMENT A | Unknown | Fiberglass Reinforced Plastic | Suction - Check Valve at the Tank Top |  |  | Removal | 1998-04-28
0-002384 | JOHN L GRAY INC | 3801 E SUPERIOR AVE | PHOENIX | AZ | 85040 | Maricopa | 1 | Perm Closure | 1976-01-09 | 5000 | Gasoline | COMPARTMENT A | Single Walled | Asphalt coated or Bare Steel |  |  |  | Removal | 1992-02-04
0-002384 | JOHN L GRAY INC | 3801 E SUPERIOR AVE | PHOENIX | AZ | 85040 | Maricopa | 2 | Perm Closure | 1980-01-09 | 10000 | Gasoline | COMPARTMENT A | Single Walled | Asphalt coated or Bare Steel |  |  |  | Removal | 1992-02-04
0-008023 | CAPITAL COLLISION REPAIR | 5154 N 27TH AVE | PHOENIX | AZ | 85017 | Maricopa | 1 | Perm Closure | 2005-06-17 |  | Gasoline | COMPARTMENT A | Unknown | Asphalt coated or Bare Steel |  |  |  | Removal | 1988-03-23
0-001660 | ARIZONA TEMPLE | 540 E 2ND ST | MESA | AZ | 85203 | Maricopa | 1 | Perm Closure | 1966-01-01 | 550 | Gasoline | COMPARTMENT A |  | Asphalt coated or Bare Steel |  |  |  | Removal | 1991-02-06
0-006478 | ANTELOPE TRAVEL RECREATION | 910 COPPERMINE RD | PAGE | AZ | 86040 | Coconino | 4 | Open | 1987-10-05 | 12000 | Gasoline (PUL) | COMPARTMENT A | Single Walled | Fiberglass Reinforced Plastic | Pressure |  | Fiberglass Reinforced Plastic
0-009876 | VALERO #8037 | 831 E WARNER RD | GILBERT | AZ | 85296 | Maricopa | 1 | Open | 2002-06-04 | 10000 | Gasoline | COMPARTMENT A | Double Walled | Fiberglass Reinforced Plastic | Pressure | Double Walled | Flexible
0-000989 | CENTURY PAPERS INC |  | CASA GRANDE |  |  | Pinal | 1 | Perm Closure | 1982-01-01 | 10000 | Diesel | COMPARTMENT A |  | Asphalt coated or Bare Steel |  |  |  | Removal | 1988-12-08
0-000851 | CALVERT OIL CO | 214 E ARIZONA EASTERN AVE | BUCKEYE | AZ | 85326 | Maricopa | 3 | Perm Closure | 1946-01-01 | 1500 | Kerosene | COMPARTMENT A | Single Walled | Asphalt coated or Bare Steel |  |  |  | Closed in Place | 1983-09-01
0-006647 | CAMP VERDE SCHOOL DISTRICT #28 - OLD BUS BARN |  | CAMP VERDE |  |  | Yavapai | 2 | Perm Closure | 2005-06-17 | 500 | Gasoline | COMPARTMENT A | Unknown | Asphalt coated or Bare Steel |  |  |  | Removal | 1989-09-13
0-004758 | BOYLES BROTHERS DRILLING CO | 7235 N 67TH AVE | GLENDALE | AZ | 85301 | Maricopa | 1 | Perm Closure | 1971-01-01 | 10000 | Gasoline | COMPARTMENT A |  | Asphalt coated or Bare Steel | Suction - Check Valve at the Tank Top |  |  | Removal | 1992-10-20
0-004758 | BOYLES BROTHERS DRILLING CO | 7235 N 67TH AVE | GLENDALE | AZ | 85301 | Maricopa | 2 | Perm Closure | 1971-01-01 | 550 | Used Oil/Waste Oil | COMPARTMENT A |  | Asphalt coated or Bare Steel | Gravity Feed |  |  | Removal | 1992-10-20
0-009367 | BLACKWATER TRADING POST | 2666 W HIGHWAY 87 | COOLIDGE | AZ | 85128 | Pinal | 1 | Perm Closure | 1980-01-01 | 5000 | Gasoline | COMPARTMENT A | Double Walled | Asphalt coated or Bare Steel | Suction - Check Valve at the Tank Top |  | Bare or Galvanized Steel | Removal | 1998-12-16
0-006511 | TUCSON MGPC, INC | 4002 E 22ND ST | TUCSON | AZ | 85711 | Pima | 1 | Perm Closure | 1978-11-08 | 6000 | Gasoline | COMPARTMENT A | Double Walled | Asphalt coated or Bare Steel | Pressure |  | Bare or Galvanized Steel | Removal | 1998-02-10
0-009116 | SPEEDWAY STORE #2939 | 3800 W LINDA VISTA BLVD | MARANA | AZ | 85742 | Pima | 1 | Open | 1997-04-22 | 12000 | Gasoline | COMPARTMENT A | Double Walled | Fiberglass Reinforced Plastic | Pressure | Double Walled | Fiberglass Reinforced Plastic
0-004490 | SANTA FE PACIFIC PIPELINES | 3755 E REFINERY WAY | TUCSON | AZ | 85713 | Pima | 1 | Perm Closure | 1984-04-07 | 10000 | Diesel | COMPARTMENT A | Unknown | Asphalt coated or Bare Steel |  |  |  | Removal | 1990-01-13
0-004473 | SHAY OIL - SOMERTON | 109 W MAIN ST | SOMERTON | AZ | 85350 | Yuma | 2 | Perm Closure | 1974-01-01 | 10000 | Gasoline | COMPARTMENT A | Single Walled | Asphalt coated or Bare Steel |  |  |  | Removal | 1992-02-13
0-000244 | GALLEHER CORP | 2121 S 15TH AVE | PHOENIX | AZ | 85007 | Maricopa | 1 | Perm Closure | 1954-10-25 | 500 | Gasoline | COMPARTMENT A | Single Walled | Asphalt coated or Bare Steel |  |  |  | Removal | 1989-11-21
0-005942 | SCOTTSDALE HYUNDAI | 2412 N SCOTTSDALE RD | TEMPE | AZ | 85281 | Maricopa | 1 | Perm Closure | 1980-12-24 | 500 | Used Oil/Waste Oil | COMPARTMENT A | Double Walled | Asphalt coated or Bare Steel |  |  |  | Removal | 1993-03-03
0-005677 | FIRESTONE #2641/013285 | 6311 E BROADWAY BLVD | TUCSON | AZ | 85710 | Pima | 1 | Perm Closure | 1981-01-01 | 500 | Used Oil/Waste Oil | COMPARTMENT A |  | Asphalt coated or Bare Steel | Gravity Feed |  |  | Removal | 1996-05-06
0-002911 | SERVICE STATION #1 |  | BISBEE |  |  | Cochise | 3 | Perm Closure | 1936-01-01 | 560 | Gasoline | COMPARTMENT A | Single Walled | Asphalt coated or Bare Steel |  |  |  | Removal | 1989-10-12
0-006204 | CLOYD A WILKERSON | 1112 E MARTIN RD | COOLIDGE | AZ | 85128 | Pinal | 2 | Perm Closure | 2005-06-17 |  | Unidentified | COMPARTMENT A | Double Walled | Composite (Steel/Fiberglass) |  |  |  | Removal | 1990-08-01
0-009523 | CIRCLE K #2706287 | 4425 E MAIN ST | MESA | AZ | 85205 | Maricopa | 4 | Open | 1999-08-10 | 12000 | Gasoline | COMPARTMENT A | Double Walled | Fiberglass Reinforced Plastic | Pressure | Double Walled | Flexible
0-002674 | CIRCLE K #2701576 | 1245 E GURLEY ST | PRESCOTT | AZ | 86301 | Yavapai | 2 | Open | 1986-08-09 | 10000 | Gasoline | COMPARTMENT A |  | Fiberglass Reinforced Plastic | Pressure |  | Fiberglass Reinforced Plastic
0-002674 | CIRCLE K #2701576 | 1245 E GURLEY ST | PRESCOTT | AZ | 86301 | Yavapai | 4 | Perm Closure | 1970-07-02 | 10000 | Gasoline | COMPARTMENT A | Double Walled | Asphalt coated or Bare Steel |  |  |  | Removal | 1986-01-01
0-002674 | CIRCLE K #2701576 | 1245 E GURLEY ST | PRESCOTT | AZ | 86301 | Yavapai | 5 | Perm Closure | 1970-07-02 | 10000 | Gasoline | COMPARTMENT A | Double Walled | Asphalt coated or Bare Steel |  |  |  | Removal | 1986-01-01
0-007597 | PHOENIX SUPERBLOCK | 400 E FILLMORE ST | PHOENIX | AZ | 85004 | Maricopa | 1 | Perm Closure | 2005-06-17 |  | Unidentified | COMPARTMENT A | Double Walled | Composite (Steel/Fiberglass) |  |  |  | Removal | 1988-05-12
0-005002 | PHOENIX WELDING SUPPLY CO INC | 343 E LINCOLN ST | PHOENIX | AZ | 85004 | Maricopa | 1 | Perm Closure | 1982-01-01 | 8000 | Diesel | COMPARTMENT A |  | Asphalt coated or Bare Steel |  |  |  | Removal | 1989-08-04
0-004011 | MINIT LUBE #1139 | 12614 N CAVE CREEK RD | PHOENIX | AZ | 85022 | Maricopa | 3 | Perm Closure | 1986-07-16 | 2000 | Used Oil/Waste Oil | COMPARTMENT A | Unknown | Asphalt coated or Bare Steel |  |  |  | Removal | 1992-04-10
0-003256 | ARCO AM/PM 43RD AVE | 1601 N 43RD AVE | PHOENIX | AZ | 85009 | Maricopa | 8 | Perm Closure | 1987-06-01 | 12000 | Diesel | COMPARTMENT A | Double Walled | Fiberglass Reinforced Plastic | Pressure |  | Fiberglass Reinforced Plastic | Removal | 2018-02-22
0-003256 | ARCO AM/PM 43RD AVE | 1601 N 43RD AVE | PHOENIX | AZ | 85009 | Maricopa | 4 | Perm Closure | 1972-01-01 | 550 | Used Oil/Waste Oil | COMPARTMENT A |  | Asphalt coated or Bare Steel | Gravity Feed |  |  | Removal | 1987-06-02
0-009033 | ROBERT GILLS/MARTHA GILLS TRUST | 302 E PIMA | GILA BEND | AZ | 85337 | Maricopa | 2 | Perm Closure | 1950-01-01 | 250 | Gasoline | COMPARTMENT A | Unknown | Asphalt coated or Bare Steel |  |  |  | Removal | 1997-01-03
0-009791 | SOUTHERN SHELL | 4005 E SOUTHERN AVE | PHOENIX | AZ | 85042 | Maricopa | 3 | Temp Closure | 2001-01-26 | 20000 | Gasoline | COMPARTMENT A | Double Walled | Fiberglass Reinforced Plastic | Pressure | Double Walled | Fiberglass Reinforced Plastic |  | 2020-09-30
0-004881 | KIWANIS PARK MAINTENANCE YARD | 6390 S ALL AMERICAN DR | TEMPE | AZ | 85283 | Maricopa | 2 | Open | 1992-07-01 | 12000 | Gasoline | COMPARTMENT A | Double Walled | Composite (Steel/Fiberglass) | Pressure | Double Walled
0-000415 | APS - MINGUS MOUNTAIN |  | JEROME |  |  | Yavapai | 1 | Perm Closure | 1951-01-01 | 500 | Gasoline | COMPARTMENT A |  | Asphalt coated or Bare Steel |  |  |  | Closed in Place | 1985-01-01
0-002748 | RICK JONES | 1240 N ROCKRIDGE RD | FLAGSTAFF | AZ | 86001 | Coconino | 1 | Perm Closure | 1981-02-04 | 500 | Unidentified | COMPARTMENT A | Double Walled | Asphalt coated or Bare Steel |  |  |  | Removal | 1985-07-10
0-002381 | USDOI NPS - SOUTH RIM POWERHOUSE |  | GRAND CANYON |  |  | Coconino | 1 | Perm Closure | 1939-01-01 | 20000 | Diesel | COMPARTMENT A | Single Walled | Asphalt coated or Bare Steel |  |  |  | Removal | 1990-09-01
0-002381 | USDOI NPS - SOUTH RIM POWERHOUSE |  | GRAND CANYON |  |  | Coconino | 2 | Perm Closure | 1939-01-01 | 20000 | Diesel | COMPARTMENT A | Single Walled | Asphalt coated or Bare Steel |  |  |  | Removal | 1990-09-01
0-006727 | MOHAVE COUNTY - PUBLIC WORKS FACILITY | 3675 E ANDY DEVINE AVE | KINGMAN | AZ | 86401 | Mohave | 2 | Perm Closure | 2005-06-17 | 1000 | Gasoline | COMPARTMENT A |  | Asphalt coated or Bare Steel |  |  |  | Removal | 1990-05-11
0-000197 | ARIZONA DEPARTMENT OF PUBLIC SAFETY - WINSLOW | 210 N ADOT LN | WINSLOW | AZ | 86047 | Navajo | 1 | Perm Closure | 1971-01-01 | 10000 | Gasoline | COMPARTMENT A |  | Asphalt coated or Bare Steel |  |  |  | Removal | 1999-01-19
0-004714 | BARNEYS #35 | 2395 S 4TH AVE | YUMA | AZ | 85364 | Yuma | 2 | Perm Closure | 1978-01-10 | 26000 | Gasoline | COMPARTMENT A | Double Walled | Asphalt coated or Bare Steel |  |  |  | Removal | 1990-05-15
0-009398 | SPEEDWAY STORE #2956 | 2381 S AVENUE B | YUMA | AZ | 85364 | Yuma | 1 | Open | 1998-11-25 | 8000 | Diesel | COMPARTMENT A | Double Walled | Fiberglass Reinforced Plastic | Pressure | Double Walled | Fiberglass Reinforced Plastic
0-008985 | AUSTIN'S TACK FEED AND SUPPLY | 10508 W BUCKEYE RD | TOLLESON | AZ | 85353 | Maricopa | 6 | Perm Closure | 2006-09-20 | 1000 | Unidentified | COMPARTMENT A | Single Walled | Asphalt coated or Bare Steel |  |  |  | Removal | 2005-08-04
0-008985 | AUSTIN'S TACK FEED AND SUPPLY | 10508 W BUCKEYE RD | TOLLESON | AZ | 85353 | Maricopa | 5 | Perm Closure | 2005-06-17 | 1000 | Unidentified | COMPARTMENT A | Single Walled | Asphalt coated or Bare Steel |  |  |  | Removal | 2005-08-04
0-009343 | AMERICAN RED CROSS | 222 S CHERRY AVE | TUCSON | AZ | 85719 | Pima | 1 | Perm Closure | 1975-01-01 | 2000 | Diesel | COMPARTMENT A | Single Walled | Asphalt coated or Bare Steel |  |  |  | Removal | 1999-02-23
0-009807 | ARCO AM/PM | 950 E 16TH ST | YUMA | AZ | 85365 | Yuma | 3 | Open | 2000-02-04 | 12000 | Gasoline | COMPARTMENT B | Double Walled | Fiberglass Reinforced Plastic
0-009669 | BLUE HILLS MARKET | 475 W FINNIE FLAT RD | CAMP VERDE | AZ | 86322 | Yavapai | 1 | Perm Closure | 2000-06-02 | 15000 | Gasoline | COMPARTMENT A | Double Walled | Fiberglass Reinforced Plastic | Pressure |  | Fiberglass Reinforced Plastic | Removal | 2007-07-24
0-006459 | BRIDES AUTO CENTER | 1310 W CLEVELAND | SAINT JOHNS | AZ | 85936 | Apache | 1 | Open | 1978-01-01 | 12000 | Gasoline | COMPARTMENT A | Double Walled | Composite (Steel/Fiberglass) | Pressure |  | Bare or Galvanized Steel
0-003591 | APPLIANCE OUTLET RECYCLING LLC | 3849 W CLARENDON AVE | PHOENIX | AZ | 85019 | Maricopa | 2 | Perm Closure | 2005-06-17 | 4000 | Gasoline | COMPARTMENT A |  | Asphalt coated or Bare Steel | Suction - Check Valve at the Tank Top |  |  | Removal | 1990-12-05
0-006868 | SHERWOOD MESA SHOPPING CENTER | 1119 E MAIN ST | MESA | AZ | 85203 | Maricopa | 1 | Perm Closure | 2005-06-17 |  | Gasoline | COMPARTMENT A | Unknown | Unknown | Suction - Check Valve at the Tank Top |  |  | Removal | 1990-06-01
0-004520 | SIERRITA MINING & RANCHING CO | 9300 W MCGEE RANCH RD | GREEN VALLEY | AZ | 85736 | Pima | 5 | Perm Closure | 1970-01-01 | 6000 | Gasoline | COMPARTMENT A |  | Asphalt coated or Bare Steel |  |  |  | Removal | 1996-03-28
0-005547 | VIM ELECTRIC INC | 450 N MCKEMY AVE | CHANDLER | AZ | 85226 | Maricopa | 1 | Perm Closure | 1984-05-08 | 6000 | Gasoline | COMPARTMENT A | Double Walled | Asphalt coated or Bare Steel |  |  |  | Removal | 1991-12-16
0-005223 | U-HAUL CENTER WEST BROADWAY | 447 W BROADWAY RD | MESA | AZ | 85210 | Maricopa | 1 | Perm Closure | 1968-04-02 | 8000 | Gasoline | COMPARTMENT A | Double Walled | Asphalt coated or Bare Steel |  |  |  | Removal | 1989-10-01
0-006269 | GLENDALE ELEMENTARY SCHOOL DISTRICT - LANDMARK SCHOOL | 7310 N 57TH AVE | GLENDALE | AZ | 85301 | Maricopa | 2 | Perm Closure | 1963-07-30 | 500 | Diesel | COMPARTMENT A | Double Walled | Asphalt coated or Bare Steel |  |  |  | Removal | 1988-07-01
0-006499 | GRAND CANYON UNIVERSITY | 3300 W CAMELBACK RD | PHOENIX | AZ | 85017 | Maricopa | 1 | Perm Closure | 1978-10-05 | 1000 | Gasoline | COMPARTMENT A | Unknown | Asphalt coated or Bare Steel |  |  |  | Removal | 1991-06-18
0-009759 | GANTZEL FARMS | 25 W OCOTILLO RD | QUEEN CREEK | AZ | 85140 | Pinal | 2 | Open | 2000-12-28 | 8000 | Diesel | COMPARTMENT A | Double Walled | Fiberglass Reinforced Plastic
0-003490 | LNR/CIGNA/TARGET STORE T-210 | 3615 E THOMAS RD | PHOENIX | AZ | 85018 | Maricopa | 2 | Perm Closure | 1965-03-03 | 10000 | Gasoline | COMPARTMENT A |  | Asphalt coated or Bare Steel |  |  |  | Removal | 1983-01-01
0-003490 | LNR/CIGNA/TARGET STORE T-210 | 3615 E THOMAS RD | PHOENIX | AZ | 85018 | Maricopa | 4 | Perm Closure | 1965-03-03 | 2000 | Used Oil/Waste Oil | COMPARTMENT A |  | Asphalt coated or Bare Steel |  |  |  | Removal | 1992-04-21
0-007335 | LORIE OTZEN | 308 N ENTERPRISE RD | FLAGSTAFF | AZ | 86004 | Coconino | 1 | Perm Closure | 2005-06-17 | 1500 | Gasoline | COMPARTMENT A | Unknown | Asphalt coated or Bare Steel | Suction - Check Valve at the Tank Top |  |  | Removal | 1991-05-30
0-003021 | MADDOX & SONS INC |  | DOUGLAS |  |  | Cochise | 1 | Perm Closure | 1982-03-24 | 6000 | Diesel | COMPARTMENT A | Double Walled | Asphalt coated or Bare Steel |  |  |  | Removal | 1987-04-20
0-000624 | PREMA, LLC | 2802 S 15TH AVE | PHOENIX | AZ | 85007 | Maricopa | 3 | Perm Closure | 1970-01-01 | 12000 | Diesel | COMPARTMENT A |  | Asphalt coated or Bare Steel |  |  |  | Removal | 1993-02-04
0-002172 | FOUR SEASONS RENTALS | 334 WHITE SPAR RD | PRESCOTT | AZ | 86303 | Yavapai | 3 | Perm Closure | 1973-04-18 | 1000 | Kerosene | COMPARTMENT A | Single Walled | Asphalt coated or Bare Steel |  |  |  | Removal | 1991-12-13
0-000498 | ARCO #1445 | 1901 W PEORIA AVE | PHOENIX | AZ | 85029 | Maricopa | 2 | Perm Closure | 1962-01-01 | 6000 | Gasoline | COMPARTMENT A |  | Asphalt coated or Bare Steel |  |  |  | Removal | 1991-05-02
0-000498 | ARCO #1445 | 1901 W PEORIA AVE | PHOENIX | AZ | 85029 | Maricopa | 5 | Perm Closure | 1962-01-01 | 550 | Used Oil/Waste Oil | COMPARTMENT A |  | Asphalt coated or Bare Steel |  |  |  | Removal | 1976-10-19
0-003436 | CASA GRANDE SERVICE CENTER | 50 N BROWN AVE | CASA GRANDE | AZ | 85122 | Pinal | 3 | Perm Closure | 1988-01-01 | 12000 | Diesel | COMPARTMENT A | Unknown | Fiberglass Reinforced Plastic |  |  |  | Removal | 1990-12-05
0-004929 | TEXACO #60-349-1032 | 5201 N CENTRAL AVE | PHOENIX | AZ | 85012 | Maricopa | 9 | Perm Closure | 1998-07-01 | 10000 | Gasoline | COMPARTMENT A | Double Walled | Fiberglass Reinforced Plastic | Pressure | Double Walled | Fiberglass Reinforced Plastic | Removal | 2004-05-26
0-006417 | MV ENTERPRISES |  | HAYDEN |  |  | Gila | 1 | Perm Closure | 1953-01-01 | 10000 | Gasoline | COMPARTMENT A | Single Walled | Asphalt coated or Bare Steel | Pressure |  | Bare or Galvanized Steel | Removal | 1994-08-23
0-004636 | 7-ELEVEN #19205 | 12041 N CAVE CREEK RD | PHOENIX | AZ | 85020 | Maricopa | 3 | Perm Closure | 1977-02-04 | 6000 | Gasoline | COMPARTMENT A | Double Walled | Asphalt coated or Bare Steel | Pressure |  | Bare or Galvanized Steel | Removal | 1992-12-23
0-004636 | 7-ELEVEN #19205 | 12041 N CAVE CREEK RD | PHOENIX | AZ | 85020 | Maricopa | 1 | Perm Closure | 1977-02-04 | 10000 | Gasoline | COMPARTMENT A | Double Walled | Asphalt coated or Bare Steel | Pressure |  | Bare or Galvanized Steel | Removal | 1992-12-23
0-001124 | WALKER'S CHEVRON | 1420 E ANDY DEVINE AVE | KINGMAN | AZ | 86401 | Mohave | 7 | Perm Closure | 1993-06-10 | 12000 | Gasoline | COMPARTMENT A | Double Walled | Composite (Steel/Fiberglass) | Pressure | Double Walled | Fiberglass Reinforced Plastic | Removal | 2006-12-19
0-007694 | CYCLONE SURFACE CLEANING INC | 936 W 1ST ST | TEMPE | AZ | 85281 | Maricopa | 1 | Perm Closure | 1977-01-01 | 6000 | Gasoline | COMPARTMENT A | Double Walled | Asphalt coated or Bare Steel |  |  |  | Removal | 1992-04-16
0-007694 | CYCLONE SURFACE CLEANING INC | 936 W 1ST ST | TEMPE | AZ | 85281 | Maricopa | 2 | Perm Closure | 1977-01-01 | 6000 | Diesel | COMPARTMENT A | Double Walled | Asphalt coated or Bare Steel |  |  |  | Removal | 1992-04-16
0-004365 | DIRECT CONNECT DETAILING AND CAR WASH | 19395 N JOHN WAYNE PKWY | MARICOPA | AZ | 85139 | Pinal | 2 | Perm Closure | 1981-01-23 | 10000 | Gasoline | COMPARTMENT A | Double Walled | Asphalt coated or Bare Steel | Pressure |  | Bare or Galvanized Steel | Removal | 1992-11-09
0-004137 | REVLON CONSUMER PRODUCTS | 4301 W BUCKEYE RD | PHOENIX | AZ | 85043 | Maricopa | 1 | Perm Closure | 1968-01-01 | 6200 | Hazardous Substance | COMPARTMENT A | Single Walled | Asphalt coated or Bare Steel | Pressure |  | Bare or Galvanized Steel | Removal | 1998-05-07
0-002454 | TNT BULK PLANT | 124 W MAIN ST | SPRINGERVILLE | AZ | 85938 | Apache | 7 | Perm Closure | 1996-01-01 | 275 | Used Oil/Waste Oil | COMPARTMENT A | Single Walled | Asphalt coated or Bare Steel | Gravity Feed |  | Bare or Galvanized Steel | Closed in Place | 1999-07-13
0-002454 | TNT BULK PLANT | 124 W MAIN ST | SPRINGERVILLE | AZ | 85938 | Apache | 5 | Perm Closure | 1961-01-01 | 10000 | Gasoline | COMPARTMENT A | Single Walled | Asphalt coated or Bare Steel | Pressure |  |  | Closed in Place | 1999-07-13
0-000035 | PRESCOTT FIRE CENTER | 6500 WILKINSON DR | PRESCOTT | AZ | 86301 | Yavapai | 1 | Perm Closure | 1985-01-01 | 3000 | Diesel | COMPARTMENT A |  | Fiberglass Reinforced Plastic |  |  |  | Removal | 1995-06-28
0-009410 | PILOT TRAVEL CENTER #211 | 14750 S HIGHWAY 95 | LAKE HAVASU CITY | AZ | 86404 | Mohave | 2 | Open | 1998-06-01 | 12000 | Gasoline | COMPARTMENT A | Double Walled | Fiberglass Reinforced Plastic | Pressure |  | Fiberglass Reinforced Plastic
0-006240 | EXXON #7-4950 | 6770 E TANQUE VERDE RD | TUCSON | AZ | 85715 | Pima | 1 | Perm Closure | 1962-01-01 | 3000 | Gasoline | COMPARTMENT A | Single Walled | Asphalt coated or Bare Steel |  |  |  | Removal | 1990-05-13
0-000640 | CHEVRON #9-2747 | 17002 N CAVE CREEK RD | PHOENIX | AZ | 85032 | Maricopa | 3 | Perm Closure | 1981-01-01 | 10000 | Gasoline | COMPARTMENT A |  | Fiberglass Reinforced Plastic |  |  |  | Removal | 1998-12-15
0-000640 | CHEVRON #9-2747 | 17002 N CAVE CREEK RD | PHOENIX | AZ | 85032 | Maricopa | 5 | Perm Closure | 1999-03-31 | 15000 | Gasoline | COMPARTMENT A | Double Walled | Fiberglass Reinforced Plastic | Pressure | Double Walled | Fiberglass Reinforced Plastic | Removal | 2016-06-16
0-005579 | TEXACO #60-351-2089 | 217 N HUACHUCA BLVD | HUACHUCA CITY | AZ | 85616 | Cochise | 7 | Perm Closure | 1997-05-01 | 10000 | Gasoline | COMPARTMENT A | Double Walled | Fiberglass Reinforced Plastic | Pressure | Double Walled | Fiberglass Reinforced Plastic | Removal | 2004-05-14
0-000854 | CAMELBACK FORD LINCOLN MERCURY | 1400 E CAMELBACK RD | PHOENIX | AZ | 85014 | Maricopa | 1 | Perm Closure | 1974-01-01 | 2000 | Gasoline | COMPARTMENT A |  | Asphalt coated or Bare Steel |  |  |  | Removal | 1988-11-03
0-008841 | CHAPMAN CHEVROLET | 6011 S KYRENE RD | TEMPE | AZ | 85283 | Maricopa | 1 | Perm Closure | 1982-01-01 | 5000 | Gasoline | COMPARTMENT A |  | Asphalt coated or Bare Steel | Pressure |  | Bare or Galvanized Steel | Removal | 1998-03-10
0-004801 | JEFFERSON COMMONS | 1530 E 8TH ST | TEMPE | AZ | 85281 | Maricopa | 1 | Perm Closure | 1965-03-27 | 6000 | Diesel | COMPARTMENT A | Double Walled | Asphalt coated or Bare Steel |  |  |  | Removal | 1989-03-29
0-004265 | SAHUARITA UNIFIED SCHOOL DISTRICT #30 | 350 W SAHUARITA RD | SAHUARITA | AZ | 85629 | Pima | 5 | Perm Closure | 1975-04-29 | 550 | Used Oil/Waste Oil | COMPARTMENT A | Unknown | Asphalt coated or Bare Steel |  |  |  | Removal | 1993-06-01
0-009500 | BALLARD TRUST | 2902 N 16TH ST | PHOENIX | AZ | 85016 | Maricopa | 1 | Perm Closure | 2005-06-17 | 550 | Used Oil/Waste Oil | COMPARTMENT A | Unknown | Asphalt coated or Bare Steel |  |  |  | Removal | 1999-07-20
0-000133 | GRAND CANYON - SOUTH ENTRANCE SERVICE | 1 S RIM | GRAND CANYON | AZ | 86023 | Coconino | 1 | Perm Closure | 1974-01-01 | 10000 | Gasoline | COMPARTMENT A |  | Asphalt coated or Bare Steel |  |  |  | Removal | 1999-11-09
0-005774 | SAYA MUSTANG | 609 E ROUTE 66 | WILLIAMS | AZ | 86046 | Coconino | 6 | Open | 1995-02-01 | 10000 | Gasoline | COMPARTMENT A | Double Walled | Composite (Steel/Fiberglass) | Pressure |  | Fiberglass Reinforced Plastic
0-005599 | LDS CHURCH FARM | 16501 N TRICO RD | MARANA | AZ | 85653 | Pima | 2 | Perm Closure | 2005-06-17 | 4000 | Diesel | COMPARTMENT A | Double Walled | Asphalt coated or Bare Steel |  |  |  | Removal | 1989-03-01
0-001512 | CIRCLE K #3735 | 4301 W CACTUS RD | PHOENIX | AZ | 85304 | Maricopa | 3 | Open | 1982-01-01 | 10000 | Gasoline | COMPARTMENT A | Single Walled | Fiberglass Reinforced Plastic | Pressure |  | Fiberglass Reinforced Plastic
0-001686 | CRISPYS INC | 544 E 24TH ST | TUCSON | AZ | 85713 | Pima | 1 | Perm Closure | 1961-01-01 | 2000 | Gasoline | COMPARTMENT A | Single Walled | Asphalt coated or Bare Steel |  |  |  | Removal | 1990-11-13
0-000587 | GUARANTEED AUTO REPAIR | 5528 NW GRAND AVE | GLENDALE | AZ | 85301 | Maricopa | 3 | Perm Closure | 2005-06-17 |  | Gasoline | COMPARTMENT A | Unknown | Unknown |  |  |  | Closed in Place | 1959-01-01
0-001479 | CIRCLE K #2701781 | 1540 E BROADWAY RD | PHOENIX | AZ | 85040 | Maricopa | 3 | Open | 1985-01-01 | 10000 | Diesel | COMPARTMENT A | Double Walled | Fiberglass Reinforced Plastic | Pressure |  | Fiberglass Reinforced Plastic
0-003963 | CITY OF PRESCOTT - AIRPORT | 6446 CRYSTAL LN | PRESCOTT | AZ | 86301 | Yavapai | 4 | Perm Closure | 1972-01-01 | 10000 | Gasoline | COMPARTMENT A | Unknown | Asphalt coated or Bare Steel | Pressure |  | Bare or Galvanized Steel | Removal | 2000-05-16
0-008703 | FLAGSTAFF LANDSCAPES PRODUCTS | 6500 E US HIGHWAY 66 | FLAGSTAFF | AZ | 86004 | Coconino | 1 | Perm Closure | 1976-01-01 | 6000 | Diesel | COMPARTMENT A |  | Asphalt coated or Bare Steel | Pressure |  |  | Removal | 1996-06-17
0-004550 | CIRCLE K #2701855 | 15400 N 7TH ST | PHOENIX | AZ | 85022 | Maricopa | 2 | Open | 1986-01-01 | 10000 | Gasoline | COMPARTMENT A | Single Walled | Fiberglass Reinforced Plastic | Pressure |  | Fiberglass Reinforced Plastic
0-007243 | ELIXIR INDUSTRIES | 219 S MULBERRY | MESA | AZ | 85202 | Maricopa | 1 | Perm Closure | 1970-01-01 | 10000 | Diesel | COMPARTMENT A | Double Walled | Asphalt coated or Bare Steel | Suction - Check Valve at the Tank Top |  | Bare or Galvanized Steel | Removal | 1991-04-15
0-007143 | CITY OF PHOENIX - ENCANTO PARK MAINTENANCE | 1801 W ENCANTO BLVD | PHOENIX | AZ | 85007 | Maricopa | 2 | Open | 1989-12-19 | 6000 | Diesel | COMPARTMENT A | Double Walled | Fiberglass Reinforced Plastic | Pressure | Double Walled | Fiberglass Reinforced Plastic
0-004989 | PHOENIX GENERAL HOSPITAL INC | 1950 W INDIAN SCHOOL RD | PHOENIX | AZ | 85015 | Maricopa | 1 | Perm Closure | 1966-02-03 | 2000 | Diesel | COMPARTMENT A | Unknown | Asphalt coated or Bare Steel |  |  |  | Removal | 1990-01-17
0-003382 | MOUNTAIN BELL PECOS CO #141073 | 3133 E FRYE RD | GILBERT | AZ | 85242 |  | 1 | Perm Closure | 1985-09-09 | 500 | Diesel | COMPARTMENT A | Double Walled | Asphalt coated or Bare Steel |  |  |  | Removal | 1991-04-01
0-003673 | PEP BOYS #626 | 3787 N ORACLE RD | TUCSON | AZ | 85705 | Pima | 1 | Perm Closure | 1980-01-01 | 750 | Used Oil/Waste Oil | COMPARTMENT A | Single Walled | Asphalt coated or Bare Steel | Gravity Feed |  |  | Removal | 1995-02-14
0-008971 | NEIGHBORS MART | 2890 JAMAICA BLVD S | LAKE HAVASU CITY | AZ | 86406 | Mohave | 1 | Open | 1997-05-16 | 12000 | Gasoline | COMPARTMENT A | Double Walled | Fiberglass Reinforced Plastic | Pressure | Double Walled | Fiberglass Reinforced Plastic
0-001585 | NORTHLAND BEVERAGE INC | 3825 E HUNTINGTON DR | FLAGSTAFF | AZ | 86004 | Coconino | 2 | Perm Closure | 1976-01-01 | 1000 | Gasoline | COMPARTMENT A |  | Asphalt coated or Bare Steel | Suction - Check Valve at the Tank Top |  |  | Removal | 1993-09-17
0-009031 | MOBIL MART | 1395 W MAIN ST | QUARTZSITE | AZ | 85346 | La Paz | 3 | Open | 2005-09-23 | 10000 | Diesel | COMPARTMENT A | Double Walled | Composite (Steel/Fiberglass) | Pressure | Double Walled | Flexible
0-009031 | MOBIL MART | 1395 W MAIN ST | QUARTZSITE | AZ | 85346 | La Paz | 1 | Open | 1996-09-01 | 12000 | Gasoline | COMPARTMENT A | Double Walled | Composite (Steel/Fiberglass) | Pressure | Double Walled | Flexible
0-000307 | MONTE VISTA MARINE INC | 3122 E ROUTE 66 | FLAGSTAFF | AZ | 86004 | Coconino | 1 | Perm Closure | 1980-01-01 | 10000 | Gasoline | COMPARTMENT A |  | Asphalt coated or Bare Steel |  |  |  | Removal | 1988-07-01
0-000307 | MONTE VISTA MARINE INC | 3122 E ROUTE 66 | FLAGSTAFF | AZ | 86004 | Coconino | 4 | Perm Closure | 1981-01-01 | 6000 | Gasoline | COMPARTMENT A |  | Asphalt coated or Bare Steel |  |  |  | Removal | 1988-07-01
0-001278 | CIRCLE K #656 | 4225 W PEORIA AVE | PHOENIX | AZ | 85029 | Maricopa | 1 | Perm Closure | 1971-01-01 | 10000 | Gasoline | COMPARTMENT A |  | Asphalt coated or Bare Steel |  |  |  | Removal | 1986-12-05
0-000108 | AMERICAN TUBE AND PIPE | 2737 W VIRGINIA AVE | PHOENIX | AZ | 85009 | Maricopa | 1 | Perm Closure | 1976-01-01 | 10000 | Diesel | COMPARTMENT A |  | Asphalt coated or Bare Steel |  |  |  | Removal | 1988-12-01
0-000537 | ARCO AM/PM | 442 MILLER VALLEY RD | PRESCOTT | AZ | 86301 | Yavapai | 4 | Perm Closure | 1965-01-01 | 280 | Used Oil/Waste Oil | COMPARTMENT A |  | Asphalt coated or Bare Steel |  |  |  | Removal | 1980-01-01
0-000537 | ARCO AM/PM | 442 MILLER VALLEY RD | PRESCOTT | AZ | 86301 | Yavapai | 2 | Perm Closure | 1965-01-01 | 2000 | Gasoline | COMPARTMENT A |  | Asphalt coated or Bare Steel |  |  |  | Removal | 1980-01-01
0-002467 | BILL'S TEXACO | 619 W PIMA ST | GILA BEND | AZ | 85337 | Maricopa | 2 | Perm Closure | 1981-05-07 | 10000 | Gasoline | COMPARTMENT A | Single Walled | Asphalt coated or Bare Steel |  |  |  | Removal | 1992-07-15
0-006279 | TOWN OF GILBERT - PUBLIC WORKS DEPARTMENT | 900 E JUNIPER AVE | GILBERT | AZ | 85234 | Maricopa | 3 | Open | 1988-05-12 | 12000 | Gasoline | COMPARTMENT A | Double Walled | Fiberglass Reinforced Plastic | Pressure | Double Walled | Fiberglass Reinforced Plastic
0-004930 | TEXACO #60-349-0010 | 2550 W DEER VALLEY RD | PHOENIX | AZ | 85027 | Maricopa | 7 | Perm Closure | 1986-01-10 | 10000 | Diesel | COMPARTMENT A | Unknown | Fiberglass Reinforced Plastic | Pressure | Double Walled | Fiberglass Reinforced Plastic | Removal | 2005-08-09
0-004939 | FRY'S FUEL CENTER #5 | 7949 E THOMAS RD | SCOTTSDALE | AZ | 85251 | Maricopa | 3 | Perm Closure | 1984-01-01 | 12000 | Gasoline | COMPARTMENT A | Double Walled | Fiberglass Reinforced Plastic | Pressure | Double Walled | Fiberglass Reinforced Plastic | Removal | 2005-09-29
0-004939 | FRY'S FUEL CENTER #5 | 7949 E THOMAS RD | SCOTTSDALE | AZ | 85251 | Maricopa | 5 | Open | 2005-11-01 | 9000 | Gasoline (PUL) | COMPARTMENT B | Double Walled | Composite (Steel/Fiberglass) | Pressure | Double Walled | Flexible
0-004957 | SPEEDWAY STORE #2963 | 3902 E SPEEDWAY BLVD | TUCSON | AZ | 85712 | Pima | 5 | Perm Closure | 1985-01-01 | 550 | Used Oil/Waste Oil | COMPARTMENT A | Double Walled | Fiberglass Reinforced Plastic | Gravity Feed |  | Fiberglass Reinforced Plastic | Removal | 1992-04-06
0-004957 | SPEEDWAY STORE #2963 | 3902 E SPEEDWAY BLVD | TUCSON | AZ | 85712 | Pima | 6 | Open | 1995-07-01 | 20000 | Gasoline (UL) | COMPARTMENT A | Double Walled | Fiberglass Reinforced Plastic | Pressure | Double Walled
0-006974 | H & H PARTNERSHIP | 2500 W 8TH ST | YUMA | AZ | 85364 | Yuma | 2 | Perm Closure | 2005-06-17 | 4000 | Gasoline | COMPARTMENT A | Unknown | Asphalt coated or Bare Steel | Suction - Check Valve at the Tank Top |  |  | Removal | 1990-09-17
0-002260 | GRAND GAS STATION | 7035 N 35TH AVE | PHOENIX | AZ | 85051 | Maricopa | 4 | Perm Closure | 1975-01-01 | 10000 | Gasoline | COMPARTMENT A | Single Walled | Asphalt coated or Bare Steel | Pressure |  | Fiberglass Reinforced Plastic | Removal | 2017-11-15
0-007404 | GOLDEN VALLEY SHELL | 5405 US HIGHWAY 68 | GOLDEN VALLEY | AZ | 86413 | Mohave | 2 | Perm Closure | 2005-06-17 | 10000 | Gasoline | COMPARTMENT A | Single Walled | Asphalt coated or Bare Steel |  |  |  | Removal | 1991-08-21
0-007404 | GOLDEN VALLEY SHELL | 5405 US HIGHWAY 68 | GOLDEN VALLEY | AZ | 86413 | Mohave | 5 | Perm Closure | 2005-06-17 | 400 | Kerosene | COMPARTMENT A | Single Walled | Asphalt coated or Bare Steel |  |  |  | Removal | 1991-08-21
0-007768 | FRENCH'S RV CENTER | 2945 W STATE ROUTE 89A | SEDONA | AZ | 86336 | Yavapai | 3 | Perm Closure | 2005-06-17 | 500 | Gasoline | COMPARTMENT A | Unknown | Asphalt coated or Bare Steel |  |  |  | Removal | 1988-12-01
0-007768 | FRENCH'S RV CENTER | 2945 W STATE ROUTE 89A | SEDONA | AZ | 86336 | Yavapai | 2 | Perm Closure | 2005-06-17 | 500 | Gasoline | COMPARTMENT A | Unknown | Asphalt coated or Bare Steel |  |  |  | Removal | 1988-12-01
0-009310 | SPEEDWAY STORE #2884 | 701 E STATE HIGHWAY 260 | PAYSON | AZ | 85541 | Gila | 1 | Open | 1997-11-14 | 12000 | Diesel #2 | COMPARTMENT A | Double Walled | Fiberglass Reinforced Plastic | Pressure |  | Fiberglass Reinforced Plastic
0-002875 | K MART #7005/MEGA FOODS | 2530 N 45TH AVE | FLAGSTAFF | AZ | 86004 | Coconino | 1 | Perm Closure | 1972-04-28 | 500 | Used Oil/Waste Oil | COMPARTMENT A | Double Walled | Asphalt coated or Bare Steel | Gravity Feed |  |  | Removal | 1991-11-01
0-002750 | JACKASS ACRES | 50821 N 35TH AVE | NEW RIVER | AZ | 85087 | Maricopa | 1 | Perm Closure | 1972-01-01 | 10000 | Gasoline | COMPARTMENT A | Single Walled | Asphalt coated or Bare Steel |  |  |  | Removal | 2000-08-04
0-007187 | MAVERIK COUNTRY STORE #376 | 5031 US HIGHWAY 68 | GOLDEN VALLEY | AZ | 86413 | Mohave | 1 | Perm Closure | 1990-12-01 | 12000 | Gasoline | COMPARTMENT A | Double Walled | Composite (Steel/Fiberglass) | Pressure |  | Fiberglass Reinforced Plastic | Removal | 2007-11-13
0-007187 | MAVERIK COUNTRY STORE #376 | 5031 US HIGHWAY 68 | GOLDEN VALLEY | AZ | 86413 | Mohave | 2 | Perm Closure | 1990-12-01 | 12000 | Gasoline | COMPARTMENT A | Double Walled | Composite (Steel/Fiberglass) | Pressure |  | Fiberglass Reinforced Plastic | Removal | 2007-11-13
0-000961 | HILLTOP GASSER/UNOCAL 76 | 7133 N US HIGHWAY 89 | FLAGSTAFF | AZ | 86004 | Coconino | 1 | Perm Closure | 1972-01-01 | 10000 | Gasoline | COMPARTMENT A |  | Asphalt coated or Bare Steel |  |  |  | Removal | 1986-09-01
0-002505 | HOLLAND FAMILY GENERAL PARTNERS | 1624 E STOREY RD | COOLIDGE | AZ | 85128 | Pinal | 1 | Perm Closure | 1973-05-07 | 8000 | Diesel | COMPARTMENT A | Single Walled | Asphalt coated or Bare Steel |  |  |  | Removal | 1988-12-01
0-007410 | CUSTOM DRYWALL | 1029 S SIRRINE | MESA | AZ | 85210 | Maricopa | 1 | Perm Closure | 1979-11-01 | 10000 | Gasoline | COMPARTMENT A | Unknown | Asphalt coated or Bare Steel |  |  |  | Removal | 1991-08-22
0-009037 | ARCO AM/PM | 1989 W RAY RD | CHANDLER | AZ | 85224 | Maricopa | 3 | Open | 1996-07-17 | 15000 | Gasoline | COMPARTMENT A | Double Walled | Fiberglass Reinforced Plastic | Pressure | Double Walled | Fiberglass Reinforced Plastic
0-000216 | MAVERIK COUNTRY STORE #213 | 4495 S HIGHWAY 95 | MOHAVE VALLEY | AZ | 86426 | Mohave | 2 | Open | 1988-03-01 | 12000 | Gasoline | COMPARTMENT A | Double Walled | Composite (Steel/Fiberglass) | Pressure | Double Walled | Flexible
0-004896 | TERRIBLE HERBST #97 | 620 S CALIFORNIA AVE | PARKER | AZ | 85344 | La Paz | 2 | Perm Closure | 1972-04-22 | 10000 | Gasoline | COMPARTMENT A | Double Walled | Asphalt coated or Bare Steel | Pressure |  |  | Removal | 1999-12-21
0-009168 | MINUTE MART #12 | 63715 E SADDLEBROOKE BLVD | SADDLEBROOKE | AZ | 85739 | Pinal | 1 | Perm Closure | 1997-08-08 | 12000 | Gasoline | COMPARTMENT A | Double Walled | Composite (Steel/Fiberglass) | Pressure | Double Walled | Fiberglass Reinforced Plastic | Removal | 2020-04-09
0-000875 | CIRCLE K STORE #2706659 | 6937 N 75TH AVE | GLENDALE | AZ | 85303 | Maricopa | 9 | Open | 2004-11-12 | 12000 | Diesel | COMPARTMENT A | Double Walled | Fiberglass Reinforced Plastic | Pressure | Double Walled | Fiberglass Reinforced Plastic
0-009761 | CIRCLE K #2706286 | 8630 E GOLF LINKS RD | TUCSON | AZ | 85730 | Pima | 1 | Open | 2001-01-01 | 10000 | Diesel | COMPARTMENT A | Double Walled | Fiberglass Reinforced Plastic | Pressure | Double Walled | Flexible
0-001481 | CIRCLE K #2701789 | 9000 N CAMINO DE OESTE | MARANA | AZ | 85742 | Pima | 3 | Open | 1985-01-01 | 10000 | Gasoline | COMPARTMENT A | Double Walled | Fiberglass Reinforced Plastic | Pressure | Single Walled | Fiberglass Reinforced Plastic
0-001481 | CIRCLE K #2701789 | 9000 N CAMINO DE OESTE | MARANA | AZ | 85742 | Pima | 2 | Open | 1985-01-01 | 10000 | Gasoline | COMPARTMENT A | Double Walled | Fiberglass Reinforced Plastic | Pressure | Single Walled | Fiberglass Reinforced Plastic
0-001814 | DUNBAR STONE CO INC | 901 LEWIS AVE | ASH FORK | AZ | 86320 | Yavapai | 1 | Perm Closure | 1966-01-01 | 2000 | Diesel | COMPARTMENT A |  | Asphalt coated or Bare Steel |  |  |  | Removal | 1991-01-18
0-005497 | OLD VAIL MIDDLE SCHOOL | 13299 E COLOSSAL CAVE RD | VAIL | AZ | 85641 | Pima | 2 | Perm Closure | 1981-10-03 | 6000 | Gasoline | COMPARTMENT A | Double Walled | Asphalt coated or Bare Steel |  |  |  | Removal | 1993-01-28
0-007781 | TARGET STORE T-166 - FORMER | 5220 W INDIAN SCHOOL RD | PHOENIX | AZ | 85031 | Maricopa | 1 | Perm Closure | 1984-01-01 | 400 | Used Oil/Waste Oil | COMPARTMENT A | Double Walled | Fiberglass Reinforced Plastic | Gravity Feed |  |  | Removal | 1986-01-01
0-005529 | EDWARD S KELTON CONTRACTING - FORMER | 2141 E BEARDSLEY RD | PHOENIX | AZ | 85024 | Maricopa | 3 | Perm Closure | 1970-05-06 | 8000 | Gasoline | COMPARTMENT A | Unknown | Asphalt coated or Bare Steel | Pressure |  |  | Removal | 1985-12-01
0-005529 | EDWARD S KELTON CONTRACTING - FORMER | 2141 E BEARDSLEY RD | PHOENIX | AZ | 85024 | Maricopa | 4 | Perm Closure | 1970-05-06 | 5000 | Gasoline | COMPARTMENT A | Unknown | Asphalt coated or Bare Steel | Pressure |  |  | Removal | 1985-12-01
0-003031 | SA RECYCLING | 3640 S 35TH AVE | PHOENIX | AZ | 85009 | Maricopa | 3 | Perm Closure | 1981-03-01 | 10000 | Gasoline | COMPARTMENT A | Unknown | Asphalt coated or Bare Steel | Suction - Check Valve at the Tank Top |  | Bare or Galvanized Steel | Removal | 1999-06-10
0-002602 | CHEVRON - CORDES JUNCTION | I-17 & HIGHWAY 69 | CORDES JUNCTION | AZ | 86333 | Yavapai | 3 | Perm Closure | 2005-06-17 | 3000 | Gasoline | COMPARTMENT A | Double Walled | Asphalt coated or Bare Steel |  |  |  | Removal | 1996-12-17
0-005279 | RP LAND INVESTMENT | 1702 E CAMELBACK RD | PHOENIX | AZ | 85016 | Maricopa | 3 | Perm Closure | 1955-01-01 | 280 | Used Oil/Waste Oil | COMPARTMENT A |  | Asphalt coated or Bare Steel | Gravity Feed |  |  | Removal | 1990-12-01
0-006786 | LSG SKY CHEFS | 1451 S 23RD ST | PHOENIX | AZ | 85034 | Maricopa | 1 | Perm Closure | 1989-07-01 | 550 | Used Oil/Waste Oil | COMPARTMENT A | Double Walled | Fiberglass Reinforced Plastic |  |  |  | Removal | 1995-09-07
0-004396 | CITY OF SCOTTSDALE - MCCORMICK RAILROAD PARK | 7301 E INDIAN BEND RD | SCOTTSDALE | AZ | 85250 | Maricopa | 3 | Perm Closure | 2012-04-18 | 250 | Diesel | COMPARTMENT A |  | Asphalt coated or Bare Steel |  |  |  | Removal | 1997-11-20
0-004399 | MARK KIA | 1000 N SCOTTSDALE RD | SCOTTSDALE | AZ | 85257 | Maricopa | 1 | Perm Closure | 1970-02-26 | 300 | Used Oil/Waste Oil | COMPARTMENT A | Unknown | Asphalt coated or Bare Steel |  |  |  | Removal | 1990-12-18
0-000540 | ARCO #1509 | 10303 GRAND AVE | SUN CITY | AZ | 85351 | Maricopa | 8 | Open | 1990-02-02 | 10000 | Gasoline | COMPARTMENT A | Double Walled | Fiberglass Reinforced Plastic | Pressure | Double Walled | Fiberglass Reinforced Plastic
0-000400 | APS - PAN AM AVENUE CENTER |  | DOUGLAS |  |  | Cochise | 5 | Perm Closure | 2005-06-17 | 20000 | Diesel | COMPARTMENT A | Single Walled | Asphalt coated or Bare Steel |  |  |  | Removal | 1988-12-19
0-002299 | TOWN OF GILBERT | 149 W VAUGHN AVE | GILBERT | AZ | 85233 | Maricopa | 2 | Perm Closure | 1978-01-28 | 2000 | Gasoline | COMPARTMENT A | Double Walled | Asphalt coated or Bare Steel |  |  |  | Removal | 1988-06-01
0-001991 | FOOD MART | 5124 S MILL AVE | TEMPE | AZ | 85282 | Maricopa | 3 | Perm Closure | 1966-01-01 | 6000 | Gasoline | COMPARTMENT A | Double Walled | Fiberglass Reinforced Plastic | Pressure |  | Fiberglass Reinforced Plastic | Removal | 1997-12-03
0-000217 | SHELL BELL | 4121 W BELL RD | PHOENIX | AZ | 85053 | Maricopa | 2 | Perm Closure | 1983-01-01 | 10000 | Gasoline | COMPARTMENT A | Single Walled | Fiberglass Reinforced Plastic | Pressure |  | Fiberglass Reinforced Plastic | Removal | 1996-04-08
0-000217 | SHELL BELL | 4121 W BELL RD | PHOENIX | AZ | 85053 | Maricopa | 9 | Perm Closure | 2005-06-17 | 1000 | Used Oil/Waste Oil | COMPARTMENT A | Single Walled | Fiberglass Reinforced Plastic | Gravity Feed |  | Bare or Galvanized Steel | Removal | 1998-08-14
0-000217 | SHELL BELL | 4121 W BELL RD | PHOENIX | AZ | 85053 | Maricopa | 8 | Open | 1996-04-01 | 12000 | Gasoline | COMPARTMENT A | Double Walled | Fiberglass Reinforced Plastic | Pressure | Double Walled | Fiberglass Reinforced Plastic
0-005490 | CIRCLE K #2702835 | 3402 N 35TH AVE | PHOENIX | AZ | 85017 | Maricopa | 4 | Open | 1994-07-28 | 8000 | Gasoline | COMPARTMENT A | Single Walled | Fiberglass Reinforced Plastic | Pressure | Single Walled | Fiberglass Reinforced Plastic
0-005490 | CIRCLE K #2702835 | 3402 N 35TH AVE | PHOENIX | AZ | 85017 | Maricopa | 3 | Perm Closure | 1972-01-01 | 10000 | Gasoline | COMPARTMENT A |  | Asphalt coated or Bare Steel | Pressure |  |  | Removal | 1994-07-28
0-001380 | CIRCLE K #1204 | 3700 W ORANGE GROVE RD | MARANA | AZ | 85741 | Pima | 3 | Open | 1991-05-01 | 10000 | Gasoline | COMPARTMENT A | Single Walled | Fiberglass Reinforced Plastic | Pressure | Single Walled | Fiberglass Reinforced Plastic
0-002004 | EXXON #7-3720 | 8002 E THOMAS RD | SCOTTSDALE | AZ | 85251 | Maricopa | 1 | Perm Closure | 1967-01-01 | 8000 | Gasoline | COMPARTMENT A |  | Asphalt coated or Bare Steel | Pressure |  |  | Removal | 1997-05-21
0-001245 | CIRCLE K #2700517 | 3155 N ALVERNON WAY | TUCSON | AZ | 85712 | Pima | 4 | Open | 1995-06-20 | 10000 | Gasoline (UL) | COMPARTMENT A | Single Walled | Fiberglass Reinforced Plastic | Pressure | Double Walled | Fiberglass Reinforced Plastic
0-004994 | PHOENIX MOTOR COMPANY | 225 W INDIAN SCHOOL RD | PHOENIX | AZ | 85013 | Maricopa | 2 | Perm Closure | 1985-01-20 | 8000 | Gasoline | COMPARTMENT A | Double Walled | Fiberglass Reinforced Plastic | Pressure |  |  | Removal | 2014-06-17
0-006764 | LOS DOS AMIGOS | 10602 N 19TH AVE | PHOENIX | AZ | 85029 | Maricopa | 1 | Perm Closure | 1976-01-01 | 6000 | Gasoline | COMPARTMENT A | Unknown | Asphalt coated or Bare Steel | Pressure | Double Walled | Fiberglass Reinforced Plastic | Removal | 2001-07-24
0-003196 | CIRCLE K STORE #2709172 | 1435 W BASELINE RD | TEMPE | AZ | 85283 | Maricopa | 9 | Open | 1999-05-20 | 20000 | Gasoline | COMPARTMENT A | Double Walled | Fiberglass Reinforced Plastic | Pressure |  | Fiberglass Reinforced Plastic
0-002225 | HONEYWELL - TEMPE | 1300 W WARNER RD | TEMPE | AZ | 85284 | Maricopa | 1 | Perm Closure | 1988-08-01 | 10000 | Gasoline | COMPARTMENT A | Double Walled | Fiberglass Reinforced Plastic | Pressure | Double Walled | Fiberglass Reinforced Plastic | Removal | 2002-10-22
0-002668 | LINCOLN AUTO | 3020 S 19TH AVE | PHOENIX | AZ | 85009 | Maricopa | 2 | Perm Closure | 1954-09-13 | 3000 | Diesel | COMPARTMENT A | Unknown | Unknown |  |  |  | Removal | 1990-10-22
0-000689 | AMERICAN DISTRIBUTORS | 2502 N JACKRABBIT AVE | TUCSON | AZ | 85745 | Pima | 2 | Perm Closure | 1975-01-01 | 8000 | Gasoline | COMPARTMENT A | Single Walled | Asphalt coated or Bare Steel |  |  |  | Removal | 1988-12-29
0-005444 | CIRCLE K #2904 | 1770 W ROGER RD | TUCSON | AZ | 85705 | Pima | 1 | Perm Closure | 1972-04-03 | 8000 | Gasoline | COMPARTMENT A | Unknown | Asphalt coated or Bare Steel | Pressure |  |  | Removal | 1993-10-05
0-004808 | SUPREME OIL CO | 2110 GRAND AVE | PHOENIX | AZ | 85009 | Maricopa | 4 | Perm Closure | 2005-06-17 | 550 | Gasoline | COMPARTMENT A |  | Asphalt coated or Bare Steel |  |  |  | Removal | 1997-05-07
0-004808 | SUPREME OIL CO | 2110 GRAND AVE | PHOENIX | AZ | 85009 | Maricopa | 6 | Perm Closure | 2005-06-17 | 10000 | Kerosene | COMPARTMENT A |  | Asphalt coated or Bare Steel |  |  |  | Closed in Place | 1989-02-01
0-003164 | ME-WEST CASTINGS | 5857 S KYRENE RD | TEMPE | AZ | 85283 | Maricopa | 1 | Perm Closure | 1956-01-01 | 550 | Gasoline | COMPARTMENT A |  | Asphalt coated or Bare Steel |  |  |  | Removal | 1989-06-20
0-003164 | ME-WEST CASTINGS | 5857 S KYRENE RD | TEMPE | AZ | 85283 | Maricopa | 2 | Perm Closure | 1956-01-01 | 550 | Gasoline | COMPARTMENT A |  | Asphalt coated or Bare Steel |  |  |  | Removal | 1989-06-20
0-005658 | PRETZER FARMS | 26760 S ELEVEN MILE CORNER RD | ELOY | AZ | 85131 | Pinal | 1 | Perm Closure | 1979-08-05 | 6000 | Gasoline | COMPARTMENT A | Double Walled | Asphalt coated or Bare Steel |  |  |  | Removal | 1993-10-01
0-006471 | CAR QUEST TIRE & AUTO | 300 E AMERICAN AVE | ORACLE | AZ | 85623 | Pinal | 3 | Perm Closure | 1977-01-01 | 8000 | Gasoline | COMPARTMENT A | Double Walled | Asphalt coated or Bare Steel | Pressure |  |  | Removal | 1998-06-10
0-006665 | USDOI FW - WILLOW BEACH NATL FISH HATCHERY | 4.5 MILES WEST OF MILE POST 14 OFF HIGHWAY 93 | WILLOW BEACH | AZ | 86445 | Mohave | 1 | Perm Closure | 2005-06-17 | 1000 | Gasoline | COMPARTMENT A | Unknown | Asphalt coated or Bare Steel |  |  |  | Removal | 1989-12-08
0-003017 | MACMILLAN CONSTRUCTION | 710 5TH ST | PRESCOTT | AZ | 86301 | Yavapai | 2 | Perm Closure | 1979-04-05 | 1500 | Diesel | COMPARTMENT A | Double Walled | Asphalt coated or Bare Steel | Suction - Check Valve at the Tank Top |  |  | Removal | 1998-11-10
0-007514 | EXXON |  | FLAGSTAFF |  |  | Coconino | 1 | Perm Closure | 2005-06-17 | 8000 | Used Oil/Waste Oil | COMPARTMENT A | Double Walled | Asphalt coated or Bare Steel |  |  |  | Removal | 1991-08-23
0-010586 | FRY'S FUEL FACILITY #694 | 2800 W DOVE VALLEY RD | PHOENIX | AZ | 85085 | Maricopa | 2 | Open | 2016-12-01 | 10000 | Diesel | COMPARTMENT A | Double Walled | Fiberglass Reinforced Plastic | Pressure | Double Walled | Fiberglass Reinforced Plastic
0-001209 | CIRCLE K #250 | 247 W GRANT RD | TUCSON | AZ | 85705 | Pima | 2 | Perm Closure | 1971-04-04 | 10000 | Gasoline | COMPARTMENT A | Single Walled | Asphalt coated or Bare Steel |  |  |  | Removal | 1988-04-01
0-006672 | C A REEVES | 1102 E JIMMIE KERR BLVD | CASA GRANDE | AZ | 85122 | Pinal | 1 | Perm Closure | 2005-06-17 | 3500 | Gasoline | COMPARTMENT A | Unknown | Unknown |  |  |  | Removal | 1989-12-07
0-007427 | YUMA COUNTY PUBLIC WORKS EQUIPMENT YARD - TACNA |  | TACNA |  |  | Yuma | 2 | Perm Closure | 1970-01-01 | 10000 | Diesel | COMPARTMENT A | Unknown | Asphalt coated or Bare Steel | Pressure |  | Bare or Galvanized Steel | Removal | 1991-10-02
0-000736 | BOGLE FARMS |  | CHANDLER |  |  | Maricopa | 6 | Perm Closure | 1965-01-01 | 500 | Unidentified | COMPARTMENT A | Single Walled | Asphalt coated or Bare Steel | Suction - Check Valve at the Tank Top | Single Walled | Bare or Galvanized Steel | Removal | 1990-02-01
0-009133 | SANTA CRUZ VALLEY UNIFIED SCHOOL DISTRICT #35 - BUS BARN | 1411 W FRONTAGE RD | RIO RICO | AZ | 85648 | Santa Cruz | 1 | Perm Closure | 1986-01-01 | 3000 | Gasoline | COMPARTMENT A | Unknown | Unknown | Suction - Check Valve at the Tank Top |  | Bare or Galvanized Steel | Closed in Place | 1999-12-10
0-007114 | EARNHARDT SCOTTSDALE LEXUS | 6905 E MCDOWELL RD | SCOTTSDALE | AZ | 85257 | Maricopa | 3 | Perm Closure | 1986-12-01 | 1000 | Unidentified | COMPARTMENT A | Double Walled | Fiberglass Reinforced Plastic | Suction - Check Valve at the Tank Top | Double Walled | Fiberglass Reinforced Plastic | Removal | 1996-01-23
0-001993 | EXXON #7-3357 | 2205 S 24TH ST | PHOENIX | AZ | 85034 | Maricopa | 2 | Perm Closure | 1966-01-01 | 8000 | Gasoline | COMPARTMENT A |  | Asphalt coated or Bare Steel |  |  |  | Removal | 1988-01-01
0-004264 | SOPORI ELEMENTARY SCHOOL |  | ARIVACA JUNCTION |  |  | Pima | 1 | Perm Closure | 1976-04-28 | 1000 | Gasoline | COMPARTMENT A | Double Walled | Asphalt coated or Bare Steel |  |  |  | Removal | 1993-04-26
0-010636 | FRY'S FUEL #619 | 4120 N 103RD AVE | PHOENIX | AZ | 85037 | Maricopa | 2 | Open | 2014-10-09 | 10000 | Diesel | COMPARTMENT B | Double Walled | Fiberglass Reinforced Plastic | Pressure | Double Walled | Fiberglass Reinforced Plastic
0-007879 | WILLCOX AREA WIDE STUDY |  | WILLCOX |  |  | Cochise | 1 | Perm Closure | 2005-06-17 |  | Gasoline | COMPARTMENT A | Double Walled | Asphalt coated or Bare Steel |  |  |  | Removal | 1991-01-01
0-003690 | USDOI NPS - PETRIFIED FOREST NATIONAL PARK UST SITE |  | PETRIFIED FOREST NATIONAL PARK |  |  | Apache | 19 | Perm Closure | 2008-02-06 | 1000 | Gasoline | COMPARTMENT A | Single Walled | Asphalt coated or Bare Steel |  |  |  | Removal | 1986-07-01
0-002817 | ADOC ASPC FORT GRANT | 15500 S FORT GRANT RD | BONITA | AZ | 85643 | Graham | 3 | Perm Closure | 1967-05-08 | 3000 | Diesel | COMPARTMENT A | Double Walled | Asphalt coated or Bare Steel |  |  |  | Removal | 1990-08-25
0-004605 | PEPSI-COLA BOTTLING CO | 17 N 8TH AVE | SAFFORD | AZ | 85546 | Graham | 2 | Perm Closure | 1980-03-14 | 6000 | Gasoline | COMPARTMENT A | Double Walled | Asphalt coated or Bare Steel |  |  |  | Removal | 1991-07-17
0-001321 | CIRCLE K #816 | 606 N BEELINE HWY | PAYSON | AZ | 85541 | Gila | 2 | Perm Closure | 1972-01-01 | 10000 | Gasoline | COMPARTMENT A | Single Walled | Asphalt coated or Bare Steel | Pressure | Single Walled | Bare or Galvanized Steel | Removal | 1997-01-28
0-008602 | TRIPLE B | 824 N WILLIAM BROOKS AVE | SAN LUIS | AZ | 85336 | Yuma | 10 | Open | 2020-07-08 | 15000 | Diesel | COMPARTMENT B | Double Walled | Fiberglass Reinforced Plastic | Pressure | Double Walled | Fiberglass Reinforced Plastic
0-004948 | TEXACO #60-351-0040 | 2095 W PRINCE RD | TUCSON | AZ | 85705 | Pima | 5 | Perm Closure | 1985-05-07 | 550 | Used Oil/Waste Oil | COMPARTMENT A | Double Walled | Fiberglass Reinforced Plastic | Gravity Feed |  | Fiberglass Reinforced Plastic | Removal | 1998-09-24
0-009875 | CIRCLE K STORE #2703367 | 8327 W THUNDERBIRD RD | PEORIA | AZ | 85381 | Maricopa | 2 | Open | 2002-06-27 | 12000 | Gasoline | COMPARTMENT A | Double Walled | Fiberglass Reinforced Plastic | Pressure | Double Walled | Fiberglass Reinforced Plastic
0-004955 | TEXACO SERVICE | 480 W CONGRESS ST | TUCSON | AZ | 85701 | Pima | 1 | Perm Closure | 1983-01-01 | 10000 | Gasoline | COMPARTMENT A | Double Walled | Fiberglass Reinforced Plastic | Pressure |  | Fiberglass Reinforced Plastic | Removal | 1996-09-23
0-009497 | SUNSHINE GAS STATION | 418 SUNSHINE BLVD | ELOY | AZ | 85131 | Pinal | 3 | Perm Closure | 2005-06-17 | 1200 | Unidentified | COMPARTMENT A | Single Walled | Asphalt coated or Bare Steel |  |  |  | Removal | 1999-06-29
0-004803 | SUPERLITE-6 POINTS | 1400 N ARCO DR | PHOENIX | AZ | 85009 | Maricopa | 3 | Perm Closure | 1974-03-27 | 10000 | Diesel | COMPARTMENT A | Double Walled | Asphalt coated or Bare Steel |  |  |  | Removal | 1988-02-15
0-006805 | STAR LITE BARRICADE & SIGN CO | 2401 S 15TH AVE | PHOENIX | AZ | 85007 | Maricopa | 1 | Perm Closure | 1975-01-01 | 10000 | Diesel | COMPARTMENT A | Double Walled | Asphalt coated or Bare Steel |  |  |  | Removal | 1990-05-08
0-009174 | SOUTHWESTERN PARKING CO | 402 S 40TH ST | PHOENIX | AZ | 85034 | Maricopa | 1 | Perm Closure | 1984-06-01 | 10000 | Gasoline | COMPARTMENT A | Unknown | Asphalt coated or Bare Steel | Suction - Check Valve at the Tank Top |  | Bare or Galvanized Steel | Removal | 1999-02-10
0-004493 | SHELTON ALLIANCE | 1107 E PIMA | GILA BEND | AZ | 85337 | Maricopa | 1 | Perm Closure | 1975-01-01 | 6000 | Gasoline | COMPARTMENT A |  | Asphalt coated or Bare Steel |  |  |  | Removal | 2008-12-04
0-003444 | WINSLOW TIRE CO | 812 E SECOND ST | WINSLOW | AZ | 86047 | Navajo | 2 | Perm Closure | 1966-05-01 | 1000 | Gasoline | COMPARTMENT A | Unknown | Asphalt coated or Bare Steel |  |  |  | Closed in Place | 1988-01-01
0-005656 | WITHROW RANCH INC | 37750 KLONDYKE RD | KLONDYKE | AZ | 85643 | Graham | 1 | Perm Closure | 1980-01-01 | 4000 | Gasoline | COMPARTMENT A | Single Walled | Asphalt coated or Bare Steel |  |  |  | Removal | 1996-03-29
0-005594 | WEISS GUYS CAR WASH #6 | 4210 W GLENDALE AVE | PHOENIX | AZ | 85051 | Maricopa | 6 | Perm Closure | 1995-10-27 | 10000 | Gasoline | COMPARTMENT A | Double Walled | Composite (Steel/Fiberglass) | Pressure |  | Fiberglass Reinforced Plastic | Closed in Place | 2007-09-17
0-005594 | WEISS GUYS CAR WASH #6 | 4210 W GLENDALE AVE | PHOENIX | AZ | 85051 | Maricopa | 7 | Perm Closure | 1995-10-27 | 10000 | Gasoline | COMPARTMENT A | Double Walled | Composite (Steel/Fiberglass) | Pressure |  | Fiberglass Reinforced Plastic | Closed in Place | 2007-09-17
0-008082 | WELLMAN'S TRANSMISSION | 1450 W HATCHER RD | PHOENIX | AZ | 85021 | Maricopa | 1 | Perm Closure | 2005-06-17 | 10000 | Gasoline | COMPARTMENT A | Double Walled | Asphalt coated or Bare Steel | Suction - Check Valve at the Tank Top |  | Bare or Galvanized Steel | Removal | 1993-01-16
0-010285 | COSTCO WHOLESALE #1028 | 7525 E HAMPTON AVE | MESA | AZ | 85209 | Maricopa | 2 | Open | 2008-05-01 | 30000 | Gasoline (UL) | COMPARTMENT A | Double Walled | Fiberglass Reinforced Plastic | Pressure | Double Walled | Fiberglass Reinforced Plastic
0-010221 | SAFEWAY FUEL #1849 | 32551 N SCOTTSDALE RD | SCOTTSDALE | AZ | 85266 | Maricopa | 1 | Open | 2008-02-13 | 20000 | Gasoline | COMPARTMENT A | Double Walled | Fiberglass Reinforced Plastic | Pressure | Double Walled | Flexible
0-010649 | PARCEL NO 122-21-001 | 2402 E BROADWAY RD | PHOENIX | AZ | 85040 | Maricopa | 3 | Perm Closure | 2018-08-14 | 7500 | Unidentified | COMPARTMENT A | Single Walled | Asphalt coated or Bare Steel |  |  |  | Removal | 2018-11-02
0-002584 | CHEVRON - ELOY'S CHEVRON | 600 E 10TH ST | DOUGLAS | AZ | 85607 | Cochise | 4 | Perm Closure | 1981-09-22 | 2000 | Gasoline | COMPARTMENT A |  | Asphalt coated or Bare Steel |  |  |  | Removal | 1998-01-13
0-004149 | DOLLYS RESTURANT |  | QUARTZSITE |  |  | La Paz | 1 | Perm Closure | 1986-01-30 | 5000 | Gasoline | COMPARTMENT A | Double Walled | Asphalt coated or Bare Steel | Pressure |  | Fiberglass Reinforced Plastic | Removal | 1993-10-26
0-001105 | CHEVRON #9-6856 | 1901 W BELL RD | PHOENIX | AZ | 85023 | Maricopa | 5 | Perm Closure | 1984-10-01 | 10000 | Gasoline | COMPARTMENT A | Unknown | Fiberglass Reinforced Plastic | Pressure |  | Fiberglass Reinforced Plastic | Removal | 1996-01-03
0-001609 | USDA FS - COCONINO NF - BEAVER CREEK RANGER STATION |  | RIMROCK |  |  | Yavapai | 2 | Perm Closure | 1966-01-01 | 1000 | Gasoline | COMPARTMENT A |  | Asphalt coated or Bare Steel |  |  |  | Removal | 1990-11-01
0-006815 | MANRESSA RETREAT CENTER |  | OAK CREEK CANYON |  |  | Coconino | 1 | Perm Closure | 2005-06-17 | 500 | Gasoline | COMPARTMENT A | Double Walled | Asphalt coated or Bare Steel | Suction - Check Valve at the Tank Top |  |  | Removal | 1990-05-02
0-004525 | WOODYS #117 | 140 E DEUCE OF CLUBS | SHOW LOW | AZ | 85901 | Navajo | 3 | Perm Closure | 1973-04-29 | 10000 | Gasoline | COMPARTMENT A | Double Walled | Asphalt coated or Bare Steel |  |  |  | Removal | 1990-10-16
0-009208 | VACANT LOT | COCHISE AVE & BUSH | SAN SIMON | AZ | 85632 | Cochise | 2 | Perm Closure | 2005-06-17 | 5000 | Gasoline | COMPARTMENT A | Single Walled | Asphalt coated or Bare Steel |  |  |  | Removal | 1999-08-13
0-009208 | VACANT LOT | COCHISE AVE & BUSH | SAN SIMON | AZ | 85632 | Cochise | 4 | Perm Closure | 2005-06-17 | 500 | Unidentified | COMPARTMENT A | Single Walled | Asphalt coated or Bare Steel |  |  |  | Removal | 1999-08-13
0-000404 | 2ND AVENUE MANUFACTURED GAS PLANT | 505 S 2ND ST | PHOENIX | AZ | 85004 | Maricopa | 4 | Perm Closure | 2005-06-17 |  | Unidentified | COMPARTMENT A | Single Walled | Asphalt coated or Bare Steel |  |  |  | Closed in Place | 1987-01-01
0-001021 | CHANDLER UNIFIED SCHOOL DISTRICT #80 | 200 S HAMILTON ST | CHANDLER | AZ | 85225 | Maricopa | 5 | Perm Closure | 1979-01-01 | 500 | Used Oil/Waste Oil | COMPARTMENT A |  | Asphalt coated or Bare Steel | Gravity Feed |  |  | Removal | 1992-09-09
0-000687 | TRUCKS ONLY | 550 S COUNTRY CLUB DR | MESA | AZ | 85210 | Maricopa | 1 | Perm Closure | 2005-06-17 | 3000 | Gasoline | COMPARTMENT A | Single Walled | Asphalt coated or Bare Steel |  |  |  | Removal | 1989-11-21
0-003139 | CITY OF MESA - FLEET SUPPORT SERVICES | 310 E 6TH ST | MESA | AZ | 85201 | Maricopa | 20 | Open | 1993-01-01 | 1000 | New Oil | COMPARTMENT A | Double Walled | Fiberglass Reinforced Plastic | Suction - Check Valve at the Tank Top | Double Walled | Fiberglass Reinforced Plastic
0-003139 | CITY OF MESA - FLEET SUPPORT SERVICES | 310 E 6TH ST | MESA | AZ | 85201 | Maricopa | 3 | Perm Closure | 1977-01-01 | 12000 | Diesel | COMPARTMENT A | Single Walled | Asphalt coated or Bare Steel |  |  |  | Removal | 1992-04-14
0-002332 | PEP BOYS #6475 | 2160 N ALMA SCHOOL RD | CHANDLER | AZ | 85224 | Maricopa | 1 | Perm Closure | 1986-04-15 | 550 | Used Oil/Waste Oil | COMPARTMENT A | Double Walled | Fiberglass Reinforced Plastic |  |  |  | Closed in Place | 1995-01-13
0-003875 | PRENTICE GARAGE | 6328 N 7TH ST | PHOENIX | AZ | 85014 | Maricopa | 2 | Perm Closure | 1987-01-01 | 1000 | Used Oil/Waste Oil | COMPARTMENT A | Single Walled | Asphalt coated or Bare Steel | Gravity Feed |  | Bare or Galvanized Steel | Removal | 1994-05-13
0-001736 | VILLAGE MEADOWS SCHOOL | 2020 W MORNINGSIDE DR | PHOENIX | AZ | 85023 | Maricopa | 1 | Perm Closure | 1984-01-01 | 1000 | Diesel | COMPARTMENT A |  | Asphalt coated or Bare Steel |  |  |  | Removal | 1993-08-19
0-006661 | FORT VALLEY CHEVRON | 1312 N FORT VALLEY RD | FLAGSTAFF | AZ | 86001 | Coconino | 4 | Open | 2019-11-07 | 12000 | Gasoline (UL) | COMPARTMENT A | Double Walled | Fiberglass Reinforced Plastic | Pressure | Double Walled | Fiberglass Reinforced Plastic
0-003083 | MCCORMICK RANCH PROPERTY OWNERS | 9248 N 94TH ST | SCOTTSDALE | AZ | 85258 | Maricopa | 1 | Perm Closure | 1981-03-07 | 2000 | Gasoline | COMPARTMENT A | Double Walled | Asphalt coated or Bare Steel |  |  |  | Removal | 1990-04-10
0-009833 | GREEN VALLEY SHELL | 3000 S CAMINO DEL SOL | GREEN VALLEY | AZ | 85622 | Pima | 2 | Temp Closure | 2001-10-23 | 4000 | Gasoline (PUL) | COMPARTMENT A | Double Walled | Composite (Steel/Fiberglass) | Pressure | Double Walled | Flexible |  | 2014-11-13
0-002834 | USGSA -FLEET MANAGEMENT CENTER | 203 MISSION LN | HOLBROOK | AZ | 86025 | Navajo | 3 | Perm Closure | 1980-01-01 | 550 | Used Oil/Waste Oil | COMPARTMENT A | Single Walled | Asphalt coated or Bare Steel | Gravity Feed |  |  | Removal | 1992-03-12
0-002834 | USGSA -FLEET MANAGEMENT CENTER | 203 MISSION LN | HOLBROOK | AZ | 86025 | Navajo | 1 | Perm Closure | 1979-04-16 | 12000 | Gasoline | COMPARTMENT A | Single Walled | Asphalt coated or Bare Steel | Suction - Check Valve at the Tank Top |  | Bare or Galvanized Steel | Removal | 1992-03-10
0-000957 | USGSA - MOTOR POOL | 4300 N CUMMINGS ST | FLAGSTAFF | AZ | 86004 | Coconino | 2 | Perm Closure | 1978-01-01 | 12000 | Gasoline | COMPARTMENT A |  | Asphalt coated or Bare Steel |  |  |  | Removal | 1991-07-19
0-008293 | HOLBROOK TRAVEL CENTER #246 | 3747 EXPRESS DR | HOLBROOK | AZ | 86025 | Navajo | 1 | Open | 1992-08-10 | 7000 | Gasoline | COMPARTMENT A | Double Walled | Composite (Steel/Fiberglass) | Pressure | Double Walled | Fiberglass Reinforced Plastic
0-005630 | FUELCO #106 | 1315 S 16TH ST | PHOENIX | AZ | 85034 | Maricopa | 1 | Perm Closure | 1983-05-02 | 12000 | Gasoline | COMPARTMENT A | Double Walled | Asphalt coated or Bare Steel |  |  |  | Removal | 1987-11-01
0-010140 | QUIKTRIP #478 | 5545 S POWER RD | MESA | AZ | 85212 | Maricopa | 2 | Open | 2008-03-27 | 20000 | Gasoline | COMPARTMENT A | Double Walled | Fiberglass Reinforced Plastic | Pressure | Double Walled | Fiberglass Reinforced Plastic
0-010140 | QUIKTRIP #478 | 5545 S POWER RD | MESA | AZ | 85212 | Maricopa | 4 | Open | 2015-12-08 | 10000 | Other | COMPARTMENT B | Double Walled | Fiberglass Reinforced Plastic | Pressure | Double Walled | Fiberglass Reinforced Plastic
0-005089 | PARKING COMPANY OF AMERICA - FORMER | 2225 E BUCKEYE RD | PHOENIX | AZ | 85034 | Maricopa | 1 | Perm Closure | 2005-06-17 | 250 | Used Oil/Waste Oil | COMPARTMENT A | Unknown | Asphalt coated or Bare Steel |  |  |  | Removal | 1999-03-02
0-000278 | CHEVRON #9-3808 | 5845 N 7TH AVE | PHOENIX | AZ | 85013 | Maricopa | 1 | Perm Closure | 1966-01-01 | 10000 | Gasoline | COMPARTMENT A |  | Asphalt coated or Bare Steel |  |  |  | Removal | 1990-04-20
0-008674 | CITY OF KINGMAN - MUNICIPAL AIRPORT | 7000 FLIGHTLINE DR | KINGMAN | AZ | 86401 | Mohave | 2 | Perm Closure | 1942-01-01 | 15000 | Diesel | COMPARTMENT A | Single Walled | Concrete |  |  |  | Removal | 1995-09-01
0-008674 | CITY OF KINGMAN - MUNICIPAL AIRPORT | 7000 FLIGHTLINE DR | KINGMAN | AZ | 86401 | Mohave | 1 | Perm Closure | 1942-01-01 | 3100 | Diesel | COMPARTMENT A | Single Walled | Concrete |  |  |  | Removal | 1995-09-01
0-006692 | ADOT - EQUIPMENT SERVICES | 2225 S 22ND AVE | PHOENIX | AZ | 85009 | Maricopa | 1 | Perm Closure | 1977-01-01 | 10000 | Gasoline | COMPARTMENT A | Double Walled | Asphalt coated or Bare Steel | Pressure |  | Bare or Galvanized Steel | Removal | 1995-02-28
0-005461 | CIRCLE K #2924 | 5680 S CAMPBELL AVE | TUCSON | AZ | 85706 | Pima | 3 | Open | 1995-11-03 | 10000 | Gasoline (PUL) | COMPARTMENT A | Single Walled | Fiberglass Reinforced Plastic | Pressure | Double Walled | Fiberglass Reinforced Plastic
0-003894 | PHOENIX-GOODYEAR AIRPORT - FUEL STORAGE | 1658 S LITCHFIELD RD | GOODYEAR | AZ | 85338 | Maricopa | 3 | Perm Closure | 1953-01-01 | 15000 | Jet Fuel | COMPARTMENT A |  | Asphalt coated or Bare Steel |  |  |  | Removal | 1996-07-11
0-004890 | COMPADRE HIGH SCHOOL | 500 W GUADALUPE RD | TEMPE | AZ | 85283 | Maricopa | 5 | Open | 1995-08-01 | 12000 | Gasoline | COMPARTMENT A | Double Walled | Fiberglass Reinforced Plastic | Pressure | Double Walled | Fiberglass Reinforced Plastic
0-000401 | APS DEER VALLEY SERVICE COMPANY | 2121 W CHERYL DR | PHOENIX | AZ | 85021 | Maricopa | 3 | Perm Closure | 1984-01-01 | 500 | Other | COMPARTMENT B | Single Walled | Asphalt coated or Bare Steel |  |  |  | Removal | 1991-12-05
0-000401 | APS DEER VALLEY SERVICE COMPANY | 2121 W CHERYL DR | PHOENIX | AZ | 85021 | Maricopa | 4 | Perm Closure | 1984-01-01 | 500 | Other | COMPARTMENT B | Single Walled | Asphalt coated or Bare Steel |  |  |  | Removal | 1991-12-05
0-004863 | BEACON TRUCK STOP #651 |  | PICACHO |  |  | Pinal | 7 | Perm Closure | 1976-01-01 | 8000 | Diesel | COMPARTMENT A | Single Walled | Asphalt coated or Bare Steel |  |  |  | Removal | 1991-10-23
0-005408 | MARICOPA AGRICULTURAL CENTER | 37860 W SMITH ENKE RD | MARICOPA | AZ | 85138 | Pinal | 2 | Open | 1985-05-05 | 10000 | Gasoline | COMPARTMENT A | Double Walled | Fiberglass Reinforced Plastic | Pressure | Double Walled | Fiberglass Reinforced Plastic
0-007562 | ECONOMY GAS STATION | 301 S MILTON RD | FLAGSTAFF | AZ | 86001 | Coconino | 1 | Perm Closure | 2005-06-17 |  | Unidentified | COMPARTMENT A |  | Asphalt coated or Bare Steel |  |  |  | Removal | 1986-06-11
0-001944 | ENERGY FUELS NUCLEAR - ENERGY PARK |  | FREDONIA |  |  | Coconino | 3 | Perm Closure | 1982-01-01 | 3000 | Gasoline | COMPARTMENT A |  | Asphalt coated or Bare Steel |  |  |  | Removal | 1989-10-15
0-002757 | USDOJ INS - BORDER PATROL - YUMA | 350 W 1ST ST | YUMA | AZ | 85364 | Yuma | 2 | Perm Closure | 1974-02-11 | 2000 | Gasoline | COMPARTMENT A | Double Walled | Asphalt coated or Bare Steel | Suction - Check Valve at the Tank Top |  | Bare or Galvanized Steel | Removal | 1993-04-01
0-006315 | DATELAND PALMS VILLAGE EXXON | 1720 S AVENUE 64 E | DATELAND | AZ | 85333 | Yuma | 1 | Perm Closure | 1966-01-01 | 8000 | Gasoline | COMPARTMENT A |  | Asphalt coated or Bare Steel | Pressure | Double Walled | Fiberglass Reinforced Plastic | Removal | 2012-11-07
0-008252 | MINUTE MART 48 | I-17 AT FINNIE FLAT RD | CAMP VERDE | AZ | 86322 | Yavapai | 2 | Perm Closure | 1982-10-01 | 10000 | Gasoline | COMPARTMENT A | Double Walled | Fiberglass Reinforced Plastic | Pressure |  | Fiberglass Reinforced Plastic | Removal | 1994-07-08
0-009665 | TIRE INDUSTRIES | 5050 N CASA GRANDE HWY | TUCSON | AZ | 85743 | Pima | 5 | Perm Closure | 2005-06-17 | 1000 | Used Oil/Waste Oil | COMPARTMENT A | Double Walled | Asphalt coated or Bare Steel |  |  |  | Removal | 2000-09-05
0-005005 | GAS & ENERGY | 8722 N 7TH ST | PHOENIX | AZ | 85020 | Maricopa | 2 | Perm Closure | 1977-01-01 | 4000 | Gasoline | COMPARTMENT A |  | Asphalt coated or Bare Steel |  |  |  | Removal | 1991-01-28
0-004755 | MARTY MARCIO | 921 S PRUDENCE RD | TUCSON | AZ | 85710 | Pima | 1 | Perm Closure | 1970-01-01 | 5000 | Gasoline | COMPARTMENT A | Unknown | Asphalt coated or Bare Steel | Suction - Check Valve at the Tank Top |  | Bare or Galvanized Steel | Removal | 1990-10-20
0-004373 | J F SCHMELZLA |  | WILLCOX |  |  | Cochise | 2 | Perm Closure | 1971-05-08 | 3000 | Gasoline | COMPARTMENT A | Unknown | Asphalt coated or Bare Steel |  |  |  | Removal | 1988-11-01
0-002478 | HERTZ RENT-A-CAR | 6951 S PLUMER AVE | TUCSON | AZ | 85756 | Pima | 2 | Perm Closure | 1983-01-01 | 500 | Antifreeze / Ethylene Glycol | COMPARTMENT A |  | Asphalt coated or Bare Steel |  |  |  | Removal | 1988-08-01
0-002478 | HERTZ RENT-A-CAR | 6951 S PLUMER AVE | TUCSON | AZ | 85756 | Pima | 9 | Perm Closure | 1988-08-01 | 550 | New Oil | COMPARTMENT A | Double Walled | Fiberglass Reinforced Plastic | Suction - Check Valve at the Dispenser | Double Walled | Fiberglass Reinforced Plastic | Removal | 2011-11-30
0-002478 | HERTZ RENT-A-CAR | 6951 S PLUMER AVE | TUCSON | AZ | 85756 | Pima | 3 | Perm Closure | 1974-01-01 | 500 | Used Oil/Waste Oil | COMPARTMENT A |  | Asphalt coated or Bare Steel |  |  |  | Removal | 1988-08-01
0-010062 | CANDLEWOOD INDUSTRIAL PARK | 7850 W GRAND AVE | PEORIA | AZ | 85381 | Maricopa | 1 | Perm Closure | 2005-09-09 | 3000 | Gasoline | COMPARTMENT A |  | Asphalt coated or Bare Steel |  |  |  | Removal | 2005-07-20
0-001862 | CIRCLE K STORE #2705407 | 4259 W MCDOWELL RD | PHOENIX | AZ | 85009 | Maricopa | 7 | Open | 1988-01-01 | 10000 | Gasoline | COMPARTMENT A | Single Walled | Fiberglass Reinforced Plastic | Pressure | Single Walled | Fiberglass Reinforced Plastic
0-001862 | CIRCLE K STORE #2705407 | 4259 W MCDOWELL RD | PHOENIX | AZ | 85009 | Maricopa | 2 | Perm Closure | 1963-01-01 | 3000 | Gasoline | COMPARTMENT A |  | Asphalt coated or Bare Steel |  |  |  | Removal | 1988-01-01
0-001862 | CIRCLE K STORE #2705407 | 4259 W MCDOWELL RD | PHOENIX | AZ | 85009 | Maricopa | 1 | Perm Closure | 1963-01-01 | 6000 | Gasoline | COMPARTMENT A |  | Asphalt coated or Bare Steel |  |  |  | Removal | 1988-01-01
0-005902 | TOWN OF TAYLOR - CITY YARD | 425 W PAPERMILL RD | TAYLOR | AZ | 85939 | Navajo | 2 | Perm Closure | 1971-11-16 | 2000 | Diesel | COMPARTMENT A | Unknown | Asphalt coated or Bare Steel |  |  |  | Removal | 1995-09-07
0-002312 | TOPOCK MARINA | 14999 HISTORIC ROUTE 66 | TOPOCK | AZ | 86436 | Mohave | 1 | Perm Closure | 1971-01-01 | 8000 | Gasoline | COMPARTMENT A |  | Asphalt coated or Bare Steel | Suction - Check Valve at the Tank Top |  |  | Removal | 1993-01-07
0-004034 | RAINBOW HAVEN MOBILE HOME PARK | 1619 HIGHWAY 95 | BULLHEAD CITY | AZ | 86442 | Mohave | 3 | Perm Closure | 1971-01-01 | 4000 | Gasoline | COMPARTMENT A |  | Asphalt coated or Bare Steel |  |  |  | Removal | 1989-10-01
0-000917 | TEXACO #60-349-0332 | 6701 W INDIAN SCHOOL RD | PHOENIX | AZ | 85033 | Maricopa | 4 | Open | 2020-04-07 | 15000 | Gasoline (UL) | COMPARTMENT A | Double Walled | Polyethylene Jacketed Steel | Pressure | Double Walled | Fiberglass Reinforced Plastic
0-000951 | UNOCAL #7455 | 16101 W GRAND AVE | SURPRISE | AZ | 85387 | Maricopa | 3 | Perm Closure | 1986-04-18 | 10000 | Gasoline | COMPARTMENT A | Single Walled | Asphalt coated or Bare Steel | Pressure |  | Fiberglass Reinforced Plastic | Removal | 1994-08-30
0-004250 | TEXACO #60-349-2078 | 5402 W GLENDALE AVE | GLENDALE | AZ | 85301 | Maricopa | 6 | Perm Closure | 1995-04-01 | 6000 | Gasoline | COMPARTMENT A | Double Walled | Fiberglass Reinforced Plastic | Pressure | Double Walled | Fiberglass Reinforced Plastic | Removal | 2002-11-19
0-001216 | CIRCLE K #350 | 6759 E UNIVERSITY DR | MESA | AZ | 85205 | Maricopa | 2 | Perm Closure | 1973-01-01 | 10000 | Gasoline | COMPARTMENT A |  | Asphalt coated or Bare Steel |  |  |  | Removal | 1994-10-12
0-002792 | GIANT #916 | 1951 E BASELINE RD | GILBERT | AZ | 85233 | Maricopa | 5 | Perm Closure | 1982-04-08 | 12000 | Gasoline | COMPARTMENT A | Double Walled | Fiberglass Reinforced Plastic | Pressure |  | Fiberglass Reinforced Plastic | Closed in Place | 2002-03-07
0-001325 | CIRCLE K #2700822 | 3 E MAIN ST | AVONDALE | AZ | 85323 | Maricopa | 2 | Open | 1985-12-01 | 10000 | Gasoline | COMPARTMENT A |  | Fiberglass Reinforced Plastic | Pressure |  | Fiberglass Reinforced Plastic
0-007093 | UTILITY TRAILER SALES | 1402 N 22ND AVE | PHOENIX | AZ | 85009 | Maricopa | 1 | Perm Closure | 2005-06-17 |  | Unidentified | COMPARTMENT A | Unknown | Asphalt coated or Bare Steel |  |  |  | Removal | 1990-07-10
0-007061 | SMART BUY LIQUIDATORS | 2830 W OSBORN RD | PHOENIX | AZ | 85017 | Maricopa | 2 | Perm Closure | 2005-06-17 | 1000 | Gasoline | COMPARTMENT A | Unknown | Unknown |  |  |  | Removal | 1989-11-30
0-003314 | MOSELEY AVIATION INC | 4545 N JACKRABBIT TRL | BUCKEYE | AZ | 85340 | Maricopa | 1 | Perm Closure | 1972-05-01 | 2000 | Gasoline | COMPARTMENT A | Double Walled | Asphalt coated or Bare Steel | Suction - Check Valve at the Tank Top |  |  | Removal | 1994-03-01
0-010301 | CIRCLE K STORE #2703379 | 507 W BROADWAY RD | TEMPE | AZ | 85282 | Maricopa | 2 | Open | 2009-02-02 | 12000 | Gasoline | COMPARTMENT A | Double Walled | Fiberglass Reinforced Plastic | Pressure | Double Walled | Fiberglass Reinforced Plastic
0-003278 | CIRCLE K STORE #9175 | 1961 S VAL VISTA DR | MESA | AZ | 85204 | Maricopa | 4 | Perm Closure | 1988-06-05 | 10000 | Gasoline | COMPARTMENT A |  | Fiberglass Reinforced Plastic | Pressure |  | Fiberglass Reinforced Plastic | Removal | 2020-01-08
0-005298 | UNOCAL #5530 | 5959 N GRANITE REEF RD | SCOTTSDALE | AZ | 85250 | Maricopa | 3 | Perm Closure | 1966-04-15 | 280 | Used Oil/Waste Oil | COMPARTMENT A | Double Walled | Asphalt coated or Bare Steel | Gravity Feed |  | Bare or Galvanized Steel | Removal | 1993-06-30
0-005287 | CONOCOPHILLIPS #254809 | 4247 W THOMAS RD | PHOENIX | AZ | 85019 | Maricopa | 1 | Perm Closure | 1984-04-15 | 12000 | Gasoline | COMPARTMENT A | Double Walled | Fiberglass Reinforced Plastic | Pressure |  | Fiberglass Reinforced Plastic | Removal | 2003-08-19
0-005228 | U-HAUL #723-58 | 5024 W GLENDALE AVE | GLENDALE | AZ | 85301 | Maricopa | 2 | Perm Closure | 1976-04-03 | 12000 | Diesel | COMPARTMENT A | Unknown | Fiberglass Reinforced Plastic |  |  |  | Removal | 1995-10-10
0-000218 | NU WESTERN CONSTRUCTION - FORMER | 5420 W MARYLAND AVE | GLENDALE | AZ | 85301 | Maricopa | 1 | Perm Closure | 1984-01-01 | 1000 | Gasoline | COMPARTMENT A |  | Asphalt coated or Bare Steel |  |  |  | Removal | 1991-04-14
0-003876 | CITY OF PHOENIX - NORTH TRANSIT FACILITY | 2010 W DESERT COVE AVE | PHOENIX | AZ | 85029 | Maricopa | 3 | Perm Closure | 1979-01-01 | 20000 | Diesel | COMPARTMENT A | Double Walled | Fiberglass Reinforced Plastic | Pressure |  |  | Removal | 2013-09-05
0-003876 | CITY OF PHOENIX - NORTH TRANSIT FACILITY | 2010 W DESERT COVE AVE | PHOENIX | AZ | 85029 | Maricopa | 24 | Open | 2013-09-05 | 1000 | Used Oil/Waste Oil | COMPARTMENT A | Double Walled | Fiberglass Reinforced Plastic | Pressure | Double Walled | Fiberglass Reinforced Plastic
0-003876 | CITY OF PHOENIX - NORTH TRANSIT FACILITY | 2010 W DESERT COVE AVE | PHOENIX | AZ | 85029 | Maricopa | 21 | Open | 2013-09-05 | 1000 | Antifreeze / Ethylene Glycol | COMPARTMENT A | Double Walled | Fiberglass Reinforced Plastic | Pressure | Double Walled | Fiberglass Reinforced Plastic
0-000513 | ARCO AM/PM #82802 | 2341 W BETHANY HOME RD | PHOENIX | AZ | 85015 | Maricopa | 1 | Perm Closure | 2005-06-17 | 10000 | Gasoline | COMPARTMENT A |  | Asphalt coated or Bare Steel |  |  |  | Removal | 1989-03-01
0-002394 | CITY OF PHOENIX - CIVIC PLAZA EAST PARKING GARAGE | 525 E WASHINGTON ST | PHOENIX | AZ | 85004 | Maricopa | 1 | Perm Closure | 1970-10-24 | 10000 | Diesel | COMPARTMENT A | Single Walled | Asphalt coated or Bare Steel | Pressure |  | Bare or Galvanized Steel | Removal | 1993-04-01
0-005690 | WINTERSBURG GENERAL STORE | 2614 S WINTERSBURG RD | TONOPAH | AZ | 85354 | Maricopa | 3 | Perm Closure | 1978-01-01 | 10000 | Gasoline | COMPARTMENT A |  | Asphalt coated or Bare Steel | Pressure | Double Walled | Flexible | Removal | 2010-12-10
0-007337 | FORMER PERRYVILLE FEED STORE | 18635 W YUMA RD | GOODYEAR | AZ | 85338 | Maricopa | 5 | Perm Closure | 2005-06-17 | 12000 | Unidentified | COMPARTMENT A | Unknown | Unknown |  |  |  | Removal | 1991-07-01
0-007337 | FORMER PERRYVILLE FEED STORE | 18635 W YUMA RD | GOODYEAR | AZ | 85338 | Maricopa | 1 | Perm Closure | 2005-06-17 | 500 | Gasoline | COMPARTMENT A | Unknown | Unknown |  |  |  | Removal | 1991-07-01
0-000223 | PAGE UNIFIED SCHOOL DISTRICT #8 | 500 S NAVAJO DR | PAGE | AZ | 86040 | Coconino | 1 | Perm Closure | 1974-01-01 | 550 | Used Oil/Waste Oil | COMPARTMENT A |  | Asphalt coated or Bare Steel |  |  |  | Removal | 1999-10-28
0-003880 | CITY OF PHOENIX - MUNICIPAL BUILDING | 251 W WASHINGTON ST | PHOENIX | AZ | 85003 | Maricopa | 1 | Perm Closure | 1976-01-01 | 10000 | Diesel | COMPARTMENT A | Single Walled | Asphalt coated or Bare Steel |  |  |  | Removal | 1990-07-21
0-003006 | CITY OF GOODYEAR - 157TH AVE WWTP | 5424 S 157TH AVE | GOODYEAR | AZ | 85338 | Maricopa | 1 | Perm Closure | 1984-05-19 | 300 | Diesel | COMPARTMENT A | Double Walled | Asphalt coated or Bare Steel |  |  |  | Removal | 1993-11-08
0-004837 | CEMEX GLENDALE PLANT | 11920 W GLENDALE AVE | GLENDALE | AZ | 85307 | Maricopa | 1 | Perm Closure | 1969-01-01 | 10000 | Diesel | COMPARTMENT A | Single Walled | Asphalt coated or Bare Steel |  |  |  | Removal | 1991-08-01
0-008083 | QUEEN CREEK MIDDLE SCHOOL | 20436 S ELLSWORTH RD | QUEEN CREEK | AZ | 85142 | Maricopa | 2 | Perm Closure | 1986-08-01 | 10000 | Diesel | COMPARTMENT A | Single Walled | Asphalt coated or Bare Steel | Suction - Check Valve at the Tank Top | Single Walled | Bare or Galvanized Steel | Removal | 1993-02-16
0-005176 | CITY OF TUCSON - POLICE/FIRE FUEL ISLAND | 270 S STONE AVE | TUCSON | AZ | 85701 | Pima | 5 | Perm Closure | 1972-04-10 | 5000 | Diesel | COMPARTMENT A | Double Walled | Asphalt coated or Bare Steel | Pressure |  |  | Removal | 1993-12-08
0-005176 | CITY OF TUCSON - POLICE/FIRE FUEL ISLAND | 270 S STONE AVE | TUCSON | AZ | 85701 | Pima | 2 | Perm Closure | 1972-04-10 | 10000 | Gasoline | COMPARTMENT A | Double Walled | Asphalt coated or Bare Steel | Pressure |  |  | Removal | 1993-12-08
0-008582 | JOE AGER PROPERTY | 901 W MIRACLE MILE | TUCSON | AZ | 85705 | Pima | 2 | Perm Closure | 2005-06-17 |  | Unidentified | COMPARTMENT A | Double Walled | Fiberglass Reinforced Plastic |  |  |  | Removal | 1993-08-16
0-004402 | SCOTTSDALE UNIFIED SCHOOL DISTRICT #49 - TRANSPORTATION | 4160 N 75TH ST | SCOTTSDALE | AZ | 85251 | Maricopa | 3 | Perm Closure | 1976-01-01 | 10000 | Kerosene | COMPARTMENT A | Single Walled | Asphalt coated or Bare Steel |  |  |  | Removal | 1991-07-02
0-004402 | SCOTTSDALE UNIFIED SCHOOL DISTRICT #49 - TRANSPORTATION | 4160 N 75TH ST | SCOTTSDALE | AZ | 85251 | Maricopa | 5 | Perm Closure | 1976-01-01 | 10000 | Kerosene | COMPARTMENT A | Single Walled | Asphalt coated or Bare Steel |  |  |  | Removal | 1991-07-02
0-004571 | SYNDER MOVING & STORAGE | 261 N FRONTIER ST | WICKENBURG | AZ | 85390 | Maricopa | 1 | Perm Closure | 1971-03-13 | 550 | Gasoline | COMPARTMENT A | Double Walled | Asphalt coated or Bare Steel |  |  |  | Removal | 1996-11-26
0-001115 | CHEVRON #9-8698 | 2011 E MAIN ST | MESA | AZ | 85213 | Maricopa | 1 | Perm Closure | 1982-01-01 | 10000 | Gasoline | COMPARTMENT A | Single Walled | Fiberglass Reinforced Plastic |  |  |  | Removal | 1990-07-06
0-001115 | CHEVRON #9-8698 | 2011 E MAIN ST | MESA | AZ | 85213 | Maricopa | 3 | Perm Closure | 1982-01-01 | 10000 | Gasoline | COMPARTMENT A | Single Walled | Fiberglass Reinforced Plastic |  |  |  | Removal | 1990-07-06
0-006749 | FLAMINGO CAR WASH | 301 N SCOTTSDALE RD | SCOTTSDALE | AZ | 85257 | Maricopa | 4 | Perm Closure | 1998-08-17 | 8000 | Gasoline | COMPARTMENT B |  | Asphalt coated or Bare Steel | Pressure | Double Walled | Flexible | Removal | 2010-07-30
0-000086 | SPEEDY PIT STOP | 2817 N 7TH ST | PHOENIX | AZ | 85006 | Maricopa | 8 | Perm Closure | 1996-01-01 | 1000 | Used Oil/Waste Oil | COMPARTMENT A | Double Walled | Fiberglass Reinforced Plastic | Pressure | Double Walled | Fiberglass Reinforced Plastic | Removal | 1999-03-05
0-008217 | CATELLUS DEVELOPMENT CORP | NE CORNER OF ARCO DR AND 21ST AVE | PHOENIX | AZ | 85009 | Maricopa | 3 | Perm Closure | 2005-06-17 | 500 | Gasoline | COMPARTMENT A | Double Walled | Asphalt coated or Bare Steel | Suction - Check Valve at the Tank Top |  |  | Removal | 1993-11-04
0-003455 | FIRESTONE #2622/013218 | 48 E MAIN ST | MESA | AZ | 85201 | Maricopa | 1 | Perm Closure | 1966-03-12 | 500 | Used Oil/Waste Oil | COMPARTMENT A | Double Walled | Asphalt coated or Bare Steel |  |  |  | Removal | 1996-03-07
0-003197 | CIRCLE K STORE #2709173 | 1817 W BASELINE RD | MESA | AZ | 85202 | Maricopa | 8 | Open | 1987-07-01 | 10000 | Gasoline | COMPARTMENT A | Single Walled | Fiberglass Reinforced Plastic | Pressure | Double Walled | Fiberglass Reinforced Plastic
0-000150 | APACHE JUNCTION WATER CO - DWTP | 1001 N IDAHO RD | APACHE JUNCTION | AZ | 85119 | Pinal | 2 | Perm Closure | 1960-01-01 | 6000 | Gasoline | COMPARTMENT A | Single Walled | Asphalt coated or Bare Steel |  |  |  | Removal | 1989-11-15
0-010324 | GILLESPIE GARAGE | 1415 S 1ST AVE | SAFFORD | AZ | 85546 | Graham | 2 | Perm Closure | 2010-03-02 | 1000 | Gasoline | COMPARTMENT A |  | Asphalt coated or Bare Steel |  |  |  | Removal | 2010-01-20
0-000882 | CIRCLE K STORE #2706660 | 2005 W BROADWAY RD | MESA | AZ | 85202 | Maricopa | 4 | Open | 1997-08-14 | 20000 | Gasoline | COMPARTMENT A | Double Walled | Fiberglass Reinforced Plastic | Pressure | Double Walled | Fiberglass Reinforced Plastic
0-001933 | MIAMI COMMERCIAL |  | MIAMI |  |  | Gila | 2 | Perm Closure | 2005-06-17 | 6000 | Gasoline | COMPARTMENT A |  | Asphalt coated or Bare Steel |  |  |  | Removal | 1990-04-01
0-001388 | CIRCLE K #1249 | 4901 N 1ST AVE | TUCSON | AZ | 85718 | Pima | 1 | Perm Closure | 1977-01-01 | 10000 | Gasoline | COMPARTMENT A |  | Asphalt coated or Bare Steel | Pressure |  |  | Removal | 1997-12-16
0-008889 | JACK WEIDER GAS - FORMER | 401 W PIMA ST | GILA BEND | AZ | 85337 | Maricopa | 3 | Perm Closure | 1960-01-01 | 6000 | Gasoline | COMPARTMENT A | Double Walled | Asphalt coated or Bare Steel | Pressure |  | Bare or Galvanized Steel | Removal | 1998-02-13
0-008889 | JACK WEIDER GAS - FORMER | 401 W PIMA ST | GILA BEND | AZ | 85337 | Maricopa | 4 | Perm Closure | 1960-01-01 | 100 | Used Oil/Waste Oil | COMPARTMENT A | Double Walled | Asphalt coated or Bare Steel | Gravity Feed |  | Bare or Galvanized Steel | Removal | 1998-02-13
0-005910 | GILA BEND, TOWN OF - MUNICIPAL AIRPORT | STATE RT 85 | GILA BEND | AZ | 85337 | Maricopa | 2 | Perm Closure | 1972-11-19 | 10000 | Gasoline | COMPARTMENT A | Double Walled | Asphalt coated or Bare Steel |  |  |  | Removal | 1997-11-14
0-000888 | TEXACO #60-349-0312 | 1152 E BROADWAY RD | MESA | AZ | 85204 | Maricopa | 7 | Perm Closure | 1987-01-01 | 12000 | Gasoline | COMPARTMENT A | Double Walled | Fiberglass Reinforced Plastic | Pressure | Double Walled | Fiberglass Reinforced Plastic | Removal | 2002-10-08
0-009595 | CHEVRON #208047 | 14445 W GRAND AVE | SURPRISE | AZ | 85374 | Maricopa | 1 | Open | 1999-08-01 | 15000 | Gasoline | COMPARTMENT A | Double Walled | Fiberglass Reinforced Plastic | Pressure | Double Walled | Fiberglass Reinforced Plastic
0-000740 | JAMES BOND TRUCKING | 12 E HIDALGO AVE | PHOENIX | AZ | 85040 | Maricopa | 2 | Perm Closure | 1974-12-14 | 3000 | Gasoline | COMPARTMENT A | Single Walled | Asphalt coated or Bare Steel |  |  |  | Removal | 1989-05-05
0-006172 | 4 SONS FOOD STORES #802 | 9070 W BELL RD | PEORIA | AZ | 85382 | Maricopa | 3 | Open | 1997-01-24 | 12000 | Gasoline | COMPARTMENT A | Double Walled | Fiberglass Reinforced Plastic | Pressure | Double Walled | Fiberglass Reinforced Plastic
0-006172 | 4 SONS FOOD STORES #802 | 9070 W BELL RD | PEORIA | AZ | 85382 | Maricopa | 4 | Open | 1997-01-24 | 12000 | Diesel | COMPARTMENT A | Double Walled | Fiberglass Reinforced Plastic | Pressure | Double Walled | Fiberglass Reinforced Plastic
0-003541 | NORTON CORP-TURF EQUIPMENT | 1811 W PEORIA AVE | PHOENIX | AZ | 85029 | Maricopa | 1 | Perm Closure | 1974-01-01 | 1000 | Gasoline | COMPARTMENT A |  | Asphalt coated or Bare Steel |  |  |  | Removal | 1991-04-25
0-004442 | MARYVALE CAR WASH | 5025 W INDIAN SCHOOL RD | PHOENIX | AZ | 85031 | Maricopa | 1 | Perm Closure | 1966-02-28 | 5000 | Gasoline | COMPARTMENT A | Double Walled | Asphalt coated or Bare Steel |  |  |  | Removal | 1988-11-21
0-004515 | CITY OF SIERRA VISTA - PUBLIC WORKS MAINTENCE YARD | 1224 NORTH AVE | SIERRA VISTA | AZ | 85635 | Cochise | 2 | Perm Closure | 1966-05-28 | 2000 | Gasoline | COMPARTMENT A | Unknown | Asphalt coated or Bare Steel | Suction - Check Valve at the Tank Top |  | Bare or Galvanized Steel | Removal | 1991-07-18
0-004075 | BELL GAS #450 | 49998 EHRENBERG POSTON HWY | EHRENBERG | AZ | 85334 | La Paz | 4 | Open | 1997-11-15 | 15000 | Gasoline | COMPARTMENT A | Double Walled | Asphalt coated or Bare Steel | Pressure | Double Walled | Fiberglass Reinforced Plastic
0-000313 | CIRCLE K STORE #2705194 | 12042 N 32ND ST | PHOENIX | AZ | 85028 | Maricopa | 3 | Open | 1986-01-01 | 10000 | Diesel | COMPARTMENT A |  | Fiberglass Reinforced Plastic | Pressure |  | Fiberglass Reinforced Plastic
0-001602 | FAMILY DOLLAR #5168 | 901 W ROUTE 66 | WILLIAMS | AZ | 86046 | Coconino | 1 | Perm Closure | 1966-01-01 | 3000 | Gasoline | COMPARTMENT A |  | Asphalt coated or Bare Steel |  |  |  | Removal | 1996-02-06
0-005260 | UNOCAL #0216 | 1322 E ROUTE 66 | FLAGSTAFF | AZ | 86001 | Coconino | 3 | Perm Closure | 1958-01-01 | 10000 | Gasoline | COMPARTMENT A |  | Asphalt coated or Bare Steel |  |  |  | Removal | 1996-10-01
0-002534 | WAHWEAP SINCLAIR STATION | 100 LAKESHORE DR | PAGE | AZ | 86040 | Coconino | 6 | Open | 1987-04-01 | 10000 | Diesel | COMPARTMENT A | Double Walled | Fiberglass Reinforced Plastic | Pressure | Single Walled | Fiberglass Reinforced Plastic
0-002534 | WAHWEAP SINCLAIR STATION | 100 LAKESHORE DR | PAGE | AZ | 86040 | Coconino | 9 | Perm Closure | 1965-01-01 | 5000 | Gasoline | COMPARTMENT A |  | Asphalt coated or Bare Steel |  |  |  | Removal | 1986-10-02
0-007304 | GROUP 9 DESIGN & BUILD | 1468 W MIRACLE MILE | TUCSON | AZ | 85705 | Pima | 3 | Perm Closure | 1972-01-01 | 1000 | Gasoline | COMPARTMENT A | Unknown | Asphalt coated or Bare Steel | Suction - Check Valve at the Tank Top |  | Bare or Galvanized Steel | Removal | 1992-03-11
0-004848 | PARADISE MEMORIAL GARDENS | 9300 E SHEA BLVD | SCOTTSDALE | AZ | 85260 | Maricopa | 2 | Perm Closure | 2005-06-17 | 500 | Diesel | COMPARTMENT A | Unknown | Unknown | Suction - Check Valve at the Tank Top |  |  | Removal | 1991-05-06
0-000945 | CARIOCA #35 | 2623 W DUNLAP AVE | PHOENIX | AZ | 85021 | Maricopa | 3 | Perm Closure | 1978-04-18 | 10000 | Gasoline | COMPARTMENT A | Single Walled | Asphalt coated or Bare Steel | Pressure | Single Walled | Bare or Galvanized Steel | Removal | 1998-12-01
0-006465 | ARCO #5502 | 702 W BROADWAY RD | PHOENIX | AZ | 85041 | Maricopa | 1 | Perm Closure | 1988-09-27 | 12000 | Gasoline | COMPARTMENT A | Double Walled | Fiberglass Reinforced Plastic | Pressure |  | Fiberglass Reinforced Plastic | Removal | 2019-04-18
0-006465 | ARCO #5502 | 702 W BROADWAY RD | PHOENIX | AZ | 85041 | Maricopa | 4 | Open | 2019-06-28 | 15000 | Gasoline (UL) | COMPARTMENT A | Double Walled | Composite (Steel/Fiberglass) | Pressure | Double Walled | Fiberglass Reinforced Plastic
0-000092 | ARIZONA AIR NATIONAL GUARD - 161ST AIR REFUELING | 2001 S 32ND ST | PHOENIX | AZ | 85034 | Maricopa | 1 | Perm Closure | 1976-01-01 | 50000 | Jet Fuel | COMPARTMENT A | Single Walled | Asphalt coated or Bare Steel | Pressure | Single Walled | Bare or Galvanized Steel | Removal | 2000-07-25
0-000092 | ARIZONA AIR NATIONAL GUARD - 161ST AIR REFUELING | 2001 S 32ND ST | PHOENIX | AZ | 85034 | Maricopa | 40 | Perm Closure | 1977-01-01 | 500 | Used Oil/Waste Oil | COMPARTMENT A | Single Walled | Concrete | Gravity Feed | Single Walled |  | Removal | 1999-05-24
0-001942 | LEELAND FRIENDLY SHOPPER | 224 E MONROE AVE | BUCKEYE | AZ | 85326 | Maricopa | 3 | Perm Closure | 1974-01-01 | 6000 | Gasoline | COMPARTMENT A |  | Asphalt coated or Bare Steel |  |  |  | Removal | 1996-04-03
0-001942 | LEELAND FRIENDLY SHOPPER | 224 E MONROE AVE | BUCKEYE | AZ | 85326 | Maricopa | 1 | Perm Closure | 1974-01-01 | 3000 | Gasoline | COMPARTMENT A |  | Asphalt coated or Bare Steel |  |  |  | Removal | 1996-04-03
0-010417 | IN & OUT BURGER DISTRIBUTION CENTER | 1750 E RIVERVIEW DR | PHOENIX | AZ | 85034 | Maricopa | 1 | Open | 2010-10-19 | 20000 | Diesel | COMPARTMENT A | Double Walled | Fiberglass Reinforced Plastic | Pressure | Double Walled | Fiberglass Reinforced Plastic
0-010415 | HANGARS AT KNUDSEN CORPORATE CENTER | 1825 W KNUDSEN DR | PHOENIX | AZ | 85027 | Maricopa | 2 | Open | 2008-10-01 | 12000 | Gasoline | COMPARTMENT A | Double Walled | Fiberglass Reinforced Plastic | Pressure | Double Walled | Fiberglass Reinforced Plastic
0-003849 | CITY OF PHOENIX - SOUTH MOUNTAIN BRIEFING STATION | 400 W SOUTHERN AVE | PHOENIX | AZ | 85041 | Maricopa | 1 | Perm Closure | 1979-01-01 | 12000 | Gasoline | COMPARTMENT A | Single Walled | Fiberglass Reinforced Plastic |  |  |  | Removal | 1990-03-28
0-003849 | CITY OF PHOENIX - SOUTH MOUNTAIN BRIEFING STATION | 400 W SOUTHERN AVE | PHOENIX | AZ | 85041 | Maricopa | 5 | Open | 1990-08-06 | 12000 | Gasoline | COMPARTMENT A | Double Walled | Fiberglass Reinforced Plastic | Pressure | Double Walled | Fiberglass Reinforced Plastic
0-003849 | CITY OF PHOENIX - SOUTH MOUNTAIN BRIEFING STATION | 400 W SOUTHERN AVE | PHOENIX | AZ | 85041 | Maricopa | 6 | Open | 1990-08-06 | 12000 | Gasoline | COMPARTMENT A | Double Walled | Fiberglass Reinforced Plastic | Pressure | Double Walled | Fiberglass Reinforced Plastic
0-000651 | AJ BAYLESS WAREHOUSE | 111 E BUCKEYE RD | PHOENIX | AZ | 85004 | Maricopa | 1 | Perm Closure | 1980-01-01 | 10000 | Diesel | COMPARTMENT A |  | Asphalt coated or Bare Steel |  |  |  | Removal | 1988-10-18
0-009162 | BENSON RAILROAD YARD |  | BENSON |  |  | Cochise | 1 | Perm Closure | 2005-06-17 |  | Gasoline | COMPARTMENT A | Double Walled | Fiberglass Reinforced Plastic |  |  |  | Removal | 1997-12-05
0-006481 | VALLEY AUTO REPAIR | 693 W 4TH ST | BENSON | AZ | 85602 | Cochise | 4 | Perm Closure | 2005-06-17 | 6000 | Gasoline | COMPARTMENT A | Double Walled | Asphalt coated or Bare Steel | Suction - Check Valve at the Dispenser |  | Bare or Galvanized Steel | Removal | 2002-05-29
0-006481 | VALLEY AUTO REPAIR | 693 W 4TH ST | BENSON | AZ | 85602 | Cochise | 1 | Perm Closure | 2005-06-17 | 3000 | Diesel | COMPARTMENT A | Double Walled | Asphalt coated or Bare Steel | Suction - Check Valve at the Dispenser |  | Bare or Galvanized Steel | Removal | 2002-05-29
0-010116 | BEAVER CREEK GAS MART | 3625 E BEAVER CREEK RD | RIMROCK | AZ | 86335 | Yavapai | 1 | Open | 2005-08-04 | 10000 | Gasoline | COMPARTMENT B | Double Walled | Fiberglass Reinforced Plastic | Pressure | Double Walled | Fiberglass Reinforced Plastic
0-003644 | CIRCLE K #2705291 | 1995 S ARIZONA AVE | CHANDLER | AZ | 85286 | Maricopa | 1 | Open | 1988-01-01 | 15000 | Gasoline | COMPARTMENT A | Single Walled | Fiberglass Reinforced Plastic | Pressure | Single Walled | Fiberglass Reinforced Plastic
0-004580 | SONOITA MERCANTILE WATER SYSTEM | 3235 STATE HIGHWAY 83 | SONOITA | AZ | 85637 | Santa Cruz | 5 | Open | 1999-11-23 | 6000 | Gasoline | COMPARTMENT A | Double Walled | Composite (Steel/Fiberglass)
0-004580 | SONOITA MERCANTILE WATER SYSTEM | 3235 STATE HIGHWAY 83 | SONOITA | AZ | 85637 | Santa Cruz | 4 | Open | 1999-11-23 | 12000 | Gasoline | COMPARTMENT A | Double Walled | Composite (Steel/Fiberglass) | Pressure | Double Walled | Flexible
0-004702 | SOUTHWEST GAS | 9 S 43RD AVE | PHOENIX | AZ | 85009 | Maricopa | 1 | Perm Closure | 1985-05-02 | 12000 | Diesel | COMPARTMENT A | Double Walled | Asphalt coated or Bare Steel |  |  |  | Removal | 1997-09-10
0-004702 | SOUTHWEST GAS | 9 S 43RD AVE | PHOENIX | AZ | 85009 | Maricopa | 4 | Perm Closure | 1985-05-02 | 12000 | Gasoline | COMPARTMENT A | Double Walled | Asphalt coated or Bare Steel |  |  |  | Removal | 1997-09-10
0-004702 | SOUTHWEST GAS | 9 S 43RD AVE | PHOENIX | AZ | 85009 | Maricopa | 3 | Perm Closure | 1985-05-02 | 12000 | Gasoline | COMPARTMENT A | Double Walled | Asphalt coated or Bare Steel |  |  |  | Removal | 1997-09-10
0-009847 | CIRCLE K #5189 | 298 N 83RD AVE | TOLLESON | AZ | 85353 | Maricopa | 1 | Open | 2002-03-04 | 15000 | Gasoline | COMPARTMENT A | Double Walled | Fiberglass Reinforced Plastic | Pressure | Double Walled | Fiberglass Reinforced Plastic
0-009847 | CIRCLE K #5189 | 298 N 83RD AVE | TOLLESON | AZ | 85353 | Maricopa | 3 | Open | 2002-03-04 | 15000 | Diesel | COMPARTMENT A | Double Walled | Fiberglass Reinforced Plastic | Pressure | Double Walled | Fiberglass Reinforced Plastic
0-000310 | ADOT - SNOWFLAKE MAINTENANCE CAMP |  | SNOWFLAKE |  |  | Navajo | 2 | Perm Closure | 1973-01-01 | 1000 | Gasoline | COMPARTMENT A |  | Asphalt coated or Bare Steel | Suction - Check Valve at the Tank Top |  |  | Removal | 1991-10-08
0-003544 | CITY OF TUCSON - WEST 18TH ST FUEL ISLAND | 510 W 18TH ST | TUCSON | AZ | 85701 | Pima | 2 | Perm Closure | 1974-01-01 | 10000 | Gasoline | COMPARTMENT A |  | Asphalt coated or Bare Steel | Pressure |  |  | Removal | 1987-12-01
0-003905 | PIMA COUNTY - AVRA VALLEY AIRPORT | 11700 W AVRA VALLEY RD | MARANA | AZ | 85653 | Pima | 3 | Perm Closure | 1968-01-01 | 500 | Diesel | COMPARTMENT A | Single Walled | Asphalt coated or Bare Steel | Pressure |  | Bare or Galvanized Steel | Removal | 1991-09-16
0-010219 | SAM'S CLUB #4915 | 600 HIGHWAY 95 | BULLHEAD CITY | AZ | 86429 | Mohave | 3 | Open | 2005-10-27 | 12000 | Gasoline | COMPARTMENT B | Double Walled | Fiberglass Reinforced Plastic | Pressure | Double Walled | Flexible
0-000425 | ASPHALT TERMINALS LLC - PHOENIX | 1935 W MCDOWELL RD | PHOENIX | AZ | 85009 | Maricopa | 5 | Perm Closure | 1970-01-01 | 550 | Kerosene | COMPARTMENT A | Single Walled | Asphalt coated or Bare Steel |  |  |  | Removal | 1987-01-01
0-005093 | WEFAB CORPORATION | 2101 W PIMA ST | PHOENIX | AZ | 85009 | Maricopa | 1 | Perm Closure | 2005-06-17 | 500 | Gasoline | COMPARTMENT A | Unknown | Unknown |  |  |  | Removal | 1989-07-12
0-006498 | SCOTTY TEXACO | 2012 E FRONTAGE RD | TUMACACORI | AZ | 85640 | Santa Cruz | 3 | Perm Closure | 1978-11-04 | 1000 | Gasoline | COMPARTMENT A | Double Walled | Asphalt coated or Bare Steel | Suction - Check Valve at the Tank Top |  |  | Removal | 1993-01-25
0-007705 | DATELAND AIRFIELD GAS REPLACEMENT |  | DATELAND |  |  | Yuma | 7 | Perm Closure | 1943-01-01 | 14000 | Diesel | COMPARTMENT A | Single Walled | Concrete | Suction - Check Valve at the Tank Top |  |  | Removal | 1995-01-30
0-007705 | DATELAND AIRFIELD GAS REPLACEMENT |  | DATELAND |  |  | Yuma | 14 | Perm Closure | 1943-01-01 | 750 | (Null) | COMPARTMENT A | Single Walled | Concrete | Gravity Feed |  | Bare or Galvanized Steel | Removal | 1995-02-07
0-007705 | DATELAND AIRFIELD GAS REPLACEMENT |  | DATELAND |  |  | Yuma | 19 | Perm Closure | 1943-01-01 | 500 | Gasoline | COMPARTMENT A | Single Walled | Asphalt coated or Bare Steel | Gravity Feed |  | Bare or Galvanized Steel | Removal | 1995-02-08
0-005602 | D V WELKER |  | BOWIE |  |  | Cochise | 3 | Perm Closure | 1956-05-07 | 500 | Gasoline | COMPARTMENT A | Double Walled | Asphalt coated or Bare Steel |  |  |  | Removal | 1989-06-01
0-004980 | COCA COLA BOTTLING CO | 1850 W ELLIOT RD | TEMPE | AZ | 85284 | Maricopa | 10 | Perm Closure | 1986-03-01 | 300 | Solvent | COMPARTMENT A |  | Fiberglass Reinforced Plastic |  |  |  | Removal | 1989-03-28
0-003987 | VACANT LAND | 215 N MCQUEEN RD | CHANDLER | AZ | 85225 | Maricopa | 1 | Perm Closure | 1975-01-01 | 12000 | Gasoline | COMPARTMENT A | Single Walled | Asphalt coated or Bare Steel | Pressure |  | Fiberglass Reinforced Plastic | Removal | 1996-07-10
0-002882 | SIERRA SERVICE STATION | 296 E FRY BLVD | SIERRA VISTA | AZ | 85635 | Cochise | 1 | Perm Closure | 1976-01-01 | 2000 | Gasoline | COMPARTMENT A |  | Asphalt coated or Bare Steel |  |  |  | Removal | 1990-05-01
0-007837 | BRANDON BROTHERS TEXACO | 1002 W PRINCE RD | TUCSON | AZ | 85705 | Pima | 4 | Perm Closure | 1962-01-01 | 4000 | Gasoline | COMPARTMENT A |  | Asphalt coated or Bare Steel | Pressure |  | Bare or Galvanized Steel | Removal | 2009-03-04
0-004249 | FLORENCE CHEVRON | 320 W FLORENCE BLVD | CASA GRANDE | AZ | 85122 | Pinal | 1 | Perm Closure | 1971-01-01 | 6000 | Gasoline | COMPARTMENT A |  | Asphalt coated or Bare Steel | Pressure |  |  | Removal | 1989-04-10
0-005063 | DESERT SKYLINE PROPERTIES | 201 E BROADWAY BLVD | TUCSON | AZ | 85701 | Pima | 1 | Perm Closure | 1971-01-01 | 10000 | Diesel | COMPARTMENT A |  | Asphalt coated or Bare Steel |  |  |  | Removal | 1986-12-01
0-009157 | ESTRELLA SAILPORT | 22548 SAILPORT WAY | MARICOPA | AZ | 85139 | Pinal | 3 | Perm Closure | 2005-06-17 | 1000 | Gasoline | COMPARTMENT A | Double Walled | Asphalt coated or Bare Steel | Suction - Check Valve at the Dispenser |  |  | Removal | 2001-01-09
0-001883 | EXXON #7-2472 | 12042 N CAVE CREEK RD | PHOENIX | AZ | 85020 | Maricopa | 8 | Perm Closure | 1988-01-01 | 1000 | Used Oil/Waste Oil | COMPARTMENT A | Double Walled | Fiberglass Reinforced Plastic | Gravity Feed |  | Fiberglass Reinforced Plastic | Removal | 2005-04-28
0-005128 | STATEWIDE ENVIRONMENTAL SERVICES | 1747 N ALMA SCHOOL RD | MESA | AZ | 85201 | Maricopa | 2 | Perm Closure | 1975-01-01 | 3000 | Diesel | COMPARTMENT A |  | Asphalt coated or Bare Steel | Pressure |  |  | Removal | 1995-03-09
0-002218 | GARDENS INC | 3051 S 45TH ST | PHOENIX | AZ | 85040 | Maricopa | 1 | Perm Closure | 1980-12-16 | 3000 | Gasoline | COMPARTMENT A | Single Walled | Asphalt coated or Bare Steel | Suction - Check Valve at the Tank Top |  |  | Removal | 1991-05-03
0-008809 | WARREN AUTO SERVICE/WOLSALGEL | 215 ARIZONA ST | BISBEE | AZ | 85603 | Cochise | 2 | Perm Closure | 2005-06-17 | 500 | Gasoline | COMPARTMENT A | Double Walled | Asphalt coated or Bare Steel |  |  |  | Removal | 1994-01-01
0-008809 | WARREN AUTO SERVICE/WOLSALGEL | 215 ARIZONA ST | BISBEE | AZ | 85603 | Cochise | 3 | Perm Closure | 2005-06-17 | 1000 | Gasoline | COMPARTMENT A | Double Walled | Asphalt coated or Bare Steel |  |  |  | Removal | 1994-01-01
0-007058 | WINSLOW UNIFIED SCHOOL DISTRICT - MAINTENANCE SHOP/BUS | 500 E CHERRY ST | WINSLOW | AZ | 86047 | Navajo | 3 | Perm Closure | 1979-10-01 | 1000 | Diesel | COMPARTMENT A | Unknown | Asphalt coated or Bare Steel |  |  |  | Removal | 1992-01-16
0-004339 | BC METROPOINTE, LLC | 7001 S PRIEST DR | TEMPE | AZ | 85283 | Maricopa | 1 | Perm Closure | 1951-01-01 | 12000 | Gasoline | COMPARTMENT A | Single Walled | Asphalt coated or Bare Steel |  |  |  | Removal | 1991-01-21
0-001045 | COPPER HILLS CHEVRON # 9-2725 |  | MIAMI |  |  | Gila | 2 | Perm Closure | 1971-01-01 | 6000 | Gasoline | COMPARTMENT A |  | Asphalt coated or Bare Steel |  |  |  | Removal | 1987-02-25
0-003098 | CLARKDALE-JEROME ELEMENTARY SCHOOL | 1615 MAIN ST | CLARKDALE | AZ | 86324 | Yavapai | 1 | Perm Closure | 1987-01-01 | 6000 | Gasoline | COMPARTMENT A | Double Walled | Asphalt coated or Bare Steel |  |  |  | Removal | 1990-06-25
0-009464 | CIRCLE K #2705573 | 8319 W BELL RD | PEORIA | AZ | 85382 | Maricopa | 2 | Open | 1999-01-19 | 15000 | Gasoline | COMPARTMENT A | Double Walled | Fiberglass Reinforced Plastic | Pressure | Double Walled | Fiberglass Reinforced Plastic
0-001168 | CIRCLE K #2700041 | 6002 NW GRAND AVE | GLENDALE | AZ | 85301 | Maricopa | 2 | Open | 1985-01-01 | 10000 | Gasoline | COMPARTMENT A | Double Walled | Fiberglass Reinforced Plastic | Pressure | Single Walled | Fiberglass Reinforced Plastic
0-001168 | CIRCLE K #2700041 | 6002 NW GRAND AVE | GLENDALE | AZ | 85301 | Maricopa | 1 | Open | 1985-01-01 | 10000 | Gasoline | COMPARTMENT A | Double Walled | Fiberglass Reinforced Plastic | Pressure | Single Walled | Fiberglass Reinforced Plastic
0-002049 | E-Z SERVE/QUIK MART #100913 | 455 W RIVER RD | TUCSON | AZ | 85704 | Pima | 1 | Perm Closure | 1972-01-01 | 10000 | Gasoline | COMPARTMENT A | Single Walled | Asphalt coated or Bare Steel | Suction - Check Valve at the Tank Top |  |  | Removal | 1992-08-31
0-009713 | BASELINE CARDLOCK & TANK WAGON | 822 E BASELINE RD | MESA | AZ | 85204 | Maricopa | 2 | Open | 2000-10-30 | 8000 | Gasoline (PUL) | COMPARTMENT B | Double Walled | Fiberglass Reinforced Plastic
0-009713 | BASELINE CARDLOCK & TANK WAGON | 822 E BASELINE RD | MESA | AZ | 85204 | Maricopa | 4 | Open | 2018-08-13 | 30000 | Diesel #2 | COMPARTMENT A | Double Walled | Polyethylene Jacketed Steel
0-008423 | FORMER 107TH AIR CONTROL SQUADRON | 2025 N 52ND ST | PHOENIX | AZ | 85008 | Maricopa | 5 | Perm Closure | 1977-01-01 | 1000 | Used Oil/Waste Oil | COMPARTMENT A | Double Walled | Fiberglass Reinforced Plastic | Suction - Check Valve at the Tank Top |  | Bare or Galvanized Steel | Removal | 2007-05-30
0-008423 | FORMER 107TH AIR CONTROL SQUADRON | 2025 N 52ND ST | PHOENIX | AZ | 85008 | Maricopa | 3 | Perm Closure | 1988-01-01 | 1000 | Used Oil/Waste Oil | COMPARTMENT A | Double Walled | Asphalt coated or Bare Steel | Suction - Check Valve at the Tank Top |  | Bare or Galvanized Steel | Removal | 1988-01-01
0-008423 | FORMER 107TH AIR CONTROL SQUADRON | 2025 N 52ND ST | PHOENIX | AZ | 85008 | Maricopa | 2 | Perm Closure | 1978-01-01 | 8000 | Diesel | COMPARTMENT A | Double Walled | Fiberglass Reinforced Plastic | Pressure |  | Bare or Galvanized Steel | Removal | 1998-10-14
0-003372 | YUMA SOUTHEAST CO #129580 | 2895 E PALO VERDE ST | YUMA | AZ | 85365 | Yuma | 1 | Perm Closure | 1970-01-07 | 1000 | Diesel | COMPARTMENT A | Double Walled | Asphalt coated or Bare Steel |  |  |  | Removal | 1988-10-10
0-000012 | ECONO LUBE N TUNE #179 | 6829 N 7TH ST | PHOENIX | AZ | 85014 | Maricopa | 1 | Perm Closure | 1988-12-01 | 500 | Used Oil/Waste Oil | COMPARTMENT A | Double Walled | Composite (Steel/Fiberglass) | Gravity Feed | Double Walled |  | Closed in Place | 2017-08-04
0-000670 | BELL CONCRETE INC | 2210 W SHANGRI LA RD | PHOENIX | AZ | 85029 | Maricopa | 2 | Perm Closure | 1976-01-01 | 500 | New Oil | COMPARTMENT A |  | Asphalt coated or Bare Steel |  |  |  | Removal | 1989-08-05
0-000670 | BELL CONCRETE INC | 2210 W SHANGRI LA RD | PHOENIX | AZ | 85029 | Maricopa | 1 | Perm Closure | 1976-01-01 | 500 | Other | COMPARTMENT A |  | Asphalt coated or Bare Steel |  |  |  | Removal | 1989-08-05
0-005867 | POWER OPERATIONS BUILDING | 6504 E THOMAS RD | SCOTTSDALE | AZ | 85251 | Maricopa | 2 | Perm Closure | 1984-10-23 | 8000 | Diesel | COMPARTMENT A | Unknown | Asphalt coated or Bare Steel |  |  |  | Removal | 1987-12-01
0-007912 | PHOENIX SAND BLASTING & COATING | 4015 E MADISON ST | PHOENIX | AZ | 85034 | Maricopa | 2 | Perm Closure | 2005-06-17 | 1000 | Diesel | COMPARTMENT A | Double Walled | Asphalt coated or Bare Steel |  |  |  | Removal | 1987-01-01
0-007912 | PHOENIX SAND BLASTING & COATING | 4015 E MADISON ST | PHOENIX | AZ | 85034 | Maricopa | 1 | Perm Closure | 2005-06-17 | 1000 | Gasoline | COMPARTMENT A | Double Walled | Asphalt coated or Bare Steel |  |  |  | Removal | 1987-01-01
0-003440 | HERTZ RENT-A-CAR | 500 S 24TH ST | PHOENIX | AZ | 85034 | Maricopa | 3 | Perm Closure | 1995-12-20 | 12000 | Gasoline | COMPARTMENT A | Double Walled | Fiberglass Reinforced Plastic | Pressure | Double Walled | Fiberglass Reinforced Plastic | Removal | 2006-01-26
0-001931 | EMPIRE SOUTHWEST CO |  | HARQUAHALA VALLEY |  |  | Maricopa | 2 | Perm Closure | 1976-01-01 | 6000 | Diesel | COMPARTMENT A | Single Walled | Asphalt coated or Bare Steel |  |  |  | Removal | 1988-07-01
0-003099 | ERNEST W MCFARLAND ESTATE |  | FLORENCE |  |  | Pinal | 2 | Perm Closure | 1980-04-18 | 5000 | Gasoline | COMPARTMENT A | Unknown | Asphalt coated or Bare Steel |  |  |  | Removal | 1988-12-01
0-003583 | DREAMLAND VILLA GOLF COURSE | 5631 E ALBANY ST | MESA | AZ | 85205 | Maricopa | 1 | Perm Closure | 1978-01-01 | 500 | Gasoline | COMPARTMENT A |  | Asphalt coated or Bare Steel | Gravity Feed |  |  | Removal | 1996-06-20
0-002503 | ED HOLDERNESS SUPPLIES INC | 1432 E BUCKEYE RD | PHOENIX | AZ | 85034 | Maricopa | 1 | Perm Closure | 1978-05-02 | 4000 | Diesel | COMPARTMENT A | Single Walled | Asphalt coated or Bare Steel |  |  |  | Removal | 1987-01-23
0-007478 | PHOENIX COPMEA BUILDING | 444 W WASHINGTON ST | PHOENIX | AZ | 85003 | Maricopa | 4 | Perm Closure | 2005-06-17 | 300 | Used Oil/Waste Oil | COMPARTMENT A | Unknown | Asphalt coated or Bare Steel |  |  |  | Removal | 1992-06-19
0-007478 | PHOENIX COPMEA BUILDING | 444 W WASHINGTON ST | PHOENIX | AZ | 85003 | Maricopa | 1 | Perm Closure | 2005-06-17 | 500 | Diesel | COMPARTMENT A | Unknown | Asphalt coated or Bare Steel |  |  |  | Removal | 1991-10-18
0-003832 | CITY OF PHOENIX - FIRE STATION #35 | 646 E PARADISE LN | PHOENIX | AZ | 85022 | Maricopa | 2 | Perm Closure | 1980-01-01 | 1000 | Gasoline | COMPARTMENT A | Single Walled | Asphalt coated or Bare Steel | Pressure | Single Walled | Bare or Galvanized Steel | Removal | 1996-03-12
0-007802 | PETROLEUM SUBSTANCE |  | MESA |  |  | Maricopa | 1 | Perm Closure | 2005-06-17 |  | Unidentified | COMPARTMENT A | Unknown | Asphalt coated or Bare Steel |  |  |  | Removal | 1988-10-07
0-010123 | TREKELL CHEVRON | 2012 N TREKELL RD | CASA GRANDE | AZ | 85122 | Pinal | 1 | Open | 2005-04-01 | 6000 | Diesel | COMPARTMENT B | Double Walled | Fiberglass Reinforced Plastic | Pressure | Double Walled | Fiberglass Reinforced Plastic
0-004508 | SHOW LOW REGIONAL AIRPORT | 3150 E AIRPORT LOOP | SHOW LOW | AZ | 85901 | Navajo | 4 | Perm Closure | 1986-01-01 | 10000 | Jet Fuel | COMPARTMENT A |  | Fiberglass Reinforced Plastic | Pressure | Aboveground Piping | Bare or Galvanized Steel | Removal | 2007-01-10
0-005160 | CITY OF TUCSON - PRICE SERVICE CENTER | 4004 S PARK AVE | TUCSON | AZ | 85714 | Pima | 14 | Perm Closure | 1976-01-01 | 12000 | Gasoline | COMPARTMENT A | Single Walled | Fiberglass Reinforced Plastic | Pressure | Single Walled | Bare or Galvanized Steel | Removal | 1992-11-15
0-005160 | CITY OF TUCSON - PRICE SERVICE CENTER | 4004 S PARK AVE | TUCSON | AZ | 85714 | Pima | 21 | Perm Closure | 1976-01-01 | 12000 | Diesel | COMPARTMENT A | Single Walled | Fiberglass Reinforced Plastic | Pressure | Single Walled | Bare or Galvanized Steel | Removal | 1992-11-15
0-005160 | CITY OF TUCSON - PRICE SERVICE CENTER | 4004 S PARK AVE | TUCSON | AZ | 85714 | Pima | 22 | Perm Closure | 1976-01-01 | 12000 | Diesel | COMPARTMENT A | Single Walled | Fiberglass Reinforced Plastic | Pressure | Single Walled | Bare or Galvanized Steel | Removal | 1992-11-15
0-009202 | TOWN OF WICKENBURG - WWTP | 1006 SOUTH TEGNER STREET, STE A | WICKENBURG | AZ | 85390 | Maricopa | 1 | Perm Closure | 1980-01-01 | 250 | Diesel | COMPARTMENT A | Double Walled | Asphalt coated or Bare Steel | Suction - Check Valve at the Tank Top |  | Bare or Galvanized Steel | Removal | 1997-12-30
0-010111 | CITY OF PHOENIX - NORTH GATEWAY TRANSFER STATION | 30205 N BLACK CANYON HWY | PHOENIX | AZ | 85085 | Maricopa | 3 | Open | 2005-10-07 | 12000 | Diesel | COMPARTMENT A | Double Walled | Fiberglass Reinforced Plastic | Pressure | Double Walled | Fiberglass Reinforced Plastic
0-001939 | EMPIRE MACHINERY | 165 W IRON AVE | MESA | AZ | 85210 | Maricopa | 1 | Perm Closure | 1969-01-01 | 6000 | Diesel | COMPARTMENT A |  | Asphalt coated or Bare Steel | Suction - Check Valve at the Tank Top |  |  | Removal | 1989-07-07
0-001939 | EMPIRE MACHINERY | 165 W IRON AVE | MESA | AZ | 85210 | Maricopa | 15 | Perm Closure | 1974-01-29 | 12000 | Unidentified | COMPARTMENT A |  | Asphalt coated or Bare Steel |  |  |  | Removal | 1988-12-09
0-001939 | EMPIRE MACHINERY | 165 W IRON AVE | MESA | AZ | 85210 | Maricopa | 18 | Perm Closure | 1980-01-01 | 12000 | Gasoline | COMPARTMENT A |  | Asphalt coated or Bare Steel | Suction - Check Valve at the Tank Top |  |  | Removal | 1988-05-01
0-002783 | SPEEDWAY #2995 | 1202 W AJO WAY | TUCSON | AZ | 85713 | Pima | 2 | Perm Closure | 1976-04-08 | 10000 | Gasoline | COMPARTMENT A | Single Walled | Asphalt coated or Bare Steel | Pressure | Double Walled | Fiberglass Reinforced Plastic | Removal | 2020-04-27
0-008938 | MUNICIPAL COURT/STOWE TIRE | 324 W WASHINGTON ST | PHOENIX | AZ | 85003 | Maricopa | 2 | Perm Closure | 2005-06-17 | 1000 | Gasoline | COMPARTMENT A | Double Walled | Asphalt coated or Bare Steel |  |  |  | Removal | 1996-07-02
0-003280 | MOHAVE COUNTY CENTRAL MOTORPOOL |  | BULLHEAD CITY |  |  | Mohave | 2 | Perm Closure | 1985-05-08 | 2000 | Gasoline | COMPARTMENT A | Unknown | Unknown |  |  |  | Removal | 1988-10-01
0-001543 | MOHAVE MESA UNIT | 4604 S HIGHWAY 95 | FORT MOHAVE | AZ | 86426 | Mohave | 1 | Perm Closure | 1983-01-01 | 500 | Diesel | COMPARTMENT A |  | Asphalt coated or Bare Steel | Suction - Check Valve at the Tank Top |  |  | Removal | 1999-01-13
0-000081 | SAITO FARMS |  | KANSAS SETTLEMENT |  |  | Cochise | 1 | Perm Closure | 1979-01-01 | 2000 | Diesel | COMPARTMENT A |  | Asphalt coated or Bare Steel |  |  |  | Removal | 2000-01-20
0-007984 | REIDHEAD SAND & ROCK INC | 2095 W PAPER MILL RD | TAYLOR | AZ | 85939 | Navajo | 1 | Perm Closure | 2005-06-17 | 10000 | Diesel | COMPARTMENT A | Unknown | Asphalt coated or Bare Steel | Suction - Check Valve at the Tank Top |  |  | Removal | 1996-08-01
0-007984 | REIDHEAD SAND & ROCK INC | 2095 W PAPER MILL RD | TAYLOR | AZ | 85939 | Navajo | 2 | Perm Closure | 2005-06-17 | 4000 | Gasoline | COMPARTMENT A | Unknown | Asphalt coated or Bare Steel | Suction - Check Valve at the Tank Top |  |  | Removal | 1996-08-01
0-007973 | 113-15-071A | 221 N MONTEZUMA ST | PRESCOTT | AZ | 86301 | Yavapai | 1 | Perm Closure | 1976-01-01 | 500 | Diesel | COMPARTMENT A | Unknown | Asphalt coated or Bare Steel |  |  |  | Removal | 1995-09-27
0-010528 | THE GUIDANCE CENTER | 2187 N VICKEY ST | FLAGSTAFF | AZ | 86004 | Coconino | 1 | Perm Closure | 2015-04-28 | 1000 | (Null) | COMPARTMENT A | Single Walled | Asphalt coated or Bare Steel |  |  |  | Closed in Place | 1981-12-31
0-010338 | FRYS FUEL CENTER #126 | 6615 W INDIAN SCHOOL RD | PHOENIX | AZ | 85033 | Maricopa | 1 | Open | 2002-12-01 | 20000 | Gasoline | COMPARTMENT A | Double Walled | Fiberglass Reinforced Plastic | Pressure | Double Walled | Flexible
0-010338 | FRYS FUEL CENTER #126 | 6615 W INDIAN SCHOOL RD | PHOENIX | AZ | 85033 | Maricopa | 2 | Open | 2002-12-01 | 8000 | Diesel | COMPARTMENT B | Double Walled | Fiberglass Reinforced Plastic | Pressure | Double Walled | Flexible
0-002377 | ON CONSIGNMENT IN BISBEE |  | BISBEE |  |  | Cochise | 1 | Perm Closure | 1951-01-01 | 500 | Gasoline | COMPARTMENT A |  | Asphalt coated or Bare Steel |  |  |  | Removal | 1989-08-30
0-010152 | PARCEL # 401-12-011B | 98 N ELEVEN MILE CORNER RD | ELEVEN MILE CORNER | AZ | 85194 | Pinal | 1 | Perm Closure | 1960-01-01 | 600 | Gasoline | COMPARTMENT A |  | Asphalt coated or Bare Steel |  |  |  | Removal | 2006-11-13
0-001309 | CIRCLE K #2700787 | 939 W BASELINE RD | TEMPE | AZ | 85283 | Maricopa | 3 | Open | 1994-11-10 | 10000 | Gasoline (UL) | COMPARTMENT A | Double Walled | Fiberglass Reinforced Plastic | Pressure | Double Walled | Fiberglass Reinforced Plastic
0-001309 | CIRCLE K #2700787 | 939 W BASELINE RD | TEMPE | AZ | 85283 | Maricopa | 2 | Perm Closure | 1972-01-01 | 10000 | Gasoline | COMPARTMENT A | Single Walled | Asphalt coated or Bare Steel |  |  |  | Removal | 1994-11-10
0-003733 | PHILLIPS 66 COMPANY #016045 | 1555 W UNIVERSITY DR | MESA | AZ | 85201 | Maricopa | 2 | Perm Closure | 1964-01-01 | 3000 | Gasoline | COMPARTMENT A | Single Walled | Asphalt coated or Bare Steel |  |  |  | Removal | 1976-08-01
0-007263 | PRECISION TUNE-UP | 5901 E 22ND ST | TUCSON | AZ | 85711 | Pima | 1 | Perm Closure | 2005-06-17 | 500 | Used Oil/Waste Oil | COMPARTMENT A | Unknown | Asphalt coated or Bare Steel | Gravity Feed |  |  | Removal | 1991-10-17
0-005441 | CIRCLE K #2901 | 1051 S CRAYCROFT RD | TUCSON | AZ | 85711 | Pima | 1 | Perm Closure | 1972-04-08 | 8000 | Gasoline | COMPARTMENT A | Double Walled | Asphalt coated or Bare Steel | Pressure |  |  | Removal | 1992-09-23
0-001458 | CIRCLE K #2701634 | 5801 N ORACLE RD | TUCSON | AZ | 85704 | Pima | 2 | Open | 1984-01-01 | 10000 | Gasoline (PUL) | COMPARTMENT A | Single Walled | Fiberglass Reinforced Plastic | Pressure |  | Fiberglass Reinforced Plastic
0-000601 | AVONDALE ELEMENTARY SCHOOL DISTRICT #44 - BUS BARN | 235 W WESTERN AVE | AVONDALE | AZ | 85323 | Maricopa | 3 | Perm Closure | 1989-12-14 | 2000 | Diesel | COMPARTMENT A | Double Walled | Fiberglass Reinforced Plastic | Pressure | Double Walled | Fiberglass Reinforced Plastic | Removal | 2016-03-31
0-008983 | BECKER REALTY |  | ALPINE |  |  | Apache | 2 | Perm Closure | 2005-06-17 | 500 | Gasoline | COMPARTMENT A | Double Walled | Asphalt coated or Bare Steel |  |  |  | Removal | 1996-10-03
0-002545 | ASPEN SHELL/HUFFER OIL CO. | 3620 E ROUTE 66 | FLAGSTAFF | AZ | 86004 | Coconino | 1 | Perm Closure | 1971-01-01 | 10000 | Gasoline | COMPARTMENT A | Single Walled | Asphalt coated or Bare Steel |  |  |  | Removal | 1987-05-29
0-006575 | ARIZONA AUTO REFRIGERATION | 549 N STONE AVE | TUCSON | AZ | 85705 | Pima | 4 | Perm Closure | 1964-02-01 | 280 | Used Oil/Waste Oil | COMPARTMENT A | Unknown | Asphalt coated or Bare Steel |  |  |  | Removal | 1993-11-30
0-010151 | JACKSONS ENERGY #6782 | 1785 S RAILROAD SPRINGS BLVD | FLAGSTAFF | AZ | 86001 | Coconino | 3 | Open | 2006-03-23 | 5000 | Gasoline | COMPARTMENT A | Double Walled | Fiberglass Reinforced Plastic | Pressure | Double Walled | Flexible
0-010172 | FRYS FUEL CENTER #90 | 8100 S HOUGHTON RD | TUCSON | AZ | 85747 | Pima | 1 | Perm Closure | 2006-07-05 | 8000 | Diesel | COMPARTMENT B | Double Walled | Fiberglass Reinforced Plastic | Pressure | Double Walled | Flexible | Removal | 2016-08-03
0-010574 | FRY'S FUEL FACILITY #681 | 2955 E OCOTILLO RD | CHANDLER | AZ | 85249 | Maricopa | 1 | Open | 2016-10-20 | 20000 | Gasoline | COMPARTMENT A | Double Walled | Fiberglass Reinforced Plastic | Pressure | Double Walled | Fiberglass Reinforced Plastic
0-010569 | LOVE'S TRAVEL STOP #659 | 8313 W ROOSEVELT ST | TOLLESON | AZ | 85353 | Maricopa | 6 | Open | 2019-12-30 | 2000 | New Oil | COMPARTMENT A | Double Walled | Fiberglass Reinforced Plastic | Suction - Check Valve at the Tank Top | Double Walled | Fiberglass Reinforced Plastic
0-006051 | ADVANCE ROOFING & SUPPLY | 1921 W GRANT ST | PHOENIX | AZ | 85009 | Maricopa | 1 | Perm Closure | 2005-06-17 | 1000 | Gasoline | COMPARTMENT A | Unknown | Unknown |  |  |  | Removal | 1992-08-11
0-000314 | ADOT - CONCHO MAINTENANCE YARD |  | CONCHO |  |  | Apache | 1 | Perm Closure | 2005-06-17 | 500 | Gasoline | COMPARTMENT A |  | Asphalt coated or Bare Steel |  |  |  | Removal | 1989-10-05
0-009508 | ADOT / RIGHT OF WAY |  | PRESCOTT |  |  | Yavapai | 2 | Perm Closure | 2005-06-17 | 500 | Unidentified | COMPARTMENT A | Single Walled | Asphalt coated or Bare Steel |  |  |  | Removal | 1999-04-29
0-001613 | A A AMUSEMENT | 90 E 10TH ST | YUMA | AZ | 85364 | Yuma | 1 | Perm Closure | 1971-01-01 | 450 | Diesel | COMPARTMENT A |  | Asphalt coated or Bare Steel |  |  |  | Removal | 1988-12-01
0-001613 | A A AMUSEMENT | 90 E 10TH ST | YUMA | AZ | 85364 | Yuma | 2 | Perm Closure | 1976-01-01 | 4000 | Diesel | COMPARTMENT A |  | Asphalt coated or Bare Steel |  |  |  | Removal | 1988-12-01
0-001166 | CIRCLE K #37 | 8802 S CENTRAL AVE | PHOENIX | AZ | 85042 | Maricopa | 3 | Perm Closure | 1973-01-01 | 6000 | Gasoline | COMPARTMENT A |  | Asphalt coated or Bare Steel |  |  |  | Removal | 1988-03-02
0-006164 | AIR FORCE PLANT #44 - GWTP | 1151 E HERMANS RD | TUCSON | AZ | 85756 | Pima | 2 | Perm Closure | 1952-01-01 | 120 | Unidentified | COMPARTMENT A |  | Asphalt coated or Bare Steel |  |  |  | Closed in Place | 1967-11-01
0-004094 | CHEAP CHARLIE LIQUOR #413 | 4495 N BANK ST | KINGMAN | AZ | 86409 | Mohave | 1 | Perm Closure | 1976-04-22 | 10000 | Gasoline | COMPARTMENT A | Unknown | Asphalt coated or Bare Steel | Pressure |  |  | Removal | 1999-04-20
0-004094 | CHEAP CHARLIE LIQUOR #413 | 4495 N BANK ST | KINGMAN | AZ | 86409 | Mohave | 3 | Perm Closure | 1976-04-22 | 6000 | Gasoline | COMPARTMENT A | Unknown | Asphalt coated or Bare Steel | Pressure |  |  | Removal | 1999-04-20
0-009094 | B & Z INVESTMENTS 1 | 5965 E BROWN RD | MESA | AZ | 85205 | Maricopa | 1 | Open | 1997-02-07 | 10000 | Gasoline | COMPARTMENT A | Double Walled | Fiberglass Reinforced Plastic | Pressure | Double Walled | Fiberglass Reinforced Plastic
0-001133 | FRY'S FUEL #22 | 1760 E ELLIOT RD | TEMPE | AZ | 85284 | Maricopa | 1 | Perm Closure | 1986-12-03 | 10000 | Gasoline | COMPARTMENT A | Double Walled | Fiberglass Reinforced Plastic | Pressure | Double Walled | Fiberglass Reinforced Plastic | Removal | 2020-11-13
0-004953 | SPEEDWAY #2965 | 4301 E BROADWAY BLVD | TUCSON | AZ | 85711 | Pima | 5 | Perm Closure | 1986-10-10 | 12000 | Gasoline | COMPARTMENT A | Unknown | Fiberglass Reinforced Plastic | Pressure |  | Fiberglass Reinforced Plastic | Removal | 2003-11-05
0-004953 | SPEEDWAY #2965 | 4301 E BROADWAY BLVD | TUCSON | AZ | 85711 | Pima | 1 | Perm Closure | 1974-04-07 | 12000 | Gasoline | COMPARTMENT A | Unknown | Asphalt coated or Bare Steel |  |  |  | Removal | 1986-10-07
0-009127 | WOOD CARDLOCK | 3225 E WOOD ST | PHOENIX | AZ | 85040 | Maricopa | 2 | Open | 1997-07-10 | 4000 | Red Diesel | COMPARTMENT B | Double Walled | Fiberglass Reinforced Plastic | Pressure | Double Walled | Fiberglass Reinforced Plastic
0-000459 | TOMBSTONE TEXACO | 84 E FREMONT ST | TOMBSTONE | AZ | 85638 | Cochise | 3 | Perm Closure | 1966-01-01 | 4000 | Gasoline | COMPARTMENT A |  | Asphalt coated or Bare Steel | Suction - Check Valve at the Tank Top |  |  | Removal | 1994-04-27
0-002118 | SUN CITY WEST FIRE STATION | 19001 N CAMINO DEL SOL | SUN CITY WEST | AZ | 85375 | Maricopa | 2 | Perm Closure | 1988-05-24 | 1000 | Gasoline | COMPARTMENT A | Double Walled | Fiberglass Reinforced Plastic | Pressure |  | Fiberglass Reinforced Plastic | Removal | 1994-06-07
0-006001 | COBBLESTONE 11 | 616 W BASELINE RD | TEMPE | AZ | 85283 | Maricopa | 3 | Open | 1986-11-01 | 10000 | Gasoline | COMPARTMENT A | Single Walled | Fiberglass Reinforced Plastic | Suction - Check Valve at the Tank Top | Double Walled | Fiberglass Reinforced Plastic
0-004305 | SRP - SOUTHERN SKILLS CENTER | 7211 S 16TH ST | PHOENIX | AZ | 85042 | Maricopa | 2 | Perm Closure | 1961-05-07 | 280 | Used Oil/Waste Oil | COMPARTMENT A | Unknown | Asphalt coated or Bare Steel |  |  |  | Removal | 1988-03-01
0-006671 | SOUTHWEST SAVING ASSOCIATION | 8700 W BELL RD | PEORIA | AZ | 85382 | Maricopa | 1 | Perm Closure | 2005-06-17 | 8000 | Gasoline | COMPARTMENT A | Unknown | Unknown |  |  |  | Removal | 1989-12-01
0-007195 | WHITNEY MURPHY FUNERAL HOME | 4800 E INDIAN SCHOOL RD | PHOENIX | AZ | 85018 | Maricopa | 1 | Perm Closure | 2005-06-17 | 5000 | Gasoline | COMPARTMENT A |  | Asphalt coated or Bare Steel |  |  |  | Removal | 1991-04-05
0-009729 | SYMANTEC | 3701 E COLUMBIA ST | TUCSON | AZ | 85714 | Pima | 2 | Perm Closure | 2001-02-26 | 10000 | Diesel | COMPARTMENT A | Double Walled | Fiberglass Reinforced Plastic | Suction - Check Valve at the Tank Top |  | Flexible | Removal | 2003-05-22
0-009445 | WERNER ENTERPRISES | 4801 W MAGNOLIA ST | PHOENIX | AZ | 85043 | Maricopa | 2 | Open | 1996-01-01 | 6000 | New Oil | COMPARTMENT A | Double Walled | Fiberglass Reinforced Plastic | Pressure | Double Walled | Fiberglass Reinforced Plastic
0-005610 | WESTCOR AVIATION LTD | 7305 E GREENWAY RD | SCOTTSDALE | AZ | 85260 | Maricopa | 1 | Perm Closure | 1979-01-22 | 10000 | Jet Fuel | COMPARTMENT A | Unknown | Asphalt coated or Bare Steel | Suction - Check Valve at the Tank Top |  |  | Removal | 1997-05-08
0-002447 | HAVEN GOLF COURSE | 110 N ABREGO DR | GREEN VALLEY | AZ | 85614 | Pima | 1 | Perm Closure | 1971-01-11 | 500 | Gasoline | COMPARTMENT A | Single Walled | Asphalt coated or Bare Steel |  |  |  | Removal | 1988-11-10
0-009852 | MESA STAR CHEVRON | 7956 E UNIVERSITY DR | MESA | AZ | 85207 | Maricopa | 2 | Open | 2001-01-18 | 15000 | Gasoline | COMPARTMENT A | Double Walled | Fiberglass Reinforced Plastic | Pressure | Double Walled | Fiberglass Reinforced Plastic
0-006264 | TUNEUP MASTERS #607 | 6046 W BETHANY HOME RD | GLENDALE | AZ | 85301 | Maricopa | 1 | Perm Closure | 2005-06-17 | 550 | Used Oil/Waste Oil | COMPARTMENT A | Unknown | Unknown |  |  |  | Removal | 1989-12-11
0-008309 | GRANITE REEF SERVICE CENTER | 8350 E MCDOWELL RD | SCOTTSDALE | AZ | 85257 | Maricopa | 1 | Perm Closure | 1961-01-01 | 8000 | Gasoline | COMPARTMENT A | Unknown | Asphalt coated or Bare Steel | Pressure |  | Bare or Galvanized Steel | Removal | 1994-04-07
0-002731 | APN #303-17-004 | 801 S ARIZONA AVE | CHANDLER | AZ | 85225 | Maricopa | 2 | Perm Closure | 2006-02-16 | 7000 | Unidentified | COMPARTMENT A |  | Asphalt coated or Bare Steel |  |  |  | Removal | 2005-09-15
0-006482 | MAC MINI MART #482 | 2575 N GRAND AVE | NOGALES | AZ | 85621 | Santa Cruz | 1 | Temp Closure | 1987-01-01 | 6000 | Gasoline (UL) | COMPARTMENT A | Double Walled | Composite (Steel/Fiberglass) | Pressure | Double Walled | Fiberglass Reinforced Plastic |  | 2019-02-15
0-006112 | MAGGIES MARKET | 12017 W THUNDERBIRD RD | EL MIRAGE | AZ | 85335 | Maricopa | 1 | Perm Closure | 1984-04-09 | 10000 | Gasoline | COMPARTMENT A | Double Walled | Asphalt coated or Bare Steel | Pressure |  | Fiberglass Reinforced Plastic | Removal | 2003-04-02
0-002040 | K & M MARKET/E-Z SERVE #060138 | 13865 N SANDARIO RD | MARANA | AZ | 85653 | Pima | 2 | Perm Closure | 1977-04-27 | 4000 | Gasoline | COMPARTMENT A | Single Walled | Asphalt coated or Bare Steel |  |  |  | Removal | 1990-03-07
0-009278 | MAVERIK COUNTY STORE #545 | 690 W STATE ROUTE 89A | COTTONWOOD | AZ | 86326 | Yavapai | 4 | Open | 2017-10-24 | 8000 | Gasoline (PUL) | COMPARTMENT B | Double Walled | Fiberglass Reinforced Plastic | Pressure | Double Walled | Flexible
0-000631 | CITY OF PHOENIX AVIATION DEPARTMENT | 201 S 42ND PL | PHOENIX | AZ | 85034 | Maricopa | 2 | Perm Closure | 1990-06-01 | 8000 | Gasoline (UL) | COMPARTMENT A | Double Walled | Composite (Steel/Fiberglass) | Pressure | Double Walled | Fiberglass Reinforced Plastic | Removal | 2009-08-05
0-009800 | CIRCLE K #2706356 | 1203 E SOUTHERN AVE | MESA | AZ | 85204 | Maricopa | 3 | Open | 2001-04-17 | 10000 | Gasoline | COMPARTMENT A | Double Walled | Fiberglass Reinforced Plastic | Pressure | Double Walled | Flexible
0-008611 | AIR COMMERCE CENTER | 14605 N AIRPORT DR | SCOTTSDALE | AZ | 85260 | Maricopa | 1 | Perm Closure | 1985-01-01 | 12000 | Jet Fuel | COMPARTMENT A | Double Walled | Fiberglass Reinforced Plastic | Suction - Check Valve at the Tank Top | Double Walled | Fiberglass Reinforced Plastic | Removal | 2018-11-27
0-009295 | AROK CONSTRUCTION | 1921 W MOUNTAIN VIEW RD | PHOENIX | AZ | 85021 | Maricopa | 1 | Perm Closure | 2005-06-17 | 2000 | Gasoline | COMPARTMENT A | Unknown | Asphalt coated or Bare Steel |  |  |  | Removal | 1998-07-07
0-010010 | YOLANDA'S CHUCKWAGON | 8830 N HIGHWAY 79 | FLORENCE | AZ | 85132 | Pinal | 2 | Perm Closure | 2005-06-17 | 5000 | Gasoline | COMPARTMENT A | Unknown | Unknown |  |  |  | Removal | 2005-05-10
0-003214 | MOBIL 08-713 | 1400 W PRINCE RD | TUCSON | AZ | 85705 | Pima | 2 | Perm Closure | 1985-04-21 | 12000 | Gasoline | COMPARTMENT A | Double Walled | Fiberglass Reinforced Plastic | Pressure |  | Fiberglass Reinforced Plastic | Removal | 1986-01-01
0-000391 | PALO VERDE NUCLEAR GENERATING STATION | 5801 S WINTERSBURG RD | TONOPAH | AZ | 85354 | Maricopa | 7 | Perm Closure | 1980-01-01 | 12000 | Diesel | COMPARTMENT A | Double Walled | Fiberglass Reinforced Plastic | Pressure |  |  | Removal | 1993-12-10
0-000391 | PALO VERDE NUCLEAR GENERATING STATION | 5801 S WINTERSBURG RD | TONOPAH | AZ | 85354 | Maricopa | 9 | Perm Closure | 1980-01-01 | 8000 | Gasoline | COMPARTMENT A | Double Walled | Fiberglass Reinforced Plastic | Pressure |  |  | Removal | 1993-12-10
0-000391 | PALO VERDE NUCLEAR GENERATING STATION | 5801 S WINTERSBURG RD | TONOPAH | AZ | 85354 | Maricopa | 14 | Perm Closure | 1980-01-01 | 500 | Used Oil/Waste Oil | COMPARTMENT A | Single Walled | Asphalt coated or Bare Steel | Gravity Feed |  |  | Removal | 1992-11-09
0-006517 | CHEVRON - CHRISTOPHER CREEK CHEVRON |  | CHRISTOPHER CREEK |  |  | Gila | 2 | Perm Closure | 1973-01-01 | 1000 | Unidentified | COMPARTMENT A | Single Walled | Asphalt coated or Bare Steel |  |  |  | Removal | 1984-01-01
0-004984 | UPS FLAGSTAFF | 2300 E HUNTINGTON DR | FLAGSTAFF | AZ | 86004 | Coconino | 3 | Open | 1992-12-01 | 12000 | Gasoline | COMPARTMENT A | Single Walled | Fiberglass Reinforced Plastic | Pressure |  | Fiberglass Reinforced Plastic
0-000956 | ALBORADA APARTMENTS | 250 E GRANT RD | TUCSON | AZ | 85705 | Pima | 4 | Perm Closure | 1973-01-01 | 1000 | Used Oil/Waste Oil | COMPARTMENT A |  | Asphalt coated or Bare Steel |  |  |  | Removal | 1989-11-08
0-000492 | ARCO #5277 | 1220 N ARIZONA AVE | CHANDLER | AZ | 85225 | Maricopa | 1 | Perm Closure | 2005-06-17 | 10000 | Gasoline | COMPARTMENT A | Single Walled | Asphalt coated or Bare Steel |  |  |  | Removal | 1988-02-01
0-000492 | ARCO #5277 | 1220 N ARIZONA AVE | CHANDLER | AZ | 85225 | Maricopa | 4 | Perm Closure | 1988-02-01 | 12000 | Gasoline | COMPARTMENT A | Double Walled | Fiberglass Reinforced Plastic | Pressure | Double Walled | Fiberglass Reinforced Plastic | Removal | 2003-09-17
0-001346 | CIRCLE K #2700946 | 4500 W INA RD | MARANA | AZ | 85741 | Pima | 5 | Perm Closure | 1998-08-01 | 12000 | Gasoline | COMPARTMENT A | Double Walled | Fiberglass Reinforced Plastic | Pressure | Double Walled | Fiberglass Reinforced Plastic | Removal | 2010-05-25
0-001346 | CIRCLE K #2700946 | 4500 W INA RD | MARANA | AZ | 85741 | Pima | 3 | Perm Closure | 1972-01-01 | 6000 | Gasoline | COMPARTMENT A |  | Asphalt coated or Bare Steel | Pressure |  |  | Removal | 1998-07-15
0-004078 | LINCOLN LASER CO | 234 E MOHAVE ST | PHOENIX | AZ | 85004 | Maricopa | 1 | Perm Closure | 1984-08-30 | 5000 | Diesel | COMPARTMENT A | Unknown | Asphalt coated or Bare Steel |  |  |  | Removal | 1991-07-24
0-002010 | CIRCLE K #5579 | 655 W 22ND ST | TUCSON | AZ | 85713 | Pima | 1 | Perm Closure | 1966-01-01 | 8000 | Gasoline | COMPARTMENT A |  | Asphalt coated or Bare Steel |  |  |  | Removal | 1991-05-29
0-004524 | CHINO VALLEY TOWN COMPLEX | 1982 N VOSS DR | CHINO VALLEY | AZ | 86323 | Yavapai | 4 | Perm Closure | 2005-06-17 |  | Gasoline | COMPARTMENT A | Unknown | Asphalt coated or Bare Steel |  |  |  | Removal | 1979-01-01
0-004524 | CHINO VALLEY TOWN COMPLEX | 1982 N VOSS DR | CHINO VALLEY | AZ | 86323 | Yavapai | 3 | Perm Closure | 1972-12-07 | 3000 | Diesel | COMPARTMENT A | Unknown | Asphalt coated or Bare Steel | Pressure |  | Bare or Galvanized Steel | Closed in Place | 1994-02-01
0-004774 | MOBIL 18-603 | 3548 W BELL RD | PHOENIX | AZ | 85303 | Maricopa | 6 | Perm Closure | 2005-06-17 | 12000 | Gasoline | COMPARTMENT A | Double Walled | Asphalt coated or Bare Steel | Pressure |  |  | Removal | 1984-12-31
0-004774 | MOBIL 18-603 | 3548 W BELL RD | PHOENIX | AZ | 85303 | Maricopa | 5 | Perm Closure | 2005-06-17 | 12000 | Gasoline | COMPARTMENT A | Double Walled | Asphalt coated or Bare Steel | Pressure |  |  | Removal | 1984-12-31
0-004774 | MOBIL 18-603 | 3548 W BELL RD | PHOENIX | AZ | 85303 | Maricopa | 9 | Perm Closure | 1987-09-01 | 10000 | Gasoline | COMPARTMENT A | Double Walled | Fiberglass Reinforced Plastic | Pressure |  | Fiberglass Reinforced Plastic | Removal | 2004-10-13
0-001708 | PIMA MINE | 3801 W MINERAL HILL RD | SAHUARITA | AZ | 85629 | Pima | 4 | Perm Closure | 2005-06-17 | 650 | Used Oil/Waste Oil | COMPARTMENT A |  | Asphalt coated or Bare Steel | Gravity Feed |  |  | Removal | 1991-06-13
0-001985 | DUNLAP CHEVRON | 2710 W DUNLAP AVE | PHOENIX | AZ | 85051 | Maricopa | 3 | Perm Closure | 1965-01-01 | 8000 | Gasoline | COMPARTMENT A |  | Asphalt coated or Bare Steel |  |  |  | Removal | 1989-09-01
0-001985 | DUNLAP CHEVRON | 2710 W DUNLAP AVE | PHOENIX | AZ | 85051 | Maricopa | 1 | Perm Closure | 1965-01-01 | 8000 | Gasoline | COMPARTMENT A |  | Asphalt coated or Bare Steel |  |  |  | Removal | 1989-09-01
0-001985 | DUNLAP CHEVRON | 2710 W DUNLAP AVE | PHOENIX | AZ | 85051 | Maricopa | 5 | Perm Closure | 1971-01-01 | 10000 | Gasoline | COMPARTMENT A |  | Asphalt coated or Bare Steel | Pressure |  | Fiberglass Reinforced Plastic | Removal | 1989-09-01
0-005318 | CHEVRON - QUICK MART | 3686 E SANTA FE AVE | FLAGSTAFF | AZ | 86004 | Coconino | 3 | Perm Closure | 1974-04-15 | 550 | Used Oil/Waste Oil | COMPARTMENT A | Double Walled | Asphalt coated or Bare Steel | Gravity Feed |  |  | Removal | 1996-04-30
0-005318 | CHEVRON - QUICK MART | 3686 E SANTA FE AVE | FLAGSTAFF | AZ | 86004 | Coconino | 6 | Open | 1996-05-02 | 6000 | Diesel | COMPARTMENT B | Double Walled | Composite (Steel/Fiberglass) | Pressure |  | Fiberglass Reinforced Plastic
0-002654 | SCOTTSDALE FASHION SQUARE | 6900 E CAMELBACK RD | SCOTTSDALE | AZ | 85251 | Maricopa | 1 | Perm Closure | 1971-07-29 | 400 | Diesel | COMPARTMENT A | Unknown | Unknown |  |  |  | Removal | 1986-10-10
0-001197 | CIRCLE K #226 | 317 N WILLIAMSON AVE | WINSLOW | AZ | 86047 | Navajo | 2 | Perm Closure | 1969-01-01 | 4000 | Gasoline | COMPARTMENT A |  | Asphalt coated or Bare Steel | Pressure |  |  | Removal | 1999-03-16
0-007180 | CHEVRON #9-6574 | 825 E APACHE BLVD | TEMPE | AZ | 85281 | Maricopa | 6 | Open | 1997-06-05 | 10000 | Gasoline | COMPARTMENT A | Double Walled | Fiberglass Reinforced Plastic | Pressure | Double Walled | Fiberglass Reinforced Plastic
0-004979 | COCA-COLA BOTTLING CO |  | PRESCOTT |  |  | Yavapai | 1 | Perm Closure | 1978-04-16 | 6000 | Diesel | COMPARTMENT A | Unknown | Asphalt coated or Bare Steel |  |  |  | Removal | 1991-03-06
0-004979 | COCA-COLA BOTTLING CO |  | PRESCOTT |  |  | Yavapai | 2 | Perm Closure | 1978-04-16 | 6000 | Diesel | COMPARTMENT A | Unknown | Asphalt coated or Bare Steel |  |  |  | Removal | 1991-03-06
0-002473 | HATCH'S CORNER GAS | 404 NAVAJO BLVD | HOLBROOK | AZ | 86025 | Navajo | 6 | Perm Closure | 1982-04-15 | 500 | Used Oil/Waste Oil | COMPARTMENT A | Double Walled | Asphalt coated or Bare Steel |  |  |  | Removal | 1993-06-02
0-008125 | CHINO VALLEY STATION | 995 S STATE ROUTE 89 | CHINO VALLEY | AZ | 86323 | Yavapai | 5 | Open | 1994-01-18 | 8000 | Gasoline | COMPARTMENT A | Single Walled | Asphalt coated or Bare Steel | Pressure | Single Walled | Bare or Galvanized Steel
0-002001 | CHEVRON | 5960 N ORACLE RD | TUCSON | AZ | 85704 | Pima | 1 | Open | 1985-01-01 | 12000 | Gasoline (UL) | COMPARTMENT A | Double Walled | Fiberglass Reinforced Plastic | Pressure |  | Fiberglass Reinforced Plastic
0-006739 | ROUTE 66 AUTO | 800 W ROUTE 66 | FLAGSTAFF | AZ | 86001 | Coconino | 1 | Perm Closure | 1970-01-01 | 8000 | Diesel | COMPARTMENT A | Double Walled | Asphalt coated or Bare Steel |  |  |  | Removal | 1990-02-05
0-006739 | ROUTE 66 AUTO | 800 W ROUTE 66 | FLAGSTAFF | AZ | 86001 | Coconino | 2 | Perm Closure | 1970-01-01 | 8000 | Gasoline | COMPARTMENT A | Double Walled | Asphalt coated or Bare Steel |  |  |  | Removal | 1990-02-05
0-002048 | QUIK MART 100912 | 900 W ROGER RD | TUCSON | AZ | 85705 | Pima | 2 | Perm Closure | 1972-01-01 | 6000 | Gasoline | COMPARTMENT A | Single Walled | Asphalt coated or Bare Steel | Suction - Check Valve at the Tank Top | Single Walled | Bare or Galvanized Steel | Removal | 1992-09-16
0-007601 | WICKENBURG TIRE AND EXXON | 340 E WICKENBURG WAY | WICKENBURG | AZ | 85390 | Maricopa | 4 | Perm Closure | 1981-01-01 | 6000 | Gasoline | COMPARTMENT A | Single Walled | Asphalt coated or Bare Steel | Pressure |  |  | Removal | 1998-11-04
0-000959 | JOHN CARTER CONSTRUCTION | 2450 W POPPY AVE | TUCSON | AZ | 85705 | Pima | 2 | Perm Closure | 1976-01-01 | 10500 | Gasoline | COMPARTMENT A |  | Asphalt coated or Bare Steel |  |  |  | Removal | 1990-07-16
0-008814 | C&C AUTO | 1827 E WHITE MOUNTAIN BLVD | PINETOP-LAKESIDE | AZ | 85935 | Navajo | 3 | Perm Closure | 2005-06-17 | 550 | Gasoline | COMPARTMENT A | Unknown | Unknown | Suction - Check Valve at the Tank Top |  |  | Removal | 1996-04-18
0-006236 | LAKE HAVASU TRI-MART | 2201 MCCULLOCH BLVD N | LAKE HAVASU CITY | AZ | 86403 | Mohave | 3 | Perm Closure | 1985-02-24 | 8000 | Gasoline | COMPARTMENT A | Single Walled | Fiberglass Reinforced Plastic | Pressure |  | Fiberglass Reinforced Plastic | Removal | 2019-08-20
0-006236 | LAKE HAVASU TRI-MART | 2201 MCCULLOCH BLVD N | LAKE HAVASU CITY | AZ | 86403 | Mohave | 5 | Open | 2019-09-27 | 12000 | Gasoline (UL) | COMPARTMENT A | Double Walled | Fiberglass Reinforced Plastic
0-007130 | MESA UNIFIED SCHOOL DISTRICT - TRANSPORTATION | 109 E BROADWAY RD | MESA | AZ | 85210 | Maricopa | 3 | Perm Closure | 1988-01-01 | 15000 | Diesel | COMPARTMENT A | Double Walled | Fiberglass Reinforced Plastic | Pressure | Double Walled | Fiberglass Reinforced Plastic | Removal | 2019-03-13
0-007130 | MESA UNIFIED SCHOOL DISTRICT - TRANSPORTATION | 109 E BROADWAY RD | MESA | AZ | 85210 | Maricopa | 4 | Perm Closure | 1988-01-01 | 500 | Used Oil/Waste Oil | COMPARTMENT A | Double Walled | Fiberglass Reinforced Plastic | Gravity Feed |  | Bare or Galvanized Steel | Closed in Place | 1999-03-01
0-000886 | TEXACO #60-349-0308 | 5208 E MAIN ST | MESA | AZ | 85205 | Maricopa | 3 | Perm Closure | 1980-01-01 | 12000 | Diesel | COMPARTMENT A |  | Asphalt coated or Bare Steel | Pressure |  | Fiberglass Reinforced Plastic | Removal | 1995-11-15
0-000886 | TEXACO #60-349-0308 | 5208 E MAIN ST | MESA | AZ | 85205 | Maricopa | 7 | Perm Closure | 1995-11-21 | 10000 | Gasoline | COMPARTMENT A | Double Walled | Fiberglass Reinforced Plastic | Pressure | Double Walled | Fiberglass Reinforced Plastic | Removal | 2002-04-23
0-002949 | LEON'S CHEVRON | 140 S HUACHUCA BLVD | HUACHUCA CITY | AZ | 85616 | Cochise | 6 | Perm Closure | 1996-10-31 | 6000 | Gasoline | COMPARTMENT A | Double Walled | Fiberglass Reinforced Plastic | Pressure | Double Walled | Flexible | Removal | 2018-02-14
0-002949 | LEON'S CHEVRON | 140 S HUACHUCA BLVD | HUACHUCA CITY | AZ | 85616 | Cochise | 1 | Perm Closure | 1964-01-01 | 6000 | Gasoline | COMPARTMENT A | Single Walled | Asphalt coated or Bare Steel | Pressure | Single Walled | Bare or Galvanized Steel | Removal | 1996-10-01
0-002949 | LEON'S CHEVRON | 140 S HUACHUCA BLVD | HUACHUCA CITY | AZ | 85616 | Cochise | 3 | Perm Closure | 1964-01-01 | 4000 | Gasoline | COMPARTMENT A | Single Walled | Asphalt coated or Bare Steel | Pressure | Single Walled | Bare or Galvanized Steel | Removal | 1996-10-01
0-009575 | CIRCLE K STORE #2709183 | 3033 W QUEEN CREEK RD | CHANDLER | AZ | 85248 | Maricopa | 1 | Open | 1999-10-01 | 20000 | Gasoline | COMPARTMENT A | Double Walled | Fiberglass Reinforced Plastic | Pressure | Double Walled | Flexible
0-004153 | CHAPARRAL CONVENIENCE STORE | 2400 N HWY 77 | ORACLE | AZ | 85623 | Pinal | 2 | Perm Closure | 1985-01-01 | 6000 | Gasoline | COMPARTMENT A | Single Walled | Asphalt coated or Bare Steel | Pressure |  | Fiberglass Reinforced Plastic | Removal | 1992-11-10
0-004153 | CHAPARRAL CONVENIENCE STORE | 2400 N HWY 77 | ORACLE | AZ | 85623 | Pinal | 5 | Perm Closure | 1993-05-21 | 6000 | Gasoline | COMPARTMENT A | Double Walled | Composite (Steel/Fiberglass) | Pressure | Double Walled | Fiberglass Reinforced Plastic | Removal | 2016-09-14
0-004855 | TANQUE VERDE UNIFIED SCHOOL DISTRICT - BUS MAINTENANCE YARD | 2300 N TANQUE VERDE LOOP RD | TUCSON | AZ | 85749 | Pima | 2 | Perm Closure | 1977-12-19 | 3000 | Diesel | COMPARTMENT A | Double Walled | Asphalt coated or Bare Steel |  |  |  | Removal | 1998-07-27
0-007369 | COCA COLA BOTTLING CO | 202 W 8TH ST | SAFFORD | AZ | 85546 | Graham | 3 | Perm Closure | 2005-06-17 | 2000 | Gasoline | COMPARTMENT A | Unknown | Asphalt coated or Bare Steel | Pressure |  |  | Removal | 1991-09-05
0-006259 | CIRCLE K #2708695 | 6680 W BELL RD | GLENDALE | AZ | 85308 | Maricopa | 1 | Perm Closure | 1987-07-27 | 10000 | Gasoline | COMPARTMENT A | Double Walled | Fiberglass Reinforced Plastic | Pressure |  | Fiberglass Reinforced Plastic | Removal | 2003-02-18
0-006135 | CIRCLE K #2701785 | 7460 W CACTUS RD | PEORIA | AZ | 85381 | Maricopa | 1 | Open | 1985-01-01 | 10000 | Gasoline | COMPARTMENT A | Single Walled | Fiberglass Reinforced Plastic | Pressure | Single Walled | Fiberglass Reinforced Plastic
0-003360 | FLAGSTAFF EAST CO #127180 | 3600 E LOCKETT RD | FLAGSTAFF | AZ | 86004 | Coconino | 1 | Perm Closure | 1973-01-01 | 1000 | Diesel | COMPARTMENT A | Double Walled | Composite (Steel/Fiberglass) | Suction - Check Valve at the Tank Top | Single Walled | Bare or Galvanized Steel | Removal | 1993-08-06
0-003903 | USA TRUCK CENTER | 953 W BEALE ST | KINGMAN | AZ | 86401 | Mohave | 5 | Perm Closure | 1986-01-01 | 10000 | Gasoline | COMPARTMENT A | Double Walled | Composite (Steel/Fiberglass) | Pressure |  |  | Removal | 2020-11-18
0-003903 | USA TRUCK CENTER | 953 W BEALE ST | KINGMAN | AZ | 86401 | Mohave | 6 | Perm Closure | 1986-01-01 | 10000 | Gasoline | COMPARTMENT A | Double Walled | Composite (Steel/Fiberglass) | Pressure |  |  | Removal | 2020-11-18
0-003903 | USA TRUCK CENTER | 953 W BEALE ST | KINGMAN | AZ | 86401 | Mohave | 4 | Perm Closure | 1986-01-01 | 10000 | Gasoline | COMPARTMENT A | Double Walled | Composite (Steel/Fiberglass) | Pressure |  |  | Removal | 2020-11-18
0-009230 | FAA AIRWAY BEACON #003 |  | NEW HOPE |  |  | La Paz | 1 | Perm Closure | 1942-01-01 | 500 | Gasoline | COMPARTMENT A | Double Walled | Asphalt coated or Bare Steel | Suction - Check Valve at the Tank Top |  |  | Removal | 1989-01-01
0-003016 | DON MACKEY OLDSMOBILE-CADILLAC | 315 S PLUMER AVE | TUCSON | AZ | 85719 | Pima | 2 | Perm Closure | 2005-06-17 | 1000 | Gasoline | COMPARTMENT A | Unknown | Fiberglass Reinforced Plastic |  |  |  | Removal | 1992-12-03
0-009366 | CITY OF PHOENIX - MUNICIPAL PARKING GARAGE | 300 W ADAMS ST | PHOENIX | AZ | 85003 | Maricopa | 7 | Perm Closure | 2005-06-17 | 450 | Unidentified | COMPARTMENT A | Single Walled | Asphalt coated or Bare Steel |  |  |  | Removal | 1998-12-01
0-009366 | CITY OF PHOENIX - MUNICIPAL PARKING GARAGE | 300 W ADAMS ST | PHOENIX | AZ | 85003 | Maricopa | 2 | Perm Closure | 2005-06-17 | 550 | Unidentified | COMPARTMENT A | Single Walled | Asphalt coated or Bare Steel | Suction - Check Valve at the Dispenser | Single Walled | Bare or Galvanized Steel | Removal | 1998-11-06
0-000804 | USBOR - PARKER DAM FIELD DIVISION |  | PARKER |  |  | La Paz | 1 | Perm Closure | 1974-01-01 | 5000 | Unidentified | COMPARTMENT A |  | Asphalt coated or Bare Steel |  |  |  | Removal | 1990-02-01
0-003535 | NORTHRUP KING CO | 405 E 11TH ST | YUMA | AZ | 85364 | Yuma | 1 | Perm Closure | 1966-01-01 | 500 | Gasoline | COMPARTMENT A |  | Asphalt coated or Bare Steel |  |  |  | Removal | 1989-07-01
0-009205 | NORM'S AUTO PARTS | 16256 N ORACLE RD | CATALINA | AZ | 85739 | Pima | 4 | Perm Closure | 2008-09-16 | 6500 | Gasoline | COMPARTMENT A |  | Asphalt coated or Bare Steel |  |  |  | Removal | 2008-04-24
0-008190 | MILLER STORE FIXTURE CO | 734 W POLK ST | PHOENIX | AZ | 85007 | Maricopa | 1 | Perm Closure | 1973-12-24 | 3000 | Gasoline | COMPARTMENT A | Unknown | Asphalt coated or Bare Steel |  |  |  | Removal | 1988-12-16
0-004002 | MINIT LUBE #1124 | 10221 N METRO PKWY W | PHOENIX | AZ | 85051 | Maricopa | 2 | Perm Closure | 1980-04-03 | 4000 | Unidentified | COMPARTMENT A | Unknown | Asphalt coated or Bare Steel |  |  |  | Removal | 1987-12-22
0-009866 | MIRASTAR #64060 | 2405 W APACHE TRL | APACHE JUNCTION | AZ | 85120 | Pinal | 1 | Perm Closure | 2002-04-02 | 7000 | Gasoline | COMPARTMENT A | Double Walled | Fiberglass Reinforced Plastic |  |  |  | Removal | 2008-10-28
0-009889 | SPEEDWAY STORE #2969 | 6890 N SANDARIO RD | MARANA | AZ | 85743 | Pima | 2 | Open | 2002-01-22 | 15000 | Gasoline | COMPARTMENT A | Double Walled | Fiberglass Reinforced Plastic | Pressure | Single Walled | Fiberglass Reinforced Plastic
0-002045 | QUIK MART #6 | 2760 W CURTIS RD | TUCSON | AZ | 85705 | Pima | 1 | Perm Closure | 1972-04-27 | 10000 | Gasoline | COMPARTMENT A | Single Walled | Asphalt coated or Bare Steel | Pressure | Double Walled |  | Removal | 2019-01-24
0-002045 | QUIK MART #6 | 2760 W CURTIS RD | TUCSON | AZ | 85705 | Pima | 2 | Perm Closure | 1972-04-27 | 10000 | Gasoline | COMPARTMENT A | Single Walled | Asphalt coated or Bare Steel | Pressure | Double Walled |  | Removal | 2019-01-24
0-000464 | ARMOUR PROCESSED MEAT COMPANY | 407 S 3RD AVE | PHOENIX | AZ | 85003 | Maricopa | 1 | Open | 1966-01-01 | 2000 | Gasoline | COMPARTMENT A |  | Asphalt coated or Bare Steel
0-004993 | PHOENIX NEWSPAPERS | 1920 S LEWIS | MESA | AZ | 85210 | Maricopa | 1 | Perm Closure | 1981-02-11 | 550 | Diesel | COMPARTMENT A | Unknown | Asphalt coated or Bare Steel |  |  |  | Removal | 1999-06-23
0-005591 | WEISS GUYS CAR WASH #8 | 1503 W CAMELBACK RD | PHOENIX | AZ | 85015 | Maricopa | 3 | Perm Closure | 1974-01-01 | 10000 | Gasoline | COMPARTMENT A | Single Walled | Asphalt coated or Bare Steel |  |  |  | Removal | 1991-09-04
0-002195 | MUNTERS CORP | 802 S 59TH AVE | PHOENIX | AZ | 85043 | Maricopa | 2 | Perm Closure | 2005-06-17 | 1000 | Gasoline | COMPARTMENT A | Unknown | Unknown |  |  |  | Removal | 1991-11-19
0-002195 | MUNTERS CORP | 802 S 59TH AVE | PHOENIX | AZ | 85043 | Maricopa | 1 | Perm Closure | 1974-04-17 | 1000 | Gasoline | COMPARTMENT A | Unknown | Unknown |  |  |  | Removal | 1991-11-19
0-000406 | WEST VAN BUREN CENTER | 13979 W VAN BUREN ST | GOODYEAR | AZ | 85338 | Maricopa | 2 | Perm Closure | 1976-01-01 | 12000 | Gasoline | COMPARTMENT A |  | Asphalt coated or Bare Steel | Pressure |  |  | Removal | 1992-03-19
0-005299 | UNOCAL #5568 | 826 MILLER VALLEY RD | PRESCOTT | AZ | 86301 | Yavapai | 5 | Perm Closure | 1986-01-01 | 12000 | Gasoline | COMPARTMENT A | Double Walled | Fiberglass Reinforced Plastic | Pressure | Double Walled | Fiberglass Reinforced Plastic | Removal | 2003-05-28
0-005274 | UNOCAL #3827 | 4032 N SCOTTSDALE RD | SCOTTSDALE | AZ | 85251 | Maricopa | 3 | Perm Closure | 1955-04-16 | 280 | Used Oil/Waste Oil | COMPARTMENT A | Double Walled | Composite (Steel/Fiberglass) | Gravity Feed |  |  | Removal | 1991-01-01
0-006944 | CVS PHARMACY #7841 | 4365 N ORACLE RD | TUCSON | AZ | 85705 | Pima | 2 | Perm Closure | 2005-06-17 | 10000 | Gasoline | COMPARTMENT A | Unknown | Asphalt coated or Bare Steel | Suction - Check Valve at the Tank Top |  |  | Removal | 1990-12-01
0-005954 | ARCADIA STATION | 3920 E THOMAS RD | PHOENIX | AZ | 85018 | Maricopa | 1 | Perm Closure | 1986-12-28 | 10000 | Gasoline | COMPARTMENT A | Double Walled | Fiberglass Reinforced Plastic | Pressure | Double Walled | Fiberglass Reinforced Plastic | Removal | 1997-06-04
0-003274 | SPEEDSMART #120 | 2402 E WASHINGTON ST | PHOENIX | AZ | 85034 | Maricopa | 6 | Perm Closure | 1974-01-01 | 4000 | Gasoline | COMPARTMENT A |  | Asphalt coated or Bare Steel |  |  |  | Removal | 1986-01-02
0-009758 | DIGITAL 2121 SOUTH PRICE | 2121 S PRICE RD | CHANDLER | AZ | 85286 | Maricopa | 3 | Open | 2007-07-15 | 25000 | Diesel | COMPARTMENT A | Double Walled | Fiberglass Reinforced Plastic | Suction - Check Valve at the Dispenser | Double Walled | Flexible
0-003022 | CHARLES D MAGLEY | 5245 S 5TH ST | PHOENIX | AZ | 85040 | Maricopa | 2 | Perm Closure | 2005-06-17 |  | Unidentified | COMPARTMENT A | Unknown | Unknown |  |  |  | Closed in Place | 1989-01-01
0-001042 | RAJWANI INVESTMENTS, LLC (FOOD MART) | 5105 W GLENDALE AVE | GLENDALE | AZ | 85301 | Maricopa | 7 | Open | 1996-11-15 | 8000 | Diesel | COMPARTMENT A | Single Walled | Fiberglass Reinforced Plastic | Pressure |  | Fiberglass Reinforced Plastic
0-004116 | CARIOCA #60 | 8233 E STATE ROUTE 69 | PRESCOTT VALLEY | AZ | 86314 | Yavapai | 2 | Open | 1987-05-26 | 10000 | Gasoline | COMPARTMENT A | Single Walled | Fiberglass Reinforced Plastic | Pressure |  | Fiberglass Reinforced Plastic
0-006701 | TUNEUP MASTERS | 5850 S CENTRAL AVE | PHOENIX | AZ | 85040 | Maricopa | 1 | Perm Closure | 1970-01-01 | 550 | Used Oil/Waste Oil | COMPARTMENT A | Unknown | Unknown |  |  |  | Removal | 1989-01-01
0-001062 | IKE'S MINI MARKET | 117 E FREMONT ST | TOMBSTONE | AZ | 85638 | Cochise | 6 | Open | 1989-03-01 | 6000 | Gasoline | COMPARTMENT A | Double Walled | Composite (Steel/Fiberglass) | Suction - Check Valve at the Tank Top | Single Walled | Bare or Galvanized Steel
0-005325 | TOWNLEY MANUFACTURING COMPANY | 660 N ELEVEN MILE CORNER RD | ELOY | AZ | 85131 | Pinal | 1 | Perm Closure | 1974-10-19 | 1000 | Gasoline | COMPARTMENT A | Unknown | Asphalt coated or Bare Steel |  |  |  | Removal | 1989-10-01
0-001822 | WILLCOX TRUCK PLAZA | 1190 W REX ALLEN DR | WILLCOX | AZ | 85643 | Cochise | 5 | Perm Closure | 1969-01-01 | 10000 | Diesel | COMPARTMENT A |  | Asphalt coated or Bare Steel |  |  |  | Closed in Place | 1993-09-16
0-005142 | EXXON - HAYDEN EXXON | 666 MORRIS RD | HAYDEN | AZ | 85192 | Pinal | 1 | Perm Closure | 1984-05-01 | 10000 | Gasoline | COMPARTMENT A | Double Walled | Asphalt coated or Bare Steel | Pressure |  | Bare or Galvanized Steel | Removal | 1993-04-20
0-005142 | EXXON - HAYDEN EXXON | 666 MORRIS RD | HAYDEN | AZ | 85192 | Pinal | 4 | Perm Closure | 2005-06-17 | 300 | Used Oil/Waste Oil | COMPARTMENT A | Double Walled | Asphalt coated or Bare Steel | Pressure |  | Bare or Galvanized Steel | Removal | 1993-04-20
0-005134 | GAS PLUS | 421 E SHELDON ST | PRESCOTT | AZ | 86301 | Yavapai | 1 | Perm Closure | 1976-01-01 | 6000 | Gasoline | COMPARTMENT A |  | Asphalt coated or Bare Steel | Pressure | Double Walled | Flexible | Removal | 2010-02-24
0-003446 | ARCO AM/PM | 1349 S 4TH AVE | YUMA | AZ | 85364 | Yuma | 6 | Open | 2008-05-23 | 20000 | Gasoline | COMPARTMENT A | Double Walled | Fiberglass Reinforced Plastic | Pressure | Double Walled | Fiberglass Reinforced Plastic
0-003446 | ARCO AM/PM | 1349 S 4TH AVE | YUMA | AZ | 85364 | Yuma | 4 | Perm Closure | 1948-01-01 | 2000 | Gasoline | COMPARTMENT A | Single Walled | Asphalt coated or Bare Steel |  |  |  | Closed in Place | 1990-08-22
0-001593 | COCHISE COUNTY - ROAD MAINTENANCE FACILITY | 500 N RAILROAD AVE | WILLCOX | AZ | 85643 | Cochise | 4 | Perm Closure | 1961-01-01 | 1000 | Gasoline | COMPARTMENT A | Single Walled | Asphalt coated or Bare Steel |  |  |  | Removal | 1988-01-01
0-004611 | 7-ELEVEN #13019 | 744 E BROADWAY RD | MESA | AZ | 85204 | Maricopa | 3 | Perm Closure | 1970-05-05 | 3000 | Gasoline | COMPARTMENT A | Double Walled | Asphalt coated or Bare Steel |  |  |  | Removal | 1989-01-10
0-007908 | VT INC | 4623 E UNIVERSITY DR | PHOENIX | AZ | 85034 | Maricopa | 10 | Perm Closure | 1977-11-08 | 12000 | Gasoline | COMPARTMENT A | Unknown | Asphalt coated or Bare Steel |  |  |  | Removal | 1992-07-08
0-007908 | VT INC | 4623 E UNIVERSITY DR | PHOENIX | AZ | 85034 | Maricopa | 15 | Perm Closure | 2005-06-17 | 1000 | Gasoline | COMPARTMENT A | Unknown | Asphalt coated or Bare Steel |  |  |  | Removal | 1999-09-03
0-007908 | VT INC | 4623 E UNIVERSITY DR | PHOENIX | AZ | 85034 | Maricopa | 14 | Perm Closure | 2005-06-17 | 3000 | Used Oil/Waste Oil | COMPARTMENT A | Unknown | Asphalt coated or Bare Steel | Gravity Feed |  |  | Removal | 1999-08-10
0-007908 | VT INC | 4623 E UNIVERSITY DR | PHOENIX | AZ | 85034 | Maricopa | 6 | Perm Closure | 1971-08-13 | 5000 | Gasoline | COMPARTMENT A | Unknown | Asphalt coated or Bare Steel |  |  |  | Removal | 1992-07-02
0-007908 | VT INC | 4623 E UNIVERSITY DR | PHOENIX | AZ | 85034 | Maricopa | 7 | Perm Closure | 1971-08-13 | 2000 | Gasoline | COMPARTMENT A | Unknown | Asphalt coated or Bare Steel |  |  |  | Removal | 1992-07-02
0-007908 | VT INC | 4623 E UNIVERSITY DR | PHOENIX | AZ | 85034 | Maricopa | 5 | Perm Closure | 1971-08-13 | 3000 | Diesel | COMPARTMENT A | Unknown | Asphalt coated or Bare Steel |  |  |  | Removal | 1992-07-20
0-007908 | VT INC | 4623 E UNIVERSITY DR | PHOENIX | AZ | 85034 | Maricopa | 11 | Perm Closure | 1977-11-08 | 12000 | Gasoline | COMPARTMENT A | Unknown | Asphalt coated or Bare Steel |  |  |  | Removal | 1992-07-08
0-004438 | SEVEN-UP BOTTLING CO | 2460 N FLOWING WELLS RD | TUCSON | AZ | 85705 | Pima | 1 | Perm Closure | 1984-02-22 | 5000 | Gasoline | COMPARTMENT A | Double Walled | Asphalt coated or Bare Steel |  |  |  | Removal | 1991-05-09
0-002762 | KARL MOEDL PONTIAC-BUICK INC | 1125 E 32ND ST | YUMA | AZ | 85365 | Yuma | 1 | Perm Closure | 1984-01-01 | 1500 | Gasoline | COMPARTMENT A | Double Walled | Asphalt coated or Bare Steel | Pressure |  |  | Removal | 1993-12-29
0-007561 | CITY OF MESA - EAST MESA SERVICE CENTER | 6935 E DECATUR ST | MESA | AZ | 85207 | Maricopa | 1 | Open | 1990-10-24 | 1000 | Antifreeze / Ethylene Glycol | COMPARTMENT A | Double Walled | Fiberglass Reinforced Plastic | Suction - Check Valve at the Tank Top |  | Fiberglass Reinforced Plastic
0-009397 | 7-ELEVEN #32393 | 4354 E BASELINE RD | MESA | AZ | 85206 | Maricopa | 3 | Perm Closure | 1998-11-01 | 10000 | Gasoline | COMPARTMENT A | Double Walled | Fiberglass Reinforced Plastic | Pressure | Double Walled |  | Removal | 2003-04-29
0-005840 | PILOT TRAVEL CENTER #1180 | 41112 W INDIAN SCHOOL RD | TONOPAH | AZ | 85354 | Maricopa | 6 | Open | 2019-02-15 | 16000 | Gasoline (UL) | COMPARTMENT A | Double Walled | Fiberglass Reinforced Plastic | Pressure | Double Walled | Fiberglass Reinforced Plastic
0-005872 | TOBIAS AUTOMOTIVE SPECIALISTS | 6022 E CAVE CREEK RD | CAVE CREEK | AZ | 85331 | Maricopa | 1 | Perm Closure | 2005-06-17 | 500 | Used Oil/Waste Oil | COMPARTMENT A | Unknown | Asphalt coated or Bare Steel |  |  |  | Removal | 1990-03-15
0-006862 | SOBERG INDUSTRIES INC | 1119 W HILTON AVE | PHOENIX | AZ | 85007 | Maricopa | 2 | Perm Closure | 2005-06-17 | 1000 | Solvent | COMPARTMENT A | Single Walled | Asphalt coated or Bare Steel |  |  |  | Removal | 1990-07-18
0-004583 | SOO HOO INC | 1308 E THIRD ST | WINSLOW | AZ | 86047 | Navajo | 2 | Perm Closure | 2005-06-17 | 1000 | Gasoline | COMPARTMENT A | Unknown | Asphalt coated or Bare Steel |  |  |  | Removal | 1994-08-26
0-008225 | SHELL |  | WHY |  |  | Pima | 2 | Perm Closure | 1960-01-01 | 3000 | Gasoline | COMPARTMENT A | Double Walled | Asphalt coated or Bare Steel | Suction - Check Valve at the Tank Top |  | Bare or Galvanized Steel | Removal | 1993-09-01
0-000835 | SHORT STOP #31 | 1001 S 6TH AVE | TUCSON | AZ | 85701 | Pima | 4 | Perm Closure | 1980-01-01 | 12000 | Gasoline | COMPARTMENT A |  | Asphalt coated or Bare Steel |  |  |  | Removal | 1992-01-18
0-008815 | WILLIAMS CHEVRON | 1050 N GRAND CANYON BLVD | WILLIAMS | AZ | 86046 | Coconino | 3 | Open | 1995-11-01 | 6000 | Gasoline (UL) | COMPARTMENT A |  | Fiberglass Reinforced Plastic | Pressure | Double Walled | Fiberglass Reinforced Plastic
0-008815 | WILLIAMS CHEVRON | 1050 N GRAND CANYON BLVD | WILLIAMS | AZ | 86046 | Coconino | 3 | Open | 1995-11-01 | 4000 | Diesel | COMPARTMENT B |  | Fiberglass Reinforced Plastic
0-009723 | VALLE TRAVEL STOP LLC | 313 AZ-64 | WILLIAMS | AZ | 86046 | Coconino | 2 | Open | 1999-03-01 | 6000 | Gasoline | COMPARTMENT A | Double Walled | Composite (Steel/Fiberglass)
0-009364 | VACANT |  | LA PALMA |  |  | Pinal | 2 | Perm Closure | 2005-06-17 | 750 | Gasoline | COMPARTMENT A |  | Asphalt coated or Bare Steel |  |  |  | Removal | 2011-04-29
0-007646 | TUWEEP RANGER STATION |  | TUWEEP |  |  | Mohave | 1 | Perm Closure | 1941-01-01 | 1000 | Gasoline | COMPARTMENT A | Unknown | Asphalt coated or Bare Steel |  |  |  | Removal | 1991-12-01
0-008215 | CITY OF TUCSON - TUCSON HOUSE | 1501 N ORACLE RD | TUCSON | AZ | 85705 | Pima | 1 | Perm Closure | 2005-06-17 |  | Diesel | COMPARTMENT A | Double Walled | Asphalt coated or Bare Steel | Pressure |  |  | Removal | 1996-06-20
0-000766 | BROMM AUTO GROUP | 555 E WICKENBURG WAY | WICKENBURG | AZ | 85390 | Maricopa | 1 | Perm Closure | 1962-01-01 | 1000 | Gasoline | COMPARTMENT A | Single Walled | Asphalt coated or Bare Steel | Suction - Check Valve at the Tank Top | Single Walled | Bare or Galvanized Steel | Removal | 1991-10-10
0-009098 | JM BLAIR FACILITY | 204 N CORONADO BLVD | CLIFTON | AZ | 85533 | Greenlee | 1 | Perm Closure | 2005-06-17 | 3000 | Diesel | COMPARTMENT A | Double Walled | Asphalt coated or Bare Steel | Suction - Check Valve at the Dispenser |  | Bare or Galvanized Steel | Removal | 1997-05-08
0-003391 | TEMPE DA #141277 | 914 S 52ND ST | TEMPE | AZ | 85281 | Maricopa | 2 | Perm Closure | 1982-01-08 | 1000 | Diesel | COMPARTMENT A | Unknown | Asphalt coated or Bare Steel | Suction - Check Valve at the Tank Top |  | Bare or Galvanized Steel | Removal | 1993-07-02
0-001699 | CUMMINS SOUTHWEST INC | 2239 N BLACK CANYON HWY | PHOENIX | AZ | 85009 | Maricopa | 5 | Perm Closure | 1981-01-01 | 5000 | New Oil | COMPARTMENT A |  | Asphalt coated or Bare Steel |  |  |  | Removal | 1989-11-03
0-005073 | INFINITI OF SCOTTSDALE INC | 6910 E MCDOWELL RD | SCOTTSDALE | AZ | 85257 | Maricopa | 1 | Perm Closure | 1980-01-01 | 2000 | Gasoline | COMPARTMENT A |  | Asphalt coated or Bare Steel |  |  |  | Closed in Place | 1988-07-13
0-002395 | GREYHOUND LINES #8612 | 399 S MALPAIS LN | FLAGSTAFF | AZ | 86001 | Coconino | 4 | Perm Closure | 1994-06-01 | 10000 | Diesel | COMPARTMENT A |  | Composite (Steel/Fiberglass) | Pressure | Double Walled | Fiberglass Reinforced Plastic | Removal | 2010-07-06
0-002442 | HATCH MOTOR COMPANY | 117 S MAIN ST | SNOWFLAKE | AZ | 85937 | Navajo | 2 | Perm Closure | 1978-01-01 | 8000 | Gasoline | COMPARTMENT A | Single Walled | Asphalt coated or Bare Steel |  |  |  | Removal | 1988-06-01
0-007103 | R & D CONOCO | 3780 W MAGEE RD | TUCSON | AZ | 85741 | Pima | 3 | Open | 1988-01-01 | 12000 | Gasoline | COMPARTMENT A | Double Walled | Composite (Steel/Fiberglass) | Pressure |  | Fiberglass Reinforced Plastic
0-007103 | R & D CONOCO | 3780 W MAGEE RD | TUCSON | AZ | 85741 | Pima | 2 | Perm Closure | 1988-01-01 | 12000 | E-85 | COMPARTMENT A | Double Walled | Composite (Steel/Fiberglass) | Pressure |  | Fiberglass Reinforced Plastic | Closed in Place | 2014-10-22
0-006335 | SPEEDWAY STORE #2883 | 999 S MAIN ST | COTTONWOOD | AZ | 86326 | Yavapai | 4 | Open | 1988-11-25 | 12000 | Diesel | COMPARTMENT A | Double Walled | Fiberglass Reinforced Plastic | Pressure |  | Fiberglass Reinforced Plastic
0-006552 | MAYER HIGH SCHOOL | 17300 E MULE DEER DR | SPRING VALLEY | AZ | 86333 | Yavapai | 1 | Perm Closure | 1988-08-07 | 4000 | Diesel | COMPARTMENT B | Double Walled | Composite (Steel/Fiberglass) |  |  |  | Removal | 2009-03-20
0-007953 | JIM & PATS SANITATION | 8020 E YAVAPAI RD | PRESCOTT VALLEY | AZ | 86314 | Yavapai | 1 | Perm Closure | 1983-01-01 | 6000 | Gasoline | COMPARTMENT A | Unknown | Asphalt coated or Bare Steel | Suction - Check Valve at the Tank Top |  |  | Removal | 1992-08-27
0-009532 | QUIKTRIP #461 | 2535 W CAMELBACK RD | PHOENIX | AZ | 85017 | Maricopa | 2 | Perm Closure | 2005-06-17 | 3000 | Gasoline | COMPARTMENT A | Unknown | Asphalt coated or Bare Steel |  |  |  | Removal | 1987-05-14
0-000375 | AZG&F PAGE SPRINGS HATCHERY | 1600 N PAGE SPRINGS RD | CORNVILLE | AZ | 86325 | Yavapai | 1 | Perm Closure | 2005-06-17 | 1500 | Gasoline | COMPARTMENT A |  | Asphalt coated or Bare Steel | Suction - Check Valve at the Tank Top |  |  | Removal | 1990-06-13
0-006209 | GLENDALE ELEMENTARY SCHOOL DISTRICT #40 | 7015 W MARYLAND AVE | GLENDALE | AZ | 85303 | Maricopa | 4 | Open | 1990-10-01 | 560 | Used Oil/Waste Oil | COMPARTMENT A | Double Walled | Fiberglass Reinforced Plastic | Gravity Feed
0-009885 | AM/PM | 2635 W DEER VALLEY RD | PHOENIX | AZ | 85027 | Maricopa | 1 | Open | 2000-01-01 | 12000 | Gasoline | COMPARTMENT B | Double Walled | Fiberglass Reinforced Plastic
0-005819 | CIRCLE K #2705069 | 4301 W THOMAS RD | PHOENIX | AZ | 85031 | Maricopa | 3 | Open | 1989-06-01 | 10000 | Gasoline | COMPARTMENT A | Double Walled | Fiberglass Reinforced Plastic | Pressure |  | Fiberglass Reinforced Plastic
0-005896 | CIRCLE K #2708842 | 1007 N 7TH ST | PHOENIX | AZ | 85006 | Maricopa | 2 | Perm Closure | 1987-11-01 | 10000 | Gasoline | COMPARTMENT A | Double Walled | Fiberglass Reinforced Plastic | Pressure | Single Walled | Fiberglass Reinforced Plastic | Removal | 2015-10-25
0-005896 | CIRCLE K #2708842 | 1007 N 7TH ST | PHOENIX | AZ | 85006 | Maricopa | 1 | Perm Closure | 1987-11-01 | 10000 | Gasoline | COMPARTMENT A | Double Walled | Fiberglass Reinforced Plastic | Pressure | Single Walled | Fiberglass Reinforced Plastic | Removal | 2015-10-25
0-006115 | JIM WEATHERFORD | 3138 W DURANGO ST | PHOENIX | AZ | 85009 | Maricopa | 2 | Perm Closure | 1976-04-12 | 1000 | Diesel | COMPARTMENT A | Unknown | Asphalt coated or Bare Steel |  |  |  | Removal | 1991-06-27
0-009818 | CIRCLE K #2706459 | 1557 S VAL VISTA DR | MESA | AZ | 85204 | Maricopa | 4 | Open | 2001-06-29 | 12000 | Gasoline | COMPARTMENT A | Double Walled | Fiberglass Reinforced Plastic | Pressure | Double Walled | Fiberglass Reinforced Plastic
0-006228 | CIRCLE K #2703747 | 2730 N SCOTTSDALE RD | TEMPE | AZ | 85281 | Maricopa | 3 | Open | 1987-06-30 | 10000 | Gasoline | COMPARTMENT A | Double Walled | Fiberglass Reinforced Plastic | Pressure | Single Walled | Fiberglass Reinforced Plastic
0-006228 | CIRCLE K #2703747 | 2730 N SCOTTSDALE RD | TEMPE | AZ | 85281 | Maricopa | 1 | Open | 1987-06-30 | 10000 | Gasoline | COMPARTMENT A | Double Walled | Fiberglass Reinforced Plastic | Pressure | Single Walled | Fiberglass Reinforced Plastic
0-004557 | CIRCLE K #2708850 | 4965 W AJO HWY | TUCSON | AZ | 85757 | Pima | 3 | Perm Closure | 1986-01-01 | 10000 | Gasoline | COMPARTMENT A | Single Walled | Fiberglass Reinforced Plastic | Pressure | Single Walled | Fiberglass Reinforced Plastic | Removal | 2019-08-05
0-009664 | FIFTY THIRD STREET MARKET | 5302 E VAN BUREN ST | PHOENIX | AZ | 85008 | Maricopa | 1 | Perm Closure | 1958-01-01 | 200 | Unidentified | COMPARTMENT A | Single Walled | Asphalt coated or Bare Steel |  |  |  | Removal | 2001-01-19
0-007221 | BRADLEY FORD LINCOLN MERCURY | 1690 INDUSTRIAL BLVD | LAKE HAVASU CITY | AZ | 86403 | Mohave | 1 | Perm Closure | 1979-01-01 | 500 | Used Oil/Waste Oil | COMPARTMENT A | Unknown | Unknown | Gravity Feed |  |  | Removal | 1994-02-17
0-007434 | CIRCLE K #2701750 | 5049 W PEORIA AVE | GLENDALE | AZ | 85302 | Maricopa | 4 | Open | 1987-09-01 | 10000 | Gasoline | COMPARTMENT A | Single Walled | Fiberglass Reinforced Plastic | Pressure | Single Walled | Fiberglass Reinforced Plastic
0-009387 | EXXON #7 | 1941 E MCDOWELL RD | PHOENIX | AZ | 85006 | Maricopa | 2 | Perm Closure | 1961-11-01 | 6000 | Gasoline | COMPARTMENT A | Double Walled | Asphalt coated or Bare Steel |  |  |  | Removal | 1998-12-22
0-009387 | EXXON #7 | 1941 E MCDOWELL RD | PHOENIX | AZ | 85006 | Maricopa | 1 | Perm Closure | 1961-11-01 | 6000 | Gasoline | COMPARTMENT A | Double Walled | Asphalt coated or Bare Steel |  |  |  | Removal | 1998-12-22
0-007273 | ECONO LUBE N TUNE #203 | 6621 N THORNYDALE RD | TUCSON | AZ | 85741 | Pima | 1 | Perm Closure | 1989-05-01 | 500 | Used Oil/Waste Oil | COMPARTMENT A | Double Walled | Composite (Steel/Fiberglass) | Gravity Feed | Double Walled | Fiberglass Reinforced Plastic | Removal | 2017-12-19
0-006651 | PERRO PAINT OF ARIZONA | 3406 E THOMAS RD | PHOENIX | AZ | 85018 | Maricopa | 1 | Perm Closure | 1971-02-25 | 1000 | Unidentified | COMPARTMENT A | Unknown | Asphalt coated or Bare Steel |  |  |  | Removal | 1978-08-01
0-008299 | MOUNT GRAHAM INTERNATIONAL OBSERVATORY | 1480 W STATE ROUTE 366 | SAFFORD | AZ | 85546 | Graham | 1 | Open | 1990-01-01 | 1000 | Diesel | COMPARTMENT A | Double Walled | Fiberglass Reinforced Plastic | Suction - Check Valve at the Tank Top | Aboveground Piping
0-006409 | ONE STOP | 583 MORRIS RD | HAYDEN | AZ | 85192 | Pinal | 2 | Perm Closure | 1983-01-01 | 8000 | Gasoline | COMPARTMENT A | Single Walled | Asphalt coated or Bare Steel | Pressure | Single Walled | Bare or Galvanized Steel | Removal | 2008-10-29
0-005334 | ROLLINS LEASING CORP | 3655 E REFINERY WAY | TUCSON | AZ | 85713 | Pima | 2 | Perm Closure | 1976-01-01 | 7000 | Diesel | COMPARTMENT A | Single Walled | Asphalt coated or Bare Steel |  |  |  | Removal | 1990-04-03
0-009085 | ROYAL ROAD MARKET | 1200 E PATAGONIA HWY | NOGALES | AZ | 85621 | Santa Cruz | 1 | Open | 1996-11-01 | 12000 | Gasoline | COMPARTMENT A | Single Walled | Fiberglass Reinforced Plastic | Pressure | Double Walled | Fiberglass Reinforced Plastic
0-002114 | ROYDEN CONSTRUCTION CO | 3423 S 51ST AVE | PHOENIX | AZ | 85043 | Maricopa | 2 | Perm Closure | 1974-01-01 | 2500 | Diesel | COMPARTMENT A |  | Asphalt coated or Bare Steel |  |  |  | Removal | 1991-07-02
0-002114 | ROYDEN CONSTRUCTION CO | 3423 S 51ST AVE | PHOENIX | AZ | 85043 | Maricopa | 1 | Perm Closure | 1974-01-01 | 2500 | Gasoline | COMPARTMENT A |  | Asphalt coated or Bare Steel |  |  |  | Removal | 1991-07-02
0-008276 | RENTAL CAR QUICK TURNAROUND | 2620 E AIRPORT DR | TUCSON | AZ | 85756 | Pima | 3 | Open | 1995-03-03 | 12000 | Gasoline | COMPARTMENT A | Double Walled | Fiberglass Reinforced Plastic | Pressure | Double Walled | Fiberglass Reinforced Plastic
0-002788 | SPEEDSMART | 5103 W PEORIA AVE | GLENDALE | AZ | 85302 | Maricopa | 2 | Perm Closure | 1978-01-01 | 10000 | Gasoline | COMPARTMENT A |  | Asphalt coated or Bare Steel | Pressure | Double Walled | Flexible | Removal | 2007-10-10
0-009326 | QUICK BREAK | 3095 E IRVINGTON RD | TUCSON | AZ | 85714 | Pima | 2 | Open | 1998-06-01 | 4000 | Diesel | COMPARTMENT B | Double Walled | Composite (Steel/Fiberglass) | Pressure | Double Walled | Fiberglass Reinforced Plastic
0-008085 | ANDERSON TRADING CO INC | 24 S BEAVER ST | FLAGSTAFF | AZ | 86001 | Coconino | 1 | Perm Closure | 2005-06-17 | 1000 | Gasoline | COMPARTMENT A | Unknown | Asphalt coated or Bare Steel | Suction - Check Valve at the Tank Top |  |  | Removal | 1993-01-06
0-008085 | ANDERSON TRADING CO INC | 24 S BEAVER ST | FLAGSTAFF | AZ | 86001 | Coconino | 2 | Perm Closure | 2005-06-17 | 1000 | Gasoline | COMPARTMENT A | Unknown | Asphalt coated or Bare Steel | Suction - Check Valve at the Tank Top |  |  | Removal | 1993-01-06
0-001749 | ADOA DATA CENTER | 1510 W ADAMS ST | PHOENIX | AZ | 85007 | Maricopa | 1 | Perm Closure | 1981-01-01 | 800 | Diesel | COMPARTMENT A |  | Asphalt coated or Bare Steel |  |  |  | Removal | 1994-08-16
0-001200 | BISBEE CHEVRON | 1288 W HIGHWAY 92 | BISBEE | AZ | 85603 | Cochise | 2 | Perm Closure | 1978-04-04 | 10000 | Gasoline | COMPARTMENT A | Single Walled | Asphalt coated or Bare Steel | Pressure | Single Walled | Bare or Galvanized Steel | Removal | 1997-06-04
0-001871 | CIRCLE K STORE #2705405 | 2515 W GLENDALE AVE | PHOENIX | AZ | 85051 | Maricopa | 4 | Open | 1984-01-01 | 12000 | Gasoline | COMPARTMENT A | Double Walled | Fiberglass Reinforced Plastic | Pressure |  | Fiberglass Reinforced Plastic
0-001439 | CIRCLE K #2701577 | 1123 W THATCHER BLVD | SAFFORD | AZ | 85546 | Graham | 5 | Perm Closure | 1971-01-01 | 10000 | Gasoline | COMPARTMENT A | Single Walled | Asphalt coated or Bare Steel | Pressure | Single Walled | Bare or Galvanized Steel | Closed in Place | 2003-03-14
0-008069 | MAYO CLINIC SCOTTSDALE | 13400 E SHEA BLVD | SCOTTSDALE | AZ | 85259 | Maricopa | 1 | Perm Closure | 1986-09-01 | 10000 | Diesel | COMPARTMENT A |  | Asphalt coated or Bare Steel | Suction - Check Valve at the Tank Top |  |  | Removal | 1995-08-26
0-003388 | SUPERSTITION CRISMON SOC #141242 | 220 S CRISMON RD | MESA | AZ | 85208 | Maricopa | 4 | Perm Closure | 1995-03-01 | 6000 | Gasoline | COMPARTMENT A | Double Walled | Composite (Steel/Fiberglass) | Pressure | Double Walled | Fiberglass Reinforced Plastic | Removal | 2010-12-14
0-000534 | ARCO #5271 | 1825 N 24TH ST | PHOENIX | AZ | 85008 | Maricopa | 7 | Perm Closure | 1993-11-01 | 10000 | Gasoline | COMPARTMENT A | Double Walled | Fiberglass Reinforced Plastic | Pressure | Double Walled | Fiberglass Reinforced Plastic | Removal | 2019-11-01
0-000534 | ARCO #5271 | 1825 N 24TH ST | PHOENIX | AZ | 85008 | Maricopa | 2 | Perm Closure | 2005-06-17 | 10000 | Gasoline | COMPARTMENT A |  | Asphalt coated or Bare Steel | Pressure |  |  | Removal | 1993-11-01
0-009689 | MR MAESTAS RESTAURANT | 502 NAVAJO BLVD | HOLBROOK | AZ | 86025 | Navajo | 2 | Perm Closure | 2005-06-17 | 3000 | Gasoline | COMPARTMENT A | Unknown | Asphalt coated or Bare Steel |  |  |  | Removal | 2000-11-01
0-009689 | MR MAESTAS RESTAURANT | 502 NAVAJO BLVD | HOLBROOK | AZ | 86025 | Navajo | 1 | Perm Closure | 2005-06-17 | 500 | Gasoline | COMPARTMENT A | Unknown | Asphalt coated or Bare Steel |  |  |  | Removal | 2000-11-01
0-010556 | QUIKTRIP #430 | 6721 W THUNDERBIRD RD | PEORIA | AZ | 85381 | Maricopa | 1 | Open | 2015-12-24 | 12000 | Diesel | COMPARTMENT A | Double Walled | Fiberglass Reinforced Plastic | Pressure | Double Walled | Flexible
0-008456 | CIRCLE K STORE #2703445 | 2990 N ARIZONA AVE | CHANDLER | AZ | 85225 | Maricopa | 4 | Open | 2013-06-01 | 12000 | Diesel | COMPARTMENT A | Double Walled | Fiberglass Reinforced Plastic | Pressure | Double Walled | Fiberglass Reinforced Plastic
0-008456 | CIRCLE K STORE #2703445 | 2990 N ARIZONA AVE | CHANDLER | AZ | 85225 | Maricopa | 1 | Perm Closure | 2005-06-17 | 1000 | Used Oil/Waste Oil | COMPARTMENT A |  | Asphalt coated or Bare Steel | Gravity Feed |  |  | Removal | 1994-09-28
0-004919 | TEXACO #60-349-0026 | 1551 E INDIAN SCHOOL RD | PHOENIX | AZ | 85014 | Maricopa | 7 | Perm Closure | 1986-05-07 | 10000 | Gasoline | COMPARTMENT A | Double Walled | Fiberglass Reinforced Plastic | Pressure |  | Fiberglass Reinforced Plastic | Removal | 2002-10-28
0-004919 | TEXACO #60-349-0026 | 1551 E INDIAN SCHOOL RD | PHOENIX | AZ | 85014 | Maricopa | 5 | Perm Closure | 1986-05-07 | 10000 | Gasoline | COMPARTMENT A | Double Walled | Fiberglass Reinforced Plastic | Pressure |  | Fiberglass Reinforced Plastic | Removal | 2002-10-28
0-002832 | ASARCO LLC RAY MINE OPERATIONS | 27809 N MINERAL CREEK RD | KEARNY | AZ | 85137 | Pinal | 11 | Perm Closure | 1962-01-01 | 1000 | Used Oil/Waste Oil | COMPARTMENT A |  | Asphalt coated or Bare Steel | Gravity Feed |  | Bare or Galvanized Steel | Removal | 1992-11-30
0-004326 | BANNER - THUNDERBIRD MEDICAL CENTER | 5555 W THUNDERBIRD RD | GLENDALE | AZ | 85306 | Maricopa | 1 | Perm Closure | 1984-05-02 | 8000 | Diesel | COMPARTMENT A | Double Walled | Fiberglass Reinforced Plastic | Suction - Check Valve at the Dispenser |  | Fiberglass Reinforced Plastic | Removal | 2009-03-11
0-002146 | CITY OF FLAGSTAFF - VEHICLE MAINTENANCE SHOP | 419 N MOGOLLON ST | FLAGSTAFF | AZ | 86001 | Coconino | 3 | Perm Closure | 1980-05-06 | 12000 | Gasoline | COMPARTMENT A | Single Walled | Asphalt coated or Bare Steel | Pressure |  |  | Removal | 1997-11-13
0-002146 | CITY OF FLAGSTAFF - VEHICLE MAINTENANCE SHOP | 419 N MOGOLLON ST | FLAGSTAFF | AZ | 86001 | Coconino | 2 | Perm Closure | 1980-05-06 | 12000 | Gasoline | COMPARTMENT A | Single Walled | Asphalt coated or Bare Steel | Pressure |  |  | Removal | 1997-11-13
0-006303 | CEDIC DEVELOPMENT CO | 131 JORDAN RD | SEDONA | AZ | 86336 | Coconino | 2 | Perm Closure | 1980-01-01 | 4000 | Gasoline | COMPARTMENT A |  | Asphalt coated or Bare Steel | Pressure |  | Fiberglass Reinforced Plastic | Removal | 2001-11-28
0-006303 | CEDIC DEVELOPMENT CO | 131 JORDAN RD | SEDONA | AZ | 86336 | Coconino | 1 | Perm Closure | 1980-01-01 | 4000 | Gasoline | COMPARTMENT A |  | Asphalt coated or Bare Steel | Pressure |  | Fiberglass Reinforced Plastic | Removal | 2001-11-28
0-008854 | ARIZONA CAR WASHES | 435 W WETMORE RD | TUCSON | AZ | 85705 | Pima | 3 | Perm Closure | 1978-01-01 | 12000 | Gasoline | COMPARTMENT A | Double Walled | Asphalt coated or Bare Steel | Suction - Check Valve at the Tank Top |  |  | Removal | 1999-06-03
0-003653 | PEMEX LTD |  | PAYSON |  |  | Gila | 2 | Perm Closure | 1981-01-01 | 13000 | Kerosene | COMPARTMENT A | Single Walled | Asphalt coated or Bare Steel |  |  |  | Removal | 1994-12-15
0-003125 | MCSPADDEN FORD BODY SHOP | 601 N BROAD ST | GLOBE | AZ | 85501 | Gila | 2 | Perm Closure | 2005-06-17 | 300 | Used Oil/Waste Oil | COMPARTMENT A |  | Asphalt coated or Bare Steel | Gravity Feed |  | Bare or Galvanized Steel | Removal | 1999-12-02
0-001106 | EXPRESS STOP #127 | 403 S BEELINE HWY | PAYSON | AZ | 85541 | Gila | 4 | Perm Closure | 1981-01-01 | 500 | Used Oil/Waste Oil | COMPARTMENT A | Single Walled | Asphalt coated or Bare Steel | Gravity Feed |  | Fiberglass Reinforced Plastic | Removal | 1994-02-01
0-009510 | LOVE'S TRAVEL STOP | 5000 N SUNLAND GIN RD | ELOY | AZ | 85131 | Pinal | 1 | Open | 1999-03-05 | 20000 | Gasoline | COMPARTMENT A | Double Walled | Composite (Steel/Fiberglass) | Pressure | Double Walled | Flexible
0-007644 | CIRCLE K #2705922 | 5650 N US HIGHWAY 89 | FLAGSTAFF | AZ | 86004 | Coconino | 2 | Perm Closure | 1990-10-01 | 10000 | Gasoline | COMPARTMENT A | Double Walled | Fiberglass Reinforced Plastic | Pressure |  | Fiberglass Reinforced Plastic | Removal | 2020-08-06
0-007644 | CIRCLE K #2705922 | 5650 N US HIGHWAY 89 | FLAGSTAFF | AZ | 86004 | Coconino | 1 | Perm Closure | 1990-10-01 | 10000 | Gasoline | COMPARTMENT A | Double Walled | Fiberglass Reinforced Plastic | Pressure |  | Fiberglass Reinforced Plastic | Removal | 2020-08-06
0-000388 | STOTZ EQUIPMENT | 11111 W MCDOWELL RD | AVONDALE | AZ | 85392 | Maricopa | 2 | Perm Closure | 1978-01-01 | 3000 | Gasoline | COMPARTMENT A |  | Asphalt coated or Bare Steel |  |  |  | Removal | 1991-04-11
0-001888 | CIRCLE K #2705537 | 4900 W INA RD | MARANA | AZ | 85743 | Pima | 1 | Perm Closure | 1970-04-26 | 6000 | Gasoline | COMPARTMENT A | Single Walled | Asphalt coated or Bare Steel | Pressure | Single Walled | Bare or Galvanized Steel | Removal | 1997-10-01
0-003904 | PRIDE TRAVEL CENTER (ELOY) | 5240 N SUNLAND GIN RD | ELOY | AZ | 85131 | Pinal | 1 | Open | 1986-01-01 | 20000 | Diesel | COMPARTMENT A | Double Walled | Composite (Steel/Fiberglass) | Pressure |  | Fiberglass Reinforced Plastic
0-005079 | SPEEDWAY SELF SERVE | 2604 E SPEEDWAY BLVD | TUCSON | AZ | 85716 | Pima | 2 | Perm Closure | 1972-04-02 | 10000 | Gasoline | COMPARTMENT A | Double Walled | Asphalt coated or Bare Steel | Pressure |  | Fiberglass Reinforced Plastic | Removal | 1996-02-20
0-004827 | G&K HEBER SERVICE | 1823 HIGHWAY 60 | HEBER | AZ | 85928 | Navajo | 3 | Perm Closure | 2005-06-17 | 7500 | Gasoline | COMPARTMENT A | Double Walled | Asphalt coated or Bare Steel |  |  |  | Removal | 2005-08-17
0-004110 | RAY LUMBER CO - MAIN YARD | 5035 TOM MURRAY AVE | GLENDALE | AZ | 85301 | Maricopa | 1 | Perm Closure | 1964-06-24 | 1000 | Gasoline | COMPARTMENT A | Double Walled | Asphalt coated or Bare Steel |  |  |  | Removal | 1989-10-04
0-004621 | 7-ELEVEN #17194 | 6650 W THOMAS RD | PHOENIX | AZ | 85033 | Maricopa | 1 | Perm Closure | 1974-02-04 | 8000 | Gasoline | COMPARTMENT A | Unknown | Asphalt coated or Bare Steel |  |  |  | Removal | 1991-12-13
0-001969 | GILL'S & SONS | 6002 N BLACK CANYON HWY | PHOENIX | AZ | 85017 | Maricopa | 1 | Perm Closure | 1973-01-01 | 6000 | Gasoline | COMPARTMENT A | Single Walled | Fiberglass Reinforced Plastic | Pressure | Single Walled | Bare or Galvanized Steel | Removal | 1999-06-09
0-001969 | GILL'S & SONS | 6002 N BLACK CANYON HWY | PHOENIX | AZ | 85017 | Maricopa | 2 | Perm Closure | 1973-01-01 | 8000 | Gasoline | COMPARTMENT A | Single Walled | Fiberglass Reinforced Plastic | Pressure | Single Walled | Bare or Galvanized Steel | Removal | 1999-06-09
0-005580 | MATHESON TRI-GAS INC | 2615 S 40TH ST | PHOENIX | AZ | 85034 | Maricopa | 1 | Perm Closure | 1966-01-09 | 1000 | Gasoline | COMPARTMENT A | Double Walled | Asphalt coated or Bare Steel |  |  |  | Removal | 1990-08-09
0-001098 | VALLEY METRO - CENTRAL STATION | 302 N CENTRAL AVE | PHOENIX | AZ | 85004 | Maricopa | 4 | Perm Closure | 1968-01-01 | 550 | Used Oil/Waste Oil | COMPARTMENT A |  | Asphalt coated or Bare Steel |  |  |  | Removal | 1986-08-31
0-009499 | HAYNES PERFORMANCE CENTER | 16 E DUNLAP AVE | PHOENIX | AZ | 85020 | Maricopa | 1 | Perm Closure | 2005-06-17 | 500 | Used Oil/Waste Oil | COMPARTMENT A | Double Walled | Asphalt coated or Bare Steel | Gravity Feed |  |  | Removal | 1999-06-08
0-000965 | THE CARWASHER | 7501 E INDIAN SCHOOL RD | SCOTTSDALE | AZ | 85251 | Maricopa | 5 | Perm Closure | 1988-01-28 | 10000 | Gasoline | COMPARTMENT A |  | Fiberglass Reinforced Plastic | Suction - Check Valve at the Tank Top |  | Fiberglass Reinforced Plastic | Removal | 2007-08-15
0-003227 | MOBIL 18-AYC | 2750 E UNIVERSITY DR | MESA | AZ | 85213 | Maricopa | 2 | Perm Closure | 1985-01-01 | 6000 | Gasoline | COMPARTMENT A |  | Fiberglass Reinforced Plastic | Pressure |  | Fiberglass Reinforced Plastic | Removal | 2004-05-11
0-008956 | FASTSTOP #5 | 21966 E US HIGHWAY 60 | FLORENCE JUNCTION | AZ | 85118 | Pinal | 4 | Perm Closure | 1996-09-16 | 10000 | Gasoline | COMPARTMENT A | Single Walled | Fiberglass Reinforced Plastic | Pressure | Double Walled | Fiberglass Reinforced Plastic | Closed in Place | 2006-09-25
0-000386 | SUPER PLUS 98 | 1133 E INDIAN SCHOOL RD | PHOENIX | AZ | 85014 | Maricopa | 2 | Perm Closure | 1976-01-01 | 10000 | Gasoline | COMPARTMENT A | Double Walled | Fiberglass Reinforced Plastic | Pressure |  | Fiberglass Reinforced Plastic | Removal | 2000-11-15
0-004582 | SONOITA SERVICE |  | SONOITA |  |  | Santa Cruz | 4 | Perm Closure | 1964-04-24 | 1000 | Kerosene | COMPARTMENT A | Double Walled | Asphalt coated or Bare Steel |  |  |  | Removal | 1990-01-23
0-003091 | T & M TEXACO | 201 W SECOND ST | WINSLOW | AZ | 86047 | Navajo | 1 | Perm Closure | 1963-01-01 | 2000 | Gasoline | COMPARTMENT A | Single Walled | Asphalt coated or Bare Steel |  |  |  | Removal | 1988-01-01
0-009939 | RICH RODGERS SOUTH INC PROPERTY | 151 E BROADWAY BLVD | TUCSON | AZ | 85701 | Pima | 3 | Perm Closure | 2005-06-17 | 560 | Gasoline | COMPARTMENT A | Double Walled | Asphalt coated or Bare Steel | Suction - Check Valve at the Dispenser |  |  | Removal | 2003-05-14
0-009939 | RICH RODGERS SOUTH INC PROPERTY | 151 E BROADWAY BLVD | TUCSON | AZ | 85701 | Pima | 5 | Perm Closure | 2015-07-28 | 1000 | Unidentified | COMPARTMENT A | Single Walled | Asphalt coated or Bare Steel |  |  |  | Removal | 2015-07-08
0-009315 | WELL PUMP STATION #5 | 1060 N NEVADA ST | GILBERT | AZ | 85233 | Maricopa | 1 | Perm Closure | 1989-01-01 | 1000 | Diesel | COMPARTMENT A | Double Walled | Fiberglass Reinforced Plastic | Suction - Check Valve at the Tank Top |  | Fiberglass Reinforced Plastic | Removal | 2012-06-05
0-005659 | WICKENBURG MUNICIPAL AIRPORT | 3540 W CALIFORNIA HWY | WICKENBURG | AZ | 85390 | Maricopa | 1 | Perm Closure | 1973-01-01 | 10000 | Gasoline | COMPARTMENT A | Single Walled | Asphalt coated or Bare Steel | Pressure |  | Bare or Galvanized Steel | Removal | 1999-09-21
0-009656 | STEWART PROPERTY | 3410 S 107TH AVE | TOLLESON | AZ | 85392 | Maricopa | 2 | Perm Closure | 2005-06-17 | 500 | Diesel | COMPARTMENT A | Single Walled | Asphalt coated or Bare Steel |  |  |  | Removal | 2000-10-12
0-009135 | GPM #4612 | 1895 E VALENCIA RD | TUCSON | AZ | 85706 | Pima | 2 | Open | 1997-06-20 | 12000 | Gasoline (PUL) | COMPARTMENT A | Double Walled | Composite (Steel/Fiberglass) | Pressure | Double Walled | Fiberglass Reinforced Plastic
0-009135 | GPM #4612 | 1895 E VALENCIA RD | TUCSON | AZ | 85706 | Pima | 1 | Open | 1997-06-20 | 15000 | Gasoline (UL) | COMPARTMENT A | Double Walled | Composite (Steel/Fiberglass) | Pressure | Double Walled | Fiberglass Reinforced Plastic
0-009041 | SCOTT'S AUTO |  | CONGRESS |  |  | Yavapai | 4 | Perm Closure | 2007-10-29 | 8000 | Diesel | COMPARTMENT A |  | Asphalt coated or Bare Steel |  |  |  | Removal | 2007-08-22
0-004400 | SCOTTSDALE LEXUS - PARTS DEPARTMENT | 6925 E MCDOWELL RD | SCOTTSDALE | AZ | 85257 | Maricopa | 6 | Perm Closure | 1968-01-01 | 500 | New Oil | COMPARTMENT A | Double Walled | Asphalt coated or Bare Steel |  |  |  | Removal | 1992-12-30
0-001720 | DA-RO PROPERTIES | 3225 SHANGRI LA DR | KINGMAN | AZ | 86409 | Mohave | 1 | Perm Closure | 1976-01-01 | 6000 | Gasoline | COMPARTMENT A |  | Asphalt coated or Bare Steel |  |  |  | Removal | 1989-09-01
0-006509 | CROFT METALS INC | 2201 COLLEGE DR | LAKE HAVASU CITY | AZ | 86403 | Mohave | 1 | Perm Closure | 1983-01-01 | 10000 | Diesel | COMPARTMENT A | Single Walled | Asphalt coated or Bare Steel |  |  |  | Removal | 1991-02-22
0-006545 | CITY OF WILLIAMS - SHOP FACILITY | 800 N AIRPORT RD | WILLIAMS | AZ | 86046 | Coconino | 1 | Perm Closure | 1978-12-21 | 4000 | Gasoline | COMPARTMENT A | Double Walled | Asphalt coated or Bare Steel |  |  |  | Removal | 1988-10-01
0-010500 | BUREAU OF LAND MANAGEMENT - ABANDONED PROPERTY | 613 S OATMAN HWY | OATMAN | AZ | 86433 | Mohave | 2 | Temp Closure | 2014-06-18 | 1000 | Gasoline | COMPARTMENT A | Single Walled | Asphalt coated or Bare Steel |  |  |  |  | 1970-01-01
0-008829 | CIRCLE K #2700085 | 1154 W RIO SALADO PKWY | MESA | AZ | 85201 | Maricopa | 3 | Open | 1995-11-01 | 10000 | Gasoline | COMPARTMENT A | Single Walled | Fiberglass Reinforced Plastic | Pressure | Double Walled | Fiberglass Reinforced Plastic
0-001483 | CIRCLE K #2701792 | 1009 S BEELINE HWY | PAYSON | AZ | 85541 | Gila | 1 | Perm Closure | 1985-01-01 | 10000 | Gasoline | COMPARTMENT A | Double Walled | Fiberglass Reinforced Plastic | Pressure |  | Fiberglass Reinforced Plastic | Removal | 2019-10-16
0-004301 | CIRCLE K #2708520 | 550 W AJO WAY | TUCSON | AZ | 85713 | Pima | 2 | Open | 1987-01-22 | 10000 | Gasoline (UL) | COMPARTMENT A | Double Walled | Fiberglass Reinforced Plastic | Pressure |  | Fiberglass Reinforced Plastic
0-008192 | FORD DEALERSHIP | 7111 E CAMELBACK RD | SCOTTSDALE | AZ | 85251 | Maricopa | 1 | Perm Closure | 2005-06-17 | 1000 | Gasoline | COMPARTMENT A | Unknown | Unknown |  |  |  | Removal | 1993-04-15
0-008192 | FORD DEALERSHIP | 7111 E CAMELBACK RD | SCOTTSDALE | AZ | 85251 | Maricopa | 2 | Perm Closure | 2005-06-17 | 3000 | Diesel | COMPARTMENT A | Unknown | Asphalt coated or Bare Steel |  |  |  | Removal | 1993-09-16
0-008192 | FORD DEALERSHIP | 7111 E CAMELBACK RD | SCOTTSDALE | AZ | 85251 | Maricopa | 6 | Perm Closure | 2005-06-17 | 1000 | Used Oil/Waste Oil | COMPARTMENT A | Unknown | Asphalt coated or Bare Steel |  |  |  | Removal | 1993-09-16
0-004553 | CIRCLE K #2701953 | 1395 W MIRACLE MILE | TUCSON | AZ | 85705 | Pima | 1 | Perm Closure | 1986-01-01 | 10000 | Diesel | COMPARTMENT A | Single Walled | Fiberglass Reinforced Plastic | Pressure | Single Walled | Fiberglass Reinforced Plastic | Removal | 2013-10-30
0-010532 | QUIKTRIP STORE NO. 436 | 6739 W HAPPY VALLEY RD | PEORIA | AZ | 85383 | Maricopa | 2 | Open | 2015-04-21 | 10000 | Other | COMPARTMENT A | Double Walled | Fiberglass Reinforced Plastic | Pressure | Double Walled | Fiberglass Reinforced Plastic
0-003686 | PEPSI-COLA BOTTLING CO | 4242 E RAYMOND ST | PHOENIX | AZ | 85040 | Maricopa | 2 | Perm Closure | 1971-01-01 | 10000 | Diesel | COMPARTMENT A |  | Asphalt coated or Bare Steel |  |  |  | Removal | 1991-09-11
0-001869 | SPEEDSMART #119 | 3501 W CAMELBACK RD | PHOENIX | AZ | 85019 | Maricopa | 1 | Open | 1984-04-26 | 10000 | Gasoline | COMPARTMENT A | Single Walled | Fiberglass Reinforced Plastic | Pressure | Double Walled | Flexible
0-002305 | WENDEN GROWERS SERVICE | 71022 HIGHWAY 60 | WENDEN | AZ | 85357 | La Paz | 1 | Perm Closure | 1971-01-01 | 1000 | Gasoline | COMPARTMENT A | Single Walled | Asphalt coated or Bare Steel |  |  |  | Removal | 1987-01-01
0-002305 | WENDEN GROWERS SERVICE | 71022 HIGHWAY 60 | WENDEN | AZ | 85357 | La Paz | 2 | Perm Closure | 1971-01-01 | 2000 | Gasoline | COMPARTMENT A | Single Walled | Asphalt coated or Bare Steel |  |  |  | Removal | 1987-01-01
0-005613 | WESTERN EXTERMINATOR CO | 618 N 24TH ST | PHOENIX | AZ | 85008 | Maricopa | 1 | Perm Closure | 1981-05-08 | 10000 | Gasoline | COMPARTMENT A | Unknown | Asphalt coated or Bare Steel |  |  |  | Removal | 1988-10-13
0-004486 | HOLBROOK CHEVRON | 2702 NAVAJO BLVD | HOLBROOK | AZ | 86025 | Navajo | 4 | Perm Closure | 1986-06-27 | 20000 | Diesel | COMPARTMENT A | Double Walled | Composite (Steel/Fiberglass) | Pressure | Double Walled | Fiberglass Reinforced Plastic | Removal | 2005-04-20
0-010622 | SPEEDWAY STORE #2891 | 2161 N EAST ST | FLAGSTAFF | AZ | 86004 | Coconino | 1 | Open | 2017-06-28 | 15000 | Gasoline (UL) | COMPARTMENT A | Double Walled | Fiberglass Reinforced Plastic | Pressure | Double Walled | Fiberglass Reinforced Plastic
0-010622 | SPEEDWAY STORE #2891 | 2161 N EAST ST | FLAGSTAFF | AZ | 86004 | Coconino | 2 | Open | 2017-06-28 | 7000 | Gasoline (PUL) | COMPARTMENT B | Double Walled | Fiberglass Reinforced Plastic | Pressure | Double Walled | Fiberglass Reinforced Plastic
0-001823 | DUNN-EDWARDS CORP | 4320 E SPEEDWAY BLVD | TUCSON | AZ | 85712 | Pima | 1 | Perm Closure | 2005-06-17 |  | Unidentified | COMPARTMENT A |  | Asphalt coated or Bare Steel |  |  |  | Removal | 1987-08-06
0-002910 | DON LUIS HWY 92 CHEVRON |  | BISBEE |  |  | Cochise | 2 | Perm Closure | 1965-01-01 | 1000 | Gasoline | COMPARTMENT A |  | Asphalt coated or Bare Steel | Suction - Check Valve at the Tank Top |  |  | Removal | 1994-09-27
0-005503 | AGASSIZ LANDSCAPE GROUP | 210 W BENTON AVE | FLAGSTAFF | AZ | 86001 | Coconino | 6 | Perm Closure | 1973-01-01 | 5000 | Gasoline | COMPARTMENT A |  | Asphalt coated or Bare Steel |  |  |  | Removal | 1988-06-16
0-005503 | AGASSIZ LANDSCAPE GROUP | 210 W BENTON AVE | FLAGSTAFF | AZ | 86001 | Coconino | 2 | Perm Closure | 1968-01-01 | 12000 | Gasoline | COMPARTMENT B |  | Asphalt coated or Bare Steel |  |  |  | Closed in Place | 1988-06-20
0-001740 | PHOENIX COMPASS CENTER SITE | 148 N 48TH ST | PHOENIX | AZ | 85034 | Maricopa | 2 | Perm Closure | 1971-01-01 | 6000 | Gasoline | COMPARTMENT A |  | Asphalt coated or Bare Steel |  |  |  | Removal | 1989-01-25
0-001740 | PHOENIX COMPASS CENTER SITE | 148 N 48TH ST | PHOENIX | AZ | 85034 | Maricopa | 3 | Perm Closure | 1971-01-01 | 1100 | Unidentified | COMPARTMENT A |  | Asphalt coated or Bare Steel |  |  |  | Removal | 1989-01-25
0-004982 | PHOENIX DAY SCHOOL FOR THE DEAF | 7654 N 19TH AVE | PHOENIX | AZ | 85021 | Maricopa | 1 | Perm Closure | 1978-03-13 | 10000 | Oxygenated Gasoline | COMPARTMENT A | Unknown | Asphalt coated or Bare Steel | Pressure |  | Fiberglass Reinforced Plastic | Removal | 1998-12-23
0-005136 | CITY OF PHOENIX - FIRE STATION #3 (NEW) | 1257 W PIERCE ST | PHOENIX | AZ | 85007 | Maricopa | 1 | Open | 1991-07-01 | 1000 | Diesel | COMPARTMENT A | Double Walled | Fiberglass Reinforced Plastic | Pressure | Double Walled | Fiberglass Reinforced Plastic
0-010651 | SHAY SAN LUIS | 1661 N MAIN ST | SAN LUIS | AZ | 85336 | Yuma | 1 | Open | 2019-03-26 | 30000 | Gasoline (UL) | COMPARTMENT A | Double Walled | Fiberglass Reinforced Plastic | Pressure | Double Walled | Fiberglass Reinforced Plastic
0-010669 | SAFEWAY STORE #2922 FUEL STATION | 4264 S SIGNAL BUTTE ROAD | MESA | AZ | 85212 | Maricopa | 1 | Open | 2019-11-14 | 20000 | Diesel | COMPARTMENT A | Double Walled | Fiberglass Reinforced Plastic | Pressure | Double Walled | Flexible
0-003127 | OPAL L MEANS | 101 E ROUTE 66 | WILLIAMS | AZ | 86046 | Coconino | 3 | Perm Closure | 1956-05-08 | 1000 | Used Oil/Waste Oil | COMPARTMENT A | Unknown | Asphalt coated or Bare Steel |  |  |  | Removal | 1987-06-01
0-006102 | MOBIL STATION/W. CHANDLER TAVERN | 6000 W CHANDLER BLVD | CHANDLER | AZ | 85226 | Maricopa | 1 | Perm Closure | 2005-06-17 | 2000 | Gasoline | COMPARTMENT A |  | Asphalt coated or Bare Steel |  |  |  | Removal | 1992-02-20
0-004856 | MID CITY MOTORS | 5230 E 22ND ST | TUCSON | AZ | 85711 | Pima | 1 | Perm Closure | 1966-01-01 | 12000 | Gasoline | COMPARTMENT A | Unknown | Asphalt coated or Bare Steel | Suction - Check Valve at the Tank Top |  |  | Removal | 1994-02-03
0-007213 | SPEEDWAY STORE #2984 | 750 S 8TH AVE | SAFFORD | AZ | 85546 | Graham | 1 | Open | 1989-01-01 | 10000 | Gasoline | COMPARTMENT A | Single Walled | Fiberglass Reinforced Plastic | Pressure |  | Fiberglass Reinforced Plastic
0-009750 | SAFEWAY #1662 | 10671 W OLIVE AVE | PEORIA | AZ | 85345 | Maricopa | 2 | Open | 2001-03-27 | 20000 | Gasoline | COMPARTMENT A | Double Walled | Composite (Steel/Fiberglass) | Pressure | Double Walled | Fiberglass Reinforced Plastic
0-004049 | QUICK PIC MARKET | 62 N OAK DR | BENSON | AZ | 85602 | Cochise | 2 | Open | 1977-01-01 | 10000 | Gasoline | COMPARTMENT A |  | Asphalt coated or Bare Steel | Pressure | Double Walled | Fiberglass Reinforced Plastic
0-009986 | QUIKTRIP #412 | 8004 N 27TH AVE | PHOENIX | AZ | 85051 | Maricopa | 4 | Open | 2018-02-23 | 10000 | Other | COMPARTMENT B | Double Walled | Fiberglass Reinforced Plastic | Pressure | Double Walled | Flexible
0-009986 | QUIKTRIP #412 | 8004 N 27TH AVE | PHOENIX | AZ | 85051 | Maricopa | 4 | Open | 2018-02-23 | 12000 | Diesel #2 | COMPARTMENT A | Double Walled | Fiberglass Reinforced Plastic | Pressure | Double Walled | Flexible
0-007049 | YELLOW FRONT STORES INC | 2540 N 29TH AVE | PHOENIX | AZ | 85009 | Maricopa | 6 | Perm Closure | 2005-06-17 |  | Unidentified | COMPARTMENT A | Unknown | Unknown |  |  |  | Removal | 1991-02-01
0-002229 | BARNEYS #34 - ULTRAMAR | 1610 S MAPLE AVE | YUMA | AZ | 85364 | Yuma | 6 | Perm Closure | 1989-11-06 | 6000 | Gasoline | COMPARTMENT A | Double Walled | Fiberglass Reinforced Plastic | Pressure | Double Walled | Fiberglass Reinforced Plastic | Removal | 2014-11-04
0-000667 | SPEEDWAY STORE #2955 | 2900 S 4TH AVE | YUMA | AZ | 85364 | Yuma | 3 | Open | 1982-12-13 | 12000 | Gasoline | COMPARTMENT A | Double Walled | Fiberglass Reinforced Plastic | Pressure | Single Walled | Fiberglass Reinforced Plastic
0-008180 | HAYDEN FLOUR MILL | 119 S MILL AVE | TEMPE | AZ | 85281 | Maricopa | 1 | Perm Closure | 2005-06-17 | 3000 | Diesel | COMPARTMENT A |  | Asphalt coated or Bare Steel | Gravity Feed |  | Bare or Galvanized Steel | Removal | 1993-04-08
0-001158 | ALL STAR CAR WASH | 3232 E MCDOWELL RD | PHOENIX | AZ | 85008 | Maricopa | 2 | Perm Closure | 1974-01-01 | 10000 | Gasoline | COMPARTMENT A | Single Walled | Asphalt coated or Bare Steel |  |  |  | Closed in Place | 1995-10-12
0-006017 | ACTION EQUIPMENT & SCAFFOLD CO INC | 2229 S 16TH ST | PHOENIX | AZ | 85034 | Maricopa | 1 | Perm Closure | 1979-03-29 | 10000 | Gasoline | COMPARTMENT A | Unknown | Asphalt coated or Bare Steel | Suction - Check Valve at the Tank Top |  |  | Removal | 1991-12-05
0-000316 | ADOT - CERRO MONTOSA MAINTENANCE |  | VERNON |  |  | Apache | 1 | Perm Closure | 2005-06-17 | 1000 | Gasoline | COMPARTMENT A |  | Asphalt coated or Bare Steel |  |  |  | Removal | 1989-05-18
0-010708 | PARCEL NO #117-15-084 | 1610 E PALM LN | PHOENIX | AZ | 85006 | Maricopa | 1 | Perm Closure | 2020-07-10 | 3000 | Unidentified | COMPARTMENT A |  | Unknown |  |  |  | Removal | 2020-08-21
0-004643 | 7-ELEVEN #20196 | 1595 W SAINT MARYS RD | TUCSON | AZ | 85745 | Pima | 2 | Perm Closure | 1986-04-02 | 10000 | Gasoline | COMPARTMENT A | Unknown | Fiberglass Reinforced Plastic | Pressure |  | Fiberglass Reinforced Plastic | Removal | 2007-05-01
0-004643 | 7-ELEVEN #20196 | 1595 W SAINT MARYS RD | TUCSON | AZ | 85745 | Pima | 5 | Open | 2007-06-27 | 15000 | Gasoline | COMPARTMENT A | Double Walled | Fiberglass Reinforced Plastic | Pressure | Double Walled | Fiberglass Reinforced Plastic
0-004643 | 7-ELEVEN #20196 | 1595 W SAINT MARYS RD | TUCSON | AZ | 85745 | Pima | 3 | Perm Closure | 1986-04-02 | 10000 | Gasoline | COMPARTMENT A | Unknown | Fiberglass Reinforced Plastic | Pressure |  | Fiberglass Reinforced Plastic | Removal | 2007-05-01
0-004667 | 7-ELEVEN #24210 | 1545 E THOMAS RD | PHOENIX | AZ | 85014 | Maricopa | 3 | Perm Closure | 1984-01-01 | 10000 | Gasoline | COMPARTMENT A |  | Fiberglass Reinforced Plastic | Pressure |  | Fiberglass Reinforced Plastic | Removal | 2008-09-16
0-007408 | A & E ENTERPRISES INC | 2812 GRAND AVE | PHOENIX | AZ | 85017 | Maricopa | 1 | Perm Closure | 2005-06-17 | 500 | Gasoline | COMPARTMENT A | Unknown | Unknown |  |  |  | Removal | 1991-08-14
0-006363 | A-1 PLUMBING | 5200 W BETHANY HOME RD | GLENDALE | AZ | 85301 | Maricopa | 3 | Perm Closure | 1990-07-31 | 10000 | Gasoline | COMPARTMENT A | Double Walled | Fiberglass Reinforced Plastic | Pressure |  | Fiberglass Reinforced Plastic | Removal | 2004-04-07
0-006238 | CHRISTMAS MINE FACILITY |  | CHRISTMAS |  |  | Gila | 1 | Perm Closure | 1960-06-27 | 1000 | Gasoline | COMPARTMENT A | Double Walled | Asphalt coated or Bare Steel |  |  |  | Removal | 1988-10-01
0-008037 | USF&W - CIBOLA NATIONAL WILDLIFE REFUGE |  | CIBOLA |  |  | La Paz | 1 | Perm Closure | 1983-01-01 | 1000 | Gasoline | COMPARTMENT A | Double Walled | Fiberglass Reinforced Plastic | Suction - Check Valve at the Tank Top |  |  | Removal | 1992-11-17
0-001171 | CIRCLE K #53 | 7342 E BROADWAY BLVD | TUCSON | AZ | 85710 | Pima | 1 | Perm Closure | 1969-01-01 | 10000 | Gasoline | COMPARTMENT A |  | Asphalt coated or Bare Steel |  |  |  | Removal | 1990-08-01
0-000974 | TITAN MACHINERY | 1411 N 27TH AVE | PHOENIX | AZ | 85009 | Maricopa | 1 | Perm Closure | 1974-01-01 | 2000 | Diesel | COMPARTMENT A |  | Asphalt coated or Bare Steel |  |  |  | Removal | 1989-12-20
0-001016 | CHANDLER GINNING CO | 16601 S HIGLEY RD | GILBERT | AZ | 85295 | Maricopa | 2 | Perm Closure | 1976-01-01 | 1000 | Gasoline | COMPARTMENT A |  | Asphalt coated or Bare Steel |  |  |  | Removal | 1991-09-16
0-008916 | TOWN OF MIAMI - MAINTENANCE YARD | 139 S LATHAM BLVD | MIAMI | AZ | 85539 | Gila | 1 | Perm Closure | 2005-06-17 |  | Gasoline | COMPARTMENT A | Single Walled | Asphalt coated or Bare Steel |  |  |  | Removal | 1996-12-12
0-001726 | EA SERVICE & FUEL | 4047 W MAIN ST | THATCHER | AZ | 85552 | Graham | 3 | Perm Closure | 1968-01-01 | 6000 | Gasoline | COMPARTMENT A |  | Asphalt coated or Bare Steel |  |  |  | Removal | 1990-03-13
0-005262 | UNOCAL #0431 BULK PLANT |  | MIAMI |  |  | Gila | 2 | Perm Closure | 1966-05-08 | 12000 | Gasoline | COMPARTMENT A | Double Walled | Asphalt coated or Bare Steel | Pressure |  |  | Removal | 1998-10-15
0-005262 | UNOCAL #0431 BULK PLANT |  | MIAMI |  |  | Gila | 4 | Perm Closure | 1957-05-08 | 12000 | Unidentified | COMPARTMENT A | Double Walled | Asphalt coated or Bare Steel | Pressure |  |  | Removal | 1998-10-15
0-005343 | USDA - AGRICULTURAL RESEARCH SERVICE | 2000 E ALLEN RD | TUCSON | AZ | 85719 | Pima | 2 | Perm Closure | 1976-04-30 | 1000 | Gasoline | COMPARTMENT A | Double Walled | Asphalt coated or Bare Steel |  |  |  | Removal | 1988-11-14
0-008334 | TUCSON SOARING CLUB |  | MARANA |  |  | Pima | 1 | Perm Closure | 2005-06-17 | 6000 | Gasoline | COMPARTMENT A | Double Walled | Asphalt coated or Bare Steel |  |  |  | Removal | 1994-04-28
0-003501 | SHELL #24 | 2770 W VALENCIA RD | TUCSON | AZ | 85746 | Pima | 1 | Perm Closure | 1989-08-25 | 12000 | Diesel | COMPARTMENT A | Double Walled | Fiberglass Reinforced Plastic | Pressure |  | Fiberglass Reinforced Plastic | Removal | 2012-06-14
0-006831 | THE ECOLOGY COMPANIES INC |  | PHOENIX |  |  | Maricopa | 1 | Perm Closure | 2005-06-17 | 500 | Diesel | COMPARTMENT A | Double Walled | Asphalt coated or Bare Steel | Suction - Check Valve at the Tank Top |  |  | Removal | 1990-05-25
0-006831 | THE ECOLOGY COMPANIES INC |  | PHOENIX |  |  | Maricopa | 2 | Perm Closure | 2005-06-17 | 1000 | Gasoline | COMPARTMENT A | Double Walled | Asphalt coated or Bare Steel | Suction - Check Valve at the Tank Top |  | Bare or Galvanized Steel | Removal | 1990-05-25
0-004936 | SPEEDSMART #118 | 13250 N 7TH ST | PHOENIX | AZ | 85022 | Maricopa | 2 | Perm Closure | 1985-05-07 | 10000 | Gasoline | COMPARTMENT A | Double Walled | Fiberglass Reinforced Plastic | Pressure | Double Walled | Fiberglass Reinforced Plastic | Removal | 2016-08-23
0-000877 | CIRCLE K STORE #2706658 | 5881 W CACTUS RD | GLENDALE | AZ | 85304 | Maricopa | 4 | Open | 1986-01-01 | 20000 | Gasoline | COMPARTMENT A | Double Walled | Fiberglass Reinforced Plastic | Pressure | Double Walled | Fiberglass Reinforced Plastic
0-009405 | CIRCLE K STORE #2706651 | 1010 E CHANDLER BLVD | CHANDLER | AZ | 85225 | Maricopa | 3 | Open | 1998-03-01 | 10000 | Diesel | COMPARTMENT A | Double Walled | Fiberglass Reinforced Plastic | Pressure | Double Walled | Fiberglass Reinforced Plastic
0-002775 | KAIBAB INDUSTRIES FOREST PRODUCTS - PAYSON | 113 W MAIN ST | PAYSON | AZ | 85541 | Gila | 6 | Perm Closure | 1956-09-04 | 3000 | Unidentified | COMPARTMENT A | Single Walled | Asphalt coated or Bare Steel |  |  |  | Removal | 1988-11-04
0-002775 | KAIBAB INDUSTRIES FOREST PRODUCTS - PAYSON | 113 W MAIN ST | PAYSON | AZ | 85541 | Gila | 3 | Perm Closure | 1974-09-04 | 6000 | Gasoline | COMPARTMENT A | Single Walled | Asphalt coated or Bare Steel |  |  |  | Removal | 1988-11-04
0-009655 | 7-ELEVEN #32824 | 9910 W INDIAN SCHOOL RD | PHOENIX | AZ | 85037 | Maricopa | 1 | Perm Closure | 1999-11-19 | 15000 | Gasoline | COMPARTMENT A | Double Walled | Fiberglass Reinforced Plastic | Pressure | Double Walled | Flexible | Removal | 2020-11-05
0-009655 | 7-ELEVEN #32824 | 9910 W INDIAN SCHOOL RD | PHOENIX | AZ | 85037 | Maricopa | 2 | Perm Closure | 1999-11-19 | 10000 | Gasoline | COMPARTMENT A | Double Walled | Fiberglass Reinforced Plastic | Pressure | Double Walled | Flexible | Removal | 2020-11-05
0-005111 | GOOD 2 GO STORES #517 | 2234 E FLORENCE BLVD | CASA GRANDE | AZ | 85122 | Pinal | 2 | Perm Closure | 1971-04-22 | 6000 | Gasoline | COMPARTMENT A | Unknown | Asphalt coated or Bare Steel | Pressure |  | Fiberglass Reinforced Plastic | Removal | 1997-09-03
0-008644 | MOBIL | 142 S 6TH AVE | TUCSON | AZ | 85701 | Pima | 2 | Perm Closure | 2005-06-17 | 1000 | Unidentified | COMPARTMENT A |  | Asphalt coated or Bare Steel |  |  |  | Removal | 1996-06-10
0-002544 | PIC-N-RUN | 2018 E BUTLER AVE | FLAGSTAFF | AZ | 86004 | Coconino | 2 | Perm Closure | 1974-01-01 | 6000 | Gasoline | COMPARTMENT A |  | Asphalt coated or Bare Steel | Pressure |  | Fiberglass Reinforced Plastic | Removal | 2010-12-16
0-005057 | FIRESTONE #2631/013587 | 5449 S CENTRAL AVE | PHOENIX | AZ | 85040 | Maricopa | 1 | Perm Closure | 1982-01-01 | 500 | Used Oil/Waste Oil | COMPARTMENT A | Unknown | Unknown |  |  |  | Removal | 1990-04-20
0-002096 | CAMELBACK HYUNDAI | 1500 E CAMELBACK RD | PHOENIX | AZ | 85014 | Maricopa | 3 | Perm Closure | 1975-05-13 | 3000 | Gasoline | COMPARTMENT A | Single Walled | Asphalt coated or Bare Steel | Suction - Check Valve at the Tank Top | Single Walled | Bare or Galvanized Steel | Removal | 1990-01-29
0-002233 | JERRY'S ACCURATE AUTO AC | 3955 E MAIN ST | MESA | AZ | 85205 | Maricopa | 3 | Perm Closure | 1976-05-02 | 12000 | Gasoline | COMPARTMENT A | Single Walled | Asphalt coated or Bare Steel |  |  |  | Removal | 1995-10-12
0-003683 | PEPSI-COLA BOTTLING CO | 2021 BORDER ST | PAGE | AZ | 86040 | Coconino | 1 | Perm Closure | 1981-01-01 | 1000 | Gasoline | COMPARTMENT A |  | Asphalt coated or Bare Steel |  |  |  | Removal | 1991-08-15
0-005802 | SUPERPUMPER #16 | 4223 E BELL RD | PHOENIX | AZ | 85032 | Maricopa | 1 | Perm Closure | 1986-01-15 | 10000 | Gasoline | COMPARTMENT A | Double Walled | Fiberglass Reinforced Plastic | Pressure |  | Fiberglass Reinforced Plastic | Removal | 2007-01-30
0-004806 | SUPERPUMPER #1 | 4934 E SHEA BLVD | PHOENIX | AZ | 85028 | Maricopa | 4 | Perm Closure | 1983-01-01 | 12000 | Gasoline | COMPARTMENT A | Single Walled | Asphalt coated or Bare Steel | Suction - Check Valve at the Tank Top |  | Fiberglass Reinforced Plastic | Removal | 2020-08-20
0-006892 | SWS STONE AVENUE LTD PARTNERSHIP | 2007 N STONE AVE | TUCSON | AZ | 85705 | Pima | 1 | Perm Closure | 2005-06-17 | 10000 | Gasoline | COMPARTMENT A | Unknown | Asphalt coated or Bare Steel | Pressure |  |  | Removal | 1990-07-06
0-004748 | STERN PRODUCE CO INC | 601 W JACKSON ST | PHOENIX | AZ | 85003 | Maricopa | 1 | Perm Closure | 1976-01-07 | 5000 | Gasoline | COMPARTMENT A | Unknown | Asphalt coated or Bare Steel |  |  |  | Removal | 1995-10-02
0-008178 | SUNDANCE FARMS | 4809 W BECHTEL RD | COOLIDGE | AZ | 85128 | Pinal | 3 | Perm Closure | 1986-01-01 | 5000 | Gasoline | COMPARTMENT A | Unknown | Asphalt coated or Bare Steel | Suction - Check Valve at the Tank Top |  |  | Removal | 1993-04-09
0-004586 | SOUTHERN ARIZONA AUTO CO | 1200 N G AVE | DOUGLAS | AZ | 85607 | Cochise | 2 | Perm Closure | 1965-12-11 | 1000 | Used Oil/Waste Oil | COMPARTMENT A | Double Walled | Asphalt coated or Bare Steel |  |  |  | Removal | 1989-12-01
0-008645 | CASA CHICA | 316 W PERKINSVILLE RD | CHINO VALLEY | AZ | 86323 | Yavapai | 2 | Perm Closure | 1983-01-01 | 7500 | Gasoline | COMPARTMENT A |  | Asphalt coated or Bare Steel | Pressure |  | Fiberglass Reinforced Plastic | Removal | 2017-04-05
0-004523 | SIERRA EXXON | 33 N ZUNI ST | SPRINGERVILLE | AZ | 85938 | Apache | 4 | Perm Closure | 1972-04-29 | 3000 | Gasoline | COMPARTMENT A | Double Walled | Asphalt coated or Bare Steel | Pressure |  |  | Removal | 1992-11-10
0-005606 | WEST BEND AUTO & CYCLE | 223 W MAIN ST | COTTONWOOD | AZ | 86326 | Yavapai | 3 | Perm Closure | 1967-04-16 | 550 | Used Oil/Waste Oil | COMPARTMENT A | Double Walled | Asphalt coated or Bare Steel | Suction - Check Valve at the Tank Top |  |  | Removal | 1999-12-15
0-005541 | VERNICK PLUMBING & MANUFACTURING CO | 3361 N PALO VERDE AVE | TUCSON | AZ | 85716 | Pima | 1 | Perm Closure | 1981-01-24 | 8000 | Gasoline | COMPARTMENT A | Unknown | Asphalt coated or Bare Steel |  |  |  | Removal | 1990-01-08
0-002415 | BN&SF - HADLEY YARD | 4705 W PASADENA AVE | GLENDALE | AZ | 85301 | Maricopa | 2 | Perm Closure | 1970-01-01 | 10000 | Diesel | COMPARTMENT A | Double Walled | Composite (Steel/Fiberglass) | Suction - Check Valve at the Tank Top | Single Walled | Bare or Galvanized Steel | Removal | 1992-01-23
0-002415 | BN&SF - HADLEY YARD | 4705 W PASADENA AVE | GLENDALE | AZ | 85301 | Maricopa | 4 | Perm Closure | 1992-02-01 | 10000 | Diesel | COMPARTMENT A | Double Walled | Composite (Steel/Fiberglass) | Pressure | Single Walled | Fiberglass Reinforced Plastic | Closed in Place | 1993-04-01
0-004222 | FINDLAY IMPORT CENTER | 4195 N STOCKTON HILL RD | KINGMAN | AZ | 86409 | Mohave | 1 | Perm Closure | 1982-11-11 | 5000 | Gasoline | COMPARTMENT A | Double Walled | Asphalt coated or Bare Steel | Suction - Check Valve at the Tank Top |  | Bare or Galvanized Steel | Removal | 1995-12-13
0-004656 | 7-ELEVEN #22631 | 5050 W MCDOWELL RD | PHOENIX | AZ | 85035 | Maricopa | 2 | Perm Closure | 1980-02-05 | 12000 | Gasoline | COMPARTMENT A | Double Walled | Asphalt coated or Bare Steel | Suction - Check Valve at the Tank Top |  | Fiberglass Reinforced Plastic | Removal | 2000-04-25
0-000545 | ARCO #5307 | 7202 E MCDOWELL RD | SCOTTSDALE | AZ | 85257 | Maricopa | 2 | Perm Closure | 1986-03-16 | 12000 | Gasoline | COMPARTMENT A | Double Walled | Fiberglass Reinforced Plastic | Pressure |  | Fiberglass Reinforced Plastic | Removal | 2003-08-19
0-004431 | DISCOUNT TIRE STORE | 2020 S COUNTRY CLUB DR | MESA | AZ | 85210 | Maricopa | 3 | Perm Closure | 2005-06-17 | 3000 | Diesel | COMPARTMENT A | Double Walled | Asphalt coated or Bare Steel | Suction - Check Valve at the Tank Top |  | Bare or Galvanized Steel | Removal | 1993-06-17
0-007874 | TRAVEL CENTERS OF AMERICA | 2949 N TOLTEC RD | ELOY | AZ | 85131 | Pinal | 7 | Open | 1989-08-01 | 10000 | Gasoline | COMPARTMENT A | Double Walled | Fiberglass Reinforced Plastic | Pressure |  | Fiberglass Reinforced Plastic
0-005470 | CIRCLE K #2935 | 612 W FRONTIER ST | ELOY | AZ | 85131 | Pinal | 1 | Perm Closure | 1977-04-25 | 10000 | Gasoline | COMPARTMENT A | Double Walled | Asphalt coated or Bare Steel | Pressure |  |  | Removal | 1995-05-02
0-005391 | USPS - VEHICLE MAINTENANCE GARAGE | 4949 E VAN BUREN ST | PHOENIX | AZ | 85026 | Maricopa | 2 | Perm Closure | 1984-01-01 | 12000 | Gasoline | COMPARTMENT A |  | Fiberglass Reinforced Plastic |  |  |  | Removal | 1994-09-15
0-009365 | EMPIRE COMMERCIAL PROPERTY | 2222 W GRANT ST | PHOENIX | AZ | 85009 | Maricopa | 3 | Perm Closure | 2005-06-17 | 10000 | Unidentified | COMPARTMENT A | Single Walled | Asphalt coated or Bare Steel |  |  |  | Removal | 1990-03-01
0-009365 | EMPIRE COMMERCIAL PROPERTY | 2222 W GRANT ST | PHOENIX | AZ | 85009 | Maricopa | 1 | Perm Closure | 2005-06-17 | 6000 | Unidentified | COMPARTMENT A | Single Walled | Asphalt coated or Bare Steel |  |  |  | Removal | 1990-03-01
0-005467 | CIRCLE K #2931 | 1503 E FLORENCE BLVD | CASA GRANDE | AZ | 85122 | Pinal | 3 | Perm Closure | 1995-03-21 | 10000 | Gasoline | COMPARTMENT A | Single Walled | Fiberglass Reinforced Plastic | Pressure | Double Walled | Fiberglass Reinforced Plastic | Removal | 2017-02-07
0-005469 | CIRCLE K #2934 | 36935 W HIGHWAY 84 | STANFIELD | AZ | 85172 | Pinal | 3 | Perm Closure | 1975-01-01 | 8000 | Gasoline | COMPARTMENT A |  | Asphalt coated or Bare Steel | Pressure |  |  | Removal | 1995-03-27
0-000681 | CLARKDALE CLASSIC STATION | 924 MAIN ST | CLARKDALE | AZ | 86324 | Yavapai | 1 | Perm Closure | 1981-01-01 | 6000 | Gasoline | COMPARTMENT A | Single Walled | Asphalt coated or Bare Steel | Pressure | Single Walled | Bare or Galvanized Steel | Removal | 2018-01-27
0-008501 | LOGUES TIRE SERVICE | 825 E MAIN ST | CASA GRANDE | AZ | 85122 | Pinal | 4 | Perm Closure | 2005-06-17 | 1000 | Diesel | COMPARTMENT A | Unknown | Asphalt coated or Bare Steel | Suction - Check Valve at the Tank Top |  | Bare or Galvanized Steel | Removal | 1995-02-17
0-008427 | FLAGSTAFF HOLIDAY INN | 2320 E LUCKY LN | FLAGSTAFF | AZ | 86004 | Coconino | 3 | Perm Closure | 2005-06-17 | 10000 | Diesel | COMPARTMENT A | Unknown | Asphalt coated or Bare Steel |  |  |  | Removal | 1986-01-01
0-002772 | KAIBAB INDUSTRIES | 850 E HIGHWAY 89A | FREDONIA | AZ | 86022 | Coconino | 9 | Perm Closure | 1984-01-01 | 500 | Used Oil/Waste Oil | COMPARTMENT A | Double Walled | Asphalt coated or Bare Steel |  |  |  | Closed in Place | 1991-06-20
0-002772 | KAIBAB INDUSTRIES | 850 E HIGHWAY 89A | FREDONIA | AZ | 86022 | Coconino | 3 | Perm Closure | 1975-01-01 | 10000 | Diesel | COMPARTMENT A | Double Walled | Asphalt coated or Bare Steel |  |  |  | Removal | 1988-12-01
0-002772 | KAIBAB INDUSTRIES | 850 E HIGHWAY 89A | FREDONIA | AZ | 86022 | Coconino | 10 | Perm Closure | 1991-08-01 | 2000 | Diesel | COMPARTMENT A | Double Walled | Composite (Steel/Fiberglass) | Suction - Check Valve at the Dispenser |  |  | Removal | 2004-08-18
0-005393 | USPS | 9635 N 7TH ST | PHOENIX | AZ | 85020 | Maricopa | 3 | Perm Closure | 1975-01-01 | 550 | Unidentified | COMPARTMENT A | Unknown | Asphalt coated or Bare Steel | Suction - Check Valve at the Tank Top |  | Bare or Galvanized Steel | Removal | 1990-06-21
0-007453 | MESA PRECISION MOTOR SERVICE | 41 E BROADWAY RD | MESA | AZ | 85210 | Maricopa | 1 | Perm Closure | 1947-01-01 | 3000 | Gasoline | COMPARTMENT A | Single Walled | Asphalt coated or Bare Steel | Suction - Check Valve at the Tank Top |  | Bare or Galvanized Steel | Removal | 1991-10-17
0-003128 | MEARS AIR CONDITIONING & HEATING | 743 E DUNLAP AVE | PHOENIX | AZ | 85020 | Maricopa | 1 | Perm Closure | 1975-06-03 | 4000 | Gasoline | COMPARTMENT A | Double Walled | Asphalt coated or Bare Steel |  |  |  | Removal | 1996-12-27
0-007307 | CITY OF GLENDALE - FIRE STATION #155 | 6255 W UNION HILLS DR | GLENDALE | AZ | 85308 | Maricopa | 3 | Open | 2019-12-06 | 12000 | Gasoline (UL) | COMPARTMENT A | Double Walled | Polyethylene Jacketed Steel | Pressure | Double Walled | Flexible
0-005751 | GOLDEN SHORES GENERAL STORE #481 | 5031 POWELL LAKE RD | TOPOCK | AZ | 86436 | Mohave | 1 | Open | 1987-02-21 | 10000 | Gasoline | COMPARTMENT A | Single Walled | Asphalt coated or Bare Steel | Pressure | Single Walled | Bare or Galvanized Steel
0-004088 | FORT WILLCOX MOBILE HOME & RV PARK | 1765 W FORT WILLCOX LOOP | WILLCOX | AZ | 85643 | Cochise | 1 | Perm Closure | 1974-04-22 | 10000 | Gasoline | COMPARTMENT A | Unknown | Asphalt coated or Bare Steel |  |  |  | Removal | 1988-12-06
0-004562 | CIRCLE K #2701948 | 6544 E US HIGHWAY 80 | YUMA | AZ | 85365 | Yuma | 2 | Open | 1986-01-01 | 10000 | Gasoline | COMPARTMENT A | Single Walled | Fiberglass Reinforced Plastic | Pressure | Single Walled | Fiberglass Reinforced Plastic
0-005735 | YUMA UNION HIGH SCHOOL DISTRICT #70 | 400 S 9TH AVE | YUMA | AZ | 85364 | Yuma | 2 | Perm Closure | 1954-10-06 | 2000 | Diesel | COMPARTMENT A | Unknown | Asphalt coated or Bare Steel |  |  |  | Removal | 1993-02-18
0-003309 | MORGANS STORE | 11120 S SOMERTON AVE | YUMA | AZ | 85365 | Yuma | 5 | Perm Closure | 1920-01-01 | 300 | Gasoline | COMPARTMENT A | Double Walled | Asphalt coated or Bare Steel |  |  |  | Removal | 1993-04-23
0-006771 | CLASSIC GAS STATION | 1310 W IRON SPRINGS RD | PRESCOTT | AZ | 86305 | Yavapai | 2 | Perm Closure | 1989-01-01 | 10000 | Gasoline | COMPARTMENT A | Single Walled | Fiberglass Reinforced Plastic | Pressure | Single Walled | Fiberglass Reinforced Plastic | Removal | 2015-07-17
0-004843 | CALPORTLAND - VALENCIA | 11800 E VALENCIA RD | TUCSON | AZ | 85747 | Pima | 3 | Perm Closure | 1981-04-22 | 1000 | Used Oil/Waste Oil | COMPARTMENT A | Unknown | Asphalt coated or Bare Steel |  |  |  | Removal | 1989-08-15
0-000083 | AERO RENTALS | 3808 E GOLF LINKS RD | TUCSON | AZ | 85713 | Pima | 1 | Perm Closure | 1970-01-01 | 1000 | Gasoline | COMPARTMENT A | Single Walled | Asphalt coated or Bare Steel |  |  |  | Removal | 1988-08-04
0-001730 | DAVIS-MONTHAN AFB | 3775 S 5TH ST | DAVIS MONTHAN AFB | AZ | 85707 | Pima | 3 | Perm Closure | 1984-01-01 | 5000 | Jet Fuel | COMPARTMENT A | Single Walled | Asphalt coated or Bare Steel |  |  |  | Removal | 2015-09-17
0-001730 | DAVIS-MONTHAN AFB | 3775 S 5TH ST | DAVIS MONTHAN AFB | AZ | 85707 | Pima | 123 | Perm Closure | 1940-01-01 | 25000 | Gasoline | COMPARTMENT A | Single Walled | Asphalt coated or Bare Steel |  |  |  | Removal | 1992-01-15
0-001730 | DAVIS-MONTHAN AFB | 3775 S 5TH ST | DAVIS MONTHAN AFB | AZ | 85707 | Pima | 143 | Perm Closure | 1960-01-01 | 8000 | Diesel | COMPARTMENT A | Single Walled | Asphalt coated or Bare Steel |  |  |  | Closed in Place | 1998-09-15
0-001730 | DAVIS-MONTHAN AFB | 3775 S 5TH ST | DAVIS MONTHAN AFB | AZ | 85707 | Pima | 6 | Perm Closure | 1976-01-01 | 350 | Diesel | COMPARTMENT A | Single Walled | Asphalt coated or Bare Steel |  |  |  | Removal | 1997-03-19
0-001730 | DAVIS-MONTHAN AFB | 3775 S 5TH ST | DAVIS MONTHAN AFB | AZ | 85707 | Pima | 24 | Perm Closure | 2005-06-17 | 500 | Diesel | COMPARTMENT A | Single Walled | Asphalt coated or Bare Steel |  |  |  | Removal | 1999-03-19
0-001730 | DAVIS-MONTHAN AFB | 3775 S 5TH ST | DAVIS MONTHAN AFB | AZ | 85707 | Pima | 33 | Perm Closure | 1966-01-01 | 1000 | Diesel | COMPARTMENT A | Single Walled | Asphalt coated or Bare Steel |  |  |  | Removal | 1994-12-22
0-001730 | DAVIS-MONTHAN AFB | 3775 S 5TH ST | DAVIS MONTHAN AFB | AZ | 85707 | Pima | 40 | Open | 1971-01-01 | 5000 | Jet Fuel | COMPARTMENT A | Single Walled | Asphalt coated or Bare Steel
0-001730 | DAVIS-MONTHAN AFB | 3775 S 5TH ST | DAVIS MONTHAN AFB | AZ | 85707 | Pima | 131 | Perm Closure | 1940-01-01 | 2500 | Kerosene | COMPARTMENT A | Single Walled | Asphalt coated or Bare Steel |  |  |  | Removal | 1992-01-15
0-001730 | DAVIS-MONTHAN AFB | 3775 S 5TH ST | DAVIS MONTHAN AFB | AZ | 85707 | Pima | 26 | Perm Closure | 1980-01-01 | 250 | Diesel | COMPARTMENT A | Single Walled | Asphalt coated or Bare Steel |  |  |  | Removal | 1994-12-29
0-001730 | DAVIS-MONTHAN AFB | 3775 S 5TH ST | DAVIS MONTHAN AFB | AZ | 85707 | Pima | 105 | Perm Closure | 1983-01-01 | 1500 | Unidentified | COMPARTMENT A | Single Walled | Concrete |  |  |  | Removal | 1990-07-01
0-001730 | DAVIS-MONTHAN AFB | 3775 S 5TH ST | DAVIS MONTHAN AFB | AZ | 85707 | Pima | 148 | Perm Closure | 2005-06-17 | 350 | Gasoline | COMPARTMENT A | Single Walled | Asphalt coated or Bare Steel | Gravity Feed | Single Walled | Bare or Galvanized Steel | Removal | 2000-12-19
0-008944 | KENAI HELICOPTERS |  | TUSAYAN |  |  | Coconino | 2 | Perm Closure | 2005-06-17 | 10000 | Jet Fuel | COMPARTMENT A | Unknown | Asphalt coated or Bare Steel |  |  |  | Removal | 1996-05-01
0-009765 | MAVERIK COUNTRY STORE #398 | 701 TUNNEL RD | PAGE | AZ | 86040 | Coconino | 5 | Open | 2015-03-05 | 12000 | Gasoline | COMPARTMENT A | Double Walled | Fiberglass Reinforced Plastic | Pressure | Double Walled | Flexible
0-004504 | HOPI TRAVEL PLAZA | 1851 SR 77 | HOLBROOK | AZ | 86025 | Navajo | 6 | Open | 1990-09-01 | 12000 | Gasoline | COMPARTMENT A | Double Walled | Fiberglass Reinforced Plastic | Pressure | Double Walled | Flexible
0-002730 | HOWARD C JOHNSON & SON PLUMBING | 602 S 3RD ST | PHOENIX | AZ | 85004 | Maricopa | 1 | Perm Closure | 1982-12-19 | 1000 | Gasoline | COMPARTMENT A | Double Walled | Fiberglass Reinforced Plastic | Suction - Check Valve at the Tank Top |  |  | Removal | 1996-04-12
0-004448 | SHAMROCK WATER CO | 11750 E STATE ROUTE 69 | DEWEY | AZ | 86327 | Yavapai | 1 | Perm Closure | 1976-01-01 | 10000 | Gasoline | COMPARTMENT A |  | Asphalt coated or Bare Steel |  |  |  | Removal | 1991-03-22
0-008837 | CITY OF SOUTH TUCSON - GOVERNMENT COMPLEX | 1810 S 6TH AVE | TUCSON | AZ | 85713 | Pima | 3 | Perm Closure | 1978-01-01 | 6000 | Diesel | COMPARTMENT A |  | Asphalt coated or Bare Steel |  |  |  | Removal | 1997-02-06
0-006235 | SUNMART #637 | 930 S BLAKE RANCH RD | KINGMAN | AZ | 86401 | Mohave | 2 | Perm Closure | 1982-01-01 | 10000 | Gasoline | COMPARTMENT A |  | Asphalt coated or Bare Steel | Pressure |  | Fiberglass Reinforced Plastic | Removal | 2016-06-09
0-000873 | SPEEDSMART #111 | 1981 N ALMA SCHOOL RD | CHANDLER | AZ | 85224 | Maricopa | 7 | Open | 1997-05-27 | 20000 | Gasoline | COMPARTMENT A | Double Walled | Fiberglass Reinforced Plastic | Pressure | Double Walled | Fiberglass Reinforced Plastic
0-002479 | HERTZ RENT-A-CAR | 1215 S 27TH ST | PHOENIX | AZ | 85034 | Maricopa | 4 | Perm Closure | 1979-05-03 | 10000 | Gasoline | COMPARTMENT A | Double Walled | Fiberglass Reinforced Plastic | Pressure |  |  | Removal | 1992-04-30
0-002704 | CITY OF AVONDALE | 1201 S 4TH AVE | AVONDALE | AZ | 85323 | Maricopa | 3 | Perm Closure | 1979-05-06 | 5000 | Diesel | COMPARTMENT A | Double Walled | Asphalt coated or Bare Steel | Suction - Check Valve at the Tank Top |  |  | Removal | 1995-07-19
0-006057 | ROAD MARKINGS INC | 1850 E ENCANTO DR | TEMPE | AZ | 85281 | Maricopa | 1 | Perm Closure | 1978-01-01 | 10000 | Gasoline | COMPARTMENT A |  | Asphalt coated or Bare Steel |  |  |  | Removal | 1992-02-25
0-004699 | WESTERN FUEL INC | 1895 W BUCKEYE RD | PHOENIX | AZ | 85007 | Maricopa | 2 | Perm Closure | 2005-06-17 | 10000 | Gasoline | COMPARTMENT A | Unknown | Asphalt coated or Bare Steel |  |  |  | Removal | 1987-10-01
0-001364 | CIRCLE K #1110 | 2404 E BELL RD | PHOENIX | AZ | 85032 | Maricopa | 6 | Perm Closure | 1994-10-21 | 10000 | Gasoline | COMPARTMENT A | Single Walled | Fiberglass Reinforced Plastic | Pressure | Double Walled | Fiberglass Reinforced Plastic | Removal | 1996-05-07
0-003024 | RESOLUTION COPPER MINING - SUPERIOR OPERATIONS | 102 W MAGMA HEIGHTS DR | SUPERIOR | AZ | 85173 | Pinal | 2 | Perm Closure | 2009-02-04 | 10000 | Gasoline | COMPARTMENT A |  | Asphalt coated or Bare Steel |  |  |  | Removal | 1990-01-18
0-010058 | HARDY CONCRETE | 4749 S IRVING AVE | TUCSON | AZ | 85714 | Pima | 2 | Perm Closure | 1982-01-01 | 10000 | Gasoline | COMPARTMENT A | Double Walled | Fiberglass Reinforced Plastic |  |  |  | Removal | 2005-06-29
0-006817 | DRIVE TIME CAR SALES | 333 S ALMA SCHOOL RD | MESA | AZ | 85210 | Maricopa | 2 | Perm Closure | 1967-01-01 | 3000 | Gasoline | COMPARTMENT A | Double Walled | Asphalt coated or Bare Steel |  |  |  | Removal | 1991-01-19
0-000503 | ARCO #5290 | 3440 W THOMAS RD | PHOENIX | AZ | 85017 | Maricopa | 2 | Perm Closure | 2005-06-17 | 10000 | Gasoline | COMPARTMENT A |  | Asphalt coated or Bare Steel |  |  |  | Removal | 1988-09-20
0-005437 | CIRCLE K #2891 | 5146 E MCDOWELL RD | PHOENIX | AZ | 85008 | Maricopa | 6 | Open | 2015-04-13 | 12000 | Gasoline (PUL) | COMPARTMENT A | Double Walled | Fiberglass Reinforced Plastic | Pressure | Double Walled | Fiberglass Reinforced Plastic
0-005437 | CIRCLE K #2891 | 5146 E MCDOWELL RD | PHOENIX | AZ | 85008 | Maricopa | 7 | Open | 2015-04-13 | 12000 | Diesel | COMPARTMENT A | Double Walled | Fiberglass Reinforced Plastic | Pressure | Double Walled | Fiberglass Reinforced Plastic
0-005808 | GILA BEND AIR FORCE AUXILLARY FIELD |  | GILA BEND |  |  | Maricopa | 5 | Perm Closure | 1968-01-01 | 500 | Diesel | COMPARTMENT A |  | Asphalt coated or Bare Steel |  |  |  | Removal | 1988-07-14
0-005812 | QUIK FILL | 8296 W CAMELBACK RD | GLENDALE | AZ | 85303 | Maricopa | 2 | Perm Closure | 1988-08-01 | 12000 | Gasoline (PUL) | COMPARTMENT A | Double Walled | Fiberglass Reinforced Plastic | Pressure |  | Fiberglass Reinforced Plastic | Removal | 2017-03-02
0-002840 | PING, INC | 2200 W PEORIA AVE | PHOENIX | AZ | 85029 | Maricopa | 1 | Perm Closure | 1971-01-01 | 10000 | Gasoline | COMPARTMENT A | Double Walled | Asphalt coated or Bare Steel |  |  |  | Removal | 1987-11-01
0-009652 | STOP & SHOP | 3183 E WILLIAMS FIELD RD | GILBERT | AZ | 85295 | Maricopa | 3 | Perm Closure | 2013-01-02 | 5000 | Gasoline | COMPARTMENT A | Single Walled | Asphalt coated or Bare Steel |  |  |  | Removal | 2012-11-01
0-005648 | CHEVRON #9-1145 | 1952 S GILBERT RD | MESA | AZ | 85204 | Maricopa | 3 | Perm Closure | 1987-06-26 | 10000 | Gasoline | COMPARTMENT A | Unknown | Fiberglass Reinforced Plastic | Pressure | Double Walled | Fiberglass Reinforced Plastic | Removal | 2003-03-14
0-008364 | DYNASTY AUTO | 16416 N CAVE CREEK RD | PHOENIX | AZ | 85032 | Maricopa | 4 | Perm Closure | 1960-01-01 | 4000 | Gasoline | COMPARTMENT A | Double Walled | Fiberglass Reinforced Plastic | Pressure |  |  | Removal | 1994-06-24
0-008364 | DYNASTY AUTO | 16416 N CAVE CREEK RD | PHOENIX | AZ | 85032 | Maricopa | 2 | Perm Closure | 1960-01-01 | 4000 | Gasoline | COMPARTMENT A | Double Walled | Fiberglass Reinforced Plastic | Pressure |  |  | Removal | 1994-06-24
0-007528 | LIL MIKE'S SERVICE CENTER | 3345 RIVERSIDE DR | PARKER | AZ | 85344 | La Paz | 3 | Perm Closure | 2005-06-17 |  | Gasoline | COMPARTMENT A | Double Walled | Fiberglass Reinforced Plastic |  |  |  | Removal | 1993-12-01
0-007528 | LIL MIKE'S SERVICE CENTER | 3345 RIVERSIDE DR | PARKER | AZ | 85344 | La Paz | 1 | Perm Closure | 2005-06-17 |  | Gasoline | COMPARTMENT A | Double Walled | Fiberglass Reinforced Plastic |  |  |  | Removal | 1993-12-01
0-008930 | LONGORIA'S ARCO | 1612 CAMINO ADALANTE | PICACHO | AZ | 85131 | Pinal | 1 | Perm Closure | 1965-01-01 | 1000 | Gasoline | COMPARTMENT A | Unknown | Asphalt coated or Bare Steel | Suction - Check Valve at the Tank Top |  | Bare or Galvanized Steel | Removal | 1997-08-27
0-008930 | LONGORIA'S ARCO | 1612 CAMINO ADALANTE | PICACHO | AZ | 85131 | Pinal | 2 | Perm Closure | 1965-01-01 | 500 | Gasoline | COMPARTMENT A | Unknown | Asphalt coated or Bare Steel | Suction - Check Valve at the Tank Top |  | Bare or Galvanized Steel | Removal | 1997-08-27
0-008563 | JAIME ELECTRIC CO | 910 N 91ST AVE | TOLLESON | AZ | 85353 | Maricopa | 1 | Perm Closure | 2005-06-17 | 1200 | Gasoline | COMPARTMENT A |  | Asphalt coated or Bare Steel |  |  |  | Removal | 1995-02-27
0-001514 | CIRCLE K #3737 | 6356 S PRICE RD | TEMPE | AZ | 85283 | Maricopa | 1 | Perm Closure | 1982-01-01 | 10000 | Gasoline | COMPARTMENT A | Single Walled | Fiberglass Reinforced Plastic | Pressure |  | Fiberglass Reinforced Plastic | Removal | 1993-09-28
0-010402 | QUIKTRIP STORE #1470 | 1375 W AJO WAY | TUCSON | AZ | 85713 | Pima | 1 | Open | 2010-11-14 | 20000 | Gasoline | COMPARTMENT A | Double Walled | Fiberglass Reinforced Plastic | Pressure | Double Walled | Fiberglass Reinforced Plastic
0-010402 | QUIKTRIP STORE #1470 | 1375 W AJO WAY | TUCSON | AZ | 85713 | Pima | 2 | Open | 2010-11-14 | 20000 | Gasoline | COMPARTMENT A | Double Walled | Fiberglass Reinforced Plastic | Pressure | Double Walled | Fiberglass Reinforced Plastic
0-010402 | QUIKTRIP STORE #1470 | 1375 W AJO WAY | TUCSON | AZ | 85713 | Pima | 4 | Open | 2010-11-14 | 12000 | Diesel | COMPARTMENT A | Double Walled | Fiberglass Reinforced Plastic | Pressure | Double Walled | Fiberglass Reinforced Plastic
0-010381 | QUIK TRIP #1411 | 3605 W GLENDALE AVE | PHOENIX | AZ | 85051 | Maricopa | 3 | Open | 2010-09-02 | 20000 | Gasoline | COMPARTMENT A | Double Walled | Fiberglass Reinforced Plastic | Pressure | Double Walled | Fiberglass Reinforced Plastic
0-000453 | PRAXAIR | 4030 W LINCOLN ST | PHOENIX | AZ | 85009 | Maricopa | 1 | Perm Closure | 1975-05-02 | 5000 | Gasoline | COMPARTMENT A | Single Walled | Asphalt coated or Bare Steel |  |  |  | Removal | 1988-01-01
0-001284 | CIRCLE K #671 | 51 W APACHE TRL | APACHE JUNCTION | AZ | 85120 | Pinal | 6 | Perm Closure | 1995-04-11 | 10000 | Gasoline | COMPARTMENT A | Double Walled | Fiberglass Reinforced Plastic | Pressure | Double Walled | Fiberglass Reinforced Plastic | Removal | 2001-03-20
0-001284 | CIRCLE K #671 | 51 W APACHE TRL | APACHE JUNCTION | AZ | 85120 | Pinal | 3 | Perm Closure | 1971-01-01 | 6000 | Gasoline | COMPARTMENT A |  | Asphalt coated or Bare Steel | Pressure |  |  | Removal | 1995-04-16
0-006949 | MOQUI LODGE |  | TUSAYAN |  |  | Coconino | 2 | Perm Closure | 1961-01-01 | 10000 | Gasoline | COMPARTMENT A | Single Walled | Asphalt coated or Bare Steel | Pressure |  | Fiberglass Reinforced Plastic | Removal | 1998-11-23
0-006949 | MOQUI LODGE |  | TUSAYAN |  |  | Coconino | 3 | Perm Closure | 1961-01-01 | 3000 | Gasoline | COMPARTMENT A | Single Walled | Asphalt coated or Bare Steel | Pressure |  | Fiberglass Reinforced Plastic | Removal | 1998-11-23
0-000696 | BLUE BEACON OF KINGMAN TRUCK WASH | 9465 E NELLIE DR | KINGMAN | AZ | 86411 | Mohave | 2 | Perm Closure | 1981-01-01 | 20000 | Diesel | COMPARTMENT A | Single Walled | Asphalt coated or Bare Steel | Pressure |  |  | Removal | 2004-07-14
0-004966 | TEXACO #60-351-1000 | 5460 E 5TH ST | TUCSON | AZ | 85711 | Pima | 8 | Open | 1994-04-01 | 600 | Used Oil/Waste Oil | COMPARTMENT A | Double Walled | Fiberglass Reinforced Plastic | Gravity Feed |  | Fiberglass Reinforced Plastic
0-004966 | TEXACO #60-351-1000 | 5460 E 5TH ST | TUCSON | AZ | 85711 | Pima | 2 | Perm Closure | 1969-01-01 | 10000 | Gasoline | COMPARTMENT A | Double Walled | Asphalt coated or Bare Steel | Pressure |  | Bare or Galvanized Steel | Removal | 1994-04-20
0-008109 | NISSAN TEST CENTER NORTH AMERICA | 7815 N WHITE AND PARKER RD | STANFIELD | AZ | 85172 | Pinal | 2 | Perm Closure | 1987-05-01 | 6000 | Gasoline | COMPARTMENT A | Single Walled | Fiberglass Reinforced Plastic | Pressure |  |  | Removal | 2008-01-10
0-008109 | NISSAN TEST CENTER NORTH AMERICA | 7815 N WHITE AND PARKER RD | STANFIELD | AZ | 85172 | Pinal | 14 | Open | 2008-01-15 | 6000 | Gasoline | COMPARTMENT A | Double Walled | Fiberglass Reinforced Plastic | Pressure | Double Walled | Fiberglass Reinforced Plastic
0-006296 | EL PUEBLO TIRE SHOP | 302 N GRAND AVE | NOGALES | AZ | 85621 | Santa Cruz | 1 | Perm Closure | 1974-08-12 | 4000 | Gasoline | COMPARTMENT A | Double Walled | Asphalt coated or Bare Steel |  |  |  | Removal | 1990-10-19
0-007407 | RIO VERDE COUNTRY CLUB | 18731 E FOUR PEAKS BLVD | RIO VERDE | AZ | 85263 | Maricopa | 1 | Perm Closure | 1991-01-07 | 1000 | Gasoline | COMPARTMENT A | Double Walled | Fiberglass Reinforced Plastic | Pressure |  |  | Removal | 2013-01-30
0-005718 | ESTES EXPRESS LINES INC | 2425 S 43RD AVE | PHOENIX | AZ | 85009 | Maricopa | 7 | Perm Closure | 1978-01-01 | 6000 | Used Oil/Waste Oil | COMPARTMENT A |  | Asphalt coated or Bare Steel | Gravity Feed |  | Bare or Galvanized Steel | Closed in Place | 2010-08-31
0-007023 | PHOENIX FUEL | 1001 N 53RD AVE | PHOENIX | AZ | 85043 | Maricopa | 2 | Open | 1991-03-01 | 10000 | Gasoline | COMPARTMENT A | Double Walled | Composite (Steel/Fiberglass) | Pressure | Single Walled | Fiberglass Reinforced Plastic
0-006181 | CANYON STATE ELECTRIC | 4343 E MAGNOLIA ST | PHOENIX | AZ | 85034 | Maricopa | 2 | Perm Closure | 1980-01-01 | 1000 | Gasoline | COMPARTMENT A | Single Walled | Asphalt coated or Bare Steel |  |  |  | Removal | 1991-01-29
0-004336 | LMH AUTO SALES | 303 N BLACK CANYON HWY | PHOENIX | AZ | 85009 | Maricopa | 2 | Perm Closure | 1961-01-01 | 4000 | Gasoline | COMPARTMENT A | Double Walled | Asphalt coated or Bare Steel |  |  |  | Removal | 1997-02-05
0-000868 | 88 TRAILS CORP | 1571 W APACHE TRL | APACHE JUNCTION | AZ | 85120 | Pinal | 1 | Perm Closure | 1981-01-01 | 12000 | Gasoline | COMPARTMENT A |  | Asphalt coated or Bare Steel | Pressure |  | Fiberglass Reinforced Plastic | Removal | 1995-11-07
0-000868 | 88 TRAILS CORP | 1571 W APACHE TRL | APACHE JUNCTION | AZ | 85120 | Pinal | 2 | Perm Closure | 1981-01-01 | 12000 | Gasoline | COMPARTMENT A |  | Asphalt coated or Bare Steel | Pressure |  | Fiberglass Reinforced Plastic | Removal | 1995-11-07
0-000868 | 88 TRAILS CORP | 1571 W APACHE TRL | APACHE JUNCTION | AZ | 85120 | Pinal | 7 | Temp Closure | 1995-11-10 | 20000 | Gasoline | COMPARTMENT A | Double Walled | Fiberglass Reinforced Plastic | Pressure | Double Walled | Fiberglass Reinforced Plastic |  | 2017-12-22
0-009211 | RANDYS GARAGE | 401 W SECOND ST | WINSLOW | AZ | 86047 | Navajo | 3 | Perm Closure | 1959-01-01 | 250 | Used Oil/Waste Oil | COMPARTMENT A | Double Walled | Asphalt coated or Bare Steel | Gravity Feed |  | Bare or Galvanized Steel | Removal | 2001-09-25
0-008765 | DUNLAP OIL COMPANY | 759 S HASKELL AVE | WILLCOX | AZ | 85643 | Cochise | 2 | Perm Closure | 1947-01-01 | 5000 | Gasoline | COMPARTMENT A | Double Walled | Asphalt coated or Bare Steel | Suction - Check Valve at the Tank Top |  |  | Closed in Place | 1987-01-01
0-008822 | CIRCLE K STORE #2703443 | 1680 N CARL JR DR | NOGALES | AZ | 85621 | Santa Cruz | 2 | Open | 1995-08-15 | 12000 | Gasoline | COMPARTMENT A | Double Walled | Fiberglass Reinforced Plastic | Pressure | Double Walled | Fiberglass Reinforced Plastic
0-008822 | CIRCLE K STORE #2703443 | 1680 N CARL JR DR | NOGALES | AZ | 85621 | Santa Cruz | 3 | Open | 1995-08-15 | 12000 | Diesel | COMPARTMENT A | Double Walled | Fiberglass Reinforced Plastic | Pressure | Double Walled | Fiberglass Reinforced Plastic
0-008746 | LA CHOLLA AIRPARK | 1777 W CESSNA WAY | ORO VALLEY | AZ | 85755 | Pima | 2 | Perm Closure | 1977-01-01 | 6000 | Gasoline | COMPARTMENT A | Unknown | Asphalt coated or Bare Steel |  |  |  | Removal | 1996-06-14
0-000293 | CIRCLE K #2705290 | 1501 W WARNER RD | TEMPE | AZ | 85284 | Maricopa | 2 | Open | 1988-01-01 | 15000 | Gasoline | COMPARTMENT A | Double Walled | Fiberglass Reinforced Plastic | Pressure |  | Fiberglass Reinforced Plastic
0-000293 | CIRCLE K #2705290 | 1501 W WARNER RD | TEMPE | AZ | 85284 | Maricopa | 3 | Open | 1988-01-01 | 10000 | Gasoline | COMPARTMENT A | Double Walled | Fiberglass Reinforced Plastic | Pressure |  | Fiberglass Reinforced Plastic
0-008337 | CLYDE WANSLEE AUTO SALES | 733 S STONE AVE | TUCSON | AZ | 85701 | Pima | 1 | Perm Closure | 2005-06-17 |  | Gasoline | COMPARTMENT A | Unknown | Asphalt coated or Bare Steel |  |  |  | Removal | 1989-11-07
0-001557 | TUCSON OIL PRODUCTS INC | 1057 E MILL ST | TUCSON | AZ | 85719 | Pima | 3 | Perm Closure | 1981-01-01 | 8000 | New Oil | COMPARTMENT A | Single Walled | Asphalt coated or Bare Steel | Suction - Check Valve at the Tank Top |  |  | Removal | 1998-12-04
0-002853 | TUCSON SCHOOL DISTRICT | 2050 E WINSETT ST | TUCSON | AZ | 85719 | Pima | 2 | Perm Closure | 1976-05-06 | 1110 | Diesel | COMPARTMENT A | Double Walled | Asphalt coated or Bare Steel |  |  |  | Removal | 1996-02-09
0-010124 | COSTCO #736 | 595 S GALLERIA WAY | CHANDLER | AZ | 85226 | Maricopa | 4 | Open | 2012-02-23 | 1500 | Solvent | COMPARTMENT A | Double Walled | Fiberglass Reinforced Plastic | Pressure | Double Walled | Fiberglass Reinforced Plastic
0-010124 | COSTCO #736 | 595 S GALLERIA WAY | CHANDLER | AZ | 85226 | Maricopa | 3 | Open | 2005-11-01 | 30000 | Gasoline | COMPARTMENT A | Double Walled | Fiberglass Reinforced Plastic | Pressure
0-002204 | GTE GOVERNMENT SYSTEMS | 2010 W 14TH ST | TEMPE | AZ | 85281 | Maricopa | 2 | Perm Closure | 1982-01-01 | 3000 | Diesel | COMPARTMENT A | Single Walled | Fiberglass Reinforced Plastic |  |  |  | Closed in Place | 1985-10-01
0-008000 | CLOUSE ENGINEERING | 3815 N 32ND ST | PHOENIX | AZ | 85018 | Maricopa | 1 | Perm Closure | 1978-01-01 | 1000 | Gasoline | COMPARTMENT A | Unknown | Asphalt coated or Bare Steel | Suction - Check Valve at the Tank Top |  | Bare or Galvanized Steel | Removal | 1992-10-13
0-009350 | FORMER ALL PRO TRANSMISSION | 413 E INDIAN SCHOOL RD | PHOENIX | AZ | 85012 | Maricopa | 1 | Perm Closure | 1959-01-01 | 500 | Used Oil/Waste Oil | COMPARTMENT A | Unknown | Asphalt coated or Bare Steel |  |  |  | Removal | 1998-10-28
0-010177 | SAM'S CLUB #6608 | 1525 W BELL RD | PHOENIX | AZ | 85023 | Maricopa | 3 | Open | 2007-02-17 | 8000 | Diesel | COMPARTMENT A | Double Walled | Fiberglass Reinforced Plastic | Pressure | Double Walled | Flexible
0-010169 | LOVE'S TRAVEL STOP #349 | 2931 E GILA RIDGE RD | YUMA | AZ | 85365 | Yuma | 1 | Open | 2007-02-27 | 6000 | Gasoline | COMPARTMENT B | Double Walled | Composite (Steel/Fiberglass) | Pressure | Double Walled | Fiberglass Reinforced Plastic
0-010198 | SPEEDWAY STORE #2960 | 795 W VIA RANCHO SAHUARITA | SAHUARITA | AZ | 85629 | Pima | 1 | Open | 2007-08-23 | 20000 | Gasoline (UL) | COMPARTMENT A | Double Walled | Fiberglass Reinforced Plastic | Pressure | Double Walled | Fiberglass Reinforced Plastic
0-010201 | TOM'S THUMB FRESH MARKET | 9393 E BELL RD | SCOTTSDALE | AZ | 85260 | Maricopa | 3 | Open | 2007-02-22 | 5000 | Gasoline | COMPARTMENT B | Double Walled | Composite (Steel/Fiberglass) | Pressure | Double Walled | Fiberglass Reinforced Plastic
0-010272 | SAM'S CLUB #4829 | 2655 S MARKET ST | GILBERT | AZ | 85295 | Maricopa | 3 | Open | 2008-11-20 | 8000 | Diesel | COMPARTMENT B | Double Walled | Fiberglass Reinforced Plastic | Pressure | Double Walled | Flexible
0-010209 | QUIKTRIP #482 | 1627 N PINAL AVE | CASA GRANDE | AZ | 85122 | Pinal | 1 | Open | 2007-07-06 | 12000 | Gasoline | COMPARTMENT A | Double Walled | Fiberglass Reinforced Plastic | Pressure |  | Fiberglass Reinforced Plastic
0-010253 | SAM'S CLUB #4977 | 5757 E STATE ROUTE 69 | PRESCOTT VALLEY | AZ | 86314 | Yavapai | 3 | Perm Closure | 2008-07-25 | 10000 | Diesel | COMPARTMENT B | Double Walled | Fiberglass Reinforced Plastic | Pressure |  | Flexible | Removal | 2018-08-22
0-010252 | SPEEDWAY STORE #2890 | 2010 N BEELINE HWY | PAYSON | AZ | 85541 | Gila | 2 | Open | 2008-06-30 | 7000 | Gasoline | COMPARTMENT A | Double Walled | Fiberglass Reinforced Plastic | Pressure | Double Walled | Fiberglass Reinforced Plastic
0-010271 | MARICOPA APN 124-06-084 | 4251 E MADISON ST | PHOENIX | AZ | 85034 | Maricopa | 2 | Perm Closure | 2009-02-02 | 550 | Gasoline | COMPARTMENT A |  | Asphalt coated or Bare Steel |  |  |  | Removal | 2008-12-23
0-010307 | OPEN CROSS RANCH |  | SONOITA |  |  | Santa Cruz | 1 | Perm Closure | 2009-07-07 | 1500 | Gasoline | COMPARTMENT A |  | Asphalt coated or Bare Steel |  |  |  | Removal | 2009-06-18
0-006329 | JAKE'S CORNER STORE | 57510 N SR 188 | JAKES CORNER | AZ | 85541 | Gila | 4 | Open | 2009-06-09 | 8000 | Gasoline | COMPARTMENT A | Double Walled | Composite (Steel/Fiberglass) | Pressure | Single Walled | Fiberglass Reinforced Plastic
0-010311 | 503-22-013 | 41203 NW GRAND AVE | MORRISTOWN | AZ | 85342 | Maricopa | 4 | Perm Closure | 2009-07-27 | 500 | Gasoline | COMPARTMENT A | Single Walled | Asphalt coated or Bare Steel |  |  |  | Removal | 2009-05-27
0-010311 | 503-22-013 | 41203 NW GRAND AVE | MORRISTOWN | AZ | 85342 | Maricopa | 1 | Perm Closure | 2009-07-27 | 500 | Gasoline | COMPARTMENT A | Single Walled | Asphalt coated or Bare Steel |  |  |  | Removal | 2009-05-27
0-010314 | RUAN LOGISTICS CORPORATION | 4880 W WATKINS ST | PHOENIX | AZ | 85043 | Maricopa | 1 | Open | 2009-07-28 | 15000 | Diesel | COMPARTMENT A |  | Composite (Steel/Fiberglass) | Pressure | Double Walled | Fiberglass Reinforced Plastic
0-005894 | CIRCLE K #2708841 | 966 E VAN BUREN ST | PHOENIX | AZ | 85006 | Maricopa | 1 | Open | 1986-11-10 | 10000 | Gasoline | COMPARTMENT A | Double Walled | Fiberglass Reinforced Plastic | Pressure |  | Fiberglass Reinforced Plastic
0-003468 | NATIONAL PAINT & DRYWALL INC | 9801 N 21ST AVE | PHOENIX | AZ | 85021 | Maricopa | 3 | Perm Closure | 1972-03-11 | 1000 | Gasoline | COMPARTMENT A | Double Walled | Asphalt coated or Bare Steel | Suction - Check Valve at the Tank Top |  | Bare or Galvanized Steel | Removal | 1999-12-01
0-008342 | SHELTON CONTRACTING SITE - FORMER | 1917 W GLENDALE AVE | PHOENIX | AZ | 85021 | Maricopa | 1 | Perm Closure | 2005-06-17 | 1500 | Gasoline | COMPARTMENT A | Unknown | Asphalt coated or Bare Steel |  |  |  | Removal | 1994-05-24
0-008342 | SHELTON CONTRACTING SITE - FORMER | 1917 W GLENDALE AVE | PHOENIX | AZ | 85021 | Maricopa | 3 | Perm Closure | 2005-06-17 | 500 | Diesel | COMPARTMENT A | Unknown | Asphalt coated or Bare Steel |  |  |  | Removal | 1994-05-24
0-005493 | CIRCLE K #2847 | 2801 E VAN BUREN ST | PHOENIX | AZ | 85008 | Maricopa | 2 | Perm Closure | 1976-03-25 | 8000 | Gasoline | COMPARTMENT A | Double Walled | Asphalt coated or Bare Steel | Pressure |  |  | Removal | 1993-11-16
0-004998 | M & P TRANSPORT | 3635 S 43RD AVE | PHOENIX | AZ | 85009 | Maricopa | 9 | Perm Closure | 1989-01-01 | 500 | New Oil | COMPARTMENT A |  | Fiberglass Reinforced Plastic |  |  |  | Removal | 1998-10-07
0-002546 | HUGHES CATTLE RANCH | 6490 E CATTLE DR | YUMA | AZ | 85365 | Yuma | 2 | Perm Closure | 1980-05-01 | 5000 | Diesel | COMPARTMENT A | Single Walled | Asphalt coated or Bare Steel |  |  |  | Removal | 1986-05-01
0-002546 | HUGHES CATTLE RANCH | 6490 E CATTLE DR | YUMA | AZ | 85365 | Yuma | 1 | Perm Closure | 1980-05-01 | 5000 | Gasoline | COMPARTMENT A | Single Walled | Asphalt coated or Bare Steel |  |  |  | Removal | 1986-05-01
0-006283 | THE FILLING STATION | 1149 E FLORENCE BLVD | CASA GRANDE | AZ | 85122 | Pinal | 7 | Perm Closure | 2017-09-01 | 500 | Used Oil/Waste Oil | COMPARTMENT A | Unknown | Asphalt coated or Bare Steel |  |  |  | Removal | 2017-07-15
0-002980 | QUEEN VALLEY GOLF COUNTRY CLUB | 600 N FAIRWAY DR | QUEEN VALLEY | AZ | 85118 | Pinal | 3 | Perm Closure | 1976-01-01 | 4000 | Gasoline (PUL) | COMPARTMENT A | Single Walled | Asphalt coated or Bare Steel |  |  |  | Removal | 1994-06-08
0-002980 | QUEEN VALLEY GOLF COUNTRY CLUB | 600 N FAIRWAY DR | QUEEN VALLEY | AZ | 85118 | Pinal | 1 | Perm Closure | 1976-01-01 | 3000 | Gasoline (UL) | COMPARTMENT A | Single Walled | Asphalt coated or Bare Steel |  |  |  | Removal | 1994-06-08
0-004349 | 66 FINANCE | 2610 E ANDY DEVINE AVE | KINGMAN | AZ | 86401 | Mohave | 3 | Perm Closure | 2005-06-17 | 5000 | Gasoline | COMPARTMENT A | Double Walled | Asphalt coated or Bare Steel |  |  |  | Removal | 1996-08-06
0-002568 | MIAMI-INSPIRATION- REDUCTION PLANT |  | MIAMI |  |  | Gila | 3 | Perm Closure | 1974-04-22 | 10000 | Unidentified | COMPARTMENT A | Single Walled | Asphalt coated or Bare Steel |  |  |  | Closed in Place | 1989-12-20
0-002568 | MIAMI-INSPIRATION- REDUCTION PLANT |  | MIAMI |  |  | Gila | 9 | Perm Closure | 1981-04-22 | 1000 | Gasoline | COMPARTMENT A | Single Walled | Asphalt coated or Bare Steel |  |  |  | Removal | 1989-06-24
0-002568 | MIAMI-INSPIRATION- REDUCTION PLANT |  | MIAMI |  |  | Gila | 6 | Perm Closure | 2005-06-17 | 5000 | Gasoline | COMPARTMENT A | Single Walled | Asphalt coated or Bare Steel |  |  |  | Removal | 1989-06-24
0-003884 | CITY OF PHOENIX - VAL VISTA WATER TREATMENT PLANT | 3200 E MCDOWELL RD | MESA | AZ | 85213 | Maricopa | 1 | Perm Closure | 1976-01-01 | 2000 | Gasoline | COMPARTMENT A | Single Walled | Asphalt coated or Bare Steel | Suction - Check Valve at the Tank Top |  | Bare or Galvanized Steel | Removal | 1993-03-01
0-007437 | EXXONMOBIL OIL CORP #12060 | 353 E BROWN RD | MESA | AZ | 85201 | Maricopa | 2 | Perm Closure | 1989-06-01 | 10000 | Gasoline | COMPARTMENT A |  | Fiberglass Reinforced Plastic | Pressure |  | Fiberglass Reinforced Plastic | Removal | 2007-07-18
0-006774 | DOUGLAS, CITY OF - MAINTENANCE YARD | 101 E 7TH ST | DOUGLAS | AZ | 85607 | Cochise | 3 | Perm Closure | 1972-01-01 | 500 | Gasoline | COMPARTMENT A | Double Walled | Asphalt coated or Bare Steel |  |  |  | Removal | 1995-04-10
0-004627 | 7-ELEVEN #18031 | 3602 E INDIAN SCHOOL RD | PHOENIX | AZ | 85018 | Maricopa | 1 | Perm Closure | 1976-05-05 | 7900 | Gasoline | COMPARTMENT A | Unknown | Asphalt coated or Bare Steel |  |  |  | Removal | 1988-03-01
0-004627 | 7-ELEVEN #18031 | 3602 E INDIAN SCHOOL RD | PHOENIX | AZ | 85018 | Maricopa | 2 | Perm Closure | 1976-05-05 | 4000 | Gasoline | COMPARTMENT A | Unknown | Asphalt coated or Bare Steel |  |  |  | Removal | 1988-03-01
0-000659 | CHAPMAN AUTOMOTIVE GROUP - STRIP | 4646 E 22ND ST | TUCSON | AZ | 85711 | Pima | 5 | Perm Closure | 1970-01-01 | 3000 | New Oil | COMPARTMENT A | Single Walled | Asphalt coated or Bare Steel | Suction - Check Valve at the Tank Top | Single Walled | Bare or Galvanized Steel | Removal | 1993-01-26
0-001878 | CIRCLE K STORE #2705400 | 7351 W CHANDLER BLVD | CHANDLER | AZ | 85226 | Maricopa | 12 | Open | 1998-11-17 | 15000 | Gasoline | COMPARTMENT A | Double Walled | Fiberglass Reinforced Plastic | Pressure | Double Walled | Fiberglass Reinforced Plastic
0-001878 | CIRCLE K STORE #2705400 | 7351 W CHANDLER BLVD | CHANDLER | AZ | 85226 | Maricopa | 1 | Perm Closure | 1969-01-01 | 6000 | Gasoline | COMPARTMENT A |  | Asphalt coated or Bare Steel |  |  |  | Removal | 1989-01-15
0-001878 | CIRCLE K STORE #2705400 | 7351 W CHANDLER BLVD | CHANDLER | AZ | 85226 | Maricopa | 6 | Perm Closure | 1989-01-15 | 10000 | Gasoline | COMPARTMENT A | Double Walled | Fiberglass Reinforced Plastic | Pressure |  | Fiberglass Reinforced Plastic | Removal | 1998-07-17
0-001878 | CIRCLE K STORE #2705400 | 7351 W CHANDLER BLVD | CHANDLER | AZ | 85226 | Maricopa | 9 | Perm Closure | 1979-01-01 | 500 | Used Oil/Waste Oil | COMPARTMENT A | Single Walled | Asphalt coated or Bare Steel | Gravity Feed | Single Walled | Bare or Galvanized Steel | Removal | 1998-07-17
0-005936 | TUCSON NEWSPAPERS INC | 4850 S PARK AVE | TUCSON | AZ | 85714 | Pima | 4 | Perm Closure | 1975-12-20 | 10000 | Gasoline | COMPARTMENT A | Double Walled | Asphalt coated or Bare Steel |  |  |  | Removal | 1987-10-13
0-000502 | ARCO AM/PM #5286 | 1201 E NORTHERN AVE | PHOENIX | AZ | 85020 | Maricopa | 11 | Open | 1993-09-01 | 10000 | Gasoline | COMPARTMENT A | Double Walled | Fiberglass Reinforced Plastic | Pressure | Double Walled | Fiberglass Reinforced Plastic
0-007854 | CHAPMAN HYUNDAI OF SCOTTSDALE | 6601 E MCDOWELL RD | SCOTTSDALE | AZ | 85257 | Maricopa | 9 | Perm Closure | 1987-01-01 | 2000 | Used Oil/Waste Oil | COMPARTMENT A | Double Walled | Fiberglass Reinforced Plastic | Gravity Feed | Double Walled | Fiberglass Reinforced Plastic | Removal | 2019-09-19
0-002425 | MOBIL - HALLUM MOBIL | 4501 N US HIGHWAY 89 | FLAGSTAFF | AZ | 86004 | Coconino | 4 | Perm Closure | 1979-04-09 | 4000 | Diesel | COMPARTMENT A | Single Walled | Asphalt coated or Bare Steel | Pressure |  | Fiberglass Reinforced Plastic | Removal | 2019-07-10
0-001220 | CIRCLE K #2700401 | 11 E MCKELLIPS RD | MESA | AZ | 85201 | Maricopa | 2 | Open | 1981-01-01 | 10000 | Gasoline | COMPARTMENT A | Single Walled | Asphalt coated or Bare Steel | Pressure | Single Walled | Bare or Galvanized Steel
0-004987 | FIREBIRD FUEL COMPANY #304 | 2343 N 27TH AVE | PHOENIX | AZ | 85009 | Maricopa | 1 | Open | 1974-01-01 | 20000 | Gasoline (UL) | COMPARTMENT A |  | Asphalt coated or Bare Steel | Pressure |  | Fiberglass Reinforced Plastic
0-004987 | FIREBIRD FUEL COMPANY #304 | 2343 N 27TH AVE | PHOENIX | AZ | 85009 | Maricopa | 11 | Perm Closure | 1983-05-01 | 6000 | New Oil | COMPARTMENT A | Double Walled | Asphalt coated or Bare Steel | Suction - Check Valve at the Tank Top |  | Bare or Galvanized Steel | Removal | 1998-10-07
0-005392 | USPS - RIO SALADO FACILITY | 1441 E BUCKEYE RD | PHOENIX | AZ | 85034 | Maricopa | 3 | Perm Closure | 1966-05-01 | 1000 | Unidentified | COMPARTMENT A | Unknown | Asphalt coated or Bare Steel |  |  |  | Removal | 1989-04-03
0-005392 | USPS - RIO SALADO FACILITY | 1441 E BUCKEYE RD | PHOENIX | AZ | 85034 | Maricopa | 1 | Perm Closure | 1966-05-01 | 5000 | Gasoline | COMPARTMENT A | Unknown | Asphalt coated or Bare Steel |  |  |  | Removal | 1989-04-05
0-003080 | BEAVER PEST CONTROL | 2545 N 29TH PL | PHOENIX | AZ | 85008 | Maricopa | 1 | Perm Closure | 1940-01-01 | 285 | Diesel | COMPARTMENT A | Unknown | Asphalt coated or Bare Steel | Gravity Feed |  | Bare or Galvanized Steel | Removal | 1994-08-19
0-006429 | F1 FOOD & FUEL LLC | 8941 N 12TH ST | PHOENIX | AZ | 85020 | Maricopa | 1 | Perm Closure | 1983-09-02 | 4000 | Gasoline | COMPARTMENT A | Double Walled | Asphalt coated or Bare Steel | Pressure |  |  | Removal | 1998-03-05
0-008646 | CIRCLE K #2701929 | 4808 E BELL RD | PHOENIX | AZ | 85254 | Maricopa | 2 | Open | 1995-06-12 | 10000 | Gasoline | COMPARTMENT A | Double Walled | Fiberglass Reinforced Plastic | Pressure | Double Walled | Fiberglass Reinforced Plastic
0-003075 | TEXACO - JODIE MASHBURN'S TEXACO | 4056 E SPEEDWAY BLVD | TUCSON | AZ | 85712 | Pima | 1 | Perm Closure | 1948-01-01 | 2000 | Gasoline | COMPARTMENT A | Single Walled | Asphalt coated or Bare Steel |  |  |  | Removal | 1988-06-01
0-002737 | JOHNSON STEWART LLC | 1564 N ALMA SCHOOL RD | MESA | AZ | 85201 | Maricopa | 2 | Perm Closure | 1982-01-01 | 4000 | Gasoline | COMPARTMENT A |  | Asphalt coated or Bare Steel |  |  |  | Removal | 1994-02-14
0-004798 | RIGHT AWAY DISPOSAL, LLC - PHOENIX TRANSFER STATION | 3000 S 19TH AVE | PHOENIX | AZ | 85009 | Maricopa | 1 | Perm Closure | 1971-01-01 | 10000 | Diesel | COMPARTMENT A |  | Asphalt coated or Bare Steel | Suction - Check Valve at the Tank Top |  |  | Removal | 1988-12-07
0-004798 | RIGHT AWAY DISPOSAL, LLC - PHOENIX TRANSFER STATION | 3000 S 19TH AVE | PHOENIX | AZ | 85009 | Maricopa | 4 | Perm Closure | 1971-01-01 | 500 | Used Oil/Waste Oil | COMPARTMENT A |  | Asphalt coated or Bare Steel | Suction - Check Valve at the Tank Top |  |  | Removal | 1998-04-29
0-004812 | TERRA DESIGNS | 5425 E PIMA ST | TUCSON | AZ | 85712 | Pima | 3 | Perm Closure | 1967-01-01 | 12000 | Gasoline | COMPARTMENT A | Single Walled | Asphalt coated or Bare Steel |  |  |  | Removal | 1986-01-01
0-004812 | TERRA DESIGNS | 5425 E PIMA ST | TUCSON | AZ | 85712 | Pima | 4 | Perm Closure | 1967-01-01 | 12000 | Gasoline | COMPARTMENT A | Single Walled | Asphalt coated or Bare Steel |  |  |  | Removal | 1986-01-01
0-009777 | PARCEL 103-17-042 | 200 E SECOND ST | WINSLOW | AZ | 86047 | Navajo | 1 | Perm Closure | 2005-06-17 | 2000 | Gasoline | COMPARTMENT A | Double Walled | Asphalt coated or Bare Steel | Suction - Check Valve at the Dispenser |  | Bare or Galvanized Steel | Removal | 2002-02-01
0-009754 | RAINBOW ROCK SHOP | 101 NAVAJO BLVD | HOLBROOK | AZ | 86025 | Navajo | 1 | Perm Closure | 2005-06-17 | 1000 | Gasoline | COMPARTMENT A | Unknown | Asphalt coated or Bare Steel | Suction - Check Valve at the Dispenser |  | Bare or Galvanized Steel | Closed in Place | 2002-04-11
0-001099 | VALERO FOOD MART | 1949 E OSBORN RD | PHOENIX | AZ | 85016 | Maricopa | 2 | Perm Closure | 1968-01-01 | 10000 | Gasoline | COMPARTMENT A |  | Asphalt coated or Bare Steel |  |  |  | Removal | 1990-05-17
0-002154 | GELCO TRUCK LEASING | 2626 N 31ST AVE | PHOENIX | AZ | 85009 | Maricopa | 1 | Perm Closure | 1985-01-01 | 10000 | Diesel | COMPARTMENT A | Single Walled | Asphalt coated or Bare Steel |  |  |  | Removal | 1989-03-10
0-004790 | SUNSTATE EQUIPMENT | 5425 E WASHINGTON ST | PHOENIX | AZ | 85034 | Maricopa | 4 | Perm Closure | 1986-01-01 | 500 | Unidentified | COMPARTMENT A | Double Walled | Fiberglass Reinforced Plastic | Suction - Check Valve at the Tank Top |  |  | Removal | 1996-08-02
0-001107 | CHEVRON #9-5477 | 9840 W PEORIA AVE | PEORIA | AZ | 85345 | Maricopa | 1 | Perm Closure | 1965-01-01 | 7500 | Gasoline | COMPARTMENT A | Single Walled | Asphalt coated or Bare Steel | Pressure | Single Walled | Bare or Galvanized Steel | Removal | 1998-12-29
0-000262 | ADOT - SAFFORD #1 MAINTENANCE CAMP |  | SAFFORD |  |  | Graham | 5 | Perm Closure | 1961-01-01 | 500 | Used Oil/Waste Oil | COMPARTMENT A |  | Asphalt coated or Bare Steel |  |  |  | Removal | 1987-04-07
0-004010 | MINIT LUBE 1135 | 399 N ARIZONA AVE | CHANDLER | AZ | 85225 | Maricopa | 3 | Perm Closure | 1985-01-01 | 2000 | Used Oil/Waste Oil | COMPARTMENT A | Single Walled | Asphalt coated or Bare Steel | Suction - Check Valve at the Tank Top |  |  | Removal | 1995-10-26
0-003799 | MIDWAY AUTO TEAM | 2201 W BELL RD | PHOENIX | AZ | 85023 | Maricopa | 1 | Perm Closure | 1984-06-11 | 10000 | Gasoline | COMPARTMENT A | Unknown | Asphalt coated or Bare Steel | Pressure |  |  | Removal | 1997-01-22
0-000112 | GRAND VIEW DAIRY | 5202 S AIRPORT RD | BUCKEYE | AZ | 85326 | Maricopa | 1 | Perm Closure | 1976-01-01 | 10000 | Gasoline | COMPARTMENT A |  | Asphalt coated or Bare Steel |  |  |  | Removal | 1987-08-01
0-002108 | BORDER CONSTRUCTION - MAIN HUB | 3643 E ANNE ST | PHOENIX | AZ | 85040 | Maricopa | 2 | Perm Closure | 1987-08-01 | 10000 | Diesel | COMPARTMENT A | Double Walled | Composite (Steel/Fiberglass) | Pressure |  |  | Removal | 1994-11-15
0-001642 | CONTINENTAL AIRLINES | 4200 E AIR LN | PHOENIX | AZ | 85034 | Maricopa | 1 | Perm Closure | 1961-01-01 | 1000 | Gasoline | COMPARTMENT A |  | Asphalt coated or Bare Steel |  |  |  | Removal | 1989-11-29
0-001570 | COBRE TIRE CO | 1839 W DUNLAP AVE | PHOENIX | AZ | 85021 | Maricopa | 1 | Perm Closure | 1975-01-01 | 500 | Used Oil/Waste Oil | COMPARTMENT A |  | Asphalt coated or Bare Steel |  |  |  | Removal | 1988-09-01
0-009261 | CIRCLE K #2705544 | 8326 W UNION HILLS DR | PEORIA | AZ | 85382 | Maricopa | 2 | Open | 1997-11-10 | 15000 | Gasoline | COMPARTMENT A | Double Walled | Fiberglass Reinforced Plastic | Pressure | Double Walled | Fiberglass Reinforced Plastic
0-004106 | LITCHFIELD SCHOOL DISTRICT - BUS MAINTENANCE FACILITY | 18915 W THOMAS RD | BUCKEYE | AZ | 85396 | Maricopa | 2 | Perm Closure | 1987-06-24 | 10000 | Diesel #2 | COMPARTMENT A | Double Walled | Fiberglass Reinforced Plastic | Pressure | Double Walled | Flexible | Removal | 2019-12-06
0-004897 | TERRIBLE HERBST #101 | 60 LAKE HAVASU AVE N | LAKE HAVASU CITY | AZ | 86403 | Mohave | 3 | Perm Closure | 1972-04-22 | 10000 | Gasoline | COMPARTMENT A | Double Walled | Asphalt coated or Bare Steel | Pressure |  |  | Removal | 1991-12-11
0-000495 | ARCO #5341 | 365 E SOUTHERN AVE | MESA | AZ | 85210 | Maricopa | 2 | Open | 1986-01-01 | 12000 | Gasoline | COMPARTMENT A | Double Walled | Fiberglass Reinforced Plastic | Pressure | Double Walled | Fiberglass Reinforced Plastic
0-005809 | ARCO #5486 | 1602 E BELL RD | PHOENIX | AZ | 85022 | Maricopa | 2 | Open | 1987-11-19 | 12000 | Gasoline | COMPARTMENT A | Double Walled | Fiberglass Reinforced Plastic | Pressure |  | Fiberglass Reinforced Plastic
0-002355 | WL GORE & ASSOCIATES - MEDICAL WEST & ELDEN VIEW | 1505 N 4TH ST | FLAGSTAFF | AZ | 86004 | Coconino | 2 | Perm Closure | 1969-04-22 | 5000 | Hazardous Substance | COMPARTMENT A | Single Walled | Asphalt coated or Bare Steel |  |  |  | Removal | 1987-08-27
0-004203 | INTER-COASTAL ELECTRONICS | 5750 E MCKELLIPS RD | MESA | AZ | 85215 | Maricopa | 1 | Perm Closure | 1961-04-29 | 5000 | Diesel | COMPARTMENT A | Double Walled | Asphalt coated or Bare Steel |  |  |  | Removal | 1979-06-01
0-002520 | DEER VALLEY COMPUTER PARK | 2929 W THUNDERBIRD RD | PHOENIX | AZ | 85053 | Maricopa | 7 | Perm Closure | 2005-06-17 | 4000 | Gasoline | COMPARTMENT A | Single Walled | Asphalt coated or Bare Steel |  |  |  | Removal | 1986-08-01
0-002520 | DEER VALLEY COMPUTER PARK | 2929 W THUNDERBIRD RD | PHOENIX | AZ | 85053 | Maricopa | 3 | Perm Closure | 1964-01-01 | 1500 | Unidentified | COMPARTMENT A | Single Walled | Asphalt coated or Bare Steel |  |  |  | Removal | 1986-02-01
0-004047 | BULLS MARKET | 2449 HIGHWAY 95 | BULLHEAD CITY | AZ | 86442 | Mohave | 2 | Perm Closure | 1973-01-01 | 10000 | Gasoline | COMPARTMENT A | Unknown | Asphalt coated or Bare Steel | Pressure |  |  | Removal | 1992-05-04
0-005558 | WAITE'S UNION 76 | 645 W CLEVELAND | SAINT JOHNS | AZ | 85936 | Apache | 2 | Perm Closure | 1984-05-22 | 3000 | Gasoline | COMPARTMENT A | Unknown | Asphalt coated or Bare Steel |  |  |  | Removal | 1993-05-13
0-002232 | NICKS SELF SERVE | 641 W PIMA ST | GILA BEND | AZ | 85337 | Maricopa | 3 | Perm Closure | 1978-05-02 | 5000 | Diesel | COMPARTMENT A | Single Walled | Asphalt coated or Bare Steel | Suction - Check Valve at the Tank Top |  |  | Removal | 2004-06-22
0-002232 | NICKS SELF SERVE | 641 W PIMA ST | GILA BEND | AZ | 85337 | Maricopa | 1 | Perm Closure | 1978-05-02 | 10000 | Gasoline | COMPARTMENT A | Single Walled | Asphalt coated or Bare Steel | Suction - Check Valve at the Tank Top |  | Fiberglass Reinforced Plastic | Removal | 2004-06-22
0-001953 | ERV'S EQUIPMENT RENTAL | 4469 E 5TH ST | TUCSON | AZ | 85711 | Pima | 1 | Perm Closure | 1985-01-01 | 550 | Diesel | COMPARTMENT A |  | Asphalt coated or Bare Steel | Pressure |  |  | Removal | 1994-06-22
0-001903 | CITY OF ELOY - CITY AIRPORT | 2030 W AIRPORT DR | ELOY | AZ | 85131 | Pinal | 2 | Perm Closure | 1966-01-01 | 1000 | Gasoline | COMPARTMENT A |  | Asphalt coated or Bare Steel | Suction - Check Valve at the Tank Top | Single Walled | Bare or Galvanized Steel | Removal | 1993-05-06
0-001889 | EXXON #7-2506 | 8402 E INDIAN SCHOOL RD | SCOTTSDALE | AZ | 85251 | Maricopa | 1 | Perm Closure | 1970-01-01 | 6000 | Gasoline | COMPARTMENT A |  | Asphalt coated or Bare Steel | Pressure | Single Walled | Bare or Galvanized Steel | Removal | 1990-06-01
0-001889 | EXXON #7-2506 | 8402 E INDIAN SCHOOL RD | SCOTTSDALE | AZ | 85251 | Maricopa | 8 | Perm Closure | 1989-02-01 | 1000 | Used Oil/Waste Oil | COMPARTMENT A | Double Walled | Fiberglass Reinforced Plastic | Pressure |  | Fiberglass Reinforced Plastic | Removal | 2000-04-05
0-000107 | VULCAN MATERIALS COMPANY- LITCHFIELD FACILITY | 11923 W INDIAN SCHOOL RD | AVONDALE | AZ | 85392 | Maricopa | 5 | Perm Closure | 1978-01-01 | 500 | Used Oil/Waste Oil | COMPARTMENT A |  | Asphalt coated or Bare Steel |  |  |  | Removal | 1995-09-14
0-005082 | 22ND ST SELF SERVE | 1105 E 22ND ST | TUCSON | AZ | 85713 | Pima | 2 | Perm Closure | 1978-04-01 | 10000 | Gasoline | COMPARTMENT A | Double Walled | Asphalt coated or Bare Steel | Pressure |  | Fiberglass Reinforced Plastic | Removal | 1987-01-01
0-004926 | CIRCLE K STORE #2708517 | 7601 S CENTRAL AVE | PHOENIX | AZ | 85042 | Maricopa | 7 | Open | 1987-10-05 | 10000 | Gasoline | COMPARTMENT A | Double Walled | Fiberglass Reinforced Plastic | Pressure |  | Fiberglass Reinforced Plastic
0-004926 | CIRCLE K STORE #2708517 | 7601 S CENTRAL AVE | PHOENIX | AZ | 85042 | Maricopa | 2 | Perm Closure | 1971-05-08 | 8000 | Gasoline | COMPARTMENT A | Double Walled | Asphalt coated or Bare Steel |  |  |  | Removal | 1987-09-24
0-003246 | MOBIL 18-MOL | 9850 W GRAND AVE | SUN CITY | AZ | 85351 | Maricopa | 1 | Perm Closure | 1973-01-01 | 12000 | Gasoline | COMPARTMENT A |  | Asphalt coated or Bare Steel | Pressure |  |  | Removal | 1989-01-01
0-008078 | SAFARI GAS & REPAIR | 145 W STATE ROUTE 89A | SEDONA | AZ | 86336 | Coconino | 2 | Perm Closure | 2005-06-17 | 8000 | Gasoline | COMPARTMENT A | Unknown | Asphalt coated or Bare Steel | Pressure |  | Fiberglass Reinforced Plastic | Removal | 1993-03-15
0-008078 | SAFARI GAS & REPAIR | 145 W STATE ROUTE 89A | SEDONA | AZ | 86336 | Coconino | 1 | Perm Closure | 2005-06-17 | 6000 | Gasoline | COMPARTMENT A | Unknown | Asphalt coated or Bare Steel | Pressure |  | Fiberglass Reinforced Plastic | Removal | 1993-03-15
0-001339 | CIRCLE K #2700867 | 1587 N TREKELL RD | CASA GRANDE | AZ | 85122 | Pinal | 6 | Open | 1995-04-24 | 10000 | Gasoline | COMPARTMENT A |  | Fiberglass Reinforced Plastic | Pressure | Double Walled | Fiberglass Reinforced Plastic
0-004635 | 7-ELEVEN #19158 | 5901 W MCDOWELL RD | PHOENIX | AZ | 85035 | Maricopa | 1 | Perm Closure | 1977-01-01 | 10000 | Gasoline | COMPARTMENT A | Single Walled | Asphalt coated or Bare Steel | Pressure | Single Walled | Bare or Galvanized Steel | Removal | 1993-02-11
0-001296 | CIRCLE K #2700733 | 95 E HWY 90 | SIERRA VISTA | AZ | 85635 | Cochise | 1 | Perm Closure | 1972-01-01 | 10000 | Gasoline | COMPARTMENT A |  | Asphalt coated or Bare Steel |  |  |  | Removal | 1995-05-11
0-002852 | EXXON - FRANK'S EXXON SERVICE | 220 W 5TH ST | SAFFORD | AZ | 85546 | Graham | 1 | Perm Closure | 1984-05-08 | 10000 | Gasoline | COMPARTMENT A | Single Walled | Asphalt coated or Bare Steel |  |  |  | Removal | 1995-07-01
0-004472 | ERIC MARCUS MUNICIPAL AIRPORT | 200 W GUNNERY BASE RD | AJO | AZ | 85321 | Pima | 2 | Perm Closure | 2005-06-17 | 1200 | Unidentified | COMPARTMENT A | Unknown | Unknown |  |  |  | Removal | 1995-03-20
0-002724 | D EG CONSTRUCTION CO | 724 W COMMERCE AVE | GILBERT | AZ | 85233 | Maricopa | 2 | Perm Closure | 1974-01-01 | 5000 | Diesel | COMPARTMENT A | Double Walled | Asphalt coated or Bare Steel | Suction - Check Valve at the Tank Top |  |  | Removal | 1991-12-16
0-000954 | CARNATION DAIRIES | 4140 N CENTRAL AVE | PHOENIX | AZ | 85012 | Maricopa | 1 | Perm Closure | 1987-08-01 | 15000 | Diesel | COMPARTMENT A | Double Walled | Fiberglass Reinforced Plastic | Suction - Check Valve at the Tank Top |  | Fiberglass Reinforced Plastic | Removal | 1997-12-10
0-004247 | SPEEDWAY STORE #2976 | 101 E 16TH ST | DOUGLAS | AZ | 85607 | Cochise | 1 | Temp Closure | 1986-10-27 | 10000 | Gasoline | COMPARTMENT A | Double Walled | Fiberglass Reinforced Plastic | Pressure |  | Fiberglass Reinforced Plastic |  | 2020-11-05
0-000833 | AFCO #020214 | 1851 S 19TH AVE | PHOENIX | AZ | 85009 | Maricopa | 3 | Perm Closure | 1982-08-01 | 20000 | Diesel | COMPARTMENT A |  | Asphalt coated or Bare Steel |  |  |  | Removal | 1989-08-15
0-009063 | MCGUIREVILLE MINI MART | 2105 E BEAVER CREEK RD | MCGUIREVILLE | AZ | 86335 | Yavapai | 3 | Open | 1999-02-01 | 15000 | Gasoline | COMPARTMENT A | Double Walled | Fiberglass Reinforced Plastic | Pressure | Double Walled | Fiberglass Reinforced Plastic
0-009063 | MCGUIREVILLE MINI MART | 2105 E BEAVER CREEK RD | MCGUIREVILLE | AZ | 86335 | Yavapai | 1 | Perm Closure | 1966-01-01 | 6500 | Gasoline | COMPARTMENT B |  | Asphalt coated or Bare Steel | Pressure |  | Bare or Galvanized Steel | Removal | 1999-01-19
0-001194 | CIRCLE K #220 | 7938 N 59TH AVE | GLENDALE | AZ | 85301 | Maricopa | 1 | Perm Closure | 1984-01-01 | 10000 | Gasoline | COMPARTMENT A | Single Walled | Fiberglass Reinforced Plastic | Pressure | Single Walled | Fiberglass Reinforced Plastic | Removal | 2001-09-18
0-004228 | RYDER TRANSPORTATION SERVICES #0128 | 2301 N BLACK CANYON HWY | PHOENIX | AZ | 85009 | Maricopa | 6 | Perm Closure | 1974-01-01 | 2000 | Used Oil/Waste Oil | COMPARTMENT A |  | Asphalt coated or Bare Steel | Gravity Feed |  |  | Removal | 1994-07-26
0-001981 | EXXON #7-3052 | 9001 N 7TH AVE | PHOENIX | AZ | 85021 | Maricopa | 5 | Perm Closure | 1965-01-01 | 550 | Used Oil/Waste Oil | COMPARTMENT A | Double Walled | Fiberglass Reinforced Plastic | Gravity Feed |  |  | Removal | 1993-07-01
0-001867 | CIRCLE K #30011 | 4002 E INDIAN SCHOOL RD | PHOENIX | AZ | 85018 | Maricopa | 3 | Perm Closure | 1964-01-01 | 6000 | Gasoline | COMPARTMENT A |  | Asphalt coated or Bare Steel | Pressure |  | Fiberglass Reinforced Plastic | Removal | 1996-11-07
0-001867 | CIRCLE K #30011 | 4002 E INDIAN SCHOOL RD | PHOENIX | AZ | 85018 | Maricopa | 6 | Perm Closure | 1996-11-18 | 10000 | Gasoline | COMPARTMENT A | Double Walled | Fiberglass Reinforced Plastic | Pressure | Double Walled | Fiberglass Reinforced Plastic | Removal | 2003-05-13
0-006694 | EASTERN ARIZONA COLLEGE | 600 W CHURCH ST | THATCHER | AZ | 85552 | Graham | 1 | Perm Closure | 1959-01-01 | 500 | Unidentified | COMPARTMENT A |  | Asphalt coated or Bare Steel |  |  |  | Removal | 1989-11-27
0-007275 | FAST FRED'S HAULING SERVICE | 5409 E EMPIRE AVE | FLAGSTAFF | AZ | 86004 | Coconino | 1 | Perm Closure | 2005-06-17 | 1000 | Gasoline | COMPARTMENT A | Double Walled | Asphalt coated or Bare Steel |  |  |  | Removal | 1991-05-03
0-002951 | LEPRINO FOODS | 302 E UNIVERSITY DR | PHOENIX | AZ | 85004 | Maricopa | 1 | Perm Closure | 1983-01-01 | 6000 | Diesel | COMPARTMENT A |  | Asphalt coated or Bare Steel |  |  |  | Removal | 1989-07-20
0-004401 | APACHE ALTERNATIVE SCHOOL | 1201 N 85TH PL | SCOTTSDALE | AZ | 85257 | Maricopa | 3 | Open | 1996-05-16 | 6000 | Gasoline | COMPARTMENT A | Double Walled | Fiberglass Reinforced Plastic | Pressure | Double Walled | Fiberglass Reinforced Plastic
0-008227 | USDOI NPS - PIPE SPRING NATIONAL MONUMENT | 401 N PIPE SPRINGS RD | KAIBAB | AZ | 86021 | Mohave | 1 | Perm Closure | 1979-01-01 | 1000 | Gasoline | COMPARTMENT A | Double Walled | Asphalt coated or Bare Steel | Suction - Check Valve at the Tank Top |  |  | Removal | 1994-08-09
0-001120 | CHEVRON #9-2152 | 3101 S 4TH AVE | YUMA | AZ | 85364 | Yuma | 2 | Perm Closure | 1968-01-01 | 10000 | Gasoline | COMPARTMENT A | Single Walled | Asphalt coated or Bare Steel |  |  |  | Removal | 1990-06-13
0-000641 | WIZZ MART INC | 4302 W THOMAS RD | PHOENIX | AZ | 85031 | Maricopa | 12 | Open | 2019-05-24 | 10000 | Diesel | COMPARTMENT B | Double Walled | Fiberglass Reinforced Plastic | Pressure | Double Walled | Fiberglass Reinforced Plastic
0-000641 | WIZZ MART INC | 4302 W THOMAS RD | PHOENIX | AZ | 85031 | Maricopa | 9 | Perm Closure | 1986-01-01 | 10000 | Gasoline | COMPARTMENT A |  | Fiberglass Reinforced Plastic | Pressure | Double Walled | Fiberglass Reinforced Plastic | Removal | 2019-03-14
0-009878 | MOBIL STATION - FORMER | 40184 E HIGHWAY 80 | TACNA | AZ | 85352 | Yuma | 3 | Perm Closure | 1956-01-01 | 10000 | Gasoline | COMPARTMENT A |  | Asphalt coated or Bare Steel |  |  |  | Removal | 2010-08-26
0-009776 | BENDERS SERVICE STATION | 705 NAVAJO BLVD | HOLBROOK | AZ | 86025 | Navajo | 2 | Perm Closure | 1955-01-01 | 10000 | Unidentified | COMPARTMENT A | Single Walled | Asphalt coated or Bare Steel |  |  |  | Removal | 1988-01-01
0-002797 | MUSTANG #6903 | 2120 HIGHWAY 60 | GLOBE | AZ | 85539 | Gila | 6 | Perm Closure | 1986-04-08 | 12000 | Gasoline | COMPARTMENT A | Double Walled | Composite (Steel/Fiberglass) | Pressure |  | Fiberglass Reinforced Plastic | Removal | 2003-05-22
0-003323 | NXP USA, INC. - TEMPE | 2100 E ELLIOT RD | TEMPE | AZ | 85284 | Maricopa | 1 | Perm Closure | 1981-01-01 | 20000 | Diesel | COMPARTMENT A | Single Walled | Fiberglass Reinforced Plastic | Pressure |  | Bare or Galvanized Steel | Removal | 1992-10-20
0-009107 | CIRCLE K STORE #2741631 | 8270 W CACTUS RD | PEORIA | AZ | 85381 | Maricopa | 1 | Open | 1997-03-21 | 15000 | Gasoline | COMPARTMENT A | Double Walled | Composite (Steel/Fiberglass) | Pressure | Double Walled | Fiberglass Reinforced Plastic
0-004415 | SEARS ROEBUCK & CO 1628 | 1425 W SOUTHERN AVE | MESA | AZ | 85202 | Maricopa | 1 | Perm Closure | 1977-05-07 | 1000 | Used Oil/Waste Oil | COMPARTMENT A | Double Walled | Asphalt coated or Bare Steel | Gravity Feed |  |  | Removal | 1993-11-23
0-009961 | MAVERIK COUNTRY STORE #288 | 1690 W ROUTE 66 | FLAGSTAFF | AZ | 86001 | Coconino | 4 | Open | 2003-05-30 | 12000 | Diesel | COMPARTMENT A | Single Walled | Fiberglass Reinforced Plastic | Pressure | Double Walled | Flexible
0-008319 | COLORADO RIVER ELECTRIC CO INC | 650 W COCONINO AVE | FLAGSTAFF | AZ | 86001 | Coconino | 1 | Perm Closure | 1974-04-01 | 6000 | Gasoline | COMPARTMENT A | Unknown | Asphalt coated or Bare Steel | Suction - Check Valve at the Tank Top |  |  | Removal | 1994-05-06
0-001427 | CIRCLE K #2701561 | 702 E MCDOWELL RD | PHOENIX | AZ | 85006 | Maricopa | 2 | Perm Closure | 1985-01-01 | 10000 | Gasoline | COMPARTMENT A | Double Walled | Fiberglass Reinforced Plastic | Pressure |  | Fiberglass Reinforced Plastic | Removal | 2009-12-03
0-002251 | CIRCLE K #2705415 | 3840 E 22ND ST | TUCSON | AZ | 85713 | Pima | 3 | Open | 1989-07-12 | 10000 | Gasoline (PUL) | COMPARTMENT A | Double Walled | Fiberglass Reinforced Plastic | Pressure |  | Fiberglass Reinforced Plastic
0-002251 | CIRCLE K #2705415 | 3840 E 22ND ST | TUCSON | AZ | 85713 | Pima | 4 | Open | 1989-07-12 | 10000 | Diesel | COMPARTMENT A | Double Walled | Fiberglass Reinforced Plastic | Pressure |  | Fiberglass Reinforced Plastic
0-008811 | DUNLAP SERVICE | 749 S HASKELL AVE | WILLCOX | AZ | 85643 | Cochise | 2 | Perm Closure | 1941-01-01 | 5000 | Gasoline | COMPARTMENT A | Unknown | Asphalt coated or Bare Steel | Suction - Check Valve at the Tank Top |  |  | Removal | 1946-01-01
0-003511 | EASTPOINT MARKETPLACE/FED MART | 7030 E 22ND ST | TUCSON | AZ | 85710 | Pima | 1 | Perm Closure | 1970-01-01 | 12000 | Gasoline | COMPARTMENT A |  | Asphalt coated or Bare Steel |  |  |  | Removal | 1987-03-01
0-003511 | EASTPOINT MARKETPLACE/FED MART | 7030 E 22ND ST | TUCSON | AZ | 85710 | Pima | 2 | Perm Closure | 1970-01-01 | 12000 | Gasoline | COMPARTMENT A |  | Asphalt coated or Bare Steel |  |  |  | Removal | 1987-03-01
0-008593 | PINETOP LAKES COUNTRY CLUB ASSOCIATION INC | 4643 BUCK SPRINGS RD | PINETOP-LAKESIDEN | AZ | 85935 |  | 2 | Perm Closure | 1976-01-01 | 2000 | Gasoline | COMPARTMENT A | Double Walled | Asphalt coated or Bare Steel | Suction - Check Valve at the Tank Top |  |  | Removal | 1995-11-02
0-003959 | PAUL S PRECHEL | 7534 N ATTAWAY RD | COOLIDGE | AZ | 85128 | Pinal | 1 | Perm Closure | 1976-01-22 | 1000 | Gasoline | COMPARTMENT A | Unknown | Asphalt coated or Bare Steel |  |  |  | Removal | 1990-12-01
0-007435 | EXXONMOBIL OIL CORP #10270 | 4302 W UNION HILLS DR | PHOENIX | AZ | 85308 | Maricopa | 2 | Perm Closure | 1989-06-01 | 10000 | Gasoline | COMPARTMENT A | Double Walled | Fiberglass Reinforced Plastic | Pressure |  | Fiberglass Reinforced Plastic | Removal | 2007-08-14
0-001398 | CIRCLE K #2701346 | 1350 W UNIVERSITY DR | TEMPE | AZ | 85281 | Maricopa | 3 | Open | 1980-01-01 | 10000 | Gasoline | COMPARTMENT A |  | Asphalt coated or Bare Steel | Pressure |  | Fiberglass Reinforced Plastic
0-004675 | 7-ELEVEN #25577 | 18480 N 7TH ST | PHOENIX | AZ | 85022 | Maricopa | 1 | Perm Closure | 1985-02-04 | 10000 | Gasoline | COMPARTMENT A | Unknown | Fiberglass Reinforced Plastic | Pressure |  | Fiberglass Reinforced Plastic | Removal | 2003-08-19
0-005496 | USVA - CARL T HAYDEN VAMC RMS-138 | 650 E INDIAN SCHOOL RD | PHOENIX | AZ | 85012 | Maricopa | 3 | Perm Closure | 1976-07-01 | 15000 | Diesel | COMPARTMENT A | Double Walled | Asphalt coated or Bare Steel | Suction - Check Valve at the Tank Top |  |  | Removal | 1993-04-29
0-000970 | ALLIANCE COMPONENTS LLC | 1392 N V I P BLVD | CASA GRANDE | AZ | 85122 | Pinal | 1 | Perm Closure | 1975-01-01 | 10000 | Diesel | COMPARTMENT A |  | Asphalt coated or Bare Steel |  |  |  | Removal | 1991-04-18
0-001024 | CHAPARRAL EQUINE HOSP INC | 18432 N CAVE CREEK RD | PHOENIX | AZ | 85032 | Maricopa | 1 | Perm Closure | 1983-01-01 | 1000 | Diesel | COMPARTMENT A | Double Walled | Fiberglass Reinforced Plastic |  |  |  | Removal | 1989-05-16
0-001049 | CHEVRON #9-4036 | 1031 N WILMOT RD | TUCSON | AZ | 85711 | Pima | 2 | Perm Closure | 1959-01-01 | 3000 | Gasoline | COMPARTMENT A |  | Asphalt coated or Bare Steel |  |  |  | Removal | 1987-11-01
0-001170 | CIRCLE K #46 | 7539 W INDIAN SCHOOL RD | PHOENIX | AZ | 85033 | Maricopa | 3 | Perm Closure | 1984-01-01 | 10000 | Gasoline | COMPARTMENT A | Double Walled | Fiberglass Reinforced Plastic | Pressure | Single Walled | Bare or Galvanized Steel | Removal | 2002-03-26
0-001170 | CIRCLE K #46 | 7539 W INDIAN SCHOOL RD | PHOENIX | AZ | 85033 | Maricopa | 2 | Perm Closure | 1984-01-01 | 10000 | Gasoline | COMPARTMENT A | Double Walled | Fiberglass Reinforced Plastic | Pressure | Single Walled | Bare or Galvanized Steel | Removal | 2002-03-26
0-005773 | TRULY NOLEN OF AMERICA INC | 3620 E SPEEDWAY BLVD | TUCSON | AZ | 85716 | Pima | 1 | Perm Closure | 1975-02-18 | 10000 | Gasoline | COMPARTMENT A | Double Walled | Asphalt coated or Bare Steel |  |  |  | Removal | 1989-02-23
0-004823 | QUAD K LEASING INC | 5601 W MOHAVE ST | PHOENIX | AZ | 85043 | Maricopa | 4 | Perm Closure | 1981-03-31 | 1000 | Unidentified | COMPARTMENT A | Unknown | Asphalt coated or Bare Steel |  |  |  | Closed in Place | 1988-11-17
0-009651 | STERLING PROPERTY | 66673 HWY 60 | SALOME | AZ | 85348 | La Paz | 5 | Perm Closure | 2006-09-26 | 4000 | Gasoline | COMPARTMENT A | Single Walled | Asphalt coated or Bare Steel |  |  |  | Removal | 2005-10-21
0-009620 | WESTSIDE MOBIL | 999 W BEALE ST | KINGMAN | AZ | 86401 | Mohave | 2 | Open | 1999-07-01 | 7500 | Diesel | COMPARTMENT B | Double Walled | Composite (Steel/Fiberglass)
0-007413 | WILLIAM HUNTER PROPERTY | 11023 N 22ND AVE | PHOENIX | AZ | 85029 | Maricopa | 2 | Perm Closure | 2005-06-17 | 8000 | Diesel | COMPARTMENT A | Unknown | Unknown | Suction - Check Valve at the Tank Top |  |  | Removal | 1991-09-10
0-007181 | HASKINS ELECTRIC | 1414 N 25TH AVE | PHOENIX | AZ | 85009 | Maricopa | 3 | Perm Closure | 1975-01-01 | 10000 | Gasoline | COMPARTMENT A | Double Walled | Fiberglass Reinforced Plastic | Pressure |  | Bare or Galvanized Steel | Removal | 1993-02-23
0-002238 | GENERAL ELECTRIC COMPANY | 4911 W COLTER ST | GLENDALE | AZ | 85301 | Maricopa | 3 | Perm Closure | 1961-05-02 | 1500 | Unidentified | COMPARTMENT A | Single Walled | Asphalt coated or Bare Steel |  |  |  | Removal | 1988-01-01
0-009100 | LOVE'S TRAVEL STOP #280 | 1610 S MILLER RD | BUCKEYE | AZ | 85326 | Maricopa | 1 | Open | 1996-10-17 | 20000 | Diesel | COMPARTMENT A | Double Walled | Composite (Steel/Fiberglass) | Pressure |  | Fiberglass Reinforced Plastic
0-005834 | IMPERIAL MACHINERY | 400 E 16TH ST | YUMA | AZ | 85364 | Yuma | 4 | Perm Closure | 1957-09-14 | 1000 | Gasoline | COMPARTMENT A | Double Walled | Asphalt coated or Bare Steel |  |  |  | Removal | 1989-12-27
0-009213 | COMMERCIAL | 1153 W PRINCE RD | TUCSON | AZ | 85705 | Pima | 2 | Perm Closure | 1952-01-01 | 2000 | Gasoline | COMPARTMENT A | Unknown | Unknown |  |  |  | Removal | 1998-01-22
0-002094 | WOODYS FOOD STORE #131 | 1000 W BEALE ST | KINGMAN | AZ | 86401 | Mohave | 2 | Perm Closure | 1975-01-01 | 10000 | Gasoline | COMPARTMENT A |  | Asphalt coated or Bare Steel | Pressure |  | Fiberglass Reinforced Plastic | Removal | 2019-12-11
0-002094 | WOODYS FOOD STORE #131 | 1000 W BEALE ST | KINGMAN | AZ | 86401 | Mohave | 7 | Perm Closure | 1989-01-01 | 10000 | Gasoline | COMPARTMENT A |  | Asphalt coated or Bare Steel | Pressure |  | Fiberglass Reinforced Plastic | Removal | 2019-12-11
0-007176 | HOME FEDERAL SAVINGS & LOAN | 1036 S CENTER ST | MESA | AZ | 85210 | Maricopa | 1 | Perm Closure | 1979-01-01 |  | Gasoline | COMPARTMENT A | Double Walled | Composite (Steel/Fiberglass) | Suction - Check Valve at the Tank Top |  |  | Removal | 1991-02-01
0-002930 | UPS SHOW LOW | 11 N 11TH ST | SHOW LOW | AZ | 85901 | Navajo | 1 | Perm Closure | 1984-01-01 | 1000 | Gasoline | COMPARTMENT A |  | Asphalt coated or Bare Steel |  |  |  | Removal | 1990-04-09
0-005139 | CIRCLE K #2700243 | 11025 W BUCKEYE RD | AVONDALE | AZ | 85323 | Maricopa | 1 | Open | 1983-10-17 | 10000 | Gasoline (UL) | COMPARTMENT A | Double Walled | Fiberglass Reinforced Plastic | Pressure |  | Fiberglass Reinforced Plastic
0-004660 | 7-ELEVEN #23223 | 1501 W INDIAN SCHOOL RD | PHOENIX | AZ | 85015 | Maricopa | 2 | Perm Closure | 1981-01-01 | 10000 | Gasoline | COMPARTMENT A | Single Walled | Fiberglass Reinforced Plastic | Pressure |  | Fiberglass Reinforced Plastic | Removal | 2014-03-18
0-004389 | SCOTTSDALE AIR CONDOS I OWNERS ASSOCIATION | 15035 N 73RD ST | SCOTTSDALE | AZ | 85260 | Maricopa | 2 | Perm Closure | 1986-01-27 | 6000 | Gasoline | COMPARTMENT A | Single Walled | Fiberglass Reinforced Plastic | Suction - Check Valve at the Tank Top | Double Walled | Fiberglass Reinforced Plastic | Removal | 2020-06-24
0-004389 | SCOTTSDALE AIR CONDOS I OWNERS ASSOCIATION | 15035 N 73RD ST | SCOTTSDALE | AZ | 85260 | Maricopa | 4 | Open | 2020-11-17 | 12000 | Aviation Gasoline | COMPARTMENT A | Double Walled | Fiberglass Reinforced Plastic | Pressure | Double Walled | Fiberglass Reinforced Plastic
0-009143 | CAVE CREEK CHEVRON | 15827 N CAVE CREEK RD | PHOENIX | AZ | 85032 | Maricopa | 2 | Open | 1996-07-09 | 15000 | Gasoline | COMPARTMENT A | Double Walled | Fiberglass Reinforced Plastic | Pressure | Double Walled | Fiberglass Reinforced Plastic
0-009143 | CAVE CREEK CHEVRON | 15827 N CAVE CREEK RD | PHOENIX | AZ | 85032 | Maricopa | 1 | Open | 1996-07-09 | 12000 | Gasoline | COMPARTMENT A | Double Walled | Fiberglass Reinforced Plastic | Pressure | Double Walled | Fiberglass Reinforced Plastic
0-009448 | GALLOPING GOOSE/ADOT RIGHT-OF-WA | 162 S MONTEZUMA ST | PRESCOTT | AZ | 86303 | Yavapai | 3 | Perm Closure | 2005-06-17 | 250 | (Null) | COMPARTMENT A | Double Walled | Asphalt coated or Bare Steel |  |  |  | Closed in Place | 1999-03-03
0-001414 | CIRCLE K #2701449 | 1909 E 36TH ST | TUCSON | AZ | 85713 | Pima | 1 | Open | 1984-01-01 | 10000 | Gasoline | COMPARTMENT A |  | Asphalt coated or Bare Steel | Pressure |  | Fiberglass Reinforced Plastic
0-003648 | MOHAVE ELECTRIC COOPERATIVE INC | 1999 ARENA DR | BULLHEAD CITY | AZ | 86442 | Mohave | 1 | Perm Closure | 1989-01-01 | 10000 | Diesel | COMPARTMENT A | Double Walled | Composite (Steel/Fiberglass) | Pressure | Single Walled | Bare or Galvanized Steel | Removal | 2018-10-11
0-008340 | SUPERIOR TRUCK & EQUIPMENT CO | 2448 CHENOWETH RD | LAKE HAVASU CITY | AZ | 86404 | Mohave | 2 | Perm Closure | 2005-06-17 | 1000 | Diesel | COMPARTMENT A | Double Walled | Asphalt coated or Bare Steel |  |  |  | Removal | 1993-05-27
0-008340 | SUPERIOR TRUCK & EQUIPMENT CO | 2448 CHENOWETH RD | LAKE HAVASU CITY | AZ | 86404 | Mohave | 1 | Perm Closure | 2005-06-17 | 1000 | Diesel | COMPARTMENT A | Double Walled | Asphalt coated or Bare Steel |  |  |  | Removal | 1993-05-27
0-006395 | BOB'S QUALITY RV | 9085 W GRAND AVE | PEORIA | AZ | 85345 | Maricopa | 1 | Perm Closure | 2005-06-17 | 10000 | Gasoline | COMPARTMENT A | Unknown | Fiberglass Reinforced Plastic |  |  |  | Removal | 1992-01-08
0-005340 | USAF - LUKE AFB - 56 CES/CEV | 13970 GILLESPIE ST | LUKE AFB | AZ | 85309 | Maricopa | 95 | Perm Closure | 1993-01-01 | 500 | Diesel | COMPARTMENT A | Unknown | Fiberglass Reinforced Plastic |  |  |  | Removal | 1996-01-11
0-005340 | USAF - LUKE AFB - 56 CES/CEV | 13970 GILLESPIE ST | LUKE AFB | AZ | 85309 | Maricopa | 14 | Perm Closure | 1945-01-01 | 50000 | Gasoline | COMPARTMENT A | Single Walled | Asphalt coated or Bare Steel | Suction - Check Valve at the Tank Top |  | Bare or Galvanized Steel | Removal | 1997-08-11
0-005340 | USAF - LUKE AFB - 56 CES/CEV | 13970 GILLESPIE ST | LUKE AFB | AZ | 85309 | Maricopa | 61 | Perm Closure | 1975-01-01 | 280 | Used Oil/Waste Oil | COMPARTMENT A | Unknown | Unknown | Gravity Feed |  |  | Removal | 1994-03-18
0-005340 | USAF - LUKE AFB - 56 CES/CEV | 13970 GILLESPIE ST | LUKE AFB | AZ | 85309 | Maricopa | 5 | Perm Closure | 1958-01-01 | 10000 | Gasoline | COMPARTMENT A | Single Walled | Asphalt coated or Bare Steel | Suction - Check Valve at the Tank Top |  | Bare or Galvanized Steel | Removal | 1995-11-15
0-005340 | USAF - LUKE AFB - 56 CES/CEV | 13970 GILLESPIE ST | LUKE AFB | AZ | 85309 | Maricopa | 59 | Perm Closure | 1989-01-01 | 550 | Used Oil/Waste Oil | COMPARTMENT A | Single Walled | Asphalt coated or Bare Steel | Gravity Feed |  | Bare or Galvanized Steel | Removal | 1996-08-29
0-005340 | USAF - LUKE AFB - 56 CES/CEV | 13970 GILLESPIE ST | LUKE AFB | AZ | 85309 | Maricopa | 11 | Perm Closure | 1945-01-01 | 50000 | Diesel | COMPARTMENT A | Single Walled | Asphalt coated or Bare Steel | Suction - Check Valve at the Tank Top |  | Bare or Galvanized Steel | Removal | 1997-08-14
0-005340 | USAF - LUKE AFB - 56 CES/CEV | 13970 GILLESPIE ST | LUKE AFB | AZ | 85309 | Maricopa | 20 | Perm Closure | 1987-01-01 | 500 | Diesel | COMPARTMENT A | Double Walled | Fiberglass Reinforced Plastic | Gravity Feed |  | Fiberglass Reinforced Plastic | Removal | 1993-04-05
0-010566 | 1919 WEST BASELINE VACANT PARCEL | 1919 W BASELINE RD | PHOENIX | AZ | 85041 | Maricopa | 1 | Perm Closure | 2016-06-14 | 1500 | Unidentified | COMPARTMENT A |  | Asphalt coated or Bare Steel |  |  |  | Removal | 2016-04-12
0-010566 | 1919 WEST BASELINE VACANT PARCEL | 1919 W BASELINE RD | PHOENIX | AZ | 85041 | Maricopa | 2 | Perm Closure | 2016-06-15 | 1500 | Unidentified | COMPARTMENT A |  | Asphalt coated or Bare Steel |  |  |  | Removal | 2016-04-12
0-010333 | FRYS FUEL CENTER #115 | 435 S ELLSWORTH RD | MESA | AZ | 85208 | Maricopa | 2 | Open | 2009-12-03 | 8000 | Gasoline | COMPARTMENT A | Double Walled | Fiberglass Reinforced Plastic | Pressure |  | Flexible
0-010384 | FRYS FUEL CENTER #121 | 4025 E THUNDERBIRD RD | PHOENIX | AZ | 85032 | Maricopa | 2 | Open | 2010-09-22 | 10000 | Diesel | COMPARTMENT B | Double Walled | Fiberglass Reinforced Plastic | Pressure | Double Walled | Flexible
0-010430 | FRYS FUEL CENTER #27 | 3616 E RAY RD | PHOENIX | AZ | 85044 | Maricopa | 1 | Open | 2011-09-01 | 20000 | Gasoline | COMPARTMENT A | Double Walled | Fiberglass Reinforced Plastic | Pressure | Double Walled | Fiberglass Reinforced Plastic
0-010158 | FRYS FUEL CENTER #675 | 1380 S WATSON RD | BUCKEYE | AZ | 85326 | Maricopa | 1 | Open | 2006-08-02 | 8000 | Diesel | COMPARTMENT A | Double Walled | Fiberglass Reinforced Plastic | Pressure |  | Flexible
0-010544 | FED EX CHANDLER DISTRIBUTION FACILITY | 2650 E QUEEN CREEK RD | CHANDLER | AZ | 85286 | Maricopa | 1 | Open | 2015-09-16 | 20000 | Diesel | COMPARTMENT A | Double Walled | Fiberglass Reinforced Plastic | Pressure | Double Walled | Fiberglass Reinforced Plastic
0-001249 | CIRCLE K #2700527 | 831 S WESTERN AVE | SUPERIOR | AZ | 85173 | Pinal | 3 | Perm Closure | 1996-05-21 | 10000 | Gasoline | COMPARTMENT A |  | Fiberglass Reinforced Plastic | Pressure | Double Walled | Fiberglass Reinforced Plastic | Removal | 2016-10-12
0-001249 | CIRCLE K #2700527 | 831 S WESTERN AVE | SUPERIOR | AZ | 85173 | Pinal | 1 | Perm Closure | 1971-01-01 | 10000 | Gasoline | COMPARTMENT A |  | Asphalt coated or Bare Steel | Pressure |  |  | Removal | 1996-05-09
0-001249 | CIRCLE K #2700527 | 831 S WESTERN AVE | SUPERIOR | AZ | 85173 | Pinal | 4 | Perm Closure | 1996-05-21 | 10000 | Gasoline | COMPARTMENT A |  | Fiberglass Reinforced Plastic | Pressure | Double Walled | Fiberglass Reinforced Plastic | Removal | 2016-10-12
0-001768 | QWEST | 1400 W 3RD ST | TEMPE | AZ | 85281 | Maricopa | 2 | Perm Closure | 1987-01-01 | 10000 | Gasoline | COMPARTMENT A | Double Walled | Composite (Steel/Fiberglass) | Pressure | Double Walled | Fiberglass Reinforced Plastic | Removal | 2014-09-25
0-001768 | QWEST | 1400 W 3RD ST | TEMPE | AZ | 85281 | Maricopa | 1 | Perm Closure | 1987-01-01 | 10000 | Gasoline | COMPARTMENT A | Double Walled | Composite (Steel/Fiberglass) | Pressure | Double Walled | Fiberglass Reinforced Plastic | Removal | 2014-09-25
0-007047 | PLANTATION MINI-MART |  | PARKER |  |  | La Paz | 2 | Perm Closure | 1981-01-01 | 6000 | Gasoline | COMPARTMENT A | Unknown | Asphalt coated or Bare Steel | Suction - Check Valve at the Tank Top |  |  | Removal | 1994-05-09
0-007047 | PLANTATION MINI-MART |  | PARKER |  |  | La Paz | 4 | Perm Closure | 1981-01-01 | 6000 | Gasoline | COMPARTMENT A | Unknown | Asphalt coated or Bare Steel | Suction - Check Valve at the Tank Top |  |  | Removal | 1994-05-09
0-010641 | CIRCLE K STORE | 15935 N ORACLE RD | CATALINA | AZ | 85739 | Pima | 1 | Open | 2019-10-01 | 20000 | Gasoline (PUL) | COMPARTMENT A | Double Walled | Fiberglass Reinforced Plastic | Pressure | Double Walled | Fiberglass Reinforced Plastic
0-010594 | QUIK TRIP #449 | 8283 W MCDOWELL RD | PHOENIX | AZ | 85035 | Maricopa | 4 | Open | 2016-12-16 | 10000 | Unidentified | COMPARTMENT B | Double Walled | Fiberglass Reinforced Plastic | Pressure | Double Walled | Fiberglass Reinforced Plastic
0-010594 | QUIK TRIP #449 | 8283 W MCDOWELL RD | PHOENIX | AZ | 85035 | Maricopa | 1 | Open | 2016-12-16 | 20000 | Gasoline | COMPARTMENT A | Double Walled | Fiberglass Reinforced Plastic | Pressure | Double Walled | Fiberglass Reinforced Plastic
0-010646 | QUIKTRIP #1406 | 2420 E GREENWAY RD | PHOENIX | AZ | 85032 | Maricopa | 2 | Open | 2019-01-31 | 20000 | Gasoline (UL) | COMPARTMENT A | Double Walled | Fiberglass Reinforced Plastic | Pressure | Double Walled | Fiberglass Reinforced Plastic
0-010646 | QUIKTRIP #1406 | 2420 E GREENWAY RD | PHOENIX | AZ | 85032 | Maricopa | 4 | Open | 2019-01-31 | 1000 | Gasoline (PUL) | COMPARTMENT A | Double Walled | Fiberglass Reinforced Plastic | Pressure | Double Walled | Fiberglass Reinforced Plastic
0-010156 | FRYS FUEL CENTER #84 | 606 E HUNT HWY | QUEEN CREEK | AZ | 85143 | Pinal | 2 | Open | 2006-08-01 | 20000 | Gasoline | COMPARTMENT A | Double Walled | Fiberglass Reinforced Plastic | Pressure |  | Flexible
0-010155 | USDOI BLM - BIG HORN STATION |  | GILA BEND |  |  | Maricopa | 2 | Perm Closure | 1930-01-01 | 1100 | Gasoline | COMPARTMENT A |  | Asphalt coated or Bare Steel |  |  |  | Closed in Place | 2007-01-16
0-000114 | TUCSON INTERNATIONAL AIRPORT | 7005 S PLUMER AVE | TUCSON | AZ | 85756 | Pima | 11 | Perm Closure | 1984-04-01 | 2000 | Diesel | COMPARTMENT A | Double Walled | Fiberglass Reinforced Plastic | Suction - Check Valve at the Dispenser | Single Walled | Bare or Galvanized Steel | Closed in Place | 1999-02-17
0-000114 | TUCSON INTERNATIONAL AIRPORT | 7005 S PLUMER AVE | TUCSON | AZ | 85756 | Pima | 35 | Perm Closure | 1972-01-01 | 20000 | Gasoline | COMPARTMENT A | Single Walled | Asphalt coated or Bare Steel | Pressure | Single Walled | Bare or Galvanized Steel | Removal | 2015-11-06
0-000114 | TUCSON INTERNATIONAL AIRPORT | 7005 S PLUMER AVE | TUCSON | AZ | 85756 | Pima | 23 | Perm Closure | 1980-01-01 | 10000 | Gasoline | COMPARTMENT A | Single Walled | Asphalt coated or Bare Steel | Pressure | Single Walled | Bare or Galvanized Steel | Removal | 1991-01-18
0-000114 | TUCSON INTERNATIONAL AIRPORT | 7005 S PLUMER AVE | TUCSON | AZ | 85756 | Pima | 40 | Perm Closure | 1953-01-01 | 10000 | Gasoline | COMPARTMENT A | Single Walled | Asphalt coated or Bare Steel |  |  |  | Removal | 1991-05-31
0-007948 | SAM LEVITZ FURNITURE CO | 3430 E 36TH ST | TUCSON | AZ | 85713 | Pima | 1 | Perm Closure | 1974-01-01 | 10000 | Gasoline | COMPARTMENT A | Single Walled | Asphalt coated or Bare Steel |  |  |  | Removal | 1994-12-30
0-006854 | HURLEY TRUCKING | 1400 S 7TH AVE | PHOENIX | AZ | 85007 | Maricopa | 1 | Perm Closure | 1970-01-01 | 8500 | Diesel | COMPARTMENT A | Unknown | Asphalt coated or Bare Steel |  |  |  | Removal | 1990-05-22
0-010673 | CIRCLE K STORE #9526 |  | SHOW LOW |  |  | Navajo | 3 | Open | 2019-12-19 | 12000 | Diesel | COMPARTMENT A | Double Walled | Fiberglass Reinforced Plastic | Pressure | Double Walled | Fiberglass Reinforced Plastic
0-000418 | 411 BUILDING AND PARKING GARAGE | 411 N CENTRAL AVE | PHOENIX | AZ | 85004 | Maricopa | 1 | Perm Closure | 1966-01-01 | 2000 | Gasoline | COMPARTMENT A |  | Asphalt coated or Bare Steel | Pressure |  |  | Removal | 1992-11-25
0-006297 | AUTO NATION FORD SCOTTSDALE | 8555 E FRANK LLOYD WRIGHT BLVD | SCOTTSDALE | AZ | 85260 | Maricopa | 2 | Open | 1988-08-12 | 4000 | New Oil | COMPARTMENT A | Double Walled | Fiberglass Reinforced Plastic | Suction - Check Valve at the Tank Top | Single Walled | Fiberglass Reinforced Plastic
0-010246 | QUIKTRIP #459 | 1141 S CRISMON RD | MESA | AZ | 85208 | Maricopa | 2 | Open | 2008-05-29 | 20000 | Gasoline | COMPARTMENT A | Double Walled | Fiberglass Reinforced Plastic | Pressure | Double Walled | Fiberglass Reinforced Plastic
0-010246 | QUIKTRIP #459 | 1141 S CRISMON RD | MESA | AZ | 85208 | Maricopa | 4 | Open | 2016-09-21 | 10000 | Other | COMPARTMENT B | Double Walled | Fiberglass Reinforced Plastic | Pressure | Double Walled | Fiberglass Reinforced Plastic
0-010278 | MAVERIK COUNTRY STORE #401 | 1344 N PRESCOTT COUNTRY CLUB BLVD | DEWEY | AZ | 86327 | Yavapai | 4 | Open | 2008-12-18 | 12000 | Diesel | COMPARTMENT A | Double Walled | Fiberglass Reinforced Plastic | Pressure | Double Walled | Flexible
0-010278 | MAVERIK COUNTRY STORE #401 | 1344 N PRESCOTT COUNTRY CLUB BLVD | DEWEY | AZ | 86327 | Yavapai | 2 | Open | 2008-12-18 | 12000 | Gasoline | COMPARTMENT A | Double Walled | Fiberglass Reinforced Plastic | Pressure | Double Walled | Flexible
0-010290 | QUIKTRIP #420 | 2450 E UNION HILLS DR | PHOENIX | AZ | 85050 | Maricopa | 2 | Open | 2008-12-23 | 20000 | Gasoline | COMPARTMENT A | Double Walled | Fiberglass Reinforced Plastic | Pressure | Double Walled | Fiberglass Reinforced Plastic
0-003991 | SUEZ MOBILE WATER | 4101 E WOOD ST | PHOENIX | AZ | 85040 | Maricopa | 1 | Perm Closure | 1976-02-17 | 10000 | Gasoline | COMPARTMENT A | Unknown | Asphalt coated or Bare Steel | Pressure |  | Bare or Galvanized Steel | Removal | 1993-08-25
0-009427 | ASU - POLYTECHNIC CAMPUS | 7041 E WILLIAMS CAMPUS LOOP S | MESA | AZ | 85212 | Maricopa | 1 | Perm Closure | 2005-06-17 | 12000 | Gasoline | COMPARTMENT A | Unknown | Asphalt coated or Bare Steel |  |  |  | Removal | 1999-03-23
0-009427 | ASU - POLYTECHNIC CAMPUS | 7041 E WILLIAMS CAMPUS LOOP S | MESA | AZ | 85212 | Maricopa | 2 | Perm Closure | 2005-06-17 | 6000 | Gasoline | COMPARTMENT A | Unknown | Asphalt coated or Bare Steel |  |  |  | Removal | 2000-02-01
0-000520 | ARCO #5257 | 8501 N 7TH ST | PHOENIX | AZ | 85020 | Maricopa | 6 | Perm Closure | 2005-06-17 | 550 | Used Oil/Waste Oil | COMPARTMENT A |  | Asphalt coated or Bare Steel | Gravity Feed |  |  | Removal | 1993-12-23
0-000520 | ARCO #5257 | 8501 N 7TH ST | PHOENIX | AZ | 85020 | Maricopa | 4 | Perm Closure | 2005-06-17 | 6000 | Gasoline | COMPARTMENT A |  | Asphalt coated or Bare Steel | Pressure |  |  | Removal | 1993-12-23
0-000008 | TEXACO (EQUILON #121163) | 3620 W CAMELBACK RD | PHOENIX | AZ | 85019 | Maricopa | 3 | Perm Closure | 1974-01-01 | 6000 | Gasoline | COMPARTMENT A |  | Asphalt coated or Bare Steel | Pressure |  | Fiberglass Reinforced Plastic | Removal | 2002-11-01
0-006129 | ACE ASPHALT OF ARIZONA INC | 895 W ELWOOD ST | PHOENIX | AZ | 85041 | Maricopa | 1 | Perm Closure | 1983-04-21 | 3000 | Gasoline | COMPARTMENT A | Double Walled | Asphalt coated or Bare Steel |  |  |  | Removal | 1989-12-13
0-009698 | MARTORI FARMS FIELD OFFICE |  | HARQUAHALA VALLEY |  |  | Maricopa | 2 | Perm Closure | 1991-01-01 | 5000 | Gasoline | COMPARTMENT A | Unknown | Asphalt coated or Bare Steel | Gravity Feed |  | Bare or Galvanized Steel | Removal | 2001-01-23
0-006223 | BRANSONS RESORT | 7804 RIVERSIDE DR | PARKER | AZ | 85344 | La Paz | 3 | Perm Closure | 1987-05-01 | 1000 | Gasoline | COMPARTMENT A | Unknown | Asphalt coated or Bare Steel |  |  |  | Removal | 1991-02-21
0-010407 | CIRCLE K STORE #2703405 | 2120 W NORTHERN AVE | PHOENIX | AZ | 85021 | Maricopa | 2 | Open | 2011-03-01 | 12000 | Gasoline | COMPARTMENT A | Double Walled | Fiberglass Reinforced Plastic | Pressure | Double Walled | Fiberglass Reinforced Plastic
0-008720 | 4U USED CAR & TIRE | 2428 W GLENDALE AVE | PHOENIX | AZ | 85021 | Maricopa | 5 | Perm Closure | 1960-01-01 | 200 | Used Oil/Waste Oil | COMPARTMENT A | Unknown | Asphalt coated or Bare Steel | Gravity Feed |  | Bare or Galvanized Steel | Removal | 1998-10-02
0-000233 | ADOT - TUCSON EAST CONSTRUCTION | 633 E 22ND ST | TUCSON | AZ | 85713 | Pima | 5 | Perm Closure | 1957-01-01 |  | Used Oil/Waste Oil | COMPARTMENT A | Single Walled | Asphalt coated or Bare Steel |  |  |  | Removal | 1990-03-28
0-001860 | NORTHERN SERVICE | 3502 W NORTHERN AVE | PHOENIX | AZ | 85051 | Maricopa | 3 | Perm Closure | 1962-01-01 | 6000 | Gasoline | COMPARTMENT A |  | Asphalt coated or Bare Steel | Pressure |  | Fiberglass Reinforced Plastic | Removal | 1997-05-28
0-005454 | CIRCLE K #2915 | 2840 W LOS REALES RD | TUCSON | AZ | 85746 | Pima | 3 | Temp Closure | 1996-02-27 | 10000 | Gasoline | COMPARTMENT A | Double Walled | Fiberglass Reinforced Plastic | Pressure | Double Walled | Fiberglass Reinforced Plastic |  | 2020-08-30
0-002801 | WHITING STATION #125 | 667 N MAIN ST | COTTONWOOD | AZ | 86326 | Yavapai | 3 | Perm Closure | 1976-01-01 | 10000 | Diesel | COMPARTMENT A |  | Asphalt coated or Bare Steel |  |  |  | Removal | 1990-04-05
0-006136 | ARIZONA BILTMORE HOTEL | 2400 E MISSOURI AVE | PHOENIX | AZ | 85016 | Maricopa | 1 | Perm Closure | 1979-04-18 | 2000 | Gasoline | COMPARTMENT A | Unknown | Asphalt coated or Bare Steel | Suction - Check Valve at the Tank Top |  | Bare or Galvanized Steel | Removal | 1997-12-30
0-003321 | MOTT ENTERPRISES INC | 8128 E INDIAN SCHOOL RD | SCOTTSDALE | AZ | 85251 | Maricopa | 1 | Perm Closure | 1961-04-29 | 6000 | Gasoline | COMPARTMENT A | Unknown | Asphalt coated or Bare Steel |  |  |  | Removal | 1990-02-14
0-005877 | SAGUARO ENVIRONMENTAL SERVICES | 5055 S SWAN RD | TUCSON | AZ | 85706 | Pima | 2 | Perm Closure | 1981-08-03 | 10000 | Gasoline | COMPARTMENT A | Double Walled | Asphalt coated or Bare Steel |  |  |  | Removal | 1993-10-31
0-007920 | JEROME S SHULL & ASSOCIATES | 4400 BLOCK OF E 2ND ST | TUCSON | AZ | 85711 | Pima | 1 | Perm Closure | 1972-01-01 | 4000 | Gasoline | COMPARTMENT A |  | Asphalt coated or Bare Steel |  |  |  | Removal | 1992-07-27
0-000528 | CASCO FOODS | 3502 W THOMAS RD | PHOENIX | AZ | 85019 | Maricopa | 3 | Perm Closure | 1982-01-01 | 12000 | Gasoline | COMPARTMENT A | Double Walled | Fiberglass Reinforced Plastic | Pressure | Double Walled | Fiberglass Reinforced Plastic | Removal | 2018-08-16
0-004129 | TUBE SERVICE CO | 1107 E JACKSON ST | PHOENIX | AZ | 85034 | Maricopa | 2 | Perm Closure | 1974-01-01 | 1000 | Gasoline | COMPARTMENT A | Single Walled | Asphalt coated or Bare Steel |  |  |  | Removal | 1984-06-01
0-010447 | QUIKTRIP #1479 | 3636 N CRAYCROFT RD | TUCSON | AZ | 85718 | Pima | 1 | Open | 2012-03-08 | 20000 | Gasoline | COMPARTMENT A | Double Walled | Fiberglass Reinforced Plastic | Pressure | Double Walled | Fiberglass Reinforced Plastic
0-001117 | FASTRIP #9906/9907 | 1891 N GRAND AVE | NOGALES | AZ | 85621 | Santa Cruz | 3 | Perm Closure | 1985-01-01 | 10000 | Gasoline | COMPARTMENT A | Single Walled | Fiberglass Reinforced Plastic | Pressure |  | Fiberglass Reinforced Plastic | Removal | 1995-01-03
0-001117 | FASTRIP #9906/9907 | 1891 N GRAND AVE | NOGALES | AZ | 85621 | Santa Cruz | 9 | Open | 1996-03-22 | 12000 | Gasoline (UL) | COMPARTMENT A | Double Walled | Fiberglass Reinforced Plastic | Pressure | Double Walled | Fiberglass Reinforced Plastic
0-010456 | PRECISION AUTO PARTS | 1024 E BROADWAY RD | PHOENIX | AZ | 85040 | Maricopa | 1 | Perm Closure | 1950-01-01 | 1000 | Gasoline | COMPARTMENT A |  | Asphalt coated or Bare Steel |  |  |  | Removal | 2013-01-04
0-010460 | FRYS FUEL CENTER #57 | 7840 N SILVERBELL RD | TUCSON | AZ | 85743 | Pima | 2 | Open | 2012-11-01 | 8000 | Gasoline | COMPARTMENT B | Double Walled | Fiberglass Reinforced Plastic | Pressure | Double Walled | Flexible
0-010467 | QUIKTRIP STORE #492 | 1850 S MILLER RD | BUCKEYE | AZ | 85326 | Maricopa | 3 | Open | 2012-08-14 | 12000 | Gasoline | COMPARTMENT A | Double Walled | Fiberglass Reinforced Plastic | Pressure | Double Walled | Fiberglass Reinforced Plastic
0-010467 | QUIKTRIP STORE #492 | 1850 S MILLER RD | BUCKEYE | AZ | 85326 | Maricopa | 8 | Open | 2012-08-20 | 12000 | Other | COMPARTMENT B | Double Walled | Fiberglass Reinforced Plastic
0-010542 | CIRCLE K STORE #2741668 | 2182 E FLORENCE BLVD | CASA GRANDE | AZ | 85122 | Pinal | 1 | Open | 2015-05-19 | 30000 | Gasoline (UL) | COMPARTMENT A | Double Walled | Fiberglass Reinforced Plastic | Pressure | Double Walled | Fiberglass Reinforced Plastic
0-005841 | CITY OF PHOENIX - FIRE STATION #8 | 1025 E POLK ST | PHOENIX | AZ | 85006 | Maricopa | 1 | Open | 1989-08-08 | 1000 | Diesel | COMPARTMENT A | Double Walled | Fiberglass Reinforced Plastic | Pressure | Double Walled | Fiberglass Reinforced Plastic
0-009925 | MOUNTAIN PARK HEALTH CENTER | 9169 W VAN BUREN ST | TOLLESON | AZ | 85353 | Maricopa | 1 | Perm Closure | 2005-06-17 | 1000 | Gasoline | COMPARTMENT A | Double Walled | Asphalt coated or Bare Steel |  |  |  | Removal | 2003-06-05
0-009250 | TWO BROTHERS IX | 3981 E GUADALUPE RD | GILBERT | AZ | 85234 | Maricopa | 1 | Open | 1997-12-05 | 10000 | Gasoline (PUL) | COMPARTMENT A | Double Walled | Fiberglass Reinforced Plastic | Pressure | Double Walled | Fiberglass Reinforced Plastic
0-009250 | TWO BROTHERS IX | 3981 E GUADALUPE RD | GILBERT | AZ | 85234 | Maricopa | 3 | Open | 1997-12-05 | 20000 | Gasoline (UL) | COMPARTMENT A | Double Walled | Fiberglass Reinforced Plastic | Pressure | Double Walled | Fiberglass Reinforced Plastic
0-006222 | CIRCLE K STORE #2709154 | 10712 W INDIAN SCHOOL RD | PHOENIX | AZ | 85037 | Maricopa | 3 | Open | 1988-01-01 | 10000 | Gasoline | COMPARTMENT A | Single Walled | Fiberglass Reinforced Plastic | Pressure | Double Walled | Fiberglass Reinforced Plastic
0-006222 | CIRCLE K STORE #2709154 | 10712 W INDIAN SCHOOL RD | PHOENIX | AZ | 85037 | Maricopa | 1 | Open | 1988-01-01 | 10000 | Gasoline | COMPARTMENT A | Single Walled | Fiberglass Reinforced Plastic | Pressure | Double Walled | Fiberglass Reinforced Plastic
0-006222 | CIRCLE K STORE #2709154 | 10712 W INDIAN SCHOOL RD | PHOENIX | AZ | 85037 | Maricopa | 4 | Open | 1988-01-01 | 10000 | Gasoline | COMPARTMENT A | Single Walled | Fiberglass Reinforced Plastic | Pressure | Double Walled | Fiberglass Reinforced Plastic
0-007710 | EMPIRE RANCH | 22700 S EMPIRE RANCH RD | GREATERVILLE | AZ | 85641 | Pima | 1 | Perm Closure | 2005-06-17 | 1100 | Gasoline | COMPARTMENT A | Unknown | Unknown | Suction - Check Valve at the Tank Top |  |  | Removal | 1994-10-06
0-002105 | USDOJ FCI - PHOENIX | 37900 N 45TH AVE | PHOENIX | AZ | 85086 | Maricopa | 2 | Perm Closure | 1985-02-03 | 4000 | Gasoline | COMPARTMENT A | Double Walled | Fiberglass Reinforced Plastic |  |  |  | Removal | 1998-12-17
0-005791 | EAST MESA SERVICE CENTER | 7115 E ADOBE ST | MESA | AZ | 85207 | Maricopa | 5 | Open | 1991-01-01 | 12000 | Gasoline | COMPARTMENT A | Double Walled | Fiberglass Reinforced Plastic | Pressure |  | Fiberglass Reinforced Plastic
0-003950 | POSITIVE FORMULATORS INC | 1044 N JERRIE AVE | TUCSON | AZ | 85711 | Pima | 1 | Perm Closure | 1977-01-01 | 10000 | Solvent | COMPARTMENT A | Single Walled | Asphalt coated or Bare Steel | Suction - Check Valve at the Tank Top | Single Walled | Bare or Galvanized Steel | Removal | 2004-06-04
0-002598 | DRAPERS TIRE SERVICE | 8334 W GLENDALE AVE | GLENDALE | AZ | 85305 | Maricopa | 1 | Perm Closure | 1979-09-14 | 10000 | Gasoline | COMPARTMENT A | Single Walled | Asphalt coated or Bare Steel |  |  |  | Removal | 1989-09-01
0-003735 | PHILLIPS 66 COMPANY #016088 | 737 E BROADWAY RD | TEMPE | AZ | 85282 | Maricopa | 3 | Perm Closure | 1967-01-01 | 6000 | Gasoline | COMPARTMENT A | Single Walled | Asphalt coated or Bare Steel |  |  |  | Removal | 1979-02-05
0-009597 | PENSKE TRUCK LEASING CO | 1041 N 75TH AVE | PHOENIX | AZ | 85043 | Maricopa | 3 | Open | 1999-11-01 | 12000 | Gasoline (UL) | COMPARTMENT A | Double Walled | Composite (Steel/Fiberglass) | Pressure | Double Walled | Flexible
0-009597 | PENSKE TRUCK LEASING CO | 1041 N 75TH AVE | PHOENIX | AZ | 85043 | Maricopa | 2 | Open | 1999-11-01 | 12000 | Diesel | COMPARTMENT A | Double Walled | Fiberglass Reinforced Plastic | Pressure | Double Walled | Flexible
0-003521 | NEW RIVER STATION | 47020 N OLD BLACK CANYON HWY | NEW RIVER | AZ | 85087 | Maricopa | 2 | Perm Closure | 1973-01-01 | 1000 | Gasoline | COMPARTMENT A |  | Asphalt coated or Bare Steel |  |  |  | Closed in Place | 1988-12-01
0-003297 | MONTGOMERY WARD #1511 | 1751 W BETHANY HOME RD | PHOENIX | AZ | 85015 | Maricopa | 1 | Perm Closure | 1961-01-01 | 250 | Used Oil/Waste Oil | COMPARTMENT A | Single Walled | Asphalt coated or Bare Steel |  |  |  | Removal | 1989-07-10
0-003167 | MILES SERVICE STATION | 633 E MAIN ST | SPRINGERVILLE | AZ | 85938 | Apache | 3 | Perm Closure | 1963-01-01 | 4000 | Gasoline | COMPARTMENT A | Single Walled | Asphalt coated or Bare Steel |  |  |  | Removal | 1990-01-13
0-003167 | MILES SERVICE STATION | 633 E MAIN ST | SPRINGERVILLE | AZ | 85938 | Apache | 6 | Perm Closure | 1990-01-13 | 8000 | Gasoline | COMPARTMENT A | Double Walled | Composite (Steel/Fiberglass) |  |  |  | Removal | 2004-02-12
0-009902 | SAM'S CLUB #4732 | 18501 N 83RD AVE | GLENDALE | AZ | 85308 | Maricopa | 1 | Open | 2002-09-27 | 20000 | Gasoline | COMPARTMENT A | Double Walled | Fiberglass Reinforced Plastic | Pressure | Double Walled | Flexible
0-003303 | SAN SIMON DIV |  | SAN SIMON |  |  | Cochise | 1 | Perm Closure | 1984-09-04 | 2000 | Diesel | COMPARTMENT A | Unknown | Asphalt coated or Bare Steel | Suction - Check Valve at the Tank Top |  | Bare or Galvanized Steel | Removal | 1992-10-21
0-006174 | ROADWAY EQUIPMENT CO INC | 22233 N 23RD AVE | PHOENIX | AZ | 85027 | Maricopa | 1 | Perm Closure | 1975-05-11 | 10000 | Diesel | COMPARTMENT A | Double Walled | Asphalt coated or Bare Steel | Suction - Check Valve at the Tank Top |  |  | Removal | 1993-09-29
0-000674 | RYMER CORP | 9205 N 9TH AVE | PHOENIX | AZ | 85021 | Maricopa | 1 | Perm Closure | 2005-06-17 | 1000 | Gasoline | COMPARTMENT A |  | Asphalt coated or Bare Steel | Suction - Check Valve at the Tank Top | Single Walled | Bare or Galvanized Steel | Removal | 1991-08-14
0-000674 | RYMER CORP | 9205 N 9TH AVE | PHOENIX | AZ | 85021 | Maricopa | 2 | Perm Closure | 2005-06-17 | 1000 | Gasoline | COMPARTMENT A |  | Asphalt coated or Bare Steel | Suction - Check Valve at the Tank Top | Single Walled | Bare or Galvanized Steel | Removal | 1991-08-14
0-006921 | RELIABLE ROOFING | 9216 N 14TH AVE | PHOENIX | AZ | 85021 | Maricopa | 1 | Perm Closure | 2005-06-17 | 1000 | Gasoline | COMPARTMENT A | Unknown | Asphalt coated or Bare Steel |  |  |  | Removal | 1988-11-01
0-001337 | CIRCLE K #861 | 1310 W SPEEDWAY BLVD | TUCSON | AZ | 85745 | Pima | 2 | Perm Closure | 1973-01-01 | 10000 | Gasoline | COMPARTMENT A |  | Asphalt coated or Bare Steel |  |  |  | Removal | 1989-02-01
0-000206 | ARIZONA DEPARTMENT OF PUBLIC SAFETY | 70756 E SANTA FE | WENDEN | AZ | 85357 | La Paz | 2 | Perm Closure | 2005-06-17 | 1000 | Gasoline | COMPARTMENT A |  | Asphalt coated or Bare Steel |  |  |  | Removal | 1999-01-26
0-006284 | ARIZONA RIVER RUNNERS | 6939 COLUMBINE BLVD | FLAGSTAFF | AZ | 86004 | Coconino | 1 | Perm Closure | 1980-01-01 | 6000 | Gasoline | COMPARTMENT A | Single Walled | Asphalt coated or Bare Steel | Pressure | Single Walled | Bare or Galvanized Steel | Removal | 1992-03-30
0-004983 | PHOENIX ELEMENTARY SCHOOL DISTRICT - ADMINISTRATION BUILDING | 125 E LINCOLN ST | PHOENIX | AZ | 85004 | Maricopa | 1 | Perm Closure | 1951-02-04 | 3000 | Diesel | COMPARTMENT A | Unknown | Asphalt coated or Bare Steel | Suction - Check Valve at the Tank Top | Double Walled | Fiberglass Reinforced Plastic | Removal | 1998-06-19
0-009025 | A&F TRAILER PARK/POOR BOYS GAS | 502 S ARIZONA AVE | CHANDLER | AZ | 85225 | Maricopa | 2 | Perm Closure | 2005-06-17 | 800 | Gasoline | COMPARTMENT A | Unknown | Fiberglass Reinforced Plastic |  |  |  | Removal | 1997-03-14
0-006666 | CAMP TOWNSEND |  | FLAGSTAFF |  |  | Coconino | 1 | Perm Closure | 1973-01-01 | 2000 | Gasoline | COMPARTMENT A | Unknown | Asphalt coated or Bare Steel |  |  |  | Removal | 1986-01-01
0-006666 | CAMP TOWNSEND |  | FLAGSTAFF |  |  | Coconino | 4 | Perm Closure | 1973-01-01 | 2000 | Gasoline | COMPARTMENT A | Unknown | Asphalt coated or Bare Steel |  |  |  | Removal | 1986-01-01
0-000785 | BUCKEYE MIDDLE SCHOOL | 210 S 6TH ST | BUCKEYE | AZ | 85326 | Maricopa | 1 | Perm Closure | 1986-06-01 | 2000 | Gasoline | COMPARTMENT A | Double Walled | Fiberglass Reinforced Plastic | Pressure |  | Fiberglass Reinforced Plastic | Removal | 1998-07-07
0-006604 | BUDGET RENT-A-CAR #1203 | 2114 E MOHAVE | PHOENIX | AZ | 85034 | Maricopa | 4 | Perm Closure | 1984-01-01 | 10000 | Gasoline | COMPARTMENT A | Double Walled | Fiberglass Reinforced Plastic | Pressure |  | Fiberglass Reinforced Plastic | Removal | 2006-03-09
0-006604 | BUDGET RENT-A-CAR #1203 | 2114 E MOHAVE | PHOENIX | AZ | 85034 | Maricopa | 5 | Perm Closure | 1982-01-01 | 1000 | Used Oil/Waste Oil | COMPARTMENT A |  | Asphalt coated or Bare Steel |  |  |  | Removal | 1992-07-01
0-002947 | USDOI BLM - GSA | 2975 S AVENUE B | YUMA | AZ | 85364 | Yuma | 1 | Perm Closure | 1983-01-01 | 550 | Gasoline | COMPARTMENT A | Single Walled | Fiberglass Reinforced Plastic |  |  |  | Removal | 1996-07-06
0-006715 | BISBEE BUG | 316 TOMBSTONE CYN | BISBEE | AZ | 85603 | Cochise | 3 | Perm Closure | 2011-09-29 | 300 | Used Oil/Waste Oil | COMPARTMENT A |  | Asphalt coated or Bare Steel |  |  |  | Removal | 2011-08-04
0-003707 | TEXACO | 102 W 5TH ST | SAFFORD | AZ | 85546 | Graham | 1 | Perm Closure | 1985-01-01 | 10000 | Gasoline | COMPARTMENT A |  | Asphalt coated or Bare Steel |  |  |  | Removal | 1991-09-19
0-004750 | STEWART BUILDING & ROOFING SUP | 2110 E 19TH ST | TUCSON | AZ | 85719 | Pima | 1 | Perm Closure | 1976-01-30 | 2000 | Gasoline | COMPARTMENT A | Unknown | Asphalt coated or Bare Steel |  |  |  | Removal | 1987-12-31
0-003458 | STOFFT NATIONAL GUARD FACILITY | 1750 E SILVERLAKE RD | TUCSON | AZ | 85713 | Pima | 2 | Perm Closure | 1975-04-15 | 5000 | Diesel | COMPARTMENT A | Unknown | Asphalt coated or Bare Steel | Suction - Check Valve at the Tank Top |  |  | Removal | 1995-02-16
0-009908 | SOBLEY PROPERTY | 9550 E CORNVILLE RD | CORNVILLE | AZ | 86325 | Yavapai | 1 | Perm Closure | 1959-01-01 | 500 | Gasoline | COMPARTMENT A | Unknown | Asphalt coated or Bare Steel | Suction - Check Valve at the Dispenser |  | Bare or Galvanized Steel | Removal | 2003-01-30
0-009836 | CIRCLE K STORE #2706643 | 19830 N 7TH ST | PHOENIX | AZ | 85024 | Maricopa | 2 | Open | 2002-01-03 | 12000 | Gasoline | COMPARTMENT A | Double Walled | Fiberglass Reinforced Plastic | Pressure | Double Walled | Fiberglass Reinforced Plastic
0-002677 | GREASE N GO | 1272 E FLORENCE BLVD | CASA GRANDE | AZ | 85122 | Pinal | 1 | Perm Closure | 1987-03-12 | 1000 | New Oil | COMPARTMENT A | Single Walled | Asphalt coated or Bare Steel | Suction - Check Valve at the Tank Top |  |  | Removal | 2000-04-12
0-006609 | PARCEL 201-06-009 | 341 W ROUTE 66 | WILLIAMS | AZ | 86046 | Coconino | 8 | Perm Closure | 1963-01-01 | 1000 | Gasoline | COMPARTMENT A | Single Walled | Asphalt coated or Bare Steel |  |  |  | Removal | 1988-12-09
0-005673 | LONGS PEAK CONVENIENCE MARKET |  | PICACHO |  |  | Pinal | 1 | Perm Closure | 1978-04-17 | 10000 | Gasoline | COMPARTMENT A | Unknown | Asphalt coated or Bare Steel | Pressure |  | Fiberglass Reinforced Plastic | Removal | 1997-11-05
0-009728 | 4 SONS FOOD STORES #509 | 1442 E CHANDLER BLVD | PHOENIX | AZ | 85048 | Maricopa | 3 | Open | 2000-11-30 | 6000 | Diesel | COMPARTMENT A | Single Walled | Fiberglass Reinforced Plastic | Pressure | Double Walled | Fiberglass Reinforced Plastic
0-002820 | KASPER-HALL STEEL, COMPUSTEEL | 700 E FAIR ST | TUCSON | AZ | 85714 | Pima | 2 | Perm Closure | 1970-04-28 | 1500 | Gasoline | COMPARTMENT A | Single Walled | Asphalt coated or Bare Steel | Pressure |  | Bare or Galvanized Steel | Removal | 1991-01-09
0-002820 | KASPER-HALL STEEL, COMPUSTEEL | 700 E FAIR ST | TUCSON | AZ | 85714 | Pima | 1 | Perm Closure | 1970-04-28 | 1000 | Gasoline | COMPARTMENT A | Single Walled | Asphalt coated or Bare Steel | Pressure |  | Bare or Galvanized Steel | Removal | 1991-01-09
0-008149 | JR FOOD MART | 4636 N 12TH ST | PHOENIX | AZ | 85014 | Maricopa | 1 | Perm Closure | 1988-07-01 | 8000 | Gasoline (UL) | COMPARTMENT A | Double Walled | Composite (Steel/Fiberglass) | Pressure |  | Fiberglass Reinforced Plastic | Removal | 2018-02-14
0-006292 | JIM CLICK FORD INC | 6420 E 22ND ST | TUCSON | AZ | 85710 | Pima | 3 | Perm Closure | 1978-08-11 | 3000 | Unidentified | COMPARTMENT A | Unknown | Unknown |  |  |  | Removal | 1990-03-23
0-003115 | MARKHAM CONTRACTING INC | 2108 W SHANGRI LA RD | PHOENIX | AZ | 85029 | Maricopa | 2 | Perm Closure | 1984-11-01 | 5000 | Gasoline | COMPARTMENT A |  | Asphalt coated or Bare Steel |  |  |  | Removal | 1997-11-08
0-003115 | MARKHAM CONTRACTING INC | 2108 W SHANGRI LA RD | PHOENIX | AZ | 85029 | Maricopa | 1 | Perm Closure | 1984-11-01 | 5000 | Gasoline | COMPARTMENT A |  | Asphalt coated or Bare Steel | Suction - Check Valve at the Tank Top |  |  | Removal | 1997-11-08
0-005257 | JACKSONS ENERGY #6784 | 2295 E BUTLER AVE | FLAGSTAFF | AZ | 86004 | Coconino | 6 | Open | 2020-12-07 | 8000 | Gasoline (PUL) | COMPARTMENT A | Double Walled | Fiberglass Reinforced Plastic | Pressure | Double Walled | Flexible
0-003866 | CITY OF PHOENIX - GLENROSA SERVICE CENTER | 4020 W GLENROSA AVE | PHOENIX | AZ | 85019 | Maricopa | 16 | Open | 1991-01-01 | 12000 | Gasoline | COMPARTMENT A | Double Walled | Fiberglass Reinforced Plastic | Pressure | Double Walled | Fiberglass Reinforced Plastic
0-003866 | CITY OF PHOENIX - GLENROSA SERVICE CENTER | 4020 W GLENROSA AVE | PHOENIX | AZ | 85019 | Maricopa | 12 | Perm Closure | 1964-01-01 | 550 | Unidentified | COMPARTMENT A | Single Walled | Asphalt coated or Bare Steel |  |  |  | Removal | 1990-09-13
0-003866 | CITY OF PHOENIX - GLENROSA SERVICE CENTER | 4020 W GLENROSA AVE | PHOENIX | AZ | 85019 | Maricopa | 14 | Perm Closure | 1973-01-01 | 250 | Diesel | COMPARTMENT A | Single Walled | Asphalt coated or Bare Steel |  |  |  | Removal | 1990-09-13
0-003866 | CITY OF PHOENIX - GLENROSA SERVICE CENTER | 4020 W GLENROSA AVE | PHOENIX | AZ | 85019 | Maricopa | 15 | Open | 1991-01-01 | 12000 | Gasoline | COMPARTMENT A | Double Walled | Fiberglass Reinforced Plastic | Pressure | Double Walled | Fiberglass Reinforced Plastic
0-003866 | CITY OF PHOENIX - GLENROSA SERVICE CENTER | 4020 W GLENROSA AVE | PHOENIX | AZ | 85019 | Maricopa | 13 | Perm Closure | 1964-01-01 | 2000 | Used Oil/Waste Oil | COMPARTMENT A | Single Walled | Asphalt coated or Bare Steel |  |  |  | Removal | 1990-09-13
0-005147 | 3BS TRUCK & AUTO PLAZA #2 | 2201 N PARK DR | WINSLOW | AZ | 86047 | Navajo | 1 | Perm Closure | 1990-06-01 | 20000 | Diesel | COMPARTMENT A |  | Fiberglass Reinforced Plastic | Pressure |  | Fiberglass Reinforced Plastic | Closed in Place | 2002-04-04
0-006891 | PERFECTION AUTO | 5265 E PIMA ST | TUCSON | AZ | 85712 | Pima | 2 | Perm Closure | 1962-01-01 | 3000 | Gasoline | COMPARTMENT A | Double Walled | Asphalt coated or Bare Steel |  |  |  | Removal | 1989-08-02
0-003738 | PHILLIPS 66 COMPANY #016494 | 6802 E THOMAS RD | SCOTTSDALE | AZ | 85251 | Maricopa | 2 | Perm Closure | 1967-01-01 | 550 | Used Oil/Waste Oil | COMPARTMENT A | Single Walled | Asphalt coated or Bare Steel |  |  |  | Removal | 2015-08-04
0-003865 | CITY OF PHOENIX - OPERATING ENGINEER'S YARD | 3225 S 22ND AVE | PHOENIX | AZ | 85009 | Maricopa | 2 | Perm Closure | 1975-01-01 | 1000 | Gasoline | COMPARTMENT A | Single Walled | Asphalt coated or Bare Steel |  |  |  | Removal | 1990-09-05
0-009716 | CVS PHARMACY #9304 | 7434 W INDIAN SCHOOL RD | PHOENIX | AZ | 85033 | Maricopa | 1 | Perm Closure | 2005-06-17 | 550 | Used Oil/Waste Oil | COMPARTMENT A | Unknown | Asphalt coated or Bare Steel |  |  |  | Removal | 2000-12-08
0-004764 | PAINTED HILLS SERVICE |  | GOODWATER |  |  | Navajo | 2 | Perm Closure | 1966-01-01 | 2000 | Gasoline | COMPARTMENT A | Single Walled | Asphalt coated or Bare Steel |  |  |  | Removal | 1988-11-01
0-009894 | SAM'S CLUB #6605 | 1225 N GILBERT RD | GILBERT | AZ | 85234 | Maricopa | 2 | Open | 2002-08-08 | 20000 | Gasoline | COMPARTMENT A | Double Walled | Fiberglass Reinforced Plastic | Pressure | Double Walled
0-006767 | PEPSI-COLA BOTTLING CO | 3131 E TRANSCON WAY | TUCSON | AZ | 85706 | Pima | 1 | Perm Closure | 1987-01-01 | 10000 | Gasoline | COMPARTMENT A | Double Walled | Composite (Steel/Fiberglass) | Pressure | Single Walled | Fiberglass Reinforced Plastic | Removal | 2008-10-31
0-004233 | POOL WATER PRODUCTS | 3340 W MCDOWELL RD | PHOENIX | AZ | 85009 | Maricopa | 4 | Perm Closure | 1971-10-25 | 500 | Kerosene | COMPARTMENT A | Double Walled | Asphalt coated or Bare Steel |  |  |  | Removal | 1990-11-28
0-004233 | POOL WATER PRODUCTS | 3340 W MCDOWELL RD | PHOENIX | AZ | 85009 | Maricopa | 2 | Perm Closure | 1971-10-25 | 1000 | Unidentified | COMPARTMENT A | Double Walled | Asphalt coated or Bare Steel |  |  |  | Removal | 1990-11-28
0-004233 | POOL WATER PRODUCTS | 3340 W MCDOWELL RD | PHOENIX | AZ | 85009 | Maricopa | 3 | Perm Closure | 1971-10-25 | 500 | Unidentified | COMPARTMENT A | Double Walled | Asphalt coated or Bare Steel |  |  |  | Removal | 1990-11-28
0-000718 | SALOME SHOPPING CENTER | 67230 HIGHWAY 60 | SALOME | AZ | 85348 | La Paz | 3 | Perm Closure | 2003-10-01 | 4000 | Diesel | COMPARTMENT A | Double Walled | Fiberglass Reinforced Plastic | Pressure | Double Walled | Fiberglass Reinforced Plastic | Removal | 2019-10-17
0-000718 | SALOME SHOPPING CENTER | 67230 HIGHWAY 60 | SALOME | AZ | 85348 | La Paz | 2 | Perm Closure | 1983-01-01 | 10000 | Gasoline | COMPARTMENT A |  | Asphalt coated or Bare Steel | Pressure |  |  | Removal | 2003-10-04
0-006359 | ROGERS BORDER SERVICE | 3847 S TOWNER AVE | NACO | AZ | 85620 | Cochise | 3 | Perm Closure | 1975-09-14 | 1000 | Gasoline | COMPARTMENT A | Double Walled | Asphalt coated or Bare Steel | Suction - Check Valve at the Tank Top |  |  | Removal | 1994-01-19
0-000841 | PRE STRESS BUILDING | 1835 E UNIVERSITY DR | PHOENIX | AZ | 85034 | Maricopa | 2 | Perm Closure | 1963-01-01 | 10000 | Diesel | COMPARTMENT A | Single Walled | Asphalt coated or Bare Steel |  |  |  | Removal | 1986-05-21
0-003985 | PULICE CONSTRUCTION INC | 2033 W MOUNTAIN VIEW RD | PHOENIX | AZ | 85021 | Maricopa | 5 | Perm Closure | 1979-12-19 | 8000 | Diesel | COMPARTMENT A | Unknown | Asphalt coated or Bare Steel | Suction - Check Valve at the Tank Top |  | Fiberglass Reinforced Plastic | Removal | 2004-07-08
0-001314 | CIRCLE K #799 | 3375 S 4TH AVE | YUMA | AZ | 85365 | Yuma | 3 | Perm Closure | 1986-01-01 | 10000 | Gasoline | COMPARTMENT A | Double Walled | Fiberglass Reinforced Plastic | Pressure |  | Fiberglass Reinforced Plastic | Removal | 1988-03-31
0-007318 | BATSON-STARK ELECTRICAL CONTRACTORS INC | 1277 E 16TH ST | TUCSON | AZ | 85719 | Pima | 1 | Perm Closure | 1984-04-04 | 1000 | Gasoline | COMPARTMENT A | Double Walled | Asphalt coated or Bare Steel | Suction - Check Valve at the Tank Top |  |  | Removal | 1993-07-14
0-005185 | AUTOMOTIVE FUEL ISLAND | 4350 E IRVINGTON RD | TUCSON | AZ | 85714 | Pima | 4 | Perm Closure | 1974-01-01 | 1000 | Unidentified | COMPARTMENT A | Single Walled | Asphalt coated or Bare Steel |  |  |  | Removal | 1988-03-01
0-000403 | APS | 10001 N 21ST AVE | PHOENIX | AZ | 85021 | Maricopa | 2 | Perm Closure | 1971-01-01 | 2000 | Diesel | COMPARTMENT A |  | Asphalt coated or Bare Steel |  |  |  | Removal | 1988-03-08
0-004433 | ALL AMERICAN LAUNDRY & ARCADE | 406 E PIMA ST | GILA BEND | AZ | 85337 | Maricopa | 3 | Perm Closure | 1956-01-01 | 2000 | Unidentified | COMPARTMENT A | Single Walled | Asphalt coated or Bare Steel |  |  |  | Closed in Place | 1989-10-01
0-009546 | QUIKTRIP | 1956 E SOUTHERN AVE | MESA | AZ | 85204 | Maricopa | 1 | Perm Closure | 1998-10-13 | 15000 | Gasoline | COMPARTMENT A | Double Walled | Fiberglass Reinforced Plastic | Pressure | Double Walled | Fiberglass Reinforced Plastic | Removal | 2020-05-20
0-009255 | CHEVRON | 5002 E CHANDLER BLVD | PHOENIX | AZ | 85048 | Maricopa | 4 | Open | 1998-02-26 | 8000 | Diesel | COMPARTMENT A | Double Walled | Fiberglass Reinforced Plastic | Pressure | Double Walled | Fiberglass Reinforced Plastic
0-004071 | BULLHEAD BAIT & TACKLE #444 | 1010 HIGHWAY 95 | BULLHEAD CITY | AZ | 86429 | Mohave | 3 | Perm Closure | 1977-04-22 | 3000 | Gasoline | COMPARTMENT A | Double Walled | Asphalt coated or Bare Steel | Suction - Check Valve at the Tank Top |  | Bare or Galvanized Steel | Removal | 1993-09-30
0-000824 | A.G. LAYNE PHOENIX, INC. | 3800 S 16TH ST | PHOENIX | AZ | 85040 | Maricopa | 5 | Perm Closure | 1977-01-01 | 2000 | Other | COMPARTMENT A | Single Walled | Asphalt coated or Bare Steel | Suction - Check Valve at the Tank Top | Single Walled | Bare or Galvanized Steel | Removal | 1993-04-29
0-000295 | BRAKE MASTERS | 4260 E GRANT RD | TUCSON | AZ | 85712 | Pima | 2 | Perm Closure | 2005-06-17 | 2000 | Gasoline | COMPARTMENT A | Unknown | Unknown |  |  |  | Removal | 1989-03-03
0-002685 | TRI-LA FIBERGLASS | 4315 N SULLINGER AVE | TUCSON | AZ | 85705 | Pima | 1 | Perm Closure | 1974-06-24 | 3000 | Gasoline | COMPARTMENT A | Single Walled | Asphalt coated or Bare Steel |  |  |  | Removal | 1980-03-01
0-004958 | R & D UNION | 4701 E 29TH ST | TUCSON | AZ | 85711 | Pima | 2 | Open | 1983-05-08 | 10000 | Gasoline | COMPARTMENT A | Double Walled | Fiberglass Reinforced Plastic | Pressure |  | Fiberglass Reinforced Plastic
0-004958 | R & D UNION | 4701 E 29TH ST | TUCSON | AZ | 85711 | Pima | 3 | Open | 1983-05-08 | 10000 | Gasoline | COMPARTMENT A | Double Walled | Fiberglass Reinforced Plastic | Pressure |  | Fiberglass Reinforced Plastic
0-007758 | TERRIBLE HERBST #180 | 1815 HIGHWAY 95 | BULLHEAD CITY | AZ | 86442 | Mohave | 6 | Open | 1993-08-01 | 4000 | Gasoline | COMPARTMENT A | Double Walled | Fiberglass Reinforced Plastic | Pressure |  | Fiberglass Reinforced Plastic
0-003509 | TARGET STORE T179 | 5255 E BROADWAY BLVD | TUCSON | AZ | 85711 | Pima | 1 | Perm Closure | 1966-01-01 | 12000 | Gasoline | COMPARTMENT A |  | Asphalt coated or Bare Steel |  |  |  | Closed in Place | 1986-08-01
0-003144 | MESA UNIFIED SCHOOL DISTRICT - STAPLEY ADMINISTRATION | 549 N STAPLEY DR | MESA | AZ | 85203 | Maricopa | 1 | Perm Closure | 1980-07-01 | 10000 | Gasoline | COMPARTMENT A | Double Walled | Asphalt coated or Bare Steel | Pressure |  | Bare or Galvanized Steel | Removal | 1999-06-18
0-003144 | MESA UNIFIED SCHOOL DISTRICT - STAPLEY ADMINISTRATION | 549 N STAPLEY DR | MESA | AZ | 85203 | Maricopa | 5 | Perm Closure | 1980-07-01 | 8000 | Gasoline | COMPARTMENT A | Double Walled | Asphalt coated or Bare Steel | Suction - Check Valve at the Tank Top |  | Bare or Galvanized Steel | Removal | 1999-06-18
0-003144 | MESA UNIFIED SCHOOL DISTRICT - STAPLEY ADMINISTRATION | 549 N STAPLEY DR | MESA | AZ | 85203 | Maricopa | 2 | Perm Closure | 1980-07-01 | 10000 | Diesel | COMPARTMENT A | Double Walled | Asphalt coated or Bare Steel | Suction - Check Valve at the Tank Top |  | Bare or Galvanized Steel | Removal | 1999-06-18
0-004534 | SINCLAIR RETAIL #02002 ADOT POS | 3231 S PARK AVE | TUCSON | AZ | 85713 | Pima | 2 | Perm Closure | 1966-04-21 | 8000 | Gasoline | COMPARTMENT A | Unknown | Asphalt coated or Bare Steel |  |  |  | Removal | 1990-12-28
0-007964 | SMITH PIPE & STEEL CO | 735 N 19TH AVE | PHOENIX | AZ | 85009 | Maricopa | 1 | Perm Closure | 2005-06-17 | 1000 | Unidentified | COMPARTMENT A | Double Walled | Asphalt coated or Bare Steel |  |  |  | Removal | 1989-06-02
0-005672 | WILLIAMS UNFIED SCHOOL DISTRICT - BUS BARN | 575 N 7TH | WILLIAMS | AZ | 86046 | Coconino | 3 | Perm Closure | 1985-01-01 | 1000 | Gasoline | COMPARTMENT A | Single Walled | Asphalt coated or Bare Steel | Suction - Check Valve at the Tank Top | Single Walled | Bare or Galvanized Steel | Removal | 1993-06-01
0-007179 | WINDMILL RANCH |  | KINGMAN |  |  | Mohave | 1 | Perm Closure | 1971-01-01 | 1000 | Diesel | COMPARTMENT A | Unknown | Asphalt coated or Bare Steel | Suction - Check Valve at the Tank Top |  |  | Removal | 1991-03-05
0-004146 | WM M RIGGS JR OAK RANCH |  | SUNIZONA |  |  | Cochise | 1 | Perm Closure | 1956-02-18 | 1000 | Gasoline | COMPARTMENT A | Unknown | Asphalt coated or Bare Steel |  |  |  | Removal | 1989-10-01
0-002179 | WAYNE FREEMAN FARM | 16235 E OCOTILLO RD | GILBERT | AZ | 85298 | Maricopa | 1 | Perm Closure | 1970-12-19 | 1000 | Gasoline | COMPARTMENT A | Single Walled | Asphalt coated or Bare Steel |  |  |  | Removal | 1989-03-15
0-002926 | WESTIN LA PALOMA | 3530 E SUNRISE DR | TUCSON | AZ | 85718 | Pima | 1 | Perm Closure | 1984-01-01 | 2000 | Diesel | COMPARTMENT A |  | Asphalt coated or Bare Steel | Pressure |  |  | Removal | 1996-07-19
0-002926 | WESTIN LA PALOMA | 3530 E SUNRISE DR | TUCSON | AZ | 85718 | Pima | 3 | Perm Closure | 1984-01-01 | 1000 | Gasoline | COMPARTMENT A |  | Asphalt coated or Bare Steel | Pressure |  |  | Removal | 1996-07-19
0-008833 | GIANT 6627 | 5 S HOUGHTON RD | TUCSON | AZ | 85748 | Pima | 2 | Perm Closure | 1989-05-01 | 10000 | Gasoline | COMPARTMENT A |  | Asphalt coated or Bare Steel | Pressure |  | Fiberglass Reinforced Plastic | Removal | 2015-12-21
0-005551 | VOLKSWAGEN OF AMERICA INC | 7602 S 115TH AVE | AVONDALE | AZ | 85392 | Maricopa | 2 | Perm Closure | 1982-05-06 | 3000 | Gasoline | COMPARTMENT A | Double Walled | Asphalt coated or Bare Steel |  |  |  | Removal | 1991-09-19
0-006722 | USDA - FIELD OFFICE |  | TOMBSTONE |  |  | Cochise | 1 | Perm Closure | 2005-06-17 |  | Gasoline | COMPARTMENT A | Unknown | Unknown |  |  |  | Removal | 1988-11-14
0-009335 | VACANT LOT |  | DOUGLAS |  |  | Cochise | 1 | Perm Closure | 2005-06-17 | 3000 | Gasoline | COMPARTMENT A |  | Asphalt coated or Bare Steel |  |  |  | Removal | 2017-01-13
0-006863 | VACANT LOT |  | TUCSON |  |  | Pima | 1 | Perm Closure | 1940-01-01 | 1000 | Gasoline | COMPARTMENT A |  | Asphalt coated or Bare Steel | Suction - Check Valve at the Tank Top |  | Bare or Galvanized Steel | Removal | 1992-06-12
0-009553 | VACANT PROPERTY | 777 N ARIZONA AVE | CHANDLER | AZ | 85225 | Maricopa | 1 | Perm Closure | 2005-06-17 | 10000 | Gasoline | COMPARTMENT A | Unknown | Asphalt coated or Bare Steel |  |  |  | Removal | 1987-01-01
0-006514 | TWIN PEAKS PUMPING PLANT |  | MARANA |  |  | Pima | 1 | Perm Closure | 1988-11-17 | 1000 | Diesel | COMPARTMENT A | Unknown | Asphalt coated or Bare Steel |  |  |  | Removal | 1991-12-18
0-002427 | HALLUM SELF SERVE | 2931 E ANDY DEVINE AVE | KINGMAN | AZ | 86401 | Mohave | 2 | Perm Closure | 1983-01-01 | 8000 | Gasoline | COMPARTMENT A |  | Asphalt coated or Bare Steel | Pressure |  | Fiberglass Reinforced Plastic | Removal | 2008-12-15
0-002427 | HALLUM SELF SERVE | 2931 E ANDY DEVINE AVE | KINGMAN | AZ | 86401 | Mohave | 3 | Perm Closure | 1983-01-01 | 6000 | Gasoline | COMPARTMENT A |  | Asphalt coated or Bare Steel | Pressure |  | Fiberglass Reinforced Plastic | Removal | 2008-12-15
0-009756 | HAVA GAS | 2085 PALO VERDE BLVD N | LAKE HAVASU CITY | AZ | 86404 | Mohave | 1 | Open | 2001-04-12 | 3000 | Diesel | COMPARTMENT B | Double Walled | Asphalt coated or Bare Steel
0-002793 | GIANT #917 | 3559 E UNIVERSITY DR | MESA | AZ | 85213 | Maricopa | 1 | Perm Closure | 1981-01-01 | 12000 | Gasoline | COMPARTMENT A | Single Walled | Fiberglass Reinforced Plastic | Pressure | Double Walled | Fiberglass Reinforced Plastic | Removal | 2002-12-04
0-002793 | GIANT #917 | 3559 E UNIVERSITY DR | MESA | AZ | 85213 | Maricopa | 3 | Perm Closure | 1981-01-01 | 12000 | Gasoline | COMPARTMENT A | Single Walled | Fiberglass Reinforced Plastic | Pressure | Double Walled | Fiberglass Reinforced Plastic | Removal | 2002-12-04
0-005045 | SPEEDWAY STORE #3003 | 310 N MAIN ST | TAYLOR | AZ | 85939 | Navajo | 2 | Open | 1987-01-01 | 6000 | Diesel | COMPARTMENT A | Single Walled | Asphalt coated or Bare Steel | Pressure |  | Fiberglass Reinforced Plastic
0-003582 | GOOD CENTS RENT A CAR | 5635 E BROADWAY BLVD | TUCSON | AZ | 85711 | Pima | 3 | Perm Closure | 1975-01-01 | 10000 | Gasoline | COMPARTMENT A |  | Asphalt coated or Bare Steel |  |  |  | Removal | 1992-02-26
0-003582 | GOOD CENTS RENT A CAR | 5635 E BROADWAY BLVD | TUCSON | AZ | 85711 | Pima | 4 | Perm Closure | 2005-06-17 | 500 | Gasoline | COMPARTMENT A |  | Asphalt coated or Bare Steel |  |  |  | Removal | 1992-02-26
0-002181 | FREIDAY CONSTRUCTION INC | 3360 N BANK ST | KINGMAN | AZ | 86409 | Mohave | 1 | Perm Closure | 1971-05-27 | 1500 | Diesel | COMPARTMENT A | Single Walled | Asphalt coated or Bare Steel | Suction - Check Valve at the Tank Top |  |  | Removal | 1998-12-08
0-008740 | FRONTIER LOUNGE | 16101 E HWY 66 | TRUXTON | AZ | 86434 | Mohave | 1 | Perm Closure | 2005-06-17 | 8000 | Gasoline | COMPARTMENT A | Single Walled | Asphalt coated or Bare Steel |  |  |  | Removal | 2014-02-19
0-001589 | BISBEE-DOUGLAS INTERNATIONAL AIRPORT | 6940 N AIR TERMINAL BLVD | DOUGLAS | AZ | 85607 | Cochise | 1 | Perm Closure | 1950-01-01 | 12000 | Unidentified | COMPARTMENT A |  | Asphalt coated or Bare Steel |  |  |  | Removal | 1999-11-10
0-000825 | SHORTSTOP MARKET | 12 S MAIN ST | EAGAR | AZ | 85925 | Apache | 2 | Perm Closure | 1986-01-01 | 8000 | Gasoline | COMPARTMENT A |  | Asphalt coated or Bare Steel |  |  |  | Removal | 1987-01-11
0-000825 | SHORTSTOP MARKET | 12 S MAIN ST | EAGAR | AZ | 85925 | Apache | 6 | Perm Closure | 1987-01-01 | 10000 | Gasoline | COMPARTMENT A |  | Asphalt coated or Bare Steel | Pressure |  | Fiberglass Reinforced Plastic | Removal | 2000-04-14
0-000825 | SHORTSTOP MARKET | 12 S MAIN ST | EAGAR | AZ | 85925 | Apache | 9 | Open | 2000-05-11 | 10000 | Diesel | COMPARTMENT B | Double Walled | Fiberglass Reinforced Plastic
0-007212 | SPRING CREEK STORE #13 | 18749 N AZ HIGHWAY 188 | ROOSEVELT | AZ | 85545 | Gila | 1 | Perm Closure | 1977-01-01 | 10000 | Gasoline | COMPARTMENT A | Single Walled | Asphalt coated or Bare Steel | Pressure | Single Walled | Bare or Galvanized Steel | Removal | 1994-03-08
0-007212 | SPRING CREEK STORE #13 | 18749 N AZ HIGHWAY 188 | ROOSEVELT | AZ | 85545 | Gila | 2 | Perm Closure | 1977-01-01 | 6000 | Gasoline | COMPARTMENT A | Single Walled | Asphalt coated or Bare Steel | Pressure | Single Walled | Bare or Galvanized Steel | Removal | 1994-03-08
0-001409 | CIRCLE K #1431 | 1103 W REX ALLEN DR | WILLCOX | AZ | 85643 | Cochise | 1 | Open | 1981-01-01 | 10000 | Gasoline | COMPARTMENT A | Single Walled | Asphalt coated or Bare Steel | Pressure |  | Fiberglass Reinforced Plastic
0-001217 | CIRCLE K #368 | 110 S PATAGONIA ST | BENSON | AZ | 85602 | Cochise | 2 | Perm Closure | 1981-01-01 | 10000 | Gasoline | COMPARTMENT A |  | Asphalt coated or Bare Steel | Pressure |  |  | Removal | 1994-07-21
0-001122 | CHEVRON #9-7264 | 921 S CALIFORNIA AVE | PARKER | AZ | 85344 | La Paz | 1 | Perm Closure | 1971-01-01 | 5000 | Gasoline | COMPARTMENT A | Single Walled | Asphalt coated or Bare Steel | Pressure |  |  | Removal | 1994-10-06
0-001122 | CHEVRON #9-7264 | 921 S CALIFORNIA AVE | PARKER | AZ | 85344 | La Paz | 2 | Perm Closure | 1971-01-01 | 10000 | Gasoline | COMPARTMENT A | Single Walled | Asphalt coated or Bare Steel | Pressure |  |  | Removal | 1994-10-06
0-002528 | HORIZON MOVING SYSTEMS | 440 WHITTON ST | SIERRA VISTA | AZ | 85635 | Cochise | 2 | Perm Closure | 1977-03-05 | 1000 | Diesel | COMPARTMENT A | Single Walled | Asphalt coated or Bare Steel | Suction - Check Valve at the Tank Top |  |  | Removal | 1996-12-19
0-004423 | BROST FORMING SUPPLY | 601 S 19TH AVE | PHOENIX | AZ | 85009 | Maricopa | 2 | Perm Closure | 1978-01-01 | 2000 | Gasoline | COMPARTMENT A | Single Walled | Asphalt coated or Bare Steel | Suction - Check Valve at the Tank Top | Single Walled | Bare or Galvanized Steel | Removal | 1992-12-15
0-002558 | LEE HOFFMAN ROOFING INC | 4301 E TENNESSEE ST | TUCSON | AZ | 85714 | Pima | 1 | Perm Closure | 1978-04-22 | 4000 | Gasoline | COMPARTMENT A | Single Walled | Asphalt coated or Bare Steel | Pressure |  |  | Removal | 1994-03-03
0-003090 | MAYER SCHOOL BUS YARD |  | MAYER |  |  | Yavapai | 3 | Perm Closure | 1986-10-03 | 10000 | Diesel | COMPARTMENT A | Double Walled | Fiberglass Reinforced Plastic |  |  |  | Removal | 1988-05-01
0-008775 | JOHN MERCER CONSTRUCTION | 360 TERRACE DR | GLOBE | AZ | 85501 | Gila | 4 | Temp Closure | 2005-06-17 | 4500 | Unidentified | COMPARTMENT A | Unknown | Unknown |  |  |  |  | 2020-09-14
0-008019 | K MART #3014 | 1902 E ROOSEVELT ST | PHOENIX | AZ | 85006 | Maricopa | 1 | Perm Closure | 2005-06-17 | 1000 | Gasoline | COMPARTMENT A | Double Walled | Asphalt coated or Bare Steel |  |  |  | Removal | 1990-09-17
0-002776 | SUN CITY AUTO SPA | 11049 GRAND AVE | SUN CITY | AZ | 85351 | Maricopa | 4 | Perm Closure | 1988-02-01 | 12000 | Gasoline | COMPARTMENT A | Single Walled | Fiberglass Reinforced Plastic | Pressure |  | Fiberglass Reinforced Plastic | Removal | 2016-05-19
0-004432 | JACK SELLERS PROPERTY | 215 W PIMA ST | GILA BEND | AZ | 85337 | Maricopa | 1 | Perm Closure | 1956-04-07 | 10000 | Gasoline | COMPARTMENT A | Unknown | Asphalt coated or Bare Steel |  |  |  | Closed in Place | 1980-01-01
0-003348 | HAYDEN MAIN CO #125140 | 236 W FOURTH ST | WINKELMAN | AZ | 85192 | Pinal | 1 | Perm Closure | 1980-01-07 | 560 | Diesel | COMPARTMENT A | Double Walled | Asphalt coated or Bare Steel |  |  |  | Removal | 1994-11-10
0-008278 | JOE HUBER'S GOLF SHOP | 5595 E MORELAND ST | PHOENIX | AZ | 85008 | Maricopa | 1 | Perm Closure | 1983-01-01 | 1000 | Gasoline | COMPARTMENT A | Unknown | Unknown | Suction - Check Valve at the Tank Top |  |  | Removal | 1997-11-14
0-001994 | EXXON #7-3360 | 5130 S MCCLINTOCK DR | TEMPE | AZ | 85282 | Maricopa | 2 | Perm Closure | 1972-01-01 | 8000 | Gasoline | COMPARTMENT A |  | Asphalt coated or Bare Steel | Pressure |  |  | Removal | 1994-09-27
0-001994 | EXXON #7-3360 | 5130 S MCCLINTOCK DR | TEMPE | AZ | 85282 | Maricopa | 5 | Perm Closure | 1994-10-31 | 12000 | Gasoline | COMPARTMENT A | Double Walled | Fiberglass Reinforced Plastic | Pressure | Double Walled | Fiberglass Reinforced Plastic | Removal | 2005-11-04
0-007362 | QUALITY AUTOMOTIVE AND FLEET SERVICE | 5331 N 27TH AVE | PHOENIX | AZ | 85017 | Maricopa | 2 | Perm Closure | 2005-06-17 | 200 | Gasoline | COMPARTMENT A | Unknown | Unknown | Gravity Feed |  |  | Removal | 1994-02-04
0-007906 | MASTER MARBLE | 18 S 42ND ST | PHOENIX | AZ | 85034 | Maricopa | 1 | Perm Closure | 2005-06-17 | 2000 | Gasoline | COMPARTMENT A | Double Walled | Asphalt coated or Bare Steel | Suction - Check Valve at the Tank Top |  | Bare or Galvanized Steel | Removal | 1992-06-30
0-005141 | GILA BEND FREEWAY EXXON | INTERSECTION OF I-8 AND BUTTERFIELD TRAIL | GILA BEND | AZ | 85337 | Maricopa | 1 | Perm Closure | 1970-04-21 | 8000 | Gasoline | COMPARTMENT A | Unknown | Asphalt coated or Bare Steel | Pressure |  |  | Removal | 1992-02-14
0-005491 | CIRCLE K #2837 | 3662 W VAN BUREN ST | PHOENIX | AZ | 85009 | Maricopa | 1 | Perm Closure | 1972-04-24 | 8000 | Gasoline | COMPARTMENT A | Double Walled | Asphalt coated or Bare Steel | Pressure |  |  | Removal | 1993-11-03
0-000973 | JI CASE COMPANY | 19501 W NORTHERN AVE | SURPRISE | AZ | 85396 | Maricopa | 2 | Perm Closure | 1958-01-01 | 1000 | Diesel | COMPARTMENT A |  | Asphalt coated or Bare Steel |  |  |  | Removal | 1988-10-24
0-004964 | TEXACO #60-351-0042 | 3050 E FORT LOWELL RD | TUCSON | AZ | 85716 | Pima | 3 | Perm Closure | 1979-05-07 | 10000 | Gasoline | COMPARTMENT A | Double Walled | Asphalt coated or Bare Steel | Pressure |  | Bare or Galvanized Steel | Removal | 1996-12-20
0-004964 | TEXACO #60-351-0042 | 3050 E FORT LOWELL RD | TUCSON | AZ | 85716 | Pima | 1 | Perm Closure | 1979-05-07 | 10000 | Gasoline | COMPARTMENT A | Double Walled | Asphalt coated or Bare Steel | Pressure |  | Bare or Galvanized Steel | Removal | 1996-12-20
0-004964 | TEXACO #60-351-0042 | 3050 E FORT LOWELL RD | TUCSON | AZ | 85716 | Pima | 10 | Perm Closure | 2003-12-08 | 12000 | Gasoline | COMPARTMENT A | Double Walled | Fiberglass Reinforced Plastic | Pressure | Double Walled | Fiberglass Reinforced Plastic | Removal | 2015-03-11
0-001894 | CIRCLE K STORE #2703424 | 5502 E SPEEDWAY BLVD | TUCSON | AZ | 85712 | Pima | 7 | Open | 2012-10-16 | 12000 | Diesel | COMPARTMENT A | Double Walled | Fiberglass Reinforced Plastic | Pressure | Double Walled | Fiberglass Reinforced Plastic
0-001894 | CIRCLE K STORE #2703424 | 5502 E SPEEDWAY BLVD | TUCSON | AZ | 85712 | Pima | 2 | Perm Closure | 1970-01-01 | 8000 | Gasoline | COMPARTMENT A |  | Asphalt coated or Bare Steel | Pressure | Single Walled | Bare or Galvanized Steel | Removal | 1996-06-12
0-001379 | CIRCLE K #2701202 | 2005 N POWER RD | MESA | AZ | 85215 | Maricopa | 2 | Perm Closure | 1977-01-01 | 10000 | Gasoline | COMPARTMENT A |  | Asphalt coated or Bare Steel | Pressure |  |  | Removal | 1997-08-15
0-004257 | SPEEDWAY STORE #2949 | 2211 W US HIGHWAY 70 | THATCHER | AZ | 85552 | Graham | 3 | Perm Closure | 1972-01-01 | 10000 | Gasoline | COMPARTMENT A |  | Asphalt coated or Bare Steel |  |  |  | Removal | 1991-01-07
0-000376 | VICKSBURG RANCH | 44376 VICKSBURG RD | SALOME | AZ | 85348 | La Paz | 21 | Perm Closure | 1988-04-01 | 10000 | Diesel | COMPARTMENT A | Double Walled | Fiberglass Reinforced Plastic |  |  |  | Removal | 1994-12-01
0-000376 | VICKSBURG RANCH | 44376 VICKSBURG RD | SALOME | AZ | 85348 | La Paz | 7 | Perm Closure | 1974-01-01 | 4000 | Diesel | COMPARTMENT A |  | Asphalt coated or Bare Steel |  |  |  | Removal | 1988-10-01
0-000057 | MOHAVE CONCRETE & MATERIALS | 4502 S HIGHWAY 95 | BULLHEAD CITY | AZ | 86426 | Mohave | 1 | Perm Closure | 1966-01-01 | 3500 | Gasoline | COMPARTMENT A |  | Asphalt coated or Bare Steel |  |  |  | Removal | 1994-02-03
0-000057 | MOHAVE CONCRETE & MATERIALS | 4502 S HIGHWAY 95 | BULLHEAD CITY | AZ | 86426 | Mohave | 2 | Perm Closure | 1980-01-01 | 3500 | Gasoline | COMPARTMENT A |  | Asphalt coated or Bare Steel |  |  |  | Removal | 1994-02-03
0-007446 | CIRCLE K STORE #2709174 | 10050 E MOUNTAIN VIEW RD | SCOTTSDALE | AZ | 85258 | Maricopa | 2 | Open | 1988-06-01 | 10000 | Gasoline | COMPARTMENT A | Double Walled | Fiberglass Reinforced Plastic | Pressure |  | Fiberglass Reinforced Plastic
0-002365 | GRAND CANYON AIRLINES |  | TUSAYAN |  |  | Coconino | 9 | Perm Closure | 1967-01-01 | 550 | Gasoline | COMPARTMENT A | Single Walled | Asphalt coated or Bare Steel |  |  |  | Removal | 1985-05-01
0-002365 | GRAND CANYON AIRLINES |  | TUSAYAN |  |  | Coconino | 5 | Perm Closure | 1967-01-01 | 1000 | Gasoline | COMPARTMENT A | Single Walled | Asphalt coated or Bare Steel |  |  |  | Removal | 1999-05-04
0-002365 | GRAND CANYON AIRLINES |  | TUSAYAN |  |  | Coconino | 6 | Perm Closure | 1967-01-01 | 10000 | Gasoline | COMPARTMENT A | Single Walled | Asphalt coated or Bare Steel |  |  |  | Removal | 1999-05-04
0-002365 | GRAND CANYON AIRLINES |  | TUSAYAN |  |  | Coconino | 4 | Perm Closure | 1967-01-01 | 12000 | Jet Fuel | COMPARTMENT A | Single Walled | Concrete | Suction - Check Valve at the Tank Top |  | Bare or Galvanized Steel | Removal | 1999-05-05
0-006428 | INDIAN GARDENS TRADING POST | 3951 N STATE ROUTE 89A | SEDONA | AZ | 86336 | Coconino | 1 | Perm Closure | 1983-08-28 | 8000 | Gasoline | COMPARTMENT A | Double Walled | Asphalt coated or Bare Steel |  |  |  | Removal | 1993-02-20
0-003531 | NORTHERN ARIZONA UNIVERSITY | 1705 S SAN FRANCISCO ST | FLAGSTAFF | AZ | 86001 | Coconino | 10 | Open | 1988-04-01 | 12000 | Diesel | COMPARTMENT A | Single Walled | Fiberglass Reinforced Plastic | Pressure |  | Fiberglass Reinforced Plastic
0-003082 | ACCURATE AUTOMOTIVE ATTENTION | 1495 S 3RD AVE | YUMA | AZ | 85364 | Yuma | 1 | Perm Closure | 1972-05-07 | 500 | Used Oil/Waste Oil | COMPARTMENT A | Unknown | Asphalt coated or Bare Steel | Gravity Feed |  | Bare or Galvanized Steel | Removal | 1992-11-24
0-004482 | SHAY OIL - W 8TH ST | 2003 W 8TH ST | YUMA | AZ | 85364 | Yuma | 1 | Perm Closure | 1978-01-01 | 10000 | Gasoline | COMPARTMENT A |  | Asphalt coated or Bare Steel |  |  |  | Removal | 1989-07-01
0-002575 | NORTH AMERICAN INDUSTRIES |  | HUMBOLDT |  |  | Yavapai | 4 | Perm Closure | 2005-06-17 | 150 | Unidentified | COMPARTMENT A |  | Asphalt coated or Bare Steel |  |  |  | Removal | 1992-10-02
0-002575 | NORTH AMERICAN INDUSTRIES |  | HUMBOLDT |  |  | Yavapai | 2 | Perm Closure | 1976-01-01 | 550 | Gasoline | COMPARTMENT A |  | Asphalt coated or Bare Steel |  |  |  | Removal | 1992-10-02
0-005369 | USDA FS - PRESCOTT NF - CROWN KING WORK CENTER | FOREST SERVICE RD #259A | CROWN KING | AZ | 86343 | Yavapai | 2 | Perm Closure | 1975-02-26 | 2000 | Gasoline | COMPARTMENT A | Unknown | Asphalt coated or Bare Steel |  |  |  | Removal | 1991-12-12
0-005162 | TUCSON TRANSIT MANAGEMENT LLC, DBA SUN TRAN | 4220 S PARK AVE | TUCSON | AZ | 85714 | Pima | 10 | Perm Closure | 1990-12-01 | 20000 | Diesel | COMPARTMENT A | Double Walled | Composite (Steel/Fiberglass) | Pressure |  | Bare or Galvanized Steel | Removal | 2012-06-07
0-005077 | UNOCAL #7360 | 3825 E GRANT RD | TUCSON | AZ | 85716 | Pima | 1 | Perm Closure | 1973-04-01 | 10000 | Gasoline | COMPARTMENT A | Double Walled | Asphalt coated or Bare Steel | Pressure |  | Fiberglass Reinforced Plastic | Removal | 1989-01-01
0-003036 | HOLMES TUTTLE FORD | 800 E BROADWAY BLVD | TUCSON | AZ | 85719 | Pima | 4 | Perm Closure | 1946-01-01 |  | Used Oil/Waste Oil | COMPARTMENT A | Single Walled | Asphalt coated or Bare Steel |  |  |  | Removal | 1988-04-20
0-001224 | CIRCLE K #2700415 | 110 S MAIN ST | SNOWFLAKE | AZ | 85937 | Navajo | 6 | Open | 1995-03-07 | 10000 | Gasoline | COMPARTMENT A | Double Walled | Fiberglass Reinforced Plastic | Pressure | Double Walled | Fiberglass Reinforced Plastic
0-001224 | CIRCLE K #2700415 | 110 S MAIN ST | SNOWFLAKE | AZ | 85937 | Navajo | 1 | Perm Closure | 1969-01-01 | 10000 | Gasoline | COMPARTMENT A |  | Asphalt coated or Bare Steel | Pressure |  |  | Removal | 1995-03-07
0-004499 | HOLBROOK TRUCK TERMINAL |  | SUN VALLEY |  |  | Navajo | 2 | Perm Closure | 1977-01-29 | 8000 | Used Oil/Waste Oil | COMPARTMENT A | Unknown | Asphalt coated or Bare Steel | Suction - Check Valve at the Tank Top |  | Bare or Galvanized Steel | Removal | 1994-06-14
0-007627 | SAM'S TOWN GOLD RIVER |  | BULLHEAD CITY |  |  | Mohave | 1 | Perm Closure | 1985-06-01 | 10000 | Gasoline | COMPARTMENT A | Unknown | Fiberglass Reinforced Plastic | Pressure |  |  | Removal | 1992-03-16
0-005935 | PETRO STOPPING CENTER | 970 S BLAKE RANCH RD | KINGMAN | AZ | 86401 | Mohave | 7 | Open | 1987-12-15 | 8000 | New Oil | COMPARTMENT A | Single Walled | Fiberglass Reinforced Plastic | Suction - Check Valve at the Dispenser | Single Walled | Fiberglass Reinforced Plastic
0-002549 | HUNTER CONTRACTING | 701 N COOPER RD | GILBERT | AZ | 85233 | Maricopa | 5 | Perm Closure | 1976-04-16 | 1000 | Gasoline | COMPARTMENT A | Single Walled | Asphalt coated or Bare Steel |  |  |  | Removal | 1990-01-15
0-004386 | SCORPIO STEEL INC | 3420 S 39TH AVE | PHOENIX | AZ | 85009 | Maricopa | 1 | Perm Closure | 1981-02-10 | 500 | Diesel | COMPARTMENT A | Double Walled | Asphalt coated or Bare Steel | Pressure |  |  | Removal | 1992-11-25
0-007691 | FERGUSON BATH & KITCHEN GALLERY | 1951 W NORTH LN | PHOENIX | AZ | 85021 | Maricopa | 2 | Perm Closure | 1977-01-01 | 2000 | Diesel | COMPARTMENT A | Double Walled | Asphalt coated or Bare Steel | Suction - Check Valve at the Tank Top |  | Bare or Galvanized Steel | Removal | 1993-07-07
0-006155 | SUNNYVALE PROPERTIES | 310 S 43RD AVE | PHOENIX | AZ | 85009 | Maricopa | 2 | Perm Closure | 1978-04-29 | 10000 | Diesel | COMPARTMENT A | Double Walled | Asphalt coated or Bare Steel | Suction - Check Valve at the Tank Top |  |  | Removal | 1993-04-23
0-002315 | CITY OF GOODYEAR - POLICE DEPARTMENT | 119 N LITCHFIELD RD | GOODYEAR | AZ | 85338 | Maricopa | 1 | Perm Closure | 1977-01-01 | 500 | Gasoline | COMPARTMENT A |  | Asphalt coated or Bare Steel |  |  |  | Removal | 1990-08-28
0-003809 | CITY OF PHOENIX - FIRE STATION #11 | 2727 E ROOSEVELT ST | PHOENIX | AZ | 85008 | Maricopa | 1 | Perm Closure | 1976-01-01 | 1000 | Diesel | COMPARTMENT A |  | Asphalt coated or Bare Steel | Suction - Check Valve at the Tank Top |  | Bare or Galvanized Steel | Removal | 1994-09-13
0-007193 | QUALITY BUMPER | 405 E MAIN ST | MESA | AZ | 85203 | Maricopa | 5 | Perm Closure | 2005-06-17 | 3000 | Used Oil/Waste Oil | COMPARTMENT A | Unknown | Fiberglass Reinforced Plastic |  |  |  | Removal | 1991-11-09
0-000533 | ARCO #1411 | 4245 W BETHANY HOME RD | PHOENIX | AZ | 85019 | Maricopa | 2 | Perm Closure | 1972-01-01 | 8000 | Gasoline | COMPARTMENT A | Double Walled | Fiberglass Reinforced Plastic |  |  |  | Removal | 1990-09-10
0-003860 | CITY OF PHOENIX - UNION HILLS SERVICE CENTER | 138 E UNION HILLS DR | PHOENIX | AZ | 85024 | Maricopa | 23 | Perm Closure | 1992-01-01 | 1000 | Used Oil/Waste Oil | COMPARTMENT A | Double Walled | Fiberglass Reinforced Plastic | Gravity Feed | Double Walled | Fiberglass Reinforced Plastic | Removal | 2015-05-13
0-003860 | CITY OF PHOENIX - UNION HILLS SERVICE CENTER | 138 E UNION HILLS DR | PHOENIX | AZ | 85024 | Maricopa | 7 | Perm Closure | 1973-01-01 | 550 | Unidentified | COMPARTMENT A | Single Walled | Asphalt coated or Bare Steel | Suction - Check Valve at the Tank Top |  | Bare or Galvanized Steel | Removal | 1992-02-01
0-003976 | PROGRESSIVE CONCRETE WORKS | 1102 W HATCHER RD | PHOENIX | AZ | 85021 | Maricopa | 1 | Perm Closure | 1971-03-19 | 1000 | Gasoline | COMPARTMENT A | Unknown | Asphalt coated or Bare Steel | Suction - Check Valve at the Tank Top |  |  | Removal | 1992-07-01
0-004599 | SOUTHERN PACIFIC TRANSPORTATION - 13TH STREET |  | PHOENIX |  |  | Maricopa | 1 | Perm Closure | 1936-01-01 | 1000 | Used Oil/Waste Oil | COMPARTMENT A | Single Walled | Concrete |  |  |  | Removal | 1990-03-01
0-000119 | ALLIED TUBE & CONDUIT | 2525 N 27TH AVE | PHOENIX | AZ | 85009 | Maricopa | 1 | Perm Closure | 1977-01-01 | 3000 | Gasoline | COMPARTMENT A | Single Walled | Asphalt coated or Bare Steel |  |  |  | Removal | 1990-08-28
0-007711 | TOYOTA ARIZONA PROVING GROUND | 30700 W PATTON RD | WITTMANN | AZ | 85361 | Maricopa | 2 | Open | 1992-12-01 | 3000 | Gasoline | COMPARTMENT C | Double Walled | Fiberglass Reinforced Plastic | Pressure | Double Walled | Fiberglass Reinforced Plastic
0-007711 | TOYOTA ARIZONA PROVING GROUND | 30700 W PATTON RD | WITTMANN | AZ | 85361 | Maricopa | 1 | Open | 1992-12-01 | 10000 | Gasoline | COMPARTMENT A | Double Walled | Fiberglass Reinforced Plastic | Pressure | Double Walled | Fiberglass Reinforced Plastic
0-009646 | TURTLE STOP #202 | 7337 W BELL RD | PEORIA | AZ | 85382 | Maricopa | 1 | Perm Closure | 1999-03-30 | 15000 | Gasoline | COMPARTMENT A | Double Walled | Fiberglass Reinforced Plastic | Pressure | Double Walled | Fiberglass Reinforced Plastic | Removal | 2002-05-16
0-005385 | UNITED RENTALS | 1011 S PRUDENCE RD | TUCSON | AZ | 85710 | Pima | 2 | Perm Closure | 1974-01-01 | 2000 | Diesel | COMPARTMENT A | Single Walled | Asphalt coated or Bare Steel | Suction - Check Valve at the Tank Top |  |  | Removal | 1992-05-22
0-005385 | UNITED RENTALS | 1011 S PRUDENCE RD | TUCSON | AZ | 85710 | Pima | 6 | Perm Closure | 2005-06-17 | 2000 | Used Oil/Waste Oil | COMPARTMENT A | Single Walled | Asphalt coated or Bare Steel |  |  |  | Removal | 1988-12-21
0-003053 | MARICOPA COUNTY MUNICIPAL WATER DISTRICT | 14825 W GRAND AVE | SURPRISE | AZ | 85374 | Maricopa | 2 | Perm Closure | 1981-04-30 | 20000 | Gasoline | COMPARTMENT A | Unknown | Asphalt coated or Bare Steel |  |  |  | Removal | 1989-12-22
0-001620 | BAGDAD CONOCO | 117 MAIN ST | BAGDAD | AZ | 86321 | Yavapai | 4 | Open | 1971-01-01 | 5000 | Gasoline | COMPARTMENT A |  | Asphalt coated or Bare Steel | Pressure |  | Fiberglass Reinforced Plastic
0-003249 | EXXONMOBIL #18-MRG | 2780 W PEORIA AVE | PHOENIX | AZ | 85029 | Maricopa | 2 | Perm Closure | 1972-01-01 | 10000 | Gasoline | COMPARTMENT A |  | Asphalt coated or Bare Steel | Pressure |  |  | Removal | 1988-11-02
0-003336 | TUCSON EAST SOC #123375 | 3300 N PALO VERDE AVE | TUCSON | AZ | 85716 | Pima | 2 | Perm Closure | 1978-01-01 | 7360 | Gasoline | COMPARTMENT A | Single Walled | Asphalt coated or Bare Steel | Pressure |  |  | Removal | 1993-05-21
0-003336 | TUCSON EAST SOC #123375 | 3300 N PALO VERDE AVE | TUCSON | AZ | 85716 | Pima | 4 | Perm Closure | 1993-06-01 | 10000 | Gasoline | COMPARTMENT A | Double Walled | Composite (Steel/Fiberglass) | Pressure | Double Walled | Fiberglass Reinforced Plastic | Removal | 2015-09-15
0-002434 | HAPPY AUTO SALES INC | 2331 N STONE AVE | TUCSON | AZ | 85705 | Pima | 1 | Perm Closure | 1969-01-01 | 12000 | Gasoline | COMPARTMENT A |  | Asphalt coated or Bare Steel |  |  |  | Removal | 1993-10-30
0-002434 | HAPPY AUTO SALES INC | 2331 N STONE AVE | TUCSON | AZ | 85705 | Pima | 8 | Perm Closure | 1959-01-01 | 2000 | Gasoline | COMPARTMENT A |  | Asphalt coated or Bare Steel |  |  |  | Removal | 1994-05-09
0-002434 | HAPPY AUTO SALES INC | 2331 N STONE AVE | TUCSON | AZ | 85705 | Pima | 3 | Perm Closure | 1969-01-01 | 12000 | Gasoline | COMPARTMENT A |  | Asphalt coated or Bare Steel |  |  |  | Removal | 1993-10-30
0-007585 | ADOA | 1831 W JEFFERSON ST | PHOENIX | AZ | 85007 | Maricopa | 1 | Perm Closure | 2005-06-17 | 300 | Gasoline | COMPARTMENT A | Unknown | Unknown |  |  |  | Removal | 1990-02-15
0-004376 | SCHMIT AVIATION INC |  | SOMERTON |  |  | Yuma | 4 | Perm Closure | 2005-06-17 | 5000 | Diesel | COMPARTMENT A | Unknown | Asphalt coated or Bare Steel |  |  |  | Removal | 1992-02-26
0-003229 | EXXONMOBIL OIL CORP #12728 | 3141 E THOMAS RD | PHOENIX | AZ | 85016 | Maricopa | 5 | Perm Closure | 1987-07-01 | 10000 | Gasoline | COMPARTMENT A | Double Walled | Fiberglass Reinforced Plastic | Pressure |  | Fiberglass Reinforced Plastic | Removal | 2006-09-13
0-003229 | EXXONMOBIL OIL CORP #12728 | 3141 E THOMAS RD | PHOENIX | AZ | 85016 | Maricopa | 2 | Perm Closure | 1970-01-01 | 10000 | Gasoline | COMPARTMENT A | Double Walled | Asphalt coated or Bare Steel |  |  |  | Removal | 1987-07-02
0-001282 | CIRCLE K #4272/666 | 3502 W UNION HILLS DR | PHOENIX | AZ | 85027 | Maricopa | 2 | Perm Closure | 1977-01-01 | 10000 | Gasoline | COMPARTMENT A |  | Asphalt coated or Bare Steel | Pressure |  |  | Removal | 1999-02-10
0-008574 | SOUTHERN PACIFIC TUCSON YARD PASSENGER DEPOT | 260 E 8TH ST | TUCSON | AZ | 85705 | Pima | 1 | Perm Closure | 2005-06-17 | 10000 | Diesel | COMPARTMENT A | Double Walled | Asphalt coated or Bare Steel |  |  |  | Removal | 1984-12-30
0-007709 | ARCO #5815 | 3200 N STOCKTON HILL RD | KINGMAN | AZ | 86409 | Mohave | 2 | Open | 1991-08-01 | 10000 | Gasoline | COMPARTMENT A | Double Walled | Fiberglass Reinforced Plastic | Pressure | Double Walled | Fiberglass Reinforced Plastic
0-009872 | WHITE'S CHEVRON | MAIN ST & RAILROAD AVE | DUNCAN | AZ | 85534 | Greenlee | 2 | Perm Closure | 1955-01-01 | 4000 | Gasoline | COMPARTMENT A | Double Walled | Asphalt coated or Bare Steel | Suction - Check Valve at the Tank Top |  | Bare or Galvanized Steel | Removal | 2001-05-08
0-008858 | SOUTHWEST COOPERATIVE WHOLESALE | 1824 E JACKSON ST | PHOENIX | AZ | 85034 | Maricopa | 1 | Perm Closure | 2005-06-17 | 3000 | Gasoline | COMPARTMENT A | Double Walled | Asphalt coated or Bare Steel | Suction - Check Valve at the Tank Top |  |  | Removal | 1997-12-23
0-000867 | TEXACO #60-349-0324 | 9948 E MAIN ST | MESA | AZ | 85207 | Maricopa | 2 | Perm Closure | 1977-01-01 | 12000 | Gasoline | COMPARTMENT A |  | Asphalt coated or Bare Steel | Pressure | Double Walled | Fiberglass Reinforced Plastic | Removal | 1997-09-17
0-000867 | TEXACO #60-349-0324 | 9948 E MAIN ST | MESA | AZ | 85207 | Maricopa | 3 | Perm Closure | 1977-01-01 | 12000 | Gasoline | COMPARTMENT A |  | Asphalt coated or Bare Steel | Pressure | Double Walled | Fiberglass Reinforced Plastic | Removal | 1997-09-17
0-000867 | TEXACO #60-349-0324 | 9948 E MAIN ST | MESA | AZ | 85207 | Maricopa | 4 | Perm Closure | 1977-01-01 | 12000 | Gasoline | COMPARTMENT A |  | Asphalt coated or Bare Steel | Pressure | Double Walled | Fiberglass Reinforced Plastic | Removal | 1997-09-17
0-003248 | EXXONMOBIL #18-MRA (10244) | 2804 W BELL RD | PHOENIX | AZ | 85053 | Maricopa | 8 | Perm Closure | 1988-01-02 | 10000 | Gasoline | COMPARTMENT A | Double Walled | Fiberglass Reinforced Plastic | Pressure |  | Fiberglass Reinforced Plastic | Removal | 2006-10-11
0-003100 | GOLDEN STATE FOODS | 5524 W BUCHANAN ST | PHOENIX | AZ | 85043 | Maricopa | 7 | Open | 1997-09-29 | 12000 | Diesel | COMPARTMENT A | Double Walled | Composite (Steel/Fiberglass) | Pressure | Double Walled | Flexible
0-003100 | GOLDEN STATE FOODS | 5524 W BUCHANAN ST | PHOENIX | AZ | 85043 | Maricopa | 5 | Perm Closure | 1989-06-01 | 12000 | Diesel | COMPARTMENT A | Double Walled | Composite (Steel/Fiberglass) | Pressure |  | Fiberglass Reinforced Plastic | Removal | 1997-10-01
0-006337 | JACOB LAKE LODGE |  | JACOB LAKE |  |  | Coconino | 7 | Open | 1998-05-26 | 20000 | Gasoline | COMPARTMENT A | Double Walled | Fiberglass Reinforced Plastic | Pressure | Double Walled
0-004968 | APACHE SHELL | 8291 E 22ND ST | TUCSON | AZ | 85710 | Pima | 5 | Perm Closure | 1971-05-08 | 550 | Used Oil/Waste Oil | COMPARTMENT A | Double Walled | Asphalt coated or Bare Steel |  |  |  | Removal | 1988-01-20
0-004968 | APACHE SHELL | 8291 E 22ND ST | TUCSON | AZ | 85710 | Pima | 12 | Open | 2005-05-01 | 14000 | Gasoline | COMPARTMENT A | Double Walled | Composite (Steel/Fiberglass) | Pressure | Double Walled | Flexible
0-004968 | APACHE SHELL | 8291 E 22ND ST | TUCSON | AZ | 85710 | Pima | 8 | Perm Closure | 1988-01-24 | 10000 | Gasoline | COMPARTMENT A | Double Walled | Fiberglass Reinforced Plastic | Pressure |  | Fiberglass Reinforced Plastic | Removal | 2003-05-07
0-008754 | BEAVER DAM FILLING STATION |  | BEAVER DAM |  |  | Mohave | 1 | Perm Closure | 1991-01-01 | 12000 | Gasoline | COMPARTMENT A |  | Asphalt coated or Bare Steel | Pressure |  |  | Removal | 2008-05-06
0-008754 | BEAVER DAM FILLING STATION |  | BEAVER DAM |  |  | Mohave | 2 | Perm Closure | 1991-01-01 | 10000 | Gasoline | COMPARTMENT A |  | Asphalt coated or Bare Steel | Pressure |  |  | Removal | 2008-05-06
0-001301 | CIRCLE K #761 | 899 E 4TH ST | BENSON | AZ | 85602 | Cochise | 4 | Open | 1995-02-24 | 10000 | Gasoline (UL) | COMPARTMENT A |  | Fiberglass Reinforced Plastic | Pressure | Double Walled | Fiberglass Reinforced Plastic
0-002905 | KYRENE SCHOOL DISTRICT #28 MAINTENANCE FACILITY | 8700 S KYRENE RD | TEMPE | AZ | 85284 | Maricopa | 4 | Perm Closure | 1985-01-01 | 6000 | Diesel | COMPARTMENT A | Single Walled | Fiberglass Reinforced Plastic | Pressure |  | Fiberglass Reinforced Plastic | Removal | 2020-02-14
0-002905 | KYRENE SCHOOL DISTRICT #28 MAINTENANCE FACILITY | 8700 S KYRENE RD | TEMPE | AZ | 85284 | Maricopa | 5 | Perm Closure | 1985-01-01 | 10000 | Gasoline | COMPARTMENT A | Single Walled | Fiberglass Reinforced Plastic | Pressure |  | Fiberglass Reinforced Plastic | Removal | 2020-02-14
0-002905 | KYRENE SCHOOL DISTRICT #28 MAINTENANCE FACILITY | 8700 S KYRENE RD | TEMPE | AZ | 85284 | Maricopa | 7 | Perm Closure | 1985-01-01 | 1000 | Used Oil/Waste Oil | COMPARTMENT A | Single Walled | Fiberglass Reinforced Plastic |  |  |  | Removal | 1998-06-19
0-000715 | BEST BLOCK & PIPE | 1775 E 16TH ST | YUMA | AZ | 85365 | Yuma | 2 | Perm Closure | 1969-01-01 | 10000 | Gasoline | COMPARTMENT A | Single Walled | Asphalt coated or Bare Steel |  |  |  | Removal | 1990-08-22
0-000715 | BEST BLOCK & PIPE | 1775 E 16TH ST | YUMA | AZ | 85365 | Yuma | 4 | Perm Closure | 2005-06-17 | 4000 | Gasoline | COMPARTMENT A | Single Walled | Asphalt coated or Bare Steel |  |  |  | Removal | 1990-08-22
0-000883 | MOBIL | 2015 W UNIVERSITY DR | MESA | AZ | 85201 | Maricopa | 2 | Perm Closure | 1966-01-01 | 10000 | Gasoline | COMPARTMENT A | Single Walled | Asphalt coated or Bare Steel |  |  |  | Removal | 1990-11-08
0-004642 | 7-ELEVEN #20195 | 4401 E INDIAN SCHOOL RD | PHOENIX | AZ | 85018 | Maricopa | 1 | Perm Closure | 1978-01-01 | 10000 | Gasoline | COMPARTMENT A | Single Walled | Asphalt coated or Bare Steel | Pressure | Single Walled | Bare or Galvanized Steel | Removal | 1993-12-14
0-006396 | FRY'S FUEL #698 | 1311 E BELL RD | PHOENIX | AZ | 85022 | Maricopa | 2 | Perm Closure | 1986-09-08 | 1000 | Used Oil/Waste Oil | COMPARTMENT A | Unknown | Fiberglass Reinforced Plastic | Gravity Feed |  |  | Removal | 1994-01-07
0-003863 | CITY OF PHOENIX - SOUTHEAST SERVICE CENTER | 2525 E HESS AVE | PHOENIX | AZ | 85034 | Maricopa | 2 | Perm Closure | 1963-01-01 | 10000 | Diesel | COMPARTMENT A | Single Walled | Asphalt coated or Bare Steel | Pressure |  |  | Removal | 1996-08-20
0-003863 | CITY OF PHOENIX - SOUTHEAST SERVICE CENTER | 2525 E HESS AVE | PHOENIX | AZ | 85034 | Maricopa | 1 | Perm Closure | 1963-01-01 | 10000 | Gasoline | COMPARTMENT A | Single Walled | Asphalt coated or Bare Steel | Pressure |  |  | Removal | 1996-08-20
0-004178 | KINETIC SYSTEMS, INC. | 2825 W THOMAS RD | PHOENIX | AZ | 85017 | Maricopa | 2 | Perm Closure | 1976-02-25 | 12000 | Gasoline | COMPARTMENT A | Double Walled | Asphalt coated or Bare Steel |  |  |  | Closed in Place | 1988-10-01
0-000514 | ARCO #5276 | 1327 E INDIAN SCHOOL RD | PHOENIX | AZ | 85014 | Maricopa | 2 | Perm Closure | 2005-06-17 | 10000 | Gasoline | COMPARTMENT A |  | Asphalt coated or Bare Steel |  |  |  | Removal | 1989-10-03
0-005117 | SUNLAND GIN SHELL | 5005 S SUNLAND GIN RD | ELOY | AZ | 85131 | Pinal | 4 | Perm Closure | 1979-01-01 | 500 | Used Oil/Waste Oil | COMPARTMENT A | Double Walled | Asphalt coated or Bare Steel |  |  |  | Removal | 1994-05-18
0-003152 | SPEEDWAY STORE #2972 | 104 E 4TH ST | BENSON | AZ | 85602 | Cochise | 2 | Open | 1990-09-01 | 6000 | Gasoline | COMPARTMENT A | Double Walled | Fiberglass Reinforced Plastic | Pressure | Double Walled | Fiberglass Reinforced Plastic
0-003152 | SPEEDWAY STORE #2972 | 104 E 4TH ST | BENSON | AZ | 85602 | Cochise | 8 | Perm Closure | 2005-06-17 | 6000 | Gasoline | COMPARTMENT A | Double Walled | Asphalt coated or Bare Steel | Suction - Check Valve at the Tank Top |  | Bare or Galvanized Steel | Removal | 1990-06-22
0-006207 | FALCON FIELD AIRPORT | 4800 E FALCON DR | MESA | AZ | 85215 | Maricopa | 1 | Perm Closure | 1980-01-01 | 12000 | Jet Fuel | COMPARTMENT A | Unknown | Fiberglass Reinforced Plastic | Pressure | Aboveground Piping |  | Removal | 2000-12-13
0-000694 | NEW DEAL PREOWNED AUTOS | 4611 W GLENDALE AVE | GLENDALE | AZ | 85301 | Maricopa | 3 | Perm Closure | 1970-01-01 | 500 | Used Oil/Waste Oil | COMPARTMENT A |  | Asphalt coated or Bare Steel |  |  |  | Removal | 1992-02-27
0-007127 | 99 BAR RANCH |  | MC NEAL |  |  | Cochise | 1 | Perm Closure | 2005-06-17 | 500 | Gasoline | COMPARTMENT A | Double Walled | Asphalt coated or Bare Steel | Suction - Check Valve at the Tank Top |  |  | Removal | 1991-10-01
0-006585 | CIRCLE K #2708749 | 1145 W MAIN ST | MESA | AZ | 85201 | Maricopa | 3 | Open | 1988-12-11 | 10000 | Gasoline | COMPARTMENT A | Double Walled | Fiberglass Reinforced Plastic | Pressure |  | Fiberglass Reinforced Plastic
0-005940 | CIRCLE K #2708870 | 3501 W LOWER BUCKEYE RD | PHOENIX | AZ | 85009 | Maricopa | 2 | Open | 1987-01-01 | 10000 | Gasoline | COMPARTMENT A | Double Walled | Fiberglass Reinforced Plastic | Pressure | Single Walled | Fiberglass Reinforced Plastic
0-010017 | SMITH'S FOOD & DRUG #190 | 3490 N STOCKTON HILL RD | KINGMAN | AZ | 86409 | Mohave | 1 | Open | 2002-09-05 | 8000 | Diesel | COMPARTMENT B | Double Walled | Fiberglass Reinforced Plastic
0-010031 | ORCHARDS DEVELOPMENT PROPERTY | 30724 W INDIAN RD | GILA BEND | AZ | 85337 | Maricopa | 1 | Perm Closure | 2005-06-17 | 1000 | Diesel | COMPARTMENT A | Double Walled | Fiberglass Reinforced Plastic |  |  |  | Removal | 2004-11-10
0-005058 | C S W CONTRACTORS INC | 1824 W BROADWAY RD | PHOENIX | AZ | 85041 | Maricopa | 1 | Perm Closure | 1984-01-01 | 25000 | Diesel | COMPARTMENT A |  | Asphalt coated or Bare Steel |  |  |  | Removal | 1991-10-08
0-003752 | PHILLIPS 66 COMPANY #017874 | 15243 N CAVE CREEK RD | PHOENIX | AZ | 85032 | Maricopa | 4 | Perm Closure | 1964-01-01 | 560 | Used Oil/Waste Oil | COMPARTMENT A |  | Asphalt coated or Bare Steel |  |  |  | Removal | 1979-01-01
0-006992 | BENSON UNIFIED SCHOOL DISTRICT #9 - SCHOOL BUS BARN | 398 S CENTRAL AVE | BENSON | AZ | 85602 | Cochise | 1 | Perm Closure | 2005-06-17 | 500 | Diesel | COMPARTMENT A | Unknown | Asphalt coated or Bare Steel |  |  |  | Removal | 1990-10-01
0-003261 | DAVE'S OLD TOWN TEXACO | 3730 N SCOTTSDALE RD | SCOTTSDALE | AZ | 85251 | Maricopa | 3 | Perm Closure | 1982-01-01 | 8000 | Gasoline | COMPARTMENT A | Single Walled | Fiberglass Reinforced Plastic | Pressure |  | Fiberglass Reinforced Plastic | Removal | 2005-08-09
0-003261 | DAVE'S OLD TOWN TEXACO | 3730 N SCOTTSDALE RD | SCOTTSDALE | AZ | 85251 | Maricopa | 1 | Perm Closure | 1982-01-01 | 6000 | Gasoline | COMPARTMENT A | Single Walled | Fiberglass Reinforced Plastic | Pressure |  | Fiberglass Reinforced Plastic | Removal | 2005-08-09
0-000339 | DAYBREAK CAFE |  | SUNIZONA |  |  | Cochise | 1 | Perm Closure | 1980-01-01 | 500 | Gasoline | COMPARTMENT A |  | Asphalt coated or Bare Steel |  |  |  | Removal | 1998-07-30
0-006361 | SUPERLITE BLOCK - DEER VALLEY PLANT | 1639 E DEER VALLEY RD | PHOENIX | AZ | 85024 | Maricopa | 1 | Perm Closure | 1988-09-09 | 10000 | Diesel | COMPARTMENT A | Unknown | Fiberglass Reinforced Plastic |  |  |  | Removal | 1992-02-26
0-001573 | COBRE TIRE CO | 3440 W UNION HILLS DR | PHOENIX | AZ | 85027 | Maricopa | 1 | Perm Closure | 1965-01-01 | 550 | Used Oil/Waste Oil | COMPARTMENT A |  | Asphalt coated or Bare Steel | Gravity Feed |  |  | Removal | 1993-01-01
0-005873 | CITY OF COTTONWOOD | 447 S 6TH ST | COTTONWOOD | AZ | 86326 | Yavapai | 1 | Perm Closure | 1969-05-28 | 1000 | Gasoline | COMPARTMENT A | Double Walled | Asphalt coated or Bare Steel | Suction - Check Valve at the Tank Top |  |  | Removal | 1992-04-02
0-007139 | CITY OF PRESCOTT - FIRE #1 | 220 W GOODWIN ST | PRESCOTT | AZ | 86303 | Yavapai | 3 | Perm Closure | 2005-06-17 | 3000 | Diesel | COMPARTMENT A | Unknown | Asphalt coated or Bare Steel | Pressure |  |  | Removal | 1990-11-20
0-001286 | CIRCLE K #2700684 | 2089 S AVENUE A | YUMA | AZ | 85364 | Yuma | 3 | Perm Closure | 1984-01-01 | 10000 | Gasoline | COMPARTMENT A | Double Walled | Fiberglass Reinforced Plastic | Pressure | Single Walled | Fiberglass Reinforced Plastic | Removal | 2020-08-19
0-008904 | CIRCLE K #2705303 | 26290 N TATUM BLVD | PHOENIX | AZ | 85050 | Maricopa | 1 | Open | 1996-01-30 | 10000 | Gasoline | COMPARTMENT A | Double Walled | Fiberglass Reinforced Plastic | Pressure | Double Walled | Fiberglass Reinforced Plastic
0-001540 | CITIZEN'S COMMUNICATIONS |  | LAKE HAVASU CITY |  |  | Mohave | 1 | Perm Closure | 1980-01-01 | 500 | Diesel | COMPARTMENT A |  | Asphalt coated or Bare Steel | Suction - Check Valve at the Tank Top |  |  | Removal | 1999-01-25
0-008946 | CIRCLE K #2705320 | 4420 E SOUTHERN AVE | MESA | AZ | 85206 | Maricopa | 2 | Open | 1996-03-30 | 10000 | Gasoline (UL) | COMPARTMENT A | Single Walled | Fiberglass Reinforced Plastic | Pressure | Double Walled | Fiberglass Reinforced Plastic
0-001510 | CIRCLE K #2702927 | 19864 N JOHN WAYNE PKWY | MARICOPA | AZ | 85139 | Pinal | 1 | Perm Closure | 1986-11-01 | 10000 | Gasoline | COMPARTMENT A | Double Walled | Fiberglass Reinforced Plastic | Pressure |  | Fiberglass Reinforced Plastic | Removal | 2014-12-11
0-001666 | ROUTE 66 AUTO CARE | 801 W ROUTE 66 | WILLIAMS | AZ | 86046 | Coconino | 11 | Open | 2018-12-27 | 4000 | Gasoline (PUL) | COMPARTMENT B | Double Walled | Fiberglass Reinforced Plastic | Pressure | Double Walled | Fiberglass Reinforced Plastic
0-001666 | ROUTE 66 AUTO CARE | 801 W ROUTE 66 | WILLIAMS | AZ | 86046 | Coconino | 3 | Perm Closure | 1976-01-01 | 4000 | Diesel | COMPARTMENT A |  | Asphalt coated or Bare Steel |  |  |  | Removal | 1991-03-13
0-001666 | ROUTE 66 AUTO CARE | 801 W ROUTE 66 | WILLIAMS | AZ | 86046 | Coconino | 5 | Perm Closure | 1993-11-08 | 4000 | Diesel | COMPARTMENT A |  | Fiberglass Reinforced Plastic | Pressure | Double Walled | Fiberglass Reinforced Plastic | Removal | 2018-10-25
0-000001 | AER CORP | 4834 E WYOMING ST | TUCSON | AZ | 85706 | Pima | 2 | Perm Closure | 1977-01-01 | 2500 | Gasoline | COMPARTMENT A | Single Walled | Asphalt coated or Bare Steel |  |  |  | Removal | 1987-01-01
0-009083 | CHEVRON | 2459 W 32ND ST | YUMA | AZ | 85364 | Yuma | 1 | Open | 1996-12-29 | 12000 | Gasoline | COMPARTMENT A | Double Walled | Fiberglass Reinforced Plastic | Pressure
0-002227 | HONEYWELL ENGINES - SYSTEMS & SERVICES | 111 S 34TH ST | PHOENIX | AZ | 85034 | Maricopa | 21 | Perm Closure | 1986-01-01 | 10000 | Diesel | COMPARTMENT A | Double Walled | Fiberglass Reinforced Plastic | Suction - Check Valve at the Tank Top | Double Walled | Fiberglass Reinforced Plastic | Removal | 2001-12-06
0-002227 | HONEYWELL ENGINES - SYSTEMS & SERVICES | 111 S 34TH ST | PHOENIX | AZ | 85034 | Maricopa | 23 | Perm Closure | 1987-02-01 | 10000 | Unidentified | COMPARTMENT A | Double Walled | Fiberglass Reinforced Plastic | Suction - Check Valve at the Tank Top | Double Walled | Fiberglass Reinforced Plastic | Removal | 2012-11-14
0-002227 | HONEYWELL ENGINES - SYSTEMS & SERVICES | 111 S 34TH ST | PHOENIX | AZ | 85034 | Maricopa | 9 | Open | 1986-01-01 | 20000 | Jet Fuel | COMPARTMENT A | Double Walled | Fiberglass Reinforced Plastic | Suction - Check Valve at the Tank Top | Double Walled | Fiberglass Reinforced Plastic
0-002227 | HONEYWELL ENGINES - SYSTEMS & SERVICES | 111 S 34TH ST | PHOENIX | AZ | 85034 | Maricopa | 2 | Perm Closure | 1985-01-01 | 10000 | Jet Fuel | COMPARTMENT A | Double Walled | Fiberglass Reinforced Plastic | Suction - Check Valve at the Tank Top | Double Walled | Fiberglass Reinforced Plastic | Removal | 2011-12-01
0-000515 | ARCO #5275 | 2926 GRAND AVE | PHOENIX | AZ | 85017 | Maricopa | 2 | Perm Closure | 2005-06-17 | 10000 | Gasoline | COMPARTMENT A | Single Walled | Asphalt coated or Bare Steel | Pressure |  |  | Removal | 1993-11-17
0-004393 | TEMPE SAINT LUKES HOSPITAL | 1500 S MILL AVE | TEMPE | AZ | 85281 | Maricopa | 1 | Perm Closure | 1971-12-04 | 500 | Diesel | COMPARTMENT A | Single Walled | Asphalt coated or Bare Steel |  |  |  | Removal | 1992-06-01
0-000417 | CHOLLA GENERATING STATION | 4801 CHOLLA LAKE ROAD | JOSEPH CITY | AZ | 86032 | Navajo | 2 | Perm Closure | 1980-01-01 | 10000 | Gasoline | COMPARTMENT A |  | Asphalt coated or Bare Steel | Pressure |  |  | Removal | 1992-11-19
0-001094 | CIRCLE K #2708771 | 1601 E INDIAN SCHOOL RD | PHOENIX | AZ | 85016 | Maricopa | 7 | Open | 1988-10-01 | 10000 | Gasoline | COMPARTMENT A | Double Walled | Fiberglass Reinforced Plastic | Pressure |  | Fiberglass Reinforced Plastic
0-004453 | EASY MART EAST | 3126 E ROUTE 66 | FLAGSTAFF | AZ | 86004 | Coconino | 4 | Perm Closure | 1996-01-19 | 12000 | Gasoline | COMPARTMENT A | Double Walled | Composite (Steel/Fiberglass) | Pressure | Double Walled |  | Removal | 2018-10-10
0-004453 | EASY MART EAST | 3126 E ROUTE 66 | FLAGSTAFF | AZ | 86004 | Coconino | 6 | Perm Closure | 1996-01-19 | 10000 | Gasoline | COMPARTMENT A | Double Walled | Composite (Steel/Fiberglass) | Pressure | Double Walled |  | Removal | 2018-10-10
0-005629 | FUELCO #107 | 3839 S 7TH ST | PHOENIX | AZ | 85040 | Maricopa | 5 | Open | 1984-01-01 | 10000 | Gasoline (UL) | COMPARTMENT A |  | Asphalt coated or Bare Steel | Pressure |  | Fiberglass Reinforced Plastic
0-002266 | GLENDALE, CITY OF - MUNICIPAL COMPLEX | 5850 W GLENDALE AVE | GLENDALE | AZ | 85301 | Maricopa | 1 | Perm Closure | 1984-04-30 | 4000 | Diesel | COMPARTMENT A | Double Walled | Fiberglass Reinforced Plastic | Gravity Feed |  |  | Removal | 1996-07-22
0-001650 | CONTRERAS CONTRACTORS | 2110 N COUNTRY CLUB DR | MESA | AZ | 85201 | Maricopa | 3 | Perm Closure | 1970-01-01 | 500 | Gasoline | COMPARTMENT A |  | Asphalt coated or Bare Steel | Suction - Check Valve at the Tank Top |  |  | Removal | 1994-07-06
0-006288 | AMADO MINI MARKET | 28760 S NOGALES HWY | AMADO | AZ | 85645 | Pima | 3 | Perm Closure | 1988-12-01 | 6000 | Gasoline | COMPARTMENT A | Single Walled | Composite (Steel/Fiberglass) |  |  |  | Removal | 2020-09-16
0-002196 | FLAGSTAFF 4 X 4 | 2920 E ROUTE 66 | FLAGSTAFF | AZ | 86004 | Coconino | 2 | Perm Closure | 1971-04-10 | 6000 | Gasoline | COMPARTMENT A | Unknown | Unknown |  |  |  | Removal | 1990-05-14
0-002196 | FLAGSTAFF 4 X 4 | 2920 E ROUTE 66 | FLAGSTAFF | AZ | 86004 | Coconino | 1 | Perm Closure | 1971-04-10 | 6000 | Gasoline | COMPARTMENT A | Unknown | Unknown |  |  |  | Removal | 1990-05-14
0-007409 | THE GROCERY STORE | 11720 S FOOTHILLS BLVD | YUMA | AZ | 85367 | Yuma | 5 | Perm Closure | 1992-01-01 | 12000 | Gasoline | COMPARTMENT A | Double Walled | Fiberglass Reinforced Plastic | Pressure | Double Walled | Flexible | Removal | 2011-05-16
0-007409 | THE GROCERY STORE | 11720 S FOOTHILLS BLVD | YUMA | AZ | 85367 | Yuma | 1 | Perm Closure | 1975-01-01 | 3000 | Gasoline | COMPARTMENT A |  | Asphalt coated or Bare Steel | Suction - Check Valve at the Tank Top |  | Bare or Galvanized Steel | Removal | 1991-06-01
0-006591 | TRUST SERVICES OF AMERICA INC | 733 N 21ST AVE | PHOENIX | AZ | 85009 | Maricopa | 2 | Perm Closure | 2005-06-17 | 10000 | Diesel | COMPARTMENT A | Unknown | Unknown |  |  |  | Removal | 1988-10-13
0-001536 | SHELL #48 | 1673 W STATE ROUTE 260 | CAMP VERDE | AZ | 86322 | Yavapai | 4 | Perm Closure | 1987-05-01 | 10000 | Diesel | COMPARTMENT A | Single Walled | Fiberglass Reinforced Plastic | Pressure | Double Walled | Fiberglass Reinforced Plastic | Removal | 2020-07-28
0-001681 | WINSLOW CHEVRON | 2001 N PARK DR | WINSLOW | AZ | 86047 | Navajo | 3 | Open | 1982-01-01 | 10000 | Gasoline (UL) | COMPARTMENT A | Single Walled | Asphalt coated or Bare Steel | Pressure |  | Fiberglass Reinforced Plastic
0-005701 | WOODYS FOOD STORE #112 | 3401 N STOCKTON HILL RD | KINGMAN | AZ | 86409 | Mohave | 3 | Open | 1984-01-22 | 10000 | Gasoline (PUL) | COMPARTMENT A | Single Walled | Fiberglass Reinforced Plastic | Pressure |  | Fiberglass Reinforced Plastic
0-005506 | VALLEY INDUSTRIES | 8175 W MARKET ST | PEORIA | AZ | 85345 | Maricopa | 2 | Perm Closure | 1976-04-29 | 4000 | Gasoline | COMPARTMENT A | Double Walled | Asphalt coated or Bare Steel |  |  |  | Removal | 1989-03-08
0-007249 | GLEN MOSER | 7750 E EVANS RD | SCOTTSDALE | AZ | 85260 | Maricopa | 1 | Perm Closure | 1981-01-01 | 5000 | Gasoline | COMPARTMENT A | Unknown | Asphalt coated or Bare Steel | Suction - Check Valve at the Tank Top |  | Bare or Galvanized Steel | Removal | 1991-05-01
0-007249 | GLEN MOSER | 7750 E EVANS RD | SCOTTSDALE | AZ | 85260 | Maricopa | 2 | Perm Closure | 1981-01-01 | 5000 | Diesel | COMPARTMENT A | Unknown | Asphalt coated or Bare Steel | Suction - Check Valve at the Tank Top |  | Bare or Galvanized Steel | Removal | 1991-05-01
0-000897 | TWO BROTHERS X | 1163 W BROADWAY RD | MESA | AZ | 85210 | Maricopa | 2 | Perm Closure | 1966-01-01 | 5000 | Unidentified | COMPARTMENT A |  | Asphalt coated or Bare Steel |  |  |  | Removal | 1988-04-19
0-000897 | TWO BROTHERS X | 1163 W BROADWAY RD | MESA | AZ | 85210 | Maricopa | 7 | Open | 2000-03-01 | 20000 | Gasoline | COMPARTMENT A | Double Walled | Fiberglass Reinforced Plastic | Pressure | Double Walled | Fiberglass Reinforced Plastic
0-001821 | LITTLE GENERAL CHEVRON | 1860 S HIGHWAY 92 | SIERRA VISTA | AZ | 85635 | Cochise | 2 | Open | 1985-11-01 | 12000 | Gasoline | COMPARTMENT A | Double Walled | Composite (Steel/Fiberglass) | Pressure | Double Walled | Flexible
0-002718 | JENNEY FREIGHT LINE INC | 1224 N MAIN AVE | TUCSON | AZ | 85705 | Pima | 2 | Perm Closure | 1983-05-08 | 550 | Diesel | COMPARTMENT A | Single Walled | Asphalt coated or Bare Steel |  |  |  | Removal | 1992-09-28
0-002726 | JOE'S SERVICE STATION | 23396 MAIN ST | SAN LUIS | AZ | 85336 | Yuma | 4 | Perm Closure | 1973-01-01 | 2000 | Gasoline | COMPARTMENT A | Double Walled | Asphalt coated or Bare Steel |  |  |  | Removal | 1991-08-15
0-004455 | SHELL FOOD MART | 2120 S MILTON RD | FLAGSTAFF | AZ | 86001 | Coconino | 1 | Perm Closure | 1987-01-01 | 12000 | Gasoline | COMPARTMENT A | Double Walled | Composite (Steel/Fiberglass) | Pressure |  | Fiberglass Reinforced Plastic | Removal | 2019-10-09
0-005891 | CIRCLE K #2701998 | 1834 W GRANT ST | PHOENIX | AZ | 85007 | Maricopa | 1 | Open | 1986-11-10 | 10000 | Gasoline | COMPARTMENT A | Double Walled | Fiberglass Reinforced Plastic | Pressure |  | Fiberglass Reinforced Plastic
0-009855 | CIRCLE K #2703470 | 2382 N PINAL AVE | CASA GRANDE | AZ | 85122 | Pinal | 1 | Open | 2002-04-10 | 5000 | Gasoline (PUL) | COMPARTMENT A | Double Walled | Asphalt coated or Bare Steel | Pressure | Double Walled | Fiberglass Reinforced Plastic
0-001716 | DKB CONSTRUCTION INC | 301 E FORT LOWELL RD | TUCSON | AZ | 85705 | Pima | 1 | Perm Closure | 1983-01-01 | 5000 | Gasoline | COMPARTMENT A |  | Asphalt coated or Bare Steel |  |  |  | Removal | 1989-12-01
0-007144 | DON SHIRLEY TRUCKING | 6344 W ORANGEWOOD AVE | GLENDALE | AZ | 85301 | Maricopa | 1 | Perm Closure | 1985-01-01 | 5000 | Diesel | COMPARTMENT A | Unknown | Asphalt coated or Bare Steel | Pressure |  | Fiberglass Reinforced Plastic | Removal | 1987-01-01
0-003047 | AVONDALE MAINTENANCE YARD | 936 E VAN BUREN ST | AVONDALE | AZ | 85323 | Maricopa | 2 | Perm Closure | 1971-03-08 | 10000 | Diesel | COMPARTMENT A | Double Walled | Asphalt coated or Bare Steel |  |  |  | Removal | 1988-01-01
0-003069 | MARTINEZ LAKE RESORT - BOAT SHOP | 10430 E MARTINEZ LAKE RD | MARTINEZ LAKE | AZ | 85365 | Yuma | 1 | Perm Closure | 1982-01-01 | 5000 | Gasoline | COMPARTMENT A | Unknown | Asphalt coated or Bare Steel | Pressure |  |  | Removal | 2005-10-11
0-005466 | CIRCLE K #2930 | 2194 N TREKELL RD | CASA GRANDE | AZ | 85122 | Pinal | 3 | Open | 1995-03-22 | 10000 | Gasoline | COMPARTMENT A | Single Walled | Fiberglass Reinforced Plastic | Pressure | Double Walled | Fiberglass Reinforced Plastic
0-005466 | CIRCLE K #2930 | 2194 N TREKELL RD | CASA GRANDE | AZ | 85122 | Pinal | 4 | Open | 1995-03-22 | 10000 | Gasoline | COMPARTMENT A | Single Walled | Fiberglass Reinforced Plastic | Pressure | Double Walled | Fiberglass Reinforced Plastic
0-004419 | SUBURBAN PROPANE | 3550 W BETHANY HOME RD | PHOENIX | AZ | 85019 | Maricopa | 3 | Perm Closure | 1973-01-01 | 4000 | Gasoline | COMPARTMENT A |  | Asphalt coated or Bare Steel |  |  |  | Removal | 1993-12-15
0-006875 | VETERANS AFFAIRS MEDICAL CENTER | 3601 S 6TH AVE | TUCSON | AZ | 85723 | Pima | 3 | Perm Closure | 1974-01-01 | 1000 | Gasoline | COMPARTMENT A |  | Asphalt coated or Bare Steel | Suction - Check Valve at the Tank Top |  | Bare or Galvanized Steel | Removal | 1992-02-11
0-003529 | ROGERS CORPORATION | 165 S PRICE RD | CHANDLER | AZ | 85224 | Maricopa | 4 | Perm Closure | 1983-01-01 | 10000 | Hazardous Substance | COMPARTMENT A |  | Asphalt coated or Bare Steel | Suction - Check Valve at the Dispenser |  | Bare or Galvanized Steel | Removal | 1998-12-11
0-001319 | CIRCLE K #811 | 4875 S PARK AVE | TUCSON | AZ | 85714 | Pima | 2 | Perm Closure | 1972-01-01 | 10000 | Gasoline | COMPARTMENT A |  | Asphalt coated or Bare Steel |  |  |  | Removal | 1995-10-17
0-001444 | CIRCLE K #1583 | 1401 W GRANT RD | TUCSON | AZ | 85745 | Pima | 6 | Open | 1995-02-08 | 10000 | Gasoline (UL) | COMPARTMENT A | Double Walled | Fiberglass Reinforced Plastic | Pressure | Double Walled | Fiberglass Reinforced Plastic
0-002935 | LAVEEN ELEMENTARY SCHOOL | 9401 S 51ST AVE | LAVEEN | AZ | 85339 | Maricopa | 7 | Open | 1994-10-01 | 12000 | Gasoline (UL) | COMPARTMENT A | Double Walled | Fiberglass Reinforced Plastic | Pressure | Double Walled | Fiberglass Reinforced Plastic
0-002935 | LAVEEN ELEMENTARY SCHOOL | 9401 S 51ST AVE | LAVEEN | AZ | 85339 | Maricopa | 3 | Perm Closure | 1983-01-01 | 6000 | Gasoline | COMPARTMENT A |  | Asphalt coated or Bare Steel | Pressure |  | Bare or Galvanized Steel | Removal | 1993-06-08
0-002244 | POWER PONTIAC BUICK GMC | 6640 E MCDOWELL RD | SCOTTSDALE | AZ | 85257 | Maricopa | 1 | Perm Closure | 1974-01-01 | 500 | Used Oil/Waste Oil | COMPARTMENT A | Single Walled | Asphalt coated or Bare Steel |  |  |  | Removal | 1992-02-28
0-001621 | ARIZONA TRAINING PROGRAM | 2800 N HIGHWAY 87 | COOLIDGE | AZ | 85128 | Pinal | 4 | Perm Closure | 1970-01-01 | 4000 | Diesel | COMPARTMENT A |  | Asphalt coated or Bare Steel | Pressure |  |  | Removal | 1997-12-17
0-001267 | CIRCLE K #598 | 5050 W THUNDERBIRD RD | PHOENIX | AZ | 85306 | Maricopa | 1 | Open | 1981-01-01 | 10000 | Gasoline | COMPARTMENT A | Double Walled | Fiberglass Reinforced Plastic | Pressure |  | Fiberglass Reinforced Plastic
0-001267 | CIRCLE K #598 | 5050 W THUNDERBIRD RD | PHOENIX | AZ | 85306 | Maricopa | 3 | Open | 1981-01-01 | 10000 | Gasoline | COMPARTMENT A | Double Walled | Fiberglass Reinforced Plastic | Pressure |  | Fiberglass Reinforced Plastic
0-003877 | CITY OF PHOENIX - SOUTH TRANSIT FACILITY | 2225 W LOWER BUCKEYE RD | PHOENIX | AZ | 85009 | Maricopa | 1 | Perm Closure | 1982-01-01 | 20000 | Diesel | COMPARTMENT A | Double Walled | Fiberglass Reinforced Plastic | Pressure | Single Walled | Bare or Galvanized Steel | Removal | 2016-09-14
0-003877 | CITY OF PHOENIX - SOUTH TRANSIT FACILITY | 2225 W LOWER BUCKEYE RD | PHOENIX | AZ | 85009 | Maricopa | 19 | Perm Closure | 1982-01-01 | 6000 | New Oil | COMPARTMENT A | Double Walled | Fiberglass Reinforced Plastic | Suction - Check Valve at the Tank Top | Single Walled | Bare or Galvanized Steel | Removal | 2015-12-22
0-003877 | CITY OF PHOENIX - SOUTH TRANSIT FACILITY | 2225 W LOWER BUCKEYE RD | PHOENIX | AZ | 85009 | Maricopa | 22 | Open | 2016-02-01 | 2500 | New Oil | COMPARTMENT A | Double Walled | Fiberglass Reinforced Plastic | Suction - Check Valve at the Tank Top | Double Walled | Fiberglass Reinforced Plastic
0-003877 | CITY OF PHOENIX - SOUTH TRANSIT FACILITY | 2225 W LOWER BUCKEYE RD | PHOENIX | AZ | 85009 | Maricopa | 11 | Perm Closure | 1982-01-01 | 2000 | Used Oil/Waste Oil | COMPARTMENT A | Double Walled | Fiberglass Reinforced Plastic | Suction - Check Valve at the Tank Top | Single Walled | Bare or Galvanized Steel | Removal | 2016-08-30
0-003877 | CITY OF PHOENIX - SOUTH TRANSIT FACILITY | 2225 W LOWER BUCKEYE RD | PHOENIX | AZ | 85009 | Maricopa | 27 | Open | 2016-12-07 | 2500 | Used Oil/Waste Oil | COMPARTMENT A | Double Walled | Fiberglass Reinforced Plastic | Gravity Feed | Double Walled | Fiberglass Reinforced Plastic
0-003877 | CITY OF PHOENIX - SOUTH TRANSIT FACILITY | 2225 W LOWER BUCKEYE RD | PHOENIX | AZ | 85009 | Maricopa | 13 | Perm Closure | 1982-01-01 | 6000 | Used Oil/Waste Oil | COMPARTMENT A | Double Walled | Fiberglass Reinforced Plastic | Suction - Check Valve at the Tank Top | Single Walled | Bare or Galvanized Steel | Removal | 2017-02-13
0-004361 | SAVCO #1 | 714 E MAIN ST | AVONDALE | AZ | 85323 | Maricopa | 2 | Perm Closure | 1978-01-01 | 8000 | Gasoline | COMPARTMENT A |  | Asphalt coated or Bare Steel | Pressure |  | Bare or Galvanized Steel | Removal | 1991-12-03
0-004361 | SAVCO #1 | 714 E MAIN ST | AVONDALE | AZ | 85323 | Maricopa | 1 | Perm Closure | 1978-01-01 | 10000 | Gasoline | COMPARTMENT A |  | Asphalt coated or Bare Steel | Pressure |  | Bare or Galvanized Steel | Removal | 1991-12-03
0-003157 | ALLIANCE SELF SERVICE | 620 W PIMA ST | GILA BEND | AZ | 85337 | Maricopa | 2 | Perm Closure | 1976-02-17 | 5000 | Gasoline | COMPARTMENT A | Double Walled | Asphalt coated or Bare Steel |  |  |  | Removal | 1996-05-10
0-005300 | ZAINAB 76 UNION | 6401 N ORACLE RD | TUCSON | AZ | 85704 | Pima | 7 | Perm Closure | 1989-01-01 | 12000 | Gasoline | COMPARTMENT A | Double Walled | Composite (Steel/Fiberglass) | Pressure |  | Fiberglass Reinforced Plastic | Removal | 2015-04-22
0-005341 | USARMY - YUMA PROVING GROUNDS | 301 C ST | YUMA | AZ | 85365 | Yuma | 8 | Perm Closure | 1971-01-01 | 10000 | Diesel | COMPARTMENT A |  | Asphalt coated or Bare Steel | Pressure |  |  | Removal | 1994-11-15
0-005341 | USARMY - YUMA PROVING GROUNDS | 301 C ST | YUMA | AZ | 85365 | Yuma | 10 | Perm Closure | 1971-01-01 | 10000 | Diesel | COMPARTMENT A |  | Asphalt coated or Bare Steel | Pressure |  | Bare or Galvanized Steel | Removal | 1994-11-15
0-005341 | USARMY - YUMA PROVING GROUNDS | 301 C ST | YUMA | AZ | 85365 | Yuma | 5 | Perm Closure | 1951-01-01 | 10000 | Gasoline | COMPARTMENT A |  | Asphalt coated or Bare Steel |  |  |  | Removal | 1990-12-18
0-004646 | 7-ELEVEN #20622 | 646 W INDIAN SCHOOL RD | PHOENIX | AZ | 85013 | Maricopa | 3 | Perm Closure | 1978-02-04 | 6000 | Gasoline | COMPARTMENT A | Unknown | Asphalt coated or Bare Steel |  |  |  | Removal | 1991-12-12
0-000526 | ARCO #1519 | 3501 W PEORIA AVE | PHOENIX | AZ | 85029 | Maricopa | 7 | Perm Closure | 1989-01-01 | 10000 | Gasoline | COMPARTMENT A | Double Walled | Fiberglass Reinforced Plastic | Pressure | Double Walled | Fiberglass Reinforced Plastic | Removal | 2003-06-25
0-000526 | ARCO #1519 | 3501 W PEORIA AVE | PHOENIX | AZ | 85029 | Maricopa | 4 | Perm Closure | 1971-01-01 | 6000 | Gasoline | COMPARTMENT A |  | Asphalt coated or Bare Steel | Pressure | Single Walled | Bare or Galvanized Steel | Removal | 1989-01-01
0-000526 | ARCO #1519 | 3501 W PEORIA AVE | PHOENIX | AZ | 85029 | Maricopa | 2 | Perm Closure | 1971-01-01 | 6000 | Gasoline | COMPARTMENT A |  | Asphalt coated or Bare Steel |  |  |  | Removal | 1989-01-01
0-000494 | BROADWAY REAL ESTATE LLC | 363 S GILBERT RD | MESA | AZ | 85204 | Maricopa | 3 | Perm Closure | 1965-01-01 | 12000 | Gasoline | COMPARTMENT A | Single Walled | Fiberglass Reinforced Plastic | Pressure |  | Fiberglass Reinforced Plastic | Removal | 2018-11-15
0-000494 | BROADWAY REAL ESTATE LLC | 363 S GILBERT RD | MESA | AZ | 85204 | Maricopa | 4 | Perm Closure | 1965-01-01 | 550 | Used Oil/Waste Oil | COMPARTMENT A | Single Walled | Asphalt coated or Bare Steel |  |  |  | Removal | 1983-09-19
0-001897 | SUPER STOP #870 | 3102 E 22ND ST | TUCSON | AZ | 85713 | Pima | 1 | Perm Closure | 1980-01-01 | 8000 | Gasoline | COMPARTMENT A | Double Walled | Fiberglass Reinforced Plastic |  |  |  | Removal | 1990-06-27
0-002939 | PENSKE TRUCK LEASING CO | 1541 W BELL DE MAR DR | TEMPE | AZ | 85283 | Maricopa | 4 | Perm Closure | 1983-01-01 | 1000 | Used Oil/Waste Oil | COMPARTMENT A | Double Walled | Composite (Steel/Fiberglass) | Gravity Feed |  | Bare or Galvanized Steel | Removal | 1996-01-08
0-005485 | CIRCLE K #2950 | 3651 S HIGHWAY 92 | SIERRA VISTA | AZ | 85650 | Cochise | 2 | Perm Closure | 1973-04-04 | 8000 | Gasoline | COMPARTMENT A | Double Walled | Asphalt coated or Bare Steel | Pressure |  |  | Removal | 1996-01-23
0-006128 | TUMBLEWEED SERVICE | 7145 S 51ST AVE | PHOENIX | AZ | 85339 | Maricopa | 2 | Perm Closure | 1984-01-01 | 6000 | Kerosene | COMPARTMENT A | Double Walled | Asphalt coated or Bare Steel | Suction - Check Valve at the Tank Top |  | Fiberglass Reinforced Plastic | Removal | 1994-04-12
0-006838 | MAMMOTH AUTO PARTS & SERVICE | 728 S OLD HWY 77 | MAMMOTH | AZ | 85618 | Pinal | 3 | Perm Closure | 1971-11-01 | 7500 | Gasoline | COMPARTMENT A | Double Walled | Asphalt coated or Bare Steel | Pressure |  | Fiberglass Reinforced Plastic | Removal | 1992-02-10
0-006838 | MAMMOTH AUTO PARTS & SERVICE | 728 S OLD HWY 77 | MAMMOTH | AZ | 85618 | Pinal | 2 | Perm Closure | 1971-11-01 | 7500 | Gasoline | COMPARTMENT A | Double Walled | Asphalt coated or Bare Steel | Pressure |  | Fiberglass Reinforced Plastic | Removal | 1992-02-10
0-000733 | BOB M'S TIRE | 201 S ARIZONA AVE | CHANDLER | AZ | 85225 | Maricopa | 3 | Perm Closure | 1961-01-01 | 1000 | Gasoline | COMPARTMENT A |  | Asphalt coated or Bare Steel |  |  |  | Removal | 1990-01-03
0-003235 | LUCKY 7 | 8946 N 7TH ST | PHOENIX | AZ | 85020 | Maricopa | 4 | Perm Closure | 1987-12-01 | 10000 | Gasoline | COMPARTMENT A | Double Walled | Fiberglass Reinforced Plastic | Pressure |  | Fiberglass Reinforced Plastic | Removal | 1993-03-16
0-003235 | LUCKY 7 | 8946 N 7TH ST | PHOENIX | AZ | 85020 | Maricopa | 6 | Perm Closure | 1987-12-01 | 12000 | Gasoline | COMPARTMENT A | Double Walled | Fiberglass Reinforced Plastic | Pressure |  | Fiberglass Reinforced Plastic | Removal | 1993-03-16
0-003235 | LUCKY 7 | 8946 N 7TH ST | PHOENIX | AZ | 85020 | Maricopa | 9 | Perm Closure | 1995-01-05 | 10000 | Gasoline | COMPARTMENT A | Double Walled | Composite (Steel/Fiberglass) | Pressure | Double Walled |  | Removal | 2016-09-29
0-004597 | BOWIE DEPOT | 1 RAILROAD AVE | BOWIE | AZ | 85605 | Cochise | 1 | Perm Closure | 1971-05-07 | 1000 | Gasoline | COMPARTMENT A | Double Walled | Asphalt coated or Bare Steel |  |  |  | Removal | 1990-02-01
0-004597 | BOWIE DEPOT | 1 RAILROAD AVE | BOWIE | AZ | 85605 | Cochise | 3 | Perm Closure | 2005-06-17 | 150 | Kerosene | COMPARTMENT A | Unknown | Unknown |  |  |  | Removal | 1990-02-07
0-001980 | COXCO DORADO | 6302 E SPEEDWAY BLVD | TUCSON | AZ | 85710 | Pima | 4 | Perm Closure | 1968-01-01 | 1000 | Used Oil/Waste Oil | COMPARTMENT A |  | Asphalt coated or Bare Steel |  |  |  | Removal | 1991-11-01
0-004565 | SMITHSONIAN INST II | 670 MT HOPKINS RD | AMADO | AZ | 85645 | Pima | 4 | Open | 1991-01-01 | 550 | Used Oil/Waste Oil | COMPARTMENT A | Double Walled | Fiberglass Reinforced Plastic | Gravity Feed | Double Walled | Fiberglass Reinforced Plastic
0-000847 | VULCAN MATERIALS - CALMAT DIVISION | 1801 E UNIVERSITY DR | PHOENIX | AZ | 85034 | Maricopa | 8 | Perm Closure | 2005-06-17 | 5000 | Used Oil/Waste Oil | COMPARTMENT A | Double Walled | Composite (Steel/Fiberglass) |  |  |  | Removal | 1996-04-11
0-006903 | GRAND CANYON LODGE - NORTH RIM |  | NORTH RIM |  |  | Coconino | 5 | Perm Closure | 2005-06-17 | 5000 | Gasoline | COMPARTMENT A |  | Asphalt coated or Bare Steel |  |  |  | Removal | 1990-05-18
0-006903 | GRAND CANYON LODGE - NORTH RIM |  | NORTH RIM |  |  | Coconino | 7 | Perm Closure | 2005-06-17 |  | Unidentified | COMPARTMENT A |  | Asphalt coated or Bare Steel |  |  |  | Removal | 1990-05-18
0-002996 | SUN DEVIL AUTO - FORMER | 1824 E BASELINE RD | TEMPE | AZ | 85283 | Maricopa | 4 | Perm Closure | 2005-06-17 | 10000 | Diesel | COMPARTMENT A | Unknown | Asphalt coated or Bare Steel | Pressure |  |  | Removal | 1992-11-19
0-000117 | VACANT LAND | 4102 E SUPERIOR AVE | PHOENIX | AZ | 85040 | Maricopa | 2 | Perm Closure | 1980-01-01 | 2000 | Gasoline | COMPARTMENT A |  | Asphalt coated or Bare Steel |  |  |  | Removal | 1986-05-01
0-000117 | VACANT LAND | 4102 E SUPERIOR AVE | PHOENIX | AZ | 85040 | Maricopa | 1 | Perm Closure | 1980-01-01 | 2000 | Gasoline | COMPARTMENT A |  | Asphalt coated or Bare Steel |  |  |  | Removal | 1986-05-01
0-008336 | CITY OF MESA | 2345 N COUNTRY CLUB DR | MESA | AZ | 85201 | Maricopa | 2 | Perm Closure | 2005-06-17 | 10000 | Gasoline | COMPARTMENT A | Double Walled | Asphalt coated or Bare Steel |  |  |  | Removal | 1994-12-22
0-006503 | DESERT VIDEOLAND OASIS | 10338 N HIGHWAY 191 | ELFRIDA | AZ | 85610 | Cochise | 3 | Open | 1998-09-01 | 15000 | Gasoline | COMPARTMENT B | Single Walled | Fiberglass Reinforced Plastic | Pressure |  | Fiberglass Reinforced Plastic
0-004099 | BLUE RIDGE MARKET | 210 S STATE ROUTE 69 | DEWEY | AZ | 86327 | Yavapai | 2 | Perm Closure | 1976-01-01 | 10000 | Gasoline | COMPARTMENT A |  | Asphalt coated or Bare Steel |  |  |  | Removal | 1996-05-02
0-005900 | BOULDERS RESORT & GOLDEN DOOR SPA | 34631 N TOM DARLINGTON DR | CAREFREE | AZ | 85377 | Maricopa | 1 | Perm Closure | 1982-11-12 | 3000 | Gasoline | COMPARTMENT A | Unknown | Asphalt coated or Bare Steel | Suction - Check Valve at the Tank Top |  |  | Removal | 1999-06-10
0-000788 | BUCKEYE UNION HIGH SCHOOL DISTRICT | 902 E EASON AVE | BUCKEYE | AZ | 85326 | Maricopa | 3 | Perm Closure | 1974-01-10 | 1000 | Diesel | COMPARTMENT A |  | Asphalt coated or Bare Steel |  |  |  | Removal | 1992-09-16
0-005433 | CIRCLE K #2885 | 3618 W BUCKEYE RD | PHOENIX | AZ | 85009 | Maricopa | 3 | Perm Closure | 1979-01-01 | 10000 | Diesel | COMPARTMENT A | Single Walled | Asphalt coated or Bare Steel | Pressure |  | Fiberglass Reinforced Plastic | Removal | 2005-01-26
0-004081 | SANDY'S SHORT STOP | 2121 N HIGHWAY 90 | HUACHUCA CITY | AZ | 85616 | Cochise | 2 | Perm Closure | 1979-01-01 | 6000 | Gasoline | COMPARTMENT A |  | Asphalt coated or Bare Steel | Pressure |  | Fiberglass Reinforced Plastic | Removal | 2007-07-11
0-010066 | BOWLIN - PICACHO PEAK PLAZA | 16098 E CAMINO ADELANTE | PICACHO | AZ | 85141 | Pinal | 1 | Open | 2004-09-01 | 8000 | Gasoline | COMPARTMENT A | Double Walled | Fiberglass Reinforced Plastic | Pressure | Double Walled | Fiberglass Reinforced Plastic
0-006406 | CITY OF TEMPE - KYRENE WATER RECLAMATION PLANT | 311 W GUADALUPE RD | TEMPE | AZ | 85283 | Maricopa | 1 | Perm Closure | 2005-06-17 |  | Diesel | COMPARTMENT A |  | Unknown |  |  |  | Removal | 1989-01-01
0-007021 | HOM BROTHERS | 937 W MIRACLE MILE | TUCSON | AZ | 85705 | Pima | 2 | Perm Closure | 2005-06-17 |  | Gasoline | COMPARTMENT A | Double Walled | Asphalt coated or Bare Steel |  |  |  | Removal | 1970-01-01
0-006607 | SATNAM LLC MINIMARKET | 2308 GRAND AVE | PHOENIX | AZ | 85009 | Maricopa | 5 | Open | 2020-06-08 | 15000 | Gasoline (UL) | COMPARTMENT A | Double Walled | Fiberglass Reinforced Plastic | Pressure | Double Walled | Fiberglass Reinforced Plastic
0-004558 | CIRCLE K #2708827 | 5850 W INDIAN SCHOOL RD | PHOENIX | AZ | 85031 | Maricopa | 1 | Open | 1986-07-13 | 10000 | Gasoline | COMPARTMENT A | Double Walled | Fiberglass Reinforced Plastic | Pressure |  | Fiberglass Reinforced Plastic
0-002961 | STOP-BY CONVENIENCE MART | 15702 W JIMMIE KERR BLVD | CASA GRANDE | AZ | 85122 | Pinal | 3 | Perm Closure | 2005-06-17 | 5000 | Gasoline | COMPARTMENT A |  | Asphalt coated or Bare Steel |  |  |  | Removal | 1989-10-24
0-008565 | SHAMROCK FARMS CO | 600 W OCOTILLO | CHANDLER | AZ | 85249 | Maricopa | 1 | Perm Closure | 2005-06-17 | 1000 | Gasoline | COMPARTMENT A | Unknown | Asphalt coated or Bare Steel | Suction - Check Valve at the Tank Top |  | Bare or Galvanized Steel | Removal | 1995-01-31
0-005208 | COPE INC | 2425 E MEDINA RD | TUCSON | AZ | 85756 | Pima | 1 | Perm Closure | 1979-04-29 | 1000 | Used Oil/Waste Oil | COMPARTMENT A | Double Walled | Asphalt coated or Bare Steel | Gravity Feed |  |  | Removal | 1994-12-21
0-000607 | ADOBEAIR INC | 500 S 15TH ST | PHOENIX | AZ | 85034 | Maricopa | 5 | Perm Closure | 1962-01-01 | 500 | Gasoline | COMPARTMENT A |  | Asphalt coated or Bare Steel |  |  |  | Removal | 1988-08-01
0-003815 | CITY OF PHOENIX - FIRE STATION #17 | 1531 E MISSOURI AVE | PHOENIX | AZ | 85014 | Maricopa | 2 | Perm Closure | 2005-06-17 | 3000 | Diesel | COMPARTMENT A |  | Asphalt coated or Bare Steel |  |  |  | Removal | 1992-07-21
0-007098 | E-Z SERVE #060239 | 580 E STATE ROUTE 89A | COTTONWOOD | AZ | 86326 | Yavapai | 2 | Perm Closure | 1985-01-01 | 10310 | Gasoline | COMPARTMENT A | Double Walled | Asphalt coated or Bare Steel |  |  |  | Removal | 1993-03-23
0-005320 | UNOCAL #6456 | 2417 W BETHANY HOME RD | PHOENIX | AZ | 85015 | Maricopa | 6 | Perm Closure | 2005-06-17 | 3000 | Diesel | COMPARTMENT A | Single Walled | Asphalt coated or Bare Steel |  |  |  | Removal | 1993-07-22
0-005320 | UNOCAL #6456 | 2417 W BETHANY HOME RD | PHOENIX | AZ | 85015 | Maricopa | 5 | Perm Closure | 2005-06-17 | 4000 | Gasoline | COMPARTMENT A | Single Walled | Asphalt coated or Bare Steel |  |  |  | Removal | 1993-07-22
0-005320 | UNOCAL #6456 | 2417 W BETHANY HOME RD | PHOENIX | AZ | 85015 | Maricopa | 7 | Perm Closure | 1981-01-01 | 280 | Used Oil/Waste Oil | COMPARTMENT A | Single Walled | Asphalt coated or Bare Steel | Gravity Feed |  |  | Removal | 1993-07-22
0-005319 | VIKING CLEANERS | 3201 E INDIAN SCHOOL RD | PHOENIX | AZ | 85018 | Maricopa | 5 | Perm Closure | 1989-06-01 | 12000 | Gasoline | COMPARTMENT A | Double Walled | Asphalt coated or Bare Steel | Pressure |  | Fiberglass Reinforced Plastic | Removal | 1994-05-05
0-000109 | VANS EXXON | 3761 S MISSION RD | TUCSON | AZ | 85713 | Pima | 2 | Perm Closure | 1960-01-01 | 10000 | Gasoline | COMPARTMENT A |  | Asphalt coated or Bare Steel |  |  |  | Removal | 1990-02-26
0-001679 | MOBIL - CANYON GATEWAY MOBIL | 711 N GRAND CANYON BLVD | WILLIAMS | AZ | 86046 | Coconino | 1 | Open | 1982-01-01 | 10000 | Diesel #2 | COMPARTMENT A | Single Walled | Asphalt coated or Bare Steel | Pressure | Single Walled | Bare or Galvanized Steel
0-001679 | MOBIL - CANYON GATEWAY MOBIL | 711 N GRAND CANYON BLVD | WILLIAMS | AZ | 86046 | Coconino | 3 | Open | 1982-01-01 | 10000 | Gasoline (Mid-Grade UL) | COMPARTMENT A | Single Walled | Asphalt coated or Bare Steel | Pressure | Single Walled | Bare or Galvanized Steel
0-001432 | CIRCLE K #2701569 | 699 E BUCKEYE RD | PHOENIX | AZ | 85004 | Maricopa | 1 | Perm Closure | 1968-01-01 | 8000 | Gasoline | COMPARTMENT B |  | Asphalt coated or Bare Steel |  |  |  | Removal | 1992-01-08
0-001343 | CIRCLE K #916 | 2911 N GRAND AVE | NOGALES | AZ | 85621 | Santa Cruz | 3 | Open | 1995-10-05 | 10000 | Gasoline | COMPARTMENT A | Single Walled | Fiberglass Reinforced Plastic | Pressure | Double Walled | Fiberglass Reinforced Plastic
0-004624 | 7-ELEVEN #17403 | 1080 N COLUMBUS BLVD | TUCSON | AZ | 85711 | Pima | 1 | Perm Closure | 1975-01-01 | 12000 | Gasoline | COMPARTMENT A | Single Walled | Asphalt coated or Bare Steel | Pressure |  | Bare or Galvanized Steel | Removal | 1992-12-16
0-004624 | 7-ELEVEN #17403 | 1080 N COLUMBUS BLVD | TUCSON | AZ | 85711 | Pima | 2 | Perm Closure | 1975-01-01 | 12000 | Gasoline | COMPARTMENT A | Single Walled | Asphalt coated or Bare Steel | Pressure |  | Bare or Galvanized Steel | Removal | 1992-12-16
0-006195 | MOBIL 18-KAW | 7520 W CACTUS RD | PEORIA | AZ | 85381 | Maricopa | 1 | Perm Closure | 1988-01-01 | 10000 | Gasoline | COMPARTMENT A | Double Walled | Fiberglass Reinforced Plastic | Pressure |  | Fiberglass Reinforced Plastic | Removal | 2003-09-12
0-009922 | CIRCLE K #2706470 | 5365 N LA CHOLLA BLVD | TUCSON | AZ | 85741 | Pima | 1 | Open | 2003-01-15 | 10000 | Diesel | COMPARTMENT A | Double Walled | Fiberglass Reinforced Plastic | Pressure | Double Walled | Fiberglass Reinforced Plastic
0-006669 | FIFTH AVENUE PAINT & GLASS INC | 954 S 5TH AVE | YUMA | AZ | 85364 | Yuma | 1 | Perm Closure | 2005-06-17 |  | Unidentified | COMPARTMENT A | Unknown | Asphalt coated or Bare Steel |  |  |  | Removal | 1989-11-04
0-009138 | FIREBIRD FUEL CO | 4333 W GLENROSA AVE | PHOENIX | AZ | 85031 | Maricopa | 1 | Open | 1997-05-01 | 15000 | Diesel | COMPARTMENT A | Double Walled | Composite (Steel/Fiberglass) | Pressure | Double Walled | Fiberglass Reinforced Plastic
0-009585 | FIREBIRD FUEL CO #1792 | 1140 E BENSON HWY | TUCSON | AZ | 85713 | Pima | 2 | Open | 1999-09-01 | 12000 | Dyed Diesel | COMPARTMENT A | Double Walled | Composite (Steel/Fiberglass) | Pressure | Double Walled | Fiberglass Reinforced Plastic
0-009585 | FIREBIRD FUEL CO #1792 | 1140 E BENSON HWY | TUCSON | AZ | 85713 | Pima | 3 | Open | 1999-09-01 | 12000 | Gasoline (UL) | COMPARTMENT A | Double Walled | Composite (Steel/Fiberglass) | Pressure | Double Walled | Fiberglass Reinforced Plastic
0-000044 | FAA PIMA RMLR |  | FORT THOMAS |  |  | Graham | 1 | Perm Closure | 1962-01-01 | 500 | Gasoline | COMPARTMENT A |  | Asphalt coated or Bare Steel |  |  |  | Removal | 1992-04-30
0-006033 | OSBORN SCHOOL DISTRICT #8 | 1226 W OSBORN RD | PHOENIX | AZ | 85013 | Maricopa | 1 | Perm Closure | 1954-03-31 | 1000 | Gasoline | COMPARTMENT A | Double Walled | Asphalt coated or Bare Steel |  |  |  | Removal | 1991-06-11
0-002641 | ARIZONA SASH & DOOR | 657 W SAINT MARYS RD | TUCSON | AZ | 85701 | Pima | 2 | Perm Closure | 2005-06-17 |  | Unidentified | COMPARTMENT A | Unknown | Unknown |  |  |  | Removal | 1988-11-01
0-007426 | AFCO #020215 | 1510 S COUNTRY CLUB DR | MESA | AZ | 85210 | Maricopa | 1 | Perm Closure | 1991-05-10 | 12000 | Gasoline | COMPARTMENT A | Double Walled | Fiberglass Reinforced Plastic | Pressure |  | Fiberglass Reinforced Plastic | Removal | 2002-05-07
0-000876 | NEW EASY TRIP/SHELL STATION | 5059 W OLIVE AVE | GLENDALE | AZ | 85302 | Maricopa | 3 | Perm Closure | 1975-01-01 | 10000 | Gasoline | COMPARTMENT A |  | Asphalt coated or Bare Steel |  |  |  | Removal | 1991-03-07
0-004188 | RONNIE'S AUTO SERVICE INC | 527 W UNIVERSITY DR | TEMPE | AZ | 85281 | Maricopa | 2 | Perm Closure | 1961-01-01 | 6000 | Gasoline | COMPARTMENT A | Single Walled | Asphalt coated or Bare Steel |  |  |  | Removal | 1989-11-07
0-000850 | SOMBRERO SHELL | 501 E MONROE AVE | BUCKEYE | AZ | 85326 | Maricopa | 3 | Perm Closure | 1953-01-01 | 1000 | Gasoline | COMPARTMENT A | Single Walled | Asphalt coated or Bare Steel |  |  |  | Closed in Place | 1988-12-01
0-002480 | PENSKE TRUCK LEASING CO | 2219 S 2ND PL | PHOENIX | AZ | 85004 | Maricopa | 10 | Perm Closure | 1987-06-07 | 1000 | Unidentified | COMPARTMENT A | Double Walled | Composite (Steel/Fiberglass) | Suction - Check Valve at the Tank Top |  |  | Removal | 1994-04-27
0-002480 | PENSKE TRUCK LEASING CO | 2219 S 2ND PL | PHOENIX | AZ | 85004 | Maricopa | 9 | Perm Closure | 1987-06-07 | 12000 | Diesel | COMPARTMENT A | Double Walled | Composite (Steel/Fiberglass) | Pressure |  | Fiberglass Reinforced Plastic | Removal | 2013-07-10
0-002474 | R HERNANDEZ TRUCKING INC | 8027 S AVENIDA DEL YAQUI | GUADALUPE | AZ | 85283 | Maricopa | 3 | Perm Closure | 1978-05-07 | 12000 | Diesel | COMPARTMENT A | Single Walled | Asphalt coated or Bare Steel | Pressure |  | Bare or Galvanized Steel | Removal | 1996-06-28
0-003694 | PETRO TRUCK STOP | 5265 N SUNLAND GIN RD | ELOY | AZ | 85131 | Pinal | 2 | Perm Closure | 1984-12-30 | 20000 | Diesel | COMPARTMENT A | Unknown | Unknown | Pressure |  | Fiberglass Reinforced Plastic | Removal | 1998-08-07
0-002870 | KMART #4269 | 4225 W INDIAN SCHOOL RD | PHOENIX | AZ | 85019 | Maricopa | 1 | Perm Closure | 1969-04-28 | 1000 | Used Oil/Waste Oil | COMPARTMENT A | Single Walled | Asphalt coated or Bare Steel | Gravity Feed |  |  | Removal | 1987-08-31
0-006573 | LACO CORPORATION | 2052 N 27TH AVE | PHOENIX | AZ | 85009 | Maricopa | 2 | Perm Closure | 1963-01-01 | 1000 | Diesel | COMPARTMENT A |  | Asphalt coated or Bare Steel |  |  |  | Removal | 2013-09-17
0-006573 | LACO CORPORATION | 2052 N 27TH AVE | PHOENIX | AZ | 85009 | Maricopa | 1 | Perm Closure | 1963-01-01 | 1000 | Gasoline | COMPARTMENT A |  | Asphalt coated or Bare Steel |  |  |  | Removal | 2013-09-17
0-002265 | CITY OF GLENDALE - FLEET MAINTENANCE | 6210 W MYRTLE AVE | GLENDALE | AZ | 85301 | Maricopa | 3 | Perm Closure | 1973-04-30 | 10000 | Diesel | COMPARTMENT A | Unknown | Unknown |  |  |  | Removal | 1990-12-01
0-009688 | PEAK BEAM SYSTEMS PROPERTY | 523 E ROUTE 66 | WILLIAMS | AZ | 86046 | Coconino | 2 | Perm Closure | 2005-06-17 | 800 | Diesel | COMPARTMENT A | Double Walled | Asphalt coated or Bare Steel |  |  |  | Removal | 2000-11-02
0-006117 | ORA B HOPPER & SON INC | 202 S 30TH ST | PHOENIX | AZ | 85034 | Maricopa | 3 | Perm Closure | 1978-04-12 | 500 | Gasoline | COMPARTMENT A | Unknown | Asphalt coated or Bare Steel |  |  |  | Removal | 1993-09-16
0-009701 | MOHAVE MOBILE MART | 10420 S HARBOR AVE | MOHAVE VALLEY | AZ | 86440 | Mohave | 1 | Open | 2000-05-18 | 5000 | Diesel | COMPARTMENT B | Double Walled | Asphalt coated or Bare Steel | Pressure | Double Walled | Flexible
0-007052 | MOUNTAIN STATES MACHINERY | 5260 E CANADA ST | TUCSON | AZ | 85706 | Pima | 1 | Perm Closure | 2005-06-17 | 5000 | Unidentified | COMPARTMENT A | Unknown | Asphalt coated or Bare Steel |  |  |  | Removal | 1989-02-02
0-009748 | SAFEWAY #1706 | 1637 N TREKELL RD | CASA GRANDE | AZ | 85122 | Pinal | 2 | Open | 2000-10-17 | 20000 | Gasoline | COMPARTMENT A | Double Walled | Composite (Steel/Fiberglass) | Pressure | Double Walled | Fiberglass Reinforced Plastic
0-009868 | SAN PLUMBING SUPPLY INC PROPERTY | 6872 NW GRAND AVE | GLENDALE | AZ | 85301 | Maricopa | 1 | Perm Closure | 2005-06-17 | 1000 | Diesel | COMPARTMENT A | Single Walled | Asphalt coated or Bare Steel |  |  |  | Removal | 2002-09-26
0-009868 | SAN PLUMBING SUPPLY INC PROPERTY | 6872 NW GRAND AVE | GLENDALE | AZ | 85301 | Maricopa | 2 | Perm Closure | 2005-06-17 | 1000 | Gasoline | COMPARTMENT A | Single Walled | Asphalt coated or Bare Steel |  |  |  | Removal | 2002-09-26
0-007921 | DEZERETA INC | 15 N CENTRAL ST | COLORADO CITY | AZ | 86021 | Mohave | 5 | Perm Closure | 1992-05-22 | 10000 | Gasoline | COMPARTMENT A | Single Walled | Fiberglass Reinforced Plastic | Pressure |  | Fiberglass Reinforced Plastic | Removal | 2020-07-16
0-000856 | CAMELBACK VOLKSWAGON SUBARU | 1405 E CAMELBACK RD | PHOENIX | AZ | 85014 | Maricopa | 1 | Perm Closure | 1978-01-01 | 10000 | Gasoline | COMPARTMENT A |  | Asphalt coated or Bare Steel |  |  |  | Removal | 1995-02-17
0-002557 | CHAPARREL STORE | 500 SE OLD WEST HWY | DUNCAN | AZ | 85534 | Greenlee | 1 | Open | 1978-01-01 | 8000 | Gasoline | COMPARTMENT A |  | Asphalt coated or Bare Steel | Pressure | Single Walled | Fiberglass Reinforced Plastic
0-002231 | GASAMAT #107 | 580 MILLER VALLEY RD | PRESCOTT | AZ | 86301 | Yavapai | 1 | Perm Closure | 1967-01-01 | 15000 | Gasoline | COMPARTMENT A | Double Walled | Composite (Steel/Fiberglass) | Pressure | Single Walled | Bare or Galvanized Steel | Removal | 2005-10-05
0-004077 | JOBI'S CONVENIENCE MARKET | 4520 S US HIGHWAY | SAFFORD | AZ | 85546 | Graham | 3 | Open | 1998-08-01 | 15000 | Gasoline | COMPARTMENT A | Double Walled | Fiberglass Reinforced Plastic | Pressure |  | Fiberglass Reinforced Plastic
0-007226 | SIMAR DEEP INVESTMENTS | 802 W SPEEDWAY BLVD | TUCSON | AZ | 85745 | Pima | 1 | Open | 1990-11-01 | 10000 | Gasoline | COMPARTMENT A | Double Walled | Fiberglass Reinforced Plastic | Pressure | Double Walled | Fiberglass Reinforced Plastic
0-001201 | CIRCLE K #230 | 401 GARDEN AVE | BISBEE | AZ | 85603 | Cochise | 3 | Open | 1998-12-03 | 12000 | Gasoline | COMPARTMENT A | Double Walled | Fiberglass Reinforced Plastic | Pressure | Double Walled | Fiberglass Reinforced Plastic
0-001789 | WICKENBURG SHELL/PACK PRIDE | 30210 W HIGHWAY 60 | WICKENBURG | AZ | 85390 | Maricopa | 6 | Perm Closure | 1978-01-01 | 6000 | Gasoline | COMPARTMENT A |  | Asphalt coated or Bare Steel |  |  |  | Removal | 1998-06-29
0-001375 | CIRCLE K #2701184 | 12707 W GRAND AVE | SURPRISE | AZ | 85374 | Maricopa | 4 | Open | 1994-12-21 | 10000 | Gasoline (Mid-Grade UL) | COMPARTMENT A | Single Walled | Fiberglass Reinforced Plastic | Pressure | Double Walled | Fiberglass Reinforced Plastic
0-001375 | CIRCLE K #2701184 | 12707 W GRAND AVE | SURPRISE | AZ | 85374 | Maricopa | 1 | Perm Closure | 1976-01-01 | 10000 | Gasoline | COMPARTMENT A |  | Asphalt coated or Bare Steel | Pressure |  |  | Removal | 1994-12-08
0-001375 | CIRCLE K #2701184 | 12707 W GRAND AVE | SURPRISE | AZ | 85374 | Maricopa | 2 | Perm Closure | 1976-01-01 | 10000 | Gasoline | COMPARTMENT A |  | Asphalt coated or Bare Steel | Pressure |  |  | Removal | 1994-12-06
0-001688 | CRIST ROBERT & CO | 2025 E MAIN ST | MESA | AZ | 85213 | Maricopa | 1 | Perm Closure | 1975-01-01 | 1000 | Gasoline | COMPARTMENT A |  | Asphalt coated or Bare Steel | Suction - Check Valve at the Tank Top |  |  | Removal | 1992-11-20
0-004535 | CASA GRANDE MUNICIPAL AIRPORT | 3200 N PINAL AVE | CASA GRANDE | AZ | 85122 | Pinal | 5 | Perm Closure | 1981-01-01 | 12000 | Gasoline | COMPARTMENT A | Double Walled | Asphalt coated or Bare Steel | Pressure |  | Bare or Galvanized Steel | Removal | 1998-10-13
0-004535 | CASA GRANDE MUNICIPAL AIRPORT | 3200 N PINAL AVE | CASA GRANDE | AZ | 85122 | Pinal | 4 | Perm Closure | 1960-01-01 | 1000 | Unidentified | COMPARTMENT A | Double Walled | Asphalt coated or Bare Steel |  |  |  | Removal | 1993-10-14
0-003935 | PLUMBING SUPPLIERS INC | 2555 E GRANT RD | TUCSON | AZ | 85716 | Pima | 1 | Perm Closure | 1981-01-01 | 3000 | Gasoline | COMPARTMENT A | Single Walled | Asphalt coated or Bare Steel | Pressure | Single Walled | Bare or Galvanized Steel | Removal | 1992-04-23
0-002183 | WESTERN BLOCK | 3711 E SUPERIOR AVE | PHOENIX | AZ | 85040 | Maricopa | 1 | Perm Closure | 1982-06-01 | 6000 | Gasoline | COMPARTMENT A | Single Walled | Asphalt coated or Bare Steel | Gravity Feed |  |  | Removal | 1992-02-03
0-006881 | ATCHISON TOPEKA & SANTA FE |  | WILLIAMS |  |  | Coconino | 1 | Perm Closure | 2005-06-17 | 500 | Unidentified | COMPARTMENT A | Unknown | Unknown |  |  |  | Removal | 1990-07-30
0-000103 | ALL AUTOMATIC TRANSMISSION | 5235 E 22ND ST | TUCSON | AZ | 85711 | Pima | 1 | Perm Closure | 1964-01-01 | 500 | Used Oil/Waste Oil | COMPARTMENT A |  | Asphalt coated or Bare Steel |  |  |  | Closed in Place | 1987-11-01
0-004609 | 7-ELEVEN #13005 | 1810 W GLENDALE AVE | PHOENIX | AZ | 85021 | Maricopa | 2 | Perm Closure | 1971-02-05 | 8000 | Gasoline | COMPARTMENT A | Unknown | Asphalt coated or Bare Steel |  |  |  | Removal | 1986-07-01
0-003489 | CGES BUS MAINTENANCE FACILITY | 501 S FLORENCE ST | CASA GRANDE | AZ | 85122 | Pinal | 4 | Perm Closure | 2005-06-17 | 1000 | Gasoline | COMPARTMENT A | Unknown | Unknown |  |  |  | Removal | 1989-05-01
0-003346 | CASA GRANDE SOC #125108 | 13333 W SELMA HWY | CASA GRANDE | AZ | 85122 | Pinal | 1 | Perm Closure | 1980-01-01 | 8000 | Gasoline | COMPARTMENT A | Single Walled | Asphalt coated or Bare Steel | Pressure |  | Fiberglass Reinforced Plastic | Removal | 1997-05-01
0-003346 | CASA GRANDE SOC #125108 | 13333 W SELMA HWY | CASA GRANDE | AZ | 85122 | Pinal | 4 | Perm Closure | 1997-05-01 | 6000 | Gasoline | COMPARTMENT A | Double Walled | Composite (Steel/Fiberglass) | Pressure | Double Walled | Fiberglass Reinforced Plastic | Removal | 2014-08-19
0-008846 | PACIFIC PRIDE | 1700 E ADAMS | SHOW LOW | AZ | 85901 | Navajo | 1 | Open | 1995-11-13 | 15000 | Diesel | COMPARTMENT A | Double Walled | Fiberglass Reinforced Plastic | Pressure | Double Walled | Fiberglass Reinforced Plastic
0-001973 | ECOLOGY CONTROL INDUSTRIES | 3641 E SUPERIOR AVE | PHOENIX | AZ | 85040 | Maricopa | 3 | Perm Closure | 1979-01-01 | 3500 | Gasoline | COMPARTMENT A |  | Asphalt coated or Bare Steel | Pressure | Single Walled | Bare or Galvanized Steel | Removal | 1992-04-07
0-001973 | ECOLOGY CONTROL INDUSTRIES | 3641 E SUPERIOR AVE | PHOENIX | AZ | 85040 | Maricopa | 2 | Perm Closure | 1979-01-01 | 2500 | Diesel | COMPARTMENT A |  | Asphalt coated or Bare Steel | Pressure | Single Walled | Bare or Galvanized Steel | Removal | 1992-04-07
0-008819 | SILVERADO RADIATOR & MUFFLER SHOP | 2801 W VAN BUREN ST | PHOENIX | AZ | 85009 | Maricopa | 1 | Temp Closure | 2005-06-17 |  | Gasoline | COMPARTMENT A | Single Walled | Asphalt coated or Bare Steel |  |  |  |  | 1980-04-01
0-002630 | DAVID W FREY | 1500 N ORACLE RD | TUCSON | AZ | 85705 | Pima | 2 | Perm Closure | 2005-06-17 |  | Unidentified | COMPARTMENT A | Single Walled | Asphalt coated or Bare Steel |  |  |  | Removal | 1989-06-19
0-003123 | COPPER STREET MAINTENANCE YARD | 1530 COPPER DR | LAKE HAVASU CITY | AZ | 86403 | Mohave | 1 | Perm Closure | 1966-05-06 | 5000 | Gasoline | COMPARTMENT A | Unknown | Asphalt coated or Bare Steel | Gravity Feed |  | Bare or Galvanized Steel | Removal | 1996-04-17
0-004551 | CIRCLE K #2701897 | 5845 W MCDOWELL RD | PHOENIX | AZ | 85035 | Maricopa | 1 | Open | 1986-01-01 | 10000 | Gasoline | COMPARTMENT A | Single Walled | Fiberglass Reinforced Plastic | Pressure | Single Walled | Fiberglass Reinforced Plastic
0-002107 | FEEDERS GRAIN CO | 310 S 24TH AVE | PHOENIX | AZ | 85009 | Maricopa | 7 | Perm Closure | 1982-01-01 | 500 | Used Oil/Waste Oil | COMPARTMENT A | Single Walled | Concrete |  |  |  | Removal | 1989-04-19
0-001490 | CIRCLE K #2701798 | 4702 E SPEEDWAY BLVD | TUCSON | AZ | 85712 | Pima | 1 | Open | 1985-01-01 | 10000 | Gasoline | COMPARTMENT A | Single Walled | Fiberglass Reinforced Plastic | Pressure | Single Walled | Fiberglass Reinforced Plastic
0-006939 | CIRCLE K STORE #2706647 | 3449 W GREENWAY RD | PHOENIX | AZ | 85053 | Maricopa | 2 | Perm Closure | 2005-06-17 | 12000 | Gasoline | COMPARTMENT A | Double Walled | Asphalt coated or Bare Steel |  |  |  | Removal | 1990-09-10
0-006153 | SUPERSTITION SPRINGS GOLF COURSE | 6542 E BASELINE RD | MESA | AZ | 85206 | Maricopa | 2 | Perm Closure | 1986-04-28 | 1000 | Diesel | COMPARTMENT A | Double Walled | Fiberglass Reinforced Plastic | Suction - Check Valve at the Tank Top |  | Fiberglass Reinforced Plastic | Removal | 1999-03-16
0-008467 | WASTE MANAGEMENT OF PRESCOTT | 625 HOLIDAY DR | PRESCOTT | AZ | 86303 | Yavapai | 1 | Perm Closure | 2005-06-17 |  | Diesel | COMPARTMENT A |  | Asphalt coated or Bare Steel | Suction - Check Valve at the Tank Top |  | Bare or Galvanized Steel | Removal | 1994-12-07
0-005358 | USDA FS | 2748 HWY 26 | OVERGAARD | AZ | 85928 | Navajo | 1 | Perm Closure | 1981-03-28 | 2000 | Gasoline | COMPARTMENT A | Unknown | Asphalt coated or Bare Steel |  |  |  | Removal | 1990-10-01
0-009256 | VACANT | 220 N FLORENCE ST | CASA GRANDE | AZ | 85122 | Pinal | 2 | Perm Closure | 2005-06-17 | 1000 | Unidentified | COMPARTMENT A | Single Walled | Asphalt coated or Bare Steel |  |  |  | Removal | 1998-04-14
0-009256 | VACANT | 220 N FLORENCE ST | CASA GRANDE | AZ | 85122 | Pinal | 1 | Perm Closure | 2005-06-17 | 1000 | Unidentified | COMPARTMENT A | Single Walled | Asphalt coated or Bare Steel |  |  |  | Removal | 1998-04-14
0-009077 | VACANT INDUSTRIAL SITE | 2121 W LINCOLN ST | PHOENIX | AZ | 85009 | Maricopa | 1 | Perm Closure | 1970-01-01 | 1000 | Gasoline | COMPARTMENT A | Unknown | Asphalt coated or Bare Steel |  |  |  | Removal | 1997-04-23
0-006479 | TWIN LAKES MARKET | 3122 N STATE ROUTE 89 | PRESCOTT | AZ | 86301 | Yavapai | 5 | Open | 2019-06-13 | 10000 | Gasoline (UL) | COMPARTMENT A | Double Walled | Fiberglass Reinforced Plastic | Pressure | Double Walled | Fiberglass Reinforced Plastic
0-006555 | U-HAUL RINCON # 828-54 | 6301 E GOLF LINKS RD | TUCSON | AZ | 85730 | Pima | 2 | Perm Closure | 1971-12-23 | 8000 | Diesel | COMPARTMENT A | Double Walled | Asphalt coated or Bare Steel |  |  |  | Removal | 1989-08-01
0-009055 | GREYHOUND TERMINAL | 2115 E BUCKEYE RD | PHOENIX | AZ | 85034 | Maricopa | 1 | Open | 1996-10-01 | 15000 | Diesel | COMPARTMENT A | Double Walled | Composite (Steel/Fiberglass) | Pressure | Double Walled | Fiberglass Reinforced Plastic
0-000635 | EAGLE ROOST AIR PARK | 51220 W WILLIAM RD | AGUILA | AZ | 85320 | Maricopa | 1 | Perm Closure | 1981-01-01 | 4000 | Gasoline | COMPARTMENT A | Single Walled | Asphalt coated or Bare Steel | Suction - Check Valve at the Tank Top | Single Walled | Bare or Galvanized Steel | Removal | 1987-09-10
0-002504 | ED HOLDERNESS SUPPLIES INC | 3502 E 34TH ST | TUCSON | AZ | 85713 | Pima | 1 | Perm Closure | 1971-04-30 | 6000 | Diesel | COMPARTMENT A | Single Walled | Asphalt coated or Bare Steel |  |  |  | Removal | 1987-05-01
0-001759 | ARIZONA ARMY NATIONAL GUARD - ARMORY OMSS#4A | 3600 E DEUCE OF CLUBS | SHOW LOW | AZ | 85901 | Navajo | 1 | Perm Closure | 1987-02-01 | 10000 | Diesel | COMPARTMENT A | Double Walled | Fiberglass Reinforced Plastic | Pressure |  |  | Removal | 1997-08-20
0-008871 | CIRCLE K STORE #2709179 | 1203 S POWER RD | MESA | AZ | 85206 | Maricopa | 3 | Open | 1995-01-01 | 20000 | Gasoline | COMPARTMENT A | Double Walled | Fiberglass Reinforced Plastic | Pressure | Double Walled | Fiberglass Reinforced Plastic
0-003982 | GRAND AVENUE MOTORS | 424 N GRAND AVE | NOGALES | AZ | 85621 | Santa Cruz | 2 | Perm Closure | 1956-03-14 | 4000 | Diesel | COMPARTMENT A | Unknown | Asphalt coated or Bare Steel |  |  |  | Removal | 1988-12-12
0-000241 | LEE'S CHEVRON | 648 MAIN ST BOX 300 | THATCHER | AZ | 85552 | Graham | 1 | Perm Closure | 1965-01-01 | 1000 | Gasoline | COMPARTMENT A |  | Asphalt coated or Bare Steel |  |  |  | Removal | 1989-12-26
0-006194 | LEOS AUTO SUPPLY INC | 2825 N STONE AVE | TUCSON | AZ | 85705 | Pima | 1 | Perm Closure | 1948-01-01 |  | Gasoline | COMPARTMENT A | Single Walled | Asphalt coated or Bare Steel |  |  |  | Closed in Place | 1955-01-01
0-004076 | HUALAPAI KWIK STOP #451 | 2500 HUALAPAI MOUNTAIN RD | KINGMAN | AZ | 86401 | Mohave | 3 | Open | 1989-12-12 | 6000 | Gasoline | COMPARTMENT A | Single Walled | Fiberglass Reinforced Plastic | Pressure | Double Walled | Flexible
0-004324 | 4 SONS FOOD STORES #503 | 13779 N FOUNTAIN HILLS BLVD | FOUNTAIN HILLS | AZ | 85268 | Maricopa | 4 | Open | 1992-05-01 | 6000 | Diesel | COMPARTMENT A | Double Walled | Fiberglass Reinforced Plastic | Pressure | Double Walled | Fiberglass Reinforced Plastic
0-004626 | 7-ELEVEN #17426 | 4661 E SKYLINE DR | TUCSON | AZ | 85718 | Pima | 1 | Perm Closure | 1977-01-01 | 10000 | Gasoline | COMPARTMENT A | Single Walled | Fiberglass Reinforced Plastic | Pressure |  | Fiberglass Reinforced Plastic | Removal | 2016-06-17
0-004626 | 7-ELEVEN #17426 | 4661 E SKYLINE DR | TUCSON | AZ | 85718 | Pima | 2 | Perm Closure | 1977-01-01 | 10000 | Gasoline | COMPARTMENT A | Single Walled | Fiberglass Reinforced Plastic | Pressure |  | Fiberglass Reinforced Plastic | Removal | 2016-06-17
0-003873 | CENTRAL EQ MAINTENANCE-FORMER | 1342 E WASHINGTON ST | PHOENIX | AZ | 85034 | Maricopa | 2 | Perm Closure | 2005-06-17 | 10000 | Gasoline | COMPARTMENT A | Single Walled | Asphalt coated or Bare Steel |  |  |  | Removal | 1980-01-01
0-003873 | CENTRAL EQ MAINTENANCE-FORMER | 1342 E WASHINGTON ST | PHOENIX | AZ | 85034 | Maricopa | 1 | Perm Closure | 2005-06-17 | 10000 | Diesel | COMPARTMENT A | Single Walled | Asphalt coated or Bare Steel |  |  |  | Removal | 1980-01-01
0-003873 | CENTRAL EQ MAINTENANCE-FORMER | 1342 E WASHINGTON ST | PHOENIX | AZ | 85034 | Maricopa | 3 | Perm Closure | 2005-06-17 | 10000 | Gasoline | COMPARTMENT A | Single Walled | Asphalt coated or Bare Steel |  |  |  | Removal | 1980-01-01
0-001020 | CHANDLER ROCK INC | 1471 N ARIZONA AVE | CHANDLER | AZ | 85225 | Maricopa | 2 | Perm Closure | 1976-01-01 | 3000 | Gasoline | COMPARTMENT A |  | Asphalt coated or Bare Steel |  |  |  | Removal | 1988-10-01
0-000671 | BELL CONCRETE INC | 2239 W SHANGRI LA RD | PHOENIX | AZ | 85029 | Maricopa | 1 | Perm Closure | 1983-01-01 | 6000 | Gasoline | COMPARTMENT A | Single Walled | Asphalt coated or Bare Steel |  |  |  | Removal | 1989-04-29
0-008208 | OLD BISBEE FIRE HOUSE | 6 S NACO HWY | BISBEE | AZ | 85603 | Cochise | 1 | Perm Closure | 2005-06-17 |  | Unidentified | COMPARTMENT A | Double Walled | Fiberglass Reinforced Plastic |  |  |  | Closed in Place | 1972-01-01
0-003684 | PEPSI-COLA BOTTLING CO | 4980 E RAILHEAD AVE | FLAGSTAFF | AZ | 86004 | Coconino | 3 | Perm Closure | 1979-01-01 | 3000 | Gasoline | COMPARTMENT A |  | Asphalt coated or Bare Steel |  |  |  | Removal | 1992-07-07
0-002675 | FLAGSTAFF PLANT #21 | 633 E BRANNEN AVE | FLAGSTAFF | AZ | 86001 | Coconino | 3 | Perm Closure | 1962-09-15 | 4000 | Unidentified | COMPARTMENT A | Unknown | Unknown |  |  |  | Removal | 1989-11-01
0-000926 | TEXACO #61-274-0345 | 1501 S 4TH AVE | YUMA | AZ | 85364 | Yuma | 3 | Perm Closure | 1981-01-01 | 12000 | Gasoline | COMPARTMENT A |  | Asphalt coated or Bare Steel | Pressure |  | Fiberglass Reinforced Plastic | Removal | 1998-09-10
0-000926 | TEXACO #61-274-0345 | 1501 S 4TH AVE | YUMA | AZ | 85364 | Yuma | 4 | Perm Closure | 1981-01-01 | 12000 | Gasoline | COMPARTMENT A |  | Asphalt coated or Bare Steel | Pressure |  | Fiberglass Reinforced Plastic | Removal | 1998-09-10
0-001581 | COCA-COLA BOTTLING CO | 439 S GILA ST | YUMA | AZ | 85364 | Yuma | 2 | Perm Closure | 1971-01-01 | 1000 | Gasoline | COMPARTMENT A |  | Asphalt coated or Bare Steel |  |  |  | Removal | 1988-06-16
0-001344 | CIRCLE K #918 | 432 W MAIN ST | SOMERTON | AZ | 85350 | Yuma | 1 | Perm Closure | 1984-01-01 | 10000 | Gasoline | COMPARTMENT A | Single Walled | Fiberglass Reinforced Plastic |  |  |  | Removal | 1988-04-18
0-001706 | BAGDAD CONCENTRATOR COPPER FILTER | 115 MAIN ST | BAGDAD | AZ | 86321 | Yavapai | 2 | Perm Closure | 1977-01-01 | 12000 | Diesel | COMPARTMENT A |  | Fiberglass Reinforced Plastic |  |  |  | Removal | 1991-10-15
0-006307 | DTG OPERATIONS INC | 2340 E ELVIRA RD | TUCSON | AZ | 85756 | Pima | 2 | Perm Closure | 1993-01-08 | 10000 | Gasoline | COMPARTMENT A | Double Walled | Fiberglass Reinforced Plastic | Pressure |  | Fiberglass Reinforced Plastic | Removal | 2018-08-20
0-005278 | UNOCAL #3888 | 821 E BENSON HWY | TUCSON | AZ | 85713 | Pima | 2 | Perm Closure | 1955-04-16 | 7500 | Gasoline | COMPARTMENT A | Double Walled | Asphalt coated or Bare Steel | Pressure |  |  | Closed in Place | 1991-04-03
0-005269 | UNOCAL #1869 | 1100 N STONE AVE | TUCSON | AZ | 85705 | Pima | 1 | Perm Closure | 1965-04-15 | 10000 | Gasoline | COMPARTMENT A | Double Walled | Asphalt coated or Bare Steel | Pressure |  |  | Removal | 1989-01-01
0-009013 | IRS RADIATOR SERVICE | 4998 N CASA GRANDE HWY | TUCSON | AZ | 85743 | Pima | 2 | Perm Closure | 2005-06-17 | 1000 | Unidentified | COMPARTMENT A | Single Walled | Asphalt coated or Bare Steel |  |  |  | Removal | 2002-05-14
0-008658 | WRIGHTSTOWN LLC | 7670 E WRIGHTSTOWN RD | TUCSON | AZ | 85715 | Pima | 3 | Perm Closure | 2005-06-17 | 12000 | Gasoline | COMPARTMENT A | Unknown | Asphalt coated or Bare Steel |  |  |  | Removal | 1983-01-01
0-000878 | SUNSHINE SUN VALLEY |  | SUN VALLEY |  |  | Navajo | 3 | Perm Closure | 2005-06-17 | 8000 | Gasoline | COMPARTMENT A |  | Asphalt coated or Bare Steel |  |  |  | Removal | 1990-10-20
0-007374 | IWX MOTOR FREIGHT | 3100 S GATLIN DR | MCCONNICO | AZ | 86413 | Mohave | 2 | Perm Closure | 1987-01-01 | 8000 | Unidentified | COMPARTMENT A | Unknown | Asphalt coated or Bare Steel | Gravity Feed |  | Bare or Galvanized Steel | Removal | 1994-01-21
0-005783 | ARCO #5433 | 320 E BASELINE RD | MESA | AZ | 85210 | Maricopa | 1 | Perm Closure | 1987-01-01 | 12000 | Gasoline | COMPARTMENT A | Double Walled | Fiberglass Reinforced Plastic | Pressure | Double Walled | Fiberglass Reinforced Plastic | Removal | 2007-11-07
0-010366 | FORMER MOHAWK MINI-MART | 1221 STATE ROUTE 89A | JEROME | AZ | 86331 | Yavapai | 3 | Perm Closure | 2010-10-27 | 2000 | Gasoline | COMPARTMENT A |  | Asphalt coated or Bare Steel |  |  |  | Closed in Place | 2010-09-09
0-010366 | FORMER MOHAWK MINI-MART | 1221 STATE ROUTE 89A | JEROME | AZ | 86331 | Yavapai | 2 | Perm Closure | 2010-10-27 | 500 | Gasoline | COMPARTMENT A |  | Asphalt coated or Bare Steel |  |  |  | Closed in Place | 2010-09-09
0-002682 | CHEVRON #705 | 3445 W VAN BUREN ST | PHOENIX | AZ | 85009 | Maricopa | 5 | Perm Closure | 1999-06-01 | 12000 | Gasoline | COMPARTMENT A | Double Walled | Fiberglass Reinforced Plastic | Pressure | Double Walled | Fiberglass Reinforced Plastic | Removal | 2016-12-14
0-002887 | KOKOSING CONSTRUCTION COMPANY | 11500 W VAN BUREN ST | AVONDALE | AZ | 85323 | Maricopa | 4 | Perm Closure | 1985-01-01 | 10000 | Diesel | COMPARTMENT A | Double Walled | Fiberglass Reinforced Plastic |  |  |  | Removal | 1990-11-14
0-002887 | KOKOSING CONSTRUCTION COMPANY | 11500 W VAN BUREN ST | AVONDALE | AZ | 85323 | Maricopa | 2 | Perm Closure | 1985-01-01 | 10000 | Gasoline | COMPARTMENT A | Double Walled | Fiberglass Reinforced Plastic |  |  |  | Removal | 1990-11-14
0-002800 | WHITING STATION #120 | 945 N ARIZONA AVE | CHANDLER | AZ | 85225 | Maricopa | 3 | Perm Closure | 1971-01-01 | 10000 | Gasoline | COMPARTMENT A |  | Asphalt coated or Bare Steel |  |  |  | Removal | 1988-03-30
0-002800 | WHITING STATION #120 | 945 N ARIZONA AVE | CHANDLER | AZ | 85225 | Maricopa | 2 | Perm Closure | 1971-01-01 | 10000 | Gasoline | COMPARTMENT A |  | Asphalt coated or Bare Steel |  |  |  | Removal | 1988-03-30
0-004449 | AIRWAYS RENT A CAR | 111 S 24TH ST | PHOENIX | AZ | 85034 | Maricopa | 2 | Perm Closure | 2005-06-17 | 10000 | Gasoline | COMPARTMENT A |  | Asphalt coated or Bare Steel | Suction - Check Valve at the Tank Top |  | Bare or Galvanized Steel | Removal | 1992-04-09
0-001273 | CIRCLE K #618 | 2801 E MCKELLIPS RD | MESA | AZ | 85213 | Maricopa | 1 | Perm Closure | 1971-01-01 | 10000 | Gasoline | COMPARTMENT A | Single Walled | Asphalt coated or Bare Steel | Pressure | Single Walled | Bare or Galvanized Steel | Removal | 1993-04-27
0-004839 | QUANTUMCLEAN | 3925 E WATKINS ST | PHOENIX | AZ | 85034 | Maricopa | 5 | Perm Closure | 2005-06-17 | 500 | Unidentified | COMPARTMENT A | Unknown | Asphalt coated or Bare Steel | Suction - Check Valve at the Tank Top |  | Bare or Galvanized Steel | Removal | 1990-08-03
0-003051 | MARICOPA COUNTY - WEST JACKSON FACILITY | 101 W JACKSON ST | PHOENIX | AZ | 85003 | Maricopa | 4 | Perm Closure | 2005-06-17 | 300 | Gasoline | COMPARTMENT A | Unknown | Asphalt coated or Bare Steel |  |  |  | Removal | 1999-10-15
0-001715 | D J M CONSTRUCTION | 3720 W WHITTON AVE | PHOENIX | AZ | 85019 | Maricopa | 2 | Perm Closure | 1973-01-01 | 1000 | Used Oil/Waste Oil | COMPARTMENT A |  | Asphalt coated or Bare Steel |  |  |  | Removal | 1992-12-10
0-000500 | VACANT LOT - FORMER ARCO #6107 | 3202 E SHEA BLVD | PHOENIX | AZ | 85028 | Maricopa | 5 | Perm Closure | 1991-01-19 | 550 | Used Oil/Waste Oil | COMPARTMENT A | Double Walled | Fiberglass Reinforced Plastic |  |  |  | Removal | 2002-11-05
0-005321 | DOTTLINGS PASEO VILLAGE SHELL | 8225 E VIA PASEO DEL NORTE | SCOTTSDALE | AZ | 85258 | Maricopa | 4 | Open | 1989-01-01 | 12000 | Gasoline | COMPARTMENT A | Double Walled | Composite (Steel/Fiberglass) | Pressure |  | Fiberglass Reinforced Plastic
0-005321 | DOTTLINGS PASEO VILLAGE SHELL | 8225 E VIA PASEO DEL NORTE | SCOTTSDALE | AZ | 85258 | Maricopa | 5 | Open | 1989-01-01 | 12000 | Gasoline | COMPARTMENT A | Double Walled | Composite (Steel/Fiberglass) | Pressure |  | Fiberglass Reinforced Plastic
0-005321 | DOTTLINGS PASEO VILLAGE SHELL | 8225 E VIA PASEO DEL NORTE | SCOTTSDALE | AZ | 85258 | Maricopa | 2 | Perm Closure | 1980-01-01 | 12000 | Gasoline | COMPARTMENT A | Double Walled | Fiberglass Reinforced Plastic | Pressure |  | Fiberglass Reinforced Plastic | Removal | 1989-01-01
0-003883 | CITY OF PHOENIX - DEER VALLEY WATER TREATMENT PLANT | 10620 N 21ST AVE | PHOENIX | AZ | 85029 | Maricopa | 1 | Perm Closure | 1960-01-01 | 550 | Gasoline | COMPARTMENT A | Single Walled | Asphalt coated or Bare Steel |  |  |  | Removal | 1991-02-22
0-003851 | CITY OF PHOENIX - SQUAW PEAK STATION | 6206 N 24TH ST | PHOENIX | AZ | 85016 | Maricopa | 3 | Perm Closure | 1974-01-01 | 1000 | New Oil | COMPARTMENT A | Single Walled | Asphalt coated or Bare Steel |  |  |  | Removal | 1991-06-03
0-003851 | CITY OF PHOENIX - SQUAW PEAK STATION | 6206 N 24TH ST | PHOENIX | AZ | 85016 | Maricopa | 5 | Open | 1991-01-01 | 12000 | Gasoline | COMPARTMENT A | Double Walled | Fiberglass Reinforced Plastic | Pressure | Double Walled | Fiberglass Reinforced Plastic
0-003851 | CITY OF PHOENIX - SQUAW PEAK STATION | 6206 N 24TH ST | PHOENIX | AZ | 85016 | Maricopa | 6 | Open | 1991-01-01 | 12000 | Gasoline | COMPARTMENT A | Double Walled | Fiberglass Reinforced Plastic | Pressure | Double Walled | Fiberglass Reinforced Plastic
0-005338 | PHOENIX-MESA GATEWAY AIRPORT | 5835 S SOSSAMAN RD | MESA | AZ | 85212 | Maricopa | 20 | Perm Closure | 1942-01-01 | 25000 | Jet Fuel | COMPARTMENT A | Single Walled | Asphalt coated or Bare Steel |  |  |  | Removal | 1991-04-22
0-005338 | PHOENIX-MESA GATEWAY AIRPORT | 5835 S SOSSAMAN RD | MESA | AZ | 85212 | Maricopa | 58 | Perm Closure | 1990-05-11 | 500 | Used Oil/Waste Oil | COMPARTMENT A | Double Walled | Composite (Steel/Fiberglass) | Gravity Feed |  | Bare or Galvanized Steel | Removal | 1993-08-15
0-005338 | PHOENIX-MESA GATEWAY AIRPORT | 5835 S SOSSAMAN RD | MESA | AZ | 85212 | Maricopa | 49 | Perm Closure | 1982-01-01 | 500 | Diesel | COMPARTMENT A | Single Walled | Asphalt coated or Bare Steel |  |  |  | Removal | 1988-01-01
0-005338 | PHOENIX-MESA GATEWAY AIRPORT | 5835 S SOSSAMAN RD | MESA | AZ | 85212 | Maricopa | 98 | Perm Closure | 1971-01-01 | 10000 | Gasoline | COMPARTMENT A | Single Walled | Asphalt coated or Bare Steel | Pressure |  | Bare or Galvanized Steel | Removal | 1993-09-30
0-005338 | PHOENIX-MESA GATEWAY AIRPORT | 5835 S SOSSAMAN RD | MESA | AZ | 85212 | Maricopa | 43 | Perm Closure | 1971-01-01 | 500 | Used Oil/Waste Oil | COMPARTMENT A | Single Walled | Asphalt coated or Bare Steel |  |  |  | Removal | 1991-08-21
0-005338 | PHOENIX-MESA GATEWAY AIRPORT | 5835 S SOSSAMAN RD | MESA | AZ | 85212 | Maricopa | 29 | Perm Closure | 1942-01-01 | 50000 | Diesel | COMPARTMENT A | Single Walled | Asphalt coated or Bare Steel |  |  |  | Removal | 1991-04-01
0-005338 | PHOENIX-MESA GATEWAY AIRPORT | 5835 S SOSSAMAN RD | MESA | AZ | 85212 | Maricopa | 91 | Perm Closure | 1971-01-01 | 10000 | Unidentified | COMPARTMENT A | Single Walled | Asphalt coated or Bare Steel | Suction - Check Valve at the Tank Top |  | Bare or Galvanized Steel | Removal | 1987-01-01
0-005338 | PHOENIX-MESA GATEWAY AIRPORT | 5835 S SOSSAMAN RD | MESA | AZ | 85212 | Maricopa | 97 | Perm Closure | 1971-01-01 | 10000 | Gasoline | COMPARTMENT A | Single Walled | Asphalt coated or Bare Steel | Pressure |  | Bare or Galvanized Steel | Removal | 1993-09-30
0-001161 | SPEEDWAY CONVENIENCE | 3202 E MCDOWELL RD | PHOENIX | AZ | 85008 | Maricopa | 3 | Perm Closure | 1995-02-07 | 10000 | Gasoline | COMPARTMENT A | Double Walled | Fiberglass Reinforced Plastic | Pressure | Double Walled | Fiberglass Reinforced Plastic | Removal | 2011-06-15
0-005010 | UPS PHOENIX HUB | 3150 N 31ST AVE | PHOENIX | AZ | 85017 | Maricopa | 6 | Open | 1983-01-01 | 20000 | Diesel | COMPARTMENT A | Single Walled | Fiberglass Reinforced Plastic | Pressure | Double Walled | Fiberglass Reinforced Plastic
0-005010 | UPS PHOENIX HUB | 3150 N 31ST AVE | PHOENIX | AZ | 85017 | Maricopa | 1 | Perm Closure | 1976-01-01 | 7500 | Gasoline | COMPARTMENT A | Single Walled | Asphalt coated or Bare Steel |  |  |  | Removal | 1990-08-06
0-003161 | MILUM TEXTILE SERVICES (MTS) | 333 N 7TH AVE | PHOENIX | AZ | 85007 | Maricopa | 3 | Perm Closure | 2005-06-17 | 500 | Unidentified | COMPARTMENT A | Unknown | Asphalt coated or Bare Steel | Suction - Check Valve at the Tank Top |  |  | Closed in Place | 1968-12-01
0-003161 | MILUM TEXTILE SERVICES (MTS) | 333 N 7TH AVE | PHOENIX | AZ | 85007 | Maricopa | 4 | Perm Closure | 2005-06-17 | 2000 | Unidentified | COMPARTMENT A | Unknown | Asphalt coated or Bare Steel | Suction - Check Valve at the Tank Top |  |  | Closed in Place | 1968-12-01
0-003161 | MILUM TEXTILE SERVICES (MTS) | 333 N 7TH AVE | PHOENIX | AZ | 85007 | Maricopa | 1 | Perm Closure | 1976-03-08 | 2000 | Gasoline | COMPARTMENT A | Unknown | Asphalt coated or Bare Steel | Suction - Check Valve at the Tank Top |  |  | Closed in Place | 1988-12-01
0-007010 | DEER-O PAINTS & CHEMICALS | 2431 E VAN BUREN ST | PHOENIX | AZ | 85008 | Maricopa | 8 | Perm Closure | 2005-06-17 | 5000 | Hazardous Substance | COMPARTMENT A | Single Walled | Asphalt coated or Bare Steel | Suction - Check Valve at the Tank Top | Single Walled | Bare or Galvanized Steel | Removal | 1985-05-29
0-003236 | MOBIL 18-MCQ | 3202 E CACTUS RD | PHOENIX | AZ | 85032 | Maricopa | 3 | Perm Closure | 1970-01-01 | 10000 | Gasoline | COMPARTMENT A |  | Asphalt coated or Bare Steel | Pressure |  |  | Removal | 1987-04-02
0-000638 | RECON MOTORSPORTS | 1315 E GIBSON LN | PHOENIX | AZ | 85034 | Maricopa | 1 | Perm Closure | 1976-01-01 | 8000 | Diesel | COMPARTMENT A |  | Asphalt coated or Bare Steel |  |  |  | Removal | 1998-02-11
0-000338 | PARKER OIL PRODUCTS | 785 KIOWA AVE | LAKE HAVASU CITY | AZ | 86403 | Mohave | 4 | Open | 1997-11-07 | 12000 | Diesel | COMPARTMENT A | Double Walled | Composite (Steel/Fiberglass) | Pressure | Double Walled | Fiberglass Reinforced Plastic
0-009525 | CIRCLE K STORE #2709182 | 3989 W RAY RD | CHANDLER | AZ | 85226 | Maricopa | 2 | Open | 1997-01-01 | 15000 | Gasoline | COMPARTMENT A | Double Walled | Fiberglass Reinforced Plastic | Pressure | Double Walled | Fiberglass Reinforced Plastic
0-010390 | F AVENUE PAWN SHOP | 1347 N F AVE | DOUGLAS | AZ | 85607 | Cochise | 2 | Perm Closure | 2011-02-18 | 4000 | Gasoline | COMPARTMENT A |  | Asphalt coated or Bare Steel |  |  |  | Removal | 2010-12-09
0-005569 | WASH WORLD INC | 2425 W MCDOWELL RD | PHOENIX | AZ | 85009 | Maricopa | 3 | Perm Closure | 1978-01-01 | 12000 | Diesel | COMPARTMENT A | Single Walled | Asphalt coated or Bare Steel |  |  |  | Removal | 1991-06-03
0-010409 | SHELL #34 | 24805 N LAKE PLEASANT PKWY | PEORIA | AZ | 85383 | Maricopa | 1 | Open | 2011-05-30 | 15000 | Gasoline (UL) | COMPARTMENT A | Double Walled | Fiberglass Reinforced Plastic | Pressure | Double Walled | Fiberglass Reinforced Plastic
0-007372 | ICE MAN - FORMER | 4545 E UNIVERSITY DR | PHOENIX | AZ | 85034 | Maricopa | 1 | Perm Closure | 1971-01-01 | 8000 | Gasoline | COMPARTMENT A | Unknown | Asphalt coated or Bare Steel | Pressure |  | Bare or Galvanized Steel | Removal | 1991-07-23
0-010445 | TURBINEAERO REPAIR FACILITY | 50 S 56TH ST | CHANDLER | AZ | 85226 | Maricopa | 1 | Open | 2011-12-01 | 5000 | Jet Fuel | COMPARTMENT A | Double Walled | Fiberglass Reinforced Plastic | Pressure | Double Walled | Fiberglass Reinforced Plastic
0-002241 | GM DESERT PROVING GROUND | 13303 S ELLSWORTH RD | MESA | AZ | 85212 | Maricopa | 7 | Perm Closure | 1966-01-01 | 550 | Diesel | COMPARTMENT A |  | Asphalt coated or Bare Steel |  |  |  | Removal | 1990-05-08
0-002241 | GM DESERT PROVING GROUND | 13303 S ELLSWORTH RD | MESA | AZ | 85212 | Maricopa | 2 | Perm Closure | 1976-01-01 | 1000 | Gasoline | COMPARTMENT A |  | Asphalt coated or Bare Steel |  |  |  | Removal | 1990-05-07
0-002241 | GM DESERT PROVING GROUND | 13303 S ELLSWORTH RD | MESA | AZ | 85212 | Maricopa | 43 | Perm Closure | 1989-12-01 | 4000 | Diesel | COMPARTMENT B | Double Walled | Fiberglass Reinforced Plastic | Pressure | Double Walled | Fiberglass Reinforced Plastic | Removal | 2014-02-21
0-002241 | GM DESERT PROVING GROUND | 13303 S ELLSWORTH RD | MESA | AZ | 85212 | Maricopa | 17 | Perm Closure | 1976-01-01 | 10000 | Gasoline | COMPARTMENT A |  | Asphalt coated or Bare Steel |  |  |  | Removal | 1990-05-09
0-002241 | GM DESERT PROVING GROUND | 13303 S ELLSWORTH RD | MESA | AZ | 85212 | Maricopa | 39 | Perm Closure | 1976-01-01 | 550 | Used Oil/Waste Oil | COMPARTMENT A |  | Asphalt coated or Bare Steel | Gravity Feed |  |  | Removal | 1992-03-09
0-002241 | GM DESERT PROVING GROUND | 13303 S ELLSWORTH RD | MESA | AZ | 85212 | Maricopa | 58 | Perm Closure | 1993-10-01 | 4000 | Gasoline | COMPARTMENT A | Double Walled | Fiberglass Reinforced Plastic | Pressure | Double Walled | Fiberglass Reinforced Plastic | Removal | 2014-02-11
0-002241 | GM DESERT PROVING GROUND | 13303 S ELLSWORTH RD | MESA | AZ | 85212 | Maricopa | 31 | Perm Closure | 1976-01-01 | 12000 | Diesel | COMPARTMENT A |  | Asphalt coated or Bare Steel | Pressure |  |  | Removal | 1990-05-10
0-002241 | GM DESERT PROVING GROUND | 13303 S ELLSWORTH RD | MESA | AZ | 85212 | Maricopa | 36 | Perm Closure | 1976-01-01 | 550 | Used Oil/Waste Oil | COMPARTMENT A |  | Asphalt coated or Bare Steel | Gravity Feed |  |  | Removal | 1992-03-09
0-008622 | HAYDEN AUTO PLAZA | 1900 E HAYDEN LN | TEMPE | AZ | 85281 | Maricopa | 3 | Perm Closure | 1985-01-01 | 2000 | Unidentified | COMPARTMENT A |  | Asphalt coated or Bare Steel | Suction - Check Valve at the Tank Top |  | Bare or Galvanized Steel | Removal | 1995-05-18
0-005875 | MOUNTAIN PASS TRUCK STOP | MP 54 HIGHWAY 60 | HARVUCAR | AZ | 85348 | La Paz | 3 | Perm Closure | 1986-10-21 | 10000 | Gasoline | COMPARTMENT A | Double Walled | Fiberglass Reinforced Plastic | Pressure |  | Bare or Galvanized Steel | Removal | 1992-09-02
0-008270 | LIL MIKES #2 | 10102 RIVERSIDE DR | PARKER | AZ | 85344 | La Paz | 1 | Perm Closure | 2005-06-17 | 8000 | Gasoline | COMPARTMENT A | Double Walled | Asphalt coated or Bare Steel |  |  |  | Removal | 1996-02-16
0-001719 | MOBIL - FORMER | 1621 N 24TH ST | PHOENIX | AZ | 85008 | Maricopa | 1 | Perm Closure | 1954-01-01 | 5000 | Diesel | COMPARTMENT A |  | Asphalt coated or Bare Steel | Suction - Check Valve at the Tank Top |  | Fiberglass Reinforced Plastic | Removal | 1990-12-18
0-004100 | BUCKAROO ROUNDUP MARKET #419 | 1496 N STATE ROUTE 89 | CHINO VALLEY | AZ | 86323 | Yavapai | 1 | Perm Closure | 1975-01-01 | 10000 | Gasoline | COMPARTMENT A |  | Asphalt coated or Bare Steel | Pressure |  | Fiberglass Reinforced Plastic | Removal | 1997-08-05
0-008603 | EXPRESS STOP #701 | 640 S HIGHWAY 90 | BENSON | AZ | 85602 | Cochise | 3 | Open | 1995-04-14 | 10000 | Gasoline | COMPARTMENT A | Double Walled | Fiberglass Reinforced Plastic | Pressure | Double Walled | Fiberglass Reinforced Plastic
0-005627 | AMIGO FUELS | 801 N 16TH ST | PHOENIX | AZ | 85006 | Maricopa | 2 | Perm Closure | 1981-05-01 | 10000 | Gasoline | COMPARTMENT A |  | Asphalt coated or Bare Steel |  |  |  | Removal | 1989-11-21
0-008867 | MESA UNIFIED SCHOOL DISTRICT #4 - SURPLUS FACILITY | 845 E 2ND AVE | MESA | AZ | 85204 | Maricopa | 2 | Perm Closure | 2005-06-17 | 1000 | Diesel | COMPARTMENT A | Unknown | Unknown |  |  |  | Removal | 1996-11-12
0-004320 | HAVASU REGIONAL MEDICAL CENTER | 101 CIVIC CENTER LN | LAKE HAVASU CITY | AZ | 86403 | Mohave | 2 | Open | 1990-03-12 | 1000 | Diesel | COMPARTMENT A | Double Walled | Fiberglass Reinforced Plastic | Suction - Check Valve at the Tank Top | Double Walled | Fiberglass Reinforced Plastic
0-003146 | MESA UNIFIED SCHOOL DISTRICT - MAINTENANCE FACILITY | 837 S POWER RD | MESA | AZ | 85206 | Maricopa | 1 | Perm Closure | 1982-05-01 | 10000 | Gasoline | COMPARTMENT A | Double Walled | Asphalt coated or Bare Steel | Suction - Check Valve at the Tank Top |  | Bare or Galvanized Steel | Removal | 1997-08-13
0-003146 | MESA UNIFIED SCHOOL DISTRICT - MAINTENANCE FACILITY | 837 S POWER RD | MESA | AZ | 85206 | Maricopa | 8 | Perm Closure | 1997-08-06 | 10000 | Diesel | COMPARTMENT A | Double Walled | Fiberglass Reinforced Plastic | Pressure | Double Walled | Fiberglass Reinforced Plastic | Removal | 2019-06-07
0-003146 | MESA UNIFIED SCHOOL DISTRICT - MAINTENANCE FACILITY | 837 S POWER RD | MESA | AZ | 85206 | Maricopa | 7 | Perm Closure | 1997-08-06 | 10000 | Diesel | COMPARTMENT A | Double Walled | Fiberglass Reinforced Plastic | Pressure | Double Walled | Fiberglass Reinforced Plastic | Removal | 2019-06-07
0-003146 | MESA UNIFIED SCHOOL DISTRICT - MAINTENANCE FACILITY | 837 S POWER RD | MESA | AZ | 85206 | Maricopa | 2 | Perm Closure | 1982-05-01 | 10000 | Diesel | COMPARTMENT A | Double Walled | Asphalt coated or Bare Steel | Suction - Check Valve at the Tank Top |  | Bare or Galvanized Steel | Removal | 1997-08-13
0-007392 | SANDERS UNIFIED SCHOOL DISTRICT - MAINTENANCE YARD |  | SANDERS |  |  | Apache | 1 | Perm Closure | 1985-01-01 | 12000 | Diesel | COMPARTMENT A | Single Walled | Asphalt coated or Bare Steel | Suction - Check Valve at the Tank Top |  |  | Removal | 1998-12-09
0-001156 | R14 INVESTMENT PARTNERS LLC | 33040 N 203RD AVE | WITTMANN | AZ | 85361 | Maricopa | 9 | Perm Closure | 1995-02-01 | 8000 | Gasoline | COMPARTMENT A | Double Walled | Fiberglass Reinforced Plastic | Pressure | Double Walled | Fiberglass Reinforced Plastic | Removal | 2006-09-01
0-001156 | R14 INVESTMENT PARTNERS LLC | 33040 N 203RD AVE | WITTMANN | AZ | 85361 | Maricopa | 9 | Perm Closure | 1995-02-01 | 4000 | Diesel | COMPARTMENT B | Double Walled | Fiberglass Reinforced Plastic | Pressure | Double Walled | Fiberglass Reinforced Plastic | Removal | 2006-09-01
0-001156 | R14 INVESTMENT PARTNERS LLC | 33040 N 203RD AVE | WITTMANN | AZ | 85361 | Maricopa | 11 | Perm Closure | 1995-02-01 | 6000 | Gasoline | COMPARTMENT B | Double Walled | Composite (Steel/Fiberglass) | Pressure | Double Walled | Fiberglass Reinforced Plastic | Removal | 2006-09-01
0-009378 | CIRCLE K STORE #2741647 | 2341 S IRONWOOD DR | APACHE JUNCTION | AZ | 85120 | Pinal | 2 | Open | 1998-05-22 | 12000 | Gasoline (PUL) | COMPARTMENT A | Double Walled | Composite (Steel/Fiberglass) | Pressure | Double Walled | Fiberglass Reinforced Plastic
0-007689 | SBK MOTORS | 702 E INDIAN SCHOOL RD | PHOENIX | AZ | 85014 | Maricopa | 1 | Perm Closure | 2005-06-17 | 2000 | Gasoline | COMPARTMENT A | Unknown | Unknown |  |  |  | Removal | 1992-03-20
0-005747 | COCHISE MAINTENANCE FACILITY | 9792 E LARRY HUGHES DR | SCOTTSDALE | AZ | 85262 | Maricopa | 3 | Open | 2020-07-30 | 4000 | Gasoline (UL) | COMPARTMENT A | Double Walled | Fiberglass Reinforced Plastic | Pressure | Double Walled | Fiberglass Reinforced Plastic
0-006972 | METRO GAS | 7889 E 22ND ST | TUCSON | AZ | 85710 | Pima | 3 | Perm Closure | 1990-04-01 | 12000 | Gasoline | COMPARTMENT A | Double Walled | Fiberglass Reinforced Plastic | Pressure |  | Fiberglass Reinforced Plastic | Removal | 2012-10-23
0-006972 | METRO GAS | 7889 E 22ND ST | TUCSON | AZ | 85710 | Pima | 1 | Perm Closure | 1990-04-01 | 12000 | Gasoline | COMPARTMENT A | Double Walled | Fiberglass Reinforced Plastic | Pressure |  | Fiberglass Reinforced Plastic | Removal | 2012-10-23
0-010433 | QUIKTRIP #1496 | 6385 E GOLF LINKS RD | TUCSON | AZ | 85730 | Pima | 2 | Open | 2011-08-11 | 20000 | Gasoline | COMPARTMENT A | Double Walled | Fiberglass Reinforced Plastic | Pressure | Double Walled | Fiberglass Reinforced Plastic
0-005674 | WILLIG FREIGHT LINES | 1648 S 51ST AVE | PHOENIX | AZ | 85043 | Maricopa | 4 | Perm Closure | 1980-12-01 | 10000 | Diesel | COMPARTMENT A | Unknown | Asphalt coated or Bare Steel | Pressure |  |  | Removal | 1996-05-17
0-005758 | YAVAPAI COUNTY - FLEET MANAGEMENT | 820 WHIPPLE ST | PRESCOTT | AZ | 86301 | Yavapai | 4 | Perm Closure | 1972-01-01 | 10000 | Diesel | COMPARTMENT A | Single Walled | Asphalt coated or Bare Steel |  |  |  | Removal | 1987-12-30
0-005758 | YAVAPAI COUNTY - FLEET MANAGEMENT | 820 WHIPPLE ST | PRESCOTT | AZ | 86301 | Yavapai | 2 | Perm Closure | 1967-01-01 | 3000 | Gasoline | COMPARTMENT A | Single Walled | Asphalt coated or Bare Steel |  |  |  | Removal | 1987-12-30
0-000439 | ASU | 651 E UNIVERSITY DR | TEMPE | AZ | 85281 | Maricopa | 9 | Perm Closure | 1966-01-01 | 1000 | Gasoline | COMPARTMENT A |  | Asphalt coated or Bare Steel |  |  |  | Removal | 1990-01-31
0-000200 | ADPS - PHOENIX | 2610 S 16TH ST | PHOENIX | AZ | 85034 | Maricopa | 2 | Perm Closure | 1976-01-01 | 10000 | Gasoline | COMPARTMENT A | Single Walled | Asphalt coated or Bare Steel | Pressure | Double Walled | Flexible | Removal | 2017-03-29
0-000289 | ADOT - DATELAND |  | DATELAND |  |  | Yuma | 1 | Perm Closure | 2005-06-17 |  | Gasoline | COMPARTMENT A |  | Asphalt coated or Bare Steel |  |  |  | Removal | 1988-12-30
0-007006 | GOLDEN EAGLE DISTRIBUTORS INC | 592 E MAIN ST | CASA GRANDE | AZ | 85122 | Pinal | 1 | Perm Closure | 2005-06-17 |  | Unidentified | COMPARTMENT A | Unknown | Unknown |  |  |  | Removal | 1991-04-05
0-003209 | CIRCLE K STORE #2709169 | 4101 N HAYDEN RD | SCOTTSDALE | AZ | 85251 | Maricopa | 9 | Open | 2019-04-15 | 20000 | Gasoline (UL) | COMPARTMENT A | Double Walled | Fiberglass Reinforced Plastic
0-003209 | CIRCLE K STORE #2709169 | 4101 N HAYDEN RD | SCOTTSDALE | AZ | 85251 | Maricopa | 2 | Perm Closure | 2005-06-17 | 12000 | Gasoline | COMPARTMENT A |  | Asphalt coated or Bare Steel | Pressure |  |  | Removal | 1985-11-02
0-003711 | PHILLIPS 66 COMPANY #012262 | 4840 E INDIAN SCHOOL RD | PHOENIX | AZ | 85018 | Maricopa | 1 | Perm Closure | 1972-01-01 | 10000 | Gasoline | COMPARTMENT A |  | Asphalt coated or Bare Steel |  |  |  | Removal | 1978-08-01
0-002466 | HENNY PENNY EGG & POULTRY CO | 307 E BUCKEYE RD | PHOENIX | AZ | 85004 | Maricopa | 1 | Perm Closure | 1977-12-19 | 9000 | Diesel | COMPARTMENT A | Single Walled | Asphalt coated or Bare Steel | Pressure |  | Bare or Galvanized Steel | Removal | 1996-12-17
0-009808 | PILOT TRAVEL CENTER #459 | 900 N 99TH AVE | AVONDALE | AZ | 85323 | Maricopa | 4 | Open | 2001-10-04 | 20000 | Gasoline | COMPARTMENT A | Double Walled | Fiberglass Reinforced Plastic | Pressure | Double Walled | Fiberglass Reinforced Plastic
0-009158 | PHOENIX, CITY OF - CIVIC PLAZA PARKING GARAGE | 633 E WASHINGTON ST | PHOENIX | AZ | 85004 | Maricopa | 6 | Perm Closure | 2005-06-17 | 750 | Unidentified | COMPARTMENT A | Single Walled | Asphalt coated or Bare Steel |  |  |  | Removal | 1996-08-29
0-000341 | CIRCLE K #2708750 | 5555 E BELL RD | PHOENIX | AZ | 85254 | Maricopa | 2 | Open | 1988-01-01 | 10000 | Gasoline | COMPARTMENT A | Double Walled | Fiberglass Reinforced Plastic | Pressure |  | Fiberglass Reinforced Plastic
0-003689 | CITY CAFE | 1929 E ANDY DEVINE AVE | KINGMAN | AZ | 86401 | Mohave | 2 | Perm Closure | 1970-01-01 | 1000 | Gasoline | COMPARTMENT A | Single Walled | Asphalt coated or Bare Steel |  |  |  | Removal | 1990-03-16
0-001348 | CIRCLE K #2700990 | 29105 HWY 80 | WELLTON | AZ | 85356 | Yuma | 2 | Open | 1985-01-01 | 10000 | Gasoline (PUL) | COMPARTMENT A | Single Walled | Fiberglass Reinforced Plastic | Pressure |  | Fiberglass Reinforced Plastic
0-001496 | CIRCLE K #2701843 | 10 E BUCKEYE RD | PHOENIX | AZ | 85004 | Maricopa | 1 | Open | 1985-01-01 | 10000 | Gasoline | COMPARTMENT A | Double Walled | Fiberglass Reinforced Plastic | Pressure |  | Fiberglass Reinforced Plastic
0-009821 | CIRCLE K #2706461 | 2808 S DOBSON RD | MESA | AZ | 85202 | Maricopa | 4 | Open | 2001-07-26 | 12000 | Gasoline | COMPARTMENT A | Double Walled | Fiberglass Reinforced Plastic | Pressure | Double Walled | Flexible
0-002164 | CIRCLE K #2705281 | 6802 E CAVE CREEK RD | CAVE CREEK | AZ | 85331 | Maricopa | 2 | Open | 1984-01-01 | 10000 | Gasoline | COMPARTMENT A | Single Walled | Asphalt coated or Bare Steel | Pressure | Double Walled | Fiberglass Reinforced Plastic
0-004208 | CIRCLE K #2705286 | 751 N ARIZONA AVE | GILBERT | AZ | 85233 | Maricopa | 1 | Open | 1987-01-03 | 15000 | Gasoline | COMPARTMENT A | Double Walled | Fiberglass Reinforced Plastic | Pressure |  | Fiberglass Reinforced Plastic
0-008015 | CIRCLE K #2705296 | 13880 N FRANK LLOYD WRIGHT BLVD | SCOTTSDALE | AZ | 85260 | Maricopa | 3 | Open | 1992-04-01 | 10000 | Gasoline | COMPARTMENT A | Double Walled | Fiberglass Reinforced Plastic | Pressure |  | Fiberglass Reinforced Plastic
0-005967 | CIRCLE K #2708512 | 6005 E MCKELLIPS RD | MESA | AZ | 85215 | Maricopa | 1 | Open | 1987-02-25 | 10000 | Gasoline | COMPARTMENT A | Double Walled | Fiberglass Reinforced Plastic | Pressure | Single Walled | Fiberglass Reinforced Plastic
0-001702 | CIRCLE K #2701918 | 3151 E BROADWAY RD | PHOENIX | AZ | 85040 | Maricopa | 1 | Open | 1987-01-01 | 10000 | Gasoline (UL) | COMPARTMENT A | Single Walled | Fiberglass Reinforced Plastic | Pressure |  | Fiberglass Reinforced Plastic
0-007398 | FIESTA MARKET #2 | 1360 N MARIPOSA RD | NOGALES | AZ | 85621 | Santa Cruz | 2 | Open | 1991-07-15 | 10000 | Gasoline | COMPARTMENT A | Double Walled | Composite (Steel/Fiberglass) | Pressure | Single Walled | Fiberglass Reinforced Plastic
0-001861 | EXXON #7-0827/HONTECH ACCURA | 400 N ARIZONA AVE | CHANDLER | AZ | 85225 | Maricopa | 1 | Perm Closure | 1962-01-01 | 3000 | Gasoline | COMPARTMENT A |  | Asphalt coated or Bare Steel |  |  |  | Removal | 1987-11-12
0-000018 | FAA PHOENIX VORTAC-SRP |  | TEMPE |  |  | Maricopa | 1 | Perm Closure | 1977-01-01 | 1000 | Gasoline | COMPARTMENT A | Single Walled | Asphalt coated or Bare Steel | Suction - Check Valve at the Tank Top | Single Walled | Bare or Galvanized Steel | Removal | 1992-06-10
0-000359 | APACHE GENERATING STATION | 3525 N HIGHWAY 191 | COCHISE | AZ | 85606 | Cochise | 1 | Perm Closure | 1963-01-01 | 500 | Used Oil/Waste Oil | COMPARTMENT A |  | Asphalt coated or Bare Steel |  |  |  | Removal | 1988-07-01
0-003902 | WINONA TRADING POST | 13644 TOWNSEND WINONA RD | FLAGSTAFF | AZ | 86004 | Coconino | 3 | Perm Closure | 1957-01-01 | 4000 | Gasoline | COMPARTMENT A |  | Asphalt coated or Bare Steel |  |  |  | Removal | 1990-05-04
0-003902 | WINONA TRADING POST | 13644 TOWNSEND WINONA RD | FLAGSTAFF | AZ | 86004 | Coconino | 1 | Perm Closure | 1978-01-01 | 3000 | Gasoline | COMPARTMENT A |  | Asphalt coated or Bare Steel |  |  |  | Removal | 1990-05-04
0-002796 | SPEEDWAY STORE #2989 | 2946 W US HIGHWAY 70 | THATCHER | AZ | 85552 | Graham | 3 | Perm Closure | 1976-01-01 | 12000 | Diesel | COMPARTMENT A | Double Walled | Fiberglass Reinforced Plastic | Pressure |  | Fiberglass Reinforced Plastic | Removal | 2006-05-31
0-002732 | JOHNSON MANLEY LUMBER COMPANY | 1501 N 15TH AVE | TUCSON | AZ | 85705 | Pima | 1 | Perm Closure | 1974-01-01 | 1000 | Gasoline | COMPARTMENT A | Single Walled | Asphalt coated or Bare Steel |  |  |  | Removal | 1988-10-01
0-008739 | TRUXTON CHEVRON - FORMER | 15961 E HWY 66 | TRUXTON | AZ | 86434 | Mohave | 3 | Perm Closure | 2009-01-07 | 1000 | Gasoline | COMPARTMENT A |  | Asphalt coated or Bare Steel |  |  |  | Removal | 2008-09-25
0-001629 | CONCHO PETROLEUM INC |  | BOWIE |  |  | Cochise | 1 | Perm Closure | 1977-01-01 | 10000 | Diesel | COMPARTMENT A |  | Asphalt coated or Bare Steel |  |  |  | Removal | 1996-02-02
0-005596 | WEISS GUYS CAR WASH | 711 GRAND AVE | PHOENIX | AZ | 85007 | Maricopa | 1 | Perm Closure | 1976-01-01 | 10000 | Gasoline | COMPARTMENT A |  | Asphalt coated or Bare Steel |  |  |  | Removal | 1992-06-10
0-005596 | WEISS GUYS CAR WASH | 711 GRAND AVE | PHOENIX | AZ | 85007 | Maricopa | 3 | Perm Closure | 1992-06-25 | 10000 | Gasoline | COMPARTMENT A | Double Walled | Fiberglass Reinforced Plastic | Pressure |  | Fiberglass Reinforced Plastic | Closed in Place | 2007-10-01
0-001370 | CIRCLE K #2701149 | 1955 W UNIVERSITY DR | MESA | AZ | 85201 | Maricopa | 3 | Perm Closure | 1985-01-01 | 10000 | Gasoline | COMPARTMENT A |  | Fiberglass Reinforced Plastic |  |  |  | Removal | 1993-12-04
0-001370 | CIRCLE K #2701149 | 1955 W UNIVERSITY DR | MESA | AZ | 85201 | Maricopa | 9 | Open | 2018-06-20 | 12000 | Diesel | COMPARTMENT A | Double Walled | Fiberglass Reinforced Plastic | Pressure | Double Walled | Fiberglass Reinforced Plastic
0-001370 | CIRCLE K #2701149 | 1955 W UNIVERSITY DR | MESA | AZ | 85201 | Maricopa | 4 | Perm Closure | 1993-11-01 | 10000 | Gasoline | COMPARTMENT A |  | Fiberglass Reinforced Plastic | Pressure |  | Fiberglass Reinforced Plastic | Removal | 2016-08-18
0-001864 | DENMART #877 | 809 S RURAL RD | TEMPE | AZ | 85281 | Maricopa | 3 | Perm Closure | 1973-01-01 | 10000 | Gasoline | COMPARTMENT A |  | Asphalt coated or Bare Steel |  |  |  | Removal | 1987-01-01
0-001864 | DENMART #877 | 809 S RURAL RD | TEMPE | AZ | 85281 | Maricopa | 7 | Open | 2019-08-15 | 6000 | Gasoline (PUL) | COMPARTMENT B | Double Walled | Fiberglass Reinforced Plastic | Pressure | Double Walled | Fiberglass Reinforced Plastic
0-001864 | DENMART #877 | 809 S RURAL RD | TEMPE | AZ | 85281 | Maricopa | 5 | Perm Closure | 1987-01-01 | 10000 | Gasoline | COMPARTMENT A | Single Walled | Fiberglass Reinforced Plastic | Pressure |  | Fiberglass Reinforced Plastic | Removal | 2019-07-09
0-005112 | CARDLOCK - W 2ND ST | 401 W 2ND ST | CASA GRANDE | AZ | 85122 | Pinal | 2 | Perm Closure | 1971-04-23 | 3000 | Gasoline | COMPARTMENT A | Double Walled | Asphalt coated or Bare Steel |  |  |  | Removal | 1988-12-01
0-008072 | BANNER UNIVERSITY MEDICAL CENTER SOUTH | 2800 E AJO WAY | TUCSON | AZ | 85713 | Pima | 4 | Perm Closure | 1976-01-01 | 5000 | Diesel | COMPARTMENT A | Single Walled | Asphalt coated or Bare Steel | Suction - Check Valve at the Tank Top |  | Bare or Galvanized Steel | Removal | 1997-12-09
0-001317 | CIRCLE K #808 | 6070 S 6TH AVE | TUCSON | AZ | 85706 | Pima | 1 | Perm Closure | 1973-01-01 | 10000 | Gasoline | COMPARTMENT A |  | Asphalt coated or Bare Steel | Pressure |  |  | Removal | 1994-05-10
0-007477 | SHOW LOW SCHOOL DISTRICT #10 | 500 W OLD LINDEN RD | SHOW LOW | AZ | 85901 | Navajo | 3 | Perm Closure | 2005-06-17 | 2000 | Gasoline | COMPARTMENT A |  | Asphalt coated or Bare Steel | Pressure |  |  | Removal | 1991-10-10
0-003122 | MCO PROPERTIES - OLD LAKE HAVASU CITY AIRPORT | 600 BEACHCOMBER BLVD | LAKE HAVASU CITY | AZ | 86403 | Mohave | 2 | Perm Closure | 1965-05-06 | 10000 | Gasoline | COMPARTMENT A | Double Walled | Asphalt coated or Bare Steel |  |  |  | Removal | 1991-07-12
0-003122 | MCO PROPERTIES - OLD LAKE HAVASU CITY AIRPORT | 600 BEACHCOMBER BLVD | LAKE HAVASU CITY | AZ | 86403 | Mohave | 3 | Perm Closure | 1964-05-06 | 10000 | Gasoline | COMPARTMENT A | Double Walled | Asphalt coated or Bare Steel |  |  |  | Removal | 1991-07-12
0-000225 | EL CONQUISTADOR COUNTRY CLUB | 10555 N LA CANADA DR | TUCSON | AZ | 85737 | Pima | 1 | Perm Closure | 1982-01-01 | 1000 | Gasoline | COMPARTMENT A |  | Asphalt coated or Bare Steel |  |  |  | Removal | 1994-09-29
0-002375 | EVANS TIRE & SERVICE CENTER | 66 S DOBSON RD | MESA | AZ | 85202 | Maricopa | 1 | Perm Closure | 2005-06-17 | 550 | Used Oil/Waste Oil | COMPARTMENT A | Unknown | Unknown |  |  |  | Removal | 1990-09-20
0-000095 | PIMA SERVICE STATION | 3 E CENTER ST | PIMA | AZ | 85543 | Graham | 2 | Perm Closure | 2005-06-17 | 1000 | Gasoline | COMPARTMENT A |  | Asphalt coated or Bare Steel |  |  |  | Removal | 1990-04-24
0-006439 | PECK'S CAR WASH | 413 S 8TH AVE | SAFFORD | AZ | 85546 | Graham | 1 | Perm Closure | 1978-09-06 | 7000 | Gasoline | COMPARTMENT A | Double Walled | Asphalt coated or Bare Steel | Suction - Check Valve at the Tank Top |  |  | Removal | 1994-08-16
0-006123 | PERFORMANCE WELDING | 3022 SYCAMORE AVE | KINGMAN | AZ | 86409 | Mohave | 1 | Perm Closure | 1973-04-12 | 2000 | Gasoline | COMPARTMENT A | Unknown | Asphalt coated or Bare Steel |  |  |  | Removal | 1987-01-01
0-003723 | PHILLIPS 66 COMPANY #015203 | 3501 W ENCANTO BLVD | PHOENIX | AZ | 85009 | Maricopa | 3 | Perm Closure | 1964-04-02 | 6000 | Gasoline | COMPARTMENT A | Unknown | Asphalt coated or Bare Steel |  |  |  | Removal | 2006-04-25
0-001101 | SETTING SUN SERVICES | 11113 W MICHIGAN AVE | YOUNGTOWN | AZ | 85363 | Maricopa | 1 | Perm Closure | 1975-01-01 | 10000 | Gasoline | COMPARTMENT A |  | Asphalt coated or Bare Steel | Suction - Check Valve at the Tank Top |  |  | Removal | 1996-10-16
0-008021 | VELMAR FOODS | 3125 N 29TH AVE | PHOENIX | AZ | 85017 | Maricopa | 7 | Perm Closure | 2005-06-17 | 2000 | Unidentified | COMPARTMENT A | Unknown | Asphalt coated or Bare Steel |  |  |  | Removal | 1989-09-06
0-001678 | MOTEL 6 PREMIER | 831 W ROUTE 66 | WILLIAMS | AZ | 86046 | Coconino | 2 | Perm Closure | 1966-04-25 | 4000 | Gasoline | COMPARTMENT A | Single Walled | Asphalt coated or Bare Steel |  |  |  | Removal | 1988-01-01
0-002280 | GLENDALE UNION HIGH SCHOOL DISTRICT | 7650 N 43RD AVE | GLENDALE | AZ | 85301 | Maricopa | 3 | Perm Closure | 1972-05-06 | 5000 | Diesel | COMPARTMENT A | Single Walled | Asphalt coated or Bare Steel |  |  |  | Removal | 1990-05-09
0-005247 | JACKSONS ENERGY #6783 | 2020 S MILTON RD | FLAGSTAFF | AZ | 86001 | Coconino | 1 | Perm Closure | 1979-05-01 | 10000 | Gasoline (UL) | COMPARTMENT A | Single Walled | Asphalt coated or Bare Steel | Pressure |  | Fiberglass Reinforced Plastic | Removal | 2020-10-21
0-004293 | PAPAGO PARK CENTER | 1655 N 56TH ST | TEMPE | AZ | 85281 | Maricopa | 3 | Perm Closure | 1966-11-21 | 1000 | Gasoline | COMPARTMENT A | Unknown | Asphalt coated or Bare Steel |  |  |  | Removal | 1986-11-21
0-003696 | Q1 GAS AND MART | 3926 N 19TH AVE | PHOENIX | AZ | 85015 | Maricopa | 1 | Perm Closure | 1959-01-01 | 10000 | Gasoline | COMPARTMENT A | Double Walled | Asphalt coated or Bare Steel |  |  |  | Removal | 1988-12-21
0-003569 | ASH FORK QUICK LUBE | 56 W LEWIS AVE | ASH FORK | AZ | 86320 | Yavapai | 2 | Open | 1989-04-30 | 6000 | Diesel | COMPARTMENT A | Single Walled | Asphalt coated or Bare Steel | Pressure | Single Walled | Fiberglass Reinforced Plastic
0-005240 | RUSSELL PROPERTY |  | STANFIELD |  |  | Pinal | 2 | Perm Closure | 1977-01-01 | 8000 | Gasoline | COMPARTMENT A |  | Asphalt coated or Bare Steel |  |  |  | Removal | 1992-03-17
0-005240 | RUSSELL PROPERTY |  | STANFIELD |  |  | Pinal | 1 | Perm Closure | 1977-01-01 | 8000 | Diesel | COMPARTMENT A |  | Asphalt coated or Bare Steel |  |  |  | Removal | 1992-03-17
0-009299 | QUIK MART #30 | 8685 N SILVERBELL RD | MARANA | AZ | 85743 | Pima | 2 | Open | 1997-09-01 | 4000 | Diesel | COMPARTMENT B | Double Walled | Fiberglass Reinforced Plastic
0-010129 | SKY HARBOR AIRPORT - INDEPENDENT OPERATOR PREMISES WEST | 1620 E RENTAL CAR WAY | PHOENIX | AZ | 85034 | Maricopa | 2 | Open | 2006-01-12 | 12000 | Gasoline | COMPARTMENT A | Double Walled | Fiberglass Reinforced Plastic | Pressure | Double Walled | Fiberglass Reinforced Plastic
0-003998 | AMERICAN RECYCLING INDUSTRIES, CORP | 4330 N 39TH AVE | PHOENIX | AZ | 85019 | Maricopa | 2 | Perm Closure | 1974-04-24 | 3000 | Gasoline | COMPARTMENT A | Unknown | Asphalt coated or Bare Steel |  |  |  | Removal | 1986-05-05
0-010509 | FRY'S FOOD & DRUG #0101-660 | 3232 S MILL AVE | TEMPE | AZ | 85282 | Maricopa | 1 | Open | 2014-04-17 | 20000 | Gasoline (UL) | COMPARTMENT A | Double Walled | Fiberglass Reinforced Plastic | Pressure | Double Walled | Fiberglass Reinforced Plastic
0-010525 | GREEN VALLEY CAR WASH & SORENSON'S LUBE SHOP | 277 W CALLE DE LAS TIENDAS | GREEN VALLEY | AZ | 85614 | Pima | 2 | Perm Closure | 2015-02-11 | 1000 | New Oil | COMPARTMENT A | Double Walled | Composite (Steel/Fiberglass) | Pressure | Single Walled | Bare or Galvanized Steel | Removal | 2015-01-07
0-002702 | CASEY'S AUTO REPAIRS | 2929 AZ 89 | PRESCOTT | AZ | 86301 | Yavapai | 1 | Perm Closure | 2005-06-17 | 10000 | Gasoline | COMPARTMENT A | Single Walled | Asphalt coated or Bare Steel |  |  |  | Removal | 1988-06-22
0-004969 | D & F SHELL | 6101 E 22ND ST | TUCSON | AZ | 85711 | Pima | 10 | Open | 1985-01-01 | 550 | Used Oil/Waste Oil | COMPARTMENT A | Single Walled | Fiberglass Reinforced Plastic | Gravity Feed |  | Fiberglass Reinforced Plastic
0-004969 | D & F SHELL | 6101 E 22ND ST | TUCSON | AZ | 85711 | Pima | 8 | Open | 1985-01-01 | 10000 | Gasoline | COMPARTMENT A | Single Walled | Fiberglass Reinforced Plastic | Pressure |  | Fiberglass Reinforced Plastic
0-004969 | D & F SHELL | 6101 E 22ND ST | TUCSON | AZ | 85711 | Pima | 7 | Open | 1985-01-01 | 10000 | Gasoline | COMPARTMENT A | Single Walled | Fiberglass Reinforced Plastic | Pressure |  | Fiberglass Reinforced Plastic
0-001336 | CIRCLE K #2700854 | 1250 E ASH ST | GLOBE | AZ | 85501 | Gila | 4 | Open | 1996-03-12 | 10000 | Gasoline | COMPARTMENT A | Single Walled | Fiberglass Reinforced Plastic | Pressure | Double Walled | Fiberglass Reinforced Plastic
0-006161 | RED MOUNTAIN MACHINERY CO | 197 E WARNER RD | CHANDLER | AZ | 85225 | Maricopa | 2 | Perm Closure | 1988-05-12 | 6000 | Diesel | COMPARTMENT A | Double Walled | Fiberglass Reinforced Plastic | Pressure |  | Fiberglass Reinforced Plastic | Removal | 2017-12-06
0-007636 | PRESCOTT EQUIPMENT RENTAL | 711 6TH ST | PRESCOTT | AZ | 86301 | Yavapai | 2 | Perm Closure | 1981-04-01 | 2000 | Unidentified | COMPARTMENT A | Unknown | Asphalt coated or Bare Steel | Pressure |  |  | Removal | 1992-01-14
0-001376 | CIRCLE K #1188 | 1643 E BELL RD | PHOENIX | AZ | 85022 | Maricopa | 2 | Perm Closure | 1976-01-01 | 10000 | Gasoline | COMPARTMENT A |  | Asphalt coated or Bare Steel |  |  |  | Removal | 1988-04-18
0-005890 | CIRCLE K #2701989 | 3135 W SUPERSTITION BLVD | APACHE JUNCTION | AZ | 85120 | Pinal | 1 | Open | 1986-11-10 | 10000 | Gasoline | COMPARTMENT A | Double Walled | Fiberglass Reinforced Plastic | Pressure | Single Walled | Fiberglass Reinforced Plastic
0-006923 | ASBESTOS ENGINEERING | 9151 N 7TH ST | PHOENIX | AZ | 85020 | Maricopa | 1 | Perm Closure | 2005-06-17 | 2000 | Gasoline | COMPARTMENT A | Unknown | Asphalt coated or Bare Steel |  |  |  | Removal | 1988-11-01
0-007712 | ARIZONA BILTMORE COUNTRY CLUB | 2400 E MISSOURI AVE | PHOENIX | AZ | 85016 | Maricopa | 2 | Perm Closure | 1979-10-01 | 5000 | Diesel | COMPARTMENT A | Double Walled | Asphalt coated or Bare Steel | Pressure |  |  | Removal | 1996-11-21
0-007146 | AMERICAN FENCE CO | 1111 E VALENCIA RD | TUCSON | AZ | 85706 | Pima | 2 | Perm Closure | 1990-09-03 | 6000 | Gasoline | COMPARTMENT A | Double Walled | Composite (Steel/Fiberglass) | Pressure |  | Fiberglass Reinforced Plastic | Removal | 2001-12-20
0-000082 | AIR PRODUCTS & CHEMICALS INC | 4625 S 36TH ST | PHOENIX | AZ | 85040 | Maricopa | 2 | Perm Closure | 1980-01-01 | 10000 | Diesel | COMPARTMENT A |  | Asphalt coated or Bare Steel |  |  |  | Removal | 1987-12-01
0-000082 | AIR PRODUCTS & CHEMICALS INC | 4625 S 36TH ST | PHOENIX | AZ | 85040 | Maricopa | 3 | Perm Closure | 1980-01-01 | 10000 | Gasoline | COMPARTMENT A |  | Asphalt coated or Bare Steel |  |  |  | Removal | 1987-12-01
0-010399 | FRYS FUEL CENTER #131 | 2480 N SWAN RD | TUCSON | AZ | 85712 | Pima | 2 | Open | 2010-12-03 | 10000 | Diesel | COMPARTMENT B | Double Walled | Fiberglass Reinforced Plastic | Pressure | Double Walled | Flexible
0-006588 | PILOT TRAVEL CENTER #328 | 1201 W MAIN ST | QUARTZSITE | AZ | 85346 | La Paz | 1 | Open | 1988-11-01 | 10000 | Gasoline | COMPARTMENT A | Double Walled | Fiberglass Reinforced Plastic | Pressure |  | Fiberglass Reinforced Plastic
0-008232 | BULLHEAD SERVICE | 1126 HIGHWAY 95 | BULLHEAD CITY | AZ | 86429 | Mohave | 4 | Perm Closure | 1966-01-01 | 6000 | Gasoline | COMPARTMENT A | Double Walled | Asphalt coated or Bare Steel | Suction - Check Valve at the Tank Top |  | Bare or Galvanized Steel | Removal | 1995-09-29
0-004256 | TEXACO SELF SERVE | 517 S 17TH AVE | PHOENIX | AZ | 85007 | Maricopa | 4 | Perm Closure | 1986-01-01 | 10000 | Diesel | COMPARTMENT A |  | Asphalt coated or Bare Steel | Pressure |  | Fiberglass Reinforced Plastic | Removal | 2006-01-06
0-007522 | HATTAR CHEVRON | 6261 E BENSON HWY | TUCSON | AZ | 85756 | Pima | 3 | Perm Closure | 1984-01-01 | 1000 | Used Oil/Waste Oil | COMPARTMENT A | Double Walled | Composite (Steel/Fiberglass) | Pressure |  | Fiberglass Reinforced Plastic | Removal | 1996-04-03
0-007522 | HATTAR CHEVRON | 6261 E BENSON HWY | TUCSON | AZ | 85756 | Pima | 2 | Perm Closure | 1963-01-01 | 1000 | Used Oil/Waste Oil | COMPARTMENT A | Single Walled | Asphalt coated or Bare Steel | Pressure | Double Walled | Fiberglass Reinforced Plastic | Removal | 1996-04-03
0-007522 | HATTAR CHEVRON | 6261 E BENSON HWY | TUCSON | AZ | 85756 | Pima | 4 | Perm Closure | 1984-01-01 | 1000 | Used Oil/Waste Oil | COMPARTMENT A | Double Walled | Composite (Steel/Fiberglass) | Pressure |  | Fiberglass Reinforced Plastic | Removal | 1996-04-03
0-005330 | UNITED DAIRYMEN OF ARIZONA - DAIRY | 2008 S HARDY DR | TEMPE | AZ | 85282 | Maricopa | 4 | Perm Closure | 1966-01-01 | 10000 | Diesel | COMPARTMENT A |  | Asphalt coated or Bare Steel |  |  |  | Removal | 1991-01-08
0-005330 | UNITED DAIRYMEN OF ARIZONA - DAIRY | 2008 S HARDY DR | TEMPE | AZ | 85282 | Maricopa | 7 | Perm Closure | 1990-12-10 | 20000 | Diesel | COMPARTMENT A | Double Walled | Composite (Steel/Fiberglass) | Suction - Check Valve at the Tank Top | Double Walled | Fiberglass Reinforced Plastic | Removal | 1995-05-02
0-009749 | SAFEWAY FUEL - SHOW LOW | 900 W DEUCE OF CLUBS | SHOW LOW | AZ | 85901 | Navajo | 1 | Open | 2000-12-08 | 10000 | Gasoline | COMPARTMENT B | Double Walled | Fiberglass Reinforced Plastic
0-010593 | DOLAN SPRINGS CHEVRON | 14097 N PIERCE FERRY RD | DOLAN SPRINGS | AZ | 86441 | Mohave | 1 | Open | 2017-07-03 | 12000 | Gasoline (UL) | COMPARTMENT A | Double Walled | Fiberglass Reinforced Plastic | Pressure | Double Walled | Flexible
0-010600 | CORY'S GAS STATION | 2475 E MCKELLIPS RD | MESA | AZ | 85213 | Maricopa | 3 | Perm Closure | 1966-01-01 |  | Unidentified | COMPARTMENT A |  | Unknown |  |  |  | Closed in Place | 1977-12-31
0-002553 | MELROSE GAS & FOOD | 4405 N 7TH AVE | PHOENIX | AZ | 85013 | Maricopa | 3 | Perm Closure | 1969-01-01 | 4000 | Gasoline | COMPARTMENT A |  | Asphalt coated or Bare Steel | Pressure |  | Fiberglass Reinforced Plastic | Removal | 2014-03-26
0-008653 | AAA SAFE STORAGE NORTH | 4011 N STOCKTON HILL RD | KINGMAN | AZ | 86409 | Mohave | 2 | Perm Closure | 1995-04-01 | 6000 | Gasoline | COMPARTMENT A | Double Walled | Composite (Steel/Fiberglass) | Pressure | Double Walled | Flexible | Removal | 2014-04-10
0-008240 | ABC AUTO ELECTRONICS | 2515 W BETHANY HOME RD | PHOENIX | AZ | 85017 | Maricopa | 2 | Perm Closure | 2005-06-17 | 550 | Unidentified | COMPARTMENT A | Double Walled | Asphalt coated or Bare Steel | Suction - Check Valve at the Tank Top |  |  | Removal | 1993-12-24
0-001191 | CIRCLE K #187 | 8720 E SPEEDWAY BLVD | TUCSON | AZ | 85710 | Pima | 3 | Perm Closure | 1969-01-01 | 10000 | Gasoline | COMPARTMENT A |  | Asphalt coated or Bare Steel |  |  |  | Removal | 1987-05-01
0-009371 | FLORENCE COMMUNITY HEALTHCARE | 450 W ADAMSVILLE RD | FLORENCE | AZ | 85132 | Pinal | 1 | Perm Closure | 2005-06-17 | 2000 | Diesel | COMPARTMENT A |  | Asphalt coated or Bare Steel | Suction - Check Valve at the Tank Top |  | Bare or Galvanized Steel | Removal | 1999-09-08
0-006246 | C&T OIL #3 | 550 N ALVERNON WAY | TUCSON | AZ | 85711 | Pima | 5 | Perm Closure | 1991-01-01 | 12000 | Gasoline | COMPARTMENT A | Single Walled | Fiberglass Reinforced Plastic | Pressure |  | Fiberglass Reinforced Plastic | Removal | 2012-10-16
0-010007 | MISTER CAR WASH & EXPRESS | 8175 N ORACLE RD | ORO VALLEY | AZ | 85704 | Pima | 1 | Open | 2003-08-20 | 7000 | Gasoline | COMPARTMENT A |  | Asphalt coated or Bare Steel
0-010236 | HONORHEALTH SCOTTSDALE THOMPSON PEAK MEDICAL CENTER | 7400 E THOMPSON PEAK PKWY | SCOTTSDALE | AZ | 85255 | Maricopa | 1 | Open | 2006-09-20 | 8000 | Diesel | COMPARTMENT A | Double Walled | Fiberglass Reinforced Plastic | Pressure | Double Walled | Fiberglass Reinforced Plastic
0-005807 | TUMBLEWEED CROSSINGS | 10387 N HIGHWAY 191 | ELFRIDA | AZ | 85610 | Cochise | 3 | Perm Closure | 1990-01-01 | 5000 | Diesel | COMPARTMENT A |  | Composite (Steel/Fiberglass) | Suction - Check Valve at the Tank Top |  |  | Removal | 2016-03-25
0-006139 | BELLAIR GOLF COURSE | 17233 N 45TH AVE | GLENDALE | AZ | 85308 | Maricopa | 2 | Perm Closure | 1978-04-19 | 3000 | Diesel | COMPARTMENT A | Double Walled | Asphalt coated or Bare Steel |  |  |  | Removal | 1990-04-01
0-005196 | TUCSON TALLOW CO INC | 3928 N FAIRVIEW AVE | TUCSON | AZ | 85705 | Pima | 2 | Perm Closure | 1976-01-01 | 4000 | Gasoline | COMPARTMENT A | Unknown | Asphalt coated or Bare Steel |  |  |  | Removal | 1994-11-16
0-005196 | TUCSON TALLOW CO INC | 3928 N FAIRVIEW AVE | TUCSON | AZ | 85705 | Pima | 1 | Perm Closure | 1976-01-01 | 5000 | Diesel | COMPARTMENT A | Unknown | Asphalt coated or Bare Steel |  |  |  | Removal | 1999-09-10
0-008277 | THE LIQUOR MART | 13015 GOLDEN SHORES PKWY | GOLDEN SHORES | AZ | 86436 | Mohave | 1 | Open | 1993-10-01 | 5000 | Gasoline | COMPARTMENT B | Double Walled | Asphalt coated or Bare Steel | Pressure |  | Fiberglass Reinforced Plastic
0-009909 | TERRIBLE HERBST #233 | 14768 S HIGHWAY 95 | LAKE HAVASU CITY | AZ | 86404 | Mohave | 2 | Open | 2002-10-22 | 10000 | Gasoline | COMPARTMENT A | Double Walled | Fiberglass Reinforced Plastic | Pressure | Double Walled | Flexible
0-009909 | TERRIBLE HERBST #233 | 14768 S HIGHWAY 95 | LAKE HAVASU CITY | AZ | 86404 | Mohave | 5 | Open | 2002-10-22 | 10000 | Diesel | COMPARTMENT A | Double Walled | Fiberglass Reinforced Plastic | Pressure | Double Walled | Flexible
0-009627 | SHELL | 6904 N DYSART RD | GLENDALE | AZ | 85307 | Maricopa | 1 | Open | 1999-01-21 | 15000 | Gasoline | COMPARTMENT A | Double Walled | Fiberglass Reinforced Plastic | Pressure | Double Walled | Fiberglass Reinforced Plastic
0-004910 | TEXACO #60-340-0098 | 1959 E MAIN ST | MESA | AZ | 85203 | Maricopa | 2 | Perm Closure | 1985-05-07 | 10000 | Gasoline | COMPARTMENT A | Unknown | Fiberglass Reinforced Plastic | Pressure | Double Walled | Fiberglass Reinforced Plastic | Removal | 1999-08-11
0-004910 | TEXACO #60-340-0098 | 1959 E MAIN ST | MESA | AZ | 85203 | Maricopa | 3 | Perm Closure | 1985-05-07 | 10000 | Gasoline | COMPARTMENT A | Unknown | Fiberglass Reinforced Plastic | Pressure | Double Walled | Fiberglass Reinforced Plastic | Removal | 1999-08-11
0-006736 | CIRCLE K STORE #2706661 | 7546 E BASELINE RD | MESA | AZ | 85209 | Maricopa | 3 | Open | 1989-08-31 | 10000 | Gasoline | COMPARTMENT A | Single Walled | Fiberglass Reinforced Plastic | Pressure |  | Fiberglass Reinforced Plastic
0-006736 | CIRCLE K STORE #2706661 | 7546 E BASELINE RD | MESA | AZ | 85209 | Maricopa | 1 | Open | 1989-08-31 | 10000 | Gasoline | COMPARTMENT A | Single Walled | Fiberglass Reinforced Plastic | Pressure |  | Fiberglass Reinforced Plastic
0-009380 | TEXACO #121835 | 3840 E RAY RD | PHOENIX | AZ | 85044 | Maricopa | 1 | Perm Closure | 1998-02-25 | 15000 | Gasoline | COMPARTMENT A | Double Walled | Fiberglass Reinforced Plastic | Pressure | Double Walled | Fiberglass Reinforced Plastic | Removal | 2003-06-26
0-010182 | APACHE JUNCTION RETAIL DEVELOPMENT | 994 W APACHE TRL | APACHE JUNCTION | AZ | 85120 | Pinal | 2 | Perm Closure | 1967-01-01 | 10000 | Gasoline | COMPARTMENT A |  | Asphalt coated or Bare Steel |  |  |  | Removal | 2007-07-18
0-010193 | FRYS FUEL CENTER #89 | 11415 W BUCKEYE RD | AVONDALE | AZ | 85323 | Maricopa | 2 | Open | 2007-08-01 | 20000 | Gasoline | COMPARTMENT A | Double Walled | Fiberglass Reinforced Plastic | Pressure |  | Flexible
0-000896 | SUNSHINE TIRE | 8055 E MAIN ST | MESA | AZ | 85207 | Maricopa | 5 | Perm Closure | 1966-01-01 | 5000 | Unidentified | COMPARTMENT A |  | Asphalt coated or Bare Steel |  |  |  | Removal | 1988-08-13
0-000896 | SUNSHINE TIRE | 8055 E MAIN ST | MESA | AZ | 85207 | Maricopa | 1 | Perm Closure | 1966-01-01 | 5000 | Unidentified | COMPARTMENT A |  | Asphalt coated or Bare Steel |  |  |  | Removal | 1988-08-13
0-009048 | TANNER MOBIL | 4820 N CENTRAL AVE | PHOENIX | AZ | 85012 | Maricopa | 2 | Perm Closure | 2005-06-17 | 10000 | Gasoline | COMPARTMENT A | Unknown | Asphalt coated or Bare Steel |  |  |  | Removal | 1968-03-11
0-008324 | SHELL | 608 E WHITE MOUNTAIN BLVD | PINETOP | AZ | 85935 | Navajo | 3 | Perm Closure | 1987-01-01 | 10000 | Gasoline | COMPARTMENT A | Double Walled | Fiberglass Reinforced Plastic | Pressure |  | Fiberglass Reinforced Plastic | Removal | 2016-10-26
0-003287 | KINGMAN TIRE | 1302 W BEALE ST | KINGMAN | AZ | 86401 | Mohave | 4 | Perm Closure | 1968-01-01 | 550 | Used Oil/Waste Oil | COMPARTMENT A |  | Asphalt coated or Bare Steel |  |  |  | Removal | 1990-09-25
0-003287 | KINGMAN TIRE | 1302 W BEALE ST | KINGMAN | AZ | 86401 | Mohave | 2 | Perm Closure | 1968-01-01 | 3000 | Gasoline | COMPARTMENT A |  | Asphalt coated or Bare Steel | Pressure |  | Fiberglass Reinforced Plastic | Removal | 1999-04-15
0-008499 | MARICOPA COUNTY SHERIFF'S OFFICE HEADQUARTERS | 550 W JACKSON ST | PHOENIX | AZ | 85003 | Maricopa | 3 | Perm Closure | 2005-06-17 | 5000 | Gasoline | COMPARTMENT A |  | Asphalt coated or Bare Steel | Suction - Check Valve at the Tank Top |  | Bare or Galvanized Steel | Removal | 1995-01-04
0-009678 | SIERRA BLANCA RANCH |  | ALPINE |  |  | Apache | 1 | Perm Closure | 2005-06-17 | 1000 | Gasoline | COMPARTMENT A | Double Walled | Asphalt coated or Bare Steel | Suction - Check Valve at the Tank Top |  |  | Removal | 2000-10-19
0-007363 | SILVER SADDLE TRADING POST | 9001 N US HIGHWAY 89 | FLAGSTAFF | AZ | 86004 | Coconino | 3 | Perm Closure | 1977-01-01 | 6000 | Gasoline | COMPARTMENT A |  | Asphalt coated or Bare Steel | Pressure |  |  | Removal | 2014-11-20
0-003964 | WILLOW LAKE ROAD LIFT STATION |  | PRESCOTT |  |  | Yavapai | 1 | Perm Closure | 1978-04-17 | 285 | Diesel | COMPARTMENT A | Unknown | Asphalt coated or Bare Steel |  |  |  | Removal | 1995-03-01
0-004023 | JACKSONS ENERGY #6798 | 3713 HIGHWAY 95 | BULLHEAD CITY | AZ | 86442 | Mohave | 4 | Open | 1996-03-01 | 12000 | Gasoline (UL) | COMPARTMENT A | Single Walled | Fiberglass Reinforced Plastic | Pressure |  | Fiberglass Reinforced Plastic
0-010638 | SAFEWAY RETAIL FUEL FACILITY #2032 | 10773 N SCOTTSDALE RD | SCOTTSDALE | AZ | 85254 | Maricopa | 1 | Open | 2016-11-06 | 20000 | Gasoline (UL) | COMPARTMENT A | Double Walled | Fiberglass Reinforced Plastic | Pressure | Double Walled | Fiberglass Reinforced Plastic
0-010672 | QUIKTRIP #1407 | 900 S WATSON RD | BUCKEYE | AZ | 85326 | Maricopa | 1 | Open | 2019-10-16 | 20000 | Gasoline (UL) | COMPARTMENT A | Double Walled | Fiberglass Reinforced Plastic | Pressure | Double Walled | Fiberglass Reinforced Plastic
0-010672 | QUIKTRIP #1407 | 900 S WATSON RD | BUCKEYE | AZ | 85326 | Maricopa | 2 | Open | 2019-10-16 | 20000 | Gasoline (UL) | COMPARTMENT A | Double Walled | Fiberglass Reinforced Plastic | Pressure | Double Walled | Fiberglass Reinforced Plastic
0-006006 | WESTERN CHEVRON | 204 E PIMA ST | GILA BEND | AZ | 85337 | Maricopa | 4 | Perm Closure | 2005-06-17 | 6000 | Gasoline | COMPARTMENT A | Unknown | Unknown |  |  |  | Removal | 1990-12-21
0-009006 | VACANT STATION |  | HYDER |  |  | Yuma | 1 | Perm Closure | 2005-06-17 |  | Unidentified | COMPARTMENT A | Single Walled | Asphalt coated or Bare Steel |  |  |  | Removal
0-009199 | 102-22-219 | 722 W MAIN ST | SAFFORD | AZ | 85546 | Graham | 1 | Perm Closure | 1940-01-01 | 300 | Gasoline | COMPARTMENT A | Single Walled | Asphalt coated or Bare Steel |  |  |  | Removal | 1998-01-23
0-005839 | HANKS TRADING POST | 31926 N US HIGHWAY 89 | FLAGSTAFF | AZ | 86004 | Coconino | 2 | Perm Closure | 1967-10-09 | 2000 | Gasoline | COMPARTMENT A | Double Walled | Asphalt coated or Bare Steel | Suction - Check Valve at the Tank Top |  |  | Removal | 1999-02-16
0-002604 | GREYHOUND EXPOSITION SERVICES | 520 S 5TH ST | PHOENIX | AZ | 85004 | Maricopa | 3 | Perm Closure | 2005-06-17 | 550 | Unidentified | COMPARTMENT A | Single Walled | Asphalt coated or Bare Steel |  |  |  | Removal | 1998-04-11
0-000627 | BALES CATTLE COMPANY | 20600 W BELOAT RD | BUCKEYE | AZ | 85326 | Maricopa | 2 | Perm Closure | 1960-01-01 | 500 | Gasoline | COMPARTMENT A |  | Asphalt coated or Bare Steel | Suction - Check Valve at the Tank Top |  |  | Removal | 1975-12-01
0-010222 | BORDER ECONO GAS | 421 N MARIPOSA RD | NOGALES | AZ | 85621 | Santa Cruz | 2 | Perm Closure | 2008-02-01 | 10000 | Diesel | COMPARTMENT A | Double Walled | Composite (Steel/Fiberglass) | Pressure | Double Walled | Flexible | Removal | 2016-09-27
0-010222 | BORDER ECONO GAS | 421 N MARIPOSA RD | NOGALES | AZ | 85621 | Santa Cruz | 1 | Perm Closure | 2008-02-01 | 14000 | Gasoline | COMPARTMENT B | Double Walled | Composite (Steel/Fiberglass) | Pressure | Double Walled | Flexible | Removal | 2016-09-27
0-002269 | CITY OF GLENDALE - FIRE STATION #153 | 14061 N 59TH AVE | GLENDALE | AZ | 85306 | Maricopa | 3 | Perm Closure | 1982-01-01 | 10000 | Diesel | COMPARTMENT A |  | Fiberglass Reinforced Plastic | Pressure |  | Bare or Galvanized Steel | Removal | 1993-08-27
0-004427 | QUIK MART #31 | 2200 E BROADWAY BLVD | TUCSON | AZ | 85719 | Pima | 6 | Open | 1992-05-01 | 10000 | Diesel | COMPARTMENT A | Double Walled | Fiberglass Reinforced Plastic | Pressure | Double Walled | Fiberglass Reinforced Plastic
0-008843 | GARY RADIATOR SERVICE | 101 HWY 60 | MIAMI | AZ | 85539 | Gila | 3 | Perm Closure | 2005-06-17 | 1500 | Gasoline | COMPARTMENT A | Double Walled | Asphalt coated or Bare Steel | Pressure |  |  | Removal | 1989-12-01
0-001689 | LONG TEXACO STATION | 1028 N BROAD ST | GLOBE | AZ | 85501 | Gila | 1 | Perm Closure | 1960-01-01 | 3000 | Gasoline | COMPARTMENT A | Single Walled | Asphalt coated or Bare Steel |  |  |  | Removal | 2006-02-01
0-002983 | LOOMIS ARMORED INC | 655 S MADISON AVE | YUMA | AZ | 85364 | Yuma | 2 | Perm Closure | 2005-06-17 | 250 | Unidentified | COMPARTMENT A | Unknown | Unknown | Suction - Check Valve at the Tank Top |  |  | Removal | 1990-05-16
0-002771 | KAIBAB LUBRICATING SPECIALIST | 2600 S 20TH AVE | PHOENIX | AZ | 85009 | Maricopa | 1 | Perm Closure | 1980-05-05 | 10000 | Diesel | COMPARTMENT A | Single Walled | Asphalt coated or Bare Steel |  |  |  | Removal | 2004-03-24
0-009154 | MBT RANCH/BJ RANCH |  | CENTENNIAL |  |  | La Paz | 1 | Perm Closure | 1974-01-01 | 3000 | Diesel | COMPARTMENT A | Double Walled | Asphalt coated or Bare Steel |  |  |  | Removal | 1997-10-10
0-009441 | TL QIK GAS & FOOD MART | 1000 E OLD WEST HWY | APACHE JUNCTION | AZ | 85119 | Pinal | 1 | Open | 1989-01-01 | 8000 | Gasoline | COMPARTMENT A | Double Walled | Composite (Steel/Fiberglass) | Pressure |  | Fiberglass Reinforced Plastic
0-004688 | QUIKTRIP #447 | 5957 E MCDOWELL RD | MESA | AZ | 85215 | Maricopa | 7 | Open | 2016-03-21 | 10000 | Other | COMPARTMENT B | Double Walled | Fiberglass Reinforced Plastic | Pressure
0-010238 | NEILL PROPERTY | 304 W FRONTIER ST | ELOY | AZ | 85131 | Pinal | 1 | Perm Closure | 2008-06-16 | 10000 | Unidentified | COMPARTMENT A | Single Walled | Asphalt coated or Bare Steel |  |  |  | Closed in Place | 2008-04-17
0-010256 | QUIKTRIP #434 | 1915 W SOUTHERN AVE | PHOENIX | AZ | 85041 | Maricopa | 3 | Open | 2008-09-23 | 20000 | Gasoline | COMPARTMENT A | Double Walled | Fiberglass Reinforced Plastic | Pressure | Double Walled | Fiberglass Reinforced Plastic
0-010689 | PARCEL #106-03-0570 | 5 E FORT LOWELL RD | TUCSON | AZ | 85705 | Pima | 1 | Perm Closure | 2019-12-03 | 280 | Used Oil/Waste Oil | COMPARTMENT A | Single Walled | Asphalt coated or Bare Steel |  |  |  | Removal | 2020-04-10
0-004062 | MARANA MARKET #429 | 12702 N SANDERS RD | MARANA | AZ | 85653 | Pima | 1 | Perm Closure | 1978-04-22 | 10000 | Gasoline | COMPARTMENT A | Double Walled | Asphalt coated or Bare Steel |  |  |  | Removal | 1990-08-14
0-000296 | MARICOPA COUNTY JAIL COMPLEX | 3225 W DURANGO ST | PHOENIX | AZ | 85009 | Maricopa | 1 | Perm Closure | 1976-01-01 | 2000 | Diesel | COMPARTMENT A |  | Asphalt coated or Bare Steel | Suction - Check Valve at the Tank Top | Single Walled | Bare or Galvanized Steel | Removal | 1993-06-15
0-009517 | ESCO PHOENIX | 1111 W MARICOPA FWY | PHOENIX | AZ | 85007 | Maricopa | 1 | Perm Closure | 1955-01-01 | 1000 | Gasoline | COMPARTMENT A | Double Walled | Asphalt coated or Bare Steel |  |  |  | Closed in Place | 1981-12-01
0-001707 | MINERAL PARK MINE | 8275 N MINERAL PARK RD | GOLDEN VALLEY | AZ | 86413 | Mohave | 5 | Perm Closure | 1962-01-01 | 10000 | Used Oil/Waste Oil | COMPARTMENT A |  | Asphalt coated or Bare Steel | Gravity Feed | Single Walled | Bare or Galvanized Steel | Removal | 1990-10-11
0-010258 | QUIKTRIP #499 | 20530 N JOHN WAYNE PKWY | MARICOPA | AZ | 85139 | Pinal | 3 | Open | 2008-05-09 | 20000 | Gasoline | COMPARTMENT A | Double Walled | Fiberglass Reinforced Plastic | Pressure | Double Walled | Fiberglass Reinforced Plastic
0-010258 | QUIKTRIP #499 | 20530 N JOHN WAYNE PKWY | MARICOPA | AZ | 85139 | Pinal | 1 | Open | 2008-05-09 | 12000 | Gasoline | COMPARTMENT A | Double Walled | Fiberglass Reinforced Plastic | Pressure | Double Walled | Fiberglass Reinforced Plastic
0-000315 | VIJA TRUCK STOP | 52745 W I-8 FRONTAGE RD | STANFIELD | AZ | 85139 | Pinal | 7 | Open | 1988-10-01 | 10000 | Gasoline | COMPARTMENT A | Double Walled | Fiberglass Reinforced Plastic | Pressure |  | Fiberglass Reinforced Plastic
0-010264 | SAFEWAY FUEL #2709 | 5075 W BASELINE RD | PHOENIX | AZ | 85339 | Maricopa | 2 | Open | 2008-11-14 | 10000 | Gasoline | COMPARTMENT A | Double Walled | Fiberglass Reinforced Plastic | Pressure | Double Walled | Flexible
0-002818 | ASP - SAFFORD COMPLEX | 896 S COOK RD | SAFFORD | AZ | 85546 | Graham | 3 | Perm Closure | 1987-01-01 | 1000 | Diesel | COMPARTMENT A | Double Walled | Asphalt coated or Bare Steel |  |  |  | Removal | 1995-01-04
0-002802 | WHITING STATION #127 | 1405 E ASH ST | GLOBE | AZ | 85501 | Gila | 2 | Perm Closure | 1976-01-01 | 6000 | Gasoline | COMPARTMENT A | Double Walled | Composite (Steel/Fiberglass) | Pressure |  | Fiberglass Reinforced Plastic | Removal | 2003-05-29
0-002802 | WHITING STATION #127 | 1405 E ASH ST | GLOBE | AZ | 85501 | Gila | 4 | Perm Closure | 1976-01-01 | 12000 | Diesel | COMPARTMENT A | Double Walled | Composite (Steel/Fiberglass) | Pressure |  | Fiberglass Reinforced Plastic | Removal | 2003-05-29
0-000901 | SPEEDWAY STORE #2951 | 910 S BEELINE HWY | PAYSON | AZ | 85541 | Gila | 6 | Open | 2004-01-22 | 12000 | Diesel | COMPARTMENT A | Double Walled | Fiberglass Reinforced Plastic | Pressure | Double Walled | Fiberglass Reinforced Plastic
0-000901 | SPEEDWAY STORE #2951 | 910 S BEELINE HWY | PAYSON | AZ | 85541 | Gila | 5 | Open | 2004-01-22 | 12000 | Gasoline | COMPARTMENT A | Double Walled | Fiberglass Reinforced Plastic | Pressure | Double Walled | Fiberglass Reinforced Plastic
0-005311 | UNOCAL #6020 | 2225 W GRANT ST | PHOENIX | AZ | 85009 | Maricopa | 1 | Perm Closure | 1969-01-01 | 10000 | Gasoline | COMPARTMENT A | Single Walled | Asphalt coated or Bare Steel | Pressure |  | Fiberglass Reinforced Plastic | Removal | 1992-01-21
0-000703 | CEMEX | 4100 E COLUMBIA ST | TUCSON | AZ | 85714 | Pima | 4 | Perm Closure | 1983-01-01 | 1000 | New Oil | COMPARTMENT A |  | Asphalt coated or Bare Steel | Suction - Check Valve at the Tank Top | Single Walled | Bare or Galvanized Steel | Removal | 1994-03-18
0-001523 | CIRCLE K #3752 | 3246 E CACTUS RD | PHOENIX | AZ | 85032 | Maricopa | 1 | Perm Closure | 1972-01-01 | 8000 | Gasoline | COMPARTMENT A |  | Asphalt coated or Bare Steel |  |  |  | Removal | 1995-01-12
0-007112 | SCOTTSDALE JAGUAR | 6725 E MCDOWELL RD | SCOTTSDALE | AZ | 85257 | Maricopa | 1 | Perm Closure | 1989-07-20 | 2000 | Gasoline | COMPARTMENT A | Double Walled | Composite (Steel/Fiberglass) | Suction - Check Valve at the Tank Top |  |  | Removal | 1995-12-12
0-010304 | COBBLESTONE #30 | 22111 N SCOTTSDALE RD | SCOTTSDALE | AZ | 85255 | Maricopa | 3 | Open | 2008-07-01 | 5000 | E-85 | COMPARTMENT B | Double Walled | Fiberglass Reinforced Plastic | Pressure | Double Walled | Fiberglass Reinforced Plastic
0-004873 | CITY OF TEMPE - FIRE STATION #1 | 1000 E UNIVERSITY DR | TEMPE | AZ | 85281 | Maricopa | 3 | Perm Closure | 1988-01-01 | 1000 | Gasoline | COMPARTMENT A | Double Walled | Fiberglass Reinforced Plastic |  |  |  | Removal | 1995-01-20
0-004873 | CITY OF TEMPE - FIRE STATION #1 | 1000 E UNIVERSITY DR | TEMPE | AZ | 85281 | Maricopa | 1 | Perm Closure | 1961-06-19 | 500 | Gasoline | COMPARTMENT A | Double Walled | Asphalt coated or Bare Steel |  |  |  | Removal | 1988-01-01
0-004873 | CITY OF TEMPE - FIRE STATION #1 | 1000 E UNIVERSITY DR | TEMPE | AZ | 85281 | Maricopa | 4 | Perm Closure | 1966-01-01 | 500 | Diesel | COMPARTMENT A | Double Walled | Asphalt coated or Bare Steel |  |  |  | Removal | 1995-01-18
0-009638 | VALERO IN THE ZONE XVI | 1570 S GILBERT RD | GILBERT | AZ | 85296 | Maricopa | 3 | Open | 1999-06-14 | 8000 | Diesel | COMPARTMENT A | Double Walled | Fiberglass Reinforced Plastic | Pressure | Double Walled | Fiberglass Reinforced Plastic
0-004295 | SRP - WEST VALLEY GARAGE | 221 N 79TH AVE | TOLLESON | AZ | 85353 | Maricopa | 4 | Perm Closure | 1987-02-06 | 5000 | New Oil | COMPARTMENT A | Unknown | Asphalt coated or Bare Steel | Gravity Feed |  |  | Removal | 1992-01-31
0-004295 | SRP - WEST VALLEY GARAGE | 221 N 79TH AVE | TOLLESON | AZ | 85353 | Maricopa | 6 | Perm Closure | 1987-02-06 | 5000 | New Oil | COMPARTMENT A | Unknown | Asphalt coated or Bare Steel | Suction - Check Valve at the Tank Top |  |  | Removal | 1992-01-31
0-004295 | SRP - WEST VALLEY GARAGE | 221 N 79TH AVE | TOLLESON | AZ | 85353 | Maricopa | 15 | Perm Closure | 1987-02-06 | 500 | Diesel | COMPARTMENT A | Unknown | Fiberglass Reinforced Plastic | Suction - Check Valve at the Tank Top |  |  | Removal | 1993-09-01
0-004295 | SRP - WEST VALLEY GARAGE | 221 N 79TH AVE | TOLLESON | AZ | 85353 | Maricopa | 8 | Perm Closure | 1987-02-06 | 5000 | New Oil | COMPARTMENT A | Unknown | Asphalt coated or Bare Steel | Suction - Check Valve at the Tank Top |  |  | Removal | 1992-01-31
0-000397 | APS PRESCOTT MANUFACTURED GAS PLANT SUBSTATION | 300 N GRANITE ST | PRESCOTT | AZ | 86301 | Yavapai | 3 | Perm Closure | 1952-01-01 | 1000 | Diesel | COMPARTMENT A |  | Asphalt coated or Bare Steel |  |  |  | Removal | 1988-02-17
0-001268 | CIRCLE K #599 | 1440 W BELL RD | PHOENIX | AZ | 85023 | Maricopa | 4 | Open | 1994-10-25 | 10000 | Gasoline | COMPARTMENT A | Double Walled | Fiberglass Reinforced Plastic | Pressure | Double Walled | Fiberglass Reinforced Plastic
0-003979 | PALOMA RANCH |  | GILA BEND |  |  | Maricopa | 3 | Perm Closure | 1978-01-01 | 2000 | Gasoline | COMPARTMENT A | Unknown | Asphalt coated or Bare Steel |  |  |  | Removal | 1991-05-29
0-003979 | PALOMA RANCH |  | GILA BEND |  |  | Maricopa | 8 | Perm Closure | 1980-01-01 | 10000 | Gasoline | COMPARTMENT A | Unknown | Asphalt coated or Bare Steel |  |  |  | Removal | 1999-07-01
0-000999 | BRUCE CHURCH INC | 6162 E BRUCE CHURCH LOOP | YUMA | AZ | 85365 | Yuma | 6 | Perm Closure | 1973-01-01 | 6000 | Gasoline | COMPARTMENT A |  | Asphalt coated or Bare Steel | Suction - Check Valve at the Tank Top |  |  | Removal | 1991-07-10
0-000999 | BRUCE CHURCH INC | 6162 E BRUCE CHURCH LOOP | YUMA | AZ | 85365 | Yuma | 7 | Perm Closure | 2005-06-17 | 200 | Used Oil/Waste Oil | COMPARTMENT A |  | Asphalt coated or Bare Steel |  |  |  | Removal | 1996-09-05
0-004232 | S&N STOP & SHOP |  | CONGRESS |  |  | Yavapai | 2 | Perm Closure | 1971-05-18 | 2000 | Gasoline | COMPARTMENT A | Double Walled | Asphalt coated or Bare Steel | Suction - Check Valve at the Dispenser |  |  | Closed in Place | 1999-09-07
0-001873 | EXXON #7-1485 | 909 E BROADWAY RD | TEMPE | AZ | 85282 | Maricopa | 2 | Perm Closure | 1964-01-01 | 4000 | Gasoline | COMPARTMENT A |  | Asphalt coated or Bare Steel |  |  |  | Removal | 1994-07-20
0-001111 | FAMILY DOLLAR #6541 | 302 W ALDEN RD | KEARNY | AZ | 85137 | Pinal | 8 | Perm Closure | 1989-06-01 | 8000 | Gasoline | COMPARTMENT A | Double Walled | Composite (Steel/Fiberglass) | Pressure |  | Fiberglass Reinforced Plastic | Removal | 2004-05-18
0-002091 | FLAGSTAFF GOLF MAINTENANCE | 2461 N OAKMONT DR | FLAGSTAFF | AZ | 86004 | Coconino | 3 | Perm Closure | 1972-03-11 | 1000 | Diesel | COMPARTMENT A | Single Walled | Asphalt coated or Bare Steel | Pressure |  |  | Removal | 1997-11-04
0-002091 | FLAGSTAFF GOLF MAINTENANCE | 2461 N OAKMONT DR | FLAGSTAFF | AZ | 86004 | Coconino | 1 | Perm Closure | 1972-03-11 | 1000 | Gasoline | COMPARTMENT A | Single Walled | Asphalt coated or Bare Steel | Pressure |  |  | Removal | 1997-11-04
0-010328 | FRYS FUEL CENTER #75 | 3271 S HIGLEY RD | GILBERT | AZ | 85297 | Maricopa | 2 | Open | 2009-06-25 | 8000 | Diesel | COMPARTMENT A | Double Walled | Fiberglass Reinforced Plastic | Pressure | Double Walled | Flexible
0-010328 | FRYS FUEL CENTER #75 | 3271 S HIGLEY RD | GILBERT | AZ | 85297 | Maricopa | 2 | Open | 2009-06-25 | 10000 | Gasoline | COMPARTMENT B | Double Walled | Fiberglass Reinforced Plastic | Pressure | Double Walled | Flexible
0-010337 | SOUTHEAST CORNER OF N 7TH ST AND EAST MCDOWELL RD | 705 E MCDOWELL RD | PHOENIX | AZ | 85006 | Maricopa | 1 | Perm Closure | 2010-04-29 | 500 | Used Oil/Waste Oil | COMPARTMENT A |  | Asphalt coated or Bare Steel |  |  |  | Removal | 2010-03-25
0-005568 | SQUARE G ENTERPRISES | 2357 W BROADWAY RD | MESA | AZ | 85202 | Maricopa | 1 | Perm Closure | 1946-01-01 | 560 | Used Oil/Waste Oil | COMPARTMENT A | Single Walled | Asphalt coated or Bare Steel |  |  |  | Removal | 1989-11-07
0-001085 | CHEVRON #9-2898 | 1926 N SCOTTSDALE RD | TEMPE | AZ | 85281 | Maricopa | 3 | Perm Closure | 1962-01-01 | 5000 | Gasoline | COMPARTMENT A | Single Walled | Asphalt coated or Bare Steel | Pressure |  |  | Removal | 1987-01-01
0-001085 | CHEVRON #9-2898 | 1926 N SCOTTSDALE RD | TEMPE | AZ | 85281 | Maricopa | 2 | Perm Closure | 1962-01-01 | 2000 | Gasoline | COMPARTMENT A | Single Walled | Asphalt coated or Bare Steel | Pressure |  |  | Removal | 1987-01-01
0-003210 | CIRCLE K STORE #2709170 | 10200 N SCOTTSDALE RD | SCOTTSDALE | AZ | 85253 | Maricopa | 2 | Perm Closure | 1985-05-01 | 8000 | Gasoline | COMPARTMENT A | Single Walled | Fiberglass Reinforced Plastic | Pressure | Single Walled | Fiberglass Reinforced Plastic | Removal | 2018-06-29
0-008014 | CIRCLE K #5294 | 755 W WARNER RD | GILBERT | AZ | 85233 | Maricopa | 2 | Open | 1991-07-01 | 10000 | Gasoline | COMPARTMENT A | Single Walled | Fiberglass Reinforced Plastic | Pressure | Single Walled | Fiberglass Reinforced Plastic
0-006056 | ATKO BUILDING MATERIALS | 600 W 25TH ST | TUCSON | AZ | 85713 | Pima | 4 | Perm Closure | 1968-01-01 | 1000 | Diesel | COMPARTMENT A |  | Asphalt coated or Bare Steel |  |  |  | Removal | 1988-03-22
0-006304 | PIMA AUTOMOTIVE | 4702 E PIMA ST | TUCSON | AZ | 85712 | Pima | 3 | Perm Closure | 1976-01-01 | 4000 | Gasoline | COMPARTMENT A | Single Walled | Asphalt coated or Bare Steel | Suction - Check Valve at the Dispenser |  |  | Removal | 1999-01-14
0-001351 | CIRCLE K #1001 | 20017 N 19TH AVE | PHOENIX | AZ | 85027 | Maricopa | 3 | Perm Closure | 1976-01-01 | 4000 | Gasoline | COMPARTMENT A |  | Asphalt coated or Bare Steel | Pressure |  | Fiberglass Reinforced Plastic | Removal | 1995-09-28
0-004101 | GIANT #667 | 6466 HIGHWAY 77 | DUDLEYVILLE | AZ | 85192 | Pinal | 4 | Perm Closure | 1996-08-23 | 12000 | Gasoline (UL) | COMPARTMENT A | Double Walled | Composite (Steel/Fiberglass) | Pressure | Double Walled | Fiberglass Reinforced Plastic | Removal | 2017-12-05
0-000275 | ADOT - SANTA MARIA MAINTENANCE |  | SANTA MARIA |  |  | Yavapai | 3 | Perm Closure | 1961-01-01 | 1500 | Gasoline | COMPARTMENT A |  | Asphalt coated or Bare Steel |  |  |  | Closed in Place | 1984-03-01
0-003852 | CITY OF PHOENIX - CACTUS PARK POLICE STATION | 12220 N 39TH AVE | PHOENIX | AZ | 85029 | Maricopa | 2 | Perm Closure | 1984-01-01 | 12000 | Gasoline | COMPARTMENT A | Double Walled | Fiberglass Reinforced Plastic | Pressure |  |  | Removal | 1995-03-07
0-003852 | CITY OF PHOENIX - CACTUS PARK POLICE STATION | 12220 N 39TH AVE | PHOENIX | AZ | 85029 | Maricopa | 5 | Open | 1995-02-10 | 12000 | Gasoline | COMPARTMENT A | Double Walled | Fiberglass Reinforced Plastic | Pressure | Double Walled | Fiberglass Reinforced Plastic
0-005815 | MINUTE MAN TANK LINES | 4030 E MAGNOLIA ST | PHOENIX | AZ | 85034 | Maricopa | 2 | Perm Closure | 2005-06-17 | 5000 | Gasoline | COMPARTMENT A | Unknown | Asphalt coated or Bare Steel |  |  |  | Removal | 1989-11-01
0-006702 | PARCEL 103-02-731G | 7880 E STATE ROUTE 69 | PRESCOTT VALLEY | AZ | 86314 | Yavapai | 1 | Perm Closure | 1981-01-01 | 8000 | Gasoline | COMPARTMENT A |  | Asphalt coated or Bare Steel | Pressure |  | Bare or Galvanized Steel | Removal | 1994-06-01
0-007341 | BILTMORE SQUARE HOMEOWNERS | 2626 E ARIZONA BILTMORE CIR | PHOENIX | AZ | 85016 | Maricopa | 1 | Perm Closure | 2005-06-17 | 1000 | Unidentified | COMPARTMENT A | Double Walled | Asphalt coated or Bare Steel |  |  |  | Removal | 1991-06-12
0-003244 | MOBIL 18-MKH | 1960 E MAIN ST | MESA | AZ | 85203 | Maricopa | 5 | Perm Closure | 1988-09-01 | 10000 | Gasoline | COMPARTMENT A |  | Fiberglass Reinforced Plastic | Pressure |  | Fiberglass Reinforced Plastic | Removal | 1992-05-07
0-001290 | CIRCLE K #701 | 3901 E BENSON HWY | TUCSON | AZ | 85706 | Pima | 5 | Perm Closure | 1994-07-21 | 8000 | Gasoline | COMPARTMENT A |  | Fiberglass Reinforced Plastic | Pressure | Double Walled | Fiberglass Reinforced Plastic | Removal | 2012-04-17
0-001290 | CIRCLE K #701 | 3901 E BENSON HWY | TUCSON | AZ | 85706 | Pima | 2 | Perm Closure | 1971-01-01 | 10000 | Gasoline | COMPARTMENT A |  | Asphalt coated or Bare Steel |  |  |  | Removal | 1994-07-14
0-008408 | PILOT TRAVEL CENTER #1215 | 48710 VICKSBURG RD | SALOME | AZ | 85348 | La Paz | 7 | Perm Closure | 2005-06-17 | 850 | Used Oil/Waste Oil | COMPARTMENT A | Single Walled | Asphalt coated or Bare Steel |  |  |  | Removal | 1997-09-15
0-000885 | SPEEDY MARKET | 1510 S COUNTRY CLUB DR | MESA | AZ | 85210 | Maricopa | 8 | Open | 1994-01-13 | 12000 | Gasoline | COMPARTMENT A | Single Walled | Fiberglass Reinforced Plastic | Pressure |  | Fiberglass Reinforced Plastic
0-003824 | CITY OF PHOENIX - FIRE STATION #26 | 3301 W ROSE LN | PHOENIX | AZ | 85017 | Maricopa | 2 | Perm Closure | 1988-01-01 | 1000 | Diesel | COMPARTMENT A | Double Walled | Fiberglass Reinforced Plastic | Suction - Check Valve at the Tank Top |  | Fiberglass Reinforced Plastic | Removal | 1996-12-18
0-000524 | ARCO #5249 | 2915 W MCDOWELL RD | PHOENIX | AZ | 85009 | Maricopa | 2 | Perm Closure | 2005-06-17 | 10000 | Gasoline | COMPARTMENT A |  | Asphalt coated or Bare Steel | Pressure |  |  | Removal | 1993-10-01
0-000524 | ARCO #5249 | 2915 W MCDOWELL RD | PHOENIX | AZ | 85009 | Maricopa | 6 | Perm Closure | 1993-10-01 | 10000 | Gasoline | COMPARTMENT A | Double Walled | Fiberglass Reinforced Plastic | Pressure | Double Walled | Fiberglass Reinforced Plastic | Removal | 2003-09-25
0-008753 | HAMILTON/THOMASSON AIRFIELD |  | PICACHO |  |  | Pinal | 1 | Perm Closure | 1950-01-01 | 1000 | Gasoline | COMPARTMENT A | Unknown | Unknown | Suction - Check Valve at the Tank Top |  |  | Removal | 1995-12-19
0-000828 | HANSON AGGREGATES - CLARKDALE SITE - PLANT 24 | 280 N CEMENT PLANT RD | CLARKDALE | AZ | 86324 | Yavapai | 1 | Perm Closure | 2005-06-17 | 10000 | Diesel | COMPARTMENT A |  | Asphalt coated or Bare Steel | Suction - Check Valve at the Tank Top |  |  | Removal | 1991-04-19
0-003267 | FREEWAY TEXACO | 1203 W REX ALLEN DR | WILLCOX | AZ | 85643 | Cochise | 4 | Perm Closure | 1972-01-01 | 550 | Used Oil/Waste Oil | COMPARTMENT A |  | Asphalt coated or Bare Steel |  |  |  | Removal | 1995-02-06
0-002368 | GRAND CANYON HIGH SCHOOL | 1 BOULDER ST | GRAND CANYON | AZ | 86023 | Coconino | 3 | Perm Closure | 1984-03-13 | 1000 | Gasoline | COMPARTMENT A | Single Walled | Asphalt coated or Bare Steel |  |  |  | Removal | 1991-07-08
0-008559 | GREAT WESTERN PET SUPPLY | 2001 N BLACK CANYON HWY | PHOENIX | AZ | 85009 | Maricopa | 2 | Perm Closure | 2005-06-17 | 5000 | Diesel | COMPARTMENT A | Single Walled | Asphalt coated or Bare Steel | Suction - Check Valve at the Tank Top |  | Bare or Galvanized Steel | Removal | 1995-02-24
0-006083 | SABANS RENT A CAR | 3625 W INDIAN SCHOOL RD | PHOENIX | AZ | 85019 | Maricopa | 2 | Perm Closure | 2010-03-02 | 750 | Gasoline | COMPARTMENT A |  | Asphalt coated or Bare Steel |  |  |  | Removal | 2009-06-24
0-009496 | ECHO TRUCKING | 3124 W DURANGO ST | PHOENIX | AZ | 85009 | Maricopa | 1 | Perm Closure | 2005-06-17 | 2000 | Unidentified | COMPARTMENT A | Single Walled | Asphalt coated or Bare Steel | Suction - Check Valve at the Dispenser | Single Walled | Bare or Galvanized Steel | Removal | 1999-06-23
0-001984 | CONOCOPHILLIPS #2673147 | 7885 E SPEEDWAY BLVD | TUCSON | AZ | 85710 | Pima | 2 | Perm Closure | 1986-01-01 | 10000 | Gasoline | COMPARTMENT A | Double Walled | Fiberglass Reinforced Plastic | Pressure |  | Fiberglass Reinforced Plastic | Removal | 2005-07-12
0-009988 | SCP CONSTRUCTION CO | 723 W GUADALUPE RD | GILBERT | AZ | 85233 | Maricopa | 5 | Perm Closure | 1970-01-01 | 10000 | Gasoline | COMPARTMENT A | Unknown | Asphalt coated or Bare Steel | Suction - Check Valve at the Dispenser |  | Bare or Galvanized Steel | Removal | 2004-03-24
0-000539 | SCOTTSDALE MINI MART | 6842 E THOMAS RD | SCOTTSDALE | AZ | 85251 | Maricopa | 1 | Perm Closure | 2005-06-17 | 10000 | Gasoline | COMPARTMENT A | Single Walled | Asphalt coated or Bare Steel |  |  |  | Removal | 1987-07-01
0-000539 | SCOTTSDALE MINI MART | 6842 E THOMAS RD | SCOTTSDALE | AZ | 85251 | Maricopa | 2 | Perm Closure | 2005-06-17 | 10000 | Gasoline | COMPARTMENT A | Single Walled | Asphalt coated or Bare Steel |  |  |  | Removal | 1987-07-01
0-000539 | SCOTTSDALE MINI MART | 6842 E THOMAS RD | SCOTTSDALE | AZ | 85251 | Maricopa | 7 | Open | 1985-04-28 | 12000 | Gasoline | COMPARTMENT A | Double Walled | Fiberglass Reinforced Plastic | Pressure | Double Walled | Fiberglass Reinforced Plastic
0-003206 | MOBIL 18-606 | 4310 W PEORIA AVE | GLENDALE | AZ | 85302 | Maricopa | 4 | Perm Closure | 1986-04-01 | 10000 | Gasoline | COMPARTMENT A | Double Walled | Fiberglass Reinforced Plastic | Pressure |  | Fiberglass Reinforced Plastic | Removal | 1993-11-05
0-003933 | TCB AUTO SPA | 2602 E BELL RD | PHOENIX | AZ | 85032 | Maricopa | 3 | Perm Closure | 1977-01-01 | 10000 | Gasoline | COMPARTMENT A | Single Walled | Asphalt coated or Bare Steel | Pressure | Single Walled | Bare or Galvanized Steel | Removal | 2005-11-03
0-000922 | SHELL | 2165 E BASELINE RD | TEMPE | AZ | 85283 | Maricopa | 2 | Perm Closure | 1975-01-01 | 12000 | Gasoline | COMPARTMENT A |  | Asphalt coated or Bare Steel | Pressure |  |  | Removal | 1991-01-23
0-008067 | SPEEDWAY STORE #2887 | 1050 S MILTON RD | FLAGSTAFF | AZ | 86001 | Coconino | 2 | Perm Closure | 1962-07-01 | 4000 | Gasoline | COMPARTMENT A |  | Asphalt coated or Bare Steel | Pressure |  |  | Removal | 1992-12-12
0-010040 | QUIKTRIP #417 | 3563 E MAIN ST | MESA | AZ | 85213 | Maricopa | 3 | Open | 2004-12-03 | 20000 | Gasoline | COMPARTMENT A | Double Walled | Fiberglass Reinforced Plastic | Pressure | Double Walled | Flexible
0-008779 | PACIFIC MARINE LOGISTICS | 14300 N 76TH PL | SCOTTSDALE | AZ | 85260 | Maricopa | 3 | Open | 2020-03-04 | 15000 | Jet A (Kerosene-type Jet Fuel) | COMPARTMENT A | Double Walled | Fiberglass Reinforced Plastic | Pressure | Double Walled | Fiberglass Reinforced Plastic
0-006990 | SAN CARLOS IRRIGATION DISTRICT - SHOP | 201 W KENNEDY AVE | COOLIDGE | AZ | 85128 | Pinal | 2 | Perm Closure | 1986-01-01 | 2000 | Diesel | COMPARTMENT A | Single Walled | Fiberglass Reinforced Plastic | Suction - Check Valve at the Tank Top | Single Walled | Bare or Galvanized Steel | Removal | 1993-06-23
0-006540 | DIESEL POWER SPECIALISTS | 355 S 83RD AVE | TOLLESON | AZ | 85353 | Maricopa | 3 | Perm Closure | 2005-06-17 | 5000 | Diesel | COMPARTMENT A | Unknown | Asphalt coated or Bare Steel |  |  |  | Removal | 1988-12-08
0-005253 | JACKSONS ENERGY #6785 | 3960 N COUNTRY CLUB DR | FLAGSTAFF | AZ | 86004 | Coconino | 6 | Open | 1990-05-22 | 10000 | Gasoline (UL) | COMPARTMENT A | Double Walled | Composite (Steel/Fiberglass) | Pressure |  | Fiberglass Reinforced Plastic
0-009773 | CIRCLE K STORE #2706355 | 33 S VAL VISTA DR | GILBERT | AZ | 85296 | Maricopa | 2 | Open | 2001-03-01 | 8000 | Diesel | COMPARTMENT A | Double Walled | Fiberglass Reinforced Plastic | Pressure | Double Walled | Flexible
0-009773 | CIRCLE K STORE #2706355 | 33 S VAL VISTA DR | GILBERT | AZ | 85296 | Maricopa | 2 | Open | 2001-03-01 | 12000 | Gasoline | COMPARTMENT B | Double Walled | Fiberglass Reinforced Plastic | Pressure | Double Walled | Flexible
0-009899 | PHOENIX, CITY OF - AVIATION PROPERTY |  | PHOENIX |  |  | Maricopa | 6 | Perm Closure | 2005-06-17 | 275 | Unidentified | COMPARTMENT A | Single Walled | Asphalt coated or Bare Steel |  |  |  | Removal | 2003-01-15
0-009899 | PHOENIX, CITY OF - AVIATION PROPERTY |  | PHOENIX |  |  | Maricopa | 8 | Perm Closure | 2005-06-17 | 300 | Unidentified | COMPARTMENT A | Single Walled | Asphalt coated or Bare Steel |  |  |  | Removal | 2003-01-15
0-009899 | PHOENIX, CITY OF - AVIATION PROPERTY |  | PHOENIX |  |  | Maricopa | 9 | Perm Closure | 2005-06-17 | 500 | Gasoline | COMPARTMENT A | Single Walled | Asphalt coated or Bare Steel |  |  |  | Removal | 2003-01-15
0-009899 | PHOENIX, CITY OF - AVIATION PROPERTY |  | PHOENIX |  |  | Maricopa | 10 | Perm Closure | 2005-06-17 | 250 | Gasoline | COMPARTMENT A | Single Walled | Asphalt coated or Bare Steel |  |  |  | Removal | 2003-04-29
0-002475 | CIRCLE K #2708869 | 4160 N 1ST AVE | TUCSON | AZ | 85719 | Pima | 2 | Open | 1987-01-01 | 10000 | Gasoline | COMPARTMENT A | Single Walled | Fiberglass Reinforced Plastic | Pressure |  | Fiberglass Reinforced Plastic
0-001956 | ESPINOZA'S FOOD CENTER | 3863 W CHANDLER BLVD | CHANDLER | AZ | 85226 | Maricopa | 2 | Perm Closure | 1978-01-01 | 8000 | Gasoline | COMPARTMENT A |  | Asphalt coated or Bare Steel | Suction - Check Valve at the Tank Top |  |  | Removal | 2004-06-03
0-002693 | EVANS TIRE & SERVICE CENTER | 740 W CAMELBACK RD | PHOENIX | AZ | 85013 | Maricopa | 1 | Perm Closure | 2005-06-17 | 550 | Used Oil/Waste Oil | COMPARTMENT A | Unknown | Unknown |  |  |  | Removal | 1990-09-20
0-005843 | PIC-N-RUN INC | 2104 KACHINA BLVD | FLAGSTAFF | AZ | 86005 | Coconino | 3 | Open | 1987-01-01 | 10000 | Diesel | COMPARTMENT A | Double Walled | Asphalt coated or Bare Steel | Pressure | Double Walled | Flexible
0-003746 | PHILLIPS 66 COMPANY #017018 | 5001 N GRANITE REEF RD | SCOTTSDALE | AZ | 85250 | Maricopa | 4 | Perm Closure | 1964-01-01 | 6000 | Gasoline | COMPARTMENT A |  | Asphalt coated or Bare Steel |  |  |  | Removal | 2016-02-11
0-007166 | MOHAVE COUNTY - OLD COUNTY ROAD SHOP | 300 W ANDY DEVINE AVE | KINGMAN | AZ | 86401 | Mohave | 1 | Perm Closure | 2005-06-17 | 500 | Gasoline | COMPARTMENT A | Unknown | Asphalt coated or Bare Steel |  |  |  | Removal | 1990-12-11
0-003573 | ORACLE SCHOOL DISTRICT BUS YARD | 1160 E MOUNT LEMMON HWY | ORACLE | AZ | 85623 | Pinal | 2 | Perm Closure | 1976-01-01 | 10000 | Gasoline | COMPARTMENT A |  | Asphalt coated or Bare Steel | Pressure |  | Bare or Galvanized Steel | Removal | 1995-04-10
0-003200 | CIRCLE K STORE #2709168 | 4801 E THOMAS RD | PHOENIX | AZ | 85018 | Maricopa | 5 | Open | 1985-08-01 | 8000 | Gasoline (PUL) | COMPARTMENT A | Double Walled | Fiberglass Reinforced Plastic | Gravity Feed |  | Fiberglass Reinforced Plastic
0-003258 | PRIDE TRAVEL CENTER IV | 2440 W BETHANY HOME RD | PHOENIX | AZ | 85015 | Maricopa | 6 | Open | 1999-01-01 | 12000 | Gasoline (PUL) | COMPARTMENT A | Double Walled | Fiberglass Reinforced Plastic | Pressure | Double Walled | Fiberglass Reinforced Plastic
0-005544 | RESTONIC MATTRESS/WESTERN CHEMIC | 625 S 5TH ST | PHOENIX | AZ | 85004 | Maricopa | 2 | Perm Closure | 2005-06-17 | 1200 | Gasoline | COMPARTMENT A |  | Asphalt coated or Bare Steel |  |  |  | Removal | 2004-06-29
0-009258 | RAWLEIGH PROPERTY | 17849 N 75TH DR | GLENDALE | AZ | 85308 | Maricopa | 1 | Perm Closure | 2005-06-17 | 300 | Used Oil/Waste Oil | COMPARTMENT A | Double Walled | Asphalt coated or Bare Steel | Suction - Check Valve at the Tank Top |  | Bare or Galvanized Steel | Removal | 1998-04-07
0-005729 | YUMA COUNTY - SHERIFFS OFFICE | 141 S 3RD AVE | YUMA | AZ | 85364 | Yuma | 2 | Perm Closure | 1986-05-11 | 2500 | Diesel | COMPARTMENT A |  | Fiberglass Reinforced Plastic | Suction - Check Valve at the Tank Top | Double Walled | Flexible | Removal | 2018-04-13
0-003374 | YUMA SOC #129589 | 2185 E PALO VERDE ST | YUMA | AZ | 85365 | Yuma | 3 | Perm Closure | 1973-01-15 | 4000 | Diesel | COMPARTMENT A | Unknown | Asphalt coated or Bare Steel |  |  |  | Removal | 1987-01-01
0-006183 | CIRCLE K #2700842 | 6649 W PEORIA AVE | GLENDALE | AZ | 85302 | Maricopa | 3 | Perm Closure | 1988-05-18 | 10000 | Gasoline | COMPARTMENT A | Double Walled | Fiberglass Reinforced Plastic | Pressure |  | Fiberglass Reinforced Plastic | Removal | 2004-10-19
0-000204 | ARIZONA DEPARTMENT OF PUBLIC SAFETY |  | ELOY |  |  | Pinal | 1 | Perm Closure | 1971-01-01 | 10000 | Gasoline | COMPARTMENT A |  | Asphalt coated or Bare Steel | Pressure |  |  | Removal | 1997-11-12
0-007376 | APS | 1034 S AVE | DOUGLAS | AZ | 85607 | Cochise | 1 | Perm Closure | 1970-01-01 | 300 | Diesel | COMPARTMENT A | Single Walled | Concrete | Gravity Feed |  | Bare or Galvanized Steel | Removal | 1991-07-25
0-007633 | ADA-BAK INC | 2800 W HWY 66 | WINSLOW | AZ | 86047 | Navajo | 3 | Perm Closure | 2005-06-17 | 1800 | Gasoline | COMPARTMENT A | Unknown | Asphalt coated or Bare Steel | Suction - Check Valve at the Tank Top |  |  | Removal | 1991-12-06
0-006712 | ADOT - MESA LANDSCAPE MAINTENANCE | 1540 S RECKER RD | MESA | AZ | 85206 | Maricopa | 1 | Open | 1984-01-01 | 12000 | Gasoline | COMPARTMENT A | Single Walled | Fiberglass Reinforced Plastic | Pressure | Double Walled | Fiberglass Reinforced Plastic
0-004006 | Q-LUBE #1128 | 2702 W BETHANY HOME RD | PHOENIX | AZ | 85017 | Maricopa | 1 | Perm Closure | 1980-04-03 | 1000 | Used Oil/Waste Oil | COMPARTMENT A | Double Walled | Asphalt coated or Bare Steel | Suction - Check Valve at the Tank Top |  |  | Removal | 1995-11-14
0-002011 | EXXON #7-3927 | 1151 W UNIVERSITY DR | MESA | AZ | 85201 | Maricopa | 10 | Perm Closure | 1993-05-01 | 12000 | Gasoline | COMPARTMENT A | Double Walled | Fiberglass Reinforced Plastic | Pressure |  | Fiberglass Reinforced Plastic | Removal | 1995-05-23
0-002011 | EXXON #7-3927 | 1151 W UNIVERSITY DR | MESA | AZ | 85201 | Maricopa | 6 | Perm Closure | 1974-01-01 | 550 | Used Oil/Waste Oil | COMPARTMENT A |  | Asphalt coated or Bare Steel | Pressure | Single Walled | Bare or Galvanized Steel | Removal | 1993-05-04
0-002011 | EXXON #7-3927 | 1151 W UNIVERSITY DR | MESA | AZ | 85201 | Maricopa | 8 | Perm Closure | 1993-05-01 | 12000 | Gasoline | COMPARTMENT A | Double Walled | Fiberglass Reinforced Plastic | Pressure | Double Walled | Fiberglass Reinforced Plastic | Removal | 1995-05-23
0-002011 | EXXON #7-3927 | 1151 W UNIVERSITY DR | MESA | AZ | 85201 | Maricopa | 7 | Perm Closure | 1966-01-01 | 3000 | Unidentified | COMPARTMENT A |  | Asphalt coated or Bare Steel | Pressure | Single Walled | Bare or Galvanized Steel | Removal | 1993-05-04
0-001986 | TIEMCO | 102 S 24TH ST | PHOENIX | AZ | 85034 | Maricopa | 9 | Open | 1995-03-21 | 10000 | Gasoline | COMPARTMENT A | Double Walled | Composite (Steel/Fiberglass) | Pressure | Double Walled
0-001986 | TIEMCO | 102 S 24TH ST | PHOENIX | AZ | 85034 | Maricopa | 5 | Perm Closure | 1970-01-01 | 3000 | Gasoline | COMPARTMENT A | Single Walled | Asphalt coated or Bare Steel | Pressure | Single Walled | Bare or Galvanized Steel | Removal | 1994-10-17
0-005282 | GASCO | 5465 E BROADWAY BLVD | TUCSON | AZ | 85711 | Pima | 5 | Perm Closure | 1993-06-08 | 550 | Used Oil/Waste Oil | COMPARTMENT A | Double Walled | Composite (Steel/Fiberglass) | Pressure |  |  | Removal | 2014-09-12
0-006933 | HANSON TRUST CO | 1801 N 23RD AVE | PHOENIX | AZ | 85009 | Maricopa | 1 | Perm Closure | 2005-06-17 | 10000 | Gasoline | COMPARTMENT A | Unknown | Unknown | Suction - Check Valve at the Tank Top |  |  | Removal | 1988-01-30
0-007516 | ECONOMY BEDDING | 2833 E JONES AVE | PHOENIX | AZ | 85040 | Maricopa | 1 | Perm Closure | 2008-11-03 | 1000 | Gasoline | COMPARTMENT A |  | Asphalt coated or Bare Steel |  |  |  | Removal | 1994-11-18
0-000172 | ARIZONA BAKING CO OF SOUTHWEST | 2601 E WASHINGTON ST | PHOENIX | AZ | 85034 | Maricopa | 2 | Perm Closure | 1974-01-01 | 10000 | Gasoline | COMPARTMENT A |  | Asphalt coated or Bare Steel |  |  |  | Removal | 1989-12-06
0-000160 | BASHAS -FORMER | 3435 W BUCKEYE RD | PHOENIX | AZ | 85009 | Maricopa | 8 | Perm Closure | 1981-01-01 | 1000 | Used Oil/Waste Oil | COMPARTMENT A | Single Walled | Asphalt coated or Bare Steel |  |  |  | Removal | 1991-12-17
0-000084 | AERO RENTAL INC | 2425 W CURTIS RD | TUCSON | AZ | 85705 | Pima | 2 | Perm Closure | 1983-01-01 | 10000 | Diesel | COMPARTMENT A | Single Walled | Asphalt coated or Bare Steel | Pressure | Single Walled | Bare or Galvanized Steel | Removal | 1994-10-06
0-004995 | SIMONIZ CAR WASH & QUICK LUBE | 4119 E THOMAS RD | PHOENIX | AZ | 85018 | Maricopa | 3 | Perm Closure | 1967-04-18 | 10000 | Gasoline | COMPARTMENT A | Unknown | Asphalt coated or Bare Steel | Pressure |  | Fiberglass Reinforced Plastic | Removal | 1995-03-28
0-004995 | SIMONIZ CAR WASH & QUICK LUBE | 4119 E THOMAS RD | PHOENIX | AZ | 85018 | Maricopa | 5 | Perm Closure | 1995-04-18 | 12000 | Gasoline | COMPARTMENT A | Double Walled | Fiberglass Reinforced Plastic | Pressure | Double Walled | Fiberglass Reinforced Plastic | Removal | 2004-12-07
0-003241 | MOBIL 18-MFV | 5201 S MCCLINTOCK DR | TEMPE | AZ | 85283 | Maricopa | 1 | Perm Closure | 1978-01-01 | 6000 | Gasoline | COMPARTMENT A | Single Walled | Fiberglass Reinforced Plastic | Pressure |  | Fiberglass Reinforced Plastic | Removal | 1988-01-02
0-003241 | MOBIL 18-MFV | 5201 S MCCLINTOCK DR | TEMPE | AZ | 85283 | Maricopa | 3 | Perm Closure | 1973-01-01 | 6000 | Gasoline | COMPARTMENT A |  | Asphalt coated or Bare Steel | Pressure |  |  | Removal | 1988-01-02
0-003239 | MOBIL 18-MEG | 904 E APACHE BLVD | TEMPE | AZ | 85281 | Maricopa | 2 | Perm Closure | 1969-01-01 | 10000 | Gasoline | COMPARTMENT A |  | Asphalt coated or Bare Steel |  |  |  | Removal | 1989-01-01
0-003239 | MOBIL 18-MEG | 904 E APACHE BLVD | TEMPE | AZ | 85281 | Maricopa | 9 | Perm Closure | 1988-03-01 | 550 | Used Oil/Waste Oil | COMPARTMENT A | Double Walled | Fiberglass Reinforced Plastic |  |  |  | Removal | 1999-08-11
0-003199 | EXXONMOBIL OIL CORP #12045 | 1845 E UNIVERSITY DR | TEMPE | AZ | 85281 | Maricopa | 6 | Perm Closure | 1984-10-01 | 6000 | Gasoline | COMPARTMENT A | Double Walled | Fiberglass Reinforced Plastic | Pressure |  | Fiberglass Reinforced Plastic | Removal | 2003-10-02
0-003199 | EXXONMOBIL OIL CORP #12045 | 1845 E UNIVERSITY DR | TEMPE | AZ | 85281 | Maricopa | 1 | Perm Closure | 2005-06-17 | 550 | Used Oil/Waste Oil | COMPARTMENT A | Double Walled | Asphalt coated or Bare Steel | Gravity Feed |  |  | Removal | 1984-10-01
0-003173 | SHAMROCK FOODS - NORTHWEST TRANSPORT | 2540 N 29TH AVE | PHOENIX | AZ | 85009 | Maricopa | 1 | Perm Closure | 1970-01-01 | 18000 | Diesel | COMPARTMENT A |  | Asphalt coated or Bare Steel |  |  |  | Removal | 1988-01-26
0-004862 | TEDS TRUCK CENTER INC #2 |  | ASH FORK |  |  | Yavapai | 6 | Perm Closure | 1985-04-23 | 12000 | Diesel | COMPARTMENT A | Unknown | Asphalt coated or Bare Steel |  |  |  | Removal | 1999-07-21
0-007206 | TEST SYSTEMS INC DEFINED BENEFIT | 2101 N CENTER ST | FLAGSTAFF | AZ | 86004 | Coconino | 1 | Perm Closure | 1970-01-01 | 2000 | Gasoline | COMPARTMENT A | Single Walled | Asphalt coated or Bare Steel |  |  |  | Removal | 1991-03-29
0-007693 | SMITH PIPE & STEEL CO | 535 E 16TH ST | TUCSON | AZ | 85701 | Pima | 1 | Perm Closure | 1982-01-01 | 10000 | Gasoline | COMPARTMENT A | Double Walled | Asphalt coated or Bare Steel |  |  |  | Removal | 1992-03-17
0-005702 | WOODY'S STORE 108 | 875 S MAIN ST | COTTONWOOD | AZ | 86326 | Yavapai | 1 | Perm Closure | 1980-01-22 | 15000 | Gasoline | COMPARTMENT A | Single Walled | Asphalt coated or Bare Steel | Pressure |  | Fiberglass Reinforced Plastic | Removal | 2016-08-31
0-002099 | WOODYS FOOD STORE #129 | 1752 N 2ND AVE | AJO | AZ | 85321 | Pima | 3 | Perm Closure | 1966-01-01 | 6000 | Gasoline | COMPARTMENT A |  | Asphalt coated or Bare Steel | Pressure |  | Fiberglass Reinforced Plastic | Removal | 2016-08-24
0-002099 | WOODYS FOOD STORE #129 | 1752 N 2ND AVE | AJO | AZ | 85321 | Pima | 2 | Perm Closure | 1966-01-01 | 12000 | Gasoline | COMPARTMENT A |  | Asphalt coated or Bare Steel | Pressure |  | Fiberglass Reinforced Plastic | Removal | 2016-08-24
0-001482 | SAHARA SHELL | 709 W SOUTHERN AVE | PHOENIX | AZ | 85041 | Maricopa | 3 | Open | 1988-01-01 | 10000 | Gasoline | COMPARTMENT A | Double Walled | Fiberglass Reinforced Plastic | Pressure |  | Fiberglass Reinforced Plastic
0-001482 | SAHARA SHELL | 709 W SOUTHERN AVE | PHOENIX | AZ | 85041 | Maricopa | 2 | Open | 1988-01-01 | 10000 | Gasoline | COMPARTMENT A | Double Walled | Fiberglass Reinforced Plastic | Pressure |  | Fiberglass Reinforced Plastic
0-001443 | CIRCLE K #1582 | 2351 N ALVERNON WAY | TUCSON | AZ | 85712 | Pima | 4 | Perm Closure | 1982-01-01 | 12000 | Gasoline | COMPARTMENT A |  | Asphalt coated or Bare Steel |  |  |  | Removal | 1986-06-01
0-004710 | MILKY WAY DAIRY | 1919 E QUEEN CREEK RD | GILBERT | AZ | 85297 | Maricopa | 1 | Perm Closure | 1989-01-01 | 10000 | Diesel | COMPARTMENT A | Unknown | Fiberglass Reinforced Plastic | Suction - Check Valve at the Tank Top |  | Fiberglass Reinforced Plastic | Removal | 2004-07-03
0-006331 | SUN VALLEY EQUIPMENT CORP | 3605 E INDUSTRIAL DR | FLAGSTAFF | AZ | 86004 | Coconino | 2 | Perm Closure | 1968-07-10 | 7500 | Diesel | COMPARTMENT A | Unknown | Asphalt coated or Bare Steel |  |  |  | Removal | 1994-12-14
0-004654 | 7-ELEVEN #21889 | 4002 E MCDOWELL RD | PHOENIX | AZ | 85008 | Maricopa | 1 | Perm Closure | 1980-01-01 | 8000 | Gasoline | COMPARTMENT A |  | Asphalt coated or Bare Steel | Pressure | Double Walled | Flexible | Removal | 2010-11-02
0-004589 | UNITED ROAD | 904 S 12TH ST | PHOENIX | AZ | 85034 | Maricopa | 1 | Perm Closure | 1986-10-06 | 25000 | Diesel | COMPARTMENT A | Unknown | Asphalt coated or Bare Steel |  |  |  | Removal | 1995-06-15
0-006210 | FLYING J TRAVEL PLAZA #609 | 16189 S SUNSHINE BLVD | ELOY | AZ | 85131 | Pinal | 7 | Open | 2016-06-01 | 20000 | Biodiesel | COMPARTMENT A | Double Walled | Fiberglass Reinforced Plastic | Pressure | Double Walled | Fiberglass Reinforced Plastic
0-006210 | FLYING J TRAVEL PLAZA #609 | 16189 S SUNSHINE BLVD | ELOY | AZ | 85131 | Pinal | 5 | Open | 1988-01-01 | 12000 | Gasoline | COMPARTMENT A | Single Walled | Fiberglass Reinforced Plastic | Pressure |  | Fiberglass Reinforced Plastic
0-002742 | MOUNTAIN VIEW MARKET | 6990 LUMBERJACK BLVD | FLAGSTAFF | AZ | 86004 | Coconino | 2 | Perm Closure | 1973-01-01 | 10000 | Gasoline | COMPARTMENT A | Single Walled | Asphalt coated or Bare Steel | Suction - Check Valve at the Tank Top | Double Walled | Fiberglass Reinforced Plastic | Removal | 2019-12-13
0-001060 | CHEVRON #9-2826 | 7151 N ORACLE RD | TUCSON | AZ | 85704 | Pima | 3 | Perm Closure | 1954-01-01 | 4000 | Gasoline | COMPARTMENT A | Single Walled | Asphalt coated or Bare Steel | Pressure |  |  | Removal | 1993-08-10
0-005983 | UNIVERSITY CAR WASH | 1336 W UNIVERSITY DR | TEMPE | AZ | 85281 | Maricopa | 3 | Perm Closure | 1978-03-23 | 10000 | Diesel | COMPARTMENT A | Double Walled | Asphalt coated or Bare Steel |  |  |  | Removal | 1989-01-09
0-007612 | ARIZONA SUPPLY CO | 122 E SANTA FE AVE | FLAGSTAFF | AZ | 86001 | Coconino | 4 | Perm Closure | 2005-06-17 | 1000 | Used Oil/Waste Oil | COMPARTMENT A | Unknown | Unknown |  |  |  | Removal | 1974-01-01
0-007612 | ARIZONA SUPPLY CO | 122 E SANTA FE AVE | FLAGSTAFF | AZ | 86001 | Coconino | 1 | Perm Closure | 2005-06-17 | 6000 | Gasoline | COMPARTMENT A | Unknown | Unknown |  |  |  | Removal | 1991-11-21
0-005248 | UNDERGROUND TESTING & MONITORING | 690 LAKE MARY RD | FLAGSTAFF | AZ | 86001 | Coconino | 1 | Perm Closure | 1971-05-01 | 4000 | Gasoline | COMPARTMENT A | Double Walled | Asphalt coated or Bare Steel |  |  |  | Removal | 1991-08-27
0-002406 | GRUPE MANAGEMENT - SHADOWBROOK | 5122 E SHEA BLVD | SCOTTSDALE | AZ | 85254 | Maricopa | 1 | Perm Closure | 1985-01-27 | 500 | Diesel | COMPARTMENT A | Single Walled | Asphalt coated or Bare Steel | Suction - Check Valve at the Tank Top |  | Bare or Galvanized Steel | Removal | 1992-04-17
0-005364 | GOLDFIELD RANCH | 9210 N BUSH HWY | MESA | AZ | 85215 | Maricopa | 3 | Perm Closure | 1975-04-18 | 500 | Gasoline | COMPARTMENT A | Double Walled | Asphalt coated or Bare Steel | Suction - Check Valve at the Tank Top |  |  | Removal | 1989-08-18
0-002805 | GIANT #910 | 7450 W THOMAS RD | PHOENIX | AZ | 85033 | Maricopa | 2 | Perm Closure | 1976-04-08 | 12000 | Gasoline | COMPARTMENT A | Double Walled | Fiberglass Reinforced Plastic | Pressure | Double Walled | Flexible | Removal | 2002-03-27
0-002264 | G & K SERVICES | 744 W CRESCENT AVE | MESA | AZ | 85210 | Maricopa | 1 | Perm Closure | 1969-04-24 | 3000 | Gasoline | COMPARTMENT A | Single Walled | Asphalt coated or Bare Steel |  |  |  | Removal | 1987-07-01
0-002035 | LAVICIO'S #102/E-Z SERVE #100901 | 2510 E BROADWAY BLVD | TUCSON | AZ | 85716 | Pima | 3 | Perm Closure | 1979-04-28 | 8000 | Gasoline | COMPARTMENT A | Single Walled | Asphalt coated or Bare Steel | Pressure |  |  | Removal | 1993-04-30
0-005598 | LDS QUEEN CREEK FARM | 22010 S 228TH ST | QUEEN CREEK | AZ | 85142 | Maricopa | 1 | Perm Closure | 1979-01-01 | 10000 | Gasoline | COMPARTMENT A | Double Walled | Composite (Steel/Fiberglass) | Suction - Check Valve at the Tank Top | Single Walled | Bare or Galvanized Steel | Removal | 1997-03-27
0-002671 | KEN DARCANGELO | 711 N SCOTTSDALE RD | TEMPE | AZ | 85281 | Maricopa | 1 | Perm Closure | 1979-02-23 |  | Unidentified | COMPARTMENT A | Single Walled | Asphalt coated or Bare Steel |  |  |  | Removal | 1988-12-01
0-000677 | MARSHALL BENNETT | 241 W ROUTE 66 | WILLIAMS | AZ | 86046 | Coconino | 2 | Perm Closure | 1981-01-01 | 1000 | Gasoline | COMPARTMENT A | Single Walled | Asphalt coated or Bare Steel |  |  |  | Removal | 1988-12-16
0-004038 | HOSTESS CAKES | 101 N 35TH AVE | PHOENIX | AZ | 85009 | Maricopa | 1 | Perm Closure | 1963-01-01 | 10000 | Diesel | COMPARTMENT A |  | Asphalt coated or Bare Steel |  |  |  | Removal | 1988-12-19
0-002498 | HIDDEN SHORES RV VILLAGE - GAS STATION | 10300 IMPERIAL DAM RD | YUMA | AZ | 85365 | Yuma | 1 | Perm Closure | 1975-01-01 | 2000 | Gasoline | COMPARTMENT A |  | Asphalt coated or Bare Steel |  |  |  | Removal | 1988-03-21
0-002498 | HIDDEN SHORES RV VILLAGE - GAS STATION | 10300 IMPERIAL DAM RD | YUMA | AZ | 85365 | Yuma | 2 | Perm Closure | 1975-01-01 | 2000 | Gasoline | COMPARTMENT A |  | Asphalt coated or Bare Steel |  |  |  | Removal | 1988-03-21
0-002446 | DEAN'S AUTO REPAIR | 2242 N 32ND ST | PHOENIX | AZ | 85008 | Maricopa | 1 | Perm Closure | 1967-06-03 | 1000 | Used Oil/Waste Oil | COMPARTMENT A | Single Walled | Asphalt coated or Bare Steel |  |  |  | Removal | 1992-02-28
0-000777 | CITY OF SCOTTSDALE - CORPORATE YARD | 9191 E SAN SALVADOR DR | SCOTTSDALE | AZ | 85258 | Maricopa | 1 | Perm Closure | 1987-01-01 | 1000 | Unidentified | COMPARTMENT A | Single Walled | Fiberglass Reinforced Plastic | Suction - Check Valve at the Tank Top |  |  | Removal | 1995-12-07
0-000777 | CITY OF SCOTTSDALE - CORPORATE YARD | 9191 E SAN SALVADOR DR | SCOTTSDALE | AZ | 85258 | Maricopa | 8 | Perm Closure | 1987-01-01 | 500 | New Oil | COMPARTMENT A | Single Walled | Fiberglass Reinforced Plastic | Suction - Check Valve at the Tank Top |  |  | Removal | 1995-02-07
0-007100 | STUCKEYS OLD WEST | 1288 N SIBYL RD | BENSON | AZ | 85602 | Cochise | 2 | Perm Closure | 1970-01-01 | 4000 | Gasoline | COMPARTMENT A | Double Walled | Asphalt coated or Bare Steel | Pressure |  | Fiberglass Reinforced Plastic | Removal | 1995-06-13
0-005389 | OLDCASTLE PRECAST, INC | 411 E FRYE RD | CHANDLER | AZ | 85225 | Maricopa | 1 | Perm Closure | 1981-02-13 | 10000 | Diesel | COMPARTMENT A | Unknown | Asphalt coated or Bare Steel |  |  |  | Removal | 1990-12-10
0-001425 | CIRCLE K #1556 | 2360 W BROADWAY AVE | APACHE JUNCTION | AZ | 85120 | Pinal | 1 | Perm Closure | 1974-01-01 | 10000 | Gasoline | COMPARTMENT A |  | Asphalt coated or Bare Steel |  |  |  | Removal | 1996-02-20
0-006064 | MITSUBISHI MOTORS NORTH AMERICA | 2710 E WASHINGTON ST | PHOENIX | AZ | 85034 | Maricopa | 3 | Perm Closure | 1994-11-01 | 12000 | Gasoline | COMPARTMENT A | Double Walled | Fiberglass Reinforced Plastic | Pressure |  | Fiberglass Reinforced Plastic | Removal | 2005-09-20
0-008251 | THE LODGE @ VENTANA CANYON | 6200 N CLUB HOUSE LN | TUCSON | AZ | 85750 | Pima | 2 | Perm Closure | 1986-11-01 | 1000 | Gasoline | COMPARTMENT A | Unknown | Fiberglass Reinforced Plastic | Pressure |  | Fiberglass Reinforced Plastic | Removal | 1998-11-03
0-001659 | ROSS AVIATION | 14600 N AIRPORT DR | SCOTTSDALE | AZ | 85260 | Maricopa | 8 | Open | 1990-02-05 | 1000 | Used Oil/Waste Oil | COMPARTMENT A | Double Walled | Asphalt coated or Bare Steel | Suction - Check Valve at the Tank Top | Single Walled | Bare or Galvanized Steel
0-001989 | EXXON #7-3265 | 14626 N DEL WEBB BLVD | SUN CITY | AZ | 85351 | Maricopa | 3 | Perm Closure | 1969-01-01 | 10000 | Gasoline | COMPARTMENT A |  | Asphalt coated or Bare Steel | Pressure | Single Walled | Bare or Galvanized Steel | Removal | 1993-07-15
0-007821 | CALMAT OF ARIZONA - AVONDALE DIESEL SPILL | 4405 S LITCHFIELD RD | AVONDALE | AZ | 85323 | Maricopa | 1 | Perm Closure | 2005-06-17 |  | Gasoline | COMPARTMENT A | Double Walled | Asphalt coated or Bare Steel |  |  |  | Removal | 1989-01-23
0-003408 | QWEST | 21011 N 27TH AVE | PHOENIX | AZ | 85027 | Maricopa | 6 | Perm Closure | 1995-09-01 | 3000 | Diesel | COMPARTMENT A | Double Walled | Composite (Steel/Fiberglass) | Pressure | Double Walled | Fiberglass Reinforced Plastic | Removal | 2010-09-15
0-003408 | QWEST | 21011 N 27TH AVE | PHOENIX | AZ | 85027 | Maricopa | 5 | Perm Closure | 1995-09-01 | 6000 | Gasoline | COMPARTMENT A | Double Walled | Composite (Steel/Fiberglass) | Pressure | Double Walled | Fiberglass Reinforced Plastic | Removal | 2010-09-15
0-000894 | SHELL | 1957 N COUNTRY CLUB DR | MESA | AZ | 85201 | Maricopa | 1 | Perm Closure | 1985-01-01 | 20000 | Gasoline | COMPARTMENT A | Single Walled | Fiberglass Reinforced Plastic | Pressure | Double Walled | Fiberglass Reinforced Plastic | Removal | 2005-06-15
0-005180 | CITY OF TUCSON - EASTSIDE SERVICE CENTER FUEL | 7575 E SPEEDWAY BLVD | TUCSON | AZ | 85710 | Pima | 1 | Perm Closure | 1974-01-01 | 10000 | Gasoline (UL) | COMPARTMENT A | Single Walled | Asphalt coated or Bare Steel |  |  |  | Removal | 1988-03-01
0-005180 | CITY OF TUCSON - EASTSIDE SERVICE CENTER FUEL | 7575 E SPEEDWAY BLVD | TUCSON | AZ | 85710 | Pima | 12 | Perm Closure | 1974-01-01 | 500 | Solvent | COMPARTMENT A | Single Walled | Asphalt coated or Bare Steel |  |  |  | Removal | 1991-11-01
0-005180 | CITY OF TUCSON - EASTSIDE SERVICE CENTER FUEL | 7575 E SPEEDWAY BLVD | TUCSON | AZ | 85710 | Pima | 4 | Perm Closure | 1974-01-01 | 10000 | Gasoline (UL) | COMPARTMENT A | Single Walled | Asphalt coated or Bare Steel |  |  |  | Removal | 1988-03-01
0-005180 | CITY OF TUCSON - EASTSIDE SERVICE CENTER FUEL | 7575 E SPEEDWAY BLVD | TUCSON | AZ | 85710 | Pima | 5 | Perm Closure | 1974-01-01 | 5000 | Diesel | COMPARTMENT A | Single Walled | Asphalt coated or Bare Steel |  |  |  | Removal | 1988-03-01
0-004712 | UA BIOSPHERE 2 | 32540 S BIOSPHERE RD | ORACLE | AZ | 85623 | Pinal | 1 | Perm Closure | 1987-04-01 | 2000 | Gasoline | COMPARTMENT A | Double Walled | Composite (Steel/Fiberglass) | Suction - Check Valve at the Tank Top | Double Walled |  | Removal | 2014-02-03
0-004712 | UA BIOSPHERE 2 | 32540 S BIOSPHERE RD | ORACLE | AZ | 85623 | Pinal | 9 | Open | 1991-01-01 | 15000 | Diesel | COMPARTMENT A | Double Walled | Fiberglass Reinforced Plastic | Suction - Check Valve at the Tank Top
0-001494 | CIRCLE K #1838 | 1145 S FREEWAY | TUCSON | AZ | 85745 | Pima | 3 | Perm Closure | 1985-01-01 | 10000 | Gasoline | COMPARTMENT A | Double Walled | Fiberglass Reinforced Plastic | Pressure |  | Fiberglass Reinforced Plastic | Removal | 1997-05-09
0-004456 | ARIZONA TRAILS INC | 820 RODEO DR | PRESCOTT | AZ | 86305 | Yavapai | 3 | Perm Closure | 1936-01-01 | 20000 | Gasoline | COMPARTMENT A | Single Walled | Asphalt coated or Bare Steel |  |  |  | Removal | 1987-08-01
0-004566 | SMITTY'S SUPER VALU INC | 2626 S 7TH ST | PHOENIX | AZ | 85034 | Maricopa | 1 | Perm Closure | 1975-01-01 | 10000 | Diesel | COMPARTMENT A | Single Walled | Asphalt coated or Bare Steel | Pressure | Single Walled | Bare or Galvanized Steel | Removal | 1993-03-09
0-009842 | CAFE SERVICE STATION | 1313 E SECOND ST | WINSLOW | AZ | 86047 | Navajo | 1 | Perm Closure | 2005-06-17 | 300 | Unidentified | COMPARTMENT A | Single Walled | Asphalt coated or Bare Steel |  |  |  | Removal | 2002-06-20
0-001097 | CHEVRON #9-0712 | 2501 W INDIAN SCHOOL RD | PHOENIX | AZ | 85017 | Maricopa | 4 | Perm Closure | 1974-01-01 | 500 | Used Oil/Waste Oil | COMPARTMENT A |  | Asphalt coated or Bare Steel | Gravity Feed |  |  | Removal | 1989-08-20
0-001488 | CIRCLE K #2701796 | 3795 S PALO VERDE RD | TUCSON | AZ | 85713 | Pima | 3 | Open | 1985-01-01 | 10000 | Gasoline | COMPARTMENT A | Double Walled | Fiberglass Reinforced Plastic | Pressure |  | Fiberglass Reinforced Plastic
0-007305 | CITY MEAT & PROVISIONS INC | 1045 S HIGHLAND AVE | TUCSON | AZ | 85719 | Pima | 1 | Perm Closure | 1974-07-02 | 10000 | Gasoline | COMPARTMENT A | Double Walled | Asphalt coated or Bare Steel | Suction - Check Valve at the Tank Top |  |  | Removal | 1991-07-17
0-009323 | JACKSONS #805 | 16610 N SCOTTSDALE RD | PHOENIX | AZ | 85254 | Maricopa | 1 | Open | 1998-09-25 | 20000 | Gasoline | COMPARTMENT A | Single Walled | Fiberglass Reinforced Plastic | Pressure |  | Fiberglass Reinforced Plastic
0-005916 | CITY OF WILLCOX | 250 N RAILROAD AVE | WILLCOX | AZ | 85643 | Cochise | 3 | Perm Closure | 1980-11-23 | 10000 | Gasoline | COMPARTMENT A | Double Walled | Asphalt coated or Bare Steel |  |  |  | Removal | 1994-08-23
0-008876 | FEDEX GROUND | 3410 S 51ST AVE | PHOENIX | AZ | 85043 | Maricopa | 2 | Open | 2005-02-01 | 20000 | Diesel | COMPARTMENT A | Double Walled | Fiberglass Reinforced Plastic | Pressure | Double Walled | Flexible
0-006086 | FERRIS EXT CO INC | 13025 N CAVE CREEK RD | PHOENIX | AZ | 85022 | Maricopa | 1 | Perm Closure | 1973-04-02 | 1000 | Gasoline | COMPARTMENT A | Unknown | Asphalt coated or Bare Steel |  |  |  | Closed in Place | 1980-01-01
0-004259 | EXPRESS STOP #2011 | 2315 N 32ND ST | PHOENIX | AZ | 85008 | Maricopa | 2 | Perm Closure | 1975-05-07 | 5000 | Gasoline | COMPARTMENT A | Double Walled | Asphalt coated or Bare Steel |  |  |  | Removal | 1988-12-01
0-001863 | EXXON #7-0847 | 8101 E 22ND ST | TUCSON | AZ | 85710 | Pima | 4 | Perm Closure | 1976-04-26 | 8000 | Gasoline | COMPARTMENT A |  | Asphalt coated or Bare Steel |  |  |  | Removal | 1987-08-18
0-001701 | MALONE'S REPAIR SERVICE | 100 S HILL ST | GLOBE | AZ | 85501 | Gila | 3 | Perm Closure | 1972-01-01 | 3000 | Gasoline | COMPARTMENT A |  | Asphalt coated or Bare Steel |  |  |  | Removal | 1988-12-10
0-004156 | PIC QUIC FOOD STORES INC #100 | 1051 S MILTON RD | FLAGSTAFF | AZ | 86001 | Coconino | 6 | Perm Closure | 1990-03-28 | 10000 | Gasoline | COMPARTMENT A | Double Walled | Composite (Steel/Fiberglass) | Pressure |  | Fiberglass Reinforced Plastic | Removal | 2005-02-15
0-009426 | MUSTANG MOUNTAIN TEXACO FOOD MART | 2222 N HIGHWAY 90 | HUACHUCA CITY | AZ | 85616 | Cochise | 2 | Open | 1998-06-01 | 10000 | Gasoline (PUL) | COMPARTMENT A | Double Walled | Fiberglass Reinforced Plastic | Pressure | Double Walled | Fiberglass Reinforced Plastic
0-003513 | NEW CONTRUCTION INC | 1992 E RIO SALADO PKWY | TEMPE | AZ | 85281 | Maricopa | 1 | Perm Closure | 1976-01-01 | 4000 | Diesel | COMPARTMENT A |  | Asphalt coated or Bare Steel | Suction - Check Valve at the Tank Top |  | Bare or Galvanized Steel | Removal | 1993-07-15
0-003536 | NORTHSIDE HAY MILL & TRADING CO | 14940 W VAN BUREN ST | GOODYEAR | AZ | 85338 | Maricopa | 3 | Perm Closure | 2005-06-17 | 1000 | Gasoline | COMPARTMENT A |  | Asphalt coated or Bare Steel |  |  |  | Removal | 1990-01-25
0-007428 | RURAL METRO | 660 E 18TH PL | YUMA | AZ | 85365 | Yuma | 2 | Perm Closure | 1980-01-01 | 500 | Diesel | COMPARTMENT A | Unknown | Unknown | Gravity Feed |  |  | Removal | 1991-08-26
0-007455 | REDEMPTORIST PICTURE ROCKS RET | 7101 W PICTURE ROCKS RD | TUCSON | AZ | 85743 | Pima | 1 | Perm Closure | 1977-01-01 | 2000 | Gasoline | COMPARTMENT A | Unknown | Unknown | Gravity Feed |  |  | Removal | 1991-12-10
0-002700 | PROFESSIONAL WELDING INC | 1632 W WHITE MOUNTAIN BLVD | PINETOP-LAKESIDE | AZ | 85929 | Navajo | 2 | Perm Closure | 1981-01-01 | 500 | Diesel | COMPARTMENT A | Single Walled | Asphalt coated or Bare Steel |  |  |  | Removal | 1991-02-01
0-002700 | PROFESSIONAL WELDING INC | 1632 W WHITE MOUNTAIN BLVD | PINETOP-LAKESIDE | AZ | 85929 | Navajo | 1 | Perm Closure | 1981-01-01 | 500 | Gasoline | COMPARTMENT A | Single Walled | Asphalt coated or Bare Steel |  |  |  | Removal | 1991-02-01
0-000632 | BANNER CONSTUCTION CO INC | 6805 W VAN BUREN ST | PHOENIX | AZ | 85043 | Maricopa | 1 | Perm Closure | 1983-01-01 | 500 | Gasoline | COMPARTMENT A |  | Asphalt coated or Bare Steel |  |  |  | Removal | 1995-03-15
0-001451 | CIRCLE K #2701620 | 3554 E INDIAN SCHOOL RD | PHOENIX | AZ | 85018 | Maricopa | 3 | Open | 1985-01-01 | 10000 | Gasoline | COMPARTMENT A | Double Walled | Fiberglass Reinforced Plastic | Pressure | Single Walled | Fiberglass Reinforced Plastic
0-003631 | ARIZONA TRUSS FABRICATORS INC | 3207 S 51ST AVE | PHOENIX | AZ | 85043 | Maricopa | 1 | Perm Closure | 1974-01-01 | 10000 | Gasoline | COMPARTMENT A |  | Asphalt coated or Bare Steel |  |  |  | Removal | 1989-01-05
0-003407 | AVONDALE SOC #143131 | 2511 N 8TH ST | AVONDALE | AZ | 85323 | Maricopa | 1 | Perm Closure | 1973-01-14 | 10000 | Gasoline | COMPARTMENT A | Double Walled | Asphalt coated or Bare Steel | Pressure |  |  | Removal | 1997-09-22
0-000979 | CATALINA MECHANICAL CONTRACTING INC | 2702 S ALVERNON WAY | TUCSON | AZ | 85713 | Pima | 1 | Perm Closure | 1977-01-01 | 10000 | Gasoline | COMPARTMENT A |  | Asphalt coated or Bare Steel | Suction - Check Valve at the Tank Top |  |  | Removal | 1986-02-03
0-003402 | CAVE CREEK MAIN CO #143040 | 7153 E CAVE CREEK RD | CAREFREE | AZ | 85331 | Maricopa | 1 | Perm Closure | 1974-01-03 | 2000 | Diesel | COMPARTMENT A | Double Walled | Asphalt coated or Bare Steel |  |  |  | Removal | 1990-09-01
0-008093 | BUSH HOG GIN | 30806 S OLD HIGHWAY 80 | BUCKEYE | AZ | 85326 | Maricopa | 2 | Perm Closure | 1952-01-01 | 5000 | Gasoline | COMPARTMENT A | Double Walled | Asphalt coated or Bare Steel | Suction - Check Valve at the Tank Top |  |  | Removal | 1993-01-28
0-005941 | SUNSTATE EQUIPMENT | 7722 W OLIVE AVE | PEORIA | AZ | 85345 | Maricopa | 2 | Perm Closure | 1982-12-23 | 10000 | Gasoline | COMPARTMENT A | Unknown | Asphalt coated or Bare Steel | Suction - Check Valve at the Tank Top |  |  | Removal | 1991-02-28
0-005941 | SUNSTATE EQUIPMENT | 7722 W OLIVE AVE | PEORIA | AZ | 85345 | Maricopa | 3 | Perm Closure | 1977-12-23 | 1000 | Unidentified | COMPARTMENT A | Unknown | Asphalt coated or Bare Steel |  |  |  | Removal | 1990-10-01
0-005941 | SUNSTATE EQUIPMENT | 7722 W OLIVE AVE | PEORIA | AZ | 85345 | Maricopa | 1 | Perm Closure | 1982-12-23 | 10000 | Gasoline | COMPARTMENT A | Unknown | Asphalt coated or Bare Steel | Suction - Check Valve at the Tank Top |  |  | Removal | 1991-02-28
0-005697 | SKY RANCH AIRPORT AT CAREFREE | 8302 E CAVE CREEK RD | CAREFREE | AZ | 85377 | Maricopa | 1 | Perm Closure | 1976-05-08 | 10000 | Unidentified | COMPARTMENT A | Double Walled | Asphalt coated or Bare Steel | Pressure |  |  | Removal | 1989-09-11
0-010016 | WHITE'S AUTO REPAIR | 5802 E MAIN ST | MESA | AZ | 85205 | Maricopa | 4 | Perm Closure | 2005-06-17 | 7000 | Gasoline | COMPARTMENT A | Double Walled | Asphalt coated or Bare Steel |  |  |  | Removal | 2004-08-20
0-010016 | WHITE'S AUTO REPAIR | 5802 E MAIN ST | MESA | AZ | 85205 | Maricopa | 3 | Perm Closure | 2005-06-17 | 6000 | Diesel | COMPARTMENT A | Double Walled | Asphalt coated or Bare Steel |  |  |  | Removal | 2004-08-20
0-005019 | WIKIEUP TEXACO | 17875 S HIGHWAY 93 | WIKIEUP | AZ | 85360 | Mohave | 1 | Perm Closure | 1971-01-01 | 2000 | Diesel | COMPARTMENT A |  | Asphalt coated or Bare Steel | Suction - Check Valve at the Tank Top |  | Bare or Galvanized Steel | Removal | 1993-02-02
0-009092 | WILLIAMS PROPERTY/HORNER STATION | 6711 W FRIER DR | GLENDALE | AZ | 85303 | Maricopa | 1 | Perm Closure | 1980-01-01 | 12000 | Diesel | COMPARTMENT A |  | Asphalt coated or Bare Steel |  |  |  | Removal | 1997-04-17
0-002856 | SHELL SERVICE STATION | 261 N HASKELL AVE | WILLCOX | AZ | 85643 | Cochise | 1 | Perm Closure | 1953-01-01 | 550 | Gasoline | COMPARTMENT A |  | Asphalt coated or Bare Steel |  |  |  | Removal | 1993-06-23
0-009472 | NORMS IGA | 345 W ALDEN RD | KEARNY | AZ | 85137 | Pinal | 1 | Open | 1998-12-01 | 8000 | Gasoline (PUL) | COMPARTMENT B | Double Walled | Composite (Steel/Fiberglass) | Pressure | Double Walled | Fiberglass Reinforced Plastic
0-002242 | GENERAL METALS MANUFACTURING & SUPPLY CO | 2727 W WELDON AVE | PHOENIX | AZ | 85017 | Maricopa | 1 | Perm Closure | 1971-12-19 | 1000 | Gasoline | COMPARTMENT A | Single Walled | Asphalt coated or Bare Steel |  |  |  | Removal | 1989-11-14
0-009236 | MAYER MARKET | 9985 S STATE ROUTE 69 | MAYER | AZ | 86333 | Yavapai | 1 | Open | 1997-09-23 | 12000 | Gasoline (UL) | COMPARTMENT A | Double Walled | Composite (Steel/Fiberglass) | Pressure | Double Walled | Fiberglass Reinforced Plastic
0-002515 | HOLT OIL COMPANY INC | 111 S MARTIN AVE | GILA BEND | AZ | 85337 | Maricopa | 3 | Perm Closure | 1972-01-01 | 1000 | Used Oil/Waste Oil | COMPARTMENT A | Single Walled | Asphalt coated or Bare Steel |  |  |  | Removal | 1976-01-01
0-006724 | IMPERIAL LITHO & DRYOGRAPHY, INC | 210 S 4TH AVE | PHOENIX | AZ | 85003 | Maricopa | 2 | Perm Closure | 1970-01-01 | 10000 | Gasoline | COMPARTMENT A | Double Walled | Asphalt coated or Bare Steel |  |  |  | Removal | 1990-02-07
0-009992 | EXPRESS FUELS | 261 N WHITE MOUNTAIN RD | SHOW LOW | AZ | 85901 | Navajo | 2 | Open | 2003-11-04 | 10000 | Diesel | COMPARTMENT B | Double Walled | Fiberglass Reinforced Plastic
0-010059 | CENTRAL MADISON DEVELOPMENT LLC | 201 S CENTRAL AVE | PHOENIX | AZ | 85004 | Maricopa | 2 | Perm Closure | 1940-01-01 | 1000 | Unidentified | COMPARTMENT A | Single Walled | Asphalt coated or Bare Steel |  |  |  | Removal | 2005-06-22
0-002530 | SUDDATH RELOCATION SYSTEMS OF ARIZONA LLC | 1717 E RAIRDAN LN | PHOENIX | AZ | 85034 | Maricopa | 3 | Perm Closure | 1984-01-01 | 550 | Used Oil/Waste Oil | COMPARTMENT A | Single Walled | Asphalt coated or Bare Steel |  |  |  | Removal | 2017-05-10
0-009370 | HENRY HOLDINGS | 1977 HWY 260 | HEBER | AZ | 85928 | Navajo | 3 | Open | 1997-09-19 | 6000 | Diesel | COMPARTMENT A | Double Walled | Fiberglass Reinforced Plastic | Pressure | Double Walled | Fiberglass Reinforced Plastic
0-009370 | HENRY HOLDINGS | 1977 HWY 260 | HEBER | AZ | 85928 | Navajo | 1 | Open | 1997-09-19 | 12000 | Gasoline (UL) | COMPARTMENT A | Double Walled | Fiberglass Reinforced Plastic | Pressure | Double Walled | Fiberglass Reinforced Plastic
0-009860 | LIBERTY ELEMENTARY SCHOOL - BUS BARN | 19818 W US HIGHWAY 85 | BUCKEYE | AZ | 85326 | Maricopa | 3 | Open | 1987-11-01 | 10000 | Gasoline | COMPARTMENT A | Single Walled | Fiberglass Reinforced Plastic | Pressure |  | Fiberglass Reinforced Plastic
0-002431 | SIEBE HAMSTRA | 900 E GERMANN RD | CHANDLER | AZ | 85286 | Maricopa | 2 | Perm Closure | 1974-01-26 | 6000 | Diesel | COMPARTMENT A | Single Walled | Asphalt coated or Bare Steel | Suction - Check Valve at the Tank Top |  |  | Removal | 1990-11-15
0-000905 | SAPRA ENTERPRISES | 9202 E MAIN ST | MESA | AZ | 85207 | Maricopa | 3 | Open | 1986-01-01 | 12000 | Gasoline | COMPARTMENT A | Double Walled | Fiberglass Reinforced Plastic | Pressure | Double Walled | Fiberglass Reinforced Plastic
0-007336 | APPETITOS | 9814 N 19TH DR | PHOENIX | AZ | 85021 | Maricopa | 1 | Perm Closure | 1964-01-01 | 1000 | Gasoline | COMPARTMENT A | Unknown | Asphalt coated or Bare Steel |  |  |  | Closed in Place | 1977-01-01
0-005971 | MUNDS PARK CHEVRON | 17700 S MUNDS RANCH RD | MUNDS PARK | AZ | 86017 | Coconino | 3 | Open | 1989-01-01 | 10000 | Diesel | COMPARTMENT A | Double Walled | Composite (Steel/Fiberglass) | Pressure | Single Walled | Bare or Galvanized Steel
0-000409 | APS - WEST 1ST STREET YARD | 735 W 1ST ST | CASA GRANDE | AZ | 85122 | Pinal | 2 | Perm Closure | 1976-01-01 | 1000 | Diesel | COMPARTMENT A |  | Asphalt coated or Bare Steel |  |  |  | Removal | 1988-11-01
0-005304 | ADOT | 695 W SAINT MARYS RD | TUCSON | AZ | 85701 | Pima | 3 | Perm Closure | 1968-01-01 | 550 | Used Oil/Waste Oil | COMPARTMENT A |  | Asphalt coated or Bare Steel | Gravity Feed |  | Fiberglass Reinforced Plastic | Removal | 1996-04-17
0-005280 | UNOCAL #3982 | 1538 E BUCKEYE RD | PHOENIX | AZ | 85034 | Maricopa | 2 | Perm Closure | 1984-04-15 | 12000 | Gasoline | COMPARTMENT A | Double Walled | Fiberglass Reinforced Plastic |  |  |  | Removal | 1990-05-30
0-004446 | SHAMROCK FOODS - N BLACK CANYON HWY | 2228 N BLACK CANYON HWY | PHOENIX | AZ | 85009 | Maricopa | 4 | Perm Closure | 1975-04-02 | 1000 | Gasoline | COMPARTMENT A | Double Walled | Asphalt coated or Bare Steel |  |  |  | Removal | 1989-10-31
0-001061 | CHEVRON #9-5805 | 8301 E 22ND ST | TUCSON | AZ | 85710 | Pima | 3 | Perm Closure | 1966-01-01 | 3000 | Gasoline | COMPARTMENT A |  | Asphalt coated or Bare Steel | Pressure |  |  | Removal | 1991-09-30
0-010259 | CIRCLE K STORE #2703377 | 3010 S GILBERT RD | CHANDLER | AZ | 85286 | Maricopa | 1 | Open | 2008-10-21 | 20000 | Gasoline | COMPARTMENT A | Double Walled | Fiberglass Reinforced Plastic | Pressure | Double Walled | Fiberglass Reinforced Plastic
0-004200 | DOLLAR RENT A CAR | 6930 S TUCSON BLVD | TUCSON | AZ | 85756 | Pima | 2 | Perm Closure | 1965-01-01 | 550 | Used Oil/Waste Oil | COMPARTMENT A |  | Asphalt coated or Bare Steel |  |  |  | Removal | 1990-09-11
0-005683 | CITY OF WINSLOW - POLICE DEPARTMENT YARD | 115 E SECOND ST | WINSLOW | AZ | 86047 | Navajo | 2 | Perm Closure | 1972-01-04 | 2000 | Gasoline | COMPARTMENT A | Unknown | Asphalt coated or Bare Steel |  |  |  | Removal | 1995-08-31
0-005426 | CIRCLE K STORE #2703393 | 301 N 43RD AVE | PHOENIX | AZ | 85009 | Maricopa | 5 | Open | 2008-11-07 | 20000 | Diesel | COMPARTMENT A | Double Walled | Fiberglass Reinforced Plastic | Pressure | Double Walled | Fiberglass Reinforced Plastic
0-005586 | SAUNDERS SYSTEMS | 3220 E MCDOWELL RD | PHOENIX | AZ | 85008 | Maricopa | 6 | Perm Closure | 2006-08-07 | 10000 | Diesel | COMPARTMENT A |  | Asphalt coated or Bare Steel |  |  |  | Removal | 1988-01-01
0-005586 | SAUNDERS SYSTEMS | 3220 E MCDOWELL RD | PHOENIX | AZ | 85008 | Maricopa | 3 | Perm Closure | 2006-08-07 | 10000 | Diesel | COMPARTMENT A |  | Asphalt coated or Bare Steel |  |  |  | Removal | 1988-01-01
0-005586 | SAUNDERS SYSTEMS | 3220 E MCDOWELL RD | PHOENIX | AZ | 85008 | Maricopa | 7 | Perm Closure | 2006-08-07 | 10000 | Diesel | COMPARTMENT A |  | Asphalt coated or Bare Steel |  |  |  | Removal | 1988-01-01
0-009089 | BLEHI PROPERTY/YOUNG/GULF OIL |  | SALOME |  |  | La Paz | 5 | Perm Closure | 1940-01-01 | 10000 | Gasoline | COMPARTMENT A |  | Asphalt coated or Bare Steel | Suction - Check Valve at the Dispenser |  | Bare or Galvanized Steel | Removal | 2000-01-27
0-009089 | BLEHI PROPERTY/YOUNG/GULF OIL |  | SALOME |  |  | La Paz | 2 | Perm Closure | 1940-01-01 | 7500 | Gasoline | COMPARTMENT A |  | Asphalt coated or Bare Steel | Suction - Check Valve at the Dispenser |  | Bare or Galvanized Steel | Removal | 2000-01-27
0-002736 | SUNWARD | 11701 W INDIAN SCHOOL RD | AVONDALE | AZ | 85392 | Maricopa | 1 | Perm Closure | 1981-01-01 | 8000 | Diesel | COMPARTMENT A |  | Asphalt coated or Bare Steel |  |  |  | Removal | 1989-12-22
0-005359 | USDA FS - APACHE SITGREAVES NF - CHEVELON RANGE |  | CHEVELON CROSSING |  |  | Coconino | 2 | Perm Closure | 1966-03-28 | 1500 | Diesel | COMPARTMENT A | Unknown | Asphalt coated or Bare Steel |  |  |  | Removal | 1989-05-18
0-004630 | 7-ELEVEN #18487 | 1850 W INDIAN SCHOOL RD | PHOENIX | AZ | 85015 | Maricopa | 3 | Perm Closure | 1985-02-04 | 9700 | Gasoline | COMPARTMENT A | Unknown | Fiberglass Reinforced Plastic |  |  |  | Removal | 1991-12-10
0-002455 | WHITE MOUNTAIN UNOCAL 76 | 1040 E DEUCE OF CLUBS | SHOW LOW | AZ | 85901 | Navajo | 9 | Perm Closure | 1989-08-15 | 10000 | Diesel | COMPARTMENT A | Double Walled | Fiberglass Reinforced Plastic | Pressure |  | Fiberglass Reinforced Plastic | Removal | 2019-04-18
0-007150 | CITRUS VALLEY GIN |  | GILA BEND |  |  | Maricopa | 1 | Perm Closure | 1981-01-01 | 500 | Diesel | COMPARTMENT A | Unknown | Unknown |  |  |  | Removal | 1991-01-29
0-002215 | GANNETT OUTDOOR | 2502 N BLACK CANYON HWY | PHOENIX | AZ | 85009 | Maricopa | 4 | Perm Closure | 2019-07-03 | 10000 | Unidentified | COMPARTMENT A | Single Walled | Composite (Steel/Fiberglass) |  |  |  | Removal | 2019-06-12
0-002215 | GANNETT OUTDOOR | 2502 N BLACK CANYON HWY | PHOENIX | AZ | 85009 | Maricopa | 3 | Perm Closure | 1976-05-05 | 5000 | Gasoline | COMPARTMENT A | Single Walled | Asphalt coated or Bare Steel |  |  |  | Removal | 1988-12-01
0-002215 | GANNETT OUTDOOR | 2502 N BLACK CANYON HWY | PHOENIX | AZ | 85009 | Maricopa | 2 | Perm Closure | 1966-05-05 | 1000 | Gasoline | COMPARTMENT A | Single Walled | Asphalt coated or Bare Steel |  |  |  | Removal | 1988-12-01
0-010021 | FRY FUEL CENTER #137 | 7050 E 22ND ST | TUCSON | AZ | 85710 | Pima | 1 | Open | 2003-10-02 | 8000 | Diesel | COMPARTMENT B | Double Walled | Asphalt coated or Bare Steel
0-009934 | NCD | 5060 W BELL RD | PHOENIX | AZ | 85308 | Maricopa | 1 | Open | 2001-05-01 | 12000 | Gasoline (PUL) | COMPARTMENT B | Double Walled | Fiberglass Reinforced Plastic
0-001174 | CIRCLE K #89 | 1829 W GRANT ST | PHOENIX | AZ | 85007 | Maricopa | 2 | Perm Closure | 1982-01-01 | 10000 | Gasoline | COMPARTMENT A |  | Asphalt coated or Bare Steel |  |  |  | Removal | 1987-11-16
0-004131 | REPPEL STEEL & SUPPLY CO INC | 3119 E MADISON ST | PHOENIX | AZ | 85034 | Maricopa | 1 | Perm Closure | 1974-04-22 | 10000 | Diesel | COMPARTMENT A | Double Walled | Asphalt coated or Bare Steel |  |  |  | Removal | 1991-03-19
0-003769 | PHILLIPS 66 COMPANY #019681 | 332 W AJO WAY | TUCSON | AZ | 85713 | Pima | 1 | Temp Closure | 1964-01-01 | 6000 | Gasoline | COMPARTMENT A |  | Asphalt coated or Bare Steel |  |  |  |  | 1983-10-01
0-009109 | COTTMAN TRANSMISSION | 4028 N 24TH ST | PHOENIX | AZ | 85016 | Maricopa | 1 | Perm Closure | 2005-06-17 | 1000 | Unidentified | COMPARTMENT A | Single Walled | Asphalt coated or Bare Steel |  |  |  | Removal | 1997-06-12
0-002709 | GAS-N-GRUB 5 | 2805 E NORTHERN AVE | KINGMAN | AZ | 86409 | Mohave | 2 | Perm Closure | 1984-01-01 | 12000 | Gasoline | COMPARTMENT A | Single Walled | Asphalt coated or Bare Steel | Pressure |  | Fiberglass Reinforced Plastic | Removal | 2019-03-07
0-005770 | COCHISE COUNTY - JAIL | 834 E HIGHWAY 80 | BISBEE | AZ | 85603 | Cochise | 1 | Perm Closure | 1985-06-22 | 550 | Diesel | COMPARTMENT A | Double Walled | Fiberglass Reinforced Plastic | Pressure |  | Bare or Galvanized Steel | Closed in Place | 1999-12-15
0-006170 | CITY OF WILLIAMS - CITY SHOP | 800 AIRPORT RD | WILLIAMS | AZ | 86046 | Coconino | 3 | Perm Closure | 1978-05-13 | 4000 | Diesel | COMPARTMENT A | Double Walled | Asphalt coated or Bare Steel |  |  |  | Removal | 1988-12-01
0-008855 | CITIZENS TRANSFER & STORAGE CO I | 1320 S EUCLID AVE | TUCSON | AZ | 85713 | Pima | 1 | Perm Closure | 1985-01-01 | 4000 | Diesel | COMPARTMENT A | Double Walled | Asphalt coated or Bare Steel | Suction - Check Valve at the Tank Top |  | Bare or Galvanized Steel | Removal | 1998-10-29
0-008514 | CIRCLE K #2705298 | 1250 E CHANDLER BLVD | PHOENIX | AZ | 85048 | Maricopa | 3 | Open | 1994-12-01 | 12000 | Gasoline | COMPARTMENT A | Double Walled | Fiberglass Reinforced Plastic | Pressure | Double Walled | Fiberglass Reinforced Plastic
0-008514 | CIRCLE K #2705298 | 1250 E CHANDLER BLVD | PHOENIX | AZ | 85048 | Maricopa | 2 | Open | 1994-12-01 | 10000 | Gasoline | COMPARTMENT A | Double Walled | Fiberglass Reinforced Plastic | Pressure | Double Walled | Fiberglass Reinforced Plastic
0-009282 | CIRCLE K #2705549 | 4939 E RAY RD | PHOENIX | AZ | 85044 | Maricopa | 2 | Open | 1998-01-27 | 15000 | Gasoline | COMPARTMENT A | Double Walled | Fiberglass Reinforced Plastic | Pressure | Double Walled | Fiberglass Reinforced Plastic
0-001668 | CIRCLE K #2708591 | 505 W GUADALUPE RD | TEMPE | AZ | 85283 | Maricopa | 2 | Open | 1988-01-19 | 10000 | Gasoline | COMPARTMENT A | Double Walled | Fiberglass Reinforced Plastic | Pressure | Single Walled | Fiberglass Reinforced Plastic
0-006636 | CIRCLE K #2708744 | 9515 E GOLF LINKS RD | TUCSON | AZ | 85730 | Pima | 3 | Open | 1988-02-12 | 10000 | Gasoline | COMPARTMENT A | Double Walled | Fiberglass Reinforced Plastic | Pressure |  | Fiberglass Reinforced Plastic
0-001440 | FLOWING WELLS & PRINCE RD MOBIL | 1380 W PRINCE RD | TUCSON | AZ | 85705 | Pima | 2 | Perm Closure | 1970-01-01 | 10000 | Gasoline | COMPARTMENT A | Single Walled | Asphalt coated or Bare Steel |  |  |  | Removal | 1989-06-15
0-001440 | FLOWING WELLS & PRINCE RD MOBIL | 1380 W PRINCE RD | TUCSON | AZ | 85705 | Pima | 7 | Perm Closure | 1991-01-01 | 10000 | Gasoline | COMPARTMENT A | Double Walled | Composite (Steel/Fiberglass) | Pressure | Double Walled | Fiberglass Reinforced Plastic | Removal | 2015-08-11
0-001472 | CIRCLE K #2701754 | 820 W 32ND ST | YUMA | AZ | 85364 | Yuma | 2 | Open | 1986-01-01 | 10000 | Gasoline | COMPARTMENT A | Single Walled | Fiberglass Reinforced Plastic | Pressure | Single Walled | Fiberglass Reinforced Plastic
0-001530 | CIRCLE K #2701938 | 2439 W UNION HILLS DR | PHOENIX | AZ | 85027 | Maricopa | 3 | Open | 1986-01-01 | 10000 | Gasoline | COMPARTMENT A | Single Walled | Fiberglass Reinforced Plastic | Pressure |  | Fiberglass Reinforced Plastic
0-002053 | E-Z SERVE/QUIK MART #100918 | 1204 N ALVERNON WAY | TUCSON | AZ | 85712 | Pima | 1 | Perm Closure | 1979-01-01 | 10000 | Gasoline | COMPARTMENT A | Single Walled | Asphalt coated or Bare Steel | Pressure | Single Walled | Bare or Galvanized Steel | Removal | 1992-07-28
0-001938 | EMPIRE TRANSPORT | 34 W IRON AVE | MESA | AZ | 85210 | Maricopa | 10 | Perm Closure | 1969-01-01 | 500 | Used Oil/Waste Oil | COMPARTMENT A |  | Asphalt coated or Bare Steel |  |  |  | Removal | 1988-07-01
0-007918 | ESTATE AUTO SALES | 11215 GRAND AVE | YOUNGTOWN | AZ | 85363 | Maricopa | 1 | Perm Closure | 2005-06-17 | 4000 | Gasoline | COMPARTMENT A | Unknown | Asphalt coated or Bare Steel | Pressure |  |  | Removal | 1992-08-20
0-004876 | PARCEL 112-09-23 | 1706 W BUCHANAN ST | PHOENIX | AZ | 85007 | Maricopa | 2 | Perm Closure | 2005-06-17 | 1000 | Gasoline | COMPARTMENT A | Unknown | Asphalt coated or Bare Steel | Suction - Check Valve at the Tank Top |  | Bare or Galvanized Steel | Removal | 1991-01-01
0-003916 | PINAL COUNTY HIGHWAY DEPARTMENT | 305 E SUPERSTITION BLVD | APACHE JUNCTION | AZ | 85119 | Pinal | 2 | Perm Closure | 1968-01-01 | 10000 | Gasoline | COMPARTMENT A | Single Walled | Asphalt coated or Bare Steel | Suction - Check Valve at the Tank Top |  |  | Removal | 1998-02-18
0-003788 | PHILLIPS 66 COMPANY #071803 | 700 E 32ND ST | YUMA | AZ | 85365 | Yuma | 1 | Perm Closure | 1974-01-01 | 9970 | Gasoline | COMPARTMENT A |  | Asphalt coated or Bare Steel |  |  |  | Removal | 1978-07-03
0-002891 | PHOENIX JOB CORPS | 500 S CENTRAL AVE | PHOENIX | AZ | 85004 | Maricopa | 1 | Perm Closure | 2005-06-17 | 500 | Gasoline | COMPARTMENT A |  | Asphalt coated or Bare Steel |  |  |  | Removal | 1986-05-01
0-003727 | TED & BOB'S SERVICE | 6502 N 16TH ST | PHOENIX | AZ | 85016 | Maricopa | 4 | Perm Closure | 1978-01-01 | 6000 | Gasoline | COMPARTMENT A | Single Walled | Asphalt coated or Bare Steel | Pressure | Single Walled | Bare or Galvanized Steel | Closed in Place | 1999-11-17
0-003727 | TED & BOB'S SERVICE | 6502 N 16TH ST | PHOENIX | AZ | 85016 | Maricopa | 1 | Perm Closure | 1978-01-01 | 300 | Used Oil/Waste Oil | COMPARTMENT A | Single Walled | Concrete | Gravity Feed | Single Walled | Bare or Galvanized Steel | Removal | 2007-01-23
0-003576 | ORBAN EXCAVATING INC | 10800 E IRVINGTON RD | TUCSON | AZ | 85730 | Pima | 2 | Perm Closure | 2005-06-17 | 1000 | Unidentified | COMPARTMENT A |  | Asphalt coated or Bare Steel |  |  |  | Removal | 2013-09-17
0-009854 | PARCEL 118-14-013C | 1366 E THOMAS RD | PHOENIX | AZ | 85014 | Maricopa | 1 | Perm Closure | 2005-06-17 | 550 | Unidentified | COMPARTMENT A | Single Walled | Asphalt coated or Bare Steel |  |  |  | Removal | 2002-05-23
0-009854 | PARCEL 118-14-013C | 1366 E THOMAS RD | PHOENIX | AZ | 85014 | Maricopa | 4 | Perm Closure | 2005-06-17 | 550 | Unidentified | COMPARTMENT A | Single Walled | Asphalt coated or Bare Steel |  |  |  | Removal | 2002-05-23
0-010644 | PENSKE TRUCK LEASING | 1100 N 43RD AVE | PHOENIX | AZ | 85043 | Maricopa | 1 | Open | 2019-06-11 | 20000 | Diesel | COMPARTMENT A | Double Walled | Fiberglass Reinforced Plastic | Pressure | Double Walled | Fiberglass Reinforced Plastic
0-010634 | FIREBIRD FUEL CO | 5821 W BUCKEYE RD | PHOENIX | AZ | 85043 | Maricopa | 2 | Open | 2019-03-18 | 12000 | Red Diesel | COMPARTMENT A |  |  | Pressure | Double Walled | Fiberglass Reinforced Plastic
0-010654 | QUIKTRIP 473 | 20221 S GILBERT RD | CHANDLER | AZ | 85286 | Maricopa | 4 | Open | 2019-04-08 | 10000 | Gasoline (PUL) | COMPARTMENT A | Double Walled | Fiberglass Reinforced Plastic | Pressure | Double Walled | Fiberglass Reinforced Plastic
0-009130 | PACIFIC PRIDE | 214 W LONGHORN RD | PAYSON | AZ | 85541 | Gila | 2 | Open | 1997-01-05 | 15000 | Gasoline | COMPARTMENT A | Double Walled | Fiberglass Reinforced Plastic | Pressure | Double Walled | Fiberglass Reinforced Plastic
0-002665 | ARIZONA ARMY NATIONAL GUARD - MAINTENANCE SUB SHOP | 98 W 1ST ST | YUMA | AZ | 85364 | Yuma | 1 | Perm Closure | 1959-01-01 | 1000 | Gasoline | COMPARTMENT A | Single Walled | Asphalt coated or Bare Steel |  |  |  | Removal | 1989-06-15
0-006196 | CHEVRON | 18441 N 7TH ST | PHOENIX | AZ | 85022 | Maricopa | 5 | Perm Closure | 1987-01-01 | 10000 | Gasoline | COMPARTMENT A | Double Walled | Fiberglass Reinforced Plastic |  |  |  | Removal | 1991-07-31
0-006196 | CHEVRON | 18441 N 7TH ST | PHOENIX | AZ | 85022 | Maricopa | 1 | Perm Closure | 1987-01-01 | 10000 | Gasoline | COMPARTMENT A | Double Walled | Fiberglass Reinforced Plastic | Pressure |  | Fiberglass Reinforced Plastic | Removal | 2015-05-07
0-009018 | CIRCLE K STORE #2709178 | 7870 W BELL RD | GLENDALE | AZ | 85308 | Maricopa | 3 | Perm Closure | 1996-06-01 | 12000 | Gasoline | COMPARTMENT A | Double Walled | Fiberglass Reinforced Plastic | Pressure | Double Walled | Fiberglass Reinforced Plastic | Removal | 2016-08-01
0-007438 | EXXONMOBIL OIL CORP #17869 | 1221 N RECKER RD | MESA | AZ | 85205 | Maricopa | 3 | Perm Closure | 1989-06-01 | 10000 | Gasoline | COMPARTMENT A | Double Walled | Fiberglass Reinforced Plastic | Pressure |  | Fiberglass Reinforced Plastic | Removal | 2007-05-16
0-009953 | SAFEWAY #1636 | 5810 W THUNDERBIRD RD | GLENDALE | AZ | 85306 | Maricopa | 2 | Perm Closure | 2003-04-04 | 20000 | Gasoline | COMPARTMENT A | Double Walled | Fiberglass Reinforced Plastic | Pressure | Double Walled | Fiberglass Reinforced Plastic | Removal | 2019-11-21
0-004238 | SAFEWAY - DISTRIBUTION CENTER | 1115 W ALAMEDA DR | TEMPE | AZ | 85282 | Maricopa | 4 | Perm Closure | 1990-12-13 | 15000 | Diesel | COMPARTMENT A | Double Walled | Fiberglass Reinforced Plastic | Pressure |  | Fiberglass Reinforced Plastic | Removal | 2018-09-13
0-010675 | MAVERIK #562 | 650 WHIPPLE ST | PRESCOTT | AZ | 86301 | Yavapai | 4 | Open | 2017-02-13 | 8000 | Gasoline (PUL) | COMPARTMENT A | Double Walled | Fiberglass Reinforced Plastic | Pressure | Double Walled | Flexible
0-010675 | MAVERIK #562 | 650 WHIPPLE ST | PRESCOTT | AZ | 86301 | Yavapai | 3 | Open | 2017-02-13 | 12000 | Diesel | COMPARTMENT A | Double Walled | Fiberglass Reinforced Plastic | Pressure | Double Walled | Flexible
0-008353 | RILLITO REGIONAL PARK | 4502 N 1ST AVE | TUCSON | AZ | 85718 | Pima | 1 | Perm Closure | 2005-06-17 | 550 | Diesel | COMPARTMENT A | Double Walled | Asphalt coated or Bare Steel |  |  |  | Removal | 1994-08-11
0-000728 | RANDY BLANSETT |  | JOSEPH CITY |  |  | Navajo | 1 | Perm Closure | 2005-06-17 | 8000 | Gasoline | COMPARTMENT A |  | Asphalt coated or Bare Steel |  |  |  | Removal | 1994-02-03
0-000728 | RANDY BLANSETT |  | JOSEPH CITY |  |  | Navajo | 2 | Perm Closure | 2005-06-17 |  | Gasoline | COMPARTMENT A |  | Asphalt coated or Bare Steel |  |  |  | Removal | 1994-02-03
0-004457 | PRESCOTTONIAN TEXACO | 1317 E GURLEY ST | PRESCOTT | AZ | 86301 | Yavapai | 1 | Perm Closure | 1979-05-07 | 4000 | Gasoline | COMPARTMENT A | Double Walled | Asphalt coated or Bare Steel |  |  |  | Removal | 1986-09-10
0-002532 | PRINCESS PROPERTY MANAGEMENT | 1045 E CURRY RD | TEMPE | AZ | 85281 | Maricopa | 1 | Perm Closure | 1972-03-19 | 1000 | Diesel | COMPARTMENT A | Single Walled | Asphalt coated or Bare Steel | Suction - Check Valve at the Tank Top |  |  | Removal | 1993-01-01
0-007014 | PURCELL |  | FLAGSTAFF |  |  | Coconino | 1 | Perm Closure | 2005-06-17 |  | Unidentified | COMPARTMENT A | Unknown | Unknown |  |  |  | Removal | 1990-08-31
0-004012 | Q LUBE #1137 | 7381 E BROADWAY BLVD | TUCSON | AZ | 85710 | Pima | 4 | Perm Closure | 1960-01-01 | 500 | Used Oil/Waste Oil | COMPARTMENT A | Unknown | Asphalt coated or Bare Steel |  |  |  | Removal | 1990-05-23
0-004012 | Q LUBE #1137 | 7381 E BROADWAY BLVD | TUCSON | AZ | 85710 | Pima | 1 | Perm Closure | 1986-06-16 | 5000 | Unidentified | COMPARTMENT A | Unknown | Asphalt coated or Bare Steel | Suction - Check Valve at the Tank Top |  |  | Removal | 1996-01-31
0-001294 | CIRCLE K #726 | 5301 S PARK AVE | TUCSON | AZ | 85706 | Pima | 1 | Perm Closure | 1972-01-01 | 10000 | Gasoline | COMPARTMENT A |  | Asphalt coated or Bare Steel | Pressure |  |  | Removal | 1994-04-13
0-005540 | B & B FORD LINCOLN MERCURY | 2960 E FRY BLVD | SIERRA VISTA | AZ | 85635 | Cochise | 2 | Perm Closure | 1972-01-27 | 750 | Used Oil/Waste Oil | COMPARTMENT A | Unknown | Asphalt coated or Bare Steel |  |  |  | Removal | 1991-05-17
0-003058 | MARICOPA COUNTY - BARTLETT LAKE AID STATION |  | SCOTTSDALE |  |  | Maricopa | 2 | Perm Closure | 1981-04-13 | 1000 | Gasoline | COMPARTMENT A | Double Walled | Asphalt coated or Bare Steel |  |  |  | Removal | 1988-01-01
0-003058 | MARICOPA COUNTY - BARTLETT LAKE AID STATION |  | SCOTTSDALE |  |  | Maricopa | 1 | Perm Closure | 1981-04-13 | 1000 | Diesel | COMPARTMENT A | Double Walled | Asphalt coated or Bare Steel |  |  |  | Removal | 1988-01-01
0-000366 | AG&F | 310 LAKE MARY RD | FLAGSTAFF | AZ | 86001 | Coconino | 1 | Perm Closure | 1981-01-01 | 3000 | Gasoline | COMPARTMENT A |  | Asphalt coated or Bare Steel | Suction - Check Valve at the Tank Top |  |  | Removal | 1990-12-19
0-008097 | ARIZONA TEAMSTERS APPRENTICESHIP | 1820 W BROADWAY RD | PHOENIX | AZ | 85041 | Maricopa | 1 | Perm Closure | 1973-01-01 | 10000 | Gasoline | COMPARTMENT A | Unknown | Asphalt coated or Bare Steel | Suction - Check Valve at the Tank Top |  | Bare or Galvanized Steel | Removal | 1992-12-30
0-001710 | ANDY DEVINE 76 | 3041 E ANDY DEVINE AVE | KINGMAN | AZ | 86401 | Mohave | 1 | Open | 1973-01-01 | 10000 | Gasoline | COMPARTMENT A | Single Walled | Asphalt coated or Bare Steel | Pressure | Double Walled | Flexible
0-001710 | ANDY DEVINE 76 | 3041 E ANDY DEVINE AVE | KINGMAN | AZ | 86401 | Mohave | 6 | Perm Closure | 1972-01-01 | 550 | Used Oil/Waste Oil | COMPARTMENT A | Single Walled | Asphalt coated or Bare Steel | Gravity Feed | Single Walled | Bare or Galvanized Steel | Removal | 2000-02-10
0-003059 | MARICOPA COUNTY - APACHE LAKE AID STATION |  | FISH CREEK (HISTORICAL) |  |  | Maricopa | 1 | Perm Closure | 1981-04-13 | 1000 | Gasoline | COMPARTMENT A | Unknown | Asphalt coated or Bare Steel |  |  |  | Closed in Place | 1988-01-01
0-009736 | FRY'S FOOD STORES | 7509 W CACTUS RD | PEORIA | AZ | 85381 | Maricopa | 1 | Perm Closure | 2001-01-18 | 10000 | Gasoline | COMPARTMENT A | Double Walled | Fiberglass Reinforced Plastic | Pressure | Double Walled | Flexible | Removal | 2013-12-12
0-000288 | ADOT - CORDES JUNCTION MAINTENANCE YARD |  | CORDES JUNCTION |  |  | Yavapai | 1 | Perm Closure | 1981-01-01 | 12000 | Gasoline (UL) | COMPARTMENT A | Single Walled | Asphalt coated or Bare Steel | Suction - Check Valve at the Tank Top | Single Walled | Bare or Galvanized Steel | Removal | 1999-11-16
0-000257 | ADOT - LOWELL MATERIAL STORAGE |  | BISBEE |  |  | Cochise | 1 | Perm Closure | 1961-01-01 | 1000 | Gasoline | COMPARTMENT A |  | Asphalt coated or Bare Steel |  |  |  | Removal | 1990-11-29
0-003943 | AAMCO TRANSMISSIONS | 5440 W GLENDALE AVE | GLENDALE | AZ | 85301 | Maricopa | 2 | Perm Closure | 1983-01-01 | 550 | Used Oil/Waste Oil | COMPARTMENT A | Single Walled | Asphalt coated or Bare Steel |  |  |  | Removal | 2000-03-13
0-001172 | CIRCLE K #61 | 951 W APACHE TRL | APACHE JUNCTION | AZ | 85120 | Pinal | 2 | Perm Closure | 1977-01-01 | 6000 | Gasoline | COMPARTMENT A |  | Asphalt coated or Bare Steel |  |  |  | Removal | 1994-05-04
0-001183 | CIRCLE K #145 | 1101 S RURAL RD | TEMPE | AZ | 85281 | Maricopa | 2 | Perm Closure | 1970-01-01 | 10000 | Gasoline | COMPARTMENT A |  | Asphalt coated or Bare Steel |  |  |  | Removal | 1988-08-03
0-004978 | NEXTEER AUTOMOTIVE | 1230 W GILA BEND HWY | CASA GRANDE | AZ | 85122 | Pinal | 1 | Perm Closure | 1978-01-01 | 5000 | Diesel | COMPARTMENT A |  | Asphalt coated or Bare Steel |  |  |  | Removal | 1991-08-14
0-008650 | CELENTANO PROPERTY | 2976 N 1ST AVE | TUCSON | AZ | 85719 | Pima | 4 | Perm Closure | 1971-05-01 | 6000 | Gasoline | COMPARTMENT A | Double Walled | Asphalt coated or Bare Steel | Suction - Check Valve at the Tank Top |  |  | Removal | 1995-06-08
0-009611 | CHARLES SCHWAB | 4701 E FRANCISCO DR | PHOENIX | AZ | 85044 | Maricopa | 3 | Open | 1999-10-07 | 10000 | Diesel | COMPARTMENT A | Double Walled | Fiberglass Reinforced Plastic | Suction - Check Valve at the Dispenser | Double Walled | Fiberglass Reinforced Plastic
0-004430 | SELLERS PETROLEUM | 490 S GILA ST | YUMA | AZ | 85364 | Yuma | 2 | Perm Closure | 1985-01-01 | 10000 | Gasoline | COMPARTMENT A | Double Walled | Fiberglass Reinforced Plastic | Pressure |  | Fiberglass Reinforced Plastic | Removal | 2012-03-22
0-001960 | BROWN EVANS DISTRIBUTING | 1149 S SIRRINE | MESA | AZ | 85210 | Maricopa | 2 | Perm Closure | 1979-01-01 | 10000 | Diesel | COMPARTMENT A |  | Asphalt coated or Bare Steel | Pressure |  |  | Removal | 2006-06-09
0-009238 | CARONDELET HEART & VASCULAR INSTITUTE | 4888 N STONE AVE | TUCSON | AZ | 85704 | Pima | 2 | Perm Closure | 1997-09-19 | 6000 | Diesel | COMPARTMENT A | Double Walled | Fiberglass Reinforced Plastic | Pressure |  | Bare or Galvanized Steel | Removal | 2020-08-14
0-000943 | UNION HILLS HUB | 3501 W UNION HILLS DR | GLENDALE | AZ | 85308 | Maricopa | 3 | Open | 1985-04-18 | 10000 | Diesel | COMPARTMENT A | Single Walled | Asphalt coated or Bare Steel
0-002625 | USDA FS - TONTO BASIN WORK CENTER |  | PUNKIN CENTER |  |  | Gila | 1 | Perm Closure | 1930-01-01 | 1000 | Gasoline | COMPARTMENT A | Single Walled | Asphalt coated or Bare Steel |  |  |  | Removal | 1991-10-08
0-004903 | TESORO GASOLINE MARKETING CO | 1826 E BASELINE RD | TEMPE | AZ | 85283 | Maricopa | 1 | Perm Closure | 1976-05-07 | 10000 | Gasoline | COMPARTMENT A | Unknown | Unknown |  |  |  | Removal | 1982-05-01
0-004938 | TEXACO #60-349-1024 | 7401 E MCDOWELL RD | SCOTTSDALE | AZ | 85257 | Maricopa | 2 | Perm Closure | 1985-05-07 | 10000 | Gasoline | COMPARTMENT A | Double Walled | Fiberglass Reinforced Plastic | Pressure | Double Walled | Fiberglass Reinforced Plastic | Removal | 2005-04-20
0-004938 | TEXACO #60-349-1024 | 7401 E MCDOWELL RD | SCOTTSDALE | AZ | 85257 | Maricopa | 5 | Perm Closure | 1985-05-07 | 550 | Used Oil/Waste Oil | COMPARTMENT A | Double Walled | Fiberglass Reinforced Plastic | Gravity Feed |  | Fiberglass Reinforced Plastic | Removal | 2005-04-20
0-000816 | BUXTON-SMITH MERC CO | 1702 S EUCLID AVE | TUCSON | AZ | 85713 | Pima | 4 | Perm Closure | 1979-01-01 | 5000 | Diesel | COMPARTMENT A |  | Asphalt coated or Bare Steel |  |  |  | Removal | 1990-03-13
0-002380 | AMERIGAS PROPANE - ST. JOHNS | 445 W CLEVELAND ST | SAINT JOHNS | AZ | 85936 | Apache | 5 | Perm Closure | 1988-09-18 | 6000 | Gasoline | COMPARTMENT A | Double Walled | Composite (Steel/Fiberglass) | Pressure | Single Walled | Bare or Galvanized Steel | Removal | 1996-04-16
0-001254 | CIRCLE K #549 | 16 N MAIN ST | EAGAR | AZ | 85925 | Apache | 6 | Open | 1996-01-04 | 10000 | Diesel | COMPARTMENT A | Single Walled | Fiberglass Reinforced Plastic | Pressure | Double Walled | Fiberglass Reinforced Plastic
0-007476 | GOAR RANCH |  | NACO |  |  | Cochise | 1 | Perm Closure | 2005-06-17 | 4000 | Diesel | COMPARTMENT A |  | Asphalt coated or Bare Steel |  |  |  | Removal | 1992-02-19
0-005348 | USDA FS - CORONADO NF - COLUMBINE WORK STATION |  | TURKEY FLAT |  |  | Graham | 1 | Perm Closure | 1976-05-19 | 1000 | Gasoline | COMPARTMENT A | Double Walled | Asphalt coated or Bare Steel | Suction - Check Valve at the Tank Top |  |  | Closed in Place | 1990-12-31
0-005883 | STANLEY'S SERVICE CENTER | 1451 N 32ND ST | PHOENIX | AZ | 85008 | Maricopa | 5 | Perm Closure | 1991-04-01 | 12000 | Gasoline | COMPARTMENT A | Double Walled | Composite (Steel/Fiberglass) | Pressure | Double Walled | Fiberglass Reinforced Plastic | Removal | 2006-09-08
0-009237 | O'MALLEY'S BAR & GRILL | 247 N 4TH AVE | TUCSON | AZ | 85705 | Pima | 1 | Perm Closure | 2005-06-17 | 250 | Unidentified | COMPARTMENT A | Single Walled | Asphalt coated or Bare Steel |  |  |  | Removal | 1998-04-06
0-004581 | ELGIN SCHOOL | 293 UPPER ELGIN RD | ELGIN | AZ | 85611 | Santa Cruz | 1 | Perm Closure | 1976-03-14 | 1000 | Gasoline | COMPARTMENT A | Unknown | Asphalt coated or Bare Steel |  |  |  | Removal | 1991-08-13
0-009421 | SOUTHWEST CO-OP | 540 E BASELINE RD | MESA | AZ | 85204 | Maricopa | 2 | Perm Closure | 1970-01-01 | 2000 | Kerosene | COMPARTMENT A | Unknown | Fiberglass Reinforced Plastic |  |  |  | Removal | 1999-02-24
0-009026 | SHIRLEY PROUTY PROPERTY |  | PHOENIX |  |  | Maricopa | 4 | Perm Closure | 1970-01-01 | 1000 | Gasoline | COMPARTMENT A |  | Asphalt coated or Bare Steel |  |  |  | Removal | 1996-12-12
0-000050 | SITE 1 MCMULLAN VALLEY RANCH1 |  | WENDEN |  |  | La Paz | 3 | Perm Closure | 2005-06-17 | 1000 | Diesel | COMPARTMENT A | Single Walled | Asphalt coated or Bare Steel | Suction - Check Valve at the Tank Top | Single Walled | Bare or Galvanized Steel | Removal | 1992-04-02
0-006804 | SHAY OIL CO #6 | 39880 E HIGHWAY 80 | TACNA | AZ | 85352 | Yuma | 1 | Perm Closure | 1976-01-01 | 10000 | Gasoline | COMPARTMENT A |  | Asphalt coated or Bare Steel | Pressure |  | Fiberglass Reinforced Plastic | Removal | 1990-03-01
0-001608 | WATERSHED CAMP |  | STONEMAN LAKE |  |  | Coconino | 1 | Perm Closure | 1966-01-01 | 1000 | Gasoline | COMPARTMENT A |  | Asphalt coated or Bare Steel |  |  |  | Removal | 1990-10-11
0-005576 | WATSON CHEVROLET INC | 1000 E 22ND ST | TUCSON | AZ | 85713 | Pima | 4 | Perm Closure | 1972-01-01 | 2000 | Gasoline | COMPARTMENT A | Single Walled | Asphalt coated or Bare Steel |  |  |  | Removal | 1988-10-04
0-005847 | CALMAT - VAL VISTA PLANT #15 | 3610 E LEHI RD | MESA | AZ | 85203 | Maricopa | 2 | Perm Closure | 1977-10-19 | 5000 | Diesel | COMPARTMENT A | Unknown | Asphalt coated or Bare Steel |  |  |  | Removal | 1990-01-01
0-001362 | CIRCLE K #1097 | 200 S HIGHWAY 92 | SIERRA VISTA | AZ | 85635 | Cochise | 1 | Perm Closure | 1977-01-01 | 10000 | Gasoline | COMPARTMENT A |  | Asphalt coated or Bare Steel | Pressure |  |  | Removal | 1996-01-02
0-001890 | EXXON #7-2508 | 2828 W THUNDERBIRD RD | PHOENIX | AZ | 85053 | Maricopa | 6 | Perm Closure | 1997-06-03 | 15000 | Gasoline | COMPARTMENT A | Double Walled | Fiberglass Reinforced Plastic | Pressure | Double Walled | Fiberglass Reinforced Plastic | Removal | 2002-10-09
0-001890 | EXXON #7-2508 | 2828 W THUNDERBIRD RD | PHOENIX | AZ | 85053 | Maricopa | 2 | Perm Closure | 1970-01-01 | 8000 | Gasoline | COMPARTMENT A | Single Walled | Asphalt coated or Bare Steel | Pressure |  | Fiberglass Reinforced Plastic | Removal | 1997-06-03
0-001890 | EXXON #7-2508 | 2828 W THUNDERBIRD RD | PHOENIX | AZ | 85053 | Maricopa | 5 | Perm Closure | 1997-06-03 | 15000 | Gasoline | COMPARTMENT A | Double Walled | Fiberglass Reinforced Plastic | Pressure | Double Walled | Fiberglass Reinforced Plastic | Removal | 2002-10-09
0-001769 | US WEST #141056 | 375 E COMMONWEALTH AVE | CHANDLER | AZ | 85225 | Maricopa | 2 | Perm Closure | 1987-01-01 | 10000 | Gasoline | COMPARTMENT A | Double Walled | Fiberglass Reinforced Plastic | Pressure |  | Fiberglass Reinforced Plastic | Removal | 1993-07-13
0-000711 | BELL ROAD TOYOTA | 2020 W BELL RD | PHOENIX | AZ | 85023 | Maricopa | 1 | Perm Closure | 1984-01-01 | 500 | Used Oil/Waste Oil | COMPARTMENT A |  | Asphalt coated or Bare Steel |  |  |  | Removal | 1988-11-01
0-006697 | CITY OF TEMPE - FLEET MANAGEMENT GARAGE | 53 S PRIEST DR | TEMPE | AZ | 85281 | Maricopa | 5 | Perm Closure | 1974-01-01 | 1000 | Used Oil/Waste Oil | COMPARTMENT A | Single Walled | Asphalt coated or Bare Steel |  |  |  | Removal | 1990-09-06
0-002013 | EXXON #7-4079 | 1903 E SPEEDWAY BLVD | TUCSON | AZ | 85719 | Pima | 1 | Perm Closure | 1967-01-01 | 8000 | Gasoline | COMPARTMENT A |  | Asphalt coated or Bare Steel |  |  |  | Removal | 1989-07-01
0-005097 | EXXON - PICACHO PEAK |  | PICACHO |  |  | Pinal | 1 | Perm Closure | 1970-04-22 | 10000 | Gasoline | COMPARTMENT A | Unknown | Asphalt coated or Bare Steel | Pressure |  | Bare or Galvanized Steel | Removal | 1993-04-01
0-004479 | SHAY OIL | 500 E 32ND ST | YUMA | AZ | 85365 | Yuma | 6 | Open | 1995-08-22 | 12000 | Gasoline | COMPARTMENT A | Double Walled | Fiberglass Reinforced Plastic | Pressure | Double Walled | Fiberglass Reinforced Plastic
0-004479 | SHAY OIL | 500 E 32ND ST | YUMA | AZ | 85365 | Yuma | 5 | Open | 1995-08-22 | 20000 | Gasoline | COMPARTMENT A | Double Walled | Fiberglass Reinforced Plastic | Pressure | Double Walled | Fiberglass Reinforced Plastic
0-004479 | SHAY OIL | 500 E 32ND ST | YUMA | AZ | 85365 | Yuma | 3 | Perm Closure | 1974-01-01 | 8000 | Gasoline | COMPARTMENT A |  | Asphalt coated or Bare Steel | Pressure |  | Fiberglass Reinforced Plastic | Removal | 1995-05-16
0-007670 | CHEVRON | 592 E 16TH ST | YUMA | AZ | 85365 | Yuma | 5 | Open | 1999-04-06 | 7000 | Diesel | COMPARTMENT A | Double Walled | Fiberglass Reinforced Plastic | Pressure | Double Walled | Flexible
0-006760 | THE ISLAND STORE | 649 MILLER VALLEY RD | PRESCOTT | AZ | 86301 | Yavapai | 4 | Perm Closure | 1994-05-01 | 6000 | Gasoline | COMPARTMENT A | Double Walled | Composite (Steel/Fiberglass) | Pressure |  | Flexible | Removal | 2016-01-26
0-005200 | TUCSON UNIFIED SCHOOL DISTRICT #1 - MAINTENANCE YARD #2 | 9300 E BROADWAY BLVD | TUCSON | AZ | 85710 | Pima | 4 | Perm Closure | 1971-04-22 | 500 | Used Oil/Waste Oil | COMPARTMENT A | Double Walled | Asphalt coated or Bare Steel |  |  |  | Removal | 1999-04-29
0-004213 | W R RYAN COMPANY | 3 BISBEE RD | BISBEE | AZ | 85603 | Cochise | 3 | Perm Closure | 1966-03-27 |  | Unidentified | COMPARTMENT A | Unknown | Unknown |  |  |  | Closed in Place | 1969-12-01
0-007320 | U OF A | 1030 N PARK AVE | TUCSON | AZ | 85721 | Pima | 1 | Perm Closure | 2005-06-17 | 80 | Used Oil/Waste Oil | COMPARTMENT A | Unknown | Asphalt coated or Bare Steel |  |  |  | Removal | 1991-03-22
0-002585 | US WEST #125339 - SIERRA VISTA SOC | 1060 GIULIO CESARE AVE | SIERRA VISTA | AZ | 85635 | Cochise | 2 | Perm Closure | 1985-09-07 | 6000 | Gasoline | COMPARTMENT A | Unknown | Fiberglass Reinforced Plastic | Pressure | Double Walled | Fiberglass Reinforced Plastic | Removal | 1997-05-20
0-004428 | WHITE MOUNTAIN ROOFING MATERIALS | 1965 S FACTOR AVE | YUMA | AZ | 85365 | Yuma | 1 | Perm Closure | 1971-07-15 | 550 | Gasoline | COMPARTMENT A | Double Walled | Asphalt coated or Bare Steel |  |  |  | Removal | 1986-12-01
0-002424 | JACKSONS ENERGY #6792 | 2205 N 4TH ST | FLAGSTAFF | AZ | 86004 | Coconino | 5 | Open | 1989-09-01 | 10000 | Gasoline (PUL) | COMPARTMENT A | Single Walled | Asphalt coated or Bare Steel | Pressure | Single Walled | Fiberglass Reinforced Plastic
0-005106 | GRAHAM COUNTY - PARKS & RECREATION | 527 E ARMORY RD | SAFFORD | AZ | 85546 | Graham | 2 | Perm Closure | 1977-07-28 | 500 | Diesel | COMPARTMENT A | Double Walled | Asphalt coated or Bare Steel |  |  |  | Removal | 1993-03-09
0-009320 | AZ OASIS GAS STATION | 1626 HIGHWAY 95 | BULLHEAD CITY | AZ | 86442 | Mohave | 3 | Open | 2000-03-01 | 10000 | Gasoline (PUL) | COMPARTMENT A | Double Walled | Composite (Steel/Fiberglass) | Pressure | Double Walled | Flexible
0-002306 | GOETTL AIR CONDITIONING INC | 5353 E HARRISON ST | PHOENIX | AZ | 85034 | Maricopa | 1 | Perm Closure | 1971-04-03 | 1000 | Gasoline | COMPARTMENT A | Single Walled | Asphalt coated or Bare Steel |  |  |  | Removal | 1990-07-27
0-007162 | LUNA SERVICE STATION | 2877 E FRONTAGE RD | AMADO | AZ | 85645 | Santa Cruz | 1 | Perm Closure | 2005-06-17 | 5000 | Gasoline | COMPARTMENT A | Double Walled | Asphalt coated or Bare Steel | Pressure |  | Bare or Galvanized Steel | Removal | 1990-12-28
0-002780 | WHITING STATION #158 | 2100 W RUTHRAUFF RD | TUCSON | AZ | 85705 | Pima | 4 | Perm Closure | 1976-04-08 | 8000 | Gasoline | COMPARTMENT A | Double Walled | Asphalt coated or Bare Steel | Pressure | Double Walled | Fiberglass Reinforced Plastic | Removal | 2003-06-05
0-002050 | QUIK MART 100914 | 2710 W RUTHRAUFF RD | TUCSON | AZ | 85705 | Pima | 1 | Perm Closure | 1972-01-01 | 8000 | Gasoline | COMPARTMENT A | Single Walled | Asphalt coated or Bare Steel | Suction - Check Valve at the Tank Top |  |  | Removal | 1992-09-21
0-004031 | RAINBO BAKING CO | 827 E 17TH ST | TUCSON | AZ | 85719 | Pima | 2 | Perm Closure | 1961-05-29 | 6000 | Diesel | COMPARTMENT A | Unknown | Asphalt coated or Bare Steel |  |  |  | Closed in Place | 1989-12-06
0-003700 | FREEPORT MINERALS CORP - AJO OPERATIONS | NO ADDRESS ON RECORD | AJO | AZ | 85321 | Pima | 9 | Perm Closure | 1951-01-01 | 500 | Diesel | COMPARTMENT A | Single Walled | Asphalt coated or Bare Steel |  |  |  | Removal | 1985-04-01
0-003700 | FREEPORT MINERALS CORP - AJO OPERATIONS | NO ADDRESS ON RECORD | AJO | AZ | 85321 | Pima | 7 | Perm Closure | 1966-01-01 | 14000 | Unidentified | COMPARTMENT A | Single Walled | Asphalt coated or Bare Steel |  |  |  | Removal | 1989-12-21
0-006357 | HATCH'S MARKET | 2310 NAVAJO BLVD | HOLBROOK | AZ | 86025 | Navajo | 4 | Perm Closure | 1973-01-01 | 6000 | Gasoline | COMPARTMENT A |  | Asphalt coated or Bare Steel |  |  |  | Removal | 1994-08-31
0-006357 | HATCH'S MARKET | 2310 NAVAJO BLVD | HOLBROOK | AZ | 86025 | Navajo | 3 | Perm Closure | 1973-01-01 | 5000 | Gasoline | COMPARTMENT A |  | Asphalt coated or Bare Steel |  |  |  | Removal | 1994-08-31
0-005372 | USDA FS - APACHE SITGREAVES NF - BLACK MESA RANGER DISTRICT | 2748 SR 260 | OVERGAARD | AZ | 85933 | Navajo | 4 | Perm Closure | 1981-01-01 | 2000 | Diesel | COMPARTMENT A | Single Walled | Asphalt coated or Bare Steel |  |  |  | Removal | 1990-10-25
0-003574 | BOAT FUELS LLC | 125 LONG AVE | BULLHEAD CITY | AZ | 86429 | Mohave | 2 | Perm Closure | 1959-01-01 | 10000 | Gasoline | COMPARTMENT A |  | Asphalt coated or Bare Steel |  |  |  | Removal | 1989-07-15
0-001844 | MCCUMBERS SUPER SERVICE | 1423 E ANDY DEVINE AVE | KINGMAN | AZ | 86401 | Mohave | 2 | Perm Closure | 1965-01-01 | 10000 | Gasoline | COMPARTMENT A |  | Asphalt coated or Bare Steel |  |  |  | Removal | 1991-01-21
0-007998 | LARRY MILLER TOYOTA | 4125 W CLARENDON AVE | PHOENIX | AZ | 85019 | Maricopa | 1 | Perm Closure | 2005-06-17 | 1000 | Gasoline | COMPARTMENT A | Unknown | Asphalt coated or Bare Steel | Pressure |  | Bare or Galvanized Steel | Removal | 1992-10-29
0-002948 | LEISURE WORLD COMMUNITY ASSOCIATION |  | MESA |  |  | Maricopa | 3 | Perm Closure | 1976-01-01 | 4000 | Gasoline | COMPARTMENT A |  | Asphalt coated or Bare Steel | Suction - Check Valve at the Tank Top |  | Bare or Galvanized Steel | Removal | 1992-11-18
0-007999 | L & N FULL SERVICE FUEL STOP | 295 E WICKENBURG WAY | WICKENBURG | AZ | 85390 | Maricopa | 1 | Perm Closure | 1960-01-01 | 6000 | Gasoline | COMPARTMENT A | Unknown | Asphalt coated or Bare Steel |  |  |  | Removal | 1998-12-29
0-002518 | HOLT'S AJO SALES INC | 429 N 2ND AVE | AJO | AZ | 85321 | Pima | 4 | Perm Closure | 1989-12-07 | 10000 | Gasoline | COMPARTMENT A | Double Walled | Composite (Steel/Fiberglass) | Pressure |  | Fiberglass Reinforced Plastic | Removal | 2020-08-28
0-002652 | CIRCLE K #5032 | 6950 W CHANDLER BLVD | CHANDLER | AZ | 85226 | Maricopa | 1 | Open | 1989-06-22 | 10000 | Gasoline | COMPARTMENT A | Double Walled | Fiberglass Reinforced Plastic | Pressure |  | Fiberglass Reinforced Plastic
0-002581 | BROADWAY CAR WASH | 1016 E BROADWAY RD | TEMPE | AZ | 85282 | Maricopa | 1 | Perm Closure | 1972-05-22 | 10000 | Gasoline | COMPARTMENT A | Single Walled | Asphalt coated or Bare Steel | Pressure |  | Bare or Galvanized Steel | Removal | 1993-11-23
0-006131 | YELLOW CAB | 156 E MOHAVE ST | PHOENIX | AZ | 85004 | Maricopa | 4 | Perm Closure | 1968-01-01 | 550 | Used Oil/Waste Oil | COMPARTMENT A |  | Asphalt coated or Bare Steel | Pressure |  | Bare or Galvanized Steel | Removal | 1993-06-24
0-001113 | 4 SONS FOOD STORES #510 | 1205 W BASELINE RD | MESA | AZ | 85202 | Maricopa | 7 | Perm Closure | 1982-01-01 | 6000 | New Oil | COMPARTMENT A | Double Walled | Fiberglass Reinforced Plastic |  |  |  | Removal | 1998-10-15
0-003040 | SCHNEIDER NATIONAL CARRIERS INC | 4044 W LOWER BUCKEYE RD | PHOENIX | AZ | 85009 | Maricopa | 4 | Perm Closure | 1980-01-28 | 500 | Used Oil/Waste Oil | COMPARTMENT A | Unknown | Asphalt coated or Bare Steel |  |  |  | Removal | 1990-09-24
0-004650 | 7-ELEVEN #21041 | 4101 N 27TH AVE | PHOENIX | AZ | 85017 | Maricopa | 1 | Perm Closure | 1979-02-05 | 6000 | Gasoline | COMPARTMENT A | Unknown | Asphalt coated or Bare Steel |  |  |  | Removal | 1992-12-04
0-001313 | CIRCLE K #797 | 2722 E MCDOWELL RD | PHOENIX | AZ | 85008 | Maricopa | 2 | Perm Closure | 1972-01-01 | 10000 | Gasoline | COMPARTMENT A |  | Asphalt coated or Bare Steel | Pressure |  |  | Removal | 1993-02-17
0-003190 | CVS PHARMACY #9205 | 802 S MILL AVE | TEMPE | AZ | 85281 | Maricopa | 6 | Perm Closure | 1992-01-09 | 12000 | Gasoline | COMPARTMENT A | Double Walled | Fiberglass Reinforced Plastic | Pressure |  | Fiberglass Reinforced Plastic | Removal | 2006-06-21
0-003190 | CVS PHARMACY #9205 | 802 S MILL AVE | TEMPE | AZ | 85281 | Maricopa | 2 | Perm Closure | 1972-01-01 | 8000 | Gasoline | COMPARTMENT A | Double Walled | Asphalt coated or Bare Steel |  |  |  | Removal | 1992-01-07
0-003182 | MITCHELL ELECTRIC CO INC | 324 E CARON ST | PHOENIX | AZ | 85020 | Maricopa | 1 | Perm Closure | 1981-04-28 | 5000 | Gasoline | COMPARTMENT A | Unknown | Asphalt coated or Bare Steel |  |  |  | Removal | 1989-08-01
0-005305 | UNOCAL #5910 | 1210 S COUNTRY CLUB DR | MESA | AZ | 85210 | Maricopa | 5 | Perm Closure | 1993-08-01 | 12000 | Gasoline | COMPARTMENT A | Double Walled | Composite (Steel/Fiberglass) | Pressure | Double Walled | Fiberglass Reinforced Plastic | Removal | 2003-06-25
0-005126 | AJO CHEVRON | 561 N 2ND AVE | AJO | AZ | 85321 | Pima | 3 | Perm Closure | 1975-01-01 | 8000 | Diesel | COMPARTMENT A |  | Asphalt coated or Bare Steel | Pressure |  | Fiberglass Reinforced Plastic | Removal | 2009-07-20
0-000650 | SHAY OIL CO | 39820 E HIGHWAY 80 | TACNA | AZ | 85352 | Yuma | 1 | Perm Closure | 1973-01-01 | 10000 | Gasoline | COMPARTMENT A |  | Asphalt coated or Bare Steel |  |  |  | Removal | 1988-09-01
0-005803 | SHELL STATION | 3949 N COUNTRY CLUB DR | FLAGSTAFF | AZ | 86004 | Coconino | 4 | Perm Closure | 2005-06-17 | 350 | Used Oil/Waste Oil | COMPARTMENT A |  | Asphalt coated or Bare Steel |  |  |  | Removal | 1988-12-01
0-005316 | UNOCAL #6197 | 15001 N DEL WEBB BLVD | SUN CITY | AZ | 85351 | Maricopa | 1 | Perm Closure | 1972-04-15 | 10000 | Gasoline | COMPARTMENT A | Unknown | Asphalt coated or Bare Steel | Pressure |  | Fiberglass Reinforced Plastic | Removal | 1995-03-10
0-003126 | WR MEADOWS OF ARIZONA | 4220 S SARIVAL AVE | GOODYEAR | AZ | 85338 | Maricopa | 3 | Perm Closure | 1982-01-01 | 10000 | Other | COMPARTMENT A | Single Walled | Asphalt coated or Bare Steel |  |  |  | Removal | 1988-02-20
0-005694 | ARIZONA METAL MATERIALS | 1839 W LINDEN ST | PHOENIX | AZ | 85007 | Maricopa | 5 | Perm Closure | 1979-01-01 | 12000 | Gasoline | COMPARTMENT A | Single Walled | Asphalt coated or Bare Steel |  |  |  | Removal | 1988-12-01
0-004009 | MINIT LUBE 1134 | 1519 E MAIN ST | MESA | AZ | 85203 | Maricopa | 1 | Perm Closure | 1983-04-04 | 4000 | New Oil | COMPARTMENT A | Double Walled | Asphalt coated or Bare Steel | Suction - Check Valve at the Tank Top |  |  | Removal | 1995-11-07
0-007883 | MCDONALDS | 1601 E GLENDALE AVE | PHOENIX | AZ | 85020 | Maricopa | 1 | Perm Closure | 2005-06-17 |  | Gasoline | COMPARTMENT A | Unknown | Unknown |  |  |  | Removal | 1982-01-01
0-006058 | DYSART HIGH SCHOOL | 11405 N DYSART RD | EL MIRAGE | AZ | 85335 | Maricopa | 6 | Open | 1994-01-01 | 12000 | Diesel | COMPARTMENT A | Double Walled | Composite (Steel/Fiberglass) | Pressure | Double Walled | Fiberglass Reinforced Plastic
0-006058 | DYSART HIGH SCHOOL | 11405 N DYSART RD | EL MIRAGE | AZ | 85335 | Maricopa | 4 | Perm Closure | 1980-01-01 | 500 | Used Oil/Waste Oil | COMPARTMENT A |  | Asphalt coated or Bare Steel | Gravity Feed |  | Fiberglass Reinforced Plastic | Removal | 1994-06-03
0-007714 | AIRPORT BEACON - FORMER |  | PEORIA |  |  | Maricopa | 1 | Perm Closure | 1971-01-01 | 300 | Diesel | COMPARTMENT A | Unknown | Asphalt coated or Bare Steel | Suction - Check Valve at the Tank Top |  | Bare or Galvanized Steel | Removal | 1993-05-21
0-002812 | 4 SONS FOOD STORES #502 | 445 E CAREFREE HWY | PHOENIX | AZ | 85085 | Maricopa | 4 | Open | 1989-01-20 | 4000 | Diesel | COMPARTMENT A | Double Walled | Fiberglass Reinforced Plastic | Pressure | Double Walled | Fiberglass Reinforced Plastic
0-008693 | CENTURY FLOOR COVERINGS | 9145 W SCOTLAND AVE | PEORIA | AZ | 85345 | Maricopa | 3 | Perm Closure | 2005-06-17 | 250 | Used Oil/Waste Oil | COMPARTMENT A | Unknown | Asphalt coated or Bare Steel | Pressure |  | Bare or Galvanized Steel | Removal | 1995-12-28
0-000348 | ADOT - BOUSE MAINTENANCE FACILITY |  | BOUSE |  |  | La Paz | 2 | Perm Closure | 2005-06-17 | 1500 | Gasoline | COMPARTMENT A |  | Asphalt coated or Bare Steel |  |  |  | Removal | 1991-07-29
0-004026 | UNITED RENTALS BRANCH J91 | 1770 W PRINCE RD | TUCSON | AZ | 85705 | Pima | 7 | Perm Closure | 1980-01-01 | 500 | Unidentified | COMPARTMENT A | Single Walled | Asphalt coated or Bare Steel |  |  |  | Removal | 1991-11-15
0-004026 | UNITED RENTALS BRANCH J91 | 1770 W PRINCE RD | TUCSON | AZ | 85705 | Pima | 4 | Perm Closure | 1980-01-01 | 1500 | Used Oil/Waste Oil | COMPARTMENT A | Single Walled | Asphalt coated or Bare Steel |  |  |  | Removal | 1991-11-15
0-000921 | SHELL #81 | 808 S PRIEST DR | TEMPE | AZ | 85281 | Maricopa | 7 | Open | 1996-05-01 | 10000 | Gasoline | COMPARTMENT A | Double Walled | Fiberglass Reinforced Plastic | Pressure | Double Walled | Fiberglass Reinforced Plastic
0-004931 | TEXACO #60-349-0012 | 2502 E CAMELBACK RD | PHOENIX | AZ | 85016 | Maricopa | 3 | Perm Closure | 1987-05-07 | 10000 | Gasoline | COMPARTMENT A | Unknown | Fiberglass Reinforced Plastic | Pressure | Double Walled | Fiberglass Reinforced Plastic | Removal | 2002-11-08
0-006328 | SPEEDWAY AUTOMOTIVE SERVICE INC | 5732 E SPEEDWAY BLVD | TUCSON | AZ | 85712 | Pima | 1 | Perm Closure | 1987-07-30 | 550 | Used Oil/Waste Oil | COMPARTMENT A | Double Walled | Composite (Steel/Fiberglass) | Gravity Feed | Single Walled | Bare or Galvanized Steel | Removal | 2004-08-11
0-008305 | DIAMOND CAR CARE | 108 LAKE HAVASU AVE N | LAKE HAVASU CITY | AZ | 86403 | Mohave | 1 | Perm Closure | 1986-01-01 | 10000 | Gasoline | COMPARTMENT A | Double Walled | Fiberglass Reinforced Plastic | Pressure |  | Fiberglass Reinforced Plastic | Removal | 2014-02-26
0-004840 | TANNER COMPANIES - PLANT 10 | 28000 W BASELINE RD | BUCKEYE | AZ | 85326 | Maricopa | 2 | Perm Closure | 1968-01-01 | 6000 | Gasoline | COMPARTMENT A | Single Walled | Asphalt coated or Bare Steel |  |  |  | Removal | 1989-12-19
0-000605 | CHANDLER READY MIX | 3250 E LEHI RD | MESA | AZ | 85213 | Maricopa | 2 | Perm Closure | 1980-01-01 | 3000 | Diesel | COMPARTMENT A |  | Asphalt coated or Bare Steel |  |  |  | Removal | 1994-01-31
0-000605 | CHANDLER READY MIX | 3250 E LEHI RD | MESA | AZ | 85213 | Maricopa | 6 | Perm Closure | 1980-01-01 | 500 | Used Oil/Waste Oil | COMPARTMENT A |  | Asphalt coated or Bare Steel | Gravity Feed |  |  | Removal | 1995-05-31
0-004531 | SIMPSON CONCRETE CO | 22241 N 24TH AVE | PHOENIX | AZ | 85027 | Maricopa | 2 | Perm Closure | 1982-01-01 | 500 | Diesel | COMPARTMENT A | Single Walled | Asphalt coated or Bare Steel | Suction - Check Valve at the Tank Top |  |  | Removal | 1994-06-03
0-009784 | STUCKEYS | 3000 W THIRD ST | WINSLOW | AZ | 86047 | Navajo | 2 | Perm Closure | 2005-06-17 | 5000 | Unidentified | COMPARTMENT A | Double Walled | Fiberglass Reinforced Plastic |  |  |  | Removal
0-005635 | CAREFREE SHELL | 7201 E CAVE CREEK RD | CAREFREE | AZ | 85331 | Maricopa | 1 | Perm Closure | 1976-01-01 | 10000 | Gasoline | COMPARTMENT A |  | Asphalt coated or Bare Steel | Pressure |  | Fiberglass Reinforced Plastic | Removal | 2011-12-20
0-009681 | DOUBLE D TIRE CORRAL | 317 W HOPI DR | HOLBROOK | AZ | 86025 | Navajo | 4 | Perm Closure | 1966-01-01 | 250 | Used Oil/Waste Oil | COMPARTMENT A | Unknown | Unknown |  |  |  | Removal | 2000-10-25
0-005396 | U OF A - EXPERIMENTAL FARM |  | MARANA |  |  | Pima | 1 | Perm Closure | 1975-03-06 | 2000 | Gasoline | COMPARTMENT A | Double Walled | Asphalt coated or Bare Steel |  |  |  | Removal | 1991-08-29
0-000132 | DESERT VIEW SERVICE STATION |  | DESERT VIEW |  |  | Coconino | 2 | Perm Closure | 1976-01-01 | 550 | Unidentified | COMPARTMENT A |  | Asphalt coated or Bare Steel |  |  |  | Removal | 1989-07-01
0-000132 | DESERT VIEW SERVICE STATION |  | DESERT VIEW |  |  | Coconino | 8 | Open | 1999-03-30 | 6000 | Gasoline | COMPARTMENT A | Single Walled | Asphalt coated or Bare Steel | Pressure |  | Fiberglass Reinforced Plastic
0-003917 | PINAL COUNTY - HIGHWAY DEPARTMENT | 212 E BROADWAY AVE | COOLIDGE | AZ | 85128 | Pinal | 1 | Perm Closure | 1949-01-01 | 2000 | Diesel | COMPARTMENT A | Single Walled | Asphalt coated or Bare Steel | Suction - Check Valve at the Tank Top |  | Bare or Galvanized Steel | Removal | 1996-09-12
0-008808 | JACK'S DISCOUNT SERVICE | 398 S 4TH AVE | YUMA | AZ | 85364 | Yuma | 6 | Perm Closure | 2005-06-17 | 500 | Used Oil/Waste Oil | COMPARTMENT A | Unknown | Asphalt coated or Bare Steel | Pressure |  | Bare or Galvanized Steel | Removal | 1998-12-04
0-005222 | U-HAUL #723-82 | 2947 E MAIN ST | MESA | AZ | 85213 | Maricopa | 1 | Perm Closure | 1980-04-02 | 10000 | Gasoline | COMPARTMENT A | Double Walled | Asphalt coated or Bare Steel |  |  |  | Removal | 1996-04-11
0-006750 | PACIFIC PRIDE CARDLOCK | 1002 S WALNUT AVE | YUMA | AZ | 85364 | Yuma | 4 | Open | 1983-11-07 | 12000 | Gasoline | COMPARTMENT A | Double Walled | Fiberglass Reinforced Plastic | Pressure |  | Fiberglass Reinforced Plastic
0-003234 | QUIKTRIP STORE #405 | 9010 N 19TH AVE | PHOENIX | AZ | 85021 | Maricopa | 2 | Perm Closure | 1972-01-01 | 5000 | Gasoline | COMPARTMENT A |  | Asphalt coated or Bare Steel | Pressure |  |  | Removal | 1988-11-02
0-005009 | Q LUBE #1149 | 1645 N 51ST AVE | PHOENIX | AZ | 85035 | Maricopa | 1 | Perm Closure | 1987-05-11 | 6000 | Used Oil/Waste Oil | COMPARTMENT A |  | Asphalt coated or Bare Steel | Suction - Check Valve at the Tank Top |  |  | Removal | 1995-12-27
0-004644 | 7-ELEVEN #20212 | 1950 E INDIAN SCHOOL RD | PHOENIX | AZ | 85016 | Maricopa | 3 | Perm Closure | 1980-01-01 | 10000 | Gasoline | COMPARTMENT A | Single Walled | Fiberglass Reinforced Plastic | Pressure |  | Fiberglass Reinforced Plastic | Removal | 2014-09-30
0-005052 | CIRCLE K STORE #2709160 | 1015 N RURAL RD | CHANDLER | AZ | 85226 | Maricopa | 2 | Open | 1989-06-28 | 10000 | Gasoline | COMPARTMENT A | Double Walled | Fiberglass Reinforced Plastic | Pressure |  | Fiberglass Reinforced Plastic
0-009349 | LUCKY'S #7 CONVENIENCE MART | 724 W UNIVERSITY DR | MESA | AZ | 85201 | Maricopa | 2 | Perm Closure | 2005-06-17 | 3000 | Gasoline | COMPARTMENT A | Unknown | Asphalt coated or Bare Steel |  |  |  | Removal | 1986-02-01
0-003285 | KJS MINI MART | 1945 E ANDY DEVINE AVE | KINGMAN | AZ | 86401 | Mohave | 3 | Perm Closure | 1971-01-01 | 4000 | Gasoline | COMPARTMENT A |  | Asphalt coated or Bare Steel |  |  |  | Removal | 1989-12-12
0-010142 | VEHICLE LIQUIDATORS OF ARIZONA | 3777 GRAND AVE | PHOENIX | AZ | 85019 | Maricopa | 1 | Perm Closure | 2006-08-03 | 10000 | Unidentified | COMPARTMENT A | Single Walled | Asphalt coated or Bare Steel |  |  |  | Removal | 2006-07-21
0-010470 | MAVERIK #478 | 1301 NAVAJO BLVD | HOLBROOK | AZ | 86025 | Navajo | 5 | Open | 2012-12-19 | 15000 | Diesel | COMPARTMENT A | Double Walled | Fiberglass Reinforced Plastic | Pressure | Double Walled | Flexible
0-010470 | MAVERIK #478 | 1301 NAVAJO BLVD | HOLBROOK | AZ | 86025 | Navajo | 1 | Open | 2012-12-19 | 12000 | Gasoline | COMPARTMENT A | Double Walled | Fiberglass Reinforced Plastic | Pressure | Double Walled | Flexible
0-000303 | ADOT - LITTLEFIELD MAINTENANCE YARD |  | LITTLEFIELD |  |  | Mohave | 1 | Perm Closure | 1979-01-01 | 2000 | Gasoline | COMPARTMENT A |  | Asphalt coated or Bare Steel | Suction - Check Valve at the Tank Top | Single Walled | Bare or Galvanized Steel | Removal | 1992-07-22
0-003096 | MEDINA SELF SERVICE | 1830 E MCDOWELL RD | PHOENIX | AZ | 85006 | Maricopa | 3 | Perm Closure | 1961-07-07 | 7500 | Gasoline | COMPARTMENT A | Unknown | Unknown |  |  |  | Removal | 1987-05-12
0-003096 | MEDINA SELF SERVICE | 1830 E MCDOWELL RD | PHOENIX | AZ | 85006 | Maricopa | 1 | Perm Closure | 1961-07-07 | 8000 | Gasoline | COMPARTMENT A | Unknown | Unknown |  |  |  | Closed in Place | 1986-04-01
0-008491 | ACME FENCE COMPANY | 1810 E MADISON ST | PHOENIX | AZ | 85034 | Maricopa | 1 | Perm Closure | 1956-01-01 | 1000 | Gasoline | COMPARTMENT A |  | Asphalt coated or Bare Steel | Suction - Check Valve at the Tank Top |  | Bare or Galvanized Steel | Removal | 1995-01-20
0-007238 | JANICE WALLACE | 2101 W ROUTE 66 | FLAGSTAFF | AZ | 86001 | Coconino | 1 | Perm Closure | 2005-06-17 | 3000 | Gasoline | COMPARTMENT A | Unknown | Asphalt coated or Bare Steel | Suction - Check Valve at the Tank Top |  |  | Removal | 1991-03-08
0-004296 | SRP - WESTERN GARAGE | 4141 N 67TH AVE | PHOENIX | AZ | 85033 | Maricopa | 9 | Perm Closure | 1989-10-01 | 12000 | Gasoline | COMPARTMENT A |  | Asphalt coated or Bare Steel |  |  |  | Removal | 1993-06-01
0-004296 | SRP - WESTERN GARAGE | 4141 N 67TH AVE | PHOENIX | AZ | 85033 | Maricopa | 7 | Perm Closure | 1989-10-01 | 12000 | Diesel | COMPARTMENT A |  | Asphalt coated or Bare Steel |  |  |  | Removal | 1993-06-01
0-004296 | SRP - WESTERN GARAGE | 4141 N 67TH AVE | PHOENIX | AZ | 85033 | Maricopa | 3 | Perm Closure | 1965-01-01 | 10000 | Diesel | COMPARTMENT A |  | Asphalt coated or Bare Steel |  |  |  | Removal | 1989-10-05
0-000771 | SKY HARBOR TRANSFER STATION | 2425 S 40TH ST | PHOENIX | AZ | 85034 | Maricopa | 5 | Perm Closure | 1983-05-09 | 10000 | Diesel | COMPARTMENT A | Double Walled | Fiberglass Reinforced Plastic |  |  |  | Removal | 1987-06-01
0-000771 | SKY HARBOR TRANSFER STATION | 2425 S 40TH ST | PHOENIX | AZ | 85034 | Maricopa | 3 | Perm Closure | 1971-05-09 | 500 | Gasoline | COMPARTMENT A | Single Walled | Asphalt coated or Bare Steel |  |  |  | Removal | 1987-06-01
0-008850 | NIECE EQUIPMENT MANUFACTURING COMPANY | 2101 S 15TH AVE | PHOENIX | AZ | 85007 | Maricopa | 1 | Perm Closure | 1950-01-01 | 1000 | Unidentified | COMPARTMENT A | Single Walled | Asphalt coated or Bare Steel |  |  |  | Removal | 1986-01-01
0-008681 | KIRST EQUIPMENT COMPANY | 15855 N GREENWAY HAYDEN LOOP | SCOTTSDALE | AZ | 85260 | Maricopa | 2 | Perm Closure | 2005-06-17 | 3000 | Gasoline | COMPARTMENT A | Double Walled | Fiberglass Reinforced Plastic | Pressure |  | Fiberglass Reinforced Plastic | Removal | 2004-03-10
0-001566 | PLANTENDER OF ARIZONA | 2016 W NORTH LN | PHOENIX | AZ | 85021 | Maricopa | 1 | Perm Closure | 1980-01-01 | 1000 | Diesel | COMPARTMENT A | Single Walled | Asphalt coated or Bare Steel | Pressure | Single Walled | Bare or Galvanized Steel | Removal | 1992-10-08
0-004544 | CLYDE M SMITH | 14402 N LAGO DEL ORO PKWY | TUCSON | AZ | 85739 | Pima | 1 | Perm Closure | 1981-05-01 | 2000 | Gasoline | COMPARTMENT A | Unknown | Asphalt coated or Bare Steel | Suction - Check Valve at the Tank Top |  |  | Removal | 1999-02-02
0-010496 | FRYS FUEL CENTER #87 | 7750 S 51ST AVE | LAVEEN | AZ | 85339 | Maricopa | 2 | Open | 2013-06-27 | 8000 | Gasoline | COMPARTMENT B | Double Walled | Fiberglass Reinforced Plastic | Pressure | Double Walled | Flexible
0-008851 | CENTRAL RADIATOR & AUTO SERVICE | 202 W FRONTIER ST | ELOY | AZ | 85131 | Pinal | 2 | Perm Closure | 2005-06-17 | 550 | Used Oil/Waste Oil | COMPARTMENT A | Double Walled | Asphalt coated or Bare Steel |  |  |  | Removal | 1997-07-01
0-005161 | CITY OF TUCSON - FIRE TRAINING ACADEMY | 797 E AJO WAY | TUCSON | AZ | 85713 | Pima | 2 | Perm Closure | 1979-04-11 | 3000 | Unidentified | COMPARTMENT A | Double Walled | Asphalt coated or Bare Steel |  |  |  | Removal | 1992-01-14
0-006275 | WALTER LUDWIG'S SERVICE | 510 S ARIZONA BLVD | COOLIDGE | AZ | 85128 | Pinal | 1 | Perm Closure | 1968-08-08 | 10000 | Gasoline | COMPARTMENT A | Double Walled | Asphalt coated or Bare Steel | Pressure |  | Fiberglass Reinforced Plastic | Removal | 1998-12-10
0-000871 | BOWIE TRAVEL CENTER | 1275 E BUSINESS LOOP | BOWIE | AZ | 85605 | Cochise | 2 | Perm Closure | 1971-01-01 | 8000 | Diesel | COMPARTMENT A | Single Walled | Asphalt coated or Bare Steel | Pressure | Double Walled | Flexible | Removal | 2019-10-03
0-000871 | BOWIE TRAVEL CENTER | 1275 E BUSINESS LOOP | BOWIE | AZ | 85605 | Cochise | 1 | Perm Closure | 1971-01-01 | 8000 | Gasoline (UL) | COMPARTMENT A | Single Walled | Asphalt coated or Bare Steel | Pressure | Double Walled | Flexible | Removal | 2019-10-03
0-005398 | U OF A - COTTON CENTER TANK WASHING SUMP | 4201 E BROADWAY RD | PHOENIX | AZ | 85040 | Maricopa | 4 | Perm Closure | 1965-05-05 | 550 | Diesel | COMPARTMENT A | Unknown | Unknown |  |  |  | Removal | 1991-06-25
0-009603 | ONE STOP GAS AND FOOD MART | 777 W RAY RD | GILBERT | AZ | 85233 | Maricopa | 1 | Open | 2000-01-31 | 15000 | Gasoline | COMPARTMENT A | Double Walled | Fiberglass Reinforced Plastic | Pressure | Double Walled | Flexible
0-009603 | ONE STOP GAS AND FOOD MART | 777 W RAY RD | GILBERT | AZ | 85233 | Maricopa | 2 | Open | 2000-01-31 | 10000 | Gasoline | COMPARTMENT A | Double Walled | Fiberglass Reinforced Plastic | Pressure | Double Walled | Flexible
0-005720 | UPS GROUND FREIGHT | 2750 W ENCANTO BLVD | PHOENIX | AZ | 85009 | Maricopa | 3 | Perm Closure | 1971-01-01 | 2000 | Used Oil/Waste Oil | COMPARTMENT A |  | Asphalt coated or Bare Steel |  |  |  | Removal | 1990-07-11
0-006530 | GILBERT PUMP & EQUIPMENT CO | 1475 E ELWOOD ST | PHOENIX | AZ | 85040 | Maricopa | 2 | Perm Closure | 1988-01-01 | 4000 | Gasoline | COMPARTMENT A |  | Fiberglass Reinforced Plastic | Pressure | Single Walled | Bare or Galvanized Steel | Removal | 2008-08-08
0-004192 | ROOSEVELT SCHOOL DISTRICT - MAINTENANCE FACILITY | 6000 S 7TH ST | PHOENIX | AZ | 85042 | Maricopa | 5 | Open | 2020-08-04 | 7500 | Gasoline (UL) | COMPARTMENT A | Double Walled | Polyethylene Jacketed Steel
0-000055 | FAA GILA BEND VORTAC |  | GILA BEND |  |  | Maricopa | 1 | Perm Closure | 1977-01-01 | 1000 | Gasoline | COMPARTMENT A |  | Asphalt coated or Bare Steel |  |  |  | Removal | 1992-05-28
0-008074 | PRODUCERS COTTON OIL CO AVRA GIN | 3199 N RESERVATION RD | MARANA | AZ | 85653 | Pima | 2 | Perm Closure | 1975-01-01 | 1000 | Gasoline | COMPARTMENT A | Unknown | Asphalt coated or Bare Steel | Suction - Check Valve at the Tank Top |  | Bare or Galvanized Steel | Removal | 1993-11-18
0-007909 | DOUBLE ADOBE GENERAL STORE | 4293 W DOUBLE ADOBE RD | DOUBLE ADOBE | AZ | 85617 | Cochise | 2 | Perm Closure | 1982-01-01 | 1000 | Gasoline | COMPARTMENT A | Unknown | Asphalt coated or Bare Steel | Suction - Check Valve at the Tank Top |  |  | Removal | 1993-11-17
0-003216 | MOBIL 18-740 | 1960 W BASELINE RD | MESA | AZ | 85202 | Maricopa | 3 | Perm Closure | 1980-10-01 | 8000 | Gasoline | COMPARTMENT A | Double Walled | Fiberglass Reinforced Plastic | Pressure |  | Fiberglass Reinforced Plastic | Removal | 2004-07-30
0-001446 | CIRCLE K #2701603 | 1501 W MCDOWELL RD | PHOENIX | AZ | 85007 | Maricopa | 3 | Open | 1985-01-01 | 10000 | Gasoline | COMPARTMENT A | Double Walled | Fiberglass Reinforced Plastic | Pressure |  | Fiberglass Reinforced Plastic
0-004914 | GRAND CHEVRON | 811 N GRAND AVE | NOGALES | AZ | 85621 | Santa Cruz | 1 | Open | 1984-05-08 | 12000 | Gasoline | COMPARTMENT A | Double Walled | Fiberglass Reinforced Plastic | Pressure | Double Walled | Fiberglass Reinforced Plastic
0-009337 | WILLIAMS PROPERTY | 1600 W WHITE MOUNTAIN BLVD | PINETOP-LAKESIDE | AZ | 85929 | Navajo | 2 | Perm Closure | 2005-06-17 | 1000 | Gasoline | COMPARTMENT A | Unknown | Asphalt coated or Bare Steel | Pressure |  | Bare or Galvanized Steel | Removal | 1998-09-15
0-009337 | WILLIAMS PROPERTY | 1600 W WHITE MOUNTAIN BLVD | PINETOP-LAKESIDE | AZ | 85929 | Navajo | 1 | Perm Closure | 2005-06-17 | 2000 | Gasoline | COMPARTMENT A | Unknown | Asphalt coated or Bare Steel | Pressure |  | Bare or Galvanized Steel | Removal | 1998-09-15
0-004797 | CAMP VERDE GYPSUM |  | CAMP VERDE |  |  | Yavapai | 2 | Perm Closure | 2005-06-17 | 500 | Gasoline | COMPARTMENT A | Unknown | Asphalt coated or Bare Steel |  |  |  | Removal | 1988-11-01
0-006784 | ADOT - VACANT LOT | 4405 E WINSLOW AVE | PHOENIX | AZ | 85040 | Maricopa | 2 | Perm Closure | 1989-12-01 | 10000 | Diesel | COMPARTMENT A | Double Walled | Composite (Steel/Fiberglass) |  |  |  | Removal | 1994-11-01
0-006784 | ADOT - VACANT LOT | 4405 E WINSLOW AVE | PHOENIX | AZ | 85040 | Maricopa | 1 | Perm Closure | 1989-12-01 | 10000 | Diesel | COMPARTMENT A | Double Walled | Composite (Steel/Fiberglass) |  |  |  | Removal | 1994-11-01
0-000920 | CIRCLE K STORE #2706663 | 6349 S MCCLINTOCK DR | TEMPE | AZ | 85283 | Maricopa | 6 | Perm Closure | 1980-01-01 | 12000 | Gasoline | COMPARTMENT A |  | Asphalt coated or Bare Steel | Pressure | Double Walled | Fiberglass Reinforced Plastic | Removal | 1996-12-11
0-004319 | SALVATION ARMY - ADULT REHABILITATION CENTER | 2717 S 6TH AVE | TUCSON | AZ | 85713 | Pima | 2 | Perm Closure | 1976-01-01 | 6000 | Diesel | COMPARTMENT A | Unknown | Asphalt coated or Bare Steel | Suction - Check Valve at the Tank Top |  | Bare or Galvanized Steel | Removal | 1994-01-05
0-005475 | CIRCLE K #2940 | 330 N HUACHUCA BLVD | HUACHUCA CITY | AZ | 85616 | Cochise | 4 | Open | 2006-05-11 | 15000 | Diesel | COMPARTMENT A | Double Walled | Fiberglass Reinforced Plastic | Pressure | Double Walled | Fiberglass Reinforced Plastic
0-009259 | 7-ELEVEN #32265 | 485 W WARNER RD | TEMPE | AZ | 85284 | Maricopa | 3 | Open | 1997-10-24 | 15000 | Gasoline | COMPARTMENT A | Double Walled | Fiberglass Reinforced Plastic | Pressure
0-004383 | CMH MANUFACTURING WEST, INC. | 201 N APACHE RD | BUCKEYE | AZ | 85326 | Maricopa | 1 | Perm Closure | 1976-03-06 | 5000 | Gasoline | COMPARTMENT A | Double Walled | Asphalt coated or Bare Steel |  |  |  | Removal | 1989-05-01
0-008951 | SUN VALLEY BUS LINE | 601 E WASHINGTON ST | PHOENIX | AZ | 85004 | Maricopa | 4 | Perm Closure | 2005-06-17 | 500 | Gasoline | COMPARTMENT A | Single Walled | Asphalt coated or Bare Steel |  |  |  | Removal | 1996-08-29
0-004260 | MOBIL 3001 | 3001 E WASHINGTON ST | PHOENIX | AZ | 85034 | Maricopa | 4 | Perm Closure | 1960-01-01 | 4000 | Diesel | COMPARTMENT A |  | Asphalt coated or Bare Steel |  |  |  | Removal | 1987-08-01
0-004260 | MOBIL 3001 | 3001 E WASHINGTON ST | PHOENIX | AZ | 85034 | Maricopa | 11 | Open | 2019-03-15 | 5000 | Diesel | COMPARTMENT B | Double Walled | Fiberglass Reinforced Plastic | Pressure | Double Walled | Fiberglass Reinforced Plastic
0-010159 | SUPERPUMPER #21 | 26725 S HIGHWAY 89 | CONGRESS | AZ | 85332 | Yavapai | 1 | Open | 2006-08-05 | 15000 | Gasoline | COMPARTMENT A | Double Walled | Fiberglass Reinforced Plastic | Pressure | Double Walled | Fiberglass Reinforced Plastic
0-009917 | CIRCLE K STORE #2705973 | 1405 N ALMA SCHOOL RD | CHANDLER | AZ | 85224 | Maricopa | 2 | Open | 2003-01-24 | 12000 | Gasoline | COMPARTMENT A | Double Walled | Fiberglass Reinforced Plastic | Pressure | Double Walled | Fiberglass Reinforced Plastic
0-009917 | CIRCLE K STORE #2705973 | 1405 N ALMA SCHOOL RD | CHANDLER | AZ | 85224 | Maricopa | 1 | Open | 2003-01-24 | 10000 | Diesel | COMPARTMENT A | Double Walled | Fiberglass Reinforced Plastic | Pressure | Double Walled | Fiberglass Reinforced Plastic
0-009917 | CIRCLE K STORE #2705973 | 1405 N ALMA SCHOOL RD | CHANDLER | AZ | 85224 | Maricopa | 3 | Open | 2003-01-24 | 20000 | Gasoline | COMPARTMENT A | Double Walled | Fiberglass Reinforced Plastic | Pressure | Double Walled | Fiberglass Reinforced Plastic
0-005991 | ARCO #5429 | 2816 E MCKELLIPS RD | MESA | AZ | 85213 | Maricopa | 2 | Perm Closure | 1988-01-01 | 12000 | Gasoline | COMPARTMENT A | Double Walled | Fiberglass Reinforced Plastic | Pressure |  | Fiberglass Reinforced Plastic | Removal | 2019-03-21
0-010224 | FRYS FUEL CENTER #119 | 904 W IRVINGTON RD | TUCSON | AZ | 85714 | Pima | 1 | Perm Closure | 2008-04-07 | 8000 | Gasoline | COMPARTMENT A | Double Walled | Fiberglass Reinforced Plastic | Pressure | Double Walled | Flexible | Removal | 2017-05-17
0-010224 | FRYS FUEL CENTER #119 | 904 W IRVINGTON RD | TUCSON | AZ | 85714 | Pima | 2 | Perm Closure | 2008-04-07 | 20000 | Gasoline | COMPARTMENT A | Double Walled | Fiberglass Reinforced Plastic | Pressure | Double Walled | Flexible | Removal | 2017-05-17
0-010226 | FAST LANE SHELL | 1999 E AJO WAY | TUCSON | AZ | 85713 | Pima | 2 | Open | 2007-11-12 | 10000 | Gasoline | COMPARTMENT A | Double Walled | Composite (Steel/Fiberglass) | Pressure | Double Walled | Flexible
0-010232 | CIRCLE K STORE #2703498 | 615 N MAIN ST | TAYLOR | AZ | 85939 | Navajo | 1 | Open | 2008-05-08 | 8000 | Gasoline (PUL) | COMPARTMENT A | Double Walled | Fiberglass Reinforced Plastic | Pressure | Double Walled | Fiberglass Reinforced Plastic
0-010426 | QUIKTRIP #1450 | 68 W RIVER RD | TUCSON | AZ | 85704 | Pima | 2 | Open | 2011-07-14 | 20000 | Gasoline | COMPARTMENT A | Double Walled | Fiberglass Reinforced Plastic | Pressure | Double Walled | Fiberglass Reinforced Plastic
0-010411 | QUIKTRIP #1456 | 5565 W CORTARO FARMS RD | TUCSON | AZ | 85742 | Pima | 1 | Open | 2011-02-03 | 20000 | Gasoline | COMPARTMENT A | Double Walled | Fiberglass Reinforced Plastic | Pressure | Double Walled | Fiberglass Reinforced Plastic
0-010411 | QUIKTRIP #1456 | 5565 W CORTARO FARMS RD | TUCSON | AZ | 85742 | Pima | 3 | Open | 2011-02-03 | 12000 | Gasoline | COMPARTMENT A | Double Walled | Fiberglass Reinforced Plastic | Pressure | Double Walled | Fiberglass Reinforced Plastic
0-004885 | NORTHERN PIPELINE - PHOENIX DIVISION | 3024 W WELDON AVE | PHOENIX | AZ | 85017 | Maricopa | 1 | Perm Closure | 1977-11-12 | 1000 | Gasoline | COMPARTMENT A | Double Walled | Asphalt coated or Bare Steel |  |  |  | Removal | 1990-02-05
0-002144 | BEAVER HOLLOW MINI MART | 1955 E CORNVILLE RD | RIMROCK | AZ | 86335 | Yavapai | 4 | Perm Closure | 2005-06-17 |  | Gasoline | COMPARTMENT A | Double Walled | Composite (Steel/Fiberglass) |  |  |  | Removal | 1991-06-13
0-002044 | QUIK MART 100909 | 1890 S MISSION RD | TUCSON | AZ | 85713 | Pima | 1 | Perm Closure | 1969-01-01 | 5000 | Gasoline | COMPARTMENT A | Single Walled | Asphalt coated or Bare Steel | Pressure |  |  | Removal | 1992-09-15
0-002044 | QUIK MART 100909 | 1890 S MISSION RD | TUCSON | AZ | 85713 | Pima | 2 | Perm Closure | 1969-01-01 | 5000 | Gasoline | COMPARTMENT A | Single Walled | Asphalt coated or Bare Steel | Pressure |  |  | Removal | 1992-09-15
0-005118 | SHORTSTOP #502 | 1591 N PINAL AVE | CASA GRANDE | AZ | 85122 | Pinal | 2 | Perm Closure | 1984-01-01 | 12000 | Gasoline | COMPARTMENT A |  | Asphalt coated or Bare Steel | Pressure |  | Fiberglass Reinforced Plastic | Removal | 2006-04-18
0-009303 | LOVE'S TRAVEL STOP #286 | 760 S QUARTZSITE BLVD | QUARTZSITE | AZ | 85346 | La Paz | 1 | Open | 1997-10-30 | 20000 | Diesel | COMPARTMENT A | Double Walled | Composite (Steel/Fiberglass) | Pressure | Double Walled | Fiberglass Reinforced Plastic
0-007542 | COCHISE FUEL & OIL | 108 S HUACHUCA BLVD | HUACHUCA CITY | AZ | 85616 | Cochise | 3 | Perm Closure | 2012-12-18 | 10000 | Unidentified | COMPARTMENT A |  | Asphalt coated or Bare Steel |  |  |  | Removal | 2012-11-01
0-009362 | DOUGLAS PROPERTY | 4796 E BATEMAN ST | COOLIDGE | AZ | 85128 | Pinal | 1 | Perm Closure | 2005-06-17 | 350 | Gasoline | COMPARTMENT A | Double Walled | Asphalt coated or Bare Steel | Suction - Check Valve at the Tank Top |  | Bare or Galvanized Steel | Removal | 2002-10-09
0-006398 | SHAMROCK FOODS - FUEL SITE | 2150 N 28TH AVE | PHOENIX | AZ | 85009 | Maricopa | 2 | Open | 1989-01-01 | 20000 | Diesel | COMPARTMENT A | Double Walled | Composite (Steel/Fiberglass) | Pressure | Double Walled | Fiberglass Reinforced Plastic
0-004398 | HONORHEALTH SCOTTSDALE OSBORN MEDICAL CENTER | 7400 E OSBORN RD | SCOTTSDALE | AZ | 85251 | Maricopa | 3 | Open | 2006-04-01 | 12000 | Diesel | COMPARTMENT A | Double Walled | Fiberglass Reinforced Plastic | Pressure | Double Walled | Fiberglass Reinforced Plastic
0-001784 | DIAMOND ASPHALT & SEALING CO | 537 W MAHONEY AVE | MESA | AZ | 85210 | Maricopa | 3 | Perm Closure | 1978-01-01 | 10000 | Diesel | COMPARTMENT A | Single Walled | Asphalt coated or Bare Steel |  |  |  | Removal | 1987-01-01
0-008813 | CIRCLE K STORE #2741603 | 5205 E MCKELLIPS RD | MESA | AZ | 85215 | Maricopa | 1 | Open | 1995-11-30 | 12000 | Gasoline (PUL) | COMPARTMENT A | Double Walled | Fiberglass Reinforced Plastic | Pressure | Double Walled | Fiberglass Reinforced Plastic
0-008981 | CIRCLE K STORE #2741615 | 2754 N POWER RD | MESA | AZ | 85215 | Maricopa | 2 | Open | 1996-06-24 | 12000 | Gasoline (PUL) | COMPARTMENT A | Double Walled | Fiberglass Reinforced Plastic | Pressure | Double Walled | Fiberglass Reinforced Plastic
0-001692 | CROSS FAMILY PROPERTIES INC | 31410 W OLD HWY 80 | HASSAYAMPA | AZ | 85343 | Maricopa | 1 | Perm Closure | 1969-01-01 | 1000 | Gasoline | COMPARTMENT A |  | Asphalt coated or Bare Steel |  |  |  | Removal | 1991-01-09
0-005603 | D V WELKER | 317 W BUSINESS LOOP | BOWIE | AZ | 85605 | Cochise | 5 | Perm Closure | 1956-05-01 | 1500 | Used Oil/Waste Oil | COMPARTMENT A | Double Walled | Asphalt coated or Bare Steel |  |  |  | Removal | 1991-10-28
0-005603 | D V WELKER | 317 W BUSINESS LOOP | BOWIE | AZ | 85605 | Cochise | 1 | Perm Closure | 1966-05-01 | 5000 | Gasoline | COMPARTMENT A | Double Walled | Asphalt coated or Bare Steel |  |  |  | Removal | 1991-10-28
0-009737 | CIRCLE K #2706362 | 4950 E CHANDLER BLVD | PHOENIX | AZ | 85048 | Maricopa | 1 | Open | 2000-12-01 | 10000 | Gasoline | COMPARTMENT A | Double Walled | Fiberglass Reinforced Plastic | Pressure | Double Walled | Flexible
0-001421 | CIRCLE K #2701503 | 959 E GUADALUPE RD | TEMPE | AZ | 85283 | Maricopa | 1 | Open | 1985-01-01 | 10000 | Gasoline | COMPARTMENT A | Double Walled | Fiberglass Reinforced Plastic | Pressure | Single Walled | Fiberglass Reinforced Plastic
0-000342 | CIRCLE K #2705027 | 7140 E SHEA BLVD | SCOTTSDALE | AZ | 85254 | Maricopa | 2 | Open | 1988-01-01 | 10000 | Gasoline | COMPARTMENT A | Double Walled | Fiberglass Reinforced Plastic | Pressure | Single Walled | Fiberglass Reinforced Plastic
0-002627 | CIRCLE K #2705287 | 4801 E ELLIOT RD | PHOENIX | AZ | 85044 | Maricopa | 1 | Open | 1988-05-26 | 15000 | Gasoline | COMPARTMENT A | Double Walled | Fiberglass Reinforced Plastic | Pressure | Single Walled | Fiberglass Reinforced Plastic
0-002627 | CIRCLE K #2705287 | 4801 E ELLIOT RD | PHOENIX | AZ | 85044 | Maricopa | 2 | Open | 1988-05-26 | 15000 | Gasoline | COMPARTMENT A | Double Walled | Fiberglass Reinforced Plastic | Pressure | Single Walled | Fiberglass Reinforced Plastic
0-002751 | EARLE M JORGENSEN COMPANY | 5445 W MADISON ST | PHOENIX | AZ | 85043 | Maricopa | 1 | Perm Closure | 1973-02-06 | 3000 | Diesel | COMPARTMENT A | Single Walled | Asphalt coated or Bare Steel |  |  |  | Removal | 1988-03-15
0-003588 | FEDEX FREIGHT INC | 3333 S COUNTRY CLUB RD | TUCSON | AZ | 85713 | Pima | 1 | Perm Closure | 1965-01-01 | 10000 | Diesel | COMPARTMENT A | Single Walled | Asphalt coated or Bare Steel |  |  |  | Removal | 1993-06-25
0-009113 | OLD GAS STATION/MALONE PROPERTY | 18730 S MAIN ST | GADSDEN | AZ | 85336 | Yuma | 1 | Perm Closure | 1962-01-01 | 1000 | Gasoline | COMPARTMENT A | Double Walled | Asphalt coated or Bare Steel | Suction - Check Valve at the Tank Top |  | Bare or Galvanized Steel | Removal | 1997-11-19
0-003565 | O''MALLEY BUILDING MATERIALS - MESA | 1126 S GILBERT RD | MESA | AZ | 85204 | Maricopa | 2 | Perm Closure | 1975-01-01 | 5000 | Diesel | COMPARTMENT A |  | Asphalt coated or Bare Steel |  |  |  | Removal | 1988-09-01
0-003306 | MORENCI SCHOOL DISTRICT - BUS YARD |  | MORENCI |  |  | Greenlee | 3 | Perm Closure | 1980-01-01 | 4000 | Gasoline | COMPARTMENT A |  | Asphalt coated or Bare Steel | Suction - Check Valve at the Tank Top |  | Bare or Galvanized Steel | Removal | 1997-05-20
0-005254 | SANTA FE EXXON | 3200 E ROUTE 66 | FLAGSTAFF | AZ | 86004 | Coconino | 1 | Perm Closure | 1977-04-30 | 10000 | Gasoline | COMPARTMENT A | Unknown | Asphalt coated or Bare Steel | Pressure |  | Fiberglass Reinforced Plastic | Removal | 1994-06-03
0-005254 | SANTA FE EXXON | 3200 E ROUTE 66 | FLAGSTAFF | AZ | 86004 | Coconino | 2 | Perm Closure | 1977-04-30 | 10000 | Gasoline | COMPARTMENT A | Unknown | Asphalt coated or Bare Steel | Pressure |  | Fiberglass Reinforced Plastic | Removal | 1994-06-03
0-005254 | SANTA FE EXXON | 3200 E ROUTE 66 | FLAGSTAFF | AZ | 86004 | Coconino | 5 | Perm Closure | 1977-04-30 | 5000 | Gasoline | COMPARTMENT A | Unknown | Asphalt coated or Bare Steel | Pressure |  | Fiberglass Reinforced Plastic | Removal | 1994-06-03
0-008817 | ROSEVIEW SERVICE |  | HARQUAHALA VALLEY |  |  | Maricopa | 2 | Perm Closure | 1965-01-01 | 3000 | Gasoline | COMPARTMENT A | Single Walled | Asphalt coated or Bare Steel |  |  |  | Removal | 2014-04-02
0-004217 | R-DELS | 1960 E ASH ST | GLOBE | AZ | 85501 | Gila | 1 | Perm Closure | 1988-01-01 | 10000 | Gasoline | COMPARTMENT A | Double Walled | Fiberglass Reinforced Plastic | Pressure |  | Fiberglass Reinforced Plastic | Removal | 1992-11-17
0-009411 | MAJI BROTHERS | 8201 S RITA RD | TUCSON | AZ | 85747 | Pima | 1 | Open | 1999-01-07 | 12000 | Gasoline | COMPARTMENT A | Double Walled | Composite (Steel/Fiberglass) | Pressure | Double Walled | Flexible
0-009279 | QUICK LUBE | 5308 N 59TH AVE | GLENDALE | AZ | 85301 | Maricopa | 1 | Perm Closure | 2005-06-17 | 6000 | Unidentified | COMPARTMENT A | Single Walled | Asphalt coated or Bare Steel | Pressure | Single Walled | Bare or Galvanized Steel | Removal | 1998-08-21
0-007423 | CITY OF PHOENIX - HOUSING DEPARTMENT | 9856 N 19TH DR | PHOENIX | AZ | 85021 | Maricopa | 1 | Perm Closure | 1988-06-01 | 4000 | Gasoline | COMPARTMENT A | Double Walled | Fiberglass Reinforced Plastic | Suction - Check Valve at the Tank Top |  | Bare or Galvanized Steel | Removal | 1993-06-04
0-010071 | CHEVRON - SELF SERVE #22 | 6440 E 32ND ST | YUMA | AZ | 85365 | Yuma | 2 | Open | 2005-07-01 | 20000 | Gasoline | COMPARTMENT A | Double Walled | Fiberglass Reinforced Plastic | Pressure | Double Walled | Fiberglass Reinforced Plastic
0-000646 | BARNEY FARMS | 22448 E QUEEN CREEK RD | QUEEN CREEK | AZ | 85142 | Maricopa | 5 | Perm Closure | 1951-01-01 |  | Diesel | COMPARTMENT A |  | Asphalt coated or Bare Steel |  |  |  | Removal | 1988-12-28
0-004686 | 7-ELEVEN #26618 | 601 N CRAYCROFT RD | TUCSON | AZ | 85711 | Pima | 2 | Perm Closure | 1986-10-20 | 10000 | Gasoline | COMPARTMENT A | Unknown | Fiberglass Reinforced Plastic | Pressure |  | Fiberglass Reinforced Plastic | Removal | 1993-07-21
0-008295 | CARTER-CARDLOCK INC | 2201 E HUNTINGTON DR | FLAGSTAFF | AZ | 86004 | Coconino | 1 | Open | 1993-12-01 | 20000 | Diesel | COMPARTMENT A | Double Walled | Fiberglass Reinforced Plastic | Pressure | Double Walled | Fiberglass Reinforced Plastic
0-007715 | CITY OF BULLHEAD CITY - FIRE STATION #5 | 3025 HIGHWAY 95 | BULLHEAD CITY | AZ | 86442 | Mohave | 1 | Perm Closure | 2005-06-17 | 2000 | Diesel | COMPARTMENT A | Double Walled | Asphalt coated or Bare Steel | Suction - Check Valve at the Tank Top |  |  | Removal | 1993-05-27
0-002295 | C A GILBERT PLUMBING CO | 254 S MESA DR | MESA | AZ | 85210 | Maricopa | 1 | Perm Closure | 1979-05-02 | 10000 | Gasoline | COMPARTMENT A | Single Walled | Asphalt coated or Bare Steel | Pressure |  | Fiberglass Reinforced Plastic | Removal | 2015-07-31
0-000809 | C S CONSTRUCTION INC | 22023 N 20TH AVE | PHOENIX | AZ | 85027 | Maricopa | 1 | Perm Closure | 1984-01-01 | 10000 | Gasoline | COMPARTMENT A | Single Walled | Fiberglass Reinforced Plastic | Pressure | Double Walled | Fiberglass Reinforced Plastic | Removal | 2016-09-21
0-000720 | BILLON CONCRETE CO INC | 21420 N 14TH AVE | PHOENIX | AZ | 85027 | Maricopa | 3 | Perm Closure | 1980-01-01 | 4000 | Gasoline | COMPARTMENT A |  | Asphalt coated or Bare Steel | Pressure |  |  | Removal | 1993-03-25
0-006719 | CIRCLE K STORE #2709529 | 5601 E BELL RD | SCOTTSDALE | AZ | 85254 | Maricopa | 2 | Open | 1990-07-24 | 12000 | Gasoline | COMPARTMENT A | Double Walled | Composite (Steel/Fiberglass) | Pressure |  | Fiberglass Reinforced Plastic
0-000691 | BESSETT PLUMBING INC | 1075 N BESSETT AVE | GREEN VALLEY | AZ | 85614 | Pima | 1 | Perm Closure | 1979-01-01 | 1500 | Gasoline | COMPARTMENT A | Single Walled | Asphalt coated or Bare Steel |  |  |  | Removal | 1983-01-01
0-003861 | CITY OF PHOENIX - MUNICIPAL PARKING LOT | 301 W WASHINGTON ST | PHOENIX | AZ | 85003 | Maricopa | 12 | Perm Closure | 2005-06-17 | 250 | Gasoline | COMPARTMENT A | Single Walled | Asphalt coated or Bare Steel |  |  |  | Removal | 1992-05-13
0-003861 | CITY OF PHOENIX - MUNICIPAL PARKING LOT | 301 W WASHINGTON ST | PHOENIX | AZ | 85003 | Maricopa | 6 | Perm Closure | 2005-06-17 |  | Gasoline | COMPARTMENT A | Single Walled | Asphalt coated or Bare Steel |  |  |  | Removal | 1992-05-13
0-005766 | SFPP, LP PHOENIX TERMINAL RACK 9 & 10 | 10 S 51ST AVE | PHOENIX | AZ | 85043 | Maricopa | 1 | Perm Closure | 1969-01-01 | 10000 | Diesel | COMPARTMENT A |  | Asphalt coated or Bare Steel |  |  |  | Removal | 1993-08-25
0-000845 | CALPORTLAND - RILLITO CEMENT PLANT | 11115 N CASA GRANDE HWY | MARANA | AZ | 85653 | Pima | 1 | Perm Closure | 1985-01-01 | 800 | Used Oil/Waste Oil | COMPARTMENT A | Single Walled | Fiberglass Reinforced Plastic |  |  |  | Removal | 2004-08-26
0-000845 | CALPORTLAND - RILLITO CEMENT PLANT | 11115 N CASA GRANDE HWY | MARANA | AZ | 85653 | Pima | 2 | Perm Closure | 1985-01-01 | 1000 | Used Oil/Waste Oil | COMPARTMENT A | Single Walled | Fiberglass Reinforced Plastic |  |  |  | Removal | 2018-10-31
0-005502 | VALDEZ TRANSFER | 3195 E 36TH ST | TUCSON | AZ | 85713 | Pima | 1 | Perm Closure | 1976-05-06 | 1000 | Diesel | COMPARTMENT A | Double Walled | Asphalt coated or Bare Steel |  |  |  | Removal | 1989-02-01
0-001972 | EVERKRISP VEGETABLES INC | 9202 W HARRISON ST | TOLLESON | AZ | 85353 | Maricopa | 3 | Perm Closure | 1974-01-01 | 4000 | Gasoline | COMPARTMENT A |  | Asphalt coated or Bare Steel |  |  |  | Removal | 1988-12-28
0-005098 | EXXON - PLAZA EXXON TIGERMART | 1131 E FLORENCE BLVD | CASA GRANDE | AZ | 85122 | Pinal | 1 | Perm Closure | 1977-01-01 | 12000 | Gasoline | COMPARTMENT A | Single Walled | Asphalt coated or Bare Steel |  |  |  | Removal | 1990-09-11
0-005098 | EXXON - PLAZA EXXON TIGERMART | 1131 E FLORENCE BLVD | CASA GRANDE | AZ | 85122 | Pinal | 5 | Perm Closure | 1990-09-01 | 10000 | Gasoline | COMPARTMENT A | Unknown | Fiberglass Reinforced Plastic | Pressure |  | Fiberglass Reinforced Plastic | Removal | 2000-09-07
0-008449 | THE LUBE SHOP | 5026 E MAIN ST | MESA | AZ | 85205 | Maricopa | 1 | Perm Closure | 1986-01-01 | 2000 | Unidentified | COMPARTMENT A | Double Walled | Asphalt coated or Bare Steel | Suction - Check Valve at the Tank Top |  |  | Removal | 1995-09-12
0-008561 | CITY OF SCOTTSDALE - SOUTH FUELING FACILITY | 7101 E ANGUS DR | SCOTTSDALE | AZ | 85251 | Maricopa | 1 | Perm Closure | 1993-12-01 | 15000 | Gasoline | COMPARTMENT A | Double Walled | Fiberglass Reinforced Plastic | Pressure | Double Walled | Fiberglass Reinforced Plastic | Removal | 2012-08-16
0-007174 | SHEPHERD EXPRESS #108 | 620 S MONTEZUMA ST | PRESCOTT | AZ | 86303 | Yavapai | 2 | Perm Closure | 2005-06-17 | 5000 | Diesel | COMPARTMENT A | Single Walled | Asphalt coated or Bare Steel | Pressure |  |  | Removal | 1990-12-15
0-004514 | SIERRA VISTA - MUNICIPAL AIRPORT | 2100 AIRPORT AVE | SIERRA VISTA | AZ | 85635 | Cochise | 1 | Perm Closure | 1971-05-29 | 10000 | Gasoline | COMPARTMENT A | Unknown | Unknown |  |  |  | Removal | 1990-03-08
0-001627 | COUNTRY PRIDE FOODS | 2350 W LINCOLN ST | PHOENIX | AZ | 85009 | Maricopa | 3 | Perm Closure | 1982-01-01 | 12000 | Diesel | COMPARTMENT A |  | Asphalt coated or Bare Steel |  |  |  | Removal | 1988-12-07
0-006495 | WINSLOW ICE HOUSE | 1805 W SECOND ST | WINSLOW | AZ | 86047 | Navajo | 2 | Perm Closure | 1973-01-01 | 10000 | Gasoline | COMPARTMENT A |  | Asphalt coated or Bare Steel | Pressure |  |  | Removal | 2008-08-12
0-008117 | SPEEDWAY STORE #2981 | 325 E HWY 70 | PIMA | AZ | 85543 | Graham | 1 | Perm Closure | 2005-06-17 |  | Gasoline | COMPARTMENT A | Unknown | Fiberglass Reinforced Plastic |  |  |  | Removal | 1970-01-01
0-004673 | 7-ELEVEN #25466 | 8750 S MCCLINTOCK DR | TEMPE | AZ | 85284 | Maricopa | 2 | Perm Closure | 1985-01-01 | 10000 | Gasoline | COMPARTMENT A | Single Walled | Fiberglass Reinforced Plastic | Pressure |  | Fiberglass Reinforced Plastic | Removal | 2013-10-01
0-002978 | LONDON BRIDGE LIQUORS INC | 781 LAKE HAVASU AVE N | LAKE HAVASU CITY | AZ | 86403 | Mohave | 1 | Perm Closure | 1981-01-01 | 10000 | Gasoline | COMPARTMENT A | Double Walled | Composite (Steel/Fiberglass) | Pressure |  | Fiberglass Reinforced Plastic | Removal | 2015-09-16
0-006247 | EAST LAWN CEMETERY | 5801 E GRANT RD | TUCSON | AZ | 85712 | Pima | 1 | Perm Closure | 1963-06-28 | 1000 | Gasoline | COMPARTMENT A | Unknown | Asphalt coated or Bare Steel |  |  |  | Removal | 1988-07-01
0-006214 | PAYLESS USED CARS & TRUCKS | 909 E 22ND ST | TUCSON | AZ | 85713 | Pima | 5 | Perm Closure | 2005-06-17 |  | Used Oil/Waste Oil | COMPARTMENT A |  | Asphalt coated or Bare Steel |  |  |  | Removal | 1994-08-25
0-002421 | FILL SMART | 6930 E THOMAS RD | SCOTTSDALE | AZ | 85251 | Maricopa | 5 | Perm Closure | 2005-06-17 | 6000 | Diesel | COMPARTMENT A |  | Asphalt coated or Bare Steel | Pressure |  |  | Removal | 1989-12-16
0-000176 | ARIZONA BUS LINES INC | 814 W JEFFERSON ST | PHOENIX | AZ | 85007 | Maricopa | 2 | Perm Closure | 1979-01-01 | 1000 | Gasoline | COMPARTMENT A | Single Walled | Asphalt coated or Bare Steel |  |  |  | Removal | 1990-08-08
0-007959 | CHEVRON #9-9454 | 2885 N 91ST AVE | PHOENIX | AZ | 85037 | Maricopa | 1 | Perm Closure | 1992-08-04 | 10000 | Gasoline | COMPARTMENT A | Double Walled | Fiberglass Reinforced Plastic | Pressure | Double Walled | Fiberglass Reinforced Plastic | Removal | 2009-03-17
0-007959 | CHEVRON #9-9454 | 2885 N 91ST AVE | PHOENIX | AZ | 85037 | Maricopa | 3 | Perm Closure | 1992-08-04 | 10000 | Gasoline | COMPARTMENT A | Double Walled | Fiberglass Reinforced Plastic | Pressure |  | Fiberglass Reinforced Plastic | Removal | 2009-03-17
0-007959 | CHEVRON #9-9454 | 2885 N 91ST AVE | PHOENIX | AZ | 85037 | Maricopa | 5 | Open | 2009-03-01 | 10000 | Gasoline | COMPARTMENT B | Double Walled | Fiberglass Reinforced Plastic | Pressure | Double Walled | Fiberglass Reinforced Plastic
0-000420 | APS - PARADISE VALLEY FACILITY | 4612 E BELL RD | PHOENIX | AZ | 85032 | Maricopa | 1 | Perm Closure | 1982-01-01 | 12000 | Gasoline | COMPARTMENT A |  | Asphalt coated or Bare Steel | Pressure |  |  | Removal | 1992-09-01
0-000420 | APS - PARADISE VALLEY FACILITY | 4612 E BELL RD | PHOENIX | AZ | 85032 | Maricopa | 2 | Perm Closure | 1982-01-01 | 12000 | Diesel | COMPARTMENT A |  | Asphalt coated or Bare Steel | Pressure |  |  | Removal | 1992-09-01
0-000509 | ARCO #5283 | 3342 N 7TH AVE | PHOENIX | AZ | 85013 | Maricopa | 3 | Perm Closure | 2005-06-17 | 12000 | Gasoline | COMPARTMENT A |  | Asphalt coated or Bare Steel | Pressure |  |  | Removal | 1999-01-08
0-006714 | SWIRE COCA-COLA SALES CENTER | 5551 W COCA COLA PL | MARANA | AZ | 85743 | Pima | 1 | Perm Closure | 1990-01-05 | 10000 | Gasoline | COMPARTMENT A | Double Walled | Composite (Steel/Fiberglass) | Pressure | Double Walled | Fiberglass Reinforced Plastic | Removal | 2001-09-13
0-006714 | SWIRE COCA-COLA SALES CENTER | 5551 W COCA COLA PL | MARANA | AZ | 85743 | Pima | 2 | Perm Closure | 1990-01-05 | 10000 | Gasoline | COMPARTMENT A | Double Walled | Asphalt coated or Bare Steel | Pressure | Double Walled | Fiberglass Reinforced Plastic | Removal | 2001-09-13
0-001072 | CHEVRON #9-6180 | 1808 E BROADWAY RD | TEMPE | AZ | 85282 | Maricopa | 3 | Perm Closure | 1967-01-01 | 8000 | Gasoline | COMPARTMENT A |  | Asphalt coated or Bare Steel |  |  |  | Removal | 1993-11-10
0-004594 | SOUTHERN PACIFIC MAINTENANCE YARD |  | TUCSON |  |  | Pima | 1 | Perm Closure | 1978-05-06 | 2000 | Gasoline | COMPARTMENT A | Double Walled | Asphalt coated or Bare Steel |  |  |  | Removal | 1990-02-14
0-006557 | PIMA COUNTY FLEET SERVICES | 1291 S MISSION RD | TUCSON | AZ | 85713 | Pima | 7 | Perm Closure | 2005-06-17 | 15000 | Gasoline | COMPARTMENT A | Single Walled | Asphalt coated or Bare Steel |  |  |  | Removal | 1989-04-01
0-006557 | PIMA COUNTY FLEET SERVICES | 1291 S MISSION RD | TUCSON | AZ | 85713 | Pima | 6 | Perm Closure | 2005-06-17 | 12000 | Gasoline | COMPARTMENT A | Single Walled | Asphalt coated or Bare Steel |  |  |  | Removal | 1989-04-01
0-001907 | HITCHING POST | 2345 N APACHE TRL | APACHE JUNCTION | AZ | 85119 | Pinal | 1 | Perm Closure | 1971-01-01 | 10000 | Diesel | COMPARTMENT A |  | Asphalt coated or Bare Steel | Pressure | Double Walled | Fiberglass Reinforced Plastic | Removal | 2017-03-22
0-001998 | CARMEL AUTOMOTIVE | 1901 W THUNDERBIRD RD | PHOENIX | AZ | 85023 | Maricopa | 1 | Perm Closure | 1970-01-01 | 6000 | Gasoline | COMPARTMENT A |  | Asphalt coated or Bare Steel |  |  |  | Removal | 1989-07-12
0-001998 | CARMEL AUTOMOTIVE | 1901 W THUNDERBIRD RD | PHOENIX | AZ | 85023 | Maricopa | 3 | Perm Closure | 1970-01-01 | 10000 | Gasoline | COMPARTMENT A |  | Asphalt coated or Bare Steel |  |  |  | Removal | 1989-07-12
0-004027 | SMA EQUIPMENT | 2323 W UNIVERSITY DR | TEMPE | AZ | 85281 | Maricopa | 1 | Perm Closure | 1980-01-01 | 550 | Unidentified | COMPARTMENT A | Unknown | Asphalt coated or Bare Steel | Suction - Check Valve at the Tank Top |  |  | Removal | 1989-10-01
0-004027 | SMA EQUIPMENT | 2323 W UNIVERSITY DR | TEMPE | AZ | 85281 | Maricopa | 3 | Perm Closure | 1980-01-01 | 550 | Unidentified | COMPARTMENT A | Unknown | Asphalt coated or Bare Steel | Suction - Check Valve at the Tank Top |  |  | Removal | 1989-10-01
0-003262 | MOBIL 18-MB4 | 6750 E THOMAS RD | SCOTTSDALE | AZ | 85251 | Maricopa | 3 | Perm Closure | 1988-09-01 | 1000 | Used Oil/Waste Oil | COMPARTMENT A | Double Walled | Fiberglass Reinforced Plastic | Gravity Feed |  | Fiberglass Reinforced Plastic | Removal | 2003-11-14
0-001761 | BILL MEINHARDT RV REPAIR SHOP | 601 E 32ND ST | YUMA | AZ | 85365 | Yuma | 1 | Perm Closure | 2005-06-17 | 300 | Diesel | COMPARTMENT A |  | Asphalt coated or Bare Steel | Suction - Check Valve at the Tank Top | Single Walled | Bare or Galvanized Steel | Removal | 1992-02-13
0-004884 | TEMPE ELEMENTARY SCHOOL DISTRICT #3 - BROGAN CENTER | 1430 W ELNA RAE ST | TEMPE | AZ | 85281 | Maricopa | 1 | Perm Closure | 1970-01-01 | 2000 | Diesel | COMPARTMENT A | Single Walled | Asphalt coated or Bare Steel | Suction - Check Valve at the Tank Top | Single Walled | Bare or Galvanized Steel | Removal | 1991-11-22
0-009813 | CLARK'S CLEANERS | 402 W SECOND ST | WINSLOW | AZ | 86047 | Navajo | 3 | Perm Closure | 2005-06-17 | 1000 | Gasoline | COMPARTMENT A | Double Walled | Asphalt coated or Bare Steel | Suction - Check Valve at the Dispenser |  |  | Removal | 2001-12-19
0-010427 | CEMEX | 1901 N ALMA SCHOOL RD | MESA | AZ | 85201 | Maricopa | 2 | Perm Closure | 2012-03-01 | 1000 | Used Oil/Waste Oil | COMPARTMENT A |  | Asphalt coated or Bare Steel |  |  |  | Removal | 2011-11-16
0-000542 | ARCO #5280 | 2188 E SOUTHERN AVE | TEMPE | AZ | 85282 | Maricopa | 6 | Perm Closure | 1987-01-01 | 12000 | Gasoline | COMPARTMENT A | Double Walled | Fiberglass Reinforced Plastic | Pressure |  | Fiberglass Reinforced Plastic | Removal | 2012-02-14
0-006855 | TRIUMPH CORPORATION | 2130 S INDUSTRIAL PARK AVE | TEMPE | AZ | 85282 | Maricopa | 1 | Perm Closure | 1980-01-01 |  | Gasoline | COMPARTMENT A | Unknown | Unknown |  |  |  | Removal | 1990-07-16
0-010037 | CITY OF TUCSON - UST PROPERTY | 2 S 4TH AVE | TUCSON | AZ | 85705 | Pima | 1 | Perm Closure | 2005-06-17 | 550 | Gasoline | COMPARTMENT A | Double Walled | Fiberglass Reinforced Plastic |  |  |  | Removal | 2005-03-08
0-010037 | CITY OF TUCSON - UST PROPERTY | 2 S 4TH AVE | TUCSON | AZ | 85705 | Pima | 2 | Perm Closure | 2005-06-17 | 550 | Used Oil/Waste Oil | COMPARTMENT A | Double Walled | Fiberglass Reinforced Plastic |  |  |  | Removal | 2005-03-08
0-009943 | THOREN'S ARCHITECTURAL WOODWORK | 149 S FARMER AVE | TEMPE | AZ | 85281 | Maricopa | 1 | Perm Closure | 1976-01-01 | 1000 | Gasoline | COMPARTMENT A | Double Walled | Asphalt coated or Bare Steel | Suction - Check Valve at the Dispenser |  | Bare or Galvanized Steel | Removal | 2003-07-17
0-000102 | ALHAMBRA SCHOOL DISTRICT #68 | 3838 W GRANT ST | PHOENIX | AZ | 85009 | Maricopa | 1 | Perm Closure | 1965-01-01 | 1000 | Gasoline | COMPARTMENT A | Single Walled | Asphalt coated or Bare Steel |  |  |  | Removal | 1989-12-01
0-004451 | SHAPPELL HARVESTING INC | 14247 E GERMANN RD | GILBERT | AZ | 85297 | Maricopa | 1 | Perm Closure | 1981-03-06 | 8000 | Diesel | COMPARTMENT A | Unknown | Asphalt coated or Bare Steel |  |  |  | Removal | 1990-12-17
0-000300 | IRA A MURPHY ELEMENTARY SCHOOL | 7231 W NORTH LN | PEORIA | AZ | 85345 | Maricopa | 1 | Perm Closure | 2005-06-17 | 550 | Gasoline | COMPARTMENT A |  | Asphalt coated or Bare Steel |  |  |  | Removal | 1987-07-20
0-006474 | D & T GOLF CARS | 5602 E MCKELLIPS RD | MESA | AZ | 85215 | Maricopa | 1 | Perm Closure | 1966-10-12 | 8000 | Unidentified | COMPARTMENT A | Double Walled | Asphalt coated or Bare Steel |  |  |  | Removal | 1988-11-10
0-002924 | DAVES AUTO REPAIR | 12230 N 111TH AVE | YOUNGTOWN | AZ | 85363 | Maricopa | 4 | Perm Closure | 1969-01-01 | 200 | Used Oil/Waste Oil | COMPARTMENT A |  | Asphalt coated or Bare Steel |  |  |  | Removal | 1991-12-31
0-000062 | DIALYSIS ASSOCIATION | 2504 E ELM ST | TUCSON | AZ | 85716 | Pima | 1 | Perm Closure | 1979-05-24 |  | Diesel | COMPARTMENT A | Single Walled | Asphalt coated or Bare Steel |  |  |  | Removal | 1987-01-01
0-000485 | COOPER & BRAIN INC | 3445 N COUNTRY CLUB RD | TUCSON | AZ | 85716 | Pima | 1 | Perm Closure | 1966-01-01 | 10000 | Gasoline | COMPARTMENT A |  | Asphalt coated or Bare Steel |  |  |  | Removal | 1991-05-22
0-009782 | COSTCO WHOLESALE #674 | 17550 N 79TH AVE | GLENDALE | AZ | 85308 | Maricopa | 2 | Open | 2001-06-01 | 30000 | Gasoline | COMPARTMENT A | Double Walled | Fiberglass Reinforced Plastic | Pressure | Double Walled | Flexible
0-009782 | COSTCO WHOLESALE #674 | 17550 N 79TH AVE | GLENDALE | AZ | 85308 | Maricopa | 4 | Open | 2012-01-24 | 1500 | (Null) | COMPARTMENT A | Double Walled | Fiberglass Reinforced Plastic | Pressure | Double Walled | Fiberglass Reinforced Plastic
0-009630 | CIRCLE K #2706285 | 11339 W BELL RD | SURPRISE | AZ | 85378 | Maricopa | 1 | Open | 1999-12-01 | 10000 | Diesel | COMPARTMENT A | Double Walled | Fiberglass Reinforced Plastic | Pressure | Double Walled | Flexible
0-000725 | CIRCLE K #2705288 | 8749 S RURAL RD | TEMPE | AZ | 85284 | Maricopa | 5 | Perm Closure | 2004-11-12 | 10000 | Diesel | COMPARTMENT A | Double Walled | Fiberglass Reinforced Plastic | Pressure | Double Walled | Fiberglass Reinforced Plastic | Removal | 2013-06-24
0-000725 | CIRCLE K #2705288 | 8749 S RURAL RD | TEMPE | AZ | 85284 | Maricopa | 3 | Perm Closure | 1988-01-01 | 10000 | Gasoline | COMPARTMENT A | Double Walled | Fiberglass Reinforced Plastic | Pressure |  | Fiberglass Reinforced Plastic | Removal | 2004-10-20
0-005405 | CIRCLE K #2708862 | 753 W BROADWAY RD | MESA | AZ | 85210 | Maricopa | 1 | Open | 1988-01-01 | 10000 | Gasoline | COMPARTMENT A | Double Walled | Fiberglass Reinforced Plastic | Pressure | Single Walled | Fiberglass Reinforced Plastic
0-003776 | PHILLIPS 66 COMPANY #021642 | 1001 N ALVERNON WAY | TUCSON | AZ | 85711 | Pima | 1 | Perm Closure | 1975-01-01 | 10000 | Gasoline | COMPARTMENT A | Single Walled | Asphalt coated or Bare Steel |  |  |  | Removal | 1989-10-01
0-003776 | PHILLIPS 66 COMPANY #021642 | 1001 N ALVERNON WAY | TUCSON | AZ | 85711 | Pima | 3 | Perm Closure | 1965-01-01 | 560 | Used Oil/Waste Oil | COMPARTMENT A | Single Walled | Asphalt coated or Bare Steel |  |  |  | Removal | 1989-10-01
0-004387 | PARASOL LAUNDRY | 6313 W MARYLAND AVE | GLENDALE | AZ | 85301 | Maricopa | 2 | Perm Closure | 1968-01-01 | 10000 | Gasoline | COMPARTMENT A | Single Walled | Asphalt coated or Bare Steel |  |  |  | Removal | 1989-08-15
0-001670 | PETRO PRODUCTS | 1080 S STATE ROUTE 89 | CHINO VALLEY | AZ | 86323 | Yavapai | 4 | Perm Closure | 1985-01-01 | 10000 | Gasoline (UL) | COMPARTMENT A |  | Asphalt coated or Bare Steel | Pressure |  | Fiberglass Reinforced Plastic | Removal | 2016-07-12
0-005995 | SANTA FE 1 HOMEOWNERS ASSOC | 7554 N VIA CAMELLO DEL SUR | SCOTTSDALE | AZ | 85258 | Maricopa | 1 | Perm Closure | 1980-01-01 | 1000 | Kerosene | COMPARTMENT A | Double Walled | Asphalt coated or Bare Steel |  |  |  | Removal | 1992-07-22
0-002965 | PRIMEWEST REAL ESTATE SERVICES | 3636 N CENTRAL AVE | PHOENIX | AZ | 85012 | Maricopa | 1 | Perm Closure | 1984-01-01 | 550 | Diesel | COMPARTMENT A | Single Walled | Fiberglass Reinforced Plastic | Suction - Check Valve at the Tank Top |  |  | Removal | 1994-02-24
0-002074 | QUIK COUNTRY STORE | 4100 E WESTERN DR | COTTONWOOD | AZ | 86326 | Yavapai | 4 | Open | 1998-04-01 | 6000 | Gasoline (PUL) | COMPARTMENT A | Double Walled | Composite (Steel/Fiberglass)
0-004155 | QUIK MART #22 | 3797 S KOLB RD | TUCSON | AZ | 85730 | Pima | 6 | Perm Closure | 1996-03-01 | 10000 | Gasoline (PUL) | COMPARTMENT A | Double Walled | Composite (Steel/Fiberglass) | Pressure | Double Walled | Flexible | Removal | 2018-08-23
0-004135 | CIRCLE K #2701646 | 7510 W PEORIA AVE | PEORIA | AZ | 85345 | Maricopa | 2 | Open | 1987-06-29 | 10000 | Gasoline | COMPARTMENT A | Single Walled | Fiberglass Reinforced Plastic | Pressure |  | Fiberglass Reinforced Plastic
0-004135 | CIRCLE K #2701646 | 7510 W PEORIA AVE | PEORIA | AZ | 85345 | Maricopa | 4 | Open | 1987-06-29 | 10000 | Gasoline | COMPARTMENT A | Single Walled | Fiberglass Reinforced Plastic | Pressure |  | Fiberglass Reinforced Plastic
0-004135 | CIRCLE K #2701646 | 7510 W PEORIA AVE | PEORIA | AZ | 85345 | Maricopa | 1 | Open | 1987-06-29 | 10000 | Gasoline | COMPARTMENT A | Single Walled | Fiberglass Reinforced Plastic | Pressure |  | Fiberglass Reinforced Plastic
0-000224 | CIRCLE K #2701668 | 4306 W MARYLAND AVE | GLENDALE | AZ | 85301 | Maricopa | 2 | Perm Closure | 1985-01-01 | 10000 | Gasoline | COMPARTMENT A |  | Fiberglass Reinforced Plastic | Pressure | Single Walled | Fiberglass Reinforced Plastic | Removal | 2014-05-08
0-005049 | ARCO #5608 | 10809 N FRANK LLOYD WRIGHT BLVD | SCOTTSDALE | AZ | 85259 | Maricopa | 2 | Open | 1989-09-01 | 12000 | Gasoline | COMPARTMENT A | Double Walled | Fiberglass Reinforced Plastic | Pressure | Double Walled | Fiberglass Reinforced Plastic
0-003520 | S & H STEEL | 620 W COMMERCE AVE | GILBERT | AZ | 85233 | Maricopa | 1 | Perm Closure | 1978-01-01 | 10000 | Gasoline | COMPARTMENT A |  | Asphalt coated or Bare Steel |  |  |  | Removal | 1995-01-12
0-001104 | CHEVRON #9-8492 | 2441 W THOMAS RD | PHOENIX | AZ | 85015 | Maricopa | 4 | Perm Closure | 1981-01-01 | 1000 | Used Oil/Waste Oil | COMPARTMENT A | Double Walled | Fiberglass Reinforced Plastic |  |  |  | Removal | 1986-11-30
0-008996 | 4 SONS FOOD STORES #505 | 75 E 29TH AVE | APACHE JUNCTION | AZ | 85119 | Pinal | 3 | Open | 1996-08-26 | 8000 | Gasoline | COMPARTMENT A | Double Walled | Fiberglass Reinforced Plastic | Pressure | Double Walled | Fiberglass Reinforced Plastic
0-000305 | CATER FRESH PHOENIX | 2121 W MCDOWELL RD | PHOENIX | AZ | 85009 | Maricopa | 5 | Perm Closure | 1963-01-01 | 5000 | Gasoline | COMPARTMENT A | Single Walled | Asphalt coated or Bare Steel |  |  |  | Removal | 2002-04-17
0-000686 | BENTLEY-DILLE GRADALL RENTALS INC | 3951 S 30TH ST | PHOENIX | AZ | 85040 | Maricopa | 8 | Perm Closure | 1978-01-01 | 10000 | Unidentified | COMPARTMENT A | Single Walled | Asphalt coated or Bare Steel |  |  |  | Removal | 1990-09-01
0-000686 | BENTLEY-DILLE GRADALL RENTALS INC | 3951 S 30TH ST | PHOENIX | AZ | 85040 | Maricopa | 2 | Perm Closure | 1972-01-01 | 8000 | Diesel | COMPARTMENT A | Single Walled | Asphalt coated or Bare Steel |  |  |  | Removal | 1990-09-01
0-005131 | TRIPLE A FERTILIZER CO INC | 8665 S ALVERNON WAY | TUCSON | AZ | 85756 | Pima | 1 | Perm Closure | 1973-12-17 | 1000 | Diesel | COMPARTMENT A | Unknown | Asphalt coated or Bare Steel |  |  |  | Removal | 1988-01-01
0-000903 | TEXACO #60-349-0338 | 8250 W GLENDALE AVE | GLENDALE | AZ | 85303 | Maricopa | 1 | Perm Closure | 1987-08-01 | 20000 | Gasoline | COMPARTMENT A | Double Walled | Fiberglass Reinforced Plastic | Pressure | Double Walled | Fiberglass Reinforced Plastic | Removal | 2003-11-20
0-004253 | SERVE RITE #1021 | 1242 A AVE | DOUGLAS | AZ | 85607 | Cochise | 1 | Perm Closure | 1980-01-01 | 12000 | Gasoline | COMPARTMENT A |  | Asphalt coated or Bare Steel | Pressure |  | Bare or Galvanized Steel | Removal | 1995-08-04
0-008448 | WASTE OF ARIZONA INC | 1100 W GLENN ST | TUCSON | AZ | 85705 | Pima | 1 | Perm Closure | 1993-04-20 | 10000 | Diesel | COMPARTMENT A | Double Walled | Fiberglass Reinforced Plastic | Pressure | Double Walled | Fiberglass Reinforced Plastic | Removal | 2000-06-22
0-006553 | U-HAUL EAST SPEEDWAY 828-61 | 5533 E SPEEDWAY BLVD | TUCSON | AZ | 85712 | Pima | 3 | Perm Closure | 1980-12-22 | 10000 | Used Oil/Waste Oil | COMPARTMENT A | Double Walled | Asphalt coated or Bare Steel |  |  |  | Removal | 1995-02-14
0-009838 | MCCLAREN, WILSON & LAWRIE INC | 8705 N CENTRAL AVE | PHOENIX | AZ | 85020 | Maricopa | 1 | Perm Closure | 2005-06-17 | 1000 | Gasoline | COMPARTMENT A | Double Walled | Fiberglass Reinforced Plastic |  |  |  | Removal | 2002-03-08
0-009559 | BROMAX #602 | 5439 E CAREFREE HWY | CAVE CREEK | AZ | 85331 | Maricopa | 2 | Open | 1999-05-12 | 15000 | Gasoline | COMPARTMENT A | Double Walled | Fiberglass Reinforced Plastic | Pressure | Double Walled | Fiberglass Reinforced Plastic
0-009579 | HLN INVESTMENTS | 1143 N ELLSWORTH RD | MESA | AZ | 85207 | Maricopa | 3 | Open | 1999-09-16 | 12000 | Diesel | COMPARTMENT A | Double Walled | Fiberglass Reinforced Plastic | Pressure | Double Walled | Fiberglass Reinforced Plastic
0-009579 | HLN INVESTMENTS | 1143 N ELLSWORTH RD | MESA | AZ | 85207 | Maricopa | 2 | Open | 1999-09-16 | 12000 | Gasoline | COMPARTMENT A | Double Walled | Fiberglass Reinforced Plastic | Pressure | Double Walled | Fiberglass Reinforced Plastic
0-009368 | LOMELI'S GARDEN ART | 2015 E ANDY DEVINE AVE | KINGMAN | AZ | 86401 | Mohave | 2 | Perm Closure | 2005-06-17 | 10000 | Gasoline | COMPARTMENT A | Double Walled | Asphalt coated or Bare Steel |  |  |  | Closed in Place | 1982-01-01
0-009368 | LOMELI'S GARDEN ART | 2015 E ANDY DEVINE AVE | KINGMAN | AZ | 86401 | Mohave | 4 | Perm Closure | 2005-06-17 |  | Gasoline | COMPARTMENT A | Double Walled | Asphalt coated or Bare Steel |  |  |  | Closed in Place | 1982-01-01
0-004651 | 7-ELEVEN #21043 | 4680 E BROADWAY BLVD | TUCSON | AZ | 85711 | Pima | 1 | Perm Closure | 1978-03-10 | 9940 | Gasoline | COMPARTMENT A | Unknown | Asphalt coated or Bare Steel | Pressure |  | Bare or Galvanized Steel | Removal | 1992-12-11
0-006788 | PURCELL'S WESTERN STATE TIRE | 10301 N SCOTTSDALE RD | SCOTTSDALE | AZ | 85253 | Maricopa | 1 | Perm Closure | 1989-01-01 | 550 | Used Oil/Waste Oil | COMPARTMENT A | Single Walled | Fiberglass Reinforced Plastic | Gravity Feed | Single Walled | Bare or Galvanized Steel | Closed in Place | 1995-01-06
0-009252 | COSTCO WHOLESALE #436 | 1445 W ELLIOT RD | TEMPE | AZ | 85284 | Maricopa | 4 | Open | 2012-03-07 | 1500 | Other | COMPARTMENT A | Double Walled | Fiberglass Reinforced Plastic | Pressure | Double Walled | Fiberglass Reinforced Plastic
0-002609 | JERRY FOUNTAIN | 234 BROAD ST | CLAYPOOL | AZ | 85532 | Gila | 2 | Perm Closure | 1955-05-17 | 1000 | Gasoline | COMPARTMENT A | Single Walled | Asphalt coated or Bare Steel |  |  |  | Removal | 1989-08-24
0-009608 | FORMER EXPO RENT-A-CAR | 424 S 24TH ST | PHOENIX | AZ | 85034 | Maricopa | 2 | Perm Closure | 1967-01-01 | 10000 | Gasoline | COMPARTMENT A | Unknown | Asphalt coated or Bare Steel |  |  |  | Removal | 2000-03-21
0-004665 | 7-ELEVEN #24156 | 5082 S PRICE RD | TEMPE | AZ | 85282 | Maricopa | 3 | Perm Closure | 1984-05-05 | 10000 | Gasoline | COMPARTMENT A | Unknown | Fiberglass Reinforced Plastic | Pressure |  | Fiberglass Reinforced Plastic | Removal | 2000-04-20
0-001781 | DEVEREUX FOUNDATION | 6436 E SWEETWATER AVE | SCOTTSDALE | AZ | 85254 | Maricopa | 1 | Perm Closure | 1981-01-01 | 4000 | Gasoline | COMPARTMENT A |  | Asphalt coated or Bare Steel | Suction - Check Valve at the Tank Top | Single Walled | Bare or Galvanized Steel | Removal | 1992-11-10
0-007947 | LOCAL UNION 75 IRON WORKERS UNION | 950 E ELWOOD ST | PHOENIX | AZ | 85040 | Maricopa | 1 | Perm Closure | 2005-06-17 | 2000 | Gasoline | COMPARTMENT A | Double Walled | Asphalt coated or Bare Steel | Pressure |  | Bare or Galvanized Steel | Removal | 1992-09-10
0-007977 | PRESCOTT GOLF & COUNTRY CLUB | 965 N COTTONWOOD SPRING DR | DEWEY | AZ | 86327 | Yavapai | 1 | Perm Closure | 1972-05-01 | 1500 | Diesel | COMPARTMENT A | Unknown | Asphalt coated or Bare Steel | Suction - Check Valve at the Tank Top |  |  | Closed in Place | 1999-02-03
0-007629 | PAULINE BLAKELY | 980 W WICKENBURG WAY | WICKENBURG | AZ | 85390 | Maricopa | 1 | Perm Closure | 1984-05-01 | 10000 | Gasoline | COMPARTMENT A | Unknown | Asphalt coated or Bare Steel |  |  |  | Removal | 1991-03-01
0-007629 | PAULINE BLAKELY | 980 W WICKENBURG WAY | WICKENBURG | AZ | 85390 | Maricopa | 2 | Perm Closure | 1984-05-01 | 10000 | Gasoline | COMPARTMENT A | Unknown | Asphalt coated or Bare Steel |  |  |  | Removal | 1991-03-01
0-010097 | ENTERPRISE RENT-A-CAR | 1602 E RENTAL CAR WAY | PHOENIX | AZ | 85034 | Maricopa | 1 | Perm Closure | 2005-10-28 | 12000 | Gasoline | COMPARTMENT A | Double Walled | Fiberglass Reinforced Plastic | Pressure | Double Walled | Fiberglass Reinforced Plastic | Removal | 2018-03-14
0-008629 | INDUSTRIAL RADIATOR SERVICE | 2401 W MCDOWELL RD | PHOENIX | AZ | 85009 | Maricopa | 1 | Perm Closure | 2005-06-17 | 1000 | Used Oil/Waste Oil | COMPARTMENT A |  | Asphalt coated or Bare Steel |  |  |  | Removal | 1995-08-03
0-000476 | ASARCO - HAYDEN SMELTER | 640 ASARCO AVE | HAYDEN | AZ | 85135 | Gila | 2 | Perm Closure | 1971-01-01 | 1000 | Diesel | COMPARTMENT A |  | Asphalt coated or Bare Steel |  |  |  | Removal | 1989-12-14
0-000486 | COWLEY INDUSTRIAL PARK | 624 S 25TH AVE | PHOENIX | AZ | 85009 | Maricopa | 4 | Perm Closure | 1970-01-01 | 10000 | Diesel | COMPARTMENT A |  | Asphalt coated or Bare Steel | Pressure | Single Walled | Bare or Galvanized Steel | Removal | 1999-01-20
0-000486 | COWLEY INDUSTRIAL PARK | 624 S 25TH AVE | PHOENIX | AZ | 85009 | Maricopa | 14 | Perm Closure | 1998-09-24 | 20000 | Diesel | COMPARTMENT A | Double Walled | Fiberglass Reinforced Plastic | Pressure | Double Walled | Fiberglass Reinforced Plastic | Removal | 2016-08-19
0-000486 | COWLEY INDUSTRIAL PARK | 624 S 25TH AVE | PHOENIX | AZ | 85009 | Maricopa | 15 | Perm Closure | 1998-09-24 | 20000 | Diesel | COMPARTMENT A | Double Walled | Fiberglass Reinforced Plastic | Pressure | Double Walled | Fiberglass Reinforced Plastic | Removal | 2016-08-19
0-000947 | CARIOCA #33 | 701 W DUNLAP AVE | PHOENIX | AZ | 85021 | Maricopa | 4 | Perm Closure | 1979-01-01 | 6000 | Diesel | COMPARTMENT A | Double Walled | Composite (Steel/Fiberglass) | Pressure |  | Fiberglass Reinforced Plastic | Removal | 1989-01-01
0-000947 | CARIOCA #33 | 701 W DUNLAP AVE | PHOENIX | AZ | 85021 | Maricopa | 5 | Perm Closure | 1989-05-15 | 10000 | Gasoline | COMPARTMENT A | Double Walled | Composite (Steel/Fiberglass) | Pressure | Double Walled | Fiberglass Reinforced Plastic | Removal | 2005-10-20
0-004219 | WARREN UNION SERVICE ST - FORMER | 402 BISBEE RD | BISBEE | AZ | 85603 | Cochise | 2 | Perm Closure | 1932-01-01 | 500 | Gasoline | COMPARTMENT A | Unknown | Asphalt coated or Bare Steel | Suction - Check Valve at the Tank Top |  |  | Removal | 1992-12-04
0-000797 | DESERT WEST COACH SERVICE | 1243 S 7TH ST | PHOENIX | AZ | 85034 | Maricopa | 5 | Perm Closure | 1977-01-01 | 1000 | Diesel | COMPARTMENT A |  | Asphalt coated or Bare Steel |  |  |  | Removal | 1988-09-01
0-001031 | CHEVRON #9-0560 | 25 N MAIN ST | FLORENCE | AZ | 85132 | Pinal | 4 | Perm Closure | 1982-01-01 | 10000 | Gasoline | COMPARTMENT A | Single Walled | Fiberglass Reinforced Plastic | Pressure | Single Walled | Fiberglass Reinforced Plastic | Removal | 1993-07-08
0-001031 | CHEVRON #9-0560 | 25 N MAIN ST | FLORENCE | AZ | 85132 | Pinal | 3 | Perm Closure | 1982-01-01 | 10000 | Gasoline | COMPARTMENT A | Single Walled | Fiberglass Reinforced Plastic | Pressure |  | Fiberglass Reinforced Plastic | Removal | 1993-07-08
0-005947 | BIG TWO TOYOTA | 1301 W BROADWAY RD | MESA | AZ | 85202 | Maricopa | 8 | Perm Closure | 1982-01-01 | 500 | Unidentified | COMPARTMENT A | Double Walled | Asphalt coated or Bare Steel | Gravity Feed |  |  | Removal | 1991-09-10
0-005947 | BIG TWO TOYOTA | 1301 W BROADWAY RD | MESA | AZ | 85202 | Maricopa | 6 | Perm Closure | 1982-01-01 | 500 | Unidentified | COMPARTMENT A | Double Walled | Asphalt coated or Bare Steel | Gravity Feed |  |  | Removal | 1991-09-10
0-005947 | BIG TWO TOYOTA | 1301 W BROADWAY RD | MESA | AZ | 85202 | Maricopa | 1 | Perm Closure | 1974-01-01 | 1000 | Gasoline | COMPARTMENT A | Double Walled | Asphalt coated or Bare Steel | Suction - Check Valve at the Tank Top |  |  | Removal | 1991-09-10
0-005102 | EXXON - JIM'S | 952 W GILA BEND HWY | CASA GRANDE | AZ | 85122 | Pinal | 1 | Perm Closure | 1956-04-22 | 10000 | Gasoline | COMPARTMENT A | Unknown | Asphalt coated or Bare Steel |  |  |  | Removal | 1988-03-01
0-008401 | SPEEDWAY STORE #2979 | 1690 E ASH ST | GLOBE | AZ | 85501 | Gila | 2 | Open | 1994-05-01 | 10000 | Gasoline (UL) | COMPARTMENT A | Double Walled | Fiberglass Reinforced Plastic | Pressure | Double Walled | Fiberglass Reinforced Plastic
0-001103 | CHEVRON #9-8544 | 7001 N 16TH ST | PHOENIX | AZ | 85020 | Maricopa | 9 | Open | 2017-08-29 | 10000 | Gasoline (UL) | COMPARTMENT A | Double Walled | Polyethylene Jacketed Steel | Pressure | Double Walled | Fiberglass Reinforced Plastic
0-001103 | CHEVRON #9-8544 | 7001 N 16TH ST | PHOENIX | AZ | 85020 | Maricopa | 11 | Open | 2017-08-29 | 10000 | Gasoline (PUL) | COMPARTMENT A | Double Walled | Polyethylene Jacketed Steel | Pressure | Double Walled | Fiberglass Reinforced Plastic
0-000321 | ADOT - ST JOHNS MAINTENANCE |  | SAINT JOHNS |  |  | Apache | 3 | Perm Closure | 2005-06-17 | 500 | Used Oil/Waste Oil | COMPARTMENT A | Single Walled | Asphalt coated or Bare Steel |  |  |  | Closed in Place | 1985-06-01
0-004189 | ROOFING WHOLESALE CO INC | 1918 W GRANT ST | PHOENIX | AZ | 85009 | Maricopa | 4 | Perm Closure | 1975-03-28 | 500 | Gasoline | COMPARTMENT A | Double Walled | Asphalt coated or Bare Steel |  |  |  | Removal | 1989-06-20
0-004189 | ROOFING WHOLESALE CO INC | 1918 W GRANT ST | PHOENIX | AZ | 85009 | Maricopa | 6 | Perm Closure | 1974-03-27 | 10000 | Diesel | COMPARTMENT A | Double Walled | Asphalt coated or Bare Steel |  |  |  | Removal | 1989-06-20
0-005570 | WASHINGTON ELEMENTARY SCHOOL DISTRICT - SERVICE CENTER | 12641 N 39TH AVE | PHOENIX | AZ | 85029 | Maricopa | 2 | Perm Closure | 1975-04-01 | 10000 | Gasoline | COMPARTMENT A | Double Walled | Asphalt coated or Bare Steel | Pressure |  |  | Removal | 1992-03-25
0-001982 | EXXON #7-3104 | 2723 W SWEETWATER AVE | PHOENIX | AZ | 85029 | Maricopa | 2 | Perm Closure | 1984-01-01 | 8000 | Gasoline | COMPARTMENT A | Double Walled | Fiberglass Reinforced Plastic | Pressure |  | Fiberglass Reinforced Plastic | Removal | 2000-02-03
0-001159 | SCOTTSDALE DODGE | 3330 N SCOTTSDALE RD | SCOTTSDALE | AZ | 85251 | Maricopa | 5 | Perm Closure | 1976-01-01 | 500 | Used Oil/Waste Oil | COMPARTMENT A | Single Walled | Asphalt coated or Bare Steel |  |  |  | Removal | 1992-08-18
0-005542 | NORTHERN ARIZONA VA HEALTHCARE SYSTEM | 500 N STATE ROUTE 89 | PRESCOTT | AZ | 86313 | Yavapai | 5 | Perm Closure | 1976-01-01 | 475 | Diesel | COMPARTMENT A |  | Asphalt coated or Bare Steel | Suction - Check Valve at the Tank Top |  |  | Removal | 1998-11-23
0-005542 | NORTHERN ARIZONA VA HEALTHCARE SYSTEM | 500 N STATE ROUTE 89 | PRESCOTT | AZ | 86313 | Yavapai | 2 | Perm Closure | 1956-01-01 |  | Used Oil/Waste Oil | COMPARTMENT A |  | Asphalt coated or Bare Steel |  |  |  | Removal | 1978-05-01
0-005542 | NORTHERN ARIZONA VA HEALTHCARE SYSTEM | 500 N STATE ROUTE 89 | PRESCOTT | AZ | 86313 | Yavapai | 10 | Open | 1991-01-16 | 2500 | Diesel | COMPARTMENT A |  | Asphalt coated or Bare Steel | Suction - Check Valve at the Tank Top | Double Walled | Fiberglass Reinforced Plastic
0-003233 | CIRCLE K #2700127 | 7555 E CAMELBACK RD | SCOTTSDALE | AZ | 85251 | Maricopa | 2 | Perm Closure | 1962-01-01 | 6000 | Gasoline | COMPARTMENT A |  | Asphalt coated or Bare Steel | Pressure |  |  | Removal | 1988-10-02
0-003233 | CIRCLE K #2700127 | 7555 E CAMELBACK RD | SCOTTSDALE | AZ | 85251 | Maricopa | 5 | Perm Closure | 1988-10-15 | 1000 | Used Oil/Waste Oil | COMPARTMENT A | Double Walled | Fiberglass Reinforced Plastic | Gravity Feed | Double Walled | Fiberglass Reinforced Plastic | Removal | 2005-11-16
0-005004 | TUCSON TRUCK ACCESSORIES AND SERVICE | 750 E EVANS BLVD | TUCSON | AZ | 85713 | Pima | 3 | Perm Closure | 1982-01-01 | 10000 | Diesel | COMPARTMENT A |  | Asphalt coated or Bare Steel | Suction - Check Valve at the Tank Top |  | Bare or Galvanized Steel | Removal | 1993-06-07
0-006740 | BELL LANDSCAPING | 1702 S 27TH AVE | PHOENIX | AZ | 85009 | Maricopa | 2 | Perm Closure | 1980-01-01 | 800 | Diesel | COMPARTMENT A | Unknown | Asphalt coated or Bare Steel | Suction - Check Valve at the Tank Top |  |  | Removal | 1989-09-01
0-001299 | CIRCLE K STORE #2700754 | 230 N CORONADO BLVD | CLIFTON | AZ | 85533 | Greenlee | 2 | Perm Closure | 1972-01-01 | 10000 | Gasoline | COMPARTMENT A |  | Asphalt coated or Bare Steel |  |  |  | Removal | 1995-07-19
0-001299 | CIRCLE K STORE #2700754 | 230 N CORONADO BLVD | CLIFTON | AZ | 85533 | Greenlee | 5 | Open | 1995-07-19 | 10000 | Gasoline (UL) | COMPARTMENT A | Single Walled | Fiberglass Reinforced Plastic | Pressure | Double Walled | Fiberglass Reinforced Plastic
0-004916 | TEXACO #60-349-0165 | 8355 W GRAND AVE | PEORIA | AZ | 85345 | Maricopa | 3 | Perm Closure | 1984-01-01 | 10000 | Gasoline (UL) | COMPARTMENT A | Single Walled | Fiberglass Reinforced Plastic | Pressure |  | Fiberglass Reinforced Plastic | Removal | 1994-11-01
0-001326 | CIRCLE K #823 | 18444 N CAVE CREEK RD | PHOENIX | AZ | 85032 | Maricopa | 2 | Perm Closure | 1973-01-01 | 10000 | Gasoline | COMPARTMENT A |  | Asphalt coated or Bare Steel | Pressure |  |  | Removal | 1994-09-28
0-007823 | SEDONA SPRINGS MOUNTAIN SPRING WATER | 951 W WATKINS ST | PHOENIX | AZ | 85007 | Maricopa | 2 | Perm Closure | 2005-06-17 | 500 | Used Oil/Waste Oil | COMPARTMENT A | Single Walled | Asphalt coated or Bare Steel | Gravity Feed |  | Bare or Galvanized Steel | Removal | 1995-01-12
0-008165 | ARIZONA DRYWALL | 4120 W WHITTON AVE | PHOENIX | AZ | 85019 | Maricopa | 2 | Perm Closure | 2005-06-17 | 1000 | Gasoline | COMPARTMENT A | Double Walled | Asphalt coated or Bare Steel | Suction - Check Valve at the Tank Top |  |  | Removal | 1993-03-17
0-001891 | DENMART #2533 | 2902 N SCOTTSDALE RD | SCOTTSDALE | AZ | 85251 | Maricopa | 1 | Perm Closure | 1973-01-01 | 6000 | Gasoline | COMPARTMENT A |  | Asphalt coated or Bare Steel | Pressure | Single Walled | Bare or Galvanized Steel | Removal | 1996-11-05
0-008462 | PHOENIX NEWSPAPERS | 200 E VAN BUREN ST | PHOENIX | AZ | 85004 | Maricopa | 1 | Perm Closure | 2006-05-09 | 500 | Used Oil/Waste Oil | COMPARTMENT A |  | Asphalt coated or Bare Steel |  |  |  | Removal | 1994-10-04
0-006244 | AMERICA'S BEST TIRES | 1266 E BENSON HWY | TUCSON | AZ | 85713 | Pima | 1 | Perm Closure | 2005-06-17 | 10000 | Gasoline | COMPARTMENT A | Single Walled | Asphalt coated or Bare Steel |  |  |  | Removal | 1988-08-01
0-006244 | AMERICA'S BEST TIRES | 1266 E BENSON HWY | TUCSON | AZ | 85713 | Pima | 2 | Perm Closure | 2005-06-17 | 6000 | Gasoline | COMPARTMENT A | Single Walled | Asphalt coated or Bare Steel |  |  |  | Removal | 1988-08-01
0-002060 | JIFFY LUBE #1600 | 7443 E BROADWAY BLVD | TUCSON | AZ | 85710 | Pima | 5 | Perm Closure | 1980-01-01 | 3000 | Used Oil/Waste Oil | COMPARTMENT A | Single Walled | Asphalt coated or Bare Steel | Suction - Check Valve at the Tank Top |  |  | Removal | 1996-07-29
0-006290 | MICROCHIP TECHNOLOGY INC | 2355 W CHANDLER BLVD | CHANDLER | AZ | 85224 | Maricopa | 1 | Perm Closure | 1978-04-07 | 8000 | Diesel | COMPARTMENT A | Unknown | Fiberglass Reinforced Plastic | Suction - Check Valve at the Tank Top |  | Bare or Galvanized Steel | Removal | 1990-06-05
0-003392 | US WEST #141278 - TEMPE RIO VISTA | 939 S EDWARD DR | TEMPE | AZ | 85281 | Maricopa | 1 | Perm Closure | 1982-01-01 | 1000 | Diesel | COMPARTMENT A | Single Walled | Asphalt coated or Bare Steel |  |  |  | Removal | 1995-02-17
0-004517 | GRIGGS PAINT OF DOMCOM ENTERPRISES INC | 5632 N 54TH AVE | GLENDALE | AZ | 85301 | Maricopa | 2 | Perm Closure | 1978-03-18 | 2000 | Gasoline | COMPARTMENT A | Unknown | Asphalt coated or Bare Steel |  |  |  | Removal | 1990-12-01
0-000709 | $3 CAR WASH | 2502 E CAMELBACK RD | PHOENIX | AZ | 85016 | Maricopa | 2 | Perm Closure | 1978-01-01 | 10000 | Gasoline | COMPARTMENT A |  | Asphalt coated or Bare Steel | Pressure |  |  | Removal | 1997-10-22
0-005657 | WICKENBURG, TOWN OF - MAINTENANCE YARD |  | WICKENBURG |  |  | Maricopa | 2 | Perm Closure | 1976-05-13 | 10000 | Gasoline | COMPARTMENT A | Unknown | Asphalt coated or Bare Steel |  |  |  | Removal | 1996-06-20
0-009596 | FRY'S FUEL #120 | 6347 E GREENWAY RD | PHOENIX | AZ | 85254 | Maricopa | 4 | Open | 2016-04-01 | 8000 | Gasoline (PUL) | COMPARTMENT B | Double Walled | Fiberglass Reinforced Plastic | Pressure
0-010694 | COAST HOTEL | 4300 E WASHINGTON ST | PHOENIX | AZ | 85034 | Maricopa | 1 | Perm Closure | 2020-03-05 | 1000 | Used Oil/Waste Oil | COMPARTMENT A |  | Asphalt coated or Bare Steel |  |  |  | Removal | 2020-03-03
0-010661 | PARCEL #105-21-055 |  | SPRINGERVILLE |  |  | Apache | 1 | Perm Closure | 2018-10-09 | 600 | Unidentified | COMPARTMENT A | Unknown | Asphalt coated or Bare Steel |  |  |  | Removal | 2018-09-05
0-010662 | PARCEL 30614011B | 341 N HIGHWAY 77 | MAMMOTH | AZ | 85618 | Pinal | 3 | Perm Closure | 2019-07-31 | 10000 | (Null) | COMPARTMENT A | Single Walled | Asphalt coated or Bare Steel |  |  |  | Removal | 2019-06-27
0-010662 | PARCEL 30614011B | 341 N HIGHWAY 77 | MAMMOTH | AZ | 85618 | Pinal | 1 | Perm Closure | 2018-10-24 | 500 | Used Oil/Waste Oil | COMPARTMENT A |  | Unknown |  |  |  | Removal | 2019-06-27
0-004864 | SUNMART TRAVEL CENTER & CONVENIENCE STORE | 18221 TOM WELLS RD | EHRENBERG | AZ | 85334 | La Paz | 1 | Perm Closure | 1976-01-01 | 8000 | Diesel | COMPARTMENT A | Single Walled | Asphalt coated or Bare Steel |  |  |  | Removal | 1990-12-13
0-004864 | SUNMART TRAVEL CENTER & CONVENIENCE STORE | 18221 TOM WELLS RD | EHRENBERG | AZ | 85334 | La Paz | 2 | Perm Closure | 1976-01-01 | 8000 | Diesel | COMPARTMENT A | Single Walled | Asphalt coated or Bare Steel |  |  |  | Removal | 1990-12-13
0-004864 | SUNMART TRAVEL CENTER & CONVENIENCE STORE | 18221 TOM WELLS RD | EHRENBERG | AZ | 85334 | La Paz | 3 | Perm Closure | 1976-01-01 | 8000 | Diesel | COMPARTMENT A | Single Walled | Asphalt coated or Bare Steel |  |  |  | Removal | 1990-12-13
0-004864 | SUNMART TRAVEL CENTER & CONVENIENCE STORE | 18221 TOM WELLS RD | EHRENBERG | AZ | 85334 | La Paz | 10 | Perm Closure | 1990-01-01 | 20000 | Diesel | COMPARTMENT A | Double Walled | Composite (Steel/Fiberglass) | Pressure | Double Walled | Fiberglass Reinforced Plastic | Removal | 2005-08-10
0-010370 | SUNCHIEF MILL |  | GLOBE |  |  | Gila | 1 | Perm Closure | 2010-10-27 | 5000 | Gasoline | COMPARTMENT A |  | Asphalt coated or Bare Steel |  |  |  | Removal | 2010-09-08
0-010700 | FRY'S #615 | 1425 N HIGLEY RD | GILBERT | AZ | 85234 |  | 2 | Open | 2020-08-25 | 10000 | Diesel | COMPARTMENT A | Double Walled | Fiberglass Reinforced Plastic | Pressure | Double Walled | Fiberglass Reinforced Plastic
0-010693 | QUIKTRIP #1469 | 5050 W INA RD | TUCSON | AZ | 85743 | Pima | 7 | Open | 2020-09-04 | 30000 | Diesel | COMPARTMENT A | Double Walled | Fiberglass Reinforced Plastic
0-010683 | STATION 66 | 4115 E THOMPSON AVE | KINGMAN | AZ | 86409 | Mohave | 2 | Open | 2008-05-01 | 10000 | Gasoline (PUL) | COMPARTMENT A | Double Walled | Fiberglass Reinforced Plastic | Pressure | Double Walled | Fiberglass Reinforced Plastic
0-002833 | ASARCO - HAYDEN CONCENTRATOR | 100 HAYDEN AVE | HAYDEN | AZ | 85192 | Pinal | 2 | Perm Closure | 1960-01-01 | 6000 | Hazardous Substance | COMPARTMENT A |  | Asphalt coated or Bare Steel | Suction - Check Valve at the Tank Top | Single Walled | Bare or Galvanized Steel | Removal | 1992-11-24
0-002833 | ASARCO - HAYDEN CONCENTRATOR | 100 HAYDEN AVE | HAYDEN | AZ | 85192 | Pinal | 1 | Perm Closure | 1960-01-01 | 6000 | Hazardous Substance | COMPARTMENT A | Single Walled | Asphalt coated or Bare Steel | Pressure | Single Walled | Bare or Galvanized Steel | Removal | 1992-11-24
0-002833 | ASARCO - HAYDEN CONCENTRATOR | 100 HAYDEN AVE | HAYDEN | AZ | 85192 | Pinal | 6 | Perm Closure | 1960-01-01 | 5000 | Gasoline | COMPARTMENT A | Single Walled | Asphalt coated or Bare Steel | Pressure | Single Walled | Bare or Galvanized Steel | Removal | 1998-09-02
0-010257 | TUCSON POST 549 VFW POST | 1884 S CRAYCROFT RD | TUCSON | AZ | 85711 | Pima | 3 | Perm Closure | 1959-01-01 | 4000 | Gasoline | COMPARTMENT A |  | Asphalt coated or Bare Steel |  |  |  | Removal | 1985-07-15
0-001868 | EXXON #7-0979 | 5102 W THOMAS RD | PHOENIX | AZ | 85031 | Maricopa | 4 | Perm Closure | 1974-01-01 | 8000 | Gasoline | COMPARTMENT A |  | Asphalt coated or Bare Steel | Pressure | Single Walled | Bare or Galvanized Steel | Removal | 1996-11-06
0-001280 | CIRCLE K #2700661 | 105 S MAIN ST | FLORENCE | AZ | 85132 | Pinal | 3 | Perm Closure | 1996-05-20 | 10000 | Gasoline | COMPARTMENT A | Single Walled | Fiberglass Reinforced Plastic | Pressure |  | Fiberglass Reinforced Plastic | Removal | 2018-06-22
0-010416 | FLEXENTIAL COLORADO | 1802 W DEER VALLEY RD | PHOENIX | AZ | 85027 | Maricopa | 1 | Open | 2010-09-13 | 20000 | Red Diesel | COMPARTMENT A | Double Walled | Fiberglass Reinforced Plastic | Pressure | Double Walled | Fiberglass Reinforced Plastic
0-010403 | FIREBIRD FUEL CO | 941 W FAIRVIEW BUSINESS PARK PL | TUCSON | AZ | 85705 | Pima | 3 | Open | 2010-11-04 | 12000 | Diesel | COMPARTMENT A | Double Walled | Composite (Steel/Fiberglass) | Pressure | Double Walled | Fiberglass Reinforced Plastic
0-002128 | TANQUE VERDE EXXON | 6675 E GRANT RD | TUCSON | AZ | 85715 | Pima | 5 | Perm Closure | 1984-01-01 | 1000 | Used Oil/Waste Oil | COMPARTMENT A | Double Walled | Fiberglass Reinforced Plastic | Gravity Feed |  | Fiberglass Reinforced Plastic | Removal | 2011-06-16
0-000541 | ARCO AM/PM | 3233 S MCCLINTOCK DR | TEMPE | AZ | 85282 | Maricopa | 3 | Perm Closure | 1971-01-01 | 550 | Used Oil/Waste Oil | COMPARTMENT A |  | Asphalt coated or Bare Steel |  |  |  | Removal | 1985-06-19
0-000541 | ARCO AM/PM | 3233 S MCCLINTOCK DR | TEMPE | AZ | 85282 | Maricopa | 1 | Perm Closure | 1986-01-01 | 12000 | Gasoline | COMPARTMENT A |  | Fiberglass Reinforced Plastic | Pressure | Double Walled | Fiberglass Reinforced Plastic | Removal | 2009-05-13
0-006486 | ASHBY FARMS LTD | 6205 N SARIVAL RD | LITCHFIELD PARK | AZ | 85340 | Maricopa | 2 | Perm Closure | 1976-10-12 | 3000 | Gasoline | COMPARTMENT A | Unknown | Asphalt coated or Bare Steel |  |  |  | Removal | 1988-12-10
0-007278 | BIG TWO OLDSMOBILE TOYOTA BODY | 1120 W MAIN ST | MESA | AZ | 85201 | Maricopa | 1 | Perm Closure | 2005-06-17 | 500 | Used Oil/Waste Oil | COMPARTMENT A | Double Walled | Asphalt coated or Bare Steel | Gravity Feed |  | Bare or Galvanized Steel | Removal | 1991-09-11
0-008637 | MOHAVE COUNTY PARCEL #308-06-058B | 4979 TENNESSEE AVE | CHLORIDE | AZ | 86431 | Mohave | 2 | Perm Closure | 2014-05-30 | 500 | Gasoline | COMPARTMENT A | Single Walled | Asphalt coated or Bare Steel |  |  |  | Closed in Place | 2014-04-23
0-010423 | MAVERIK COUNTRY STORE #445 | 4555 W WHITE MOUNTAIN BLVD | LAKESIDE | AZ | 85929 | Navajo | 3 | Open | 2011-07-01 | 12000 | Gasoline | COMPARTMENT A | Double Walled | Fiberglass Reinforced Plastic | Pressure | Double Walled | Flexible
0-010434 | QUIKTRIP #454 | 2725 W PEORIA AVE | PHOENIX | AZ | 85029 | Maricopa | 2 | Open | 2011-08-31 | 20000 | Gasoline | COMPARTMENT A | Double Walled | Fiberglass Reinforced Plastic | Pressure | Double Walled | Fiberglass Reinforced Plastic
0-010434 | QUIKTRIP #454 | 2725 W PEORIA AVE | PHOENIX | AZ | 85029 | Maricopa | 3 | Open | 2011-08-31 | 12000 | Gasoline | COMPARTMENT A | Double Walled | Fiberglass Reinforced Plastic | Pressure | Double Walled | Fiberglass Reinforced Plastic
0-001270 | CIRCLE K STORE #2700607 | 10 S MAIN ST | COTTONWOOD | AZ | 86326 | Yavapai | 5 | Open | 1995-07-27 | 10000 | Gasoline (PUL) | COMPARTMENT A | Double Walled | Fiberglass Reinforced Plastic | Pressure | Double Walled | Fiberglass Reinforced Plastic
0-002517 | W HOLTORT | 2020 W ADOBE DR | PHOENIX | AZ | 85027 | Maricopa | 1 | Perm Closure | 1976-02-13 | 1000 | Diesel | COMPARTMENT A | Single Walled | Asphalt coated or Bare Steel |  |  |  | Removal | 1986-07-01
0-010289 | FRYS FUEL CENTER #77 | 3184 WILLOW CREEK RD | PRESCOTT | AZ | 86301 | Yavapai | 2 | Open | 2009-01-01 | 8000 | Diesel | COMPARTMENT A | Double Walled | Fiberglass Reinforced Plastic | Pressure | Double Walled | Flexible
0-007321 | YELLOW CAB | 1055 E 18TH ST | TUCSON | AZ | 85719 | Pima | 1 | Perm Closure | 2005-06-17 | 1000 | Gasoline | COMPARTMENT A | Double Walled | Asphalt coated or Bare Steel | Suction - Check Valve at the Tank Top |  |  | Removal | 1991-06-20
0-001475 | CIRCLE K #2701765 | 2551 HIGHWAY 95 | BULLHEAD CITY | AZ | 86442 | Mohave | 3 | Perm Closure | 1985-01-01 | 10000 | Gasoline | COMPARTMENT A | Double Walled | Fiberglass Reinforced Plastic | Pressure |  | Fiberglass Reinforced Plastic | Removal | 1997-10-31
0-007764 | STARGO TEXACO GAS STATION |  | MORENCI |  |  | Greenlee | 2 | Perm Closure | 1937-01-01 |  | Gasoline | COMPARTMENT A |  | Asphalt coated or Bare Steel | Suction - Check Valve at the Tank Top |  | Bare or Galvanized Steel | Removal | 1993-09-17
0-009594 | SERVICE STATION - FORMER | 815 LIVE OAK ST | MIAMI | AZ | 85539 | Gila | 2 | Perm Closure | 2005-06-17 |  | Unidentified | COMPARTMENT A | Single Walled | Asphalt coated or Bare Steel |  |  |  | Removal | 1980-01-01
0-010488 | FRY'S FOOD DRUG 0010-660 | 4353 W BETHANY HOME RD | GLENDALE | AZ | 85301 | Maricopa | 2 | Open | 2013-09-19 | 12000 | Diesel | COMPARTMENT B | Double Walled | Fiberglass Reinforced Plastic | Pressure | Double Walled | Flexible
0-010547 | PURLIA FAMILY TRUST PROPERTY | 1930 W DURANGO ST | PHOENIX | AZ | 85009 | Maricopa | 3 | Perm Closure | 1975-01-01 | 2500 | Gasoline (Leaded) | COMPARTMENT A | Single Walled | Asphalt coated or Bare Steel |  |  |  | Removal | 2015-09-25
0-010554 | WALMART NEIGHBORHOOD MARKET #4490 | 2565 EAST COMMERCE CENTER PL | TUCSON | AZ | 85706 | Pima | 2 | Open | 2016-01-08 | 8000 | Gasoline (PUL) | COMPARTMENT A | Double Walled | Fiberglass Reinforced Plastic
0-005114 | T & L CONVENIENCE | 411 N ARIZONA BLVD | COOLIDGE | AZ | 85128 | Pinal | 4 | Open | 1999-01-12 | 6000 | Gasoline | COMPARTMENT B | Double Walled | Fiberglass Reinforced Plastic
0-010098 | GAS-N-GRUB 3 | 3770 E DIAGONAL WAY | KINGMAN | AZ | 86409 | Mohave | 1 | Open | 2005-10-18 | 6000 | Gasoline | COMPARTMENT A | Double Walled | Fiberglass Reinforced Plastic | Pressure | Double Walled | Fiberglass Reinforced Plastic
0-000712 | BENNETTS & ASSSOCIATES | 997 MARINA BLVD | BULLHEAD CITY | AZ | 86442 | Mohave | 6 | Perm Closure | 1984-01-01 | 5000 | Diesel | COMPARTMENT A |  | Asphalt coated or Bare Steel | Suction - Check Valve at the Tank Top |  |  | Removal | 2004-04-07
0-000145 | ATLAS CONSTRUCTION SUPPLY INC | 1611 S 27TH AVE | PHOENIX | AZ | 85009 | Maricopa | 1 | Perm Closure | 1971-01-01 | 12000 | Diesel | COMPARTMENT A |  | Asphalt coated or Bare Steel |  |  |  | Removal | 1991-03-21
0-002523 | B J TRUCKING | 224 N 59TH AVE | PHOENIX | AZ | 85043 | Maricopa | 1 | Perm Closure | 1977-04-16 | 2000 | Gasoline | COMPARTMENT A | Single Walled | Asphalt coated or Bare Steel |  |  |  | Removal | 1991-09-25
0-008992 | STAHLS BELL ROAD AUTOMOTIVE | 17203 N 19TH AVE | PHOENIX | AZ | 85023 | Maricopa | 1 | Perm Closure | 2005-06-17 | 500 | Used Oil/Waste Oil | COMPARTMENT A | Double Walled | Asphalt coated or Bare Steel |  |  |  | Removal | 1997-02-07
0-010313 | SAM'S CLUB #6604 | 1851 E BUTLER AVE | FLAGSTAFF | AZ | 86001 | Coconino | 3 | Open | 2009-07-01 | 8000 | Diesel | COMPARTMENT B | Double Walled | Fiberglass Reinforced Plastic | Pressure | Double Walled | Flexible
0-010313 | SAM'S CLUB #6604 | 1851 E BUTLER AVE | FLAGSTAFF | AZ | 86001 | Coconino | 2 | Open | 2009-07-01 | 20000 | Gasoline | COMPARTMENT A | Double Walled | Fiberglass Reinforced Plastic | Pressure | Double Walled | Flexible
0-006032 | MICHAEL MOSS CONTRACTING INC | 7221 S 61ST DR | PHOENIX | AZ | 85339 | Maricopa | 1 | Perm Closure | 1983-04-29 | 1000 | Gasoline | COMPARTMENT A | Unknown | Asphalt coated or Bare Steel | Suction - Check Valve at the Tank Top |  |  | Removal | 1993-12-01
0-003268 | FRYS FUEL CENTER #136 | 4301 W NORTHERN AVE | GLENDALE | AZ | 85301 | Maricopa | 4 | Perm Closure | 1972-01-01 | 550 | Used Oil/Waste Oil | COMPARTMENT A |  | Asphalt coated or Bare Steel | Gravity Feed |  |  | Removal | 1988-11-30
0-003268 | FRYS FUEL CENTER #136 | 4301 W NORTHERN AVE | GLENDALE | AZ | 85301 | Maricopa | 2 | Perm Closure | 1972-01-01 | 6000 | Gasoline | COMPARTMENT A |  | Asphalt coated or Bare Steel | Pressure |  |  | Removal | 1988-11-30
0-007439 | CIRCLE K STORE #2709153 | 1210 S HIGLEY RD | MESA | AZ | 85206 | Maricopa | 2 | Open | 1989-06-01 | 10000 | Gasoline (PUL) | COMPARTMENT A | Double Walled | Fiberglass Reinforced Plastic | Pressure | Double Walled | Fiberglass Reinforced Plastic
0-003834 | CITY OF PHOENIX - FIRE STATION #40 | 3838 N 83RD AVE | PHOENIX | AZ | 85033 | Maricopa | 1 | Perm Closure | 1982-01-01 | 1000 | Diesel | COMPARTMENT A | Single Walled | Asphalt coated or Bare Steel | Suction - Check Valve at the Tank Top |  | Bare or Galvanized Steel | Removal | 1996-02-21
0-010596 | JAY'S TRAVEL CENTER | 2500 I-10BL | SAN SIMON | AZ | 85632 | Cochise | 2 | Open | 2017-10-17 | 8000 | Gasoline (PUL) | COMPARTMENT A | Double Walled | Fiberglass Reinforced Plastic | Pressure | Double Walled | Fiberglass Reinforced Plastic
0-010583 | CIRCLE K STORE #2741639 | 2575 W SONORAN DESERT DR | PHOENIX | AZ | 85085 | Maricopa | 2 | Open | 2016-08-25 | 9000 | Diesel | COMPARTMENT B | Double Walled | Fiberglass Reinforced Plastic | Pressure |  | Flexible
0-001484 | CIRCLE K #2701793 | 8702 E SPEEDWAY BLVD | TUCSON | AZ | 85710 | Pima | 2 | Open | 1985-01-01 | 10000 | Gasoline | COMPARTMENT A | Single Walled | Fiberglass Reinforced Plastic | Pressure | Single Walled | Fiberglass Reinforced Plastic
0-001484 | CIRCLE K #2701793 | 8702 E SPEEDWAY BLVD | TUCSON | AZ | 85710 | Pima | 3 | Open | 1985-01-01 | 10000 | Gasoline | COMPARTMENT A | Single Walled | Fiberglass Reinforced Plastic | Pressure | Single Walled | Fiberglass Reinforced Plastic
0-010100 | HERTZ CORPORATION | 1711 E BUCKEYE RD | PHOENIX | AZ | 85034 | Maricopa | 3 | Open | 2005-06-16 | 25000 | Gasoline | COMPARTMENT A | Double Walled | Fiberglass Reinforced Plastic | Pressure | Double Walled | Fiberglass Reinforced Plastic
0-010100 | HERTZ CORPORATION | 1711 E BUCKEYE RD | PHOENIX | AZ | 85034 | Maricopa | 2 | Open | 2005-06-16 | 25000 | Gasoline | COMPARTMENT A | Double Walled | Fiberglass Reinforced Plastic | Pressure | Double Walled | Fiberglass Reinforced Plastic
0-001703 | BRAD'S DEER VALLEY COLLISION | 22202 N 19TH AVE | PHOENIX | AZ | 85027 | Maricopa | 1 | Perm Closure | 1980-01-01 | 10000 | Gasoline | COMPARTMENT A |  | Asphalt coated or Bare Steel | Suction - Check Valve at the Tank Top | Single Walled | Bare or Galvanized Steel | Removal | 1995-06-01
0-003508 | FEDMART WAREHOUSE/SUNBELT STORES | 1720 E BROADWAY RD | TEMPE | AZ | 85282 | Maricopa | 4 | Perm Closure | 1968-01-01 | 8000 | Diesel | COMPARTMENT A |  | Asphalt coated or Bare Steel |  |  |  | Removal | 1996-08-06
0-004751 | STEWART CONCRETE PIPE INC | 4230 E MADISON ST | PHOENIX | AZ | 85034 | Maricopa | 2 | Perm Closure | 1971-02-28 | 500 | Diesel | COMPARTMENT A | Unknown | Asphalt coated or Bare Steel |  |  |  | Removal | 1987-01-01
0-004041 | RANCHO EL SOPORI |  | AMADO |  |  | Santa Cruz | 2 | Perm Closure | 1976-04-18 |  | Unidentified | COMPARTMENT A | Unknown | Asphalt coated or Bare Steel |  |  |  | Removal | 1984-01-01
0-004041 | RANCHO EL SOPORI |  | AMADO |  |  | Santa Cruz | 4 | Perm Closure | 1976-04-18 |  | Unidentified | COMPARTMENT A | Unknown | Asphalt coated or Bare Steel |  |  |  | Removal | 1984-01-01
0-010114 | SPEEDWAY STORE #2978 | 6225 W AJO HWY | TUCSON | AZ | 85735 | Pima | 2 | Open | 2002-10-13 | 15000 | Gasoline (UL) | COMPARTMENT A | Double Walled | Fiberglass Reinforced Plastic | Pressure |  | Fiberglass Reinforced Plastic
0-001369 | CIRCLE K #2701140 | 9810 S NOGALES HWY | TUCSON | AZ | 85756 | Pima | 3 | Perm Closure | 1974-01-01 | 10000 | Gasoline | COMPARTMENT A |  | Asphalt coated or Bare Steel |  |  |  | Removal | 1995-07-18
0-002804 | WHITING STATION #131 | 3301 N HAYDEN RD | SCOTTSDALE | AZ | 85251 | Maricopa | 3 | Perm Closure | 1971-04-09 | 10000 | Gasoline | COMPARTMENT A | Single Walled | Asphalt coated or Bare Steel | Pressure |  | Fiberglass Reinforced Plastic | Removal | 2003-03-18
0-008224 | WHY CHEVRON # 315 | 201 S SONOYTA WAY | WHY | AZ | 85321 | Pima | 4 | Perm Closure | 1996-01-01 | 12000 | Gasoline | COMPARTMENT A | Double Walled | Fiberglass Reinforced Plastic | Pressure | Double Walled | Fiberglass Reinforced Plastic | Removal | 2017-01-26
0-004313 | USDOI BR - STEWART MOUNTAIN DAM |  | MESA |  |  | Maricopa | 2 | Perm Closure | 1985-01-01 | 1000 | Diesel | COMPARTMENT A | Single Walled | Asphalt coated or Bare Steel | Pressure | Single Walled | Bare or Galvanized Steel | Removal | 1994-05-12
0-010135 | QUIKTRIP #444 | 1155 N 51ST AVE | PHOENIX | AZ | 85043 | Maricopa | 3 | Open | 2005-08-12 | 20000 | Gasoline | COMPARTMENT A | Double Walled | Fiberglass Reinforced Plastic | Pressure | Double Walled | Flexible
0-010322 | FRYS FUEL CENTER #74 | 8375 W DEER VALLEY RD | PEORIA | AZ | 85382 | Maricopa | 1 | Open | 2009-11-19 | 20000 | Gasoline | COMPARTMENT A | Double Walled | Fiberglass Reinforced Plastic | Pressure | Double Walled | Flexible
0-007387 | ARCO AM/PM #82524 | 2891 W VALENCIA RD | TUCSON | AZ | 85746 | Pima | 3 | Open | 1991-03-01 | 10000 | Gasoline | COMPARTMENT A | Double Walled | Fiberglass Reinforced Plastic | Pressure | Double Walled | Fiberglass Reinforced Plastic
0-007387 | ARCO AM/PM #82524 | 2891 W VALENCIA RD | TUCSON | AZ | 85746 | Pima | 2 | Open | 1991-03-01 | 10000 | Gasoline | COMPARTMENT A | Double Walled | Fiberglass Reinforced Plastic | Pressure | Double Walled | Fiberglass Reinforced Plastic
0-007387 | ARCO AM/PM #82524 | 2891 W VALENCIA RD | TUCSON | AZ | 85746 | Pima | 1 | Open | 1991-03-01 | 10000 | Gasoline | COMPARTMENT A | Double Walled | Fiberglass Reinforced Plastic | Pressure | Double Walled | Fiberglass Reinforced Plastic
0-000281 | ADOT - SELIGMAN |  | SELIGMAN |  |  | Yavapai | 2 | Perm Closure | 1981-01-01 | 12000 | Gasoline | COMPARTMENT A |  | Asphalt coated or Bare Steel | Suction - Check Valve at the Tank Top | Single Walled | Bare or Galvanized Steel | Removal | 1999-05-06
0-008146 | ABANDONED FACILITY | 1011 N ARIZONA BLVD | COOLIDGE | AZ | 85128 | Pinal | 2 | Perm Closure | 1950-01-01 | 8000 | Gasoline | COMPARTMENT A | Double Walled | Asphalt coated or Bare Steel | Suction - Check Valve at the Tank Top |  | Bare or Galvanized Steel | Removal | 1994-06-03
0-009399 | VACANT | 1802 W TANGERINE RD | ORO VALLEY | AZ | 85755 | Pima | 2 | Perm Closure | 2005-06-17 | 6000 | Gasoline | COMPARTMENT A | Double Walled | Asphalt coated or Bare Steel | Suction - Check Valve at the Dispenser |  |  | Removal | 1999-02-03
0-009399 | VACANT | 1802 W TANGERINE RD | ORO VALLEY | AZ | 85755 | Pima | 1 | Perm Closure | 2005-06-17 | 6000 | Gasoline | COMPARTMENT A | Double Walled | Asphalt coated or Bare Steel | Suction - Check Valve at the Dispenser |  |  | Removal | 1999-02-03
0-009974 | MICHAEL COSGROVE PROPERTY | 4912 E 22ND ST | TUCSON | AZ | 85711 | Pima | 1 | Perm Closure | 1959-01-01 | 500 | Gasoline | COMPARTMENT A | Double Walled | Asphalt coated or Bare Steel |  |  |  | Removal | 2003-10-28
0-003153 | M&G UNION 76 | 901 S BEELINE HWY | PAYSON | AZ | 85541 | Gila | 3 | Perm Closure | 1967-02-14 | 285 | Used Oil/Waste Oil | COMPARTMENT A | Double Walled | Asphalt coated or Bare Steel |  |  |  | Removal | 1991-02-26
0-002409 | UNITED METRO |  | GLOBE |  |  | Gila | 2 | Perm Closure | 1978-01-23 | 8000 | Diesel | COMPARTMENT A | Single Walled | Asphalt coated or Bare Steel | Suction - Check Valve at the Tank Top |  |  | Closed in Place | 1992-09-24
0-008641 | COTTONWOOD CHEVRON | 1204 S STATE ROUTE 260 | COTTONWOOD | AZ | 86326 | Yavapai | 1 | Open | 1995-03-01 | 20000 | Gasoline | COMPARTMENT A | Double Walled | Fiberglass Reinforced Plastic | Pressure | Double Walled | Fiberglass Reinforced Plastic
0-007773 | GOLF LINKS AUTOMOTIVE | 6465 E GOLF LINKS RD | TUCSON | AZ | 85730 | Pima | 1 | Perm Closure | 1983-01-01 | 300 | Used Oil/Waste Oil | COMPARTMENT A | Unknown | Asphalt coated or Bare Steel | Gravity Feed |  |  | Removal | 1993-09-01
0-004342 | INTERSTATE MOBIL | 56 W LEWIS AVE | ASH FORK | AZ | 86320 | Yavapai | 2 | Perm Closure | 1964-09-15 | 6000 | Gasoline | COMPARTMENT A | Unknown | Asphalt coated or Bare Steel | Suction - Check Valve at the Tank Top |  |  | Removal | 1993-12-07
0-004154 | QUIK MART #2 | 1841 S CRAYCROFT RD | TUCSON | AZ | 85711 | Pima | 3 | Perm Closure | 1985-04-22 | 5000 | Gasoline | COMPARTMENT A |  | Asphalt coated or Bare Steel | Pressure | Double Walled | Flexible | Removal | 2014-03-19
0-009863 | DENMART CONVENIENCE STORES #8755 | 2733 N RECKER RD | MESA | AZ | 85215 | Maricopa | 4 | Open | 2020-08-05 | 10000 | Diesel | COMPARTMENT A | Double Walled | Fiberglass Reinforced Plastic | Pressure | Double Walled | Fiberglass Reinforced Plastic
0-009863 | DENMART CONVENIENCE STORES #8755 | 2733 N RECKER RD | MESA | AZ | 85215 | Maricopa | 4 | Open | 2020-08-05 | 10000 | Gasoline (PUL) | COMPARTMENT B | Double Walled | Fiberglass Reinforced Plastic | Pressure | Double Walled | Fiberglass Reinforced Plastic
0-001324 | CIRCLE K #2700820 | 307 E US HIGHWAY 85 | BUCKEYE | AZ | 85326 | Maricopa | 1 | Perm Closure | 1982-01-01 | 10000 | Gasoline | COMPARTMENT A |  | Asphalt coated or Bare Steel | Pressure | Double Walled | Fiberglass Reinforced Plastic | Removal | 2004-07-08
0-001460 | CIRCLE K #2701636 | 15 W SOUTHERN AVE | TEMPE | AZ | 85282 | Maricopa | 2 | Open | 1985-01-01 | 10000 | Gasoline | COMPARTMENT A | Single Walled | Fiberglass Reinforced Plastic | Pressure | Single Walled | Fiberglass Reinforced Plastic
0-003373 | YUMA FORTUNA CO #129560 | 19201 HWY 80 | YUMA | AZ | 85367 | Yuma | 1 | Perm Closure | 1982-01-07 | 300 | Diesel | COMPARTMENT A | Unknown | Fiberglass Reinforced Plastic | Suction - Check Valve at the Tank Top |  |  | Removal | 1990-06-01
0-000551 | AT&T - WINSLOW RADIO |  | WINSLOW |  |  | Navajo | 1 | Perm Closure | 1969-01-01 | 10000 | Diesel | COMPARTMENT A |  | Asphalt coated or Bare Steel | Suction - Check Valve at the Tank Top |  |  | Removal | 1992-07-31
0-000416 | APS |  | CHILDS |  |  | Yavapai | 1 | Perm Closure | 1946-01-01 | 1000 | Gasoline | COMPARTMENT A |  | Asphalt coated or Bare Steel |  |  |  | Removal | 1987-05-18
0-009027 | ARCO #5978 | 286 N WALKER RD | PRESCOTT | AZ | 86303 | Yavapai | 1 | Open | 1996-09-17 | 10000 | Diesel | COMPARTMENT A | Double Walled | Fiberglass Reinforced Plastic | Pressure | Double Walled | Fiberglass Reinforced Plastic
0-008092 | RAV DEEP INVESTMENTS | 501 W IRVINGTON RD | TUCSON | AZ | 85714 | Pima | 1 | Open | 1992-11-01 | 10000 | Gasoline | COMPARTMENT A | Double Walled | Fiberglass Reinforced Plastic | Pressure | Double Walled | Fiberglass Reinforced Plastic
0-009927 | CIRCLE K STORE #2741705 | 13012 W INDIAN SCHOOL RD | LITCHFIELD PARK | AZ | 85340 | Maricopa | 1 | Open | 2002-10-24 | 10000 | Gasoline (PUL) | COMPARTMENT A | Double Walled | Fiberglass Reinforced Plastic | Pressure | Double Walled | Flexible
0-000006 | INTERSPEC INC | 3980 E ANDY DEVINE AVE | KINGMAN | AZ | 86401 | Mohave | 1 | Perm Closure | 1969-01-01 | 10000 | Diesel | COMPARTMENT A |  | Asphalt coated or Bare Steel |  |  |  | Removal | 1989-04-12
0-006000 | ACE DRILLING CO INC | 4340 E SUPERIOR AVE | PHOENIX | AZ | 85040 | Maricopa | 1 | Perm Closure | 1973-01-01 | 1000 | Gasoline | COMPARTMENT A | Single Walled | Asphalt coated or Bare Steel |  |  |  | Removal | 1985-01-01
0-006024 | ACTION REDI MIX / PARKER BROS | 1943 W WILLIAMS DR | PHOENIX | AZ | 85027 | Maricopa | 3 | Perm Closure | 1978-01-01 | 8000 | Gasoline | COMPARTMENT A | Single Walled | Asphalt coated or Bare Steel | Pressure | Single Walled | Bare or Galvanized Steel | Removal | 1997-12-17
0-000304 | ADOT - FREDONIA SHOP |  | FREDONIA |  |  | Coconino | 6 | Perm Closure | 1981-01-01 | 1000 | Gasoline | COMPARTMENT A |  | Asphalt coated or Bare Steel |  |  |  | Removal | 1990-06-19
0-004680 | 7-ELEVEN #26086 | 3201 E SHEA BLVD | PHOENIX | AZ | 85028 | Maricopa | 3 | Perm Closure | 1986-01-01 | 10000 | Oxygenated Gasoline | COMPARTMENT A | Single Walled | Fiberglass Reinforced Plastic | Pressure |  | Fiberglass Reinforced Plastic | Removal | 2014-02-25
0-009528 | DENMART #8093 | 5151 E MCKELLIPS RD | MESA | AZ | 85215 | Maricopa | 3 | Perm Closure | 2008-01-15 | 12000 | Diesel | COMPARTMENT A | Double Walled | Fiberglass Reinforced Plastic | Pressure | Double Walled | Fiberglass Reinforced Plastic | Removal | 2020-08-14
0-003967 | CITY OF PRESCOTT - ENGINEERING SERVICES | 430 N VIRGINIA ST | PRESCOTT | AZ | 86301 | Yavapai | 3 | Perm Closure | 1980-05-06 | 800 | Used Oil/Waste Oil | COMPARTMENT A | Unknown | Asphalt coated or Bare Steel |  |  |  | Removal | 1989-12-20
0-007756 | CAMP GRANT QUARRY | 3432 S CAMINO RIO | ARAVAIPA CANYON | AZ | 85192 | Pinal | 1 | Perm Closure | 2005-06-17 | 1000 | Used Oil/Waste Oil | COMPARTMENT A | Unknown | Asphalt coated or Bare Steel | Suction - Check Valve at the Tank Top |  | Bare or Galvanized Steel | Removal | 1993-08-12
0-009014 | CAMPBELL RANCH/FORMER STATION |  | SELIGMAN |  |  | Yavapai | 1 | Perm Closure | 2005-06-17 | 1000 | Gasoline | COMPARTMENT A | Double Walled | Asphalt coated or Bare Steel |  |  |  | Removal | 1996-11-18
0-002209 | BOOTS GABRIEL/GABRIEL TRUCK | 1350 N 21ST AVE | PHOENIX | AZ | 85009 | Maricopa | 1 | Perm Closure | 2005-06-17 | 8000 | Diesel | COMPARTMENT A | Unknown | Unknown |  |  |  | Removal | 1989-05-24
0-002209 | BOOTS GABRIEL/GABRIEL TRUCK | 1350 N 21ST AVE | PHOENIX | AZ | 85009 | Maricopa | 3 | Perm Closure | 2005-06-17 | 1000 | Gasoline | COMPARTMENT A | Unknown | Unknown |  |  |  | Removal | 1989-05-24
0-005797 | BUDGET RENT-A-CAR #1201 | 205 E VAN BUREN ST | AVONDALE | AZ | 85323 | Maricopa | 3 | Perm Closure | 1987-01-01 | 3000 | Diesel | COMPARTMENT A | Single Walled | Fiberglass Reinforced Plastic | Suction - Check Valve at the Tank Top | Double Walled | Fiberglass Reinforced Plastic | Removal | 2015-04-14
0-000690 | BERT'S PAINT INC | 1001 E CAMELBACK RD | PHOENIX | AZ | 85014 | Maricopa | 1 | Perm Closure | 1968-01-01 | 1000 | Gasoline | COMPARTMENT A |  | Asphalt coated or Bare Steel |  |  |  | Removal | 1987-12-08
0-004970 | ADIBA FAS FUEL | 8530 E SPEEDWAY BLVD | TUCSON | AZ | 85710 | Pima | 6 | Open | 1992-06-01 | 10000 | Gasoline | COMPARTMENT A | Double Walled | Fiberglass Reinforced Plastic | Pressure | Double Walled | Fiberglass Reinforced Plastic
0-006857 | TEXACO #60-349-0330 | 13635 N 19TH AVE | PHOENIX | AZ | 85029 | Maricopa | 5 | Perm Closure | 2005-06-17 | 10000 | Gasoline | COMPARTMENT A | Double Walled | Asphalt coated or Bare Steel |  |  |  | Removal | 1990-06-01
0-006857 | TEXACO #60-349-0330 | 13635 N 19TH AVE | PHOENIX | AZ | 85029 | Maricopa | 6 | Perm Closure | 2005-06-17 | 10000 | Gasoline | COMPARTMENT A | Double Walled | Asphalt coated or Bare Steel |  |  |  | Removal | 1990-06-01
0-008431 | MARICOPA CHEVRON | 19680 N JOHN WAYNE PKWY | MARICOPA | AZ | 85139 | Pinal | 1 | Open | 1994-08-01 | 6000 | Gasoline (PUL) | COMPARTMENT A | Double Walled | Fiberglass Reinforced Plastic | Pressure | Double Walled | Fiberglass Reinforced Plastic
0-004786 | SUNSET NURSERY INC | 15525 S AVENUE 1 E | YUMA | AZ | 85365 | Yuma | 1 | Perm Closure | 1984-09-26 | 5000 | Gasoline | COMPARTMENT A | Unknown | Asphalt coated or Bare Steel |  |  |  | Removal | 1989-10-05
0-002436 | T & G AVIATION INC | 22000 S PRICE RD | CHANDLER | AZ | 85248 | Maricopa | 1 | Perm Closure | 2005-06-17 | 12000 | Gasoline | COMPARTMENT A | Single Walled | Asphalt coated or Bare Steel |  |  |  | Removal | 1990-02-06
0-005116 | STOP BY #4 | 212 W FRONTIER ST | ELOY | AZ | 85131 | Pinal | 5 | Perm Closure | 1988-12-01 | 10000 | Gasoline | COMPARTMENT A | Double Walled | Composite (Steel/Fiberglass) | Pressure |  | Fiberglass Reinforced Plastic | Removal | 2017-02-22
0-006280 | SILVER STAR MOTORS | 2440 N 1ST AVE | TUCSON | AZ | 85719 | Pima | 1 | Perm Closure | 1968-08-08 | 500 | Used Oil/Waste Oil | COMPARTMENT A | Unknown | Asphalt coated or Bare Steel | Suction - Check Valve at the Tank Top |  |  | Removal | 1998-07-28
0-003560 | WN & ROSALIE OLSON |  | SELIGMAN |  |  | Yavapai | 2 | Perm Closure | 1966-01-01 | 5000 | Gasoline | COMPARTMENT A |  | Asphalt coated or Bare Steel |  |  |  | Removal | 1990-02-28
0-007327 | WHITES BLACK GOLD UNION 7 | 501 S CALIFORNIA AVE | PARKER | AZ | 85344 | La Paz | 2 | Perm Closure | 1979-09-01 | 10000 | Gasoline | COMPARTMENT A | Double Walled | Asphalt coated or Bare Steel | Pressure |  |  | Removal | 1998-07-14
0-006546 | WHITING BROS STATION |  | KINGMAN |  |  | Mohave | 2 | Perm Closure | 2005-06-17 |  | Unidentified | COMPARTMENT A | Double Walled | Asphalt coated or Bare Steel |  |  |  | Removal | 1988-12-01
0-006034 | WARREN WOLF | 5648 N 54TH AVE | GLENDALE | AZ | 85301 | Maricopa | 1 | Perm Closure | 1980-01-01 | 550 | Gasoline | COMPARTMENT A | Single Walled | Asphalt coated or Bare Steel |  |  |  | Removal | 1991-03-25
0-003898 | PAYSON'S COUNTRY STORE | 709 S BEELINE HWY | PAYSON | AZ | 85541 | Gila | 1 | Perm Closure | 1961-04-15 | 1000 | Gasoline | COMPARTMENT A | Single Walled | Asphalt coated or Bare Steel |  |  |  | Removal | 1990-11-13
0-001116 | CHEVRON #9-4427 | 210 LIVE OAK ST | MIAMI | AZ | 85539 | Gila | 3 | Perm Closure | 1975-01-01 | 2500 | Gasoline | COMPARTMENT A |  | Asphalt coated or Bare Steel | Pressure |  |  | Removal | 1992-05-06
0-001586 | COCHISE COLLEGE - DOUGLAS CAMPUS | 4190 W HIGHWAY 80 | DOUGLAS | AZ | 85607 | Cochise | 5 | Perm Closure | 1967-01-01 | 10000 | Gasoline | COMPARTMENT A | Single Walled | Asphalt coated or Bare Steel | Suction - Check Valve at the Tank Top | Single Walled | Bare or Galvanized Steel | Removal | 1992-06-03
0-006314 | CLIFF'S AUTOMOTIVE | 13221 S HIGHWAY 69 | MAYER | AZ | 86333 | Yavapai | 2 | Perm Closure | 1978-01-01 | 4000 | Gasoline | COMPARTMENT A |  | Asphalt coated or Bare Steel | Pressure |  |  | Removal | 2008-07-22
0-001884 | CIRCLE K #2705409 | 8249 W INDIAN SCHOOL RD | PHOENIX | AZ | 85033 | Maricopa | 7 | Open | 1996-03-01 | 12000 | Gasoline | COMPARTMENT A | Double Walled | Fiberglass Reinforced Plastic | Pressure | Double Walled | Fiberglass Reinforced Plastic
0-001412 | CIRCLE K #1442 |  | STAR VALLEY |  |  | Gila | 1 | Perm Closure | 1981-01-01 | 10000 | Gasoline | COMPARTMENT A |  | Fiberglass Reinforced Plastic | Pressure | Double Walled | Fiberglass Reinforced Plastic | Removal | 2005-09-18
0-001065 | SPEEDWAY STORE #2941 | 7085 E BROADWAY BLVD | TUCSON | AZ | 85710 | Pima | 1 | Perm Closure | 1984-01-01 | 10000 | Gasoline | COMPARTMENT A | Double Walled | Fiberglass Reinforced Plastic | Pressure | Double Walled | Fiberglass Reinforced Plastic | Removal | 2004-07-20
0-001065 | SPEEDWAY STORE #2941 | 7085 E BROADWAY BLVD | TUCSON | AZ | 85710 | Pima | 4 | Perm Closure | 1984-01-01 | 1000 | Used Oil/Waste Oil | COMPARTMENT A | Double Walled | Fiberglass Reinforced Plastic |  |  |  | Removal | 1987-01-01
0-001065 | SPEEDWAY STORE #2941 | 7085 E BROADWAY BLVD | TUCSON | AZ | 85710 | Pima | 5 | Open | 2004-08-25 | 9000 | Gasoline | COMPARTMENT B | Double Walled | Composite (Steel/Fiberglass)
0-008899 | SUNDT CORP - HOUGHTON RD | 7451 S HOUGHTON RD | TUCSON | AZ | 85747 | Pima | 1 | Perm Closure | 1980-06-01 | 6000 | Gasoline | COMPARTMENT A | Double Walled | Asphalt coated or Bare Steel | Suction - Check Valve at the Tank Top |  | Bare or Galvanized Steel | Removal | 1996-10-01
0-001086 | SANDHU CHEVRON | 808 E BASELINE RD | TEMPE | AZ | 85283 | Maricopa | 3 | Perm Closure | 1971-01-01 | 5000 | Gasoline | COMPARTMENT A |  | Asphalt coated or Bare Steel |  |  |  | Removal | 1993-09-26
0-001086 | SANDHU CHEVRON | 808 E BASELINE RD | TEMPE | AZ | 85283 | Maricopa | 2 | Perm Closure | 1971-01-01 | 10000 | Gasoline | COMPARTMENT A |  | Asphalt coated or Bare Steel |  |  |  | Removal | 1993-09-26
0-007634 | TUNEUP MASTERS #603 | 1901 N SCOTTSDALE RD | SCOTTSDALE | AZ | 85257 | Maricopa | 1 | Perm Closure | 2005-06-17 | 6000 | Gasoline | COMPARTMENT A | Unknown | Unknown | Suction - Check Valve at the Tank Top |  |  | Removal | 1991-11-21
0-003045 | MARICOPA COUNTY - MESA MAINTENANCE YARD | 155 E COURY AVE | MESA | AZ | 85210 | Maricopa | 1 | Perm Closure | 1984-03-07 | 10000 | Diesel | COMPARTMENT A | Double Walled | Fiberglass Reinforced Plastic | Pressure |  | Fiberglass Reinforced Plastic | Removal | 2019-11-01
0-002787 | GILA MUFFLER |  | GLOBE |  |  | Gila | 2 | Perm Closure | 1971-05-03 | 10000 | Gasoline | COMPARTMENT A | Double Walled | Asphalt coated or Bare Steel |  |  |  | Removal | 1988-09-01
0-005626 | FUELCO #110 | 9210 W VAN BUREN ST | TOLLESON | AZ | 85353 | Maricopa | 1 | Perm Closure | 1978-01-01 | 10000 | Gasoline | COMPARTMENT A | Single Walled | Asphalt coated or Bare Steel |  |  |  | Removal | 1990-01-16
0-006256 | GAS-N-GRUB 1 | 4518 N STOCKTON HILL RD | KINGMAN | AZ | 86409 | Mohave | 5 | Open | 2019-05-10 | 5000 | Gasoline (PUL) | COMPARTMENT A | Double Walled | Fiberglass Reinforced Plastic | Pressure | Double Walled | Flexible
0-006256 | GAS-N-GRUB 1 | 4518 N STOCKTON HILL RD | KINGMAN | AZ | 86409 | Mohave | 2 | Perm Closure | 1987-07-27 | 10000 | Gasoline | COMPARTMENT A | Single Walled | Fiberglass Reinforced Plastic | Pressure | Single Walled | Fiberglass Reinforced Plastic | Removal | 2019-04-11
0-007765 | FOUNDATION PROPERTY SERVICES INC | 632 W COMMERCE AVE | GILBERT | AZ | 85233 | Maricopa | 1 | Perm Closure | 2005-06-17 | 4000 | Gasoline | COMPARTMENT A | Unknown | Asphalt coated or Bare Steel | Suction - Check Valve at the Tank Top |  | Bare or Galvanized Steel | Removal | 1993-08-24
0-000433 | ARIZONA STATE SCHOOL FOR THE DEAF AND BLIND | 1200 W SPEEDWAY BLVD | TUCSON | AZ | 85745 | Pima | 1 | Perm Closure | 2005-06-17 |  | Gasoline | COMPARTMENT A | Single Walled | Asphalt coated or Bare Steel |  |  |  | Closed in Place | 1963-01-01
0-000433 | ARIZONA STATE SCHOOL FOR THE DEAF AND BLIND | 1200 W SPEEDWAY BLVD | TUCSON | AZ | 85745 | Pima | 2 | Perm Closure | 2005-06-17 |  | New Oil | COMPARTMENT A | Single Walled | Asphalt coated or Bare Steel |  |  |  | Removal | 1989-07-10
0-001272 | CIRCLE K #2700612 | 3550 E BROADWAY RD | MESA | AZ | 85204 | Maricopa | 2 | Perm Closure | 1972-01-01 | 10000 | Gasoline | COMPARTMENT A |  | Asphalt coated or Bare Steel |  |  |  | Removal | 1994-12-05
0-003015 | DON MACKEY OLDSMOBILE-CADILLAC-GMC - FORMER | 2121 E BROADWAY BLVD | TUCSON | AZ | 85719 | Pima | 4 | Perm Closure | 1956-01-01 | 2000 | Used Oil/Waste Oil | COMPARTMENT A | Single Walled | Concrete |  |  |  | Removal | 1988-12-01
0-003015 | DON MACKEY OLDSMOBILE-CADILLAC-GMC - FORMER | 2121 E BROADWAY BLVD | TUCSON | AZ | 85719 | Pima | 5 | Perm Closure | 2008-01-30 | 3000 | Gasoline | COMPARTMENT A | Single Walled | Asphalt coated or Bare Steel |  |  |  | Removal | 2007-11-28
0-009377 | 7-ELEVEN #32319 | 19848 N 27TH AVE | PHOENIX | AZ | 85027 | Maricopa | 5 | Open | 2019-06-27 | 12000 | Diesel | COMPARTMENT B | Double Walled | Fiberglass Reinforced Plastic | Pressure | Single Walled | Fiberglass Reinforced Plastic
0-009377 | 7-ELEVEN #32319 | 19848 N 27TH AVE | PHOENIX | AZ | 85027 | Maricopa | 1 | Perm Closure | 1998-06-01 | 15000 | Gasoline | COMPARTMENT A | Double Walled | Fiberglass Reinforced Plastic | Pressure | Double Walled | Fiberglass Reinforced Plastic | Removal | 2019-05-23
0-004082 | RIVER VALLEY TAVERN | 8804 S HIGHWAY 95 | MOHAVE VALLEY | AZ | 86440 | Mohave | 1 | Perm Closure | 1979-04-23 | 10000 | Gasoline | COMPARTMENT A | Double Walled | Asphalt coated or Bare Steel | Pressure |  |  | Removal | 1993-06-03
0-005032 | THOMPSON'S MUFFLER | 404 W HOPI DR | HOLBROOK | AZ | 86025 | Navajo | 2 | Perm Closure | 1978-01-01 | 3000 | Gasoline | COMPARTMENT A |  | Asphalt coated or Bare Steel |  |  |  | Removal | 1990-01-01
0-005032 | THOMPSON'S MUFFLER | 404 W HOPI DR | HOLBROOK | AZ | 86025 | Navajo | 3 | Perm Closure | 1978-01-01 | 3000 | Gasoline | COMPARTMENT A |  | Asphalt coated or Bare Steel |  |  |  | Removal | 1990-01-01
0-003412 | US WEST #143270 | 3532 W GREENWAY RD | PHOENIX | AZ | 85053 | Maricopa | 5 | Perm Closure | 1996-06-01 | 6000 | Gasoline | COMPARTMENT A | Double Walled | Composite (Steel/Fiberglass) | Pressure | Double Walled | Fiberglass Reinforced Plastic | Removal | 2015-09-22
0-003097 | FIVE RIVERS CATTLE FEEDING | 34673 E COUNTY 9TH ST | WELLTON | AZ | 85356 | Yuma | 6 | Perm Closure | 1981-01-01 | 5000 | Diesel | COMPARTMENT A | Double Walled | Asphalt coated or Bare Steel |  |  |  | Removal | 1991-03-21
0-007796 | KIRKLAND POST OFFICE | 970 S KIRKLAND VALLEY RD | KIRKLAND | AZ | 86332 | Yavapai | 1 | Perm Closure | 2005-06-17 | 500 | Gasoline | COMPARTMENT A | Double Walled | Asphalt coated or Bare Steel | Gravity Feed |  |  | Removal | 1994-05-05
0-002842 | KMART #3108 | 3401 W GREENWAY RD | PHOENIX | AZ | 85053 | Maricopa | 1 | Perm Closure | 1973-04-28 | 1000 | Used Oil/Waste Oil | COMPARTMENT A | Double Walled | Asphalt coated or Bare Steel |  |  |  | Removal | 1990-10-03
0-000791 | CAMP VERDE WATER SYSTEM | 499 S 6TH ST | CAMP VERDE | AZ | 86322 | Yavapai | 4 | Perm Closure | 1966-01-01 | 1000 | Diesel | COMPARTMENT A |  | Asphalt coated or Bare Steel |  |  |  | Removal | 1986-06-01
0-002774 | MANGUM CAMP |  | BIG SPRINGS |  |  | Coconino | 3 | Perm Closure | 1976-04-22 | 10000 | Diesel | COMPARTMENT A | Double Walled | Asphalt coated or Bare Steel |  |  |  | Removal | 1989-11-01
0-009046 | I-10 FARMS |  | HARQUAHALA VALLEY |  |  | Maricopa | 2 | Perm Closure | 2005-06-17 | 3000 | Diesel | COMPARTMENT A | Unknown | Asphalt coated or Bare Steel |  |  |  | Removal | 1997-06-18
0-006432 | INDEPENDENT GARAGE | 18556 W HWY 70 | FORT THOMAS | AZ | 85536 | Graham | 2 | Perm Closure | 1950-01-01 | 1000 | Gasoline | COMPARTMENT A | Double Walled | Asphalt coated or Bare Steel |  |  |  | Closed in Place | 1989-11-01
0-001739 | DOW MANAGEMENT LLC | 10477 S AVENUE 4 E | YUMA | AZ | 85365 | Yuma | 2 | Perm Closure | 1968-01-01 | 10000 | Diesel | COMPARTMENT A | Single Walled | Asphalt coated or Bare Steel |  |  |  | Removal | 1990-12-21
0-001554 | SUDDATH RELOCATION SYSTEMS OF ARIZONA | 3600 E 36TH ST | TUCSON | AZ | 85713 | Pima | 2 | Perm Closure | 1975-01-01 | 10000 | Gasoline | COMPARTMENT A | Single Walled | Asphalt coated or Bare Steel |  |  |  | Removal | 1989-07-31
0-000865 | VINCE'S AUTOMOTIVE REPAIR | 341 S OLSEN AVE | TUCSON | AZ | 85719 | Pima | 1 | Perm Closure | 1973-01-01 | 500 | Used Oil/Waste Oil | COMPARTMENT A |  | Asphalt coated or Bare Steel | Suction - Check Valve at the Tank Top |  |  | Removal | 1998-12-11
0-002428 | HALLUM MALCO | 909 E GURLEY ST | PRESCOTT | AZ | 86301 | Yavapai | 5 | Perm Closure | 1988-05-01 | 12000 | Gasoline | COMPARTMENT A |  | Asphalt coated or Bare Steel | Pressure |  | Fiberglass Reinforced Plastic | Removal | 2012-01-17
0-002428 | HALLUM MALCO | 909 E GURLEY ST | PRESCOTT | AZ | 86301 | Yavapai | 6 | Perm Closure | 1988-05-01 | 12000 | Gasoline | COMPARTMENT A |  | Asphalt coated or Bare Steel | Pressure |  | Fiberglass Reinforced Plastic | Removal | 2012-01-17
0-005199 | TUCSON TRUCK TERMINAL | 5451 E BENSON HWY | TUCSON | AZ | 85756 | Pima | 7 | Perm Closure | 1966-01-01 | 8000 | Diesel | COMPARTMENT A | Double Walled | Asphalt coated or Bare Steel |  |  |  | Removal | 1986-07-03
0-005199 | TUCSON TRUCK TERMINAL | 5451 E BENSON HWY | TUCSON | AZ | 85756 | Pima | 17 | Open | 1986-07-01 | 12000 | Diesel | COMPARTMENT A | Single Walled | Asphalt coated or Bare Steel | Pressure |  | Fiberglass Reinforced Plastic
0-005199 | TUCSON TRUCK TERMINAL | 5451 E BENSON HWY | TUCSON | AZ | 85756 | Pima | 1 | Perm Closure | 1986-01-01 | 12000 | Diesel | COMPARTMENT A | Double Walled | Asphalt coated or Bare Steel |  |  |  | Removal | 1986-07-03
0-005199 | TUCSON TRUCK TERMINAL | 5451 E BENSON HWY | TUCSON | AZ | 85756 | Pima | 14 | Open | 1986-07-01 | 12000 | Diesel | COMPARTMENT A | Single Walled | Asphalt coated or Bare Steel | Pressure |  | Fiberglass Reinforced Plastic
0-005199 | TUCSON TRUCK TERMINAL | 5451 E BENSON HWY | TUCSON | AZ | 85756 | Pima | 4 | Perm Closure | 1966-01-01 | 12000 | Diesel | COMPARTMENT A | Double Walled | Asphalt coated or Bare Steel |  |  |  | Removal | 1986-07-03
0-005199 | TUCSON TRUCK TERMINAL | 5451 E BENSON HWY | TUCSON | AZ | 85756 | Pima | 12 | Perm Closure | 1985-01-01 | 4000 | Unidentified | COMPARTMENT A | Double Walled | Asphalt coated or Bare Steel |  |  |  | Removal | 1993-12-06
0-005199 | TUCSON TRUCK TERMINAL | 5451 E BENSON HWY | TUCSON | AZ | 85756 | Pima | 26 | Perm Closure | 1978-01-01 | 12000 | Diesel | COMPARTMENT A | Single Walled | Asphalt coated or Bare Steel | Pressure | Double Walled | Flexible | Removal | 2017-06-28
0-005191 | TUCSON MEDICAL CENTER | 5301 E GRANT RD | TUCSON | AZ | 85712 | Pima | 4 | Open | 1979-01-01 | 5000 | Diesel | COMPARTMENT A |  | Asphalt coated or Bare Steel | Pressure
0-004949 | TEXACO #60-351-1030 | 8400 E BROADWAY BLVD | TUCSON | AZ | 85710 | Pima | 4 | Perm Closure | 1984-05-07 | 8000 | Diesel | COMPARTMENT A | Unknown | Fiberglass Reinforced Plastic | Pressure |  | Fiberglass Reinforced Plastic | Removal | 2002-11-26
0-009514 | LAIDLAW CORPORATION | 4545 N INTERSTATE WAY | KINGMAN | AZ | 86401 | Mohave | 1 | Perm Closure | 1984-01-01 | 6000 | Hazardous Substance | COMPARTMENT A | Single Walled | Asphalt coated or Bare Steel |  |  |  | Removal | 1986-08-01
0-008924 | ADOT - PORT OF ENTRY |  | KINGMAN |  |  | Mohave | 1 | Perm Closure | 2005-06-17 | 3000 | Diesel | COMPARTMENT A |  | Asphalt coated or Bare Steel |  |  |  | Removal | 1996-06-25
0-008789 | KEN & MEL'S EXXON | 52 LAKE HAVASU AVE S | LAKE HAVASU CITY | AZ | 86403 | Mohave | 2 | Perm Closure | 2005-06-17 | 10000 | Gasoline | COMPARTMENT A | Unknown | Asphalt coated or Bare Steel | Pressure |  |  | Removal | 1999-10-05
0-002566 | INDUSTRIAL REFRIGERATION & BOILER | 834 E TONTO ST | PHOENIX | AZ | 85034 | Maricopa | 1 | Perm Closure | 1978-01-13 | 3000 | Gasoline | COMPARTMENT A | Single Walled | Asphalt coated or Bare Steel |  |  |  | Removal | 1989-06-29
0-009631 | GALAWAY PROPERTY |  | GRAY MOUNTAIN |  |  | Coconino | 1 | Perm Closure | 2005-06-17 | 1000 | Gasoline | COMPARTMENT A | Double Walled | Asphalt coated or Bare Steel | Suction - Check Valve at the Tank Top |  |  | Removal | 2000-05-23
0-007684 | PAINTED DESERT OASIS CHEVRON |  | PETRIFIED FOREST NATIONAL PARK |  |  | Apache | 6 | Open | 1992-05-06 | 6000 | Gasoline | COMPARTMENT A | Double Walled | Composite (Steel/Fiberglass) | Pressure |  | Fiberglass Reinforced Plastic
0-007491 | UNIVERSAL PLASTICS | 4825 N 19TH AVE | PHOENIX | AZ | 85015 | Maricopa | 2 | Perm Closure | 2005-06-17 | 1000 | Gasoline | COMPARTMENT A | Unknown | Asphalt coated or Bare Steel | Gravity Feed |  | Bare or Galvanized Steel | Removal | 1991-10-14
0-000768 | LOPEZ COMMUNICATIONS | 3439 W HARRISON ST | PHOENIX | AZ | 85009 | Maricopa | 1 | Perm Closure | 2005-06-17 | 2000 | Gasoline | COMPARTMENT A | Single Walled | Asphalt coated or Bare Steel |  |  |  | Removal | 1989-12-11
0-001041 | CHEVRON #9-5112 | 6002 N 59TH AVE | GLENDALE | AZ | 85301 | Maricopa | 1 | Perm Closure | 1982-01-01 | 10000 | Gasoline | COMPARTMENT A | Single Walled | Fiberglass Reinforced Plastic |  |  |  | Removal | 1991-01-21
0-000994 | NESBITT CONTRACTING COMPANY | 100 S PRICE RD | TEMPE | AZ | 85281 | Maricopa | 9 | Open | 1998-12-30 | 12000 | Gasoline | COMPARTMENT A | Double Walled | Fiberglass Reinforced Plastic | Pressure | Double Walled | Fiberglass Reinforced Plastic
0-004397 | SCOTTSDALE COUNTRY CLUB RESORT | 7702 E SHEA BLVD | SCOTTSDALE | AZ | 85260 | Maricopa | 2 | Perm Closure | 1983-12-24 | 500 | Diesel | COMPARTMENT A | Double Walled | Fiberglass Reinforced Plastic |  |  |  | Removal | 1991-12-20
0-004384 | SCHURGIN PROPERTY | 1530 E WASHINGTON ST | PHOENIX | AZ | 85034 | Maricopa | 2 | Perm Closure | 1966-05-08 | 4000 | Gasoline | COMPARTMENT A | Unknown | Asphalt coated or Bare Steel |  |  |  | Removal | 1989-10-18
0-004671 | 7-ELEVEN #25433 | 8889 E VIA LINDA | SCOTTSDALE | AZ | 85258 | Maricopa | 2 | Perm Closure | 1984-01-01 | 10000 | Gasoline | COMPARTMENT A | Unknown | Fiberglass Reinforced Plastic | Suction - Check Valve at the Tank Top |  | Fiberglass Reinforced Plastic | Removal | 1999-08-19
0-004921 | TEXACO #60-349-0976 | 1848 W BELL RD | PHOENIX | AZ | 85023 | Maricopa | 5 | Perm Closure | 1984-05-07 | 550 | Used Oil/Waste Oil | COMPARTMENT A | Unknown | Fiberglass Reinforced Plastic | Gravity Feed |  | Fiberglass Reinforced Plastic | Removal | 2003-06-20
0-003243 | MOBIL 18-MKB | 1202 W UNIVERSITY DR | MESA | AZ | 85201 | Maricopa | 4 | Perm Closure | 1986-04-21 | 1000 | Used Oil/Waste Oil | COMPARTMENT A | Unknown | Fiberglass Reinforced Plastic | Gravity Feed |  | Fiberglass Reinforced Plastic | Removal | 1991-11-15
0-003243 | MOBIL 18-MKB | 1202 W UNIVERSITY DR | MESA | AZ | 85201 | Maricopa | 1 | Perm Closure | 1972-04-21 | 6000 | Gasoline | COMPARTMENT A | Unknown | Asphalt coated or Bare Steel | Pressure |  |  | Removal | 1991-11-12
0-003243 | MOBIL 18-MKB | 1202 W UNIVERSITY DR | MESA | AZ | 85201 | Maricopa | 3 | Perm Closure | 1968-04-21 | 8000 | Gasoline | COMPARTMENT A | Unknown | Asphalt coated or Bare Steel | Pressure |  |  | Removal | 1991-11-15
0-003243 | MOBIL 18-MKB | 1202 W UNIVERSITY DR | MESA | AZ | 85201 | Maricopa | 2 | Perm Closure | 1968-04-21 | 10000 | Gasoline | COMPARTMENT A | Unknown | Asphalt coated or Bare Steel | Pressure |  |  | Removal | 1991-11-12
0-001877 | AUTO REPAIR N GAS | 7504 W GLENDALE AVE | GLENDALE | AZ | 85303 | Maricopa | 6 | Open | 1991-12-01 | 12000 | Gasoline | COMPARTMENT A | Double Walled | Fiberglass Reinforced Plastic | Pressure | Double Walled | Fiberglass Reinforced Plastic
0-005308 | UNOCAL #5972 | 209 N ARIZONA AVE | CHANDLER | AZ | 85225 | Maricopa | 6 | Perm Closure | 1990-11-01 | 500 | Used Oil/Waste Oil | COMPARTMENT A | Double Walled | Composite (Steel/Fiberglass) | Gravity Feed |  |  | Removal | 1993-10-21
0-000590 | CABLE SYSTEMS INTERNATIONAL | 505 N 51ST AVE | PHOENIX | AZ | 85043 | Maricopa | 5 | Perm Closure | 1973-01-01 | 10000 | Other | COMPARTMENT A | Single Walled | Asphalt coated or Bare Steel |  |  |  | Removal | 1988-04-15
0-003862 | CITY OF PHOENIX - EQUIPMENT MANAGEMENT | 2441 S 22ND AVE | PHOENIX | AZ | 85009 | Maricopa | 13 | Perm Closure | 1975-01-01 | 300 | Used Oil/Waste Oil | COMPARTMENT A | Single Walled | Asphalt coated or Bare Steel | Suction - Check Valve at the Tank Top | Single Walled | Bare or Galvanized Steel | Removal | 1992-03-01
0-003862 | CITY OF PHOENIX - EQUIPMENT MANAGEMENT | 2441 S 22ND AVE | PHOENIX | AZ | 85009 | Maricopa | 15 | Open | 1993-06-01 | 2500 | New Oil | COMPARTMENT A | Double Walled | Fiberglass Reinforced Plastic | Pressure | Double Walled | Fiberglass Reinforced Plastic
0-003862 | CITY OF PHOENIX - EQUIPMENT MANAGEMENT | 2441 S 22ND AVE | PHOENIX | AZ | 85009 | Maricopa | 3 | Perm Closure | 1974-01-01 | 1000 | Gasoline (UL) | COMPARTMENT A | Single Walled | Asphalt coated or Bare Steel | Suction - Check Valve at the Tank Top | Single Walled | Bare or Galvanized Steel | Removal | 1994-07-12
0-002192 | FRY'S CENTRAL BAKERY - FORMER | 1502 E BUCKEYE RD | PHOENIX | AZ | 85034 | Maricopa | 1 | Perm Closure | 1974-05-01 | 10000 | Diesel | COMPARTMENT A | Single Walled | Asphalt coated or Bare Steel |  |  |  | Removal | 1991-09-10
0-000128 | SOUTHWEST DISTRIBUTING COMPANY | 539 S DREW ST | MESA | AZ | 85210 | Maricopa | 7 | Perm Closure | 1989-09-01 | 10000 | Gasoline | COMPARTMENT A | Single Walled | Asphalt coated or Bare Steel | Pressure |  |  | Removal | 2017-01-03
0-003971 | PROFESSIONAL AUTO REPAIR | Z | BUCKEYE | AZ | 85326 | Maricopa | 1 | Perm Closure | 2005-06-17 | 4000 | Gasoline | COMPARTMENT A | Single Walled | Asphalt coated or Bare Steel |  |  |  | Removal | 1997-08-05
0-004315 | SALT RIVER PROJECT - AGUA FRIA GENERATING STATION | 7302 W NORTHERN AVE | GLENDALE | AZ | 85303 | Maricopa | 3 | Perm Closure | 1966-05-01 | 1100 | Diesel | COMPARTMENT A | Double Walled | Asphalt coated or Bare Steel |  |  |  | Removal | 1990-04-01
0-003460 | ARIZONA ARMY NATIONAL GUARD - MAINTENANCE SHOP | 4001 1ST AVE | SAFFORD | AZ | 85546 | Graham | 1 | Perm Closure | 1979-04-15 | 1000 | Diesel | COMPARTMENT A | Double Walled | Asphalt coated or Bare Steel | Suction - Check Valve at the Tank Top |  |  | Removal | 1997-04-29
0-008418 | THORSON SUPPLY COMPANY - FORMER | 1712 S 1ST ST | PHOENIX | AZ | 85004 | Maricopa | 1 | Perm Closure | 2005-06-17 | 1000 | Used Oil/Waste Oil | COMPARTMENT A | Double Walled | Asphalt coated or Bare Steel | Gravity Feed |  |  | Removal | 1994-10-20
0-007015 | ROYAL PALM PROFESSIONAL PLAZA | 8618 N 35TH AVE | PHOENIX | AZ | 85051 | Maricopa | 1 | Perm Closure | 2005-06-17 |  | Unidentified | COMPARTMENT A |  | Unknown |  |  |  | Removal | 1990-08-31
0-001291 | CIRCLE K #2700719 | 11271 E TANQUE VERDE RD | TUCSON | AZ | 85749 | Pima | 2 | Perm Closure | 1970-01-01 | 10000 | Gasoline | COMPARTMENT A | Single Walled | Asphalt coated or Bare Steel | Pressure | Single Walled | Bare or Galvanized Steel | Removal | 1998-06-17
0-008873 | GOOD 2 GO STORES #508 | 3179 WILLOW CREEK RD | PRESCOTT | AZ | 86301 | Yavapai | 2 | Open | 1996-03-01 | 12000 | Gasoline | COMPARTMENT A | Single Walled | Fiberglass Reinforced Plastic | Pressure | Double Walled | Fiberglass Reinforced Plastic
0-001651 | CT PRICE CONTRACTING | 6509 W ORANGEWOOD AVE | GLENDALE | AZ | 85301 | Maricopa | 2 | Perm Closure | 1973-01-01 | 10000 | Diesel | COMPARTMENT A | Single Walled | Asphalt coated or Bare Steel | Suction - Check Valve at the Tank Top | Single Walled | Bare or Galvanized Steel | Removal | 1990-11-01
0-001651 | CT PRICE CONTRACTING | 6509 W ORANGEWOOD AVE | GLENDALE | AZ | 85301 | Maricopa | 5 | Perm Closure | 1990-02-22 | 12000 | Diesel | COMPARTMENT A | Double Walled | Fiberglass Reinforced Plastic | Pressure |  |  | Removal | 2016-04-27
0-002016 | CIRCLE K #5401 | 417 S DOBSON RD | MESA | AZ | 85202 | Maricopa | 1 | Perm Closure | 1967-01-01 | 3000 | Gasoline | COMPARTMENT A |  | Asphalt coated or Bare Steel | Pressure | Single Walled | Bare or Galvanized Steel | Removal | 1998-07-30
0-002016 | CIRCLE K #5401 | 417 S DOBSON RD | MESA | AZ | 85202 | Maricopa | 8 | Open | 1998-12-18 | 15000 | Gasoline | COMPARTMENT A | Double Walled | Fiberglass Reinforced Plastic | Pressure | Double Walled | Fiberglass Reinforced Plastic
0-002070 | QUICK MART #3 | 1140 S 4TH AVE | TUCSON | AZ | 85701 | Pima | 5 | Open | 1998-09-01 | 4000 | Diesel | COMPARTMENT B | Double Walled | Composite (Steel/Fiberglass) | Pressure | Double Walled
0-002070 | QUICK MART #3 | 1140 S 4TH AVE | TUCSON | AZ | 85701 | Pima | 1 | Perm Closure | 1983-04-28 | 10000 | Gasoline | COMPARTMENT A | Single Walled | Asphalt coated or Bare Steel | Pressure |  |  | Removal | 1998-08-31
0-004925 | TEXACO #60-349-0154 | 358 E UNIVERSITY DR | MESA | AZ | 85201 | Maricopa | 3 | Perm Closure | 1985-05-07 | 10000 | Gasoline | COMPARTMENT A | Unknown | Fiberglass Reinforced Plastic |  |  |  | Removal | 1991-11-26
0-001186 | CIRCLE K #163 | 2901 N 4TH ST | FLAGSTAFF | AZ | 86004 | Coconino | 2 | Perm Closure | 1970-01-01 | 10000 | Gasoline | COMPARTMENT A |  | Asphalt coated or Bare Steel | Pressure |  |  | Removal | 1999-03-11
0-000153 | USARMY - FORT HUACHUCA |  | FORT HUACHUCA |  |  | Cochise | 29 | Perm Closure | 1960-01-01 | 15000 | Jet Fuel | COMPARTMENT A | Single Walled | Asphalt coated or Bare Steel | Pressure | Double Walled | Fiberglass Reinforced Plastic | Closed in Place | 2004-12-01
0-000153 | USARMY - FORT HUACHUCA |  | FORT HUACHUCA |  |  | Cochise | 35 | Perm Closure | 1961-01-01 | 10000 | Gasoline | COMPARTMENT A | Single Walled | Asphalt coated or Bare Steel | Pressure | Single Walled | Bare or Galvanized Steel | Removal | 1988-12-01
0-000153 | USARMY - FORT HUACHUCA |  | FORT HUACHUCA |  |  | Cochise | 40 | Perm Closure | 1984-01-01 | 10000 | Gasoline | COMPARTMENT A | Single Walled | Fiberglass Reinforced Plastic | Pressure |  | Fiberglass Reinforced Plastic | Removal | 1992-06-24
0-000153 | USARMY - FORT HUACHUCA |  | FORT HUACHUCA |  |  | Cochise | 61 | Perm Closure | 1989-01-01 | 3000 | Used Oil/Waste Oil | COMPARTMENT A | Double Walled | Fiberglass Reinforced Plastic | Gravity Feed | Double Walled | Fiberglass Reinforced Plastic | Removal | 2008-03-20
0-000153 | USARMY - FORT HUACHUCA |  | FORT HUACHUCA |  |  | Cochise | 60 | Perm Closure | 1981-01-01 | 1000 | Jet Fuel | COMPARTMENT A | Single Walled | Asphalt coated or Bare Steel | Suction - Check Valve at the Dispenser | Single Walled | Bare or Galvanized Steel | Removal | 1998-09-24
0-000153 | USARMY - FORT HUACHUCA |  | FORT HUACHUCA |  |  | Cochise | 24 | Perm Closure | 1993-03-01 | 25000 | JP-8 (Kerosene-type Jet Fuel) | COMPARTMENT A | Double Walled | Fiberglass Reinforced Plastic | Pressure | Double Walled | Flexible | Closed in Place | 2017-04-04
0-000153 | USARMY - FORT HUACHUCA |  | FORT HUACHUCA |  |  | Cochise | 46 | Perm Closure | 2005-06-17 | 1000 | Used Oil/Waste Oil | COMPARTMENT A | Single Walled | Asphalt coated or Bare Steel | Gravity Feed |  |  | Removal | 1988-10-01
0-000153 | USARMY - FORT HUACHUCA |  | FORT HUACHUCA |  |  | Cochise | 32 | Perm Closure | 1916-01-01 | 8500 | Gasoline | COMPARTMENT A | Single Walled | Concrete |  |  |  | Removal | 1989-11-01
0-000153 | USARMY - FORT HUACHUCA |  | FORT HUACHUCA |  |  | Cochise | 71 | Open | 1994-11-01 | 10000 | Gasoline | COMPARTMENT A | Double Walled | Fiberglass Reinforced Plastic | Pressure | Double Walled | Fiberglass Reinforced Plastic
0-000153 | USARMY - FORT HUACHUCA |  | FORT HUACHUCA |  |  | Cochise | 78 | Perm Closure | 1993-10-01 | 1000 | Antifreeze / Ethylene Glycol | COMPARTMENT A | Double Walled | Fiberglass Reinforced Plastic | Gravity Feed | Double Walled | Fiberglass Reinforced Plastic | Removal | 2008-03-20
0-004961 | PIONEER FUEL | 7095 E 22ND ST | TUCSON | AZ | 85710 | Pima | 5 | Perm Closure | 1960-01-01 | 550 | Used Oil/Waste Oil | COMPARTMENT A |  | Asphalt coated or Bare Steel |  |  |  | Removal | 1987-12-14
0-004961 | PIONEER FUEL | 7095 E 22ND ST | TUCSON | AZ | 85710 | Pima | 6 | Perm Closure | 1989-01-01 | 10000 | Gasoline | COMPARTMENT A |  | Fiberglass Reinforced Plastic | Pressure | Double Walled | Fiberglass Reinforced Plastic | Removal | 2012-12-11
0-006342 | BOULEVARD AUTOMOTIVE SERVICE | 640 N ARIZONA BLVD | COOLIDGE | AZ | 85128 | Pinal | 4 | Perm Closure | 1982-08-29 | 2500 | Gasoline | COMPARTMENT A | Double Walled | Fiberglass Reinforced Plastic | Pressure |  |  | Removal | 1998-09-28
0-006342 | BOULEVARD AUTOMOTIVE SERVICE | 640 N ARIZONA BLVD | COOLIDGE | AZ | 85128 | Pinal | 5 | Perm Closure | 2005-06-17 | 500 | Used Oil/Waste Oil | COMPARTMENT A | Double Walled | Asphalt coated or Bare Steel | Gravity Feed |  |  | Removal | 1998-09-28
0-009900 | LOVE'S TRAVEL STOP #272 | 6035 E MINERVA LN | KINGMAN | AZ | 86401 | Mohave | 2 | Open | 2002-06-24 | 20000 | Gasoline | COMPARTMENT A | Double Walled | Composite (Steel/Fiberglass) | Pressure | Double Walled | Flexible
0-003025 | SAN MANUEL PLANT SITE -MILL | 200 S REDINGTON RD | SAN MANUEL | AZ | 85631 | Pinal | 1 | Perm Closure | 1953-04-02 | 10000 | Gasoline | COMPARTMENT A | Double Walled | Asphalt coated or Bare Steel |  |  |  | Removal | 1990-05-01
0-004915 | TEXACO #60-349-0895 | 210 S BEELINE HWY | PAYSON | AZ | 85541 | Gila | 5 | Perm Closure | 1983-05-08 | 550 | Used Oil/Waste Oil | COMPARTMENT A | Double Walled | Fiberglass Reinforced Plastic | Gravity Feed |  |  | Removal | 2002-12-05
0-005636 | BOEING AIRCRAFT FACILITY | 4100 S ARIZONA AVE | YUMA | AZ | 85365 | Yuma | 1 | Perm Closure | 1971-01-01 | 20000 | Gasoline | COMPARTMENT A | Unknown | Asphalt coated or Bare Steel | Pressure |  | Bare or Galvanized Steel | Removal | 2000-12-13
0-009686 | BN&SF - RAILYARD | 3301 GRAND AVE | PHOENIX | AZ | 85017 | Maricopa | 1 | Perm Closure | 2005-06-17 | 2000 | Unidentified | COMPARTMENT A | Unknown | Fiberglass Reinforced Plastic |  |  |  | Removal | 2001-04-19
0-010484 | CLEMENTINE MINE |  | PEORIA |  |  | Maricopa | 1 | Perm Closure | 2013-10-28 | 8000 | Unidentified | COMPARTMENT A | Single Walled | Asphalt coated or Bare Steel |  |  |  | Removal | 2013-09-25
0-000407 | APS - BUCKEYE SERVICE CENTER | 615 N 4TH ST | BUCKEYE | AZ | 85326 | Maricopa | 1 | Perm Closure | 1985-01-01 | 5000 | Gasoline | COMPARTMENT A |  | Asphalt coated or Bare Steel |  |  |  | Removal | 1988-06-07
0-003039 | MARCO CRANE & RIGGING CO | 221 S 35TH AVE | PHOENIX | AZ | 85009 | Maricopa | 6 | Perm Closure | 1957-01-01 | 1000 | Gasoline | COMPARTMENT A | Double Walled | Asphalt coated or Bare Steel |  |  |  | Removal | 1993-09-02
0-000137 | AMPHITHEATER PUBLIC SCHOOLS - MAINTENANCE FACILITY | 241 E PASTIME RD | TUCSON | AZ | 85705 | Pima | 1 | Perm Closure | 1974-01-01 | 10000 | Gasoline | COMPARTMENT A |  | Asphalt coated or Bare Steel | Pressure |  |  | Removal | 1998-06-26
0-006364 | HOUSE OF COPPER | 191 PIMA ST | GLOBE | AZ | 85501 | Gila | 1 | Perm Closure | 1979-09-10 | 10000 | Gasoline | COMPARTMENT A | Unknown | Asphalt coated or Bare Steel | Pressure |  |  | Removal | 1999-03-30
0-009080 | GROUNDSKEEPER | 5225 S SWAN RD | TUCSON | AZ | 85706 | Pima | 1 | Perm Closure | 1987-01-01 | 10000 | Gasoline | COMPARTMENT A | Unknown | Asphalt coated or Bare Steel | Pressure |  | Bare or Galvanized Steel | Removal | 1998-04-07
0-001737 | DEER VALLEY UNIFIED SCHOOL DISTRICT - MAINTENANCE | 20402 N 15TH AVE | PHOENIX | AZ | 85027 | Maricopa | 3 | Perm Closure | 1984-01-01 | 10000 | Gasoline | COMPARTMENT A | Double Walled | Fiberglass Reinforced Plastic | Pressure |  | Fiberglass Reinforced Plastic | Removal | 2003-01-07
0-002090 | FAIRFIELD SNOWBOWL - FORMER FORT VALLEY LODGE | 8005 N SNOW BOWL ROAD | FLAGSTAFF | AZ | 86001 | Coconino | 4 | Perm Closure | 1988-01-01 | 500 | Used Oil/Waste Oil | COMPARTMENT A |  | Asphalt coated or Bare Steel | Gravity Feed |  |  | Removal | 1992-08-05
0-004640 | 7-ELEVEN #19668 | 2843 N 24TH ST | PHOENIX | AZ | 85008 | Maricopa | 1 | Perm Closure | 1978-05-05 | 9940 | Gasoline | COMPARTMENT A | Double Walled | Asphalt coated or Bare Steel |  |  |  | Removal | 1991-01-24
0-004640 | 7-ELEVEN #19668 | 2843 N 24TH ST | PHOENIX | AZ | 85008 | Maricopa | 2 | Perm Closure | 1978-05-05 | 9940 | Gasoline | COMPARTMENT A | Double Walled | Asphalt coated or Bare Steel |  |  |  | Removal | 1991-01-24
0-003191 | MOBIL 18-566 | 359 N COUNTRY CLUB DR | MESA | AZ | 85201 | Maricopa | 2 | Perm Closure | 1971-01-01 | 10000 | Gasoline | COMPARTMENT A |  | Asphalt coated or Bare Steel | Pressure |  |  | Removal | 1991-04-23
0-003864 | CITY OF PHOENIX - SOUTHWEST SERVICE CENTER | 3045 S 22ND AVE | PHOENIX | AZ | 85009 | Maricopa | 15 | Perm Closure | 1990-01-01 | 12000 | Biodiesel | COMPARTMENT A | Double Walled | Fiberglass Reinforced Plastic | Pressure | Double Walled | Fiberglass Reinforced Plastic | Removal | 2019-11-13
0-003864 | CITY OF PHOENIX - SOUTHWEST SERVICE CENTER | 3045 S 22ND AVE | PHOENIX | AZ | 85009 | Maricopa | 24 | Perm Closure | 1991-01-01 | 2500 | Other | COMPARTMENT A | Double Walled | Fiberglass Reinforced Plastic | Suction - Check Valve at the Tank Top | Double Walled | Fiberglass Reinforced Plastic | Removal | 1998-01-22
0-007068 | SUPERLITE BLOCK | 4601 N 42ND AVE | PHOENIX | AZ | 85019 | Maricopa | 2 | Perm Closure | 1975-01-01 | 7500 | Diesel | COMPARTMENT A | Double Walled | Asphalt coated or Bare Steel | Suction - Check Valve at the Tank Top |  |  | Removal | 1991-03-15
0-007068 | SUPERLITE BLOCK | 4601 N 42ND AVE | PHOENIX | AZ | 85019 | Maricopa | 4 | Perm Closure | 1975-01-01 | 10000 | Diesel | COMPARTMENT A | Double Walled | Asphalt coated or Bare Steel | Suction - Check Valve at the Tank Top |  |  | Removal | 1991-03-15
0-001762 | USDOE WAPA | 615 S 43RD AVE | PHOENIX | AZ | 85009 | Maricopa | 3 | Perm Closure | 1956-01-01 | 5000 | Gasoline | COMPARTMENT A |  | Asphalt coated or Bare Steel |  |  |  | Removal | 1991-11-06
0-006971 | USARMY RESERVE 164TH SUPPORT GROUP | 6201 E OAK ST | PHOENIX | AZ | 85008 | Maricopa | 2 | Perm Closure | 1963-01-01 | 10000 | Gasoline | COMPARTMENT A | Unknown | Asphalt coated or Bare Steel | Pressure |  |  | Removal | 1991-06-05
0-001599 | COCONINO COUNTY - WEST HWY 66 FACILITY | 970 W ROUTE 66 | FLAGSTAFF | AZ | 86001 | Coconino | 4 | Perm Closure | 1966-01-01 | 500 | Used Oil/Waste Oil | COMPARTMENT A |  | Asphalt coated or Bare Steel |  |  |  | Removal | 1989-08-10
0-004600 | COPPER BASIN RAILWAY INC | 14920 HIGHWAY 177 | HAYDEN | AZ | 85192 | Pinal | 1 | Perm Closure | 1974-05-06 | 1000 | Gasoline | COMPARTMENT A | Double Walled | Asphalt coated or Bare Steel |  |  |  | Removal | 1997-12-03
0-009883 | ARGENT CONSTRUCTION PROPERTY | 11033 N 23RD AVE | PHOENIX | AZ | 85029 | Maricopa | 1 | Perm Closure | 2005-06-17 | 1000 | Diesel | COMPARTMENT A | Double Walled | Asphalt coated or Bare Steel |  |  |  | Removal | 2002-10-10
0-008750 | SCCM | 7902 W GOLD DUST AVE | PEORIA | AZ | 85345 | Maricopa | 1 | Perm Closure | 2005-06-17 | 1000 | Gasoline | COMPARTMENT A |  | Asphalt coated or Bare Steel |  |  |  | Removal | 1997-04-04
0-005388 | UNIVERSAL WALLBOARD CORP | 3214 E 45TH ST | TUCSON | AZ | 85713 | Pima | 1 | Perm Closure | 1977-01-01 | 4000 | Gasoline | COMPARTMENT A | Single Walled | Asphalt coated or Bare Steel |  |  |  | Removal | 1990-09-20
0-005742 | YAVAPAI BLOCK COMPANY INC | 450 6TH ST | PRESCOTT | AZ | 86301 | Yavapai | 2 | Perm Closure | 1971-04-02 | 20000 | Diesel | COMPARTMENT A | Unknown | Asphalt coated or Bare Steel |  |  |  | Removal | 1988-12-02
0-009300 | GENIE CAR WASH | 7373 E SHEA BLVD | SCOTTSDALE | AZ | 85260 | Maricopa | 2 | Open | 1997-12-23 | 10000 | Gasoline | COMPARTMENT A | Double Walled | Fiberglass Reinforced Plastic | Pressure | Double Walled | Fiberglass Reinforced Plastic
0-006151 | DEGEORGE PLUMBING & HEATING | 4815 N 19TH AVE | PHOENIX | AZ | 85015 | Maricopa | 1 | Perm Closure | 1976-04-28 | 4000 | Gasoline | COMPARTMENT A | Unknown | Asphalt coated or Bare Steel |  |  |  | Removal | 1991-11-04
0-007399 | DESERT CONSTRUCTION INC | 4490 N HWY 66 | KINGMAN | AZ | 86401 | Mohave | 1 | Perm Closure | 2005-06-17 | 8000 | Diesel | COMPARTMENT A | Unknown | Asphalt coated or Bare Steel |  |  |  | Removal | 1992-01-29
0-005752 | COTTONWOOD MUNICIPAL AIRPORT | 839 W MINGUS AVE | COTTONWOOD | AZ | 86326 | Yavapai | 1 | Perm Closure | 1977-06-03 | 10000 | Gasoline | COMPARTMENT A | Unknown | Asphalt coated or Bare Steel | Pressure |  |  | Removal | 1998-12-18
0-001704 | CURTIS ROOFING CO | 4574 S 12TH AVE | TUCSON | AZ | 85714 | Pima | 3 | Perm Closure | 1976-01-01 | 2550 | Gasoline | COMPARTMENT A |  | Asphalt coated or Bare Steel |  |  |  | Removal | 1989-05-01
0-001580 | COBRE VALLEY MOTORS INC | 1500 N BROAD ST | GLOBE | AZ | 85501 | Gila | 1 | Perm Closure | 1955-01-01 | 500 | Gasoline | COMPARTMENT A |  | Asphalt coated or Bare Steel |  |  |  | Removal | 1988-11-01
0-001649 | CONCHO REMOTE |  | CONCHO |  |  | Apache | 1 | Perm Closure | 1980-01-01 | 500 | Diesel | COMPARTMENT A |  | Asphalt coated or Bare Steel | Pressure |  |  | Removal | 1994-04-22
0-006670 | CLEAR CREEK PINES BACKHOLE SERVICE |  | BLUE RIDGE |  |  | Coconino | 1 | Perm Closure | 1985-06-01 | 600 | Gasoline | COMPARTMENT A | Double Walled | Asphalt coated or Bare Steel | Suction - Check Valve at the Tank Top |  |  | Removal | 1994-04-21
0-002729 | SRC OIL & FUEL | 5726 W MARKET ST | GLENDALE | AZ | 85301 | Maricopa | 1 | Perm Closure | 2005-06-17 | 500 | Used Oil/Waste Oil | COMPARTMENT A | Single Walled | Asphalt coated or Bare Steel |  |  |  | Removal | 1990-01-15
0-001305 | CIRCLE K #2700779 | 1990 N LA CANADA DR | GREEN VALLEY | AZ | 85614 | Pima | 1 | Perm Closure | 1972-01-01 | 10000 | Gasoline | COMPARTMENT A |  | Asphalt coated or Bare Steel | Pressure |  |  | Removal | 1994-01-11
0-001305 | CIRCLE K #2700779 | 1990 N LA CANADA DR | GREEN VALLEY | AZ | 85614 | Pima | 3 | Open | 1994-02-01 | 10000 | Gasoline (UL) | COMPARTMENT A | Double Walled | Fiberglass Reinforced Plastic | Pressure |  | Fiberglass Reinforced Plastic
0-001318 | CIRCLE K #2700809 | 4395 N ROMERO RD | TUCSON | AZ | 85705 | Pima | 5 | Perm Closure | 1986-11-01 | 10000 | Gasoline (PUL) | COMPARTMENT A | Single Walled | Fiberglass Reinforced Plastic | Pressure | Single Walled | Fiberglass Reinforced Plastic | Removal | 2016-03-17
0-009200 | CIRCLE K #2705547 | 625 W BELL RD | PHOENIX | AZ | 85023 | Maricopa | 2 | Open | 1997-09-09 | 15000 | Gasoline | COMPARTMENT A | Double Walled | Fiberglass Reinforced Plastic | Pressure | Double Walled | Fiberglass Reinforced Plastic
0-005898 | CIRCLE K #2708875 | 3402 N 16TH ST | PHOENIX | AZ | 85016 | Maricopa | 4 | Perm Closure | 1966-01-01 | 4000 | Gasoline | COMPARTMENT A | Double Walled | Asphalt coated or Bare Steel |  |  |  | Removal | 1986-01-01
0-005898 | CIRCLE K #2708875 | 3402 N 16TH ST | PHOENIX | AZ | 85016 | Maricopa | 1 | Open | 1986-11-10 | 10000 | Gasoline | COMPARTMENT A | Double Walled | Fiberglass Reinforced Plastic | Pressure | Double Walled | Fiberglass Reinforced Plastic
0-005898 | CIRCLE K #2708875 | 3402 N 16TH ST | PHOENIX | AZ | 85016 | Maricopa | 5 | Perm Closure | 1966-01-01 | 4000 | Gasoline | COMPARTMENT A | Double Walled | Asphalt coated or Bare Steel |  |  |  | Removal | 1986-01-01
0-005898 | CIRCLE K #2708875 | 3402 N 16TH ST | PHOENIX | AZ | 85016 | Maricopa | 2 | Open | 1986-11-10 | 10000 | Gasoline | COMPARTMENT A | Double Walled | Fiberglass Reinforced Plastic | Pressure | Double Walled | Fiberglass Reinforced Plastic
0-001528 | CIRCLE K #2701908 | 13843 W GLENDALE AVE | GLENDALE | AZ | 85307 | Maricopa | 3 | Open | 1986-01-01 | 10000 | Gasoline | COMPARTMENT A | Single Walled | Fiberglass Reinforced Plastic | Pressure |  | Fiberglass Reinforced Plastic
0-005438 | CIRCLE K #2702892 | 4501 N 16TH ST | PHOENIX | AZ | 85016 | Maricopa | 1 | Perm Closure | 1980-01-01 | 10000 | Gasoline | COMPARTMENT A |  | Asphalt coated or Bare Steel | Pressure |  | Fiberglass Reinforced Plastic | Removal | 2004-06-08
0-002153 | FLEMING FARMS |  | AVONDALE |  |  | Maricopa | 3 | Perm Closure | 1966-05-14 | 1000 | Diesel | COMPARTMENT A | Single Walled | Asphalt coated or Bare Steel |  |  |  | Removal | 1987-03-01
0-002020 | EXXON #7-6364 |  | BULLHEAD CITY |  |  | Mohave | 2 | Perm Closure | 1966-01-01 | 8000 | Gasoline | COMPARTMENT A | Single Walled | Asphalt coated or Bare Steel |  |  |  | Removal | 1987-12-17
0-009186 | FAA AIRWAY BEACON #33 |  | FORT ROCK ROAD |  |  | Mohave | 1 | Perm Closure | 1942-01-01 | 500 | Gasoline | COMPARTMENT A | Double Walled | Asphalt coated or Bare Steel | Gravity Feed |  |  | Removal | 2001-06-05
0-000861 | PIC QUIC FOOD STORES | 730 W ROUTE 66 | WILLIAMS | AZ | 86046 | Coconino | 5 | Perm Closure | 1975-01-01 | 1000 | Used Oil/Waste Oil | COMPARTMENT A | Single Walled | Asphalt coated or Bare Steel | Gravity Feed |  |  | Removal | 1997-01-03
0-006108 | PENN-MOR MFG DIVISION | 1501 S RURAL RD | TEMPE | AZ | 85281 | Maricopa | 2 | Perm Closure | 1978-04-15 | 1000 | Diesel | COMPARTMENT A | Double Walled | Asphalt coated or Bare Steel |  |  |  | Removal | 1988-05-12
0-003692 | USDOI NPS - PETRIFIED FOREST NATIONAL PARK |  | PETRIFIED FOREST NATIONAL PARK |  |  | Navajo | 1 | Perm Closure | 1963-09-12 | 1000 | Unidentified | COMPARTMENT A | Unknown | Asphalt coated or Bare Steel |  |  |  | Removal | 1986-09-11
0-003462 | ARIZONA ARMY NATIONAL GUARD - MAINTENANCE #6 |  | BELLEMONT |  |  | Coconino | 2 | Perm Closure | 1984-04-14 | 2000 | Gasoline | COMPARTMENT A | Double Walled | Asphalt coated or Bare Steel |  |  |  | Removal | 1993-01-22
0-006389 | MONTEZUMA LODGE STORE |  | MORMON LAKE |  |  | Coconino | 1 | Perm Closure | 1975-09-30 | 550 | Gasoline | COMPARTMENT A | Unknown | Asphalt coated or Bare Steel |  |  |  | Closed in Place | 1987-09-01
0-004725 | SANTA FE AUTOS INC | 805 W ROUTE 66 | FLAGSTAFF | AZ | 86001 | Coconino | 3 | Perm Closure | 1961-01-01 | 550 | Used Oil/Waste Oil | COMPARTMENT A |  | Asphalt coated or Bare Steel |  |  |  | Removal | 1988-05-01
0-008659 | SANTA FE RAILWAY RIGHT-OF-WAY |  | KINGMAN |  |  | Mohave | 1 | Perm Closure | 2005-06-17 |  | Gasoline | COMPARTMENT A | Unknown | Asphalt coated or Bare Steel |  |  |  | Removal | 1970-01-01
0-008659 | SANTA FE RAILWAY RIGHT-OF-WAY |  | KINGMAN |  |  | Mohave | 2 | Perm Closure | 2005-06-17 |  | Diesel | COMPARTMENT A | Unknown | Asphalt coated or Bare Steel |  |  |  | Removal | 1970-01-01
0-000653 | SUN CITY AUTO BODY | 10120 W BELL RD | SUN CITY | AZ | 85351 | Maricopa | 1 | Open | 1988-01-01 | 12000 | Gasoline | COMPARTMENT A | Double Walled | Composite (Steel/Fiberglass) | Pressure |  | Fiberglass Reinforced Plastic
0-009814 | SAINT MARYS ROMAN CATHOLIC CHURCH |  | PHOENIX |  |  | Maricopa | 2 | Perm Closure | 2005-06-17 | 1000 | Unidentified | COMPARTMENT A | Single Walled | Asphalt coated or Bare Steel |  |  |  | Removal | 2001-11-24
0-002270 | CITY OF GLENDALE - FIRE STATION #52 | 6850 W BETHANY HOME RD | GLENDALE | AZ | 85303 | Maricopa | 2 | Perm Closure | 1981-01-01 | 10000 | Gasoline | COMPARTMENT A | Single Walled | Fiberglass Reinforced Plastic | Pressure | Single Walled | Bare or Galvanized Steel | Removal | 1993-08-10
0-002019 | EXXON #7-6351 | 1215 S COUNTRY CLUB DR | MESA | AZ | 85210 | Maricopa | 8 | Perm Closure | 1996-11-28 | 15000 | Gasoline | COMPARTMENT A | Double Walled | Fiberglass Reinforced Plastic | Pressure | Double Walled | Fiberglass Reinforced Plastic | Removal | 2003-08-12
0-007660 | MCKELVEY TRUCKING COMPANY | 8164 W BUCKEYE RD | TOLLESON | AZ | 85043 | Maricopa | 1 | Perm Closure | 1986-01-01 | 12200 | Diesel | COMPARTMENT A | Unknown | Asphalt coated or Bare Steel | Pressure |  | Bare or Galvanized Steel | Removal | 1997-05-06
0-005513 | VALLEY RENTALS | 19 E BROADWAY RD | MESA | AZ | 85210 | Maricopa | 6 | Perm Closure | 2005-06-17 | 500 | Used Oil/Waste Oil | COMPARTMENT A | Unknown | Unknown |  |  |  | Removal | 1997-12-17
0-005513 | VALLEY RENTALS | 19 E BROADWAY RD | MESA | AZ | 85210 | Maricopa | 7 | Perm Closure | 2005-06-17 | 1000 | New Oil | COMPARTMENT A | Unknown | Unknown |  |  |  | Removal | 1997-12-17
0-009764 | JACKRABBIT CHEVRON | 1419 N JACKRABBIT TRL | BUCKEYE | AZ | 85396 | Maricopa | 2 | Open | 2001-01-03 | 10000 | Diesel | COMPARTMENT A | Double Walled | Fiberglass Reinforced Plastic | Pressure | Double Walled | Fiberglass Reinforced Plastic
0-005439 | CIRCLE K #2893 | 51 E VAN BUREN ST | AVONDALE | AZ | 85323 | Maricopa | 2 | Open | 1983-04-24 | 10000 | Gasoline | COMPARTMENT A | Double Walled | Fiberglass Reinforced Plastic | Pressure |  | Fiberglass Reinforced Plastic
0-004105 | AVIATION MANAGEMENT SYSTEMS INC | 3737 E BONANZA WAY | PHOENIX | AZ | 85034 | Maricopa | 4 | Perm Closure | 1979-01-01 | 1500 | Unidentified | COMPARTMENT A | Single Walled | Asphalt coated or Bare Steel |  |  |  | Removal | 1990-01-19
0-008106 | CARIOCA #32 | 3243 E INDIAN SCHOOL RD | PHOENIX | AZ | 85018 | Maricopa | 4 | Perm Closure | 1969-01-01 | 10000 | Diesel | COMPARTMENT A |  | Asphalt coated or Bare Steel | Pressure | Double Walled | Fiberglass Reinforced Plastic | Removal | 2005-05-26
0-002193 | FRYS FOOD & DRUG STORES - DISTRIBUTION CENTER | 6101 W WASHINGTON ST | PHOENIX | AZ | 85043 | Maricopa | 2 | Perm Closure | 1975-05-02 | 10000 | Diesel | COMPARTMENT A | Single Walled | Asphalt coated or Bare Steel | Pressure |  | Bare or Galvanized Steel | Removal | 1999-10-19
0-004593 | GOAR SERVICE SUPPLY INC | 1602 W GRANT RD | TUCSON | AZ | 85745 | Pima | 1 | Perm Closure | 2005-06-17 | 4000 | Gasoline | COMPARTMENT A |  | Asphalt coated or Bare Steel | Suction - Check Valve at the Tank Top |  |  | Removal | 1991-03-12
0-006626 | BINGHAM FORD NEW HOLLAND INC | 13632 W SELMA HWY | CASA GRANDE | AZ | 85122 | Pinal | 1 | Perm Closure | 2005-06-17 | 550 | Gasoline | COMPARTMENT A | Double Walled | Asphalt coated or Bare Steel |  |  |  | Removal | 1988-04-01
0-009408 | SEDONA SERVICE INC | 2745 W STATE ROUTE 89A | SEDONA | AZ | 86336 | Yavapai | 1 | Perm Closure | 1987-01-01 | 1000 | Used Oil/Waste Oil | COMPARTMENT A | Unknown | Asphalt coated or Bare Steel | Gravity Feed |  |  | Removal | 1999-02-15
0-008990 | ARCO AM/PM #82770 | 550 W ELLIOT RD | TEMPE | AZ | 85284 | Maricopa | 1 | Perm Closure | 1996-03-12 | 10000 | Gasoline (PUL) | COMPARTMENT A | Double Walled | Fiberglass Reinforced Plastic | Pressure | Double Walled | Fiberglass Reinforced Plastic | Removal | 2016-06-28
0-000355 | ADOT - ALPINE MAINTENANCE YARD |  | ALPINE |  |  | Apache | 1 | Perm Closure | 2005-06-17 | 1000 | Gasoline | COMPARTMENT A |  | Asphalt coated or Bare Steel |  |  |  | Removal | 1990-05-18
0-001022 | SIMS RECYCLING SOLUTIONS | 820 S EUCLID AVE | TUCSON | AZ | 85719 | Pima | 3 | Perm Closure | 1961-01-01 | 1000 | Diesel | COMPARTMENT A |  | Asphalt coated or Bare Steel |  |  |  | Removal | 1986-09-12
0-003332 | TUCSON SOUTH CO SOC #121420 | 6300 S 6TH AVE | TUCSON | AZ | 85706 | Pima | 4 | Perm Closure | 1995-08-01 | 6000 | Gasoline | COMPARTMENT A | Double Walled | Composite (Steel/Fiberglass) | Pressure | Double Walled | Fiberglass Reinforced Plastic | Removal | 2015-09-10
0-003332 | TUCSON SOUTH CO SOC #121420 | 6300 S 6TH AVE | TUCSON | AZ | 85706 | Pima | 1 | Perm Closure | 1982-01-07 | 1000 | Diesel | COMPARTMENT A | Double Walled | Asphalt coated or Bare Steel | Suction - Check Valve at the Tank Top |  | Bare or Galvanized Steel | Removal | 1995-07-01
0-008061 | VERIZON - LEBARON (AKA MESA) (ID:6231495) | 502 W BROADWAY RD | MESA | AZ | 85210 | Maricopa | 1 | Perm Closure | 1985-01-01 | 300 | Diesel | COMPARTMENT A | Unknown | Asphalt coated or Bare Steel | Suction - Check Valve at the Tank Top |  | Bare or Galvanized Steel | Removal | 1993-01-29
0-003771 | TRAMPS AUTO | 4101 E 29TH ST | TUCSON | AZ | 85711 | Pima | 5 | Perm Closure | 1964-01-01 | 4000 | Gasoline | COMPARTMENT A |  | Asphalt coated or Bare Steel |  |  |  | Removal | 1984-08-01
0-007148 | SHELL #78 | 3444 S 40TH ST | PHOENIX | AZ | 85040 | Maricopa | 6 | Open | 2017-04-01 | 12000 | Gasoline (UL) | COMPARTMENT A | Double Walled | Fiberglass Reinforced Plastic | Pressure | Double Walled | Fiberglass Reinforced Plastic
0-008882 | SUPERPUMPER #7 | 6324 E GREENWAY RD | PHOENIX | AZ | 85254 | Maricopa | 1 | Open | 1996-01-19 | 12000 | Diesel | COMPARTMENT A | Double Walled | Fiberglass Reinforced Plastic | Pressure | Double Walled | Fiberglass Reinforced Plastic
0-004811 | SUPREME X SERVICE STATIONS INC | 7295 E 22ND ST | TUCSON | AZ | 85710 | Pima | 5 | Perm Closure | 1969-01-01 | 12000 | Gasoline | COMPARTMENT A | Single Walled | Asphalt coated or Bare Steel |  |  |  | Removal | 1985-06-01
0-006376 | SUZY Q MARKET | 962 S MAIN ST | COTTONWOOD | AZ | 86326 | Yavapai | 2 | Perm Closure | 1984-01-01 | 8000 | Diesel | COMPARTMENT A | Single Walled | Asphalt coated or Bare Steel | Pressure | Double Walled | Fiberglass Reinforced Plastic | Removal | 2020-09-15
0-009319 | GOOD TO GO STORES #520 | 8333 N CORTARO RD | MARANA | AZ | 85743 | Pima | 3 | Open | 1997-09-02 | 10000 | Diesel | COMPARTMENT A | Double Walled | Composite (Steel/Fiberglass) | Pressure | Double Walled | Fiberglass Reinforced Plastic
0-005533 | VASTCO INC | 3241 TOWER RD | PRESCOTT | AZ | 86305 | Yavapai | 3 | Perm Closure | 1983-04-10 | 3000 | Diesel | COMPARTMENT A | Unknown | Asphalt coated or Bare Steel | Suction - Check Valve at the Tank Top |  |  | Removal | 1993-12-07
0-005252 | PAGE MOBIL | 55 S LAKE POWELL BLVD | PAGE | AZ | 86040 | Coconino | 11 | Perm Closure | 1986-09-30 | 10000 | Gasoline | COMPARTMENT A | Double Walled | Composite (Steel/Fiberglass) | Suction - Check Valve at the Tank Top |  | Fiberglass Reinforced Plastic | Removal | 2009-12-17
0-005252 | PAGE MOBIL | 55 S LAKE POWELL BLVD | PAGE | AZ | 86040 | Coconino | 4 | Perm Closure | 1975-01-01 | 275 | Unidentified | COMPARTMENT A | Double Walled | Asphalt coated or Bare Steel |  |  |  | Removal | 1986-09-29
0-005252 | PAGE MOBIL | 55 S LAKE POWELL BLVD | PAGE | AZ | 86040 | Coconino | 5 | Perm Closure | 1975-01-01 | 550 | Used Oil/Waste Oil | COMPARTMENT A | Double Walled | Asphalt coated or Bare Steel |  |  |  | Removal | 1986-09-29
0-002538 | HARVEY HUBBELL INC | 2522 W HOLLY ST | PHOENIX | AZ | 85009 | Maricopa | 2 | Perm Closure | 1983-04-16 | 500 | Used Oil/Waste Oil | COMPARTMENT A | Single Walled | Asphalt coated or Bare Steel |  |  |  | Removal | 1987-08-14
0-009082 | CIRCLE K STORES #2703499 | 7138 E US HIGHWAY 60 | GOLD CANYON | AZ | 85118 | Pinal | 3 | Open | 1996-12-01 | 12000 | Diesel | COMPARTMENT A | Double Walled | Fiberglass Reinforced Plastic | Pressure | Double Walled | Fiberglass Reinforced Plastic
0-009082 | CIRCLE K STORES #2703499 | 7138 E US HIGHWAY 60 | GOLD CANYON | AZ | 85118 | Pinal | 1 | Open | 1996-08-05 | 12000 | Gasoline | COMPARTMENT A | Double Walled | Fiberglass Reinforced Plastic | Pressure | Double Walled | Fiberglass Reinforced Plastic
0-006449 | SPEEDWAY STORE #2886 | 101 E BUTLER AVE | FLAGSTAFF | AZ | 86001 | Coconino | 4 | Open | 1995-01-01 | 10000 | Gasoline | COMPARTMENT A | Single Walled | Asphalt coated or Bare Steel | Pressure | Double Walled | Fiberglass Reinforced Plastic
0-005624 | FUELCO #112 | 2401 W BROADWAY RD | PHOENIX | AZ | 85041 | Maricopa | 3 | Perm Closure | 1978-05-01 | 6000 | Gasoline | COMPARTMENT A | Double Walled | Asphalt coated or Bare Steel |  |  |  | Removal | 1988-12-15
0-009766 | GAS 4 LESS | 1131 W FRONTAGE RD | RIO RICO | AZ | 85648 | Santa Cruz | 1 | Open | 2001-05-19 | 6000 | Gasoline (PUL) | COMPARTMENT B | Double Walled | Fiberglass Reinforced Plastic | Pressure | Double Walled | Fiberglass Reinforced Plastic
0-009766 | GAS 4 LESS | 1131 W FRONTAGE RD | RIO RICO | AZ | 85648 | Santa Cruz | 1 | Open | 2001-05-19 | 14000 | Gasoline (UL) | COMPARTMENT C | Double Walled | Fiberglass Reinforced Plastic | Pressure | Double Walled | Fiberglass Reinforced Plastic
0-003952 | LINDA DODGE & CHIEF DODGE | 2530 N SCOTTSDALE RD | TEMPE | AZ | 85281 | Maricopa | 5 | Perm Closure | 1973-01-01 | 550 | Kerosene | COMPARTMENT A | Single Walled | Asphalt coated or Bare Steel | Gravity Feed | Single Walled | Bare or Galvanized Steel | Removal | 1992-01-20
0-002907 | L & M FARM INC |  | FLORENCE |  |  | Pinal | 2 | Perm Closure | 1972-01-01 | 4000 | Kerosene | COMPARTMENT A |  | Asphalt coated or Bare Steel |  |  |  | Removal | 1988-12-01
0-000783 | YAVAPAI COUNTY CRIMINAL JUSTICE CENTER | 1455 SUNDOG RANCH RD | PRESCOTT | AZ | 86301 | Yavapai | 1 | Perm Closure | 1971-01-01 | 1000 | Diesel | COMPARTMENT A |  | Asphalt coated or Bare Steel |  |  |  | Removal | 1990-04-01
0-007357 | MARRIOTT CAMELBACK GOLF CLUB | 7847 N MOCKINGBIRD LN | PARADISE VALLEY | AZ | 85253 | Maricopa | 3 | Perm Closure | 1980-01-01 | 500 | Used Oil/Waste Oil | COMPARTMENT A | Unknown | Asphalt coated or Bare Steel | Suction - Check Valve at the Tank Top |  |  | Removal | 1998-08-18
0-003119 | MC NEELEYS | 503 S BEELINE HWY | PAYSON | AZ | 85541 | Gila | 5 | Perm Closure | 2005-06-17 |  | Diesel | COMPARTMENT A | Double Walled | Asphalt coated or Bare Steel |  |  |  | Removal | 1986-01-01
0-002758 | USDOJ INS - US BORDER PATROL | 4035 S AVENUE A | YUMA | AZ | 85365 | Yuma | 2 | Perm Closure | 1980-01-01 | 6000 | Gasoline | COMPARTMENT A | Single Walled | Asphalt coated or Bare Steel | Pressure | Single Walled | Bare or Galvanized Steel | Removal | 1993-05-19
0-005835 | INSTA-TUNE | 8232 N 7TH ST | PHOENIX | AZ | 85020 | Maricopa | 3 | Perm Closure | 2005-06-17 | 5000 | Used Oil/Waste Oil | COMPARTMENT A | Unknown | Asphalt coated or Bare Steel |  |  |  | Removal | 1988-11-08
0-005095 | SKY HARBOR AIRPORT | 3200 E SKY HARBOR BLVD | PHOENIX | AZ | 85034 | Maricopa | 1 | Perm Closure | 1971-04-15 | 1000 | Gasoline | COMPARTMENT A | Unknown | Asphalt coated or Bare Steel |  |  |  | Removal | 1987-09-29
0-002147 | CITY OF FLAGSTAFF - EAST-SIDE YARD | 5401 E COMMERCE AVE | FLAGSTAFF | AZ | 86004 | Coconino | 1 | Perm Closure | 1971-05-07 | 7500 | Diesel | COMPARTMENT A | Single Walled | Asphalt coated or Bare Steel | Pressure |  |  | Removal | 1996-06-25
0-009513 | SAL STORES | 420 N APACHE TRL | APACHE JUNCTION | AZ | 85120 | Pinal | 5 | Open | 2005-05-11 | 15000 | Gasoline (UL) | COMPARTMENT A | Double Walled | Composite (Steel/Fiberglass) | Pressure | Double Walled | Fiberglass Reinforced Plastic
0-009513 | SAL STORES | 420 N APACHE TRL | APACHE JUNCTION | AZ | 85120 | Pinal | 4 | Open | 2005-05-11 | 6000 | Gasoline | COMPARTMENT A | Double Walled | Composite (Steel/Fiberglass) | Pressure | Double Walled | Fiberglass Reinforced Plastic
0-009513 | SAL STORES | 420 N APACHE TRL | APACHE JUNCTION | AZ | 85120 | Pinal | 4 | Open | 2005-05-11 | 6000 | Diesel | COMPARTMENT A | Double Walled | Composite (Steel/Fiberglass) | Pressure | Double Walled | Fiberglass Reinforced Plastic
0-003515 | FORD SPEERY NEW HOLLAND TRACTOR | 1690 N ARIZONA AVE | CHANDLER | AZ | 85224 | Maricopa | 1 | Perm Closure | 1971-01-01 | 1000 | Gasoline | COMPARTMENT A |  | Asphalt coated or Bare Steel |  |  |  | Removal | 1988-04-04
0-003158 | ELMERS SELF SERVICE | 203 W PIMA ST | GILA BEND | AZ | 85337 | Maricopa | 1 | Perm Closure | 1971-04-30 | 10000 | Gasoline | COMPARTMENT A | Double Walled | Asphalt coated or Bare Steel | Suction - Check Valve at the Tank Top |  |  | Removal | 1992-12-08
0-003158 | ELMERS SELF SERVICE | 203 W PIMA ST | GILA BEND | AZ | 85337 | Maricopa | 2 | Perm Closure | 1971-04-30 | 4000 | Gasoline | COMPARTMENT A | Double Walled | Asphalt coated or Bare Steel | Suction - Check Valve at the Tank Top |  |  | Removal | 1992-12-08
0-009817 | CIRCLE K STORE #2709192 | 4135 W ANTHEM WAY | PHOENIX | AZ | 85086 | Maricopa | 2 | Open | 2000-11-29 | 12000 | Gasoline | COMPARTMENT A | Double Walled | Fiberglass Reinforced Plastic | Pressure | Double Walled | Flexible
0-004574 | DOMINQUEZ MARKET | 4095 US HIGHWAY 68 | GOLDEN VALLEY | AZ | 86413 | Mohave | 1 | Perm Closure | 1983-04-25 | 3000 | Gasoline | COMPARTMENT A | Double Walled | Asphalt coated or Bare Steel |  |  |  | Removal | 1999-01-01
0-009373 | PEPSI COLA SERVICES CO | 8 E COTTAGE AVE | FLAGSTAFF | AZ | 86001 | Coconino | 1 | Perm Closure | 2005-06-17 | 2000 | Gasoline | COMPARTMENT A | Double Walled | Asphalt coated or Bare Steel |  |  |  | Closed in Place | 1998-12-18
0-003685 | PEPSI-COLA BOTTLING COMPANY | 2500 AIRWAY AVE | KINGMAN | AZ | 86409 | Mohave | 1 | Perm Closure | 1977-01-01 | 5000 | Diesel | COMPARTMENT A |  | Asphalt coated or Bare Steel |  |  |  | Removal | 1990-04-19
0-005870 | MOHAVE COUNTY - ROAD DEPARMENT |  | KINGMAN |  |  | Mohave | 2 | Perm Closure | 1966-01-01 | 4000 | Gasoline | COMPARTMENT A |  | Asphalt coated or Bare Steel |  |  |  | Removal | 1990-12-14
0-005870 | MOHAVE COUNTY - ROAD DEPARMENT |  | KINGMAN |  |  | Mohave | 1 | Perm Closure | 1972-01-01 | 2000 | Gasoline | COMPARTMENT A | Unknown | Asphalt coated or Bare Steel |  |  |  | Removal | 1990-12-13
0-005734 | YUMA PIPE & STEEL INC | 1301 S ARIZONA AVE | YUMA | AZ | 85364 | Yuma | 2 | Perm Closure | 2005-06-17 | 1000 | Gasoline | COMPARTMENT A | Unknown | Asphalt coated or Bare Steel |  |  |  | Removal | 1986-05-01
0-008619 | PROJECT MORE HIGH SCHOOL | 440 S PARK AVE | TUCSON | AZ | 85719 | Pima | 1 | Perm Closure | 2005-06-17 | 3000 | Gasoline | COMPARTMENT A | Unknown | Asphalt coated or Bare Steel | Suction - Check Valve at the Tank Top |  | Bare or Galvanized Steel | Removal | 1995-04-28
0-002055 | QUIK MART #100920 | 8494 E SPEEDWAY BLVD | TUCSON | AZ | 85710 | Pima | 2 | Perm Closure | 1979-01-01 | 6000 | Gasoline | COMPARTMENT A | Single Walled | Asphalt coated or Bare Steel |  |  |  | Removal | 1992-08-31
0-001449 | CIRCLE K #2701618 | 6002 N 7TH AVE | PHOENIX | AZ | 85013 | Maricopa | 3 | Open | 1985-01-01 | 10000 | Gasoline | COMPARTMENT A | Single Walled | Fiberglass Reinforced Plastic | Pressure |  | Fiberglass Reinforced Plastic
0-008909 | AZTEC MOTEL | 22200 W OLD HIGHWAY 66 | SELIGMAN | AZ | 86337 | Yavapai | 2 | Perm Closure | 1950-01-01 | 300 | Gasoline | COMPARTMENT A | Single Walled | Asphalt coated or Bare Steel |  |  |  | Removal | 1996-09-07
0-008909 | AZTEC MOTEL | 22200 W OLD HIGHWAY 66 | SELIGMAN | AZ | 86337 | Yavapai | 1 | Perm Closure | 1950-01-01 | 300 | Gasoline | COMPARTMENT A | Single Walled | Asphalt coated or Bare Steel |  |  |  | Removal | 1996-09-07
0-006646 | CAMP VERDE AUTOMOTIVE | 27 W GENERAL CROOK TRL | CAMP VERDE | AZ | 86322 | Yavapai | 2 | Perm Closure | 1969-02-13 | 1000 | Used Oil/Waste Oil | COMPARTMENT A | Unknown | Asphalt coated or Bare Steel | Gravity Feed |  | Fiberglass Reinforced Plastic | Removal | 1995-03-30
0-005397 | CAMPUS AGRICULTURAL CENTER | 4101 N CAMPBELL AVE | TUCSON | AZ | 85719 | Pima | 2 | Perm Closure | 1966-05-05 | 2000 | Gasoline | COMPARTMENT A | Double Walled | Asphalt coated or Bare Steel |  |  |  | Removal | 1991-08-27
0-002373 | GILA BEND FOOD MART LLC | 619 W PIMA ST | GILA BEND | AZ | 85337 | Maricopa | 3 | Perm Closure | 1972-01-01 | 12000 | Gasoline | COMPARTMENT A | Double Walled | Composite (Steel/Fiberglass) | Pressure | Single Walled | Fiberglass Reinforced Plastic | Removal | 2019-07-25
0-002373 | GILA BEND FOOD MART LLC | 619 W PIMA ST | GILA BEND | AZ | 85337 | Maricopa | 1 | Perm Closure | 1972-01-01 | 12000 | Gasoline | COMPARTMENT A | Double Walled | Composite (Steel/Fiberglass) | Pressure | Single Walled | Fiberglass Reinforced Plastic | Removal | 2019-07-25
0-000946 | SHELL #31 | 6705 W BETHANY HOME RD | GLENDALE | AZ | 85303 | Maricopa | 6 | Open | 2020-11-06 | 6000 | Gasoline (PUL) | COMPARTMENT A | Double Walled | Fiberglass Reinforced Plastic | Pressure | Double Walled | Fiberglass Reinforced Plastic
0-000946 | SHELL #31 | 6705 W BETHANY HOME RD | GLENDALE | AZ | 85303 | Maricopa | 1 | Perm Closure | 1981-01-01 | 10000 | Gasoline | COMPARTMENT A | Single Walled | Asphalt coated or Bare Steel | Pressure | Double Walled | Fiberglass Reinforced Plastic | Removal | 2020-10-08
0-000946 | SHELL #31 | 6705 W BETHANY HOME RD | GLENDALE | AZ | 85303 | Maricopa | 2 | Perm Closure | 1981-01-01 | 10000 | Gasoline | COMPARTMENT A | Single Walled | Asphalt coated or Bare Steel | Pressure | Double Walled | Fiberglass Reinforced Plastic | Removal | 2020-10-08
0-004512 | THUNDER TRADING CO | 711 N 17TH AVE | PHOENIX | AZ | 85007 | Maricopa | 2 | Perm Closure | 1968-01-08 | 7500 | Diesel | COMPARTMENT A | Double Walled | Asphalt coated or Bare Steel |  |  |  | Removal | 1986-04-01
0-004512 | THUNDER TRADING CO | 711 N 17TH AVE | PHOENIX | AZ | 85007 | Maricopa | 3 | Perm Closure | 1974-01-08 | 200 | Unidentified | COMPARTMENT A | Double Walled | Asphalt coated or Bare Steel |  |  |  | Removal | 1986-04-01
0-001568 | TRIPLE H ENTERPRISES | 6527 W NORTHVIEW AVE | GLENDALE | AZ | 85301 | Maricopa | 1 | Perm Closure | 1974-01-01 | 1000 | Diesel | COMPARTMENT A |  | Asphalt coated or Bare Steel |  |  |  | Removal | 1988-08-30
0-009070 | STANDARD BRANDS PAINT | 702 E BROADWAY BLVD | TUCSON | AZ | 85719 | Pima | 1 | Perm Closure | 1967-01-01 | 7500 | Other | COMPARTMENT A | Single Walled | Asphalt coated or Bare Steel |  |  |  | Removal | 1985-01-01
0-003151 | SOUTHWEST GAS CORPORATION | 160 W WILSON AVE | COOLIDGE | AZ | 85128 | Pinal | 3 | Perm Closure | 2005-06-17 | 500 | Gasoline | COMPARTMENT A | Unknown | Asphalt coated or Bare Steel |  |  |  | Removal | 1989-08-07
0-006444 | SHELDON T. SHOFF TRUST | 2707 E VALENCIA RD | TUCSON | AZ | 85706 | Pima | 1 | Perm Closure | 1958-09-01 | 10000 | Gasoline | COMPARTMENT A | Double Walled | Asphalt coated or Bare Steel | Pressure |  |  | Removal | 1993-09-22
0-007664 | WANDA L BROWNING | 1200 W ARIVACA AVE | ARIVACA | AZ | 85601 | Pima | 1 | Perm Closure | 1985-01-01 | 1000 | Gasoline | COMPARTMENT A | Double Walled | Asphalt coated or Bare Steel | Suction - Check Valve at the Tank Top |  | Bare or Galvanized Steel | Removal | 1992-04-09
0-005590 | WEISS GUYS CAR WASH #3 | 6149 N 7TH ST | PHOENIX | AZ | 85014 | Maricopa | 7 | Perm Closure | 1992-09-01 | 10000 | Gasoline | COMPARTMENT A |  | Fiberglass Reinforced Plastic | Pressure |  | Fiberglass Reinforced Plastic | Closed in Place | 2007-09-24
0-007406 | 507-07-037 | 312 W 2ND ST | CASA GRANDE | AZ | 85122 | Pinal | 3 | Perm Closure | 1936-01-01 | 500 | Gasoline | COMPARTMENT A | Double Walled | Asphalt coated or Bare Steel | Suction - Check Valve at the Tank Top |  | Bare or Galvanized Steel | Removal | 1991-09-25
0-008402 | GREENWAY PROMINADE LP | 5930 W GREENWAY RD | GLENDALE | AZ | 85306 | Maricopa | 1 | Perm Closure | 2005-06-17 | 500 | Used Oil/Waste Oil | COMPARTMENT A | Unknown | Unknown | Gravity Feed |  |  | Removal | 1994-07-11
0-007361 | FREDONIA SINCLAIR | 220 S MAIN ST | FREDONIA | AZ | 86022 | Coconino | 1 | Perm Closure | 1972-01-01 | 8000 | Gasoline | COMPARTMENT A | Single Walled | Asphalt coated or Bare Steel | Pressure | Single Walled | Bare or Galvanized Steel | Removal | 1999-11-30
0-008721 | LEHR STATION | 4721 E CINDRICH ST | TUCSON | AZ | 85706 | Pima | 3 | Perm Closure | 2005-06-17 | 300 | Unidentified | COMPARTMENT A | Double Walled | Asphalt coated or Bare Steel |  |  |  | Removal | 1995-10-05
0-009062 | KIOWA DRIVE THRU | 2680 KIOWA BLVD | LAKE HAVASU CITY | AZ | 86403 | Mohave | 2 | Open | 1996-11-07 | 10000 | Gasoline (UL) | COMPARTMENT A | Double Walled | Composite (Steel/Fiberglass) | Pressure | Double Walled | Flexible
0-009062 | KIOWA DRIVE THRU | 2680 KIOWA BLVD | LAKE HAVASU CITY | AZ | 86403 | Mohave | 3 | Open | 1996-11-07 | 10000 | Gasoline (PUL) | COMPARTMENT A | Double Walled | Composite (Steel/Fiberglass) | Pressure | Double Walled
0-009062 | KIOWA DRIVE THRU | 2680 KIOWA BLVD | LAKE HAVASU CITY | AZ | 86403 | Mohave | 1 | Open | 1996-11-07 | 5000 | Aviation Gasoline | COMPARTMENT A | Double Walled | Composite (Steel/Fiberglass) | Pressure | Double Walled | Flexible
0-009062 | KIOWA DRIVE THRU | 2680 KIOWA BLVD | LAKE HAVASU CITY | AZ | 86403 | Mohave | 1 | Open | 1996-11-07 | 7000 | Diesel | COMPARTMENT B | Double Walled | Composite (Steel/Fiberglass)
0-006097 | UNITED CONSTRUCTION GROUP LLC | 6840 W FRIER DR | GLENDALE | AZ | 85303 | Maricopa | 2 | Perm Closure | 1986-04-06 | 550 | Used Oil/Waste Oil | COMPARTMENT A | Double Walled | Fiberglass Reinforced Plastic | Gravity Feed | Double Walled | Fiberglass Reinforced Plastic | Removal | 2014-09-12
0-006531 | JIFFY LUBE #964 | 7740 W INDIAN SCHOOL RD | PHOENIX | AZ | 85033 | Maricopa | 1 | Perm Closure | 1988-05-02 | 1500 | Used Oil/Waste Oil | COMPARTMENT A | Unknown | Fiberglass Reinforced Plastic | Gravity Feed |  |  | Removal | 1997-03-17
0-000966 | METRO CAR WASH | 10066 N METRO PKWY W | PHOENIX | AZ | 85051 | Maricopa | 1 | Perm Closure | 1976-01-01 | 12000 | Gasoline | COMPARTMENT A |  | Asphalt coated or Bare Steel | Pressure |  | Fiberglass Reinforced Plastic | Closed in Place | 2014-04-08
0-008233 | TERRY LOPERS GARAGE | 14401 N ALTO ST | EL MIRAGE | AZ | 85335 | Maricopa | 3 | Perm Closure | 2005-06-17 | 5000 | Gasoline | COMPARTMENT A | Double Walled | Asphalt coated or Bare Steel | Suction - Check Valve at the Tank Top |  |  | Removal | 1999-07-14
0-006392 | RIO VERDE RANCH & BOX BAR | 4 PEAKS BLVD | RIO VERDE | AZ | 85263 | Maricopa | 4 | Perm Closure | 2005-06-17 |  | Gasoline | COMPARTMENT A | Unknown | Unknown |  |  |  | Removal | 1988-12-01
0-006392 | RIO VERDE RANCH & BOX BAR | 4 PEAKS BLVD | RIO VERDE | AZ | 85263 | Maricopa | 2 | Perm Closure | 2005-06-17 |  | Gasoline | COMPARTMENT A | Unknown | Unknown |  |  |  | Removal | 1988-12-01
0-004474 | EXXON - SHAY OIL CO INC EXXON SELF SERVE | 280 E MAIN ST | QUARTZSITE | AZ | 85346 | La Paz | 4 | Open | 2003-03-05 | 10000 | Gasoline | COMPARTMENT A | Double Walled | Fiberglass Reinforced Plastic | Pressure | Double Walled | Flexible
0-005974 | HUMBOLDT MARKET | 2735 S HIGHWAY 69 | DEWEY | AZ | 86327 | Yavapai | 7 | Perm Closure | 1989-09-01 | 2000 | Kerosene | COMPARTMENT A | Double Walled | Fiberglass Reinforced Plastic | Pressure |  | Fiberglass Reinforced Plastic | Removal | 1994-04-20
0-005974 | HUMBOLDT MARKET | 2735 S HIGHWAY 69 | DEWEY | AZ | 86327 | Yavapai | 14 | Open | 2020-06-12 | 12000 | Gasoline (UL) | COMPARTMENT A | Double Walled | Fiberglass Reinforced Plastic
0-005974 | HUMBOLDT MARKET | 2735 S HIGHWAY 69 | DEWEY | AZ | 86327 | Yavapai | 1 | Perm Closure | 1987-01-01 | 4000 | Gasoline | COMPARTMENT A | Double Walled | Fiberglass Reinforced Plastic |  |  |  | Removal | 1988-08-01
0-001297 | CIRCLE K #742 | 8661 RIVERSIDE DR | PARKER | AZ | 85344 | La Paz | 5 | Open | 1996-04-05 | 10000 | Gasoline | COMPARTMENT A | Double Walled | Fiberglass Reinforced Plastic | Pressure | Double Walled | Fiberglass Reinforced Plastic
0-002433 | RIVIERA SERVICE - FORMER |  | BULLHEAD CITY |  |  | Mohave | 4 | Perm Closure | 1968-01-01 | 500 | Used Oil/Waste Oil | COMPARTMENT A |  | Asphalt coated or Bare Steel |  |  |  | Removal | 1990-12-10
0-002433 | RIVIERA SERVICE - FORMER |  | BULLHEAD CITY |  |  | Mohave | 3 | Perm Closure | 1968-01-01 | 2000 | Gasoline | COMPARTMENT A |  | Asphalt coated or Bare Steel |  |  |  | Removal | 1990-12-10
0-002633 | ASP - FLORENCE COMPLEX | 1305 E BUTTE AVE | FLORENCE | AZ | 85132 | Pinal | 14 | Perm Closure | 1983-01-01 | 1000 | Diesel | COMPARTMENT A | Double Walled | Asphalt coated or Bare Steel |  |  |  | Removal | 1995-02-01
0-000792 | LAUGHLIN/BULLHEAD INTERNATIONAL AIRPORT | 600 HIGHWAY 95 | BULLHEAD CITY | AZ | 86429 | Mohave | 3 | Perm Closure | 1971-01-01 | 12000 | Gasoline | COMPARTMENT A |  | Asphalt coated or Bare Steel |  |  |  | Removal | 1989-07-01
0-000792 | LAUGHLIN/BULLHEAD INTERNATIONAL AIRPORT | 600 HIGHWAY 95 | BULLHEAD CITY | AZ | 86429 | Mohave | 8 | Perm Closure | 1989-08-01 | 15000 | Jet Fuel | COMPARTMENT A | Double Walled | Fiberglass Reinforced Plastic |  |  |  | Removal | 2005-04-15
0-000792 | LAUGHLIN/BULLHEAD INTERNATIONAL AIRPORT | 600 HIGHWAY 95 | BULLHEAD CITY | AZ | 86429 | Mohave | 12 | Perm Closure | 1990-05-01 | 15000 | Diesel | COMPARTMENT A | Double Walled | Fiberglass Reinforced Plastic |  |  |  | Removal | 2005-04-15
0-002919 | CRUISE AMERICA | 11 W HAMPTON AVE | MESA | AZ | 85210 | Maricopa | 4 | Perm Closure | 1985-01-01 | 500 | Used Oil/Waste Oil | COMPARTMENT A |  | Asphalt coated or Bare Steel |  |  |  | Removal | 1992-02-11
0-003273 | MOBIL 18-M6T | 5352 N 16TH ST | PHOENIX | AZ | 85016 | Maricopa | 5 | Perm Closure | 1986-06-01 | 12000 | Gasoline | COMPARTMENT A | Single Walled | Fiberglass Reinforced Plastic | Pressure |  | Fiberglass Reinforced Plastic | Removal | 2003-03-12
0-003414 | PAPE MATERIAL HANDLING INC | 3820 E WINSLOW AVE | PHOENIX | AZ | 85040 | Maricopa | 1 | Perm Closure | 1971-01-16 | 5000 | Gasoline | COMPARTMENT A | Double Walled | Asphalt coated or Bare Steel | Pressure |  |  | Removal | 1994-12-20
0-005384 | USPS - VEHICLE MAINTENANCE FACILITY | 1501 S CHERRYBELL STRA | TUCSON | AZ | 85726 | Pima | 5 | Perm Closure | 1973-02-04 | 550 | Used Oil/Waste Oil | COMPARTMENT A | Double Walled | Asphalt coated or Bare Steel |  |  |  | Removal | 1990-08-22
0-005384 | USPS - VEHICLE MAINTENANCE FACILITY | 1501 S CHERRYBELL STRA | TUCSON | AZ | 85726 | Pima | 9 | Perm Closure | 1990-11-21 | 550 | Unidentified | COMPARTMENT A | Double Walled | Composite (Steel/Fiberglass) | Suction - Check Valve at the Tank Top |  | Fiberglass Reinforced Plastic | Removal | 1998-01-29
0-006807 | CHAS ROBERTS AIR CONDITIONING | 205 E 10TH AVE | MESA | AZ | 85210 | Maricopa | 1 | Perm Closure | 1982-01-01 | 10000 | Gasoline | COMPARTMENT A | Double Walled | Asphalt coated or Bare Steel | Pressure |  |  | Removal | 1991-08-22
0-004469 | SHAY OIL #1 | 1200 W 16TH ST | YUMA | AZ | 85364 | Yuma | 6 | Perm Closure | 1986-01-17 | 12000 | Gasoline | COMPARTMENT A | Unknown | Fiberglass Reinforced Plastic | Pressure |  | Fiberglass Reinforced Plastic | Removal | 2002-11-13
0-004061 | AVERY'S | 262 W MAIN ST | SPRINGERVILLE | AZ | 85938 | Apache | 2 | Perm Closure | 1980-01-01 | 10000 | Unidentified | COMPARTMENT A | Single Walled | Asphalt coated or Bare Steel |  |  |  | Removal | 1988-09-01
0-007880 | USDOI NPS - SAGUARO NATIONAL PARK |  | TUCSON |  |  | Pima | 5 | Perm Closure | 1991-01-01 | 1000 | Gasoline | COMPARTMENT A | Double Walled | Fiberglass Reinforced Plastic | Suction - Check Valve at the Dispenser |  | Flexible | Removal | 2008-01-29
0-007880 | USDOI NPS - SAGUARO NATIONAL PARK |  | TUCSON |  |  | Pima | 1 | Perm Closure | 2005-06-17 | 2000 | Gasoline | COMPARTMENT A |  | Asphalt coated or Bare Steel | Suction - Check Valve at the Tank Top |  |  | Removal | 1994-04-13
0-001567 | PHOENIX BRICK YARD | 1814 S 7TH AVE | PHOENIX | AZ | 85007 | Maricopa | 3 | Perm Closure | 1966-01-01 | 500 | Gasoline | COMPARTMENT A |  | Asphalt coated or Bare Steel |  |  |  | Removal | 1987-09-28
0-001892 | WALGREEN #10879 | 7111 E GOLF LINKS RD | TUCSON | AZ | 85730 | Pima | 2 | Perm Closure | 1970-01-01 | 8000 | Gasoline | COMPARTMENT A |  | Asphalt coated or Bare Steel |  |  |  | Removal | 1989-02-15
0-001685 | CREST STEEL CORP | 4543 E UNIVERSITY DR | PHOENIX | AZ | 85034 | Maricopa | 1 | Perm Closure | 2005-06-17 | 5000 | Diesel | COMPARTMENT A |  | Asphalt coated or Bare Steel |  |  |  | Removal | 1988-06-22
0-003854 | CITY OF PHOENIX - PETROLUEM STORAGE | 2239 W LOWER BUCKEYE RD | PHOENIX | AZ | 85009 | Maricopa | 7 | Perm Closure | 1971-01-01 | 10000 | Used Oil/Waste Oil | COMPARTMENT A | Single Walled | Asphalt coated or Bare Steel | Suction - Check Valve at the Tank Top |  |  | Removal | 1992-04-30
0-005748 | CHEVRON #9-0965 | 3002 S 6TH AVE | TUCSON | AZ | 85713 | Pima | 3 | Perm Closure | 1987-01-01 | 10000 | Gasoline | COMPARTMENT A | Double Walled | Fiberglass Reinforced Plastic | Pressure | Double Walled | Fiberglass Reinforced Plastic | Removal | 2017-04-12
0-004331 | OK MARKET | 5800 E 32ND ST | YUMA | AZ | 85365 | Yuma | 1 | Perm Closure | 1962-01-01 | 12000 | Gasoline | COMPARTMENT A | Double Walled | Asphalt coated or Bare Steel |  |  |  | Closed in Place | 1997-11-19
0-008982 | ROUTE 66 OUTPOST | 9321 E HWY 66 | HACKBERRY | AZ | 86401 | Mohave | 2 | Perm Closure | 1988-01-01 | 10000 | Gasoline | COMPARTMENT A |  | Fiberglass Reinforced Plastic | Suction - Check Valve at the Tank Top |  | Fiberglass Reinforced Plastic | Removal | 2007-08-09
0-006976 | CITY OF PHOENIX - CENTRAL CITY PRECINCT | 1902 S 16TH ST | PHOENIX | AZ | 85034 | Maricopa | 7 | Open | 1991-01-01 | 550 | New Oil | COMPARTMENT A | Double Walled | Fiberglass Reinforced Plastic | Suction - Check Valve at the Tank Top | Double Walled | Fiberglass Reinforced Plastic
0-006976 | CITY OF PHOENIX - CENTRAL CITY PRECINCT | 1902 S 16TH ST | PHOENIX | AZ | 85034 | Maricopa | 1 | Perm Closure | 2005-06-17 | 1500 | Used Oil/Waste Oil | COMPARTMENT A | Double Walled | Asphalt coated or Bare Steel |  |  |  | Removal | 1990-10-04
0-006976 | CITY OF PHOENIX - CENTRAL CITY PRECINCT | 1902 S 16TH ST | PHOENIX | AZ | 85034 | Maricopa | 8 | Open | 1991-01-01 | 550 | Used Oil/Waste Oil | COMPARTMENT A | Double Walled | Fiberglass Reinforced Plastic | Gravity Feed | Double Walled | Fiberglass Reinforced Plastic
0-007283 | 7-ELEVEN #27465 | 325 E BASELINE RD | GILBERT | AZ | 85233 | Maricopa | 2 | Perm Closure | 1987-08-01 | 10000 | Gasoline | COMPARTMENT A | Double Walled | Fiberglass Reinforced Plastic | Pressure |  | Fiberglass Reinforced Plastic | Removal | 2003-04-22
0-007444 | EXXONMOBIL OIL CORP #18-BB1 | 8310 W THOMAS RD | PHOENIX | AZ | 85037 | Maricopa | 1 | Perm Closure | 1989-06-01 | 10000 | Gasoline | COMPARTMENT A | Double Walled | Fiberglass Reinforced Plastic | Pressure |  | Fiberglass Reinforced Plastic | Removal | 2003-09-23
0-010074 | BEST RADIATOR & REPAIR SERVICE | 2101 S 4TH AVE | TUCSON | AZ | 85713 | Pima | 1 | Perm Closure | 2005-12-16 | 1000 | Gasoline | COMPARTMENT A |  | Asphalt coated or Bare Steel |  |  |  | Removal | 2005-09-13
0-008654 | UNION 76 | 3030 E ANDY DEVINE AVE | KINGMAN | AZ | 86401 | Mohave | 4 | Perm Closure | 2005-06-17 | 550 | Used Oil/Waste Oil | COMPARTMENT A | Unknown | Asphalt coated or Bare Steel | Gravity Feed |  | Bare or Galvanized Steel | Removal | 1998-08-06
0-008442 | DOLEX DOLLAR EXPRESS | 1510 W MCDOWELL RD | PHOENIX | AZ | 85007 | Maricopa | 1 | Perm Closure | 1972-08-11 | 2000 | Gasoline | COMPARTMENT A | Double Walled | Asphalt coated or Bare Steel | Suction - Check Valve at the Tank Top |  | Bare or Galvanized Steel | Removal | 1979-06-11
0-003610 | RYDER TRUCK RENTAL AND LEASING | 5502 W LATHAM ST | PHOENIX | AZ | 85043 | Maricopa | 7 | Open | 2001-04-06 | 15000 | Diesel | COMPARTMENT A | Double Walled | Fiberglass Reinforced Plastic | Pressure | Double Walled | Fiberglass Reinforced Plastic
0-003610 | RYDER TRUCK RENTAL AND LEASING | 5502 W LATHAM ST | PHOENIX | AZ | 85043 | Maricopa | 1 | Perm Closure | 1988-01-01 | 12000 | Diesel | COMPARTMENT A | Single Walled | Fiberglass Reinforced Plastic | Pressure |  |  | Removal | 2001-04-04
0-001709 | FREEPORT MCMORAN SIERRITA MINE | 6200 W DUVAL MINE RD | GREEN VALLEY | AZ | 85614 | Pima | 1 | Perm Closure | 1968-01-01 | 10000 | Gasoline | COMPARTMENT A |  | Asphalt coated or Bare Steel |  |  |  | Removal | 1990-11-26
0-001709 | FREEPORT MCMORAN SIERRITA MINE | 6200 W DUVAL MINE RD | GREEN VALLEY | AZ | 85614 | Pima | 5 | Perm Closure | 1968-01-01 | 1100 | Used Oil/Waste Oil | COMPARTMENT A |  | Asphalt coated or Bare Steel | Gravity Feed | Single Walled | Bare or Galvanized Steel | Removal | 1993-03-17
0-001709 | FREEPORT MCMORAN SIERRITA MINE | 6200 W DUVAL MINE RD | GREEN VALLEY | AZ | 85614 | Pima | 10 | Perm Closure | 1958-01-01 | 10000 | Gasoline | COMPARTMENT A |  | Asphalt coated or Bare Steel |  |  |  | Removal | 1990-07-01
0-002600 | CIRCLE K #2705292 | 750 E WARNER RD | GILBERT | AZ | 85296 | Maricopa | 4 | Open | 1989-01-01 | 10000 | Diesel | COMPARTMENT A | Single Walled | Fiberglass Reinforced Plastic | Pressure |  | Fiberglass Reinforced Plastic
0-002388 | GREENLEE COUNTY - CLIFTON YARD |  | CLIFTON |  |  | Greenlee | 5 | Perm Closure | 1958-07-25 | 1000 | Diesel | COMPARTMENT A | Single Walled | Asphalt coated or Bare Steel |  |  |  | Removal | 1991-01-07
0-006424 | WHITE MOUNTAIN FUELS | 610 MAIN ST | TAYLOR | AZ | 85939 | Navajo | 5 | Perm Closure | 1985-01-01 | 12000 | Diesel | COMPARTMENT A |  | Asphalt coated or Bare Steel | Pressure |  | Bare or Galvanized Steel | Removal | 2014-08-01
0-005492 | CIRCLE K #2842 | 7536 W GLENDALE AVE | GLENDALE | AZ | 85303 | Maricopa | 1 | Perm Closure | 1967-04-24 | 8000 | Gasoline | COMPARTMENT A | Unknown | Asphalt coated or Bare Steel | Pressure |  |  | Removal | 1994-11-29
0-006182 | FLAGSTAFF CARDLOCK | 215 W PHOENIX AVE | FLAGSTAFF | AZ | 86001 | Coconino | 2 | Perm Closure | 1976-04-23 | 5000 | Gasoline | COMPARTMENT A | Double Walled | Asphalt coated or Bare Steel | Suction - Check Valve at the Tank Top |  |  | Removal | 1999-01-20
0-008127 | I-40 MOBIL |  | SELIGMAN |  |  | Yavapai | 1 | Perm Closure | 1985-10-01 | 10000 | Gasoline | COMPARTMENT A | Double Walled | Asphalt coated or Bare Steel | Pressure |  |  | Closed in Place | 1994-12-01
0-009919 | TWISTERS 50S SODA FOUNTAIN | 417 E ROUTE 66 | WILLIAMS | AZ | 86046 | Coconino | 1 | Perm Closure | 2005-06-17 | 1000 | Used Oil/Waste Oil | COMPARTMENT A | Single Walled | Asphalt coated or Bare Steel |  |  |  | Removal | 2003-05-20
0-009919 | TWISTERS 50S SODA FOUNTAIN | 417 E ROUTE 66 | WILLIAMS | AZ | 86046 | Coconino | 3 | Perm Closure | 2005-06-17 | 1000 | Unidentified | COMPARTMENT A | Single Walled | Asphalt coated or Bare Steel |  |  |  | Closed in Place | 2003-05-20
0-003270 | EXXONMOBIL OIL CORP #12388 | 13404 N DEL WEBB BLVD | SUN CITY | AZ | 85351 | Maricopa | 4 | Perm Closure | 1987-12-01 | 1000 | Used Oil/Waste Oil | COMPARTMENT A | Double Walled | Fiberglass Reinforced Plastic | Gravity Feed |  | Fiberglass Reinforced Plastic | Removal | 2005-05-26
0-003270 | EXXONMOBIL OIL CORP #12388 | 13404 N DEL WEBB BLVD | SUN CITY | AZ | 85351 | Maricopa | 6 | Perm Closure | 1987-12-01 | 10000 | Gasoline | COMPARTMENT A | Double Walled | Fiberglass Reinforced Plastic | Gravity Feed |  | Fiberglass Reinforced Plastic | Removal | 2005-05-26
0-002773 | KAIBAB INDUSTRIES |  | RYAN |  |  | Coconino | 2 | Perm Closure | 1971-04-23 | 6000 | Gasoline | COMPARTMENT A | Single Walled | Asphalt coated or Bare Steel |  |  |  | Removal | 1985-11-05
0-009049 | FLIGHT TRAILS | 4610 E FIGHTER ACES DR | MESA | AZ | 85215 | Maricopa | 2 | Temp Closure | 1990-06-01 | 10000 | Jet Fuel | COMPARTMENT A | Double Walled | Fiberglass Reinforced Plastic | Suction - Check Valve at the Dispenser | Aboveground Piping | Bare or Galvanized Steel |  | 2018-11-29
0-007151 | SAGUARO BUILDING MATERIALS | 4320 E MAGNOLIA ST | PHOENIX | AZ | 85034 | Maricopa | 1 | Perm Closure | 1975-01-01 | 3000 | Gasoline | COMPARTMENT A | Double Walled | Asphalt coated or Bare Steel | Suction - Check Valve at the Tank Top |  |  | Removal | 1990-12-31
0-008558 | E V HANCOCK | 10132 E PINNACLE PEAK RD | SCOTTSDALE | AZ | 85255 | Maricopa | 2 | Perm Closure | 1979-01-01 | 6000 | Gasoline | COMPARTMENT A |  | Asphalt coated or Bare Steel | Pressure |  | Bare or Galvanized Steel | Removal | 1995-02-17
0-001262 | CIRCLE K #587 | 711 STATE ROUTE 179 | SEDONA | AZ | 86336 | Coconino | 3 | Perm Closure | 1990-06-01 | 10000 | Gasoline | COMPARTMENT A | Double Walled | Fiberglass Reinforced Plastic | Pressure |  | Fiberglass Reinforced Plastic | Removal | 2006-06-01
0-005717 | YORK MOTORS INC | 209 N MONTEZUMA ST | PRESCOTT | AZ | 86301 | Yavapai | 2 | Perm Closure | 1965-12-10 | 1000 | Used Oil/Waste Oil | COMPARTMENT A | Unknown | Unknown |  |  |  | Removal | 1992-01-10
0-004018 | QUEBEDEAUX BUICK-GMC | 3566 E SPEEDWAY BLVD | TUCSON | AZ | 85716 | Pima | 4 | Perm Closure | 1968-04-29 | 500 | Gasoline | COMPARTMENT A | Unknown | Asphalt coated or Bare Steel | Suction - Check Valve at the Tank Top |  |  | Removal | 1993-12-02
0-005653 | WHITING STATION #23 | 1402 E SECOND ST | WINSLOW | AZ | 86047 | Navajo | 5 | Perm Closure | 1966-01-01 | 2000 | Kerosene | COMPARTMENT A | Single Walled | Asphalt coated or Bare Steel |  |  |  | Removal | 1994-08-17
0-003960 | PRECISION COMPONENTS INC | 1820 S 35TH AVE | PHOENIX | AZ | 85009 | Maricopa | 3 | Perm Closure | 1971-01-01 | 5000 | Gasoline | COMPARTMENT A | Single Walled | Asphalt coated or Bare Steel |  |  |  | Removal | 1990-10-18
0-000600 | AVIS RENT-A-CAR | 1440 S 23RD ST | PHOENIX | AZ | 85034 | Maricopa | 4 | Perm Closure | 1976-04-24 | 500 | Used Oil/Waste Oil | COMPARTMENT A | Single Walled | Asphalt coated or Bare Steel | Gravity Feed |  |  | Removal | 1992-03-20
0-000567 | AT&T | 3750 W INDIAN SCHOOL RD | PHOENIX | AZ | 85019 | Maricopa | 1 | Perm Closure | 1973-01-01 | 10000 | Unidentified | COMPARTMENT A | Double Walled | Fiberglass Reinforced Plastic |  |  |  | Removal | 1988-10-13
0-000516 | ARCO #5274 | 748 E BELL RD | PHOENIX | AZ | 85022 | Maricopa | 3 | Perm Closure | 1970-01-01 | 10000 | Gasoline | COMPARTMENT A |  | Asphalt coated or Bare Steel |  |  |  | Removal | 1989-10-01
0-005501 | VALDEZ TRANSFER | 421 S 33RD AVE | PHOENIX | AZ | 85009 | Maricopa | 1 | Perm Closure | 1976-05-06 | 3000 | Gasoline | COMPARTMENT A | Double Walled | Asphalt coated or Bare Steel | Pressure |  |  | Removal | 1993-01-12
0-000505 | ARCO #5288 | 2001 E OSBORN RD | PHOENIX | AZ | 85016 | Maricopa | 1 | Perm Closure | 2005-06-17 | 10000 | Gasoline | COMPARTMENT A |  | Asphalt coated or Bare Steel |  |  |  | Removal | 1988-09-19
0-007057 | SUPERSONIC CAR WASH | 3202 E THOMAS RD | PHOENIX | AZ | 85018 | Maricopa | 3 | Perm Closure | 2005-06-17 | 6000 | Gasoline | COMPARTMENT A | Unknown | Asphalt coated or Bare Steel | Pressure |  | Fiberglass Reinforced Plastic | Removal | 1996-06-18
0-003717 | BRAKE MASTERS | 5810 E SPEEDWAY BLVD | TUCSON | AZ | 85712 | Pima | 3 | Perm Closure | 1964-01-01 | 550 | Used Oil/Waste Oil | COMPARTMENT A |  | Asphalt coated or Bare Steel |  |  |  | Removal | 1987-01-01
0-001965 | BROWN EVANS DISTRIBUTING - EVANS CARDLOCK #15 | 201 W MAIN ST | MESA | AZ | 85201 | Maricopa | 3 | Perm Closure | 1970-01-01 | 6000 | Gasoline | COMPARTMENT A |  | Asphalt coated or Bare Steel | Pressure |  |  | Removal | 1993-11-22
0-003445 | MURPHY SCHOOL DISTRICT #21 - MAINTENANCE YARD | 1225 S 27TH AVE | PHOENIX | AZ | 85009 | Maricopa | 1 | Perm Closure | 1976-05-02 | 2000 | Gasoline | COMPARTMENT A | Double Walled | Asphalt coated or Bare Steel |  |  |  | Removal | 1990-09-10
0-002616 | DAVE'S FAST STOP | 2060 HIGHWAY 60 | GLOBE | AZ | 85001 | Gila | 2 | Perm Closure | 1989-09-20 | 6000 | Gasoline | COMPARTMENT A | Single Walled | Fiberglass Reinforced Plastic | Pressure | Single Walled | Fiberglass Reinforced Plastic | Removal | 2020-02-26
0-001207 | CIRCLE K #2700057 | 3602 N ORACLE RD | TUCSON | AZ | 85705 | Pima | 3 | Perm Closure | 1969-01-01 | 10000 | Gasoline | COMPARTMENT A | Single Walled | Asphalt coated or Bare Steel |  |  |  | Removal | 1989-10-04
0-001207 | CIRCLE K #2700057 | 3602 N ORACLE RD | TUCSON | AZ | 85705 | Pima | 2 | Perm Closure | 1969-01-01 | 10000 | Gasoline | COMPARTMENT A | Single Walled | Asphalt coated or Bare Steel |  |  |  | Removal | 1989-10-04
0-001393 | CIRCLE K #2701310 | 24 N SUMMER ST | TOMBSTONE | AZ | 85638 | Cochise | 1 | Open | 1978-01-01 | 10000 | Gasoline | COMPARTMENT A |  | Asphalt coated or Bare Steel | Pressure | Double Walled | Fiberglass Reinforced Plastic
0-005892 | CIRCLE K #2707929 | 6000 WILLOW CREEK RD | PRESCOTT | AZ | 86301 | Yavapai | 3 | Open | 1982-01-10 | 7000 | Gasoline (UL) | COMPARTMENT A |  | Asphalt coated or Bare Steel | Pressure |  | Fiberglass Reinforced Plastic
0-005969 | CIRCLE K #2708652 | 1502 W INDIAN SCHOOL RD | PHOENIX | AZ | 85015 | Maricopa | 3 | Open | 1988-02-25 | 10000 | Gasoline | COMPARTMENT A | Double Walled | Fiberglass Reinforced Plastic | Pressure |  | Fiberglass Reinforced Plastic
0-002163 | FOODMAKER INC | 4239 S 43RD PL | PHOENIX | AZ | 85040 | Maricopa | 2 | Perm Closure | 1974-01-01 | 10000 | Diesel | COMPARTMENT A |  | Asphalt coated or Bare Steel |  |  |  | Removal | 1988-03-01
0-001497 | CIRCLE K #2701844 | 3508 W BASELINE RD | PHOENIX | AZ | 85041 | Maricopa | 2 | Perm Closure | 1985-01-01 | 10000 | Gasoline | COMPARTMENT A | Single Walled | Fiberglass Reinforced Plastic | Pressure | Single Walled | Fiberglass Reinforced Plastic | Removal | 2016-04-13
0-001634 | CIRCLE K #2701957 | 6700 E TANQUE VERDE RD | TUCSON | AZ | 85715 | Pima | 3 | Open | 1985-01-01 | 10000 | Gasoline (PUL) | COMPARTMENT A | Single Walled | Fiberglass Reinforced Plastic | Pressure | Single Walled | Fiberglass Reinforced Plastic
0-001870 | EXXON #7-1405 | 3433 N 56TH ST | PHOENIX | AZ | 85018 | Maricopa | 2 | Perm Closure | 1972-01-01 | 8000 | Gasoline | COMPARTMENT A |  | Asphalt coated or Bare Steel |  |  |  | Removal | 1988-01-01
0-009187 | FAA AIRWAY BEACON #007 |  | BUCKEYE |  |  | Maricopa | 2 | Perm Closure | 1942-01-01 | 500 | Diesel | COMPARTMENT A | Double Walled | Asphalt coated or Bare Steel |  |  |  | Removal | 2001-07-10
0-007303 | FARNSWORTH CONSTRUCTION CO | 8355 E BASELINE RD | MESA | AZ | 85208 | Maricopa | 3 | Perm Closure | 1986-01-01 | 500 | Used Oil/Waste Oil | COMPARTMENT A | Unknown | Asphalt coated or Bare Steel |  |  |  | Removal | 1998-09-28
0-003763 | UNOCAL #7368 | 245 E FRY BLVD | SIERRA VISTA | AZ | 85635 | Cochise | 8 | Perm Closure | 1976-01-01 | 10000 | Gasoline | COMPARTMENT A |  | Asphalt coated or Bare Steel | Pressure |  | Bare or Galvanized Steel | Removal | 1997-11-13
0-000066 | MEDLEY MATERIAL HANDLING COMPANY | 2224 GRAND AVE | PHOENIX | AZ | 85009 | Maricopa | 8 | Perm Closure | 1992-02-15 | 5000 | Diesel | COMPARTMENT A | Double Walled | Composite (Steel/Fiberglass) | Pressure | Double Walled | Fiberglass Reinforced Plastic | Removal | 2013-10-02
0-000066 | MEDLEY MATERIAL HANDLING COMPANY | 2224 GRAND AVE | PHOENIX | AZ | 85009 | Maricopa | 3 | Perm Closure | 1981-01-01 | 20000 | Gasoline | COMPARTMENT A | Single Walled | Asphalt coated or Bare Steel |  |  |  | Removal | 1991-10-21
0-000066 | MEDLEY MATERIAL HANDLING COMPANY | 2224 GRAND AVE | PHOENIX | AZ | 85009 | Maricopa | 6 | Perm Closure | 1981-01-01 | 500 | Unidentified | COMPARTMENT A | Single Walled | Asphalt coated or Bare Steel |  |  |  | Removal | 1991-10-21
0-005014 | COBB'S AUTO SERVICE U-HAUL | 3137 E ANDY DEVINE AVE | KINGMAN | AZ | 86401 | Mohave | 1 | Perm Closure | 1966-01-01 | 10000 | Gasoline | COMPARTMENT A |  | Asphalt coated or Bare Steel |  |  |  | Removal | 1993-09-15
0-003341 | US WEST #123446 - TUCSON SE SOC | 7655 S HOUGHTON RD | TUCSON | AZ | 85747 | Pima | 2 | Perm Closure | 1976-01-16 | 4000 | Gasoline | COMPARTMENT A | Unknown | Fiberglass Reinforced Plastic |  |  |  | Removal | 1991-11-22
0-003201 | PMH FOOD MART | 5438 N 59TH AVE | GLENDALE | AZ | 85301 | Maricopa | 2 | Perm Closure | 1984-01-01 | 12000 | Gasoline | COMPARTMENT A | Double Walled | Fiberglass Reinforced Plastic | Pressure |  | Fiberglass Reinforced Plastic | Closed in Place | 2014-09-25
0-003101 | GLENDALE SPRING | 5420 W MISSOURI AVE | GLENDALE | AZ | 85301 | Maricopa | 2 | Perm Closure | 1966-04-21 | 1000 | Gasoline | COMPARTMENT A | Double Walled | Asphalt coated or Bare Steel |  |  |  | Removal | 1990-09-27
0-003101 | GLENDALE SPRING | 5420 W MISSOURI AVE | GLENDALE | AZ | 85301 | Maricopa | 3 | Perm Closure | 1966-04-21 | 1000 | Unidentified | COMPARTMENT A | Double Walled | Asphalt coated or Bare Steel |  |  |  | Removal | 1990-09-27
0-006410 | KINGMAN ELEMENTARY DISTRICT #4 | 3115 MCDONALD AVE | KINGMAN | AZ | 86401 | Mohave | 2 | Perm Closure | 1982-10-04 | 5000 | Diesel | COMPARTMENT A | Unknown | Asphalt coated or Bare Steel |  |  |  | Removal | 1995-08-18
0-006410 | KINGMAN ELEMENTARY DISTRICT #4 | 3115 MCDONALD AVE | KINGMAN | AZ | 86401 | Mohave | 1 | Perm Closure | 1974-10-04 | 10500 | Gasoline | COMPARTMENT A | Unknown | Asphalt coated or Bare Steel |  |  |  | Removal | 1994-08-18
0-001330 | CIRCLE K #840 | 5400 N US HIGHWAY 89 | FLAGSTAFF | AZ | 86004 | Coconino | 5 | Perm Closure | 1994-11-22 | 10000 | Gasoline | COMPARTMENT A | Single Walled | Fiberglass Reinforced Plastic | Pressure | Double Walled | Fiberglass Reinforced Plastic | Removal | 2001-02-07
0-001312 | CIRCLE K #795 | 16054 N ORACLE RD | CATALINA | AZ | 85739 | Pima | 7 | Perm Closure | 1994-02-01 | 8000 | Gasoline (PUL) | COMPARTMENT A | Double Walled | Fiberglass Reinforced Plastic | Pressure |  | Fiberglass Reinforced Plastic | Removal | 2019-10-29
0-004530 | PHELPS DODGE - MORENCI - UST FACILITY | 4251 US HIGHWAY 191 | MORENCI | AZ | 85540 | Greenlee | 6 | Perm Closure | 1976-05-06 | 4000 | Gasoline | COMPARTMENT A | Double Walled | Asphalt coated or Bare Steel |  |  |  | Removal | 1988-09-01
0-002644 | CURRYS PLACE -FORMER | 1255 W LIVE OAK ST | MIAMI | AZ | 85539 | Gila | 4 | Perm Closure | 1953-01-01 | 250 | Used Oil/Waste Oil | COMPARTMENT A | Single Walled | Asphalt coated or Bare Steel |  |  |  | Removal | 1989-04-01
0-006899 | FTI FLOW TECHNOLOGY INC | 4250 E BROADWAY RD | PHOENIX | AZ | 85040 | Maricopa | 1 | Perm Closure | 1971-01-01 | 1000 | Unidentified | COMPARTMENT A | Single Walled | Concrete |  |  |  | Closed in Place | 1988-12-20
0-003779 | PHILLIPS 66 COMPANY #024629 | 4401 E MCDOWELL RD | PHOENIX | AZ | 85008 | Maricopa | 4 | Perm Closure | 1967-01-01 | 560 | Gasoline | COMPARTMENT A |  | Asphalt coated or Bare Steel |  |  |  | Removal | 1979-01-01
0-003785 | PHILLIPS 66 COMPANY #071418 | 3220 E ROUTE 66 | FLAGSTAFF | AZ | 86004 | Coconino | 2 | Perm Closure | 1966-04-02 | 9995 | Gasoline | COMPARTMENT A | Unknown | Fiberglass Reinforced Plastic |  |  |  | Removal | 1978-11-01
0-004437 | CVS HEALTH | 9501 E SHEA BLVD | SCOTTSDALE | AZ | 85260 | Maricopa | 2 | Perm Closure | 1980-01-01 | 2000 | Diesel | COMPARTMENT A |  | Asphalt coated or Bare Steel |  |  |  | Removal | 1988-01-01
0-005212 | PEAKVIEW COUNTRY STORE | 3400 N FORT VALLEY RD | FLAGSTAFF | AZ | 86001 | Coconino | 1 | Perm Closure | 1982-01-01 | 8000 | Gasoline | COMPARTMENT A | Single Walled | Asphalt coated or Bare Steel | Pressure |  |  | Removal | 1998-11-12
0-001743 | NABISCO |  | DOUGLAS |  |  | Cochise | 1 | Perm Closure | 1972-01-01 | 550 | Gasoline | COMPARTMENT A |  | Asphalt coated or Bare Steel |  |  |  | Removal | 1991-01-15
0-001743 | NABISCO |  | DOUGLAS |  |  | Cochise | 2 | Perm Closure | 1972-01-01 | 2000 | Gasoline | COMPARTMENT A |  | Asphalt coated or Bare Steel |  |  |  | Removal | 1991-01-15
0-002125 | ROADRUNNER MARKET | 16121 S HOUGHTON RD | CORONA DE TUCSON | AZ | 85641 | Pima | 4 | Open | 1997-12-26 | 6000 | Gasoline | COMPARTMENT A | Double Walled | Composite (Steel/Fiberglass) | Pressure | Double Walled
0-004175 | CARS 4 LESS | 1220 N PINAL AVE | CASA GRANDE | AZ | 85122 | Pinal | 3 | Perm Closure | 1957-04-16 | 3000 | Gasoline | COMPARTMENT A | Double Walled | Asphalt coated or Bare Steel |  |  |  | Removal | 1989-12-05
0-005404 | U OF A - EXPERIMENTAL FARM | 1601 W MAIN ST | MESA | AZ | 85201 | Maricopa | 2 | Perm Closure | 1981-05-05 | 500 | Diesel | COMPARTMENT A | Unknown | Asphalt coated or Bare Steel |  |  |  | Removal | 1991-06-26
0-005404 | U OF A - EXPERIMENTAL FARM | 1601 W MAIN ST | MESA | AZ | 85201 | Maricopa | 3 | Perm Closure | 1977-05-05 | 550 | Gasoline | COMPARTMENT A | Unknown | Asphalt coated or Bare Steel |  |  |  | Removal | 1991-06-26
0-009491 | PILOT TRAVEL CENTER #279 | 769 E FRONTAGE RD | RIO RICO | AZ | 85648 | Santa Cruz | 4 | Open | 1999-05-12 | 15000 | Gasoline | COMPARTMENT A | Double Walled | Fiberglass Reinforced Plastic | Pressure | Double Walled | Fiberglass Reinforced Plastic
0-001725 | THE TIRE DOCTOR | 801 W THATCHER BLVD | SAFFORD | AZ | 85546 | Graham | 4 | Perm Closure | 1964-01-01 | 1000 | Diesel | COMPARTMENT A |  | Asphalt coated or Bare Steel |  |  |  | Removal | 1991-09-19
0-005323 | UNITED METRO MATERIALS | 2800 S CENTRAL AVE | PHOENIX | AZ | 85040 | Maricopa | 10 | Perm Closure | 1979-01-01 | 8000 | Gasoline | COMPARTMENT A | Single Walled | Fiberglass Reinforced Plastic |  |  |  | Removal | 1991-03-04
0-005323 | UNITED METRO MATERIALS | 2800 S CENTRAL AVE | PHOENIX | AZ | 85040 | Maricopa | 3 | Perm Closure | 1976-01-01 | 12000 | Diesel | COMPARTMENT A | Single Walled | Asphalt coated or Bare Steel | Suction - Check Valve at the Tank Top | Single Walled | Bare or Galvanized Steel | Removal | 1994-03-11
0-001040 | CHEVRON #9-1549 | 4705 N US HIGHWAY 89 | FLAGSTAFF | AZ | 86004 | Coconino | 5 | Perm Closure | 1993-04-01 | 12000 | Diesel | COMPARTMENT A | Double Walled | Fiberglass Reinforced Plastic | Pressure | Double Walled | Fiberglass Reinforced Plastic | Removal | 2002-03-05
0-001879 | LAWANDO'S INC | 2302 W DEER VALLEY RD | PHOENIX | AZ | 85027 | Maricopa | 1 | Perm Closure | 1969-01-01 | 6000 | Gasoline | COMPARTMENT A |  | Asphalt coated or Bare Steel |  |  |  | Removal | 1986-08-22
0-001879 | LAWANDO'S INC | 2302 W DEER VALLEY RD | PHOENIX | AZ | 85027 | Maricopa | 4 | Perm Closure | 1969-01-01 | 1000 | Used Oil/Waste Oil | COMPARTMENT A |  | Asphalt coated or Bare Steel |  |  |  | Removal | 1986-08-22
0-004140 | RICE PLUMBING COMPANY | 3232 N STONE AVE | TUCSON | AZ | 85705 | Pima | 1 | Perm Closure | 1961-01-01 | 500 | Gasoline | COMPARTMENT A | Single Walled | Asphalt coated or Bare Steel |  |  |  | Removal | 1995-08-22
0-001882 | DAN'S SUPER SERVICE | 2010 E BROWN RD | MESA | AZ | 85213 | Maricopa | 1 | Perm Closure | 1984-01-01 | 8000 | Gasoline | COMPARTMENT A | Double Walled | Fiberglass Reinforced Plastic | Pressure | Double Walled | Fiberglass Reinforced Plastic | Removal | 2012-09-19
0-000532 | ARCO #1403 | 7002 N 7TH ST | PHOENIX | AZ | 85020 | Maricopa | 4 | Perm Closure | 1966-01-01 | 10000 | Gasoline | COMPARTMENT A |  | Asphalt coated or Bare Steel |  |  |  | Removal | 1988-09-01
0-008179 | BUDGET AUTOMOTIVE CENTER | 2770 N ORACLE RD | TUCSON | AZ | 85705 | Pima | 2 | Perm Closure | 1983-01-01 | 2000 | Used Oil/Waste Oil | COMPARTMENT A | Double Walled | Asphalt coated or Bare Steel | Suction - Check Valve at the Tank Top |  |  | Removal | 1993-05-20
0-006758 | RUSSELL PLASTICS TECH INC - FORMER | 4910 E FALCON DR | MESA | AZ | 85215 | Maricopa | 1 | Perm Closure | 1978-01-01 | 1000 | Diesel | COMPARTMENT A | Double Walled | Asphalt coated or Bare Steel |  |  |  | Removal | 1990-01-30
0-004263 | SPEEDWAY STORE #2974 | 1497 E FRY BLVD | SIERRA VISTA | AZ | 85635 | Cochise | 4 | Perm Closure | 1978-05-06 | 10000 | Gasoline | COMPARTMENT A | Unknown | Asphalt coated or Bare Steel | Pressure |  |  | Removal | 1997-09-01
0-004263 | SPEEDWAY STORE #2974 | 1497 E FRY BLVD | SIERRA VISTA | AZ | 85635 | Cochise | 10 | Open | 2004-01-08 | 6000 | Diesel | COMPARTMENT B | Double Walled | Fiberglass Reinforced Plastic
0-005234 | U-HAUL #723-4 | 2345 E MCDOWELL RD | PHOENIX | AZ | 85006 | Maricopa | 1 | Perm Closure | 1983-04-07 | 6000 | Gasoline | COMPARTMENT A | Double Walled | Fiberglass Reinforced Plastic |  |  |  | Removal | 1995-01-27
0-005234 | U-HAUL #723-4 | 2345 E MCDOWELL RD | PHOENIX | AZ | 85006 | Maricopa | 3 | Perm Closure | 1983-04-07 | 6000 | Diesel | COMPARTMENT A | Double Walled | Fiberglass Reinforced Plastic |  |  |  | Removal | 1995-01-27
0-001223 | CIRCLE K #2700412 | 503 N GILBERT RD | GILBERT | AZ | 85234 | Maricopa | 1 | Perm Closure | 1977-01-01 | 10000 | Gasoline | COMPARTMENT A |  | Asphalt coated or Bare Steel | Pressure |  |  | Removal | 1994-11-15
0-001801 | DIXIES TEXACO |  | BOWIE |  |  | Cochise | 3 | Perm Closure | 1966-01-01 | 1000 | Gasoline | COMPARTMENT A |  | Asphalt coated or Bare Steel | Suction - Check Valve at the Dispenser |  |  | Removal | 1999-08-13
0-000855 | CAMELBACK BMW | 1144 E CAMELBACK RD | PHOENIX | AZ | 85014 | Maricopa | 3 | Perm Closure | 2005-06-17 | 500 | Used Oil/Waste Oil | COMPARTMENT A |  | Asphalt coated or Bare Steel | Suction - Check Valve at the Tank Top |  |  | Removal | 1994-10-26
0-000855 | CAMELBACK BMW | 1144 E CAMELBACK RD | PHOENIX | AZ | 85014 | Maricopa | 5 | Perm Closure | 2005-06-17 | 500 | Unidentified | COMPARTMENT A |  | Asphalt coated or Bare Steel | Suction - Check Valve at the Tank Top |  |  | Removal | 1994-10-26
0-005108 | BISBEE TIGERMART | 115 NACO RD | BISBEE | AZ | 85603 | Cochise | 2 | Perm Closure | 1984-01-01 | 10000 | Gasoline | COMPARTMENT A | Unknown | Asphalt coated or Bare Steel | Pressure |  | Fiberglass Reinforced Plastic | Removal | 1993-05-20
0-001052 | GIANT 6619 | 1001 E BENSON HWY | TUCSON | AZ | 85713 | Pima | 5 | Perm Closure | 1988-06-01 | 12000 | Gasoline (UL) | COMPARTMENT A | Double Walled | Fiberglass Reinforced Plastic | Pressure | Double Walled | Fiberglass Reinforced Plastic | Removal | 2017-12-07
0-001967 | RIVER ROAD CHEVRON | 4851 N 1ST AVE | TUCSON | AZ | 85718 | Pima | 6 | Open | 1995-12-01 | 12000 | Gasoline | COMPARTMENT A | Double Walled | Fiberglass Reinforced Plastic | Pressure | Double Walled | Fiberglass Reinforced Plastic
0-001967 | RIVER ROAD CHEVRON | 4851 N 1ST AVE | TUCSON | AZ | 85718 | Pima | 3 | Perm Closure | 1967-02-07 | 8000 | Gasoline | COMPARTMENT A |  | Asphalt coated or Bare Steel | Pressure |  | Fiberglass Reinforced Plastic | Removal | 1995-12-06
0-001967 | RIVER ROAD CHEVRON | 4851 N 1ST AVE | TUCSON | AZ | 85718 | Pima | 4 | Perm Closure | 1967-01-01 | 550 | Used Oil/Waste Oil | COMPARTMENT A |  | Asphalt coated or Bare Steel | Gravity Feed | Single Walled | Bare or Galvanized Steel | Removal | 1995-12-06
0-001967 | RIVER ROAD CHEVRON | 4851 N 1ST AVE | TUCSON | AZ | 85718 | Pima | 5 | Open | 1995-12-01 | 15000 | Gasoline | COMPARTMENT A | Double Walled | Fiberglass Reinforced Plastic | Pressure | Double Walled | Fiberglass Reinforced Plastic
0-008250 | EARNHARDT CHRYSLER PLYMOUTH | 577 E BASELINE RD | TEMPE | AZ | 85283 | Maricopa | 3 | Perm Closure | 1986-08-01 | 2000 | Unidentified | COMPARTMENT A | Double Walled | Asphalt coated or Bare Steel | Suction - Check Valve at the Tank Top |  |  | Removal | 1996-02-16
0-008947 | BEAUDRY MOTOR CO - AUDI | 4500 E 22ND ST | TUCSON | AZ | 85711 | Pima | 1 | Perm Closure | 1986-01-01 | 1500 | Used Oil/Waste Oil | COMPARTMENT A | Double Walled | Asphalt coated or Bare Steel | Gravity Feed |  |  | Removal | 1996-08-20
0-010326 | QUIKTRIP #1490 | 2345 E IRVINGTON RD | TUCSON | AZ | 85714 | Pima | 3 | Open | 2009-12-29 | 12000 | Diesel | COMPARTMENT B | Double Walled | Fiberglass Reinforced Plastic | Pressure | Double Walled | Fiberglass Reinforced Plastic
0-010336 | UMOM DAY CARE CENTER | 3320 E VAN BUREN ST | PHOENIX | AZ | 85008 | Maricopa | 1 | Perm Closure | 2010-04-28 | 330 | Used Oil/Waste Oil | COMPARTMENT A | Single Walled | Asphalt coated or Bare Steel | Gravity Feed | Single Walled | Bare or Galvanized Steel | Removal | 2010-03-12
0-010342 | CRAM PROPERTY | 140 S MAIN ST | FREDONIA | AZ | 86022 | Coconino | 3 | Perm Closure | 2010-05-20 | 2000 | Gasoline | COMPARTMENT A |  | Asphalt coated or Bare Steel |  |  |  | Removal | 2010-04-16
0-008380 | VIDO STORE | 1130 E DEUCE OF CLUBS | SHOW LOW | AZ | 85901 | Navajo | 1 | Perm Closure | 2005-06-17 |  | Unidentified | COMPARTMENT A | Unknown | Asphalt coated or Bare Steel |  |  |  | Removal | 1988-12-01
0-001202 | CIRCLE K #2700233 | 817 N MAIN ST | ELOY | AZ | 85131 | Pinal | 4 | Open | 1996-04-30 | 10000 | Gasoline | COMPARTMENT A | Double Walled | Fiberglass Reinforced Plastic | Pressure | Double Walled | Fiberglass Reinforced Plastic
0-003023 | SAN MANUEL MINE |  | MAMMOTH |  |  | Pinal | 8 | Perm Closure | 1973-06-11 | 20000 | Gasoline | COMPARTMENT A | Double Walled | Asphalt coated or Bare Steel |  |  |  | Removal | 1991-01-10
0-007310 | ARIZONA EGG CO | 20265 W KORSTEN ST | CASA GRANDE | AZ | 85122 | Pinal | 2 | Perm Closure | 1974-01-01 | 3000 | Gasoline | COMPARTMENT A | Unknown | Unknown |  |  |  | Removal | 1991-05-29
0-008222 | SAM DAYS AUTO SALES & WRECKING | 3180 E US HIGHWAY 80 | YUMA | AZ | 85365 | Yuma | 4 | Perm Closure | 1970-01-01 | 10000 | Gasoline | COMPARTMENT A | Unknown | Asphalt coated or Bare Steel |  |  |  | Removal | 1997-08-28
0-002139 | FISHERS LANDING RESORT |  | MARTINEZ LAKE |  |  | Yuma | 1 | Perm Closure | 1978-08-13 | 1000 | Gasoline | COMPARTMENT A | Single Walled | Asphalt coated or Bare Steel |  |  |  | Removal | 1972-04-15
0-002139 | FISHERS LANDING RESORT |  | MARTINEZ LAKE |  |  | Yuma | 2 | Perm Closure | 1978-08-13 | 1000 | Gasoline | COMPARTMENT A | Single Walled | Asphalt coated or Bare Steel |  |  |  | Removal | 1972-04-01
0-006706 | OLD TOWN MINI MART | 794 N MAIN ST | COTTONWOOD | AZ | 86326 | Yavapai | 2 | Perm Closure | 1969-01-01 | 6000 | Gasoline | COMPARTMENT A | Double Walled | Asphalt coated or Bare Steel | Suction - Check Valve at the Tank Top |  | Fiberglass Reinforced Plastic | Removal | 1997-04-23
0-000738 | UNION 76 - NOGALES | 981 N GRAND AVE | NOGALES | AZ | 85621 | Santa Cruz | 1 | Perm Closure | 1961-01-01 | 10000 | Gasoline | COMPARTMENT A |  | Asphalt coated or Bare Steel |  |  |  | Removal | 1990-08-02
0-003077 | CHEVRON - MAUST CHEVRON | 9302 S NOGALES HWY | TUCSON | AZ | 85756 | Pima | 3 | Perm Closure | 1961-04-12 | 1000 | Gasoline | COMPARTMENT A | Unknown | Asphalt coated or Bare Steel | Suction - Check Valve at the Tank Top |  | Fiberglass Reinforced Plastic | Removal | 1994-02-23
0-003077 | CHEVRON - MAUST CHEVRON | 9302 S NOGALES HWY | TUCSON | AZ | 85756 | Pima | 1 | Perm Closure | 1961-04-12 | 1000 | Gasoline | COMPARTMENT A | Unknown | Asphalt coated or Bare Steel | Suction - Check Valve at the Tank Top |  | Fiberglass Reinforced Plastic | Removal | 1994-02-23
0-003077 | CHEVRON - MAUST CHEVRON | 9302 S NOGALES HWY | TUCSON | AZ | 85756 | Pima | 2 | Perm Closure | 1961-04-12 | 1000 | Gasoline | COMPARTMENT A | Unknown | Asphalt coated or Bare Steel | Suction - Check Valve at the Tank Top |  | Fiberglass Reinforced Plastic | Removal | 1994-02-23
0-001303 | CIRCLE K #775 | 402 E PRINCE RD | TUCSON | AZ | 85705 | Pima | 1 | Perm Closure | 1972-01-01 | 10000 | Gasoline | COMPARTMENT A | Single Walled | Asphalt coated or Bare Steel | Pressure | Single Walled | Bare or Galvanized Steel | Removal | 1999-03-02
0-001595 | COCHISE ELEMENTARY SCHOOL | 5025 N BOWIE AVE | COCHISE | AZ | 85606 | Cochise | 1 | Perm Closure | 1963-01-01 | 1000 | Gasoline | COMPARTMENT A |  | Asphalt coated or Bare Steel |  |  |  | Removal | 1987-01-01
0-000181 | SANIFILL OF ARIZONA INC | 21001 N 7TH ST | PHOENIX | AZ | 85024 | Maricopa | 4 | Perm Closure | 1977-01-01 | 8000 | Diesel | COMPARTMENT A | Single Walled | Asphalt coated or Bare Steel |  |  |  | Removal | 1988-12-17
0-008682 | AUTO STOP AUTO SALES | 2401 S PACIFIC AVE | YUMA | AZ | 85365 | Yuma | 2 | Perm Closure | 1979-01-01 | 10000 | Gasoline | COMPARTMENT A | Unknown | Asphalt coated or Bare Steel | Suction - Check Valve at the Tank Top |  | Bare or Galvanized Steel | Removal | 1996-03-28
0-008035 | USDOI FW - IMPERIAL NATIONAL WILDLIFE REFUGE |  | MARTINEZ LAKE |  |  | Yuma | 2 | Perm Closure | 1980-01-01 | 4000 | Gasoline | COMPARTMENT A | Double Walled | Fiberglass Reinforced Plastic | Suction - Check Valve at the Tank Top |  |  | Removal | 1992-04-25
0-008035 | USDOI FW - IMPERIAL NATIONAL WILDLIFE REFUGE |  | MARTINEZ LAKE |  |  | Yuma | 1 | Perm Closure | 1980-01-01 | 4000 | Diesel | COMPARTMENT A | Double Walled | Fiberglass Reinforced Plastic | Suction - Check Valve at the Tank Top |  |  | Removal | 1992-04-25
0-008035 | USDOI FW - IMPERIAL NATIONAL WILDLIFE REFUGE |  | MARTINEZ LAKE |  |  | Yuma | 3 | Perm Closure | 1980-01-01 | 4000 | Gasoline | COMPARTMENT A | Double Walled | Fiberglass Reinforced Plastic | Suction - Check Valve at the Tank Top |  |  | Removal | 1992-04-25
0-005339 | USAF - WILLIAMS AFB - RECREATION ANNEX - WATERDOG |  | FISH CREEK (HISTORICAL) |  |  | Maricopa | 2 | Perm Closure | 1979-01-01 | 3750 | Gasoline | COMPARTMENT A | Single Walled | Asphalt coated or Bare Steel |  |  |  | Removal | 1991-10-28
0-000097 | THUNDER GAS & MINI MART | 4326 W THUNDERBIRD RD | PHOENIX | AZ | 85306 | Maricopa | 2 | Perm Closure | 1979-01-01 | 12000 | Gasoline | COMPARTMENT A |  | Asphalt coated or Bare Steel | Pressure |  | Fiberglass Reinforced Plastic | Removal | 1994-02-05
0-000097 | THUNDER GAS & MINI MART | 4326 W THUNDERBIRD RD | PHOENIX | AZ | 85306 | Maricopa | 4 | Perm Closure | 1994-02-01 | 15000 | Gasoline | COMPARTMENT A | Single Walled | Fiberglass Reinforced Plastic | Pressure | Single Walled | Fiberglass Reinforced Plastic | Closed in Place | 2014-05-02
0-003698 | PHELPS DODGE - DOUGLAS - REDUCTION WORKS |  | PAUL SPUR |  |  | Cochise | 2 | Perm Closure | 1971-01-01 | 1000 | Gasoline | COMPARTMENT A |  | Asphalt coated or Bare Steel |  |  |  | Removal | 1988-06-27
0-010380 | SPEEDSMART #112 | 2075 S MILLER RD | BUCKEYE | AZ | 85326 | Maricopa | 2 | Open | 2010-12-18 | 8000 | Diesel | COMPARTMENT B | Double Walled | Fiberglass Reinforced Plastic | Pressure | Double Walled | Fiberglass Reinforced Plastic
0-010380 | SPEEDSMART #112 | 2075 S MILLER RD | BUCKEYE | AZ | 85326 | Maricopa | 2 | Open | 2010-12-18 | 12000 | Gasoline | COMPARTMENT A | Double Walled | Fiberglass Reinforced Plastic | Pressure | Double Walled | Fiberglass Reinforced Plastic
0-003580 | O'RIELLY CHEVROLET | 6100 E BROADWAY BLVD | TUCSON | AZ | 85711 | Pima | 7 | Perm Closure | 1966-01-01 | 5000 | Gasoline | COMPARTMENT A |  | Asphalt coated or Bare Steel | Suction - Check Valve at the Tank Top |  |  | Removal | 1994-01-14
0-003580 | O'RIELLY CHEVROLET | 6100 E BROADWAY BLVD | TUCSON | AZ | 85711 | Pima | 8 | Perm Closure | 1966-01-01 | 1000 | Used Oil/Waste Oil | COMPARTMENT A |  | Asphalt coated or Bare Steel |  |  |  | Removal | 1994-01-14
0-008657 | NATIONAL SELF STORAGE | 7064 E SPEEDWAY BLVD | TUCSON | AZ | 85710 | Pima | 1 | Perm Closure | 2005-06-17 | 10000 | Gasoline | COMPARTMENT A | Unknown | Asphalt coated or Bare Steel |  |  |  | Removal | 1982-01-01
0-008657 | NATIONAL SELF STORAGE | 7064 E SPEEDWAY BLVD | TUCSON | AZ | 85710 | Pima | 3 | Perm Closure | 2005-06-17 | 8000 | Gasoline | COMPARTMENT A | Unknown | Asphalt coated or Bare Steel |  |  |  | Removal | 1982-01-01
0-001700 | BENNETTS & SON INC | 1615 RAINBOW DR | BULLHEAD CITY | AZ | 86442 | Mohave | 5 | Perm Closure | 1981-01-01 | 10000 | Diesel | COMPARTMENT A | Single Walled | Asphalt coated or Bare Steel | Pressure | Single Walled | Bare or Galvanized Steel | Removal | 2010-11-03
0-001700 | BENNETTS & SON INC | 1615 RAINBOW DR | BULLHEAD CITY | AZ | 86442 | Mohave | 1 | Perm Closure | 1981-01-01 | 10000 | Gasoline | COMPARTMENT A | Single Walled | Asphalt coated or Bare Steel | Pressure | Single Walled | Bare or Galvanized Steel | Removal | 2010-11-03
0-000906 | TEXACO #60-349-0309 | 1837 W VAN BUREN ST | PHOENIX | AZ | 85007 | Maricopa | 2 | Perm Closure | 1966-01-01 | 10000 | Gasoline | COMPARTMENT A |  | Asphalt coated or Bare Steel | Pressure |  | Fiberglass Reinforced Plastic | Removal | 1992-12-21
0-004364 | SAVCO #10 | 1680 N DYSART RD | GOODYEAR | AZ | 85395 | Maricopa | 2 | Perm Closure | 1985-01-23 | 10000 | Gasoline | COMPARTMENT A | Unknown | Asphalt coated or Bare Steel | Pressure |  | Bare or Galvanized Steel | Removal | 1992-11-19
0-001241 | CIRCLE K #502 | 6116 E CAVE CREEK RD | CAVE CREEK | AZ | 85331 | Maricopa | 5 | Perm Closure | 1995-02-14 | 10000 | Gasoline | COMPARTMENT A | Single Walled | Fiberglass Reinforced Plastic | Pressure | Double Walled | Fiberglass Reinforced Plastic | Removal | 2000-05-11
0-000308 | ADOT - HOLBROOK SHOP | 2407 NAVAJO BLVD | HOLBROOK | AZ | 86025 | Navajo | 1 | Perm Closure | 1972-06-01 | 10000 | Gasoline | COMPARTMENT A |  | Asphalt coated or Bare Steel | Suction - Check Valve at the Tank Top | Single Walled | Bare or Galvanized Steel | Removal | 1996-09-10
0-000308 | ADOT - HOLBROOK SHOP | 2407 NAVAJO BLVD | HOLBROOK | AZ | 86025 | Navajo | 3 | Perm Closure | 2005-06-17 | 1000 | Used Oil/Waste Oil | COMPARTMENT A |  | Asphalt coated or Bare Steel | Gravity Feed | Single Walled | Bare or Galvanized Steel | Removal | 1990-11-01
0-004905 | QUIKTRIP #470 | 6702 W GLENDALE AVE | GLENDALE | AZ | 85303 | Maricopa | 3 | Perm Closure | 1973-01-01 | 6000 | Gasoline | COMPARTMENT A | Single Walled | Asphalt coated or Bare Steel | Pressure | Single Walled | Bare or Galvanized Steel | Removal | 1993-10-27
0-003217 | ALLEN'S AUTO SERVICE | 18855 N R H JOHNSON BLVD | SUN CITY WEST | AZ | 85375 | Maricopa | 2 | Perm Closure | 1980-01-01 | 10000 | Gasoline (PUL) | COMPARTMENT A | Single Walled | Fiberglass Reinforced Plastic | Pressure |  | Fiberglass Reinforced Plastic | Removal | 2018-02-08
0-006528 | ADT SECURITY SYSTEMS | 114 N 9TH AVE | PHOENIX | AZ | 85007 | Maricopa | 2 | Perm Closure | 1976-01-01 | 550 | Used Oil/Waste Oil | COMPARTMENT A | Single Walled | Asphalt coated or Bare Steel | Gravity Feed | Single Walled | Bare or Galvanized Steel | Removal | 1993-12-07
0-003192 | MOBIL 18-567 | 3164 E MCDOWELL RD | PHOENIX | AZ | 85008 | Maricopa | 4 | Perm Closure | 1972-01-01 | 8000 | Gasoline | COMPARTMENT A |  | Asphalt coated or Bare Steel | Pressure |  |  | Removal | 1990-10-20
0-003363 | CENTURYLINK #128417 | 1301 N HIGHWAY 89 | PRESCOTT | AZ | 86301 | Yavapai | 4 | Perm Closure | 1996-04-01 | 6000 | Gasoline | COMPARTMENT A | Double Walled | Composite (Steel/Fiberglass) | Pressure | Double Walled | Fiberglass Reinforced Plastic | Removal | 2010-09-01
0-001354 | CIRCLE K #1011 | 3102 E BENSON HWY | TUCSON | AZ | 85706 | Pima | 3 | Open | 1979-01-01 | 6000 | Gasoline | COMPARTMENT A |  | Asphalt coated or Bare Steel | Pressure |  | Fiberglass Reinforced Plastic
0-006124 | MARY MAUDES | 3407 PARKVIEW | HEBER | AZ | 85928 | Navajo | 3 | Perm Closure | 1984-01-01 | 12000 | Gasoline | COMPARTMENT A | Double Walled | Asphalt coated or Bare Steel | Pressure |  | Bare or Galvanized Steel | Removal | 2005-01-26
0-006124 | MARY MAUDES | 3407 PARKVIEW | HEBER | AZ | 85928 | Navajo | 4 | Perm Closure | 1992-10-07 | 10000 | Gasoline | COMPARTMENT A | Double Walled | Asphalt coated or Bare Steel | Pressure |  | Fiberglass Reinforced Plastic | Removal | 2005-01-26
0-001323 | CIRCLE K #2700817 | 222 W ROUTE 66 | WILLIAMS | AZ | 86046 | Coconino | 1 | Perm Closure | 1972-01-01 | 10000 | Gasoline | COMPARTMENT A | Single Walled | Asphalt coated or Bare Steel | Pressure | Single Walled | Bare or Galvanized Steel | Removal | 1994-03-22
0-001323 | CIRCLE K #2700817 | 222 W ROUTE 66 | WILLIAMS | AZ | 86046 | Coconino | 8 | Open | 1994-03-22 | 10000 | Gasoline | COMPARTMENT A |  | Fiberglass Reinforced Plastic | Pressure |  | Fiberglass Reinforced Plastic
0-001323 | CIRCLE K #2700817 | 222 W ROUTE 66 | WILLIAMS | AZ | 86046 | Coconino | 5 | Perm Closure | 2005-06-17 | 500 | Gasoline | COMPARTMENT A |  | Asphalt coated or Bare Steel | Suction - Check Valve at the Tank Top | Single Walled | Bare or Galvanized Steel | Removal | 1994-03-23
0-003225 | MOBIL 08-995 | 976 W CHANDLER BLVD | CHANDLER | AZ | 85225 | Maricopa | 2 | Perm Closure | 1984-01-01 | 6000 | Gasoline | COMPARTMENT A | Double Walled | Fiberglass Reinforced Plastic | Pressure |  | Fiberglass Reinforced Plastic | Removal | 2007-06-14
0-006787 | DELTA ELECTRIC | 1940 W CHERYL DR | PHOENIX | AZ | 85021 | Maricopa | 3 | Perm Closure | 1972-01-01 | 5000 | Gasoline | COMPARTMENT A | Unknown | Asphalt coated or Bare Steel | Suction - Check Valve at the Tank Top |  |  | Removal | 1994-02-24
0-006787 | DELTA ELECTRIC | 1940 W CHERYL DR | PHOENIX | AZ | 85021 | Maricopa | 2 | Perm Closure | 1972-01-01 | 5000 | Gasoline | COMPARTMENT A | Unknown | Asphalt coated or Bare Steel | Suction - Check Valve at the Tank Top |  |  | Removal | 1994-02-24
0-005293 | UNOCAL #5073 | 1349 W BROADWAY RD | TEMPE | AZ | 85282 | Maricopa | 2 | Perm Closure | 1968-04-15 | 10000 | Gasoline | COMPARTMENT A | Double Walled | Asphalt coated or Bare Steel | Pressure |  | Fiberglass Reinforced Plastic | Removal | 1989-01-01
0-005264 | UNOCAL #0690 | 4042 N 7TH ST | PHOENIX | AZ | 85014 | Maricopa | 3 | Perm Closure | 1969-01-01 | 550 | Used Oil/Waste Oil | COMPARTMENT A | Single Walled | Asphalt coated or Bare Steel | Gravity Feed | Single Walled | Bare or Galvanized Steel | Removal | 1993-07-07
0-006986 | MARICOPA COUNTY - DOWNTOWN EQUIPMENT SERVICES | 120 S 4TH AVE | PHOENIX | AZ | 85003 | Maricopa | 2 | Open | 1990-01-01 | 12000 | Diesel | COMPARTMENT A | Double Walled | Fiberglass Reinforced Plastic | Pressure |  | Fiberglass Reinforced Plastic
0-000155 | APACHE SANDS SERVICE CENTER | 7602 E MAIN ST | MESA | AZ | 85207 | Maricopa | 4 | Perm Closure | 1983-01-01 | 12000 | Gasoline | COMPARTMENT A | Single Walled | Asphalt coated or Bare Steel | Pressure | Single Walled | Fiberglass Reinforced Plastic | Removal | 2020-12-03
0-006794 | HILL PROPERTY | 500 W PIMA ST | GILA BEND | AZ | 85337 | Maricopa | 3 | Perm Closure | 1965-01-01 | 8000 | Gasoline | COMPARTMENT A | Single Walled | Asphalt coated or Bare Steel |  |  |  | Removal | 1991-01-23
0-000004 | HD CONSTRUCTION SUPPLY LTD - WC0014 | 2432 S 6TH ST | PHOENIX | AZ | 85004 | Maricopa | 2 | Perm Closure | 1977-01-01 | 8000 | Diesel | COMPARTMENT A |  | Asphalt coated or Bare Steel |  |  |  | Removal | 1990-11-20
0-000004 | HD CONSTRUCTION SUPPLY LTD - WC0014 | 2432 S 6TH ST | PHOENIX | AZ | 85004 | Maricopa | 1 | Perm Closure | 1977-01-01 | 8000 | Gasoline | COMPARTMENT A |  | Asphalt coated or Bare Steel |  |  |  | Removal | 1990-11-20
0-004937 | BRIDWELL AUTO SERVICE | 7171 E LINCOLN DR | SCOTTSDALE | AZ | 85253 | Maricopa | 12 | Open | 2020-08-28 | 7000 | Diesel | COMPARTMENT B | Double Walled | Fiberglass Reinforced Plastic
0-004937 | BRIDWELL AUTO SERVICE | 7171 E LINCOLN DR | SCOTTSDALE | AZ | 85253 | Maricopa | 6 | Perm Closure | 1990-09-24 | 10000 | Gasoline | COMPARTMENT A | Double Walled | Fiberglass Reinforced Plastic | Pressure |  | Fiberglass Reinforced Plastic | Removal | 2020-07-07
0-003263 | MOBIL 18-MD6 | 5998 N GRANITE REEF RD | SCOTTSDALE | AZ | 85250 | Maricopa | 7 | Perm Closure | 1988-10-01 | 10000 | Gasoline | COMPARTMENT A | Double Walled | Fiberglass Reinforced Plastic | Pressure |  | Fiberglass Reinforced Plastic | Removal | 2003-10-07
0-003263 | MOBIL 18-MD6 | 5998 N GRANITE REEF RD | SCOTTSDALE | AZ | 85250 | Maricopa | 3 | Perm Closure | 1972-01-01 | 3000 | Gasoline | COMPARTMENT A |  | Fiberglass Reinforced Plastic | Pressure |  |  | Removal | 1988-10-02
0-003566 | O''MALLEY BUILDING MATERIALS | 5307 W MISSOURI AVE | GLENDALE | AZ | 85301 | Maricopa | 2 | Perm Closure | 1966-01-01 | 2000 | Diesel | COMPARTMENT A |  | Asphalt coated or Bare Steel |  |  |  | Removal | 1989-07-12
0-001885 | BIG TIGER PUMP | 1919 S 7TH ST | PHOENIX | AZ | 85034 | Maricopa | 2 | Perm Closure | 1970-01-01 | 8000 | Gasoline | COMPARTMENT A |  | Asphalt coated or Bare Steel |  |  |  | Removal | 1986-11-01
0-001885 | BIG TIGER PUMP | 1919 S 7TH ST | PHOENIX | AZ | 85034 | Maricopa | 6 | Temp Closure | 1987-11-16 | 10000 | Gasoline | COMPARTMENT A | Single Walled | Fiberglass Reinforced Plastic | Pressure |  | Fiberglass Reinforced Plastic |  | 2013-05-16
0-000510 | ARCO #5282 | 4050 N 40TH ST | PHOENIX | AZ | 85018 | Maricopa | 1 | Perm Closure | 1971-01-01 | 12000 | Gasoline | COMPARTMENT A |  | Asphalt coated or Bare Steel | Pressure |  |  | Removal | 1993-03-26
0-000616 | BAIRS FUEL STOP | 3227 W MCDOWELL RD | PHOENIX | AZ | 85009 | Maricopa | 4 | Perm Closure | 1994-11-01 | 15000 | Diesel | COMPARTMENT A | Single Walled | Fiberglass Reinforced Plastic | Pressure |  | Fiberglass Reinforced Plastic | Removal | 2004-08-13
0-003895 | SKY HARBOR AIRPORT - AVIATION DEPARTMENT | 2908 E SKY HARBOR BLVD | PHOENIX | AZ | 85034 | Maricopa | 12 | Perm Closure | 1965-01-01 | 20000 | Jet Fuel | COMPARTMENT A |  | Asphalt coated or Bare Steel | Pressure |  | Bare or Galvanized Steel | Removal | 1997-05-08
0-003895 | SKY HARBOR AIRPORT - AVIATION DEPARTMENT | 2908 E SKY HARBOR BLVD | PHOENIX | AZ | 85034 | Maricopa | 33 | Perm Closure | 1966-01-01 | 12000 | Jet Fuel | COMPARTMENT A |  | Asphalt coated or Bare Steel |  |  |  | Removal | 1990-03-01
0-003895 | SKY HARBOR AIRPORT - AVIATION DEPARTMENT | 2908 E SKY HARBOR BLVD | PHOENIX | AZ | 85034 | Maricopa | 56 | Perm Closure | 1995-03-30 | 12000 | Gasoline | COMPARTMENT A | Double Walled | Fiberglass Reinforced Plastic | Pressure | Double Walled | Fiberglass Reinforced Plastic | Removal | 2002-12-06
0-003895 | SKY HARBOR AIRPORT - AVIATION DEPARTMENT | 2908 E SKY HARBOR BLVD | PHOENIX | AZ | 85034 | Maricopa | 41 | Perm Closure | 1982-01-01 | 500 | Used Oil/Waste Oil | COMPARTMENT A |  | Asphalt coated or Bare Steel |  |  |  | Removal | 1986-12-10
0-003895 | SKY HARBOR AIRPORT - AVIATION DEPARTMENT | 2908 E SKY HARBOR BLVD | PHOENIX | AZ | 85034 | Maricopa | 16 | Perm Closure | 1965-01-01 | 20000 | Jet Fuel | COMPARTMENT A |  | Asphalt coated or Bare Steel | Pressure |  | Bare or Galvanized Steel | Removal | 1997-05-08
0-003887 | CITY OF PHOENIX - 91ST AVENUE WWTP | 5615 S 91ST AVE | PHOENIX | AZ | 85353 | Maricopa | 7 | Perm Closure | 1988-02-01 | 8000 | Diesel | COMPARTMENT A | Double Walled | Fiberglass Reinforced Plastic | Suction - Check Valve at the Tank Top |  | Fiberglass Reinforced Plastic | Removal | 1999-03-05
0-003887 | CITY OF PHOENIX - 91ST AVENUE WWTP | 5615 S 91ST AVE | PHOENIX | AZ | 85353 | Maricopa | 9 | Perm Closure | 1988-02-01 | 550 | Automatic Transmission Fluid | COMPARTMENT A | Double Walled | Fiberglass Reinforced Plastic | Suction - Check Valve at the Tank Top |  | Fiberglass Reinforced Plastic | Removal | 1997-11-18
0-004033 | BIMBO BAKERIES USA | 738 W VAN BUREN ST | PHOENIX | AZ | 85007 | Maricopa | 5 | Perm Closure | 2005-06-17 | 500 | Used Oil/Waste Oil | COMPARTMENT A | Unknown | Asphalt coated or Bare Steel |  |  |  | Removal | 1986-04-24
0-000630 | AMERICAN METALS | 740 W BROADWAY RD | MESA | AZ | 85210 | Maricopa | 1 | Perm Closure | 2005-06-17 | 2000 | Gasoline | COMPARTMENT A |  | Asphalt coated or Bare Steel |  |  |  | Closed in Place | 1985-05-01
0-006036 | ROOSEVELT WATER CONSERVATION DISTRICT | 2366 S HIGLEY RD | GILBERT | AZ | 85295 | Maricopa | 1 | Perm Closure | 1978-03-31 | 5000 | Gasoline | COMPARTMENT A | Double Walled | Asphalt coated or Bare Steel |  |  |  | Removal | 1990-07-20
0-002586 | ASP - PERRYVILLE COMPLEX | 2455 N CITRUS RD | GOODYEAR | AZ | 85395 | Maricopa | 8 | Perm Closure | 1981-05-05 | 360 | Diesel | COMPARTMENT A | Single Walled | Asphalt coated or Bare Steel |  |  |  | Removal | 1994-09-23
0-000660 | CHAPMAN USED CARS ON SPEEDWAY | 6001 E SPEEDWAY BLVD | TUCSON | AZ | 85712 | Pima | 4 | Open | 1996-07-10 | 4000 | Gasoline (UL) | COMPARTMENT A | Double Walled | Composite (Steel/Fiberglass) | Pressure | Double Walled | Flexible
0-000660 | CHAPMAN USED CARS ON SPEEDWAY | 6001 E SPEEDWAY BLVD | TUCSON | AZ | 85712 | Pima | 1 | Perm Closure | 1980-01-01 | 4000 | Diesel | COMPARTMENT A |  | Asphalt coated or Bare Steel | Pressure | Single Walled | Bare or Galvanized Steel | Removal | 1996-08-12
0-007589 | MONASMITH OIL INC |  | CAMP VERDE |  |  | Yavapai | 1 | Perm Closure | 2005-06-17 |  | Unidentified | COMPARTMENT A | Double Walled | Asphalt coated or Bare Steel |  |  |  | Removal | 1986-09-04