## Open and Temp. Closed USTs Only
DETAILS PROVIDED ARE BASED ON DOCUMENTATION SUBMITTED TO ADEQ. ADEQ RECOMMENDS A REVIEW OF THE PHYSICAL CASE FILES THROUGH OUR RECORDS CENTER TO VERIFY INFORMATION ¦ UPDATED January 4, 2021
Facility ID | Facility Name | Address | City | State | Zip | County | Tank No | Tank Status | Tank Inst Date | Capacity | Substance | Compartment | Tank Const Type | Tank Mtrl Type | Pipe Type | Pipe Const Type | Pipe Material Type | Closure Type | Closure Date
0-007523 | SHELL | 305 E THOMAS RD | PHOENIX | AZ | 85012 | Maricopa | 3 | Open | 1995-06-01 | 12000 | Gasoline | COMPARTMENT A | Double Walled | Fiberglass Reinforced Plastic | Pressure | Double Walled | Fiberglass Reinforced Plastic
0-009298 | ROOSEVELT CARDLOCK | 1001 N 57TH AVE | PHOENIX | AZ | 85043 | Maricopa | 2 | Open | 1998-03-12 | 8000 | Gasoline | COMPARTMENT A | Double Walled | Fiberglass Reinforced Plastic | Pressure | Double Walled | Fiberglass Reinforced Plastic
0-003049 | MARICOPA COUNTY - DURANGO SERVICE CENTER | 3325 W DURANGO ST | PHOENIX | AZ | 85009 | Maricopa | 5 | Open | 1988-01-01 | 12000 | Diesel | COMPARTMENT A | Double Walled | Fiberglass Reinforced Plastic | Pressure |  | Fiberglass Reinforced Plastic
0-008153 | H & Z INVESTMENTS INC | 825 E MONROE AVE | BUCKEYE | AZ | 85326 | Maricopa | 8 | Open | 2019-01-10 | 8000 | Gasoline (PUL) | COMPARTMENT A | Double Walled | Fiberglass Reinforced Plastic | Pressure | Double Walled | Fiberglass Reinforced Plastic
0-001441 | CIRCLE K #1580 | 1602 E BROADWAY BLVD | TUCSON | AZ | 85719 | Pima | 1 | Open | 1982-01-01 | 20000 | Gasoline (UL) | COMPARTMENT A | Single Walled | Asphalt coated or Bare Steel | Pressure | Single Walled | Bare or Galvanized Steel
0-004184 | PENSKE TRUCK LEASING CO | 1249 W FAIRMONT DR | TEMPE | AZ | 85282 | Maricopa | 8 | Open | 1994-03-25 | 20000 | Diesel | COMPARTMENT A | Double Walled | Fiberglass Reinforced Plastic | Pressure | Double Walled | Flexible
0-001260 | CIRCLE K #583 | 3 N LAKE POWELL BLVD | PAGE | AZ | 86040 | Coconino | 5 | Open | 1995-06-07 | 10000 | Gasoline | COMPARTMENT A |  | Fiberglass Reinforced Plastic | Pressure | Double Walled | Fiberglass Reinforced Plastic
0-005201 | TUCSON UNIFIED SCHOOL DISTRICT #1 - CENTRAL MAINTENANCE YARD | 530 S NORRIS AVE | TUCSON | AZ | 85719 | Pima | 9 | Open | 1993-01-01 | 15000 | Gasoline | COMPARTMENT A | Double Walled | Fiberglass Reinforced Plastic | Pressure | Double Walled | Fiberglass Reinforced Plastic
0-009745 | SAFEWAY #1732 | 1449 N ARIZONA BLVD | COOLIDGE | AZ | 85128 | Pinal | 2 | Open | 2000-08-01 | 20000 | Gasoline | COMPARTMENT A | Double Walled | Composite (Steel/Fiberglass) | Pressure | Double Walled | Fiberglass Reinforced Plastic
0-004066 | QUIK MART #25 | 3499 S WILMOT RD | TUCSON | AZ | 85730 | Pima | 3 | Open | 1989-07-18 | 6000 | Gasoline | COMPARTMENT A | Double Walled | Composite (Steel/Fiberglass) | Pressure | Double Walled | Fiberglass Reinforced Plastic
0-001450 | CIRCLE K #2701619 | 2401 E INDIAN SCHOOL RD | PHOENIX | AZ | 85016 | Maricopa | 1 | Open | 1985-01-01 | 10000 | Gasoline | COMPARTMENT A | Single Walled | Fiberglass Reinforced Plastic | Pressure | Single Walled | Fiberglass Reinforced Plastic
0-001462 | CIRCLE K #2701662 | 4402 E OSBORN RD | PHOENIX | AZ | 85018 | Maricopa | 4 | Open | 2015-03-09 | 20000 | Gasoline (UL) | COMPARTMENT A | Double Walled | Fiberglass Reinforced Plastic | Pressure | Double Walled | Fiberglass Reinforced Plastic
0-004922 | GRACE SHELL | 3455 W GLENDALE AVE | PHOENIX | AZ | 85051 | Maricopa | 4 | Open | 1984-05-07 | 8000 | Diesel | COMPARTMENT A | Single Walled | Fiberglass Reinforced Plastic | Pressure |  | Fiberglass Reinforced Plastic
0-004494 | JJ GAS | 627 E MAIN ST | AVONDALE | AZ | 85323 | Maricopa | 5 | Open | 1994-04-01 | 10000 | Gasoline | COMPARTMENT A | Double Walled | Fiberglass Reinforced Plastic | Pressure | Double Walled | Flexible
0-009270 | CIRCLE K STORE #2709187 | 295 S ARIZONA AVE | CHANDLER | AZ | 85225 | Maricopa | 2 | Open | 2001-10-19 | 20000 | Gasoline | COMPARTMENT A | Double Walled | Fiberglass Reinforced Plastic | Pressure | Double Walled | Flexible
0-009516 | GILLCO OPERATING | 315 W BELL RD | PHOENIX | AZ | 85023 | Maricopa | 3 | Open | 1999-05-01 | 15000 | Gasoline (PUL) | COMPARTMENT A | Double Walled | Fiberglass Reinforced Plastic | Pressure | Double Walled | Fiberglass Reinforced Plastic
0-009819 | CIRCLE K #2706458 | 1609 N 91ST AVE | PHOENIX | AZ | 85037 | Maricopa | 2 | Open | 2001-03-08 | 12000 | Gasoline | COMPARTMENT B | Double Walled | Fiberglass Reinforced Plastic
0-009819 | CIRCLE K #2706458 | 1609 N 91ST AVE | PHOENIX | AZ | 85037 | Maricopa | 2 | Open | 2001-03-08 | 8000 | Diesel | COMPARTMENT A | Double Walled | Fiberglass Reinforced Plastic
0-001601 | CIRCLE K #2708518 | 1901 W CACTUS RD | PHOENIX | AZ | 85029 | Maricopa | 2 | Open | 1987-01-01 | 10000 | Gasoline | COMPARTMENT A | Double Walled | Fiberglass Reinforced Plastic | Pressure | Single Walled | Fiberglass Reinforced Plastic
0-004854 | CIRCLE K #2708776 | 1544 E SOUTHERN AVE | PHOENIX | AZ | 85040 | Maricopa | 4 | Open | 2017-03-15 | 20000 | Gasoline (UL) | COMPARTMENT A | Double Walled | Fiberglass Reinforced Plastic | Pressure | Double Walled | Fiberglass Reinforced Plastic
0-001473 | CIRCLE K #2701756 | 2400 S ARIZONA AVE | YUMA | AZ | 85364 | Yuma | 3 | Open | 1985-01-01 | 10000 | Gasoline | COMPARTMENT A | Single Walled | Fiberglass Reinforced Plastic | Pressure | Single Walled | Fiberglass Reinforced Plastic
0-001529 | CIRCLE K #2701921 | 3149 E VAN BUREN ST | PHOENIX | AZ | 85008 | Maricopa | 2 | Open | 1986-01-01 | 10000 | Gasoline (PUL) | COMPARTMENT A | Single Walled | Fiberglass Reinforced Plastic | Pressure | Single Walled | Fiberglass Reinforced Plastic
0-008921 | FIREBIRD FUEL CO #828 | 7005 W DETROIT ST | CHANDLER | AZ | 85226 | Maricopa | 3 | Open | 1996-03-27 | 15000 | Diesel | COMPARTMENT A | Double Walled | Composite (Steel/Fiberglass) | Pressure | Double Walled | Fiberglass Reinforced Plastic
0-004898 | TERRIBLE HERBST #132 | 3291 E ANDY DEVINE AVE | KINGMAN | AZ | 86401 | Mohave | 2 | Open | 1977-11-22 | 12000 | Gasoline (UL) | COMPARTMENT A | Single Walled | Asphalt coated or Bare Steel | Pressure |  | Fiberglass Reinforced Plastic
0-009937 | QUICK & EASY MOBILE | 805 N MCQUEEN RD | GILBERT | AZ | 85233 | Maricopa | 2 | Open | 1999-07-22 | 10000 | Gasoline (PUL) | COMPARTMENT A | Double Walled | Fiberglass Reinforced Plastic | Pressure | Double Walled | Flexible
0-006456 | MARICOPA COUNTY - DEPTARTMENT OF EMERGENCY MANAGEMENT | 5630 E MCDOWELL RD | PHOENIX | AZ | 85008 | Maricopa | 3 | Open | 1993-07-01 | 2500 | Diesel | COMPARTMENT A | Double Walled | Fiberglass Reinforced Plastic | Gravity Feed | Double Walled | Fiberglass Reinforced Plastic
0-003595 | BIG LAKE TRADING POST | 1501 COPPERMINE RD | PAGE | AZ | 86040 | Coconino | 4 | Open | 2018-05-11 | 15000 | Gasoline (UL) | COMPARTMENT A | Double Walled | Fiberglass Reinforced Plastic | Pressure | Double Walled | Fiberglass Reinforced Plastic
0-009116 | SPEEDWAY STORE #2939 | 3800 W LINDA VISTA BLVD | MARANA | AZ | 85742 | Pima | 3 | Open | 1997-04-22 | 12000 | Gasoline | COMPARTMENT A | Double Walled | Fiberglass Reinforced Plastic | Pressure | Double Walled | Fiberglass Reinforced Plastic
0-003396 | SCOTTSDALE SHEA CO #142165 | 10550 N 110TH ST | SCOTTSDALE | AZ | 85259 | Maricopa | 2 | Open | 2000-01-01 | 2500 | Diesel | COMPARTMENT A | Double Walled | Fiberglass Reinforced Plastic | Suction - Check Valve at the Tank Top | Double Walled | Fiberglass Reinforced Plastic
0-009769 | CIRCLE K #2706347 | 8202 E MCDOWELL RD | SCOTTSDALE | AZ | 85257 | Maricopa | 1 | Open | 2001-01-12 | 10000 | Gasoline | COMPARTMENT A | Double Walled | Fiberglass Reinforced Plastic | Pressure | Double Walled | Flexible
0-009769 | CIRCLE K #2706347 | 8202 E MCDOWELL RD | SCOTTSDALE | AZ | 85257 | Maricopa | 4 | Open | 2001-01-12 | 12000 | Gasoline | COMPARTMENT A | Double Walled | Fiberglass Reinforced Plastic | Pressure | Double Walled | Flexible
0-009523 | CIRCLE K #2706287 | 4425 E MAIN ST | MESA | AZ | 85205 | Maricopa | 2 | Open | 1999-08-10 | 10000 | Gasoline | COMPARTMENT A | Double Walled | Fiberglass Reinforced Plastic | Pressure | Double Walled | Flexible
0-002674 | CIRCLE K #2701576 | 1245 E GURLEY ST | PRESCOTT | AZ | 86301 | Yavapai | 1 | Open | 1986-08-09 | 10000 | Gasoline | COMPARTMENT A |  | Fiberglass Reinforced Plastic | Pressure |  | Fiberglass Reinforced Plastic
0-003755 | PHILLIPS 66 COMPANY #017886 | 2103 W IRONWOOD | TUCSON | AZ | 85745 | Pima | 2 | Open | 1973-01-01 | 4000 | Gasoline | COMPARTMENT A |  | Asphalt coated or Bare Steel
0-003755 | PHILLIPS 66 COMPANY #017886 | 2103 W IRONWOOD | TUCSON | AZ | 85745 | Pima | 4 | Open | 1973-01-01 | 560 | Used Oil/Waste Oil | COMPARTMENT A |  | Asphalt coated or Bare Steel
0-009433 | CIRCLE K STORE #2709181 | 20203 N 67TH AVE | GLENDALE | AZ | 85308 | Maricopa | 2 | Open | 1997-12-01 | 12000 | Gasoline | COMPARTMENT A | Double Walled | Fiberglass Reinforced Plastic
0-007945 | ARCO AM/PM #82654 | 3825 W ORANGE GROVE RD | MARANA | AZ | 85741 | Pima | 1 | Open | 1992-01-01 | 10000 | Gasoline | COMPARTMENT A | Double Walled | Fiberglass Reinforced Plastic | Pressure
0-007945 | ARCO AM/PM #82654 | 3825 W ORANGE GROVE RD | MARANA | AZ | 85741 | Pima | 3 | Open | 1992-01-01 | 10000 | Gasoline | COMPARTMENT A | Double Walled | Fiberglass Reinforced Plastic | Pressure
0-009923 | CIRCLE K STORE #2741702 | 2955 E RIGGS RD | CHANDLER | AZ | 85249 | Maricopa | 2 | Open | 2003-01-31 | 15000 | Gasoline (UL) | COMPARTMENT A | Double Walled | Fiberglass Reinforced Plastic | Pressure | Double Walled | Flexible
0-009994 | SPEEDWAY STORE #2971 | 3775 W MAIN ST | THATCHER | AZ | 85552 | Graham | 1 | Open | 2003-12-02 | 6000 | Gasoline | COMPARTMENT A | Double Walled | Asphalt coated or Bare Steel
0-009994 | SPEEDWAY STORE #2971 | 3775 W MAIN ST | THATCHER | AZ | 85552 | Graham | 2 | Open | 2003-12-02 | 12000 | Gasoline | COMPARTMENT A | Double Walled | Fiberglass Reinforced Plastic | Pressure | Double Walled | Fiberglass Reinforced Plastic
0-004900 | TERRIBLE HERBST #148 | 1040 ACOMA BLVD S | LAKE HAVASU CITY | AZ | 86406 | Mohave | 8 | Open | 1997-02-01 | 10000 | Gasoline | COMPARTMENT A | Double Walled | Fiberglass Reinforced Plastic | Pressure |  | Fiberglass Reinforced Plastic
0-007752 | MC'S MARKET | 3303 N HIGHWAY 95 | PARKER | AZ | 85344 | La Paz | 3 | Open | 1997-02-01 | 8000 | Diesel | COMPARTMENT A | Double Walled | Fiberglass Reinforced Plastic | Pressure | Double Walled | Fiberglass Reinforced Plastic
0-005774 | SAYA MUSTANG | 609 E ROUTE 66 | WILLIAMS | AZ | 86046 | Coconino | 5 | Open | 1995-02-01 | 4000 | Gasoline | COMPARTMENT A | Double Walled | Composite (Steel/Fiberglass) | Pressure |  | Fiberglass Reinforced Plastic
0-001512 | CIRCLE K #3735 | 4301 W CACTUS RD | PHOENIX | AZ | 85304 | Maricopa | 2 | Open | 1982-01-01 | 10000 | Gasoline | COMPARTMENT A | Single Walled | Fiberglass Reinforced Plastic | Pressure |  | Fiberglass Reinforced Plastic
0-009030 | SAFEWAY #1225 | 1490 E CEDAR AVE | FLAGSTAFF | AZ | 86004 | Coconino | 3 | Open | 2003-08-13 | 10000 | Diesel | COMPARTMENT B | Double Walled | Composite (Steel/Fiberglass)
0-009030 | SAFEWAY #1225 | 1490 E CEDAR AVE | FLAGSTAFF | AZ | 86004 | Coconino | 4 | Open | 2003-08-13 | 20000 | Gasoline | COMPARTMENT A | Double Walled | Composite (Steel/Fiberglass) | Pressure | Double Walled | Fiberglass Reinforced Plastic
0-008980 | GPM #4594 | 2409 W UNION HILLS DR | PHOENIX | AZ | 85027 | Maricopa | 2 | Open | 1996-07-01 | 15000 | Gasoline | COMPARTMENT A | Double Walled | Fiberglass Reinforced Plastic | Pressure | Double Walled | Fiberglass Reinforced Plastic
0-004308 | CIRCLE K #2708510 | 3712 W CORTARO FARMS RD | MARANA | AZ | 85742 | Pima | 3 | Open | 1987-01-22 | 10000 | Gasoline | COMPARTMENT A | Double Walled | Fiberglass Reinforced Plastic | Pressure |  | Fiberglass Reinforced Plastic
0-006227 | CIRCLE K #2708691 | 766 N MAIN ST | SAN LUIS | AZ | 85336 | Yuma | 1 | Open | 1987-01-01 | 10000 | Gasoline | COMPARTMENT A | Single Walled | Fiberglass Reinforced Plastic | Pressure | Single Walled | Fiberglass Reinforced Plastic
0-009859 | GAS PLUS II | 7465 E CONCHO DR | VALLE VISTA | AZ | 86401 | Mohave | 2 | Open | 2002-01-23 | 8000 | Gasoline | COMPARTMENT A | Double Walled | Composite (Steel/Fiberglass) | Pressure | Double Walled | Flexible
0-009703 | POWER & GUADALUPE SHELL | 6810 E GUADALUPE RD | MESA | AZ | 85212 | Maricopa | 3 | Open | 2000-09-01 | 8000 | Diesel | COMPARTMENT A | Double Walled | Fiberglass Reinforced Plastic | Pressure | Double Walled | Fiberglass Reinforced Plastic
0-006326 | A & M UNION 76 | 5561 E SPEEDWAY BLVD | TUCSON | AZ | 85712 | Pima | 5 | Open | 2019-08-26 | 12000 | Gasoline (UL) | COMPARTMENT A | Double Walled | Fiberglass Reinforced Plastic | Pressure | Double Walled | Fiberglass Reinforced Plastic
0-009311 | BJS CHEVRON VIII | 1515 N 75TH AVE | PHOENIX | AZ | 85043 | Maricopa | 3 | Open | 1997-09-17 | 10000 | Diesel | COMPARTMENT A | Double Walled | Fiberglass Reinforced Plastic | Suction - Check Valve at the Tank Top | Double Walled | Fiberglass Reinforced Plastic
0-006279 | TOWN OF GILBERT - PUBLIC WORKS DEPARTMENT | 900 E JUNIPER AVE | GILBERT | AZ | 85234 | Maricopa | 2 | Open | 1988-05-12 | 6000 | Gasoline | COMPARTMENT A | Double Walled | Fiberglass Reinforced Plastic | Suction - Check Valve at the Tank Top | Double Walled | Fiberglass Reinforced Plastic
0-004957 | SPEEDWAY STORE #2963 | 3902 E SPEEDWAY BLVD | TUCSON | AZ | 85712 | Pima | 9 | Open | 1995-07-01 | 10000 | Diesel | COMPARTMENT A | Double Walled | Fiberglass Reinforced Plastic | Pressure | Double Walled
0-007404 | GOLDEN VALLEY SHELL | 5405 US HIGHWAY 68 | GOLDEN VALLEY | AZ | 86413 | Mohave | 8 | Open | 1991-08-28 | 10000 | Gasoline | COMPARTMENT A | Double Walled | Composite (Steel/Fiberglass) | Pressure |  | Fiberglass Reinforced Plastic
0-009310 | SPEEDWAY STORE #2884 | 701 E STATE HIGHWAY 260 | PAYSON | AZ | 85541 | Gila | 3 | Open | 1997-11-14 | 12000 | Diesel #2 | COMPARTMENT A | Double Walled | Fiberglass Reinforced Plastic | Pressure |  | Fiberglass Reinforced Plastic
0-000875 | CIRCLE K STORE #2706659 | 6937 N 75TH AVE | GLENDALE | AZ | 85303 | Maricopa | 10 | Open | 2004-11-12 | 15000 | Gasoline | COMPARTMENT A | Double Walled | Fiberglass Reinforced Plastic | Pressure | Double Walled | Fiberglass Reinforced Plastic
0-000217 | SHELL BELL | 4121 W BELL RD | PHOENIX | AZ | 85053 | Maricopa | 6 | Open | 1996-04-01 | 12000 | Diesel | COMPARTMENT A | Double Walled | Fiberglass Reinforced Plastic | Pressure | Double Walled | Fiberglass Reinforced Plastic
0-001245 | CIRCLE K #2700517 | 3155 N ALVERNON WAY | TUCSON | AZ | 85712 | Pima | 5 | Open | 1995-06-20 | 10000 | Gasoline (PUL) | COMPARTMENT A | Single Walled | Fiberglass Reinforced Plastic | Pressure | Double Walled | Fiberglass Reinforced Plastic
0-010586 | FRY'S FUEL FACILITY #694 | 2800 W DOVE VALLEY RD | PHOENIX | AZ | 85085 | Maricopa | 1 | Open | 2016-12-01 | 20000 | Gasoline | COMPARTMENT A | Double Walled | Fiberglass Reinforced Plastic | Pressure | Double Walled | Fiberglass Reinforced Plastic
0-007173 | FIREBIRD FUEL COMPANY #305 | 2541 E JEFFERSON ST | PHOENIX | AZ | 85034 | Maricopa | 4 | Open | 1988-03-01 | 6000 | Gasoline (UL) | COMPARTMENT A | Double Walled | Composite (Steel/Fiberglass) | Pressure | Single Walled | Fiberglass Reinforced Plastic
0-010678 | CIRCLE K #2709528 |  | GOODYEAR |  |  | Maricopa | 2 | Open | 2019-11-22 | 12000 | Gasoline (PUL) | COMPARTMENT A | Double Walled | Fiberglass Reinforced Plastic | Pressure | Double Walled | Fiberglass Reinforced Plastic
0-002803 | SPEEDWAY STORE #2990 | 300 E US HIGHWAY 70 | SAFFORD | AZ | 85546 | Graham | 5 | Open | 1989-01-01 | 12000 | Gasoline | COMPARTMENT A | Double Walled | Fiberglass Reinforced Plastic | Pressure |  | Fiberglass Reinforced Plastic
0-009647 | TONY'S SHELL | 282 N GRAND AVE | NOGALES | AZ | 85621 | Santa Cruz | 2 | Open | 1999-01-07 | 4000 | Diesel | COMPARTMENT B | Double Walled | Composite (Steel/Fiberglass)
0-008602 | TRIPLE B | 824 N WILLIAM BROOKS AVE | SAN LUIS | AZ | 85336 | Yuma | 10 | Open | 2020-07-08 | 10000 | Gasoline (PUL) | COMPARTMENT A | Double Walled | Fiberglass Reinforced Plastic | Pressure | Double Walled | Fiberglass Reinforced Plastic
0-008268 | SPEEDWAY STORE #2970 | 780 N ARIZONA BLVD | COOLIDGE | AZ | 85128 | Pinal | 2 | Open | 1993-12-01 | 10000 | Gasoline (Mid-Grade UL) | COMPARTMENT A | Double Walled | Fiberglass Reinforced Plastic | Pressure | Double Walled | Fiberglass Reinforced Plastic
0-008548 | JENSEN PRECAST | 2410 W BROADWAY RD | PHOENIX | AZ | 85041 | Maricopa | 1 | Open | 1972-01-01 | 10000 | Diesel | COMPARTMENT A | Single Walled | Asphalt coated or Bare Steel | Suction - Check Valve at the Tank Top | Single Walled | Fiberglass Reinforced Plastic
0-010221 | SAFEWAY FUEL #1849 | 32551 N SCOTTSDALE RD | SCOTTSDALE | AZ | 85266 | Maricopa | 2 | Open | 2008-02-13 | 10000 | Gasoline | COMPARTMENT A | Double Walled | Fiberglass Reinforced Plastic | Pressure | Double Walled | Flexible
0-010659 | CARIOCA SHELL | 12683 W WHITE HILLS RD | WHITE HILLS | AZ | 86445 | Mohave | 2 | Open | 2019-05-15 | 6000 | Antifreeze / Ethylene Glycol | COMPARTMENT B | Double Walled | Fiberglass Reinforced Plastic | Pressure | Double Walled | Fiberglass Reinforced Plastic
0-003390 | TEMPE MAIN CO #141270 | 33 W 5TH ST | TEMPE | AZ | 85281 | Maricopa | 3 | Open | 2004-02-05 | 3000 | Diesel | COMPARTMENT A | Double Walled | Fiberglass Reinforced Plastic | Pressure | Double Walled | Flexible
0-003139 | CITY OF MESA - FLEET SUPPORT SERVICES | 310 E 6TH ST | MESA | AZ | 85201 | Maricopa | 17 | Open | 1993-01-01 | 3000 | Used Oil/Waste Oil | COMPARTMENT A | Double Walled | Fiberglass Reinforced Plastic | Gravity Feed |  | Fiberglass Reinforced Plastic
0-008293 | HOLBROOK TRAVEL CENTER #246 | 3747 EXPRESS DR | HOLBROOK | AZ | 86025 | Navajo | 1 | Open | 1992-08-10 | 8000 | Gasoline | COMPARTMENT B | Double Walled | Composite (Steel/Fiberglass)
0-010249 | OLIVE CHEVRON | 9080 W OLIVE AVE | PEORIA | AZ | 85345 | Maricopa | 1 | Open | 2008-09-02 | 8000 | Other | COMPARTMENT A | Double Walled | Composite (Steel/Fiberglass) | Pressure | Double Walled | Flexible
0-005408 | MARICOPA AGRICULTURAL CENTER | 37860 W SMITH ENKE RD | MARICOPA | AZ | 85138 | Pinal | 3 | Open | 1985-05-05 | 10000 | Gasoline | COMPARTMENT A | Double Walled | Fiberglass Reinforced Plastic | Pressure | Double Walled | Fiberglass Reinforced Plastic
0-005408 | MARICOPA AGRICULTURAL CENTER | 37860 W SMITH ENKE RD | MARICOPA | AZ | 85138 | Pinal | 1 | Open | 1985-05-05 | 10000 | Diesel | COMPARTMENT A | Double Walled | Fiberglass Reinforced Plastic | Pressure | Double Walled | Fiberglass Reinforced Plastic
0-008890 | LAKE POWELL CONVENIENCE CENTER | 901 US HIGHWAY 89 | PAGE | AZ | 86040 | Coconino | 4 | Open | 2019-03-01 | 10000 | Gasoline (PUL) | COMPARTMENT B | Double Walled | Fiberglass Reinforced Plastic | Pressure | Double Walled | Fiberglass Reinforced Plastic
0-008455 | JAY'S SUPER SERVICE | 1051 NAVAJO BLVD | HOLBROOK | AZ | 86025 | Navajo | 3 | Open | 1988-01-01 | 10000 | Gasoline | COMPARTMENT A | Double Walled | Composite (Steel/Fiberglass) | Pressure |  | Fiberglass Reinforced Plastic
0-001862 | CIRCLE K STORE #2705407 | 4259 W MCDOWELL RD | PHOENIX | AZ | 85009 | Maricopa | 6 | Open | 1988-01-01 | 10000 | Gasoline | COMPARTMENT A | Single Walled | Fiberglass Reinforced Plastic | Pressure | Single Walled | Fiberglass Reinforced Plastic
0-010281 | FRYS FUEL CENTER #62 | 550 W BASELINE RD | MESA | AZ | 85210 | Maricopa | 1 | Open | 2008-12-01 | 20000 | Gasoline | COMPARTMENT A | Double Walled | Fiberglass Reinforced Plastic | Pressure | Double Walled | Flexible
0-010282 | 4 SONS FOOD STORES #201 | 2905 S 99TH AVE | PHOENIX | AZ | 85353 | Maricopa | 3 | Open | 2008-11-01 | 8000 | Diesel | COMPARTMENT A | Double Walled | Fiberglass Reinforced Plastic | Pressure | Double Walled | Fiberglass Reinforced Plastic
0-010287 | QUIKTRIP #418 | 2009 W GLENDALE AVE | PHOENIX | AZ | 85021 | Maricopa | 1 | Open | 2008-12-10 | 20000 | Gasoline | COMPARTMENT A | Double Walled | Fiberglass Reinforced Plastic | Pressure | Double Walled | Fiberglass Reinforced Plastic
0-010287 | QUIKTRIP #418 | 2009 W GLENDALE AVE | PHOENIX | AZ | 85021 | Maricopa | 3 | Open | 2008-12-10 | 12000 | Gasoline | COMPARTMENT A | Double Walled | Fiberglass Reinforced Plastic | Pressure | Double Walled | Fiberglass Reinforced Plastic
0-010288 | QUIKTRIP #481 | 3855 N 75TH AVE | PHOENIX | AZ | 85033 | Maricopa | 2 | Open | 2008-12-04 | 20000 | Gasoline | COMPARTMENT A | Double Walled | Fiberglass Reinforced Plastic
0-010301 | CIRCLE K STORE #2703379 | 507 W BROADWAY RD | TEMPE | AZ | 85282 | Maricopa | 1 | Open | 2009-02-02 | 20000 | Gasoline | COMPARTMENT A | Double Walled | Fiberglass Reinforced Plastic | Pressure | Double Walled | Fiberglass Reinforced Plastic
0-010319 | SUPERSTAR CARWASH | 21695 N LAKE PLEASANT PKWY | PEORIA | AZ | 85382 | Maricopa | 2 | Open | 2009-08-03 | 5000 | E-85 | COMPARTMENT B | Double Walled | Composite (Steel/Fiberglass) | Pressure | Double Walled | Fiberglass Reinforced Plastic
0-001258 | CIRCLE K #2700580 | 5818 S PALO VERDE RD | TUCSON | AZ | 85706 | Pima | 4 | Open | 1998-06-26 | 12000 | Gasoline | COMPARTMENT A | Double Walled | Fiberglass Reinforced Plastic | Pressure | Double Walled | Fiberglass Reinforced Plastic
0-000882 | CIRCLE K STORE #2706660 | 2005 W BROADWAY RD | MESA | AZ | 85202 | Maricopa | 6 | Open | 1997-08-14 | 10000 | Diesel | COMPARTMENT A | Double Walled | Fiberglass Reinforced Plastic | Pressure | Double Walled | Fiberglass Reinforced Plastic
0-009595 | CHEVRON #208047 | 14445 W GRAND AVE | SURPRISE | AZ | 85374 | Maricopa | 2 | Open | 1999-08-01 | 20000 | Gasoline | COMPARTMENT A | Double Walled | Fiberglass Reinforced Plastic | Pressure | Double Walled | Fiberglass Reinforced Plastic
0-000313 | CIRCLE K STORE #2705194 | 12042 N 32ND ST | PHOENIX | AZ | 85028 | Maricopa | 4 | Open | 1986-01-01 | 8000 | Gasoline | COMPARTMENT A |  | Fiberglass Reinforced Plastic | Pressure |  | Fiberglass Reinforced Plastic
0-002534 | WAHWEAP SINCLAIR STATION | 100 LAKESHORE DR | PAGE | AZ | 86040 | Coconino | 5 | Open | 1987-04-01 | 10000 | Gasoline (PUL) | COMPARTMENT A | Double Walled | Fiberglass Reinforced Plastic | Pressure | Single Walled | Fiberglass Reinforced Plastic
0-000982 | HILLSIDE RV PARK | 925 W INTERSTATE 40 | ASH FORK | AZ | 86320 | Yavapai | 1 | Open | 1984-01-01 | 10000 | Gasoline | COMPARTMENT A | Single Walled | Asphalt coated or Bare Steel | Pressure |  | Fiberglass Reinforced Plastic
0-000982 | HILLSIDE RV PARK | 925 W INTERSTATE 40 | ASH FORK | AZ | 86320 | Yavapai | 3 | Open | 1984-01-01 | 10000 | Diesel | COMPARTMENT A | Single Walled | Asphalt coated or Bare Steel | Pressure |  | Fiberglass Reinforced Plastic
0-004985 | MESA FUEL CO | 1850 S SOLOMON | MESA | AZ | 85204 | Maricopa | 16 | Open | 2015-01-08 | 12000 | Diesel | COMPARTMENT A | Double Walled | Composite (Steel/Fiberglass) | Pressure | Double Walled | Fiberglass Reinforced Plastic
0-004985 | MESA FUEL CO | 1850 S SOLOMON | MESA | AZ | 85204 | Maricopa | 14 | Open | 1998-09-03 | 12000 | Diesel | COMPARTMENT A | Double Walled | Composite (Steel/Fiberglass) | Pressure |  | Fiberglass Reinforced Plastic
0-003644 | CIRCLE K #2705291 | 1995 S ARIZONA AVE | CHANDLER | AZ | 85286 | Maricopa | 4 | Open | 1988-01-01 | 10000 | Diesel | COMPARTMENT A | Single Walled | Fiberglass Reinforced Plastic | Pressure |  | Fiberglass Reinforced Plastic
0-010024 | FOWLER SCHOOL DISTRICT TRANSPORTATION | 1617 S 67TH AVE | PHOENIX | AZ | 85043 | Maricopa | 2 | Open | 1990-01-01 | 1000 | Gasoline | COMPARTMENT A | Double Walled | Fiberglass Reinforced Plastic | Pressure |  | Fiberglass Reinforced Plastic
0-010042 | QUIKTRIP #452 | 816 W UNIVERSITY DR | MESA | AZ | 85201 | Maricopa | 3 | Open | 2004-07-27 | 20000 | Gasoline | COMPARTMENT A | Double Walled | Fiberglass Reinforced Plastic | Pressure | Double Walled | Flexible
0-010219 | SAM'S CLUB #4915 | 600 HIGHWAY 95 | BULLHEAD CITY | AZ | 86429 | Mohave | 2 | Open | 2005-10-27 | 20000 | Gasoline | COMPARTMENT A | Double Walled | Fiberglass Reinforced Plastic | Pressure | Double Walled | Flexible
0-010026 | SPEEDWAY STORE #2888 | 6509 STATE ROUTE 179 | VILLAGE OF OAK CREEK | AZ | 86351 | Yavapai | 2 | Open | 2003-03-01 | 15000 | Gasoline (UL) | COMPARTMENT A | Double Walled | Fiberglass Reinforced Plastic | Pressure | Double Walled | Flexible
0-009114 | CIRCLE K STORE #2741622 | 2350 E BASELINE RD | PHOENIX | AZ | 85042 | Maricopa | 1 | Open | 1997-05-19 | 15000 | Gasoline (UL) | COMPARTMENT A | Double Walled | Composite (Steel/Fiberglass) | Pressure | Double Walled | Fiberglass Reinforced Plastic
0-009217 | GPM #4610 | 5005 N LA CANADA DR | TUCSON | AZ | 85704 | Pima | 1 | Open | 1997-10-09 | 15000 | Gasoline (UL) | COMPARTMENT A | Double Walled | Composite (Steel/Fiberglass) | Pressure | Double Walled | Fiberglass Reinforced Plastic
0-009727 | COSTCO WHOLESALE #490 | 19001 N 27TH AVE | PHOENIX | AZ | 85027 | Maricopa | 3 | Open | 2000-01-01 | 30000 | Gasoline | COMPARTMENT A | Double Walled | Fiberglass Reinforced Plastic | Pressure | Double Walled | Flexible
0-001389 | CIRCLE K #2701250 | 330 E BROADWAY RD | MESA | AZ | 85210 | Maricopa | 1 | Open | 1985-01-01 | 10000 | Gasoline | COMPARTMENT A | Single Walled | Fiberglass Reinforced Plastic | Pressure | Single Walled | Fiberglass Reinforced Plastic
0-001407 | CIRCLE K #2701422 | 2450 E GRANT RD | TUCSON | AZ | 85719 | Pima | 3 | Open | 1980-01-01 | 10000 | Gasoline | COMPARTMENT A |  | Asphalt coated or Bare Steel | Pressure | Double Walled | Fiberglass Reinforced Plastic
0-005665 | CIRCLE K #2707964 | 1002 N 35TH AVE | PHOENIX | AZ | 85009 | Maricopa | 2 | Open | 1986-06-28 | 10000 | Gasoline | COMPARTMENT A | Double Walled | Fiberglass Reinforced Plastic | Pressure |  | Fiberglass Reinforced Plastic
0-003213 | CIRCLE K #2708838 | 2 N FREEWAY | TUCSON | AZ | 85745 | Pima | 3 | Open | 1972-01-01 | 10000 | Gasoline (PUL) | COMPARTMENT A | Double Walled | Fiberglass Reinforced Plastic | Pressure | Single Walled | Fiberglass Reinforced Plastic
0-008111 | 6TH ST CARDLOCK | 2453 S 6TH ST | PHOENIX | AZ | 85004 | Maricopa | 2 | Open | 1992-12-01 | 10000 | Diesel | COMPARTMENT A | Double Walled | Composite (Steel/Fiberglass) | Pressure | Single Walled | Fiberglass Reinforced Plastic
0-009713 | BASELINE CARDLOCK & TANK WAGON | 822 E BASELINE RD | MESA | AZ | 85204 | Maricopa | 1 | Open | 2000-10-30 | 8000 | Red Diesel | COMPARTMENT B | Double Walled | Fiberglass Reinforced Plastic
0-009998 | SAM'S CLUB #6606 | 8340 W MCDOWELL RD | PHOENIX | AZ | 85037 | Maricopa | 3 | Open | 2005-06-17 | 20000 | Gasoline | COMPARTMENT A | Double Walled | Fiberglass Reinforced Plastic | Pressure | Double Walled | Fiberglass Reinforced Plastic
0-001820 | BISBEE BEVERAGE & LIQUOR | 1476 W HIGHWAY 92 | BISBEE | AZ | 85603 | Cochise | 4 | Open | 1992-03-17 | 10000 | Diesel | COMPARTMENT A | Single Walled | Fiberglass Reinforced Plastic | Pressure | Double Walled | Flexible
0-010130 | SMALL OPERATIONS RENTAL CAR CENTER | 1712 E RENTAL CAR WAY | PHOENIX | AZ | 85034 | Maricopa | 2 | Open | 2008-03-20 | 12000 | Gasoline | COMPARTMENT A | Double Walled | Fiberglass Reinforced Plastic | Pressure | Double Walled | Fiberglass Reinforced Plastic
0-010514 | CIRCLE K STORE #2703462 | 3155 S GILBERT RD | GILBERT | AZ | 85295 | Maricopa | 1 | Open | 2014-11-25 | 20000 | Gasoline (UL) | COMPARTMENT A | Double Walled | Fiberglass Reinforced Plastic | Pressure |  | Fiberglass Reinforced Plastic
0-010521 | FRYS FUEL #26 | 5108 W OLIVE AVE | GLENDALE | AZ | 85302 | Maricopa | 2 | Open | 2014-07-24 | 8000 | Gasoline (PUL) | COMPARTMENT B | Double Walled | Fiberglass Reinforced Plastic | Pressure | Double Walled | Fiberglass Reinforced Plastic
0-010521 | FRYS FUEL #26 | 5108 W OLIVE AVE | GLENDALE | AZ | 85302 | Maricopa | 2 | Open | 2014-07-24 | 10000 | Diesel | COMPARTMENT A | Double Walled | Fiberglass Reinforced Plastic | Pressure | Double Walled | Fiberglass Reinforced Plastic
0-010521 | FRYS FUEL #26 | 5108 W OLIVE AVE | GLENDALE | AZ | 85302 | Maricopa | 1 | Open | 2014-07-24 | 20000 | Gasoline | COMPARTMENT A | Double Walled | Fiberglass Reinforced Plastic | Pressure | Double Walled | Fiberglass Reinforced Plastic
0-010111 | CITY OF PHOENIX - NORTH GATEWAY TRANSFER STATION | 30205 N BLACK CANYON HWY | PHOENIX | AZ | 85085 | Maricopa | 2 | Open | 2005-10-07 | 12000 | Diesel | COMPARTMENT A | Double Walled | Fiberglass Reinforced Plastic | Pressure | Double Walled | Fiberglass Reinforced Plastic
0-010329 | FRYS FUEL CENTER #623 | 1815 W GLENDALE AVE | PHOENIX | AZ | 85021 | Maricopa | 2 | Open | 2009-11-01 | 12000 | Diesel | COMPARTMENT B | Double Walled | Fiberglass Reinforced Plastic | Pressure | Double Walled | Flexible
0-010160 | VENTURA MARKET | 2528 E COPPER MINE RD | QUEEN CREEK | AZ | 85143 | Pinal | 2 | Open | 2006-11-02 | 20000 | Gasoline | COMPARTMENT A | Double Walled | Composite (Steel/Fiberglass) | Pressure | Double Walled | Fiberglass Reinforced Plastic
0-000517 | ARCO #5272 | 12222 N 32ND ST | PHOENIX | AZ | 85032 | Maricopa | 8 | Open | 1993-01-27 | 10000 | Gasoline | COMPARTMENT A | Double Walled | Fiberglass Reinforced Plastic | Pressure | Double Walled | Fiberglass Reinforced Plastic
0-001309 | CIRCLE K #2700787 | 939 W BASELINE RD | TEMPE | AZ | 85283 | Maricopa | 4 | Open | 1994-11-10 | 10000 | Gasoline (UL) | COMPARTMENT A | Double Walled | Fiberglass Reinforced Plastic | Pressure | Double Walled | Fiberglass Reinforced Plastic
0-010557 | GPM #4597 | 21198 E OCOTILLO RD | QUEEN CREEK | AZ | 85142 | Maricopa | 2 | Open | 2015-12-15 | 12000 | Diesel | COMPARTMENT B | Double Walled | Fiberglass Reinforced Plastic | Pressure | Double Walled | Fiberglass Reinforced Plastic
0-001458 | CIRCLE K #2701634 | 5801 N ORACLE RD | TUCSON | AZ | 85704 | Pima | 3 | Open | 1984-01-01 | 10000 | Gasoline (UL) | COMPARTMENT A | Single Walled | Fiberglass Reinforced Plastic | Pressure |  | Fiberglass Reinforced Plastic
0-010582 | CIRCLE K STORE #2741642 | 7165 S VAL VISTA DR | GILBERT | AZ | 85298 | Maricopa | 1 | Open | 2016-10-28 | 20000 | Gasoline (UL) | COMPARTMENT A | Double Walled | Fiberglass Reinforced Plastic | Pressure | Double Walled | Fiberglass Reinforced Plastic
0-010569 | LOVE'S TRAVEL STOP #659 | 8313 W ROOSEVELT ST | TOLLESON | AZ | 85353 | Maricopa | 2 | Open | 2016-06-13 | 30000 | Diesel | COMPARTMENT A | Double Walled | Fiberglass Reinforced Plastic | Pressure | Double Walled | Fiberglass Reinforced Plastic
0-006980 | ARCO #5601 | 2198 HIGHWAY 95 | BULLHEAD CITY | AZ | 86442 | Mohave | 3 | Open | 1988-10-19 | 12000 | Gasoline | COMPARTMENT A | Double Walled | Fiberglass Reinforced Plastic | Pressure | Double Walled | Fiberglass Reinforced Plastic
0-009687 | ARCO AM/PM | 1208 S ELLSWORTH RD | MESA | AZ | 85209 | Maricopa | 2 | Open | 2000-05-16 | 10000 | Diesel | COMPARTMENT B | Double Walled | Fiberglass Reinforced Plastic | Pressure | Double Walled | Fiberglass Reinforced Plastic
0-000188 | ADOT - CHAMBERS MAINTENANCE |  | CHAMBERS |  |  | Apache | 4 | Open | 1996-10-01 | 12000 | Gasoline | COMPARTMENT A | Single Walled | Fiberglass Reinforced Plastic | Suction - Check Valve at the Dispenser | Double Walled | Flexible
0-010197 | CIRCLE K STORE #2703373 | 888 S HIGLEY RD | GILBERT | AZ | 85296 | Maricopa | 3 | Open | 2007-06-15 | 20000 | Diesel | COMPARTMENT A | Double Walled | Fiberglass Reinforced Plastic | Pressure | Double Walled | Fiberglass Reinforced Plastic
0-004953 | SPEEDWAY #2965 | 4301 E BROADWAY BLVD | TUCSON | AZ | 85711 | Pima | 9 | Open | 2003-12-17 | 12000 | Gasoline (UL) | COMPARTMENT A | Double Walled | Fiberglass Reinforced Plastic | Pressure | Double Walled | Fiberglass Reinforced Plastic
0-009127 | WOOD CARDLOCK | 3225 E WOOD ST | PHOENIX | AZ | 85040 | Maricopa | 1 | Open | 1997-07-10 | 25000 | Diesel | COMPARTMENT A | Double Walled | Fiberglass Reinforced Plastic | Pressure | Double Walled | Fiberglass Reinforced Plastic
0-004956 | SPEEDWAY STORE #2966 | 6280 E BROADWAY BLVD | TUCSON | AZ | 85711 | Pima | 6 | Open | 2020-03-04 | 8000 | Gasoline (UL) | COMPARTMENT A | Double Walled | Fiberglass Reinforced Plastic | Pressure | Double Walled | Fiberglass Reinforced Plastic
0-006001 | COBBLESTONE 11 | 616 W BASELINE RD | TEMPE | AZ | 85283 | Maricopa | 2 | Open | 1986-11-01 | 10000 | Gasoline | COMPARTMENT A | Single Walled | Fiberglass Reinforced Plastic | Suction - Check Valve at the Tank Top | Double Walled | Fiberglass Reinforced Plastic
0-003286 | WOODYS FOOD STORE #138 | 3260 N HWY 66 | KINGMAN | AZ | 86401 | Mohave | 6 | Open | 1997-04-09 | 10000 | Gasoline (UL) | COMPARTMENT A | Double Walled | Fiberglass Reinforced Plastic | Pressure | Double Walled | Fiberglass Reinforced Plastic
0-003286 | WOODYS FOOD STORE #138 | 3260 N HWY 66 | KINGMAN | AZ | 86401 | Mohave | 3 | Open | 1973-01-01 | 3000 | Diesel | COMPARTMENT A |  | Asphalt coated or Bare Steel | Pressure | Double Walled | Fiberglass Reinforced Plastic
0-009729 | SYMANTEC | 3701 E COLUMBIA ST | TUCSON | AZ | 85714 | Pima | 4 | Open | 2008-12-05 | 25000 | Red Diesel | COMPARTMENT A | Double Walled | Fiberglass Reinforced Plastic | Pressure | Double Walled | Flexible
0-009278 | MAVERIK COUNTY STORE #545 | 690 W STATE ROUTE 89A | COTTONWOOD | AZ | 86326 | Yavapai | 1 | Open | 1998-01-23 | 12000 | Gasoline | COMPARTMENT A | Double Walled | Fiberglass Reinforced Plastic | Pressure | Double Walled
0-006390 | GREEN VALLEY SUPER CENTER | 171 W CONTINENTAL RD | GREEN VALLEY | AZ | 85622 | Pima | 3 | Open | 1984-01-01 | 12000 | Gasoline | COMPARTMENT A |  | Fiberglass Reinforced Plastic | Pressure |  | Fiberglass Reinforced Plastic
0-004201 | ROSS AVIATION | 15115 N AIRPORT DR | SCOTTSDALE | AZ | 85260 | Maricopa | 8 | Open | 1990-08-01 | 15000 | Gasoline | COMPARTMENT A | Single Walled | Asphalt coated or Bare Steel | Suction - Check Valve at the Tank Top |  | Bare or Galvanized Steel
0-001424 | CIRCLE K #1541 | 701 E BETHANY HOME RD | PHOENIX | AZ | 85014 | Maricopa | 3 | Open | 1984-01-01 | 10000 | Gasoline | COMPARTMENT A | Single Walled | Fiberglass Reinforced Plastic | Pressure |  | Fiberglass Reinforced Plastic
0-002770 | SPEEDWAY STORE #2988 | 201 N HASKELL AVE | WILLCOX | AZ | 85643 | Cochise | 6 | Open | 1986-04-08 | 6000 | Gasoline | COMPARTMENT A | Double Walled | Composite (Steel/Fiberglass) | Pressure |  | Fiberglass Reinforced Plastic
0-010006 | CIRCLE K STORE #2741713 | 16794 W BELL RD | SURPRISE | AZ | 85374 | Maricopa | 2 | Open | 2004-02-06 | 15000 | Gasoline (UL) | COMPARTMENT A | Double Walled | Fiberglass Reinforced Plastic | Pressure | Double Walled | Flexible
0-001281 | CIRCLE K #663 | 61 E COMMERCIAL ST | SAINT JOHNS | AZ | 85936 | Apache | 1 | Open | 1971-01-01 | 10000 | Gasoline | COMPARTMENT A |  | Fiberglass Reinforced Plastic | Pressure | Double Walled | Fiberglass Reinforced Plastic
0-001281 | CIRCLE K #663 | 61 E COMMERCIAL ST | SAINT JOHNS | AZ | 85936 | Apache | 2 | Open | 1971-01-01 | 10000 | Gasoline | COMPARTMENT A |  | Fiberglass Reinforced Plastic | Pressure | Double Walled | Fiberglass Reinforced Plastic
0-005053 | CIRCLE K STORE #2709163 | 2020 W WARNER RD | CHANDLER | AZ | 85224 | Maricopa | 2 | Open | 1989-07-12 | 10000 | Gasoline | COMPARTMENT A | Double Walled | Fiberglass Reinforced Plastic | Pressure | Single Walled | Fiberglass Reinforced Plastic
0-010003 | QUIKTRIP #467 | 3875 S PRIEST DR | TEMPE | AZ | 85282 | Maricopa | 1 | Open | 2003-12-22 | 12000 | Gasoline | COMPARTMENT A | Double Walled | Fiberglass Reinforced Plastic | Pressure | Double Walled | Flexible
0-003274 | SPEEDSMART #120 | 2402 E WASHINGTON ST | PHOENIX | AZ | 85034 | Maricopa | 9 | Open | 2018-02-23 | 7000 | Diesel | COMPARTMENT B | Double Walled | Fiberglass Reinforced Plastic | Pressure | Double Walled | Fiberglass Reinforced Plastic
0-009758 | DIGITAL 2121 SOUTH PRICE | 2121 S PRICE RD | CHANDLER | AZ | 85286 | Maricopa | 4 | Open | 2007-07-15 | 25000 | Diesel | COMPARTMENT A | Double Walled | Fiberglass Reinforced Plastic | Suction - Check Valve at the Dispenser | Double Walled | Flexible
0-004116 | CARIOCA #60 | 8233 E STATE ROUTE 69 | PRESCOTT VALLEY | AZ | 86314 | Yavapai | 1 | Open | 1987-05-26 | 10000 | Gasoline | COMPARTMENT A | Single Walled | Fiberglass Reinforced Plastic | Pressure |  | Fiberglass Reinforced Plastic
0-000682 | THUMB BUTTE EXXON | 1451 W GURLEY ST | PRESCOTT | AZ | 86305 | Yavapai | 4 | Open | 1988-01-01 | 8000 | Gasoline | COMPARTMENT A | Double Walled | Composite (Steel/Fiberglass)
0-000682 | THUMB BUTTE EXXON | 1451 W GURLEY ST | PRESCOTT | AZ | 86305 | Yavapai | 5 | Open | 1988-01-01 | 6000 | Gasoline | COMPARTMENT A | Double Walled | Composite (Steel/Fiberglass)
0-006335 | SPEEDWAY STORE #2883 | 999 S MAIN ST | COTTONWOOD | AZ | 86326 | Yavapai | 3 | Open | 1988-11-25 | 12000 | Gasoline (PUL) | COMPARTMENT A | Double Walled | Fiberglass Reinforced Plastic | Pressure |  | Fiberglass Reinforced Plastic
0-006403 | LAKE POWELL TRAVEL PLAZA | 101 W GLEN DR | GREENHAVEN | AZ | 86036 | Coconino | 6 | Open | 2020-06-18 | 20000 | Gasoline (PUL) | COMPARTMENT A | Double Walled | Fiberglass Reinforced Plastic | Pressure | Double Walled | Flexible
0-009684 | CHEVRON #207557 | 815 N GILBERT RD | GILBERT | AZ | 85234 | Maricopa | 3 | Open | 2008-01-01 | 10000 | Diesel | COMPARTMENT A | Double Walled | Fiberglass Reinforced Plastic | Pressure | Double Walled | Fiberglass Reinforced Plastic
0-006209 | GLENDALE ELEMENTARY SCHOOL DISTRICT #40 | 7015 W MARYLAND AVE | GLENDALE | AZ | 85303 | Maricopa | 3 | Open | 1988-01-01 | 10000 | Diesel | COMPARTMENT A | Double Walled | Fiberglass Reinforced Plastic | Pressure | Double Walled | Fiberglass Reinforced Plastic
0-001453 | CIRCLE K #2701622 | 3404 N 19TH AVE | PHOENIX | AZ | 85015 | Maricopa | 1 | Open | 1985-01-01 | 10000 | Gasoline (UL) | COMPARTMENT A | Double Walled | Fiberglass Reinforced Plastic | Pressure |  | Fiberglass Reinforced Plastic
0-001453 | CIRCLE K #2701622 | 3404 N 19TH AVE | PHOENIX | AZ | 85015 | Maricopa | 3 | Open | 1985-01-01 | 10000 | Diesel | COMPARTMENT A | Double Walled | Fiberglass Reinforced Plastic | Pressure |  | Fiberglass Reinforced Plastic
0-009885 | AM/PM | 2635 W DEER VALLEY RD | PHOENIX | AZ | 85027 | Maricopa | 2 | Open | 2000-01-01 | 20000 | Gasoline | COMPARTMENT A | Double Walled | Fiberglass Reinforced Plastic | Pressure | Double Walled | Fiberglass Reinforced Plastic
0-009697 | DESERT ROSE EXPRESS | 777 S GILBERT RD | GILBERT | AZ | 85296 | Maricopa | 1 | Open | 2000-02-24 | 20000 | Gasoline (PUL) | COMPARTMENT A | Double Walled | Fiberglass Reinforced Plastic | Pressure |  | Fiberglass Reinforced Plastic
0-008276 | RENTAL CAR QUICK TURNAROUND | 2620 E AIRPORT DR | TUCSON | AZ | 85756 | Pima | 2 | Open | 1993-11-01 | 12000 | Gasoline | COMPARTMENT A | Double Walled | Fiberglass Reinforced Plastic | Pressure | Double Walled | Fiberglass Reinforced Plastic
0-009326 | QUICK BREAK | 3095 E IRVINGTON RD | TUCSON | AZ | 85714 | Pima | 2 | Open | 1998-06-01 | 8000 | Gasoline | COMPARTMENT A | Double Walled | Composite (Steel/Fiberglass) | Pressure | Double Walled | Fiberglass Reinforced Plastic
0-001871 | CIRCLE K STORE #2705405 | 2515 W GLENDALE AVE | PHOENIX | AZ | 85051 | Maricopa | 1 | Open | 1984-01-01 | 8000 | Gasoline (PUL) | COMPARTMENT A | Double Walled | Fiberglass Reinforced Plastic | Pressure |  | Fiberglass Reinforced Plastic
0-009510 | LOVE'S TRAVEL STOP | 5000 N SUNLAND GIN RD | ELOY | AZ | 85131 | Pinal | 2 | Open | 1999-03-05 | 20000 | Gasoline | COMPARTMENT A | Double Walled | Composite (Steel/Fiberglass) | Pressure | Double Walled | Flexible
0-003904 | PRIDE TRAVEL CENTER (ELOY) | 5240 N SUNLAND GIN RD | ELOY | AZ | 85131 | Pinal | 3 | Open | 1986-01-01 | 20000 | Diesel | COMPARTMENT A | Double Walled | Composite (Steel/Fiberglass) | Pressure |  | Fiberglass Reinforced Plastic
0-010270 | SMITH'S FOOD & DRUG #191 | 1775 LAKESIDE DR | BULLHEAD CITY | AZ | 86442 | Mohave | 1 | Open | 2008-11-19 | 8000 | Gasoline | COMPARTMENT A | Double Walled | Fiberglass Reinforced Plastic | Pressure | Double Walled | Fiberglass Reinforced Plastic
0-010270 | SMITH'S FOOD & DRUG #191 | 1775 LAKESIDE DR | BULLHEAD CITY | AZ | 86442 | Mohave | 1 | Open | 2008-11-19 | 10000 | Diesel | COMPARTMENT B | Double Walled | Fiberglass Reinforced Plastic | Pressure | Double Walled | Fiberglass Reinforced Plastic
0-000909 | CIRCLE K STORE #2706644 | 1850 W UNION HILLS DR | PHOENIX | AZ | 85027 | Maricopa | 9 | Open | 1991-06-01 | 10000 | Gasoline | COMPARTMENT A | Double Walled | Fiberglass Reinforced Plastic | Pressure | Double Walled | Fiberglass Reinforced Plastic
0-006175 | BANNER HEALTH - DESERT CARE CENTER | 2145 W SOUTHERN AVE | MESA | AZ | 85202 | Maricopa | 1 | Open | 1986-01-01 | 550 | Diesel | COMPARTMENT A | Double Walled | Fiberglass Reinforced Plastic | Suction - Check Valve at the Tank Top |  | Fiberglass Reinforced Plastic
0-001342 | CIRCLE K #2700905 | 498 S ARIZONA AVE | CHANDLER | AZ | 85225 | Maricopa | 2 | Open | 1985-01-01 | 10000 | Gasoline | COMPARTMENT A | Double Walled | Fiberglass Reinforced Plastic | Pressure | Single Walled | Fiberglass Reinforced Plastic
0-001483 | CIRCLE K #2701792 | 1009 S BEELINE HWY | PAYSON | AZ | 85541 | Gila | 5 | Open | 2020-04-27 | 12000 | Gasoline (PUL) | COMPARTMENT A | Double Walled | Fiberglass Reinforced Plastic | Pressure | Double Walled | Fiberglass Reinforced Plastic
0-004301 | CIRCLE K #2708520 | 550 W AJO WAY | TUCSON | AZ | 85713 | Pima | 1 | Open | 1987-01-22 | 10000 | Gasoline (UL) | COMPARTMENT A | Double Walled | Fiberglass Reinforced Plastic | Pressure |  | Fiberglass Reinforced Plastic
0-001500 | CIRCLE K #2701848 | 10 W FORT LOWELL RD | TUCSON | AZ | 85705 | Pima | 2 | Open | 1985-01-01 | 10000 | Gasoline | COMPARTMENT A | Single Walled | Fiberglass Reinforced Plastic | Pressure |  | Fiberglass Reinforced Plastic
0-004553 | CIRCLE K #2701953 | 1395 W MIRACLE MILE | TUCSON | AZ | 85705 | Pima | 10 | Open | 2014-01-01 | 12000 | Gasoline | COMPARTMENT A | Double Walled | Fiberglass Reinforced Plastic | Pressure | Double Walled | Fiberglass Reinforced Plastic
0-004553 | CIRCLE K #2701953 | 1395 W MIRACLE MILE | TUCSON | AZ | 85705 | Pima | 9 | Open | 2014-01-01 | 20000 | Gasoline | COMPARTMENT A | Double Walled | Fiberglass Reinforced Plastic | Pressure | Double Walled | Fiberglass Reinforced Plastic
0-001533 | CIRCLE K #2701967 | 5902 W BELL RD | GLENDALE | AZ | 85308 | Maricopa | 2 | Open | 1986-01-01 | 10000 | Gasoline | COMPARTMENT A | Double Walled | Fiberglass Reinforced Plastic | Pressure | Double Walled | Fiberglass Reinforced Plastic
0-010532 | QUIKTRIP STORE NO. 436 | 6739 W HAPPY VALLEY RD | PEORIA | AZ | 85383 | Maricopa | 4 | Open | 2015-04-21 | 20000 | Gasoline | COMPARTMENT A | Double Walled | Fiberglass Reinforced Plastic | Pressure | Double Walled | Fiberglass Reinforced Plastic
0-004169 | YRC INC - #841 | 2021 S 51ST AVE | PHOENIX | AZ | 85043 | Maricopa | 1 | Open | 1981-01-01 | 12000 | Diesel | COMPARTMENT A | Single Walled | Fiberglass Reinforced Plastic | Pressure | Double Walled | Fiberglass Reinforced Plastic
0-010639 | CIRCLE K STORE #9525 | 940 WILLOW CREEK RD | PRESCOTT | AZ | 86301 | Yavapai | 2 | Open | 2018-11-13 | 12000 | Gasoline (PUL) | COMPARTMENT A | Double Walled | Fiberglass Reinforced Plastic | Pressure | Double Walled | Fiberglass Reinforced Plastic
0-010651 | SHAY SAN LUIS | 1661 N MAIN ST | SAN LUIS | AZ | 85336 | Yuma | 3 | Open | 2019-03-26 | 15000 | Diesel #2 | COMPARTMENT A | Double Walled | Fiberglass Reinforced Plastic | Pressure | Double Walled | Fiberglass Reinforced Plastic
0-000877 | CIRCLE K STORE #2706658 | 5881 W CACTUS RD | GLENDALE | AZ | 85304 | Maricopa | 2 | Open | 1986-01-01 | 12000 | Gasoline | COMPARTMENT A | Double Walled | Fiberglass Reinforced Plastic | Pressure | Double Walled | Fiberglass Reinforced Plastic
0-001358 | CIRCLE K #2701054 | 18610 N 107TH AVE | PEORIA | AZ | 85373 | Maricopa | 6 | Open | 1995-01-31 | 10000 | Gasoline | COMPARTMENT A | Single Walled | Fiberglass Reinforced Plastic | Pressure | Double Walled | Fiberglass Reinforced Plastic
0-001360 | CIRCLE K #2701065 | 9049 W PEORIA AVE | PEORIA | AZ | 85345 | Maricopa | 4 | Open | 1994-09-26 | 10000 | Gasoline | COMPARTMENT A | Double Walled | Fiberglass Reinforced Plastic | Pressure | Single Walled | Fiberglass Reinforced Plastic
0-009156 | LAZY DAYS RV | 3200 E IRVINGTON RD | TUCSON | AZ | 85714 | Pima | 1 | Open | 1997-09-09 | 10000 | Gasoline | COMPARTMENT A | Double Walled | Composite (Steel/Fiberglass) | Pressure | Double Walled | Fiberglass Reinforced Plastic
0-001518 | CIRCLE K #3743 | 5350 N 27TH AVE | PHOENIX | AZ | 85017 | Maricopa | 5 | Open | 1994-10-18 | 10000 | Gasoline | COMPARTMENT A | Double Walled | Fiberglass Reinforced Plastic | Pressure |  | Fiberglass Reinforced Plastic
0-001518 | CIRCLE K #3743 | 5350 N 27TH AVE | PHOENIX | AZ | 85017 | Maricopa | 4 | Open | 1994-10-18 | 10000 | Gasoline | COMPARTMENT A | Double Walled | Fiberglass Reinforced Plastic | Pressure |  | Fiberglass Reinforced Plastic
0-004806 | SUPERPUMPER #1 | 4934 E SHEA BLVD | PHOENIX | AZ | 85028 | Maricopa | 7 | Open | 2020-11-14 | 20000 | Gasoline (UL) | COMPARTMENT A | Double Walled | Fiberglass Reinforced Plastic | Pressure | Double Walled | Fiberglass Reinforced Plastic
0-004806 | SUPERPUMPER #1 | 4934 E SHEA BLVD | PHOENIX | AZ | 85028 | Maricopa | 8 | Open | 2020-11-14 | 15000 | Gasoline (PUL) | COMPARTMENT A | Double Walled | Fiberglass Reinforced Plastic | Pressure | Double Walled | Fiberglass Reinforced Plastic
0-001361 | SUPERPUMPER #4 | 8990 E SHEA BLVD | SCOTTSDALE | AZ | 85260 | Maricopa | 5 | Open | 2019-11-01 | 7000 | Diesel | COMPARTMENT B | Double Walled | Fiberglass Reinforced Plastic
0-005915 | SAINT JOSEPH'S HOSPITAL | 350 N WILMOT RD | TUCSON | AZ | 85711 | Pima | 1 | Open | 1973-01-01 | 20000 | Diesel | COMPARTMENT A | Single Walled | Asphalt coated or Bare Steel | Pressure | Double Walled | Fiberglass Reinforced Plastic
0-007345 | ATLAS LOGISTICS | 500 S 99TH AVE | TOLLESON | AZ | 85353 | Maricopa | 2 | Open | 1991-05-14 | 20000 | Diesel | COMPARTMENT A | Double Walled | Fiberglass Reinforced Plastic | Pressure | Double Walled | Fiberglass Reinforced Plastic
0-007874 | TRAVEL CENTERS OF AMERICA | 2949 N TOLTEC RD | ELOY | AZ | 85131 | Pinal | 2 | Open | 1989-08-01 | 20000 | Diesel | COMPARTMENT A | Double Walled | Fiberglass Reinforced Plastic | Pressure |  | Fiberglass Reinforced Plastic
0-000243 | ADOT - TUCSON SHOP | 1444 W GRANT RD | TUCSON | AZ | 85745 | Pima | 6 | Open | 1987-01-01 | 12000 | Diesel | COMPARTMENT A | Single Walled | Fiberglass Reinforced Plastic | Pressure | Double Walled | Fiberglass Reinforced Plastic
0-005470 | CIRCLE K #2935 | 612 W FRONTIER ST | ELOY | AZ | 85131 | Pinal | 3 | Open | 1995-05-22 | 10000 | Gasoline | COMPARTMENT A | Double Walled | Fiberglass Reinforced Plastic | Pressure | Double Walled | Fiberglass Reinforced Plastic
0-009787 | WALMART DISTRIBUTION CENTER #6031 | 23701 W SOUTHERN AVE | BUCKEYE | AZ | 85326 | Maricopa | 1 | Open | 2000-07-17 | 2500 | Used Oil/Waste Oil | COMPARTMENT A | Double Walled | Fiberglass Reinforced Plastic | Pressure | Double Walled | Fiberglass Reinforced Plastic
0-008432 | WEST COAST CHEVRON | 1224 W BEALE ST | KINGMAN | AZ | 86401 | Mohave | 1 | Open | 1994-03-24 | 10000 | Gasoline | COMPARTMENT A | Double Walled | Fiberglass Reinforced Plastic | Pressure |  | Fiberglass Reinforced Plastic
0-009587 | 4 SONS FOOD STORES #603 | 19825 N 51ST AVE | PHOENIX | AZ | 85308 | Maricopa | 1 | Open | 1999-11-01 | 15000 | Gasoline | COMPARTMENT A | Single Walled | Fiberglass Reinforced Plastic | Pressure | Double Walled | Fiberglass Reinforced Plastic
0-000474 | ASARCO - MISSION UNIT | 4210 W PIMA MINE RD | SAHUARITA | AZ | 85629 | Pima | 9 | Open | 1990-01-01 | 20000 | Gasoline | COMPARTMENT A | Double Walled | Fiberglass Reinforced Plastic | Gravity Feed | Double Walled | Fiberglass Reinforced Plastic
0-009765 | MAVERIK COUNTRY STORE #398 | 701 TUNNEL RD | PAGE | AZ | 86040 | Coconino | 2 | Open | 2001-05-03 | 12000 | Gasoline | COMPARTMENT A | Double Walled | Composite (Steel/Fiberglass) | Pressure | Double Walled | Flexible
0-004504 | HOPI TRAVEL PLAZA | 1851 SR 77 | HOLBROOK | AZ | 86025 | Navajo | 10 | Open | 2020-07-24 | 20000 | Diesel | COMPARTMENT A | Double Walled | Fiberglass Reinforced Plastic
0-001433 | CIRCLE K #2701570 | 4401 S 7TH AVE | PHOENIX | AZ | 85041 | Maricopa | 5 | Open | 1993-11-01 | 10000 | Gasoline | COMPARTMENT A | Single Walled | Fiberglass Reinforced Plastic | Pressure | Single Walled | Fiberglass Reinforced Plastic
0-001433 | CIRCLE K #2701570 | 4401 S 7TH AVE | PHOENIX | AZ | 85041 | Maricopa | 4 | Open | 1993-11-01 | 8000 | Gasoline | COMPARTMENT A | Single Walled | Fiberglass Reinforced Plastic | Pressure | Single Walled | Fiberglass Reinforced Plastic
0-010351 | QUIKTRIP #414 | 847 N ARIZONA AVE | GILBERT | AZ | 85233 | Maricopa | 1 | Open | 2010-01-14 | 20000 | Gasoline | COMPARTMENT A | Double Walled | Fiberglass Reinforced Plastic | Pressure | Double Walled | Fiberglass Reinforced Plastic
0-010363 | CIRCLE K #2703399 | 1122 E INDIAN SCHOOL RD | PHOENIX | AZ | 85014 | Maricopa | 1 | Open | 2010-07-22 | 20000 | Gasoline | COMPARTMENT A | Double Walled | Fiberglass Reinforced Plastic | Pressure | Double Walled | Fiberglass Reinforced Plastic
0-010408 | CIRCLE K STORE #2703392 | 8277 W OLIVE AVE | PEORIA | AZ | 85345 | Maricopa | 3 | Open | 2011-02-21 | 12000 | Diesel | COMPARTMENT A | Double Walled | Fiberglass Reinforced Plastic | Pressure | Double Walled | Fiberglass Reinforced Plastic
0-010408 | CIRCLE K STORE #2703392 | 8277 W OLIVE AVE | PEORIA | AZ | 85345 | Maricopa | 2 | Open | 2011-02-21 | 12000 | Gasoline | COMPARTMENT A | Double Walled | Fiberglass Reinforced Plastic | Pressure | Double Walled | Fiberglass Reinforced Plastic
0-008109 | NISSAN TEST CENTER NORTH AMERICA | 7815 N WHITE AND PARKER RD | STANFIELD | AZ | 85172 | Pinal | 17 | Open | 2008-01-15 | 4000 | Gasoline | COMPARTMENT A | Double Walled | Fiberglass Reinforced Plastic | Pressure | Double Walled | Fiberglass Reinforced Plastic
0-010533 | SPEEDWAY STORE #2962 | 5620 S HIGHWAY 92 | HEREFORD | AZ | 85615 | Cochise | 1 | Open | 2013-03-27 | 6000 | Diesel | COMPARTMENT A | Double Walled | Fiberglass Reinforced Plastic | Pressure | Double Walled | Fiberglass Reinforced Plastic
0-000089 | AIR PRODUCTS & CHEMICALS INC | 275 S PRICE RD | CHANDLER | AZ | 85224 | Maricopa | 6 | Open | 1993-04-01 | 12000 | Diesel | COMPARTMENT A | Double Walled | Fiberglass Reinforced Plastic | Pressure | Double Walled | Fiberglass Reinforced Plastic
0-008822 | CIRCLE K STORE #2703443 | 1680 N CARL JR DR | NOGALES | AZ | 85621 | Santa Cruz | 1 | Open | 1995-08-15 | 12000 | Gasoline | COMPARTMENT A | Double Walled | Fiberglass Reinforced Plastic | Pressure | Double Walled | Fiberglass Reinforced Plastic
0-010385 | ARIZONA HEART HOSPITAL | 1930 E THOMAS RD | PHOENIX | AZ | 85016 | Maricopa | 1 | Open | 1995-01-01 | 6000 | Diesel | COMPARTMENT A | Single Walled | Fiberglass Reinforced Plastic
0-010169 | LOVE'S TRAVEL STOP #349 | 2931 E GILA RIDGE RD | YUMA | AZ | 85365 | Yuma | 2 | Open | 2007-02-27 | 8000 | Gasoline | COMPARTMENT A | Double Walled | Composite (Steel/Fiberglass) | Pressure | Double Walled | Fiberglass Reinforced Plastic
0-010237 | OLD STAGE STOP COUNTRY STORE | 4155 W OUTER LOOP RD | PRESCOTT | AZ | 86305 | Yavapai | 1 | Open | 2006-09-15 | 20000 | Gasoline | COMPARTMENT A | Double Walled | Fiberglass Reinforced Plastic | Pressure |  | Flexible
0-010251 | CIRCLE K STORE #2703383 | 7260 S POWER RD | GILBERT | AZ | 85297 | Maricopa | 3 | Open | 2008-08-18 | 20000 | Diesel | COMPARTMENT A | Double Walled | Fiberglass Reinforced Plastic | Pressure | Double Walled | Fiberglass Reinforced Plastic
0-010251 | CIRCLE K STORE #2703383 | 7260 S POWER RD | GILBERT | AZ | 85297 | Maricopa | 2 | Open | 2008-08-18 | 20000 | Gasoline | COMPARTMENT A | Double Walled | Fiberglass Reinforced Plastic | Pressure | Double Walled | Fiberglass Reinforced Plastic
0-010321 | CIRCLE K STORE #2703397 | 537 S WATSON RD | BUCKEYE | AZ | 85326 | Maricopa | 2 | Open | 2009-11-15 | 12000 | Gasoline | COMPARTMENT A | Double Walled | Fiberglass Reinforced Plastic | Pressure | Double Walled | Fiberglass Reinforced Plastic
0-010327 | FRYS FUEL CENTER #48 | 1349 E FLORENCE BLVD | CASA GRANDE | AZ | 85122 | Pinal | 2 | Open | 2009-09-29 | 10000 | Diesel | COMPARTMENT B | Double Walled | Fiberglass Reinforced Plastic | Pressure | Double Walled | Flexible
0-010349 | QUIKTRIP #410 | 14007 W GRAND AVE | SURPRISE | AZ | 85374 | Maricopa | 1 | Open | 2010-04-22 | 20000 | Gasoline | COMPARTMENT A | Double Walled | Fiberglass Reinforced Plastic | Pressure | Double Walled | Fiberglass Reinforced Plastic
0-004505 | CITY OF PHOENIX - POLICE SOUTH RESOURCE BUREAU | 3443 S CENTRAL AVE | PHOENIX | AZ | 85040 | Maricopa | 8 | Open | 1990-01-01 | 550 | New Oil | COMPARTMENT A | Double Walled | Fiberglass Reinforced Plastic | Suction - Check Valve at the Tank Top | Double Walled | Fiberglass Reinforced Plastic
0-004176 | ROCK SPRINGS GAS DEPOT | 35932 S OLD BLACK CANYON HWY | BLACK CANYON CITY | AZ | 85324 | Yavapai | 1 | Open | 1982-01-01 | 8000 | Gasoline | COMPARTMENT A | Single Walled | Asphalt coated or Bare Steel | Gravity Feed
0-000538 | ARCO AM/PM | 10601 N SCOTTSDALE RD | SCOTTSDALE | AZ | 85254 | Maricopa | 13 | Open | 2010-07-28 | 7000 | Gasoline | COMPARTMENT A | Double Walled | Fiberglass Reinforced Plastic | Pressure | Double Walled | Fiberglass Reinforced Plastic
0-004987 | FIREBIRD FUEL COMPANY #304 | 2343 N 27TH AVE | PHOENIX | AZ | 85009 | Maricopa | 2 | Open | 1974-01-01 | 20000 | Gasoline (UL) | COMPARTMENT A |  | Asphalt coated or Bare Steel | Pressure |  | Fiberglass Reinforced Plastic
0-008646 | CIRCLE K #2701929 | 4808 E BELL RD | PHOENIX | AZ | 85254 | Maricopa | 1 | Open | 1995-06-12 | 12000 | Gasoline | COMPARTMENT A | Double Walled | Fiberglass Reinforced Plastic | Pressure | Double Walled | Fiberglass Reinforced Plastic
0-003010 | MCI TELECOMMUNICATIONS - WITTMANN | 27826 N 193RD AVE | WITTMANN | AZ | 85361 | Maricopa | 2 | Open | 1993-08-05 | 10000 | Diesel | COMPARTMENT A | Double Walled | Fiberglass Reinforced Plastic | Suction - Check Valve at the Tank Top | Double Walled | Flexible
0-006225 | CIRCLE K #2708696 | 7424 W MCDOWELL RD | PHOENIX | AZ | 85035 | Maricopa | 1 | Open | 1987-07-15 | 10000 | Gasoline | COMPARTMENT A | Double Walled | Fiberglass Reinforced Plastic | Pressure |  | Fiberglass Reinforced Plastic
0-004897 | TERRIBLE HERBST #101 | 60 LAKE HAVASU AVE N | LAKE HAVASU CITY | AZ | 86403 | Mohave | 5 | Open | 2002-05-24 | 10000 | Gasoline | COMPARTMENT A | Double Walled | Fiberglass Reinforced Plastic | Pressure | Double Walled | Fiberglass Reinforced Plastic
0-000495 | ARCO #5341 | 365 E SOUTHERN AVE | MESA | AZ | 85210 | Maricopa | 1 | Open | 1986-01-01 | 12000 | Gasoline | COMPARTMENT A | Double Walled | Fiberglass Reinforced Plastic | Pressure | Double Walled | Fiberglass Reinforced Plastic
0-004467 | SHAY'S MART & SELF SERVE | 4120 W 8TH ST | YUMA | AZ | 85364 | Yuma | 7 | Open | 2007-01-26 | 12000 | Diesel | COMPARTMENT A | Double Walled | Fiberglass Reinforced Plastic | Pressure | Double Walled | Fiberglass Reinforced Plastic
0-001794 | SCOTTSDALE UNIFIED SCHOOL DISTRICT #48 | 9288 E SAN SALVADOR DR | SCOTTSDALE | AZ | 85258 | Maricopa | 4 | Open | 1989-05-15 | 10000 | Diesel | COMPARTMENT A | Double Walled | Fiberglass Reinforced Plastic | Pressure | Double Walled | Fiberglass Reinforced Plastic
0-000544 | PRIDE TRAVEL CENTER (TEMPE) | 1734 E APACHE BLVD | TEMPE | AZ | 85281 | Maricopa | 1 | Open | 1985-01-01 | 12000 | Gasoline (UL) | COMPARTMENT A | Single Walled | Fiberglass Reinforced Plastic | Pressure |  | Fiberglass Reinforced Plastic
0-009746 | SAFEWAY #1747 | 1031 N STATE ROUTE 89 | CHINO VALLEY | AZ | 86323 | Yavapai | 2 | Open | 2001-01-05 | 20000 | Gasoline | COMPARTMENT A | Double Walled | Composite (Steel/Fiberglass) | Pressure | Double Walled | Fiberglass Reinforced Plastic
0-008218 | ARCO AM/PM #82297 | 3601 S PARK AVE | TUCSON | AZ | 85713 | Pima | 1 | Open | 1993-09-17 | 10000 | Gasoline | COMPARTMENT A | Double Walled | Fiberglass Reinforced Plastic | Pressure | Double Walled | Fiberglass Reinforced Plastic
0-008218 | ARCO AM/PM #82297 | 3601 S PARK AVE | TUCSON | AZ | 85713 | Pima | 2 | Open | 1993-09-17 | 10000 | Gasoline | COMPARTMENT A | Double Walled | Fiberglass Reinforced Plastic | Pressure | Double Walled | Fiberglass Reinforced Plastic
0-010153 | STATE ROUTE 85 (SR-85) LANDFILL | 28633 W PATTERSON RD | BUCKEYE | AZ | 85326 | Maricopa | 2 | Open | 2006-09-03 | 12000 | Diesel | COMPARTMENT A | Double Walled | Fiberglass Reinforced Plastic | Pressure | Double Walled | Fiberglass Reinforced Plastic
0-009107 | CIRCLE K STORE #2741631 | 8270 W CACTUS RD | PEORIA | AZ | 85381 | Maricopa | 2 | Open | 1997-03-21 | 12000 | Gasoline | COMPARTMENT A | Double Walled | Composite (Steel/Fiberglass) | Pressure | Double Walled | Fiberglass Reinforced Plastic
0-001476 | CIRCLE K #2701772 | 236 N GRAND AVE | NOGALES | AZ | 85621 | Santa Cruz | 2 | Open | 1985-01-01 | 10000 | Gasoline | COMPARTMENT A | Double Walled | Fiberglass Reinforced Plastic | Pressure |  | Fiberglass Reinforced Plastic
0-001501 | CIRCLE K #2701849 | 1798 S 4TH AVE | YUMA | AZ | 85364 | Yuma | 2 | Open | 1985-01-01 | 10000 | Gasoline | COMPARTMENT A | Double Walled | Fiberglass Reinforced Plastic | Pressure | Single Walled | Fiberglass Reinforced Plastic
0-009774 | CIRCLE K #2706361 | 2760 E BASELINE RD | MESA | AZ | 85204 | Maricopa | 1 | Open | 2001-03-01 | 10000 | Diesel | COMPARTMENT A | Double Walled | Fiberglass Reinforced Plastic | Pressure | Double Walled | Flexible
0-002251 | CIRCLE K #2705415 | 3840 E 22ND ST | TUCSON | AZ | 85713 | Pima | 2 | Open | 1989-07-12 | 10000 | Gasoline (UL) | COMPARTMENT A | Double Walled | Fiberglass Reinforced Plastic | Pressure |  | Fiberglass Reinforced Plastic
0-005965 | CIRCLE K #2708555 | 4005 E UNION HILLS DR | PHOENIX | AZ | 85050 | Maricopa | 1 | Open | 1988-02-01 | 10000 | Gasoline | COMPARTMENT A | Double Walled | Fiberglass Reinforced Plastic | Pressure | Single Walled | Fiberglass Reinforced Plastic
0-009176 | CITY OF PHOENIX - FIRE OPERATIONS CENTER | 1201 E MADISON ST | PHOENIX | AZ | 85034 | Maricopa | 2 | Open | 1997-06-01 | 12000 | E-85 | COMPARTMENT A | Double Walled | Fiberglass Reinforced Plastic | Suction - Check Valve at the Tank Top | Double Walled | Fiberglass Reinforced Plastic
0-009176 | CITY OF PHOENIX - FIRE OPERATIONS CENTER | 1201 E MADISON ST | PHOENIX | AZ | 85034 | Maricopa | 1 | Open | 1997-06-01 | 12000 | Gasoline | COMPARTMENT A | Double Walled | Fiberglass Reinforced Plastic | Suction - Check Valve at the Tank Top | Double Walled | Fiberglass Reinforced Plastic
0-009775 | ARCO AM/PM | 3610 E BELL RD | PHOENIX | AZ | 85032 | Maricopa | 2 | Open | 1999-05-01 | 10000 | Gasoline | COMPARTMENT A | Double Walled | Fiberglass Reinforced Plastic | Pressure | Double Walled | Fiberglass Reinforced Plastic
0-005496 | USVA - CARL T HAYDEN VAMC RMS-138 | 650 E INDIAN SCHOOL RD | PHOENIX | AZ | 85012 | Maricopa | 9 | Open | 1993-04-01 | 12000 | Diesel | COMPARTMENT A | Double Walled | Fiberglass Reinforced Plastic | Suction - Check Valve at the Tank Top | Double Walled | Fiberglass Reinforced Plastic
0-005550 | FORD MOTOR CO - AZ PROVING GROUND | 20715 W HAPPY VALLEY RD | WITTMANN | AZ | 85361 | Maricopa | 4 | Open | 2008-07-16 | 5000 | Gasoline (UL) | COMPARTMENT B | Double Walled | Fiberglass Reinforced Plastic | Pressure | Double Walled | Fiberglass Reinforced Plastic
0-009657 | TUCSON CHEVRON GAS | 1570 W GRANT RD | TUCSON | AZ | 85745 | Pima | 1 | Open | 1998-10-20 | 8000 | Diesel | COMPARTMENT A | Double Walled | Fiberglass Reinforced Plastic | Pressure |  | Fiberglass Reinforced Plastic
0-010597 | R&L CARRIERS | 2125 S 41ST AVE | PHOENIX | AZ | 85009 | Maricopa | 2 | Open | 2015-06-18 | 2500 | Red Diesel | COMPARTMENT A | Double Walled | Fiberglass Reinforced Plastic | Pressure | Double Walled | Fiberglass Reinforced Plastic
0-010563 | CIRCLE K STORE #2741676 | 809 N DOBSON RD | MESA | AZ | 85201 | Maricopa | 2 | Open | 2016-03-23 | 12000 | Diesel | COMPARTMENT A | Double Walled | Fiberglass Reinforced Plastic | Pressure | Double Walled | Fiberglass Reinforced Plastic
0-005340 | USAF - LUKE AFB - 56 CES/CEV | 13970 GILLESPIE ST | LUKE AFB | AZ | 85309 | Maricopa | 103 | Open | 1999-03-05 | 1000 | Used Oil/Waste Oil | COMPARTMENT A | Single Walled | Asphalt coated or Bare Steel | Gravity Feed |  | Fiberglass Reinforced Plastic
0-005340 | USAF - LUKE AFB - 56 CES/CEV | 13970 GILLESPIE ST | LUKE AFB | AZ | 85309 | Maricopa | 74 | Open | 1991-01-01 | 15000 | Gasoline | COMPARTMENT A | Double Walled | Fiberglass Reinforced Plastic | Suction - Check Valve at the Tank Top | Double Walled | Fiberglass Reinforced Plastic
0-010477 | CARIOCA #70 | 1515 E BUCKEYE RD | PHOENIX | AZ | 85034 | Maricopa | 2 | Open | 2013-03-01 | 7000 | E-85 | COMPARTMENT B | Double Walled | Fiberglass Reinforced Plastic | Pressure | Double Walled | Fiberglass Reinforced Plastic
0-010570 | FRY'S FUEL #112 | 2915 N DYSART RD | AVONDALE | AZ | 85392 | Maricopa | 2 | Open | 2016-07-01 | 8000 | Gasoline (PUL) | COMPARTMENT A | Double Walled | Fiberglass Reinforced Plastic | Pressure | Double Walled | Fiberglass Reinforced Plastic
0-010145 | QUIKTRIP #463 | 4725 E BASELINE RD | PHOENIX | AZ | 85042 | Maricopa | 4 | Open | 2016-05-13 | 10000 | Other | COMPARTMENT B | Double Walled | Fiberglass Reinforced Plastic | Pressure |  | Flexible
0-010333 | FRYS FUEL CENTER #115 | 435 S ELLSWORTH RD | MESA | AZ | 85208 | Maricopa | 1 | Open | 2009-12-03 | 20000 | Gasoline | COMPARTMENT A | Double Walled | Fiberglass Reinforced Plastic | Pressure |  | Flexible
0-010429 | FRYS FUEL CENTER #122 | 10660 GRAND AVE | SUN CITY | AZ | 85351 | Maricopa | 2 | Open | 2011-06-15 | 10000 | Diesel | COMPARTMENT B | Double Walled | Fiberglass Reinforced Plastic | Pressure | Double Walled | Fiberglass Reinforced Plastic
0-001803 | CIRCLE K STORE #2705408 | 4403 E VAN BUREN ST | PHOENIX | AZ | 85008 | Maricopa | 7 | Open | 1996-04-08 | 12000 | Gasoline | COMPARTMENT A | Double Walled | Fiberglass Reinforced Plastic | Pressure | Double Walled | Fiberglass Reinforced Plastic
0-010594 | QUIK TRIP #449 | 8283 W MCDOWELL RD | PHOENIX | AZ | 85035 | Maricopa | 3 | Open | 2016-12-16 | 12000 | Diesel | COMPARTMENT A | Double Walled | Fiberglass Reinforced Plastic | Pressure | Double Walled | Fiberglass Reinforced Plastic
0-010619 | SAFEWAY FUELING STATION #2809 | 13380 E MARY ANN CLEVELAND WAY | VAIL | AZ | 85641 | Pima | 1 | Open | 2018-04-02 | 20000 | Gasoline (UL) | COMPARTMENT A | Double Walled | Fiberglass Reinforced Plastic | Pressure | Double Walled | Fiberglass Reinforced Plastic
0-010646 | QUIKTRIP #1406 | 2420 E GREENWAY RD | PHOENIX | AZ | 85032 | Maricopa | 1 | Open | 2019-01-31 | 20000 | Gasoline (UL) | COMPARTMENT A | Double Walled | Fiberglass Reinforced Plastic | Pressure | Double Walled | Fiberglass Reinforced Plastic
0-000114 | TUCSON INTERNATIONAL AIRPORT | 7005 S PLUMER AVE | TUCSON | AZ | 85756 | Pima | 24 | Open | 1987-12-01 | 12000 | Gasoline | COMPARTMENT A | Double Walled | Composite (Steel/Fiberglass) | Pressure |  | Fiberglass Reinforced Plastic
0-000114 | TUCSON INTERNATIONAL AIRPORT | 7005 S PLUMER AVE | TUCSON | AZ | 85756 | Pima | 26 | Open | 1987-12-01 | 12000 | Gasoline | COMPARTMENT A | Double Walled | Composite (Steel/Fiberglass) | Pressure |  | Fiberglass Reinforced Plastic
0-000114 | TUCSON INTERNATIONAL AIRPORT | 7005 S PLUMER AVE | TUCSON | AZ | 85756 | Pima | 36 | Open | 1972-01-01 | 40000 | Jet Fuel | COMPARTMENT A | Single Walled | Asphalt coated or Bare Steel | Pressure | Single Walled | Bare or Galvanized Steel
0-005012 | TEXMO OIL CO INC | 2950 E ANDY DEVINE AVE | KINGMAN | AZ | 86401 | Mohave | 1 | Open | 1975-01-01 | 10000 | Diesel | COMPARTMENT A | Single Walled | Asphalt coated or Bare Steel | Pressure
0-005012 | TEXMO OIL CO INC | 2950 E ANDY DEVINE AVE | KINGMAN | AZ | 86401 | Mohave | 2 | Open | 1975-01-01 | 10000 | Gasoline | COMPARTMENT A | Single Walled | Asphalt coated or Bare Steel | Pressure
0-010183 | FRYS FUEL CENTER #674 | 14024 W WADDELL RD | SURPRISE | AZ | 85379 | Maricopa | 1 | Open | 2007-06-27 | 8000 | Gasoline | COMPARTMENT A | Double Walled | Fiberglass Reinforced Plastic | Pressure |  | Flexible
0-010196 | SPEEDWAY #2945 | 12030 N DOVE MOUNTAIN BLVD | MARANA | AZ | 85658 | Pima | 1 | Open | 2007-10-13 | 15000 | Gasoline (UL) | COMPARTMENT A | Double Walled | Composite (Steel/Fiberglass) | Pressure | Double Walled | Flexible
0-006297 | AUTO NATION FORD SCOTTSDALE | 8555 E FRANK LLOYD WRIGHT BLVD | SCOTTSDALE | AZ | 85260 | Maricopa | 3 | Open | 1988-08-12 | 4000 | Used Oil/Waste Oil | COMPARTMENT A | Double Walled | Fiberglass Reinforced Plastic | Gravity Feed | Single Walled | Fiberglass Reinforced Plastic
0-010216 | QUIK MART | 10265 E IRVINGTON RD | TUCSON | AZ | 85730 | Pima | 2 | Open | 2008-02-01 | 6000 | Diesel | COMPARTMENT B | Double Walled | Composite (Steel/Fiberglass) | Pressure | Double Walled | Flexible
0-010241 | MAVERIK COUNTRY STORE #388 | 901 N PENROD RD | SHOW LOW | AZ | 85901 | Navajo | 5 | Open | 2017-03-08 | 8000 | Other | COMPARTMENT B | Double Walled | Fiberglass Reinforced Plastic | Pressure | Double Walled | Fiberglass Reinforced Plastic
0-010246 | QUIKTRIP #459 | 1141 S CRISMON RD | MESA | AZ | 85208 | Maricopa | 4 | Open | 2016-09-21 | 12000 | Diesel | COMPARTMENT A | Double Walled | Fiberglass Reinforced Plastic | Pressure | Double Walled | Fiberglass Reinforced Plastic
0-010305 | FRYS FUEL CENTER #680 | 15215 N COTTON LN | SURPRISE | AZ | 85388 | Maricopa | 1 | Open | 2009-05-20 | 20000 | Gasoline | COMPARTMENT A | Double Walled | Fiberglass Reinforced Plastic | Pressure | Double Walled | Flexible
0-010435 | QUIKTRIP #1400 | 2150 E UNIVERSITY DR | TEMPE | AZ | 85281 | Maricopa | 1 | Open | 2011-09-22 | 20000 | Gasoline | COMPARTMENT A | Double Walled | Fiberglass Reinforced Plastic | Pressure | Double Walled | Fiberglass Reinforced Plastic
0-009624 | CIRCLE K STORE 2703478 | 6761 E BASELINE RD | GILBERT | AZ | 85206 | Maricopa | 2 | Open | 1998-04-02 | 15000 | Gasoline (PUL) | COMPARTMENT A | Double Walled | Fiberglass Reinforced Plastic | Pressure | Double Walled | Fiberglass Reinforced Plastic
0-002165 | CIRCLE K #2705282 | 5060 E WARNER RD | PHOENIX | AZ | 85044 | Maricopa | 2 | Open | 1985-01-01 | 12000 | Gasoline | COMPARTMENT A | Single Walled | Fiberglass Reinforced Plastic | Pressure | Single Walled | Fiberglass Reinforced Plastic
0-008875 | WOODY'S #116 | 480 E DEUCE OF CLUBS | SHOW LOW | AZ | 85901 | Navajo | 4 | Open | 1989-01-01 | 8000 | Diesel | COMPARTMENT A | Single Walled | Fiberglass Reinforced Plastic | Pressure |  | Fiberglass Reinforced Plastic
0-000528 | CASCO FOODS | 3502 W THOMAS RD | PHOENIX | AZ | 85019 | Maricopa | 5 | Open | 2018-12-06 | 6000 | Diesel | COMPARTMENT A | Double Walled | Fiberglass Reinforced Plastic | Pressure | Double Walled | Fiberglass Reinforced Plastic
0-000528 | CASCO FOODS | 3502 W THOMAS RD | PHOENIX | AZ | 85019 | Maricopa | 5 | Open | 2018-12-06 |  | Unidentified | COMPARTMENT C | Double Walled | Fiberglass Reinforced Plastic | No Piping
0-001117 | FASTRIP #9906/9907 | 1891 N GRAND AVE | NOGALES | AZ | 85621 | Santa Cruz | 5 | Open | 1996-03-22 | 12000 | Gasoline (UL) | COMPARTMENT A | Double Walled | Fiberglass Reinforced Plastic | Pressure | Double Walled | Fiberglass Reinforced Plastic
0-010460 | FRYS FUEL CENTER #57 | 7840 N SILVERBELL RD | TUCSON | AZ | 85743 | Pima | 1 | Open | 2012-11-01 | 20000 | Gasoline | COMPARTMENT A | Double Walled | Fiberglass Reinforced Plastic | Pressure | Double Walled | Flexible
0-010493 | FRYS FOOD & DRUG #0052 | 855 W WARNER RD | GILBERT | AZ | 85233 | Maricopa | 2 | Open | 2014-01-03 | 10000 | Diesel | COMPARTMENT A | Double Walled | Fiberglass Reinforced Plastic | Pressure | Double Walled | Fiberglass Reinforced Plastic
0-010466 | QUIKTRIP STORE #1476 | 8530 E BROADWAY BLVD | TUCSON | AZ | 85710 | Pima | 1 | Open | 2012-11-20 | 20000 | Gasoline | COMPARTMENT A | Double Walled | Fiberglass Reinforced Plastic | Pressure | Double Walled | Fiberglass Reinforced Plastic
0-010466 | QUIKTRIP STORE #1476 | 8530 E BROADWAY BLVD | TUCSON | AZ | 85710 | Pima | 4 | Open | 2012-11-20 | 12000 | Diesel | COMPARTMENT A | Double Walled | Fiberglass Reinforced Plastic | Pressure | Double Walled | Fiberglass Reinforced Plastic
0-010466 | QUIKTRIP STORE #1476 | 8530 E BROADWAY BLVD | TUCSON | AZ | 85710 | Pima | 3 | Open | 2012-11-20 | 20000 | Gasoline | COMPARTMENT A | Double Walled | Fiberglass Reinforced Plastic | Pressure | Double Walled | Fiberglass Reinforced Plastic
0-010467 | QUIKTRIP STORE #492 | 1850 S MILLER RD | BUCKEYE | AZ | 85326 | Maricopa | 1 | Open | 2012-08-14 | 20000 | Gasoline | COMPARTMENT A | Double Walled | Fiberglass Reinforced Plastic | Pressure | Double Walled | Fiberglass Reinforced Plastic
0-010469 | SHAY STATION #24 | 41 N RIGGLES AVE | QUARTZSITE | AZ | 85346 | La Paz | 1 | Open | 2013-03-09 | 12000 | Gasoline | COMPARTMENT A | Double Walled | Fiberglass Reinforced Plastic | Pressure | Double Walled | Fiberglass Reinforced Plastic
0-009751 | SAFEWAY #1637 | 3606 E SOUTHERN AVE | MESA | AZ | 85206 | Maricopa | 1 | Open | 2001-01-22 | 10000 | Gasoline | COMPARTMENT A | Double Walled | Composite (Steel/Fiberglass)
0-010070 | SAFEWAY FUEL #2699 | 13884 W WADDELL RD | SURPRISE | AZ | 85379 | Maricopa | 1 | Open | 2005-07-12 | 10000 | Diesel | COMPARTMENT B | Double Walled | Composite (Steel/Fiberglass) | Pressure | Double Walled | Fiberglass Reinforced Plastic
0-005791 | EAST MESA SERVICE CENTER | 7115 E ADOBE ST | MESA | AZ | 85207 | Maricopa | 7 | Open | 1991-01-01 | 12000 | Gasoline | COMPARTMENT A | Double Walled | Fiberglass Reinforced Plastic | Pressure |  | Fiberglass Reinforced Plastic
0-005791 | EAST MESA SERVICE CENTER | 7115 E ADOBE ST | MESA | AZ | 85207 | Maricopa | 2 | Open | 1991-01-01 | 12000 | Diesel | COMPARTMENT A | Double Walled | Fiberglass Reinforced Plastic | Pressure |  | Fiberglass Reinforced Plastic
0-008827 | CIRCLE K STORE #2709177 | 1264 N LITCHFIELD RD | GOODYEAR | AZ | 85395 | Maricopa | 3 | Open | 1995-10-18 | 20000 | Gasoline | COMPARTMENT A | Double Walled | Fiberglass Reinforced Plastic | Pressure | Double Walled | Fiberglass Reinforced Plastic
0-008827 | CIRCLE K STORE #2709177 | 1264 N LITCHFIELD RD | GOODYEAR | AZ | 85395 | Maricopa | 1 | Open | 1995-10-18 | 12000 | Diesel | COMPARTMENT A | Double Walled | Fiberglass Reinforced Plastic | Pressure | Double Walled | Fiberglass Reinforced Plastic
0-005789 | CIRCLE K STORE #2709151 | 13801 N TATUM BLVD | PHOENIX | AZ | 85032 | Maricopa | 4 | Open | 1987-09-24 | 10000 | Gasoline | COMPARTMENT A | Single Walled | Fiberglass Reinforced Plastic | Pressure | Single Walled | Fiberglass Reinforced Plastic
0-008518 | YUMA COUNTY WATER USERS ASSOCIATION | 3800 W COUNTY 15TH ST | SOMERTON | AZ | 85350 | Yuma | 4 | Open | 2018-08-02 | 12000 | Red Diesel | COMPARTMENT A | Double Walled | Fiberglass Reinforced Plastic | Pressure | Double Walled | Fiberglass Reinforced Plastic
0-006284 | ARIZONA RIVER RUNNERS | 6939 COLUMBINE BLVD | FLAGSTAFF | AZ | 86004 | Coconino | 3 | Open | 1992-04-01 | 2000 | Gasoline | COMPARTMENT A | Double Walled | Composite (Steel/Fiberglass) | Pressure |  | Fiberglass Reinforced Plastic
0-008123 | M & G CASA GRANDE LLC | 2245 E FLORENCE BLVD | CASA GRANDE | AZ | 85122 | Pinal | 3 | Open | 1992-12-01 | 10000 | Gasoline | COMPARTMENT A | Double Walled | Fiberglass Reinforced Plastic | Suction - Check Valve at the Tank Top | Double Walled | Fiberglass Reinforced Plastic
0-009722 | AJO CHEVRON | 2001 N AJO GILA BEND HWY | AJO | AZ | 85321 | Pima | 2 | Open | 1999-10-19 | 6000 | Diesel | COMPARTMENT B | Double Walled | Composite (Steel/Fiberglass) | Pressure | Double Walled | Flexible
0-009835 | CIRCLE K STORE #2706652 | 10989 E DYNAMITE BLVD | SCOTTSDALE | AZ | 85262 | Maricopa | 1 | Open | 2002-01-14 | 10000 | Diesel | COMPARTMENT A | Double Walled | Fiberglass Reinforced Plastic | Pressure | Double Walled | Fiberglass Reinforced Plastic
0-004380 | STOP BY #3 | 7865 N OVERFIELD RD | CASA GRANDE | AZ | 85194 | Pinal | 2 | Open | 1972-01-01 | 6000 | Gasoline | COMPARTMENT A |  | Fiberglass Reinforced Plastic | Pressure |  | Fiberglass Reinforced Plastic
0-009234 | JACKSONS ENERGY #6787 | 357 W FOREST MEADOWS ST | FLAGSTAFF | AZ | 86001 | Coconino | 2 | Open | 1997-12-29 | 10000 | Gasoline (PUL) | COMPARTMENT A | Double Walled | Composite (Steel/Fiberglass) | Pressure | Double Walled
0-009234 | JACKSONS ENERGY #6787 | 357 W FOREST MEADOWS ST | FLAGSTAFF | AZ | 86001 | Coconino | 2 | Open | 1997-12-29 | 10000 | Diesel | COMPARTMENT B | Double Walled | Composite (Steel/Fiberglass)
0-008149 | JR FOOD MART | 4636 N 12TH ST | PHOENIX | AZ | 85014 | Maricopa | 4 | Open | 2018-11-23 | 10000 | Gasoline (UL) | COMPARTMENT A | Double Walled | Fiberglass Reinforced Plastic | Pressure | Double Walled | Fiberglass Reinforced Plastic
0-005257 | JACKSONS ENERGY #6784 | 2295 E BUTLER AVE | FLAGSTAFF | AZ | 86004 | Coconino | 7 | Open | 2020-12-07 | 8000 | Diesel | COMPARTMENT A | Double Walled | Fiberglass Reinforced Plastic | Pressure | Double Walled | Flexible
0-003866 | CITY OF PHOENIX - GLENROSA SERVICE CENTER | 4020 W GLENROSA AVE | PHOENIX | AZ | 85019 | Maricopa | 19 | Open | 1991-01-01 | 1000 | Used Oil/Waste Oil | COMPARTMENT A | Double Walled | Fiberglass Reinforced Plastic | Gravity Feed | Double Walled | Fiberglass Reinforced Plastic
0-006494 | AMERICAN EXPRESS INFORMATION | 3151 W BEHREND DR | PHOENIX | AZ | 85027 | Maricopa | 1 | Open | 1988-11-08 | 30000 | Diesel | COMPARTMENT A | Single Walled | Fiberglass Reinforced Plastic
0-009781 | ARCO #6360 | 37 N MCQUEEN RD | GILBERT | AZ | 85233 | Maricopa | 1 | Open | 2001-03-22 | 10000 | Gasoline | COMPARTMENT A | Double Walled | Fiberglass Reinforced Plastic
0-009725 | VALERO #8039 | 7448 PAV WAY | PRESCOTT VALLEY | AZ | 86314 | Yavapai | 1 | Open | 2000-12-11 | 15000 | Gasoline | COMPARTMENT A | Double Walled | Fiberglass Reinforced Plastic | Pressure | Double Walled | Flexible
0-001663 | CANYON GENERAL | 7298 S HIGHWAY 92 | NICKSVILLE | AZ | 85615 | Cochise | 3 | Open | 1996-07-19 | 10000 | Gasoline | COMPARTMENT A | Double Walled | Composite (Steel/Fiberglass) | Pressure |  | Fiberglass Reinforced Plastic
0-004958 | R & D UNION | 4701 E 29TH ST | TUCSON | AZ | 85711 | Pima | 1 | Open | 1983-05-08 | 12000 | Gasoline | COMPARTMENT A | Double Walled | Fiberglass Reinforced Plastic | Pressure |  | Fiberglass Reinforced Plastic
0-007758 | TERRIBLE HERBST #180 | 1815 HIGHWAY 95 | BULLHEAD CITY | AZ | 86442 | Mohave | 11 | Open | 1993-08-01 | 4000 | Used Oil/Waste Oil | COMPARTMENT A | Double Walled | Fiberglass Reinforced Plastic | Suction - Check Valve at the Dispenser |  | Fiberglass Reinforced Plastic
0-009548 | SUPERPUMPER #9 | 21015 N CAVE CREEK RD | PHOENIX | AZ | 85024 | Maricopa | 1 | Open | 1999-08-01 | 20000 | Gasoline | COMPARTMENT A | Double Walled | Fiberglass Reinforced Plastic | Pressure | Double Walled | Fiberglass Reinforced Plastic
0-007212 | SPRING CREEK STORE #13 | 18749 N AZ HIGHWAY 188 | ROOSEVELT | AZ | 85545 | Gila | 5 | Open | 1994-03-01 | 10000 | Gasoline | COMPARTMENT A | Double Walled | Composite (Steel/Fiberglass) | Pressure | Double Walled | Flexible
0-006184 | GOOD 2 GO STORES #515 | 805 W US HIGHWAY 60 | SUPERIOR | AZ | 85173 | Pinal | 4 | Open | 1988-05-14 | 10000 | Diesel | COMPARTMENT A | Single Walled | Fiberglass Reinforced Plastic | Pressure | Single Walled | Fiberglass Reinforced Plastic
0-001895 | 76 STATION | 4102 N 27TH AVE | PHOENIX | AZ | 85017 | Maricopa | 4 | Open | 1998-09-21 | 15000 | Gasoline | COMPARTMENT A |  | Fiberglass Reinforced Plastic | Pressure | Double Walled | Fiberglass Reinforced Plastic
0-003228 | ADOT - YUMA SHOP | 2435 E GILA RIDGE RD | YUMA | AZ | 85365 | Yuma | 2 | Open | 1990-07-19 | 12000 | Diesel | COMPARTMENT A | Double Walled | Composite (Steel/Fiberglass) | Pressure | Double Walled | Fiberglass Reinforced Plastic
0-009526 | FLYING J TRAVEL PLAZA #611 | 6700 W LATHAM ST | PHOENIX | AZ | 85043 | Maricopa | 5 | Open | 1999-04-18 | 12000 | Gasoline | COMPARTMENT A | Double Walled | Fiberglass Reinforced Plastic | Pressure | Double Walled | Fiberglass Reinforced Plastic
0-001379 | CIRCLE K #2701202 | 2005 N POWER RD | MESA | AZ | 85215 | Maricopa | 4 | Open | 1997-12-08 | 15000 | Gasoline | COMPARTMENT A | Double Walled | Fiberglass Reinforced Plastic | Pressure | Double Walled | Fiberglass Reinforced Plastic
0-004257 | SPEEDWAY STORE #2949 | 2211 W US HIGHWAY 70 | THATCHER | AZ | 85552 | Graham | 6 | Open | 1992-04-03 | 10000 | Gasoline | COMPARTMENT A | Single Walled | Fiberglass Reinforced Plastic | Pressure | Double Walled | Fiberglass Reinforced Plastic
0-002075 | #1 FOOD STORE | 755 HIGHWAY 89A | CLARKDALE | AZ | 86324 | Yavapai | 5 | Open | 2019-06-04 | 7000 | Gasoline (PUL) | COMPARTMENT B | Double Walled | Fiberglass Reinforced Plastic | Pressure | Double Walled | Fiberglass Reinforced Plastic
0-000533 | ARCO #1411 | 4245 W BETHANY HOME RD | PHOENIX | AZ | 85019 | Maricopa | 7 | Open | 1990-12-01 | 10000 | Gasoline | COMPARTMENT A | Double Walled | Fiberglass Reinforced Plastic | Pressure | Double Walled | Fiberglass Reinforced Plastic
0-000533 | ARCO #1411 | 4245 W BETHANY HOME RD | PHOENIX | AZ | 85019 | Maricopa | 6 | Open | 1990-12-01 | 10000 | Gasoline | COMPARTMENT A | Double Walled | Fiberglass Reinforced Plastic | Pressure | Double Walled | Fiberglass Reinforced Plastic
0-003860 | CITY OF PHOENIX - UNION HILLS SERVICE CENTER | 138 E UNION HILLS DR | PHOENIX | AZ | 85024 | Maricopa | 13 | Open | 1992-01-01 | 12000 | Gasoline | COMPARTMENT A | Double Walled | Fiberglass Reinforced Plastic | Pressure | Double Walled | Fiberglass Reinforced Plastic
0-007711 | TOYOTA ARIZONA PROVING GROUND | 30700 W PATTON RD | WITTMANN | AZ | 85361 | Maricopa | 2 | Open | 1992-12-01 | 3000 | Gasoline | COMPARTMENT B | Double Walled | Fiberglass Reinforced Plastic | Pressure | Double Walled | Fiberglass Reinforced Plastic
0-006160 | CIRCLE K #5285 | 23447 S POWER RD | QUEEN CREEK | AZ | 85142 | Maricopa | 3 | Open | 1987-01-01 | 8000 | Gasoline | COMPARTMENT A | Single Walled | Fiberglass Reinforced Plastic | Pressure | Double Walled | Fiberglass Reinforced Plastic
0-001990 | SHELL #72 | 2401 E VAN BUREN ST | PHOENIX | AZ | 85008 | Maricopa | 7 | Open | 2020-02-17 | 6000 | Gasoline (PUL) | COMPARTMENT A | Double Walled | Fiberglass Reinforced Plastic
0-001385 | CIRCLE K #2701225 | 12301 W LOWER BUCKEYE RD | AVONDALE | AZ | 85323 | Maricopa | 6 | Open | 1995-01-25 | 10000 | Gasoline | COMPARTMENT A | Single Walled | Fiberglass Reinforced Plastic | Pressure | Single Walled | Fiberglass Reinforced Plastic
0-010629 | QUIKTRIP #426 | 19815 N 7TH ST | PHOENIX | AZ | 85024 | Maricopa | 1 | Open | 2017-12-13 | 10000 | Other | COMPARTMENT B | Double Walled | Fiberglass Reinforced Plastic | Pressure | Double Walled | Fiberglass Reinforced Plastic
0-002645 | CITY OF PHOENIX - MARYVALE PRECINCT | 6180 W ENCANTO BLVD | PHOENIX | AZ | 85035 | Maricopa | 2 | Open | 1989-09-11 | 12000 | Gasoline | COMPARTMENT A | Double Walled | Fiberglass Reinforced Plastic | Pressure | Double Walled | Fiberglass Reinforced Plastic
0-006396 | FRY'S FUEL #698 | 1311 E BELL RD | PHOENIX | AZ | 85022 | Maricopa | 7 | Open | 2016-03-10 | 8000 | Gasoline (PUL) | COMPARTMENT A | Double Walled | Fiberglass Reinforced Plastic | Pressure | Double Walled | Fiberglass Reinforced Plastic
0-005940 | CIRCLE K #2708870 | 3501 W LOWER BUCKEYE RD | PHOENIX | AZ | 85009 | Maricopa | 1 | Open | 1987-01-01 | 10000 | Gasoline | COMPARTMENT A | Double Walled | Fiberglass Reinforced Plastic | Pressure | Single Walled | Fiberglass Reinforced Plastic
0-005940 | CIRCLE K #2708870 | 3501 W LOWER BUCKEYE RD | PHOENIX | AZ | 85009 | Maricopa | 3 | Open | 1987-01-01 | 10000 | Gasoline | COMPARTMENT A | Double Walled | Fiberglass Reinforced Plastic | Pressure | Single Walled | Fiberglass Reinforced Plastic
0-004468 | SHAY MART #11 | 1825 S 4TH AVE | YUMA | AZ | 85364 | Yuma | 1 | Open | 1986-10-01 | 12000 | Gasoline | COMPARTMENT A | Double Walled | Fiberglass Reinforced Plastic | Pressure |  | Fiberglass Reinforced Plastic
0-008904 | CIRCLE K #2705303 | 26290 N TATUM BLVD | PHOENIX | AZ | 85050 | Maricopa | 2 | Open | 1996-01-30 | 10000 | Gasoline | COMPARTMENT A | Double Walled | Fiberglass Reinforced Plastic | Pressure | Double Walled | Fiberglass Reinforced Plastic
0-005889 | CIRCLE K #2701950 | 9040 S CENTRAL AVE | PHOENIX | AZ | 85042 | Maricopa | 1 | Open | 1986-01-01 | 10000 | Gasoline | COMPARTMENT A | Single Walled | Fiberglass Reinforced Plastic | Pressure | Single Walled | Fiberglass Reinforced Plastic
0-002142 | SPEEDI CAR WASH & FUEL | 915 S MILTON RD | FLAGSTAFF | AZ | 86001 | Coconino | 8 | Open | 2020-05-22 | 6000 | Diesel #2 | COMPARTMENT B | Double Walled | Fiberglass Reinforced Plastic | Pressure | Double Walled | Fiberglass Reinforced Plastic
0-002227 | HONEYWELL ENGINES - SYSTEMS & SERVICES | 111 S 34TH ST | PHOENIX | AZ | 85034 | Maricopa | 13 | Open | 1986-01-01 | 20000 | Jet Fuel | COMPARTMENT A | Double Walled | Fiberglass Reinforced Plastic | Pressure | Double Walled | Fiberglass Reinforced Plastic
0-002227 | HONEYWELL ENGINES - SYSTEMS & SERVICES | 111 S 34TH ST | PHOENIX | AZ | 85034 | Maricopa | 30 | Open | 2012-01-14 | 10000 | Jet Fuel | COMPARTMENT A | Double Walled | Fiberglass Reinforced Plastic | Pressure | Double Walled | Fiberglass Reinforced Plastic
0-001094 | CIRCLE K #2708771 | 1601 E INDIAN SCHOOL RD | PHOENIX | AZ | 85016 | Maricopa | 5 | Open | 1988-10-01 | 10000 | Gasoline | COMPARTMENT A | Double Walled | Fiberglass Reinforced Plastic | Pressure |  | Fiberglass Reinforced Plastic
0-005801 | GILLIGANS ON 69 LLC | 7849 E STATE ROUTE 69 | PRESCOTT VALLEY | AZ | 86314 | Yavapai | 2 | Open | 1989-02-27 | 12000 | Gasoline | COMPARTMENT A | Single Walled | Fiberglass Reinforced Plastic | Pressure |  | Fiberglass Reinforced Plastic
0-005801 | GILLIGANS ON 69 LLC | 7849 E STATE ROUTE 69 | PRESCOTT VALLEY | AZ | 86314 | Yavapai | 1 | Open | 1989-02-27 | 12000 | Gasoline | COMPARTMENT A | Single Walled | Fiberglass Reinforced Plastic | Pressure |  | Fiberglass Reinforced Plastic
0-001536 | SHELL #48 | 1673 W STATE ROUTE 260 | CAMP VERDE | AZ | 86322 | Yavapai | 6 | Open | 2020-09-04 | 8000 | Gasoline (PUL) | COMPARTMENT B | Double Walled | Fiberglass Reinforced Plastic | Pressure | Double Walled | Fiberglass Reinforced Plastic
0-001681 | WINSLOW CHEVRON | 2001 N PARK DR | WINSLOW | AZ | 86047 | Navajo | 1 | Open | 1982-01-01 | 10000 | Gasoline (PUL) | COMPARTMENT A | Single Walled | Asphalt coated or Bare Steel | Pressure |  | Fiberglass Reinforced Plastic
0-009855 | CIRCLE K #2703470 | 2382 N PINAL AVE | CASA GRANDE | AZ | 85122 | Pinal | 1 | Open | 2002-04-10 | 6000 | Diesel | COMPARTMENT B | Double Walled | Asphalt coated or Bare Steel | Pressure | Double Walled | Fiberglass Reinforced Plastic
0-000309 | ARCO #5522 | 1207 N 75TH AVE | PHOENIX | AZ | 85043 | Maricopa | 1 | Open | 1989-07-01 | 12000 | Gasoline | COMPARTMENT A | Double Walled | Fiberglass Reinforced Plastic | Pressure | Double Walled | Fiberglass Reinforced Plastic
0-001298 | CIRCLE K #745 | 300 E PATAGONIA HWY | NOGALES | AZ | 85621 | Santa Cruz | 3 | Open | 1995-11-01 | 10000 | Gasoline (UL) | COMPARTMENT A |  | Fiberglass Reinforced Plastic | Pressure | Double Walled | Fiberglass Reinforced Plastic
0-005465 | CIRCLE K #2928 | 2000 W AMERICAN AVE | ORACLE | AZ | 85623 | Pinal | 4 | Open | 1995-12-02 | 10000 | Diesel | COMPARTMENT A | Single Walled | Fiberglass Reinforced Plastic | Pressure | Double Walled | Fiberglass Reinforced Plastic
0-001319 | CIRCLE K #811 | 4875 S PARK AVE | TUCSON | AZ | 85714 | Pima | 4 | Open | 1995-10-27 | 10000 | Gasoline | COMPARTMENT A | Double Walled | Fiberglass Reinforced Plastic | Pressure | Double Walled | Fiberglass Reinforced Plastic
0-001267 | CIRCLE K #598 | 5050 W THUNDERBIRD RD | PHOENIX | AZ | 85306 | Maricopa | 2 | Open | 1981-01-01 | 10000 | Gasoline | COMPARTMENT A | Double Walled | Fiberglass Reinforced Plastic | Pressure |  | Fiberglass Reinforced Plastic
0-003877 | CITY OF PHOENIX - SOUTH TRANSIT FACILITY | 2225 W LOWER BUCKEYE RD | PHOENIX | AZ | 85009 | Maricopa | 25 | Open | 2016-09-30 | 4000 | Gasoline (UL) | COMPARTMENT A | Double Walled | Fiberglass Reinforced Plastic | Pressure | Double Walled | Fiberglass Reinforced Plastic
0-003877 | CITY OF PHOENIX - SOUTH TRANSIT FACILITY | 2225 W LOWER BUCKEYE RD | PHOENIX | AZ | 85009 | Maricopa | 30 | Open | 2016-02-01 | 3000 | New Oil | COMPARTMENT A | Double Walled | Fiberglass Reinforced Plastic | Suction - Check Valve at the Tank Top | Double Walled | Fiberglass Reinforced Plastic
0-003877 | CITY OF PHOENIX - SOUTH TRANSIT FACILITY | 2225 W LOWER BUCKEYE RD | PHOENIX | AZ | 85009 | Maricopa | 24 | Open | 2016-09-30 | 20000 | Diesel | COMPARTMENT A | Double Walled | Fiberglass Reinforced Plastic | Pressure | Double Walled | Fiberglass Reinforced Plastic
0-004565 | SMITHSONIAN INST II | 670 MT HOPKINS RD | AMADO | AZ | 85645 | Pima | 2 | Open | 1991-01-01 | 2500 | Diesel | COMPARTMENT A | Double Walled | Fiberglass Reinforced Plastic | Pressure | Double Walled | Fiberglass Reinforced Plastic
0-007772 | PAULDEN MINI MART & RV PARK | 23310 N STATE ROUTE 89 | PAULDEN | AZ | 86334 | Yavapai | 2 | Open | 1993-08-10 | 4000 | Diesel | COMPARTMENT A | Single Walled | Asphalt coated or Bare Steel | Pressure
0-005433 | CIRCLE K #2885 | 3618 W BUCKEYE RD | PHOENIX | AZ | 85009 | Maricopa | 9 | Open | 2005-02-07 | 20000 | Diesel | COMPARTMENT A | Double Walled | Fiberglass Reinforced Plastic | Pressure | Double Walled | Fiberglass Reinforced Plastic
0-005433 | CIRCLE K #2885 | 3618 W BUCKEYE RD | PHOENIX | AZ | 85009 | Maricopa | 10 | Open | 2005-02-07 | 20000 | Diesel | COMPARTMENT A | Double Walled | Fiberglass Reinforced Plastic | Pressure | Double Walled | Fiberglass Reinforced Plastic
0-009129 | ARCO AM/PM #81414 | 10001 S HARBOR AVE | MOHAVE VALLEY | AZ | 86440 | Mohave | 4 | Open | 1989-10-01 | 12000 | Diesel | COMPARTMENT A |  | Asphalt coated or Bare Steel | Pressure | Double Walled
0-001002 | CITY OF CHANDLER - AIRPORT | 1725 E RYAN RD | CHANDLER | AZ | 85286 | Maricopa | 4 | Open | 1976-01-01 | 10000 | Gasoline | COMPARTMENT A | Single Walled | Asphalt coated or Bare Steel | Pressure | Single Walled | Fiberglass Reinforced Plastic
0-006607 | SATNAM LLC MINIMARKET | 2308 GRAND AVE | PHOENIX | AZ | 85009 | Maricopa | 6 | Open | 2020-06-08 | 8000 | Gasoline (PUL) | COMPARTMENT A | Double Walled | Fiberglass Reinforced Plastic | Pressure | Double Walled | Fiberglass Reinforced Plastic
0-009124 | GOOD 2 GO #514 | 3160 N TOLTEC RD | ELOY | AZ | 85131 | Pinal | 2 | Open | 1997-02-20 | 15000 | Gasoline | COMPARTMENT A | Double Walled | Fiberglass Reinforced Plastic | Pressure | Double Walled | Fiberglass Reinforced Plastic
0-000522 | ARCO #5250 | 2740 W NORTHERN AVE | PHOENIX | AZ | 85051 | Maricopa | 7 | Open | 1988-01-01 | 12000 | Gasoline | COMPARTMENT A | Double Walled | Composite (Steel/Fiberglass) | Pressure | Double Walled | Fiberglass Reinforced Plastic
0-003253 | ONE STOP SERVICE CENTER | 6702 W INDIAN SCHOOL RD | PHOENIX | AZ | 85033 | Maricopa | 3 | Open | 1985-04-21 | 10000 | Gasoline | COMPARTMENT A | Single Walled | Fiberglass Reinforced Plastic | Pressure |  | Fiberglass Reinforced Plastic
0-001343 | CIRCLE K #916 | 2911 N GRAND AVE | NOGALES | AZ | 85621 | Santa Cruz | 4 | Open | 1995-10-05 | 10000 | Gasoline | COMPARTMENT A | Single Walled | Fiberglass Reinforced Plastic | Pressure | Double Walled | Fiberglass Reinforced Plastic
0-001187 | CIRCLE K #2700166 | 130 E SPEEDWAY BLVD | TUCSON | AZ | 85705 | Pima | 2 | Open | 1986-01-01 | 10000 | Gasoline (PUL) | COMPARTMENT A | Single Walled | Fiberglass Reinforced Plastic | Pressure | Single Walled | Fiberglass Reinforced Plastic
0-008914 | CIRCLE K #2705308 | 3435 W DEER VALLEY RD | PHOENIX | AZ | 85027 | Maricopa | 1 | Open | 1995-12-29 | 12000 | Gasoline | COMPARTMENT A | Double Walled | Fiberglass Reinforced Plastic | Pressure | Double Walled | Fiberglass Reinforced Plastic
0-009138 | FIREBIRD FUEL CO | 4333 W GLENROSA AVE | PHOENIX | AZ | 85031 | Maricopa | 3 | Open | 1997-05-01 | 8000 | Gasoline (UL) | COMPARTMENT A | Double Walled | Composite (Steel/Fiberglass) | Pressure | Double Walled | Fiberglass Reinforced Plastic
0-009585 | FIREBIRD FUEL CO #1792 | 1140 E BENSON HWY | TUCSON | AZ | 85713 | Pima | 4 | Open | 1999-09-01 | 15000 | Gasoline (UL) | COMPARTMENT A | Double Walled | Composite (Steel/Fiberglass) | Pressure | Double Walled | Fiberglass Reinforced Plastic
0-010094 | QUIKTRIP #422 | 8302 W BUCKEYE RD | TOLLESON | AZ | 85353 | Maricopa | 1 | Open | 2005-06-20 | 12000 | Gasoline | COMPARTMENT A | Double Walled | Fiberglass Reinforced Plastic | Pressure | Double Walled | Flexible
0-010094 | QUIKTRIP #422 | 8302 W BUCKEYE RD | TOLLESON | AZ | 85353 | Maricopa | 3 | Open | 2005-06-20 | 20000 | Gasoline | COMPARTMENT A | Double Walled | Fiberglass Reinforced Plastic | Pressure | Double Walled | Flexible
0-000876 | NEW EASY TRIP/SHELL STATION | 5059 W OLIVE AVE | GLENDALE | AZ | 85302 | Maricopa | 6 | Open | 1991-03-01 | 10000 | Gasoline | COMPARTMENT A | Double Walled | Fiberglass Reinforced Plastic | Pressure | Double Walled | Fiberglass Reinforced Plastic
0-000850 | SOMBRERO SHELL | 501 E MONROE AVE | BUCKEYE | AZ | 85326 | Maricopa | 8 | Open | 1989-01-01 | 500 | Used Oil/Waste Oil | COMPARTMENT A | Double Walled | Fiberglass Reinforced Plastic | Gravity Feed |  | Fiberglass Reinforced Plastic
0-005463 | SAMROSE MARKET | 5710 S CAMINO VERDE | TUCSON | AZ | 85757 | Pima | 4 | Open | 1998-02-04 | 6000 | Gasoline | COMPARTMENT B | Double Walled | Composite (Steel/Fiberglass) | Pressure | Double Walled
0-007786 | CIRCLE K #2706674 | 1791 KIOWA AVE | LAKE HAVASU CITY | AZ | 86403 | Mohave | 4 | Open | 1993-06-15 | 8000 | Diesel | COMPARTMENT A | Double Walled | Fiberglass Reinforced Plastic | Pressure | Double Walled | Fiberglass Reinforced Plastic
0-009738 | KJ'S CONVENIENT STOP | 15150 W AJO HWY | TUCSON | AZ | 85735 | Pima | 2 | Open | 2001-01-25 | 6000 | Gasoline | COMPARTMENT A | Double Walled | Asphalt coated or Bare Steel
0-007226 | SIMAR DEEP INVESTMENTS | 802 W SPEEDWAY BLVD | TUCSON | AZ | 85745 | Pima | 4 | Open | 1990-11-01 | 10000 | Gasoline | COMPARTMENT A | Double Walled | Fiberglass Reinforced Plastic | Pressure | Double Walled | Fiberglass Reinforced Plastic
0-005814 | ARCO #5435 | 406 N COUNTRY CLUB DR | MESA | AZ | 85201 | Maricopa | 2 | Open | 1987-01-01 | 12000 | Gasoline | COMPARTMENT A | Double Walled | Fiberglass Reinforced Plastic | Pressure |  | Fiberglass Reinforced Plastic
0-009189 | CIRCLE K STORE #2741614 | 10410 N LA CANADA DR | ORO VALLEY | AZ | 85737 | Pima | 1 | Open | 1997-11-04 | 15000 | Gasoline (UL) | COMPARTMENT A | Double Walled | Composite (Steel/Fiberglass) | Pressure | Double Walled | Fiberglass Reinforced Plastic
0-008834 | GPM #4598 | 7542 E SOUTHERN AVE | MESA | AZ | 85209 | Maricopa | 2 | Open | 1995-11-22 | 12000 | Gasoline | COMPARTMENT A | Double Walled | Fiberglass Reinforced Plastic | Pressure | Double Walled | Fiberglass Reinforced Plastic
0-001226 | CIRCLE K #2700419 | 1302 S 1ST AVE | SAFFORD | AZ | 85546 | Graham | 1 | Open | 1982-01-01 | 10000 | Gasoline (PUL) | COMPARTMENT A | Single Walled | Fiberglass Reinforced Plastic | Pressure | Single Walled | Fiberglass Reinforced Plastic
0-001226 | CIRCLE K #2700419 | 1302 S 1ST AVE | SAFFORD | AZ | 85546 | Graham | 3 | Open | 1982-01-01 | 10000 | Gasoline (UL) | COMPARTMENT A | Single Walled | Fiberglass Reinforced Plastic | Pressure | Single Walled | Fiberglass Reinforced Plastic
0-004551 | CIRCLE K #2701897 | 5845 W MCDOWELL RD | PHOENIX | AZ | 85035 | Maricopa | 2 | Open | 1986-01-01 | 10000 | Gasoline | COMPARTMENT A | Single Walled | Fiberglass Reinforced Plastic | Pressure | Single Walled | Fiberglass Reinforced Plastic
0-001534 | CIRCLE K #2701968 | 4305 S 19TH AVE | PHOENIX | AZ | 85041 | Maricopa | 3 | Open | 1986-01-01 | 10000 | Gasoline | COMPARTMENT A | Double Walled | Fiberglass Reinforced Plastic | Pressure |  | Fiberglass Reinforced Plastic
0-006583 | HOLBROOK CHEVRON | 950 NAVAJO BLVD | HOLBROOK | AZ | 86025 | Navajo | 2 | Open | 1988-12-19 | 12000 | Gasoline (UL) | COMPARTMENT A | Single Walled | Fiberglass Reinforced Plastic | Pressure |  | Fiberglass Reinforced Plastic
0-005054 | CIRCLE K STORE #2709164 | 4001 E CHANDLER BLVD | PHOENIX | AZ | 85048 | Maricopa | 2 | Open | 1989-06-28 | 10000 | Gasoline | COMPARTMENT A | Double Walled | Fiberglass Reinforced Plastic | Pressure |  | Fiberglass Reinforced Plastic
0-008871 | CIRCLE K STORE #2709179 | 1203 S POWER RD | MESA | AZ | 85206 | Maricopa | 1 | Open | 1995-01-01 | 20000 | Gasoline | COMPARTMENT A | Double Walled | Fiberglass Reinforced Plastic | Pressure | Double Walled | Fiberglass Reinforced Plastic
0-006253 | SPEEDWAY STORE #2998 | 2750 S KOLB RD | TUCSON | AZ | 85730 | Pima | 2 | Open | 1988-07-14 | 10000 | Gasoline | COMPARTMENT A | Double Walled | Composite (Steel/Fiberglass) | Pressure |  | Fiberglass Reinforced Plastic
0-001399 | CIRCLE K #2701347 | 4502 N 19TH AVE | PHOENIX | AZ | 85015 | Maricopa | 6 | Open | 2004-07-22 | 15000 | Gasoline | COMPARTMENT A | Double Walled | Fiberglass Reinforced Plastic | Pressure |  | Fiberglass Reinforced Plastic
0-009561 | CGI TECHNOLOGIES AND SOLUTIONS | 10007 S 51ST ST | PHOENIX | AZ | 85044 | Maricopa | 1 | Open | 1989-03-01 | 10000 | Diesel | COMPARTMENT A | Double Walled | Fiberglass Reinforced Plastic | Suction - Check Valve at the Tank Top |  | Fiberglass Reinforced Plastic
0-010602 | WALMART #4203 | 5210 S HWY 95 | MOHAVE VALLEY | AZ | 86426 | Mohave | 2 | Open | 2017-02-15 | 8000 | Gasoline (PUL) | COMPARTMENT A | Double Walled | Fiberglass Reinforced Plastic | Pressure | Double Walled | Fiberglass Reinforced Plastic
0-000593 | AURA INC/NOAO | 950 N CHERRY AVE | TUCSON | AZ | 85721 | Pima | 4 | Open | 1990-03-13 | 4000 | Gasoline | COMPARTMENT A |  | Composite (Steel/Fiberglass) | Pressure |  | Fiberglass Reinforced Plastic
0-005010 | UPS PHOENIX HUB | 3150 N 31ST AVE | PHOENIX | AZ | 85017 | Maricopa | 11 | Open | 1990-01-01 | 20000 | Gasoline | COMPARTMENT A | Double Walled | Fiberglass Reinforced Plastic | Pressure | Double Walled | Fiberglass Reinforced Plastic
0-000148 | CIRCLE K #8834 | 13549 E CHANDLER BLVD | CHANDLER | AZ | 85225 | Maricopa | 2 | Open | 1987-01-01 | 10000 | Gasoline | COMPARTMENT A | Double Walled | Fiberglass Reinforced Plastic | Pressure | Single Walled | Fiberglass Reinforced Plastic
0-009695 | CIRCLE K #2706357 | 1850 S STAPLEY DR | MESA | AZ | 85204 | Maricopa | 3 | Open | 2000-06-12 | 10000 | Gasoline | COMPARTMENT A | Double Walled | Fiberglass Reinforced Plastic | Pressure | Double Walled | Flexible
0-001377 | CIRCLE K #2701198 | 721 N 195TH AVE | BUCKEYE | AZ | 85326 | Maricopa | 5 | Open | 2002-11-11 | 15000 | Gasoline | COMPARTMENT A | Double Walled | Fiberglass Reinforced Plastic | Pressure | Double Walled | Fiberglass Reinforced Plastic
0-010049 | PARK PLACE TRAVEL CENTER | 185 N RIGGLES RD | QUARTZSITE | AZ | 85346 | La Paz | 2 | Open | 2005-01-06 | 15000 | Gasoline | COMPARTMENT A | Double Walled | Fiberglass Reinforced Plastic | Pressure | Double Walled | Flexible
0-010049 | PARK PLACE TRAVEL CENTER | 185 N RIGGLES RD | QUARTZSITE | AZ | 85346 | La Paz | 1 | Open | 2005-01-06 | 8000 | Gasoline | COMPARTMENT B | Double Walled | Fiberglass Reinforced Plastic | Pressure | Double Walled | Flexible
0-002092 | ROSS AVIATION | 14700 N AIRPORT DR | SCOTTSDALE | AZ | 85260 | Maricopa | 2 | Open | 1983-01-01 | 20000 | Jet Fuel | COMPARTMENT A |  | Fiberglass Reinforced Plastic | Suction - Check Valve at the Tank Top | Double Walled | Fiberglass Reinforced Plastic
0-010008 | COUNTRY CLUB CHEVRON | 414 W GUADALUPE RD | MESA | AZ | 85210 | Maricopa | 1 | Open | 1998-01-01 | 10000 | Gasoline | COMPARTMENT A |  | Fiberglass Reinforced Plastic
0-010424 | QUIKTRIP #1487 | 10230 E GOLF LINKS RD | TUCSON | AZ | 85730 | Pima | 3 | Open | 2011-06-23 | 12000 | Gasoline | COMPARTMENT A | Double Walled | Fiberglass Reinforced Plastic | Pressure | Double Walled | Fiberglass Reinforced Plastic
0-005706 | JACKSONS ENERGY #6796 | 4127 N 411TH AVE | TONOPAH | AZ | 85354 | Maricopa | 5 | Open | 2013-12-27 | 14000 | Gasoline (UL) | COMPARTMENT B | Double Walled | Polyethylene Jacketed Steel | Pressure | Double Walled | Fiberglass Reinforced Plastic
0-005706 | JACKSONS ENERGY #6796 | 4127 N 411TH AVE | TONOPAH | AZ | 85354 | Maricopa | 1 | Open | 1980-01-01 | 12000 | Diesel | COMPARTMENT A | Single Walled | Asphalt coated or Bare Steel | Pressure |  | Fiberglass Reinforced Plastic
0-010437 | QUIKTRIP #1408 | 2250 E THOMAS RD | PHOENIX | AZ | 85016 | Maricopa | 3 | Open | 2011-09-27 | 12000 | Gasoline | COMPARTMENT A | Double Walled | Fiberglass Reinforced Plastic | Pressure | Double Walled | Fiberglass Reinforced Plastic
0-010437 | QUIKTRIP #1408 | 2250 E THOMAS RD | PHOENIX | AZ | 85016 | Maricopa | 1 | Open | 2011-09-27 | 20000 | Gasoline | COMPARTMENT A | Double Walled | Fiberglass Reinforced Plastic | Pressure | Double Walled | Fiberglass Reinforced Plastic
0-009808 | PILOT TRAVEL CENTER #459 | 900 N 99TH AVE | AVONDALE | AZ | 85323 | Maricopa | 1 | Open | 2001-10-04 | 12000 | Gasoline | COMPARTMENT B | Double Walled | Composite (Steel/Fiberglass) | Pressure | Double Walled | Fiberglass Reinforced Plastic
0-009808 | PILOT TRAVEL CENTER #459 | 900 N 99TH AVE | AVONDALE | AZ | 85323 | Maricopa | 2 | Open | 2001-10-04 | 20000 | Gasoline | COMPARTMENT A | Double Walled | Fiberglass Reinforced Plastic | Pressure | Double Walled | Fiberglass Reinforced Plastic
0-003556 | CLOVER HILL SERVICE | 2590 W ROUTE 66 | WILLIAMS | AZ | 86046 | Coconino | 5 | Open | 1990-02-01 | 10000 | Gasoline | COMPARTMENT A | Double Walled | Composite (Steel/Fiberglass) | Pressure | Single Walled | Fiberglass Reinforced Plastic
0-001348 | CIRCLE K #2700990 | 29105 HWY 80 | WELLTON | AZ | 85356 | Yuma | 3 | Open | 1985-01-01 | 10000 | Gasoline (UL) | COMPARTMENT A | Single Walled | Fiberglass Reinforced Plastic | Pressure |  | Fiberglass Reinforced Plastic
0-001435 | CIRCLE K #2701572 | 904 W BROADWAY RD | TEMPE | AZ | 85282 | Maricopa | 3 | Open | 1986-01-01 | 10000 | Gasoline | COMPARTMENT A | Double Walled | Fiberglass Reinforced Plastic | Pressure | Single Walled | Fiberglass Reinforced Plastic
0-001496 | CIRCLE K #2701843 | 10 E BUCKEYE RD | PHOENIX | AZ | 85004 | Maricopa | 3 | Open | 1985-01-01 | 10000 | Gasoline | COMPARTMENT A | Double Walled | Fiberglass Reinforced Plastic | Pressure |  | Fiberglass Reinforced Plastic
0-001496 | CIRCLE K #2701843 | 10 E BUCKEYE RD | PHOENIX | AZ | 85004 | Maricopa | 2 | Open | 1985-01-01 | 10000 | Gasoline | COMPARTMENT A | Double Walled | Fiberglass Reinforced Plastic | Pressure |  | Fiberglass Reinforced Plastic
0-000430 | CIRCLE K #2708596 | 1602 E WASHINGTON ST | PHOENIX | AZ | 85034 | Maricopa | 2 | Open | 1987-01-01 | 10000 | Gasoline | COMPARTMENT A | Double Walled | Fiberglass Reinforced Plastic | Pressure |  | Fiberglass Reinforced Plastic
0-001664 | CIRCLE K #2701944 | 3031 E 22ND ST | TUCSON | AZ | 85713 | Pima | 2 | Open | 1985-01-01 | 10000 | Gasoline | COMPARTMENT A | Single Walled | Fiberglass Reinforced Plastic | Pressure |  | Fiberglass Reinforced Plastic
0-001535 | CIRCLE K #2701974 | 2402 E MCDOWELL RD | PHOENIX | AZ | 85008 | Maricopa | 6 | Open | 2020-04-10 | 12000 | Diesel | COMPARTMENT A | Double Walled | Fiberglass Reinforced Plastic
0-004563 | CIRCLE K #2701997 | 1581 MAINLINE RD | HEBER | AZ | 85928 | Navajo | 3 | Open | 1986-07-13 | 10000 | Gasoline (UL) | COMPARTMENT A | Single Walled | Fiberglass Reinforced Plastic | Pressure | Single Walled | Fiberglass Reinforced Plastic
0-003902 | WINONA TRADING POST | 13644 TOWNSEND WINONA RD | FLAGSTAFF | AZ | 86004 | Coconino | 8 | Open | 2020-01-30 | 12000 | Gasoline (UL) | COMPARTMENT A | Double Walled | Fiberglass Reinforced Plastic | Pressure
0-007264 | CITY OF PHOENIX - FIRE STATION #1 | 323 N 4TH AVE | PHOENIX | AZ | 85003 | Maricopa | 1 | Open | 1992-02-03 | 1000 | Diesel | COMPARTMENT A | Double Walled | Fiberglass Reinforced Plastic | Pressure | Double Walled | Fiberglass Reinforced Plastic
0-002796 | SPEEDWAY STORE #2989 | 2946 W US HIGHWAY 70 | THATCHER | AZ | 85552 | Graham | 6 | Open | 2006-06-30 | 8000 | Diesel | COMPARTMENT B | Double Walled | Composite (Steel/Fiberglass) | Pressure | Double Walled | Fiberglass Reinforced Plastic
0-010516 | QUIKTRIP #446 | 550 N DYSART RD | GOODYEAR | AZ | 85338 | Maricopa | 1 | Open | 2014-11-24 | 10000 | Diesel | COMPARTMENT A | Double Walled | Fiberglass Reinforced Plastic | Pressure | Double Walled | Fiberglass Reinforced Plastic
0-010001 | QUIKTRIP #448 | 9910 W CAMELBACK RD | PHOENIX | AZ | 85037 | Maricopa | 4 | Open | 2017-09-29 | 12000 | Diesel #2 | COMPARTMENT A | Double Walled | Fiberglass Reinforced Plastic | Pressure | Double Walled | Flexible
0-010001 | QUIKTRIP #448 | 9910 W CAMELBACK RD | PHOENIX | AZ | 85037 | Maricopa | 4 | Open | 2017-09-29 | 10000 | Other | COMPARTMENT B | Double Walled | Fiberglass Reinforced Plastic | Pressure | Double Walled | Flexible
0-010471 | CHEVRON FOOD MART | 3160 E CHANDLER HEIGHTS RD | GILBERT | AZ | 85298 | Maricopa | 2 | Open | 2013-02-01 | 15000 | Gasoline | COMPARTMENT A | Double Walled | Fiberglass Reinforced Plastic | Pressure | Double Walled | Fiberglass Reinforced Plastic
0-002280 | GLENDALE UNION HIGH SCHOOL DISTRICT | 7650 N 43RD AVE | GLENDALE | AZ | 85301 | Maricopa | 4 | Open | 1990-01-01 | 12000 | Gasoline | COMPARTMENT A | Double Walled | Fiberglass Reinforced Plastic | Pressure | Double Walled | Fiberglass Reinforced Plastic
0-002280 | GLENDALE UNION HIGH SCHOOL DISTRICT | 7650 N 43RD AVE | GLENDALE | AZ | 85301 | Maricopa | 5 | Open | 1990-01-01 | 12000 | Diesel | COMPARTMENT A | Double Walled | Fiberglass Reinforced Plastic | Pressure | Double Walled | Fiberglass Reinforced Plastic
0-006793 | JACKSONS #808 | 12020 N TATUM BLVD | PHOENIX | AZ | 85028 | Maricopa | 1 | Open | 1990-01-01 | 20000 | Gasoline | COMPARTMENT A | Double Walled | Fiberglass Reinforced Plastic | Pressure | Double Walled | Fiberglass Reinforced Plastic
0-003569 | ASH FORK QUICK LUBE | 56 W LEWIS AVE | ASH FORK | AZ | 86320 | Yavapai | 1 | Open | 1989-04-30 | 6000 | Gasoline (PUL) | COMPARTMENT A | Single Walled | Asphalt coated or Bare Steel | Pressure | Single Walled | Fiberglass Reinforced Plastic
0-010129 | SKY HARBOR AIRPORT - INDEPENDENT OPERATOR PREMISES WEST | 1620 E RENTAL CAR WAY | PHOENIX | AZ | 85034 | Maricopa | 1 | Open | 2006-01-12 | 12000 | Gasoline | COMPARTMENT A | Double Walled | Fiberglass Reinforced Plastic | Pressure | Double Walled | Fiberglass Reinforced Plastic
0-002636 | QUICK AND EASY SHELL | 7602 S MCCLINTOCK DR | TEMPE | AZ | 85284 | Maricopa | 4 | Open | 1988-10-13 | 10000 | Diesel | COMPARTMENT A | Single Walled | Fiberglass Reinforced Plastic | Pressure |  | Fiberglass Reinforced Plastic
0-010330 | FRYS FUEL CENTER #617 | 2727 W BELL RD | PHOENIX | AZ | 85053 | Maricopa | 2 | Open | 2009-11-01 | 8000 | Gasoline | COMPARTMENT A | Double Walled | Fiberglass Reinforced Plastic | Pressure |  | Flexible
0-009749 | SAFEWAY FUEL - SHOW LOW | 900 W DEUCE OF CLUBS | SHOW LOW | AZ | 85901 | Navajo | 2 | Open | 2000-12-08 | 20000 | Gasoline | COMPARTMENT A | Double Walled | Composite (Steel/Fiberglass) | Pressure | Double Walled | Fiberglass Reinforced Plastic
0-008472 | ARCO AM/PM #5925 | 1150 W BASELINE RD | MESA | AZ | 85210 | Maricopa | 1 | Open | 1993-12-01 | 10000 | Gasoline | COMPARTMENT A | Double Walled | Fiberglass Reinforced Plastic | Pressure | Double Walled | Fiberglass Reinforced Plastic
0-008472 | ARCO AM/PM #5925 | 1150 W BASELINE RD | MESA | AZ | 85210 | Maricopa | 2 | Open | 1993-12-01 | 10000 | Gasoline | COMPARTMENT A | Double Walled | Fiberglass Reinforced Plastic | Pressure | Double Walled | Fiberglass Reinforced Plastic
0-010560 | FOOTHILLS MINI MART | 12870 S FOOTHILLS BLVD | YUMA | AZ | 85367 | Yuma | 1 | Open | 2001-08-01 | 20000 | Gasoline (UL) | COMPARTMENT A | Double Walled | Fiberglass Reinforced Plastic | Pressure | Double Walled | Flexible
0-006497 | FRY'S #107 | 2380 S 4TH AVE | YUMA | AZ | 85364 | Yuma | 5 | Open | 2013-06-13 | 8000 | Gasoline (PUL) | COMPARTMENT A | Double Walled | Fiberglass Reinforced Plastic | Pressure | Double Walled | Flexible
0-010579 | CIRCLE K STORE #2703473 | 1541 N ARIZONA BLVD | COOLIDGE | AZ | 85128 | Pinal | 1 | Open | 2016-10-11 | 20000 | Gasoline (UL) | COMPARTMENT A | Double Walled | Fiberglass Reinforced Plastic | Pressure | Double Walled | Fiberglass Reinforced Plastic
0-010579 | CIRCLE K STORE #2703473 | 1541 N ARIZONA BLVD | COOLIDGE | AZ | 85128 | Pinal | 2 | Open | 2016-10-11 | 12000 | Gasoline (PUL) | COMPARTMENT A | Double Walled | Fiberglass Reinforced Plastic | Pressure | Double Walled | Fiberglass Reinforced Plastic
0-009909 | TERRIBLE HERBST #233 | 14768 S HIGHWAY 95 | LAKE HAVASU CITY | AZ | 86404 | Mohave | 3 | Open | 2002-10-22 | 10000 | Gasoline | COMPARTMENT A | Double Walled | Fiberglass Reinforced Plastic | Pressure | Double Walled | Flexible
0-009733 | CAVE CREEK SHELL & CARLS JR | 31414 N CAVE CREEK RD | PHOENIX | AZ | 85331 | Maricopa | 2 | Open | 2000-09-01 | 20000 | Gasoline | COMPARTMENT A | Double Walled | Fiberglass Reinforced Plastic | Pressure | Double Walled | Fiberglass Reinforced Plastic
0-010418 | YAVAPAI COUNTY FLEET MANAGEMENT | 1100 COMMERCE DR | PRESCOTT | AZ | 86305 | Yavapai | 1 | Open | 2011-04-07 | 10000 | Gasoline | COMPARTMENT A | Double Walled | Fiberglass Reinforced Plastic | Pressure | Double Walled | Fiberglass Reinforced Plastic
0-004023 | JACKSONS ENERGY #6798 | 3713 HIGHWAY 95 | BULLHEAD CITY | AZ | 86442 | Mohave | 1 | Open | 1986-04-01 | 12000 | Gasoline (PUL) | COMPARTMENT A | Double Walled | Composite (Steel/Fiberglass) | Pressure |  | Fiberglass Reinforced Plastic
0-009642 | CIRCLE K STORE #2706640 | 620 E CAREFREE HWY | PHOENIX | AZ | 85085 | Maricopa | 1 | Open | 1999-04-23 | 15000 | Gasoline | COMPARTMENT A | Double Walled | Asphalt coated or Bare Steel | Pressure | Double Walled | Fiberglass Reinforced Plastic
0-002526 | MCNEECE MART #21 | 796 S 4TH AVE | YUMA | AZ | 85364 | Yuma | 5 | Open | 1992-10-01 | 12000 | Gasoline | COMPARTMENT A | Single Walled | Asphalt coated or Bare Steel | Pressure | Double Walled | Fiberglass Reinforced Plastic
0-002526 | MCNEECE MART #21 | 796 S 4TH AVE | YUMA | AZ | 85364 | Yuma | 6 | Open | 1992-10-01 | 12000 | Diesel | COMPARTMENT A | Single Walled | Asphalt coated or Bare Steel | Pressure | Double Walled | Fiberglass Reinforced Plastic
0-010225 | FRYS FUEL CENTER #34 | 7770 E SPEEDWAY BLVD | TUCSON | AZ | 85710 | Pima | 2 | Open | 2008-02-27 | 20000 | Gasoline | COMPARTMENT A | Double Walled | Fiberglass Reinforced Plastic | Pressure | Double Walled | Flexible
0-009578 | SPEEDWAY STORE #2986 | 10505 N ORACLE RD | ORO VALLEY | AZ | 85737 | Pima | 2 | Open | 1999-09-09 | 12000 | Gasoline | COMPARTMENT A | Double Walled | Fiberglass Reinforced Plastic | Pressure | Double Walled | Fiberglass Reinforced Plastic
0-002269 | CITY OF GLENDALE - FIRE STATION #153 | 14061 N 59TH AVE | GLENDALE | AZ | 85306 | Maricopa | 7 | Open | 2019-11-05 | 12000 | Gasoline (UL) | COMPARTMENT A | Double Walled | Fiberglass Reinforced Plastic
0-005755 | LAKE HAVASU MAVERIK STORE #201 | 2197 MCCULLOCH BLVD N | LAKE HAVASU CITY | AZ | 86403 | Mohave | 4 | Open | 2015-10-21 | 12000 | Gasoline | COMPARTMENT A | Double Walled | Fiberglass Reinforced Plastic | Pressure | Double Walled | Flexible
0-004688 | QUIKTRIP #447 | 5957 E MCDOWELL RD | MESA | AZ | 85215 | Maricopa | 7 | Open | 2016-03-21 | 12000 | Diesel | COMPARTMENT A | Double Walled | Fiberglass Reinforced Plastic | Pressure | Double Walled | Flexible
0-010687 | COSTCO SURPRISE #1375 |  | SURPRISE |  |  | Maricopa | 4 | Open | 2020-08-05 | 1500 | Fuel Additive | COMPARTMENT A | Double Walled | Fiberglass Reinforced Plastic | Pressure | Double Walled | Fiberglass Reinforced Plastic
0-010258 | QUIKTRIP #499 | 20530 N JOHN WAYNE PKWY | MARICOPA | AZ | 85139 | Pinal | 2 | Open | 2008-05-09 | 20000 | Gasoline | COMPARTMENT A | Double Walled | Fiberglass Reinforced Plastic | Pressure | Double Walled | Fiberglass Reinforced Plastic
0-000315 | VIJA TRUCK STOP | 52745 W I-8 FRONTAGE RD | STANFIELD | AZ | 85139 | Pinal | 6 | Open | 1988-10-01 | 10000 | Gasoline | COMPARTMENT A | Double Walled | Fiberglass Reinforced Plastic | Pressure |  | Fiberglass Reinforced Plastic
0-010294 | FRYS FUEL CENTER #21 | 695 E GRANT RD | TUCSON | AZ | 85705 | Pima | 2 | Open | 2009-02-12 | 10000 | Gasoline | COMPARTMENT B | Double Walled | Fiberglass Reinforced Plastic | Pressure | Double Walled | Flexible
0-010325 | QUIKTRIP #493 | 3445 W BASELINE RD | PHOENIX | AZ | 85339 | Maricopa | 2 | Open | 2009-09-03 | 20000 | Gasoline | COMPARTMENT A | Double Walled | Fiberglass Reinforced Plastic | Pressure | Double Walled | Fiberglass Reinforced Plastic
0-010371 | FRYS FUEL CENTER #109 | 2115 HIGHWAY 60 | MIAMI | AZ | 85539 | Gila | 2 | Open | 2010-03-12 | 8000 | Gasoline | COMPARTMENT A | Double Walled | Fiberglass Reinforced Plastic | Pressure | Double Walled | Flexible
0-010371 | FRYS FUEL CENTER #109 | 2115 HIGHWAY 60 | MIAMI | AZ | 85539 | Gila | 1 | Open | 2010-03-12 | 20000 | Gasoline | COMPARTMENT A | Double Walled | Fiberglass Reinforced Plastic | Pressure | Double Walled | Flexible
0-010331 | QUIKTRIP #1452 | 5151 E SPEEDWAY BLVD | TUCSON | AZ | 85712 | Pima | 3 | Open | 2009-10-01 | 12000 | Gasoline | COMPARTMENT A | Double Walled | Fiberglass Reinforced Plastic | Pressure | Double Walled | Fiberglass Reinforced Plastic
0-008014 | CIRCLE K #5294 | 755 W WARNER RD | GILBERT | AZ | 85233 | Maricopa | 3 | Open | 1991-07-01 | 10000 | Gasoline | COMPARTMENT A | Single Walled | Fiberglass Reinforced Plastic | Pressure | Single Walled | Fiberglass Reinforced Plastic
0-000566 | AT&T - MESA FACILITY | 1301 W UNIVERSITY DR | MESA | AZ | 85201 | Maricopa | 3 | Open | 1998-01-12 | 20000 | Diesel | COMPARTMENT A | Double Walled | Composite (Steel/Fiberglass) | Suction - Check Valve at the Tank Top | Double Walled
0-000885 | SPEEDY MARKET | 1510 S COUNTRY CLUB DR | MESA | AZ | 85210 | Maricopa | 10 | Open | 1994-01-13 | 12000 | Gasoline | COMPARTMENT A | Single Walled | Fiberglass Reinforced Plastic | Pressure |  | Fiberglass Reinforced Plastic
0-000885 | SPEEDY MARKET | 1510 S COUNTRY CLUB DR | MESA | AZ | 85210 | Maricopa | 11 | Open | 1994-01-13 | 12000 | Gasoline | COMPARTMENT A | Single Walled | Fiberglass Reinforced Plastic | Pressure |  | Fiberglass Reinforced Plastic
0-000259 | ADOT - SAFFORD MAINTENANCE | 3268 S US HIGHWAY 191 | SAFFORD | AZ | 85546 | Graham | 1 | Open | 1981-01-01 | 12000 | Gasoline | COMPARTMENT A | Single Walled | Fiberglass Reinforced Plastic | Suction - Check Valve at the Dispenser | Double Walled | Flexible
0-001114 | SPEEDSMART #117 | 1951 E BROWN RD | MESA | AZ | 85203 | Maricopa | 6 | Open | 2000-09-11 | 8000 | Gasoline | COMPARTMENT A | Double Walled | Fiberglass Reinforced Plastic | Pressure | Double Walled | Fiberglass Reinforced Plastic
0-001335 | CIRCLE K #2700853 | 307 N HIGHWAY 77 | MAMMOTH | AZ | 85618 | Pinal | 5 | Open | 1995-12-08 | 10000 | Gasoline (PUL) | COMPARTMENT A |  | Fiberglass Reinforced Plastic | Pressure | Double Walled | Fiberglass Reinforced Plastic
0-001229 | CIRCLE K #424 | 2483 E WHITE MOUNTAIN BLVD | PINETOP-LAKESIDE | AZ | 85935 | Navajo | 6 | Open | 1995-03-28 | 10000 | Gasoline | COMPARTMENT A | Double Walled | Fiberglass Reinforced Plastic | Pressure | Double Walled | Fiberglass Reinforced Plastic
0-008521 | GPM #4595 | 4305 E RAY RD | PHOENIX | AZ | 85044 | Maricopa | 1 | Open | 1994-01-12 | 12000 | Gasoline | COMPARTMENT A | Double Walled | Fiberglass Reinforced Plastic | Pressure | Double Walled | Fiberglass Reinforced Plastic
0-004555 | CIRCLE K #2708829 | 2041 W VAN BUREN ST | PHOENIX | AZ | 85009 | Maricopa | 3 | Open | 1987-05-01 | 10000 | Gasoline (UL) | COMPARTMENT A | Single Walled | Fiberglass Reinforced Plastic | Pressure | Single Walled | Fiberglass Reinforced Plastic
0-002475 | CIRCLE K #2708869 | 4160 N 1ST AVE | TUCSON | AZ | 85719 | Pima | 3 | Open | 1987-01-01 | 10000 | Gasoline | COMPARTMENT A | Single Walled | Fiberglass Reinforced Plastic | Pressure |  | Fiberglass Reinforced Plastic
0-009942 | SAM?S CLUB 6241 | 15255 N NORTHSIGHT BLVD | SCOTTSDALE | AZ | 85260 | Maricopa | 3 | Open | 2003-02-28 | 20000 | Gasoline (UL) | COMPARTMENT A | Double Walled | Fiberglass Reinforced Plastic | Pressure | Double Walled | Flexible
0-004028 | FLYING J TRAVEL PLAZA #610 | 3300 E ANDY DEVINE AVE | KINGMAN | AZ | 86401 | Mohave | 11 | Open | 1989-01-01 | 20000 | Diesel | COMPARTMENT A | Single Walled | Fiberglass Reinforced Plastic | Pressure |  | Fiberglass Reinforced Plastic
0-004028 | FLYING J TRAVEL PLAZA #610 | 3300 E ANDY DEVINE AVE | KINGMAN | AZ | 86401 | Mohave | 12 | Open | 1989-01-01 | 20000 | Diesel | COMPARTMENT A | Single Walled | Fiberglass Reinforced Plastic | Pressure |  | Fiberglass Reinforced Plastic
0-009557 | CIRCLE K STORE #2706655 | 20207 N 59TH AVE | GLENDALE | AZ | 85308 | Maricopa | 2 | Open | 1999-07-01 | 12000 | Gasoline | COMPARTMENT A | Double Walled | Fiberglass Reinforced Plastic | Pressure | Double Walled | Fiberglass Reinforced Plastic
0-004735 | CHEVRON - MARANA CHEVRON | 13960 N SANDARIO RD | MARANA | AZ | 85653 | Pima | 4 | Open | 1991-09-01 | 5000 | Gasoline | COMPARTMENT A | Double Walled | Composite (Steel/Fiberglass) | Pressure |  | Fiberglass Reinforced Plastic
0-006210 | FLYING J TRAVEL PLAZA #609 | 16189 S SUNSHINE BLVD | ELOY | AZ | 85131 | Pinal | 1 | Open | 1988-01-01 | 20000 | Diesel | COMPARTMENT A | Single Walled | Fiberglass Reinforced Plastic | Pressure |  | Fiberglass Reinforced Plastic
0-006210 | FLYING J TRAVEL PLAZA #609 | 16189 S SUNSHINE BLVD | ELOY | AZ | 85131 | Pinal | 2 | Open | 1988-01-01 | 20000 | Diesel | COMPARTMENT A | Single Walled | Fiberglass Reinforced Plastic | Pressure |  | Fiberglass Reinforced Plastic
0-002498 | HIDDEN SHORES RV VILLAGE - GAS STATION | 10300 IMPERIAL DAM RD | YUMA | AZ | 85365 | Yuma | 9 | Open | 1999-06-11 | 10000 | Gasoline | COMPARTMENT A |  | Fiberglass Reinforced Plastic
0-008777 | HISTORIC ROUTE 66 AUTO | 22840 W OLD HIGHWAY 66 | SELIGMAN | AZ | 86337 | Yavapai | 4 | Open | 1994-01-01 | 12000 | Gasoline (UL) | COMPARTMENT A | Double Walled | Composite (Steel/Fiberglass) | Pressure |  | Fiberglass Reinforced Plastic
0-001425 | CIRCLE K #1556 | 2360 W BROADWAY AVE | APACHE JUNCTION | AZ | 85120 | Pinal | 4 | Open | 1996-02-21 | 12000 | Gasoline | COMPARTMENT A | Single Walled | Fiberglass Reinforced Plastic | Pressure | Double Walled | Fiberglass Reinforced Plastic
0-004712 | UA BIOSPHERE 2 | 32540 S BIOSPHERE RD | ORACLE | AZ | 85623 | Pinal | 11 | Open | 1991-01-01 | 500 | Used Oil/Waste Oil | COMPARTMENT A | Double Walled | Fiberglass Reinforced Plastic | Suction - Check Valve at the Tank Top | Double Walled
0-007769 | GOOD 2 GO STORES #507 | 1897 PUEBLO | CAMP VERDE | AZ | 86322 | Yavapai | 5 | Open | 2004-04-01 | 10000 | Diesel | COMPARTMENT B | Double Walled | Fiberglass Reinforced Plastic
0-004674 | RED MESA EXPRESS #505 | 701 N NAVAJO DR | PAGE | AZ | 86040 | Coconino | 5 | Open | 2009-01-12 | 6000 | Gasoline | COMPARTMENT A | Double Walled | Fiberglass Reinforced Plastic | Pressure | Double Walled | Fiberglass Reinforced Plastic
0-007412 | CITY OF PHOENIX - FIRE STATION #18 | 5019 N 23RD AVE | PHOENIX | AZ | 85015 | Maricopa | 1 | Open | 1991-06-25 | 1000 | Diesel | COMPARTMENT A | Double Walled | Fiberglass Reinforced Plastic | Pressure | Double Walled | Fiberglass Reinforced Plastic
0-008826 | COSTCO #407 | 6255 E GRANT RD | TUCSON | AZ | 85712 | Pima | 4 | Open | 1998-08-01 | 30000 | Gasoline | COMPARTMENT A | Double Walled | Fiberglass Reinforced Plastic | Pressure | Double Walled
0-001316 | CIRCLE K #2700805 | 3655 S KOLB RD | TUCSON | AZ | 85730 | Pima | 3 | Open | 1985-08-01 | 10000 | Gasoline | COMPARTMENT A | Single Walled | Fiberglass Reinforced Plastic | Pressure | Single Walled | Fiberglass Reinforced Plastic
0-001316 | CIRCLE K #2700805 | 3655 S KOLB RD | TUCSON | AZ | 85730 | Pima | 1 | Open | 1985-08-01 | 10000 | Gasoline | COMPARTMENT A | Single Walled | Fiberglass Reinforced Plastic | Pressure | Single Walled | Fiberglass Reinforced Plastic
0-009182 | CIRCLE K STORE #2709180 | 315 N LITCHFIELD RD | GOODYEAR | AZ | 85338 | Maricopa | 2 | Open | 1997-03-25 | 15000 | Gasoline | COMPARTMENT A | Double Walled | Fiberglass Reinforced Plastic | Pressure | Double Walled | Fiberglass Reinforced Plastic
0-007944 | SPEEDWAY STORE #2952 | 2830 S PACIFIC AVE | YUMA | AZ | 85365 | Yuma | 1 | Open | 1992-08-30 | 12000 | Gasoline | COMPARTMENT A | Double Walled | Fiberglass Reinforced Plastic | Pressure |  | Fiberglass Reinforced Plastic
0-001451 | CIRCLE K #2701620 | 3554 E INDIAN SCHOOL RD | PHOENIX | AZ | 85018 | Maricopa | 2 | Open | 1985-01-01 | 10000 | Gasoline | COMPARTMENT A | Double Walled | Fiberglass Reinforced Plastic | Pressure | Single Walled | Fiberglass Reinforced Plastic
0-009612 | STANFIELD FOOD MART | 36622 W HIGHWAY 84 | STANFIELD | AZ | 85172 | Pinal | 2 | Open | 1999-11-16 | 6000 | Diesel #2 | COMPARTMENT B | Double Walled | Fiberglass Reinforced Plastic
0-004465 | SUNSHINE FUEL & PROPERTIES | 205 S LAKE POWELL BLVD | PAGE | AZ | 86040 | Coconino | 9 | Open | 1985-01-01 | 8000 | Diesel | COMPARTMENT A | Single Walled | Asphalt coated or Bare Steel | Pressure | Double Walled | Flexible
0-005697 | SKY RANCH AIRPORT AT CAREFREE | 8302 E CAVE CREEK RD | CAREFREE | AZ | 85377 | Maricopa | 5 | Open | 2020-06-17 | 10000 | Aviation Gasoline | COMPARTMENT A | Double Walled | Fiberglass Reinforced Plastic | Pressure | Double Walled | Fiberglass Reinforced Plastic
0-009236 | MAYER MARKET | 9985 S STATE ROUTE 69 | MAYER | AZ | 86333 | Yavapai | 2 | Open | 1997-09-23 | 6000 | Diesel #2 | COMPARTMENT B | Double Walled | Composite (Steel/Fiberglass)
0-009992 | EXPRESS FUELS | 261 N WHITE MOUNTAIN RD | SHOW LOW | AZ | 85901 | Navajo | 2 | Open | 2003-11-04 | 10000 | Gasoline | COMPARTMENT A | Double Walled | Fiberglass Reinforced Plastic
0-000905 | SAPRA ENTERPRISES | 9202 E MAIN ST | MESA | AZ | 85207 | Maricopa | 1 | Open | 1987-01-01 | 20000 | Gasoline | COMPARTMENT A | Double Walled | Fiberglass Reinforced Plastic | Pressure | Double Walled | Fiberglass Reinforced Plastic
0-010259 | CIRCLE K STORE #2703377 | 3010 S GILBERT RD | CHANDLER | AZ | 85286 | Maricopa | 3 | Open | 2008-10-21 | 20000 | Diesel | COMPARTMENT A | Double Walled | Fiberglass Reinforced Plastic | Pressure | Double Walled | Fiberglass Reinforced Plastic
0-002681 | ARCO #5510 | 980 W UNIVERSITY DR | TEMPE | AZ | 85281 | Maricopa | 1 | Open | 1988-08-09 | 12000 | Gasoline | COMPARTMENT A | Double Walled | Fiberglass Reinforced Plastic | Pressure | Double Walled | Fiberglass Reinforced Plastic
0-009732 | PILOT TRAVEL CENTER #458 | 619 S SUNSHINE BLVD | ELOY | AZ | 85131 | Pinal | 5 | Open | 2001-02-15 | 20000 | Diesel | COMPARTMENT A | Double Walled | Fiberglass Reinforced Plastic | Pressure | Double Walled | Fiberglass Reinforced Plastic
0-009732 | PILOT TRAVEL CENTER #458 | 619 S SUNSHINE BLVD | ELOY | AZ | 85131 | Pinal | 7 | Open | 2001-02-15 | 20000 | Diesel | COMPARTMENT A | Double Walled | Fiberglass Reinforced Plastic | Pressure | Double Walled | Fiberglass Reinforced Plastic
0-010647 | MAVERIK STORE #466-GAS STATION | 4100 E BUTLER AVE | FLAGSTAFF | AZ | 86004 | Coconino | 1 | Open | 2016-09-01 | 12000 | Gasoline (UL) | COMPARTMENT A | Double Walled | Fiberglass Reinforced Plastic | Pressure | Double Walled | Flexible
0-010647 | MAVERIK STORE #466-GAS STATION | 4100 E BUTLER AVE | FLAGSTAFF | AZ | 86004 | Coconino | 2 | Open | 2016-09-01 | 12000 | Gasoline (UL) | COMPARTMENT A | Double Walled | Fiberglass Reinforced Plastic | Pressure | Double Walled | Flexible
0-010581 | CIRCLE K STORE #2741610 | 35850 N GARY RD | QUEEN CREEK | AZ | 85142 | Pinal | 2 | Open | 2016-12-01 | 9000 | Diesel | COMPARTMENT B | Double Walled | Fiberglass Reinforced Plastic | Pressure | Double Walled | Flexible
0-009396 | SHELL FOOD MART | 530 E WICKENBURG WAY | WICKENBURG | AZ | 85390 | Maricopa | 3 | Open | 1998-07-30 | 6000 | Diesel | COMPARTMENT B | Double Walled | Fiberglass Reinforced Plastic
0-008514 | CIRCLE K #2705298 | 1250 E CHANDLER BLVD | PHOENIX | AZ | 85048 | Maricopa | 1 | Open | 1994-12-01 | 10000 | Gasoline | COMPARTMENT A | Double Walled | Fiberglass Reinforced Plastic | Pressure | Double Walled | Fiberglass Reinforced Plastic
0-009222 | CIRCLE K #2705540 | 1555 W VALENCIA RD | TUCSON | AZ | 85746 | Pima | 3 | Open | 2012-04-27 | 12000 | Diesel | COMPARTMENT A | Double Walled | Fiberglass Reinforced Plastic
0-009623 | CIRCLE K #2705598 | 6210 E CAVE CREEK RD | CAVE CREEK | AZ | 85331 | Maricopa | 2 | Open | 1998-11-12 | 6000 | Diesel | COMPARTMENT B | Double Walled | Fiberglass Reinforced Plastic
0-001530 | CIRCLE K #2701938 | 2439 W UNION HILLS DR | PHOENIX | AZ | 85027 | Maricopa | 2 | Open | 1986-01-01 | 10000 | Gasoline | COMPARTMENT A | Single Walled | Fiberglass Reinforced Plastic | Pressure |  | Fiberglass Reinforced Plastic
0-000934 | FLAGSTAFF MAVERIK STORE 290 | 5700 N US HIGHWAY 89 | FLAGSTAFF | AZ | 86004 | Coconino | 5 | Open | 2002-08-01 | 12000 | Gasoline | COMPARTMENT A | Single Walled | Fiberglass Reinforced Plastic | Pressure | Double Walled | Flexible
0-010609 | FRY'S FUEL #679 | 730 W SAHUARITA ROAD | SAHUARITA | AZ | 85629 | Pima | 2 | Open | 2017-07-21 | 8000 | Gasoline (PUL) | COMPARTMENT A | Double Walled | Fiberglass Reinforced Plastic | Pressure | Double Walled | Fiberglass Reinforced Plastic
0-010584 | CIRCLE K STORE #2703485 | 1415 E FLORENCE BLVD | CASA GRANDE | AZ | 85122 | Pinal | 3 | Open | 2016-10-24 | 12000 | Gasoline (UL) | COMPARTMENT A | Double Walled | Fiberglass Reinforced Plastic | Pressure | Double Walled | Fiberglass Reinforced Plastic
0-010666 | CIRCLE K STORE #2741604 | 1015 S COOPER | CHANDLER | AZ | 85286 |  | 2 | Open | 2019-08-20 | 12000 | Gasoline (PUL) | COMPARTMENT A | Double Walled | Fiberglass Reinforced Plastic | Pressure | Double Walled | Fiberglass Reinforced Plastic
0-010627 | CIRCLE K STORE #3492 | 255 S MAIN STREET | FLORENCE | AZ | 85132 | Pinal | 2 | Open | 2018-05-18 | 12000 | Gasoline (PUL) | COMPARTMENT A | Double Walled | Fiberglass Reinforced Plastic | Pressure | Double Walled | Fiberglass Reinforced Plastic
0-010654 | QUIKTRIP 473 | 20221 S GILBERT RD | CHANDLER | AZ | 85286 | Maricopa | 1 | Open | 2019-04-08 | 20000 | Gasoline (UL) | COMPARTMENT A | Double Walled | Fiberglass Reinforced Plastic | Pressure | Double Walled | Fiberglass Reinforced Plastic
0-009699 | CIRCLE K #3461 | 2840 N 75TH AVE | PHOENIX | AZ | 85035 | Maricopa | 2 | Open | 2000-07-11 | 12000 | Gasoline | COMPARTMENT A | Double Walled | Fiberglass Reinforced Plastic
0-001448 | CIRCLE K #2701613 | 8001E E THOMAS RD | SCOTTSDALE | AZ | 85251 | Maricopa | 1 | Open | 1985-01-01 | 10000 | Gasoline | COMPARTMENT A | Double Walled | Fiberglass Reinforced Plastic | Pressure |  | Fiberglass Reinforced Plastic
0-009221 | ARCO #5985 | 2398 E HIGHWAY 60 | MIAMI | AZ | 85539 | Gila | 3 | Open | 1997-04-03 | 10000 | Gasoline | COMPARTMENT A | Double Walled | Fiberglass Reinforced Plastic | Pressure | Double Walled | Fiberglass Reinforced Plastic
0-001710 | ANDY DEVINE 76 | 3041 E ANDY DEVINE AVE | KINGMAN | AZ | 86401 | Mohave | 3 | Open | 1983-01-01 | 10000 | Gasoline | COMPARTMENT A | Single Walled | Asphalt coated or Bare Steel | Pressure | Double Walled | Flexible
0-009736 | FRY'S FOOD STORES | 7509 W CACTUS RD | PEORIA | AZ | 85381 | Maricopa | 4 | Open | 2014-01-29 | 10000 | Diesel | COMPARTMENT B | Double Walled | Fiberglass Reinforced Plastic | Pressure | Double Walled | Fiberglass Reinforced Plastic
0-009132 | BETA SHELL | 1051 W BETA ST | SAHUARITA | AZ | 85614 | Pima | 1 | Open | 1997-08-29 | 12000 | Gasoline | COMPARTMENT A | Double Walled | Fiberglass Reinforced Plastic | Pressure | Double Walled | Fiberglass Reinforced Plastic
0-009132 | BETA SHELL | 1051 W BETA ST | SAHUARITA | AZ | 85614 | Pima | 2 | Open | 1997-08-29 | 12000 | Diesel | COMPARTMENT A | Double Walled | Fiberglass Reinforced Plastic | Pressure | Double Walled | Fiberglass Reinforced Plastic
0-002261 | GILBERT UNIFIED SCHOOL DISTRICT # 41 - MAINTENANCE FACILITY | 140 S GILBERT RD | GILBERT | AZ | 85296 | Maricopa | 6 | Open | 1990-01-01 | 10000 | Diesel | COMPARTMENT A | Double Walled | Composite (Steel/Fiberglass) | Pressure | Double Walled | Fiberglass Reinforced Plastic
0-000711 | BELL ROAD TOYOTA | 2020 W BELL RD | PHOENIX | AZ | 85023 | Maricopa | 5 | Open | 1984-01-01 | 12000 | Gasoline | COMPARTMENT A | Single Walled | Asphalt coated or Bare Steel | Pressure | Double Walled | Fiberglass Reinforced Plastic
0-007670 | CHEVRON | 592 E 16TH ST | YUMA | AZ | 85365 | Yuma | 4 | Open | 1999-04-06 | 15000 | Gasoline | COMPARTMENT A | Double Walled | Fiberglass Reinforced Plastic | Pressure | Double Walled | Flexible
0-006446 | HAVASU SUPER FUELS LLC | 54 LAKE HAVASU AVE N | LAKE HAVASU CITY | AZ | 86403 | Mohave | 4 | Open | 1990-05-01 | 4000 | Gasoline | COMPARTMENT A | Double Walled | Composite (Steel/Fiberglass) | Pressure |  | Fiberglass Reinforced Plastic
0-006446 | HAVASU SUPER FUELS LLC | 54 LAKE HAVASU AVE N | LAKE HAVASU CITY | AZ | 86403 | Mohave | 5 | Open | 1990-05-01 | 4000 | Jet Fuel | COMPARTMENT A | Double Walled | Composite (Steel/Fiberglass) | Pressure |  | Fiberglass Reinforced Plastic
0-009320 | AZ OASIS GAS STATION | 1626 HIGHWAY 95 | BULLHEAD CITY | AZ | 86442 | Mohave | 2 | Open | 1998-06-01 | 6000 | Diesel #2 | COMPARTMENT B | Double Walled | Fiberglass Reinforced Plastic | Pressure | Double Walled | Flexible
0-006357 | HATCH'S MARKET | 2310 NAVAJO BLVD | HOLBROOK | AZ | 86025 | Navajo | 8 | Open | 2000-12-15 | 10000 | Diesel | COMPARTMENT A | Single Walled | Fiberglass Reinforced Plastic | Pressure |  | Fiberglass Reinforced Plastic
0-002652 | CIRCLE K #5032 | 6950 W CHANDLER BLVD | CHANDLER | AZ | 85226 | Maricopa | 2 | Open | 1989-06-22 | 10000 | Gasoline | COMPARTMENT A | Double Walled | Fiberglass Reinforced Plastic | Pressure |  | Fiberglass Reinforced Plastic
0-005635 | CAREFREE SHELL | 7201 E CAVE CREEK RD | CAREFREE | AZ | 85331 | Maricopa | 6 | Open | 2012-01-09 | 10000 | Gasoline | COMPARTMENT B | Double Walled | Fiberglass Reinforced Plastic | Pressure | Double Walled | Fiberglass Reinforced Plastic
0-005909 | CIRCLE K #2708511 | 8780 N ORACLE RD | ORO VALLEY | AZ | 85704 | Pima | 1 | Open | 1987-02-03 | 10000 | Gasoline | COMPARTMENT A | Double Walled | Fiberglass Reinforced Plastic | Pressure |  | Fiberglass Reinforced Plastic
0-005909 | CIRCLE K #2708511 | 8780 N ORACLE RD | ORO VALLEY | AZ | 85704 | Pima | 3 | Open | 1987-02-03 | 10000 | Gasoline | COMPARTMENT A | Double Walled | Fiberglass Reinforced Plastic | Pressure |  | Fiberglass Reinforced Plastic
0-001495 | CIRCLE K #2701840 | 6150 E STATE ROUTE 69 | PRESCOTT VALLEY | AZ | 86314 | Yavapai | 1 | Open | 1985-01-01 | 10000 | Gasoline | COMPARTMENT A | Single Walled | Fiberglass Reinforced Plastic | Pressure |  | Fiberglass Reinforced Plastic
0-001495 | CIRCLE K #2701840 | 6150 E STATE ROUTE 69 | PRESCOTT VALLEY | AZ | 86314 | Yavapai | 3 | Open | 1985-01-01 | 10000 | Gasoline | COMPARTMENT A | Single Walled | Fiberglass Reinforced Plastic | Pressure |  | Fiberglass Reinforced Plastic
0-010118 | COSTCO WHOLESALE #738 | 2450 E BEARDSLEY RD | PHOENIX | AZ | 85050 | Maricopa | 3 | Open | 2005-10-01 | 30000 | Gasoline | COMPARTMENT A | Double Walled | Fiberglass Reinforced Plastic | Pressure | Double Walled | Flexible
0-010496 | FRYS FUEL CENTER #87 | 7750 S 51ST AVE | LAVEEN | AZ | 85339 | Maricopa | 2 | Open | 2013-06-27 | 10000 | Diesel | COMPARTMENT A | Double Walled | Fiberglass Reinforced Plastic | Pressure | Double Walled | Flexible
0-010517 | GPM #4604 | 3171 E PECOS RD | GILBERT | AZ | 85295 | Maricopa | 1 | Open | 2014-11-12 | 30000 | Gasoline (UL) | COMPARTMENT A | Double Walled | Fiberglass Reinforced Plastic | Pressure | Double Walled | Fiberglass Reinforced Plastic
0-010517 | GPM #4604 | 3171 E PECOS RD | GILBERT | AZ | 85295 | Maricopa | 2 | Open | 2014-11-12 | 8000 | Gasoline (PUL) | COMPARTMENT C | Double Walled | Fiberglass Reinforced Plastic | Pressure | Double Walled | Fiberglass Reinforced Plastic
0-010517 | GPM #4604 | 3171 E PECOS RD | GILBERT | AZ | 85295 | Maricopa | 2 | Open | 2014-11-12 | 10000 | E-85 | COMPARTMENT A | Double Walled | Fiberglass Reinforced Plastic | Pressure | Double Walled | Fiberglass Reinforced Plastic
0-010517 | GPM #4604 | 3171 E PECOS RD | GILBERT | AZ | 85295 | Maricopa | 2 | Open | 2014-11-12 | 12000 | Diesel | COMPARTMENT B | Double Walled | Fiberglass Reinforced Plastic | Pressure | Double Walled | Fiberglass Reinforced Plastic
0-008908 | CIRCLE K STORE #2703404 | 1909 S CRAYCROFT RD | TUCSON | AZ | 85711 | Pima | 2 | Open | 1996-01-31 | 12000 | Gasoline | COMPARTMENT A | Double Walled | Fiberglass Reinforced Plastic | Pressure | Double Walled | Fiberglass Reinforced Plastic
0-010486 | FRYS FUEL CENTER #117 | 10450 N LA CANADA DR | ORO VALLEY | AZ | 85737 | Pima | 2 | Open | 2013-02-07 | 10000 | Diesel | COMPARTMENT A | Double Walled | Fiberglass Reinforced Plastic | Pressure | Double Walled | Flexible
0-010348 | FRYS FUEL CENTER #622 | 1935 N STAPLEY DR | MESA | AZ | 85203 | Maricopa | 2 | Open | 2008-01-31 | 8000 | Diesel | COMPARTMENT B | Double Walled | Fiberglass Reinforced Plastic | Pressure | Double Walled | Flexible
0-004914 | GRAND CHEVRON | 811 N GRAND AVE | NOGALES | AZ | 85621 | Santa Cruz | 2 | Open | 1984-05-08 | 10000 | Gasoline | COMPARTMENT A | Double Walled | Fiberglass Reinforced Plastic | Pressure | Double Walled | Fiberglass Reinforced Plastic
0-000920 | CIRCLE K STORE #2706663 | 6349 S MCCLINTOCK DR | TEMPE | AZ | 85283 | Maricopa | 8 | Open | 1997-01-03 | 12000 | Gasoline | COMPARTMENT A | Double Walled | Fiberglass Reinforced Plastic | Pressure | Double Walled | Fiberglass Reinforced Plastic
0-000920 | CIRCLE K STORE #2706663 | 6349 S MCCLINTOCK DR | TEMPE | AZ | 85283 | Maricopa | 10 | Open | 1997-01-03 | 10000 | Diesel | COMPARTMENT A | Double Walled | Fiberglass Reinforced Plastic | Pressure | Double Walled | Fiberglass Reinforced Plastic
0-005475 | CIRCLE K #2940 | 330 N HUACHUCA BLVD | HUACHUCA CITY | AZ | 85616 | Cochise | 6 | Open | 2006-05-11 | 15000 | Gasoline | COMPARTMENT A | Double Walled | Fiberglass Reinforced Plastic | Pressure | Double Walled | Fiberglass Reinforced Plastic
0-010159 | SUPERPUMPER #21 | 26725 S HIGHWAY 89 | CONGRESS | AZ | 85332 | Yavapai | 2 | Open | 2006-08-05 | 6000 | Gasoline | COMPARTMENT A | Double Walled | Fiberglass Reinforced Plastic | Pressure | Double Walled | Fiberglass Reinforced Plastic
0-010150 | MJ I-10 SHELL | 7710 S WILMOT RD | TUCSON | AZ | 85756 | Pima | 2 | Open | 2006-05-22 | 7000 | Diesel | COMPARTMENT A | Double Walled | Composite (Steel/Fiberglass) | Pressure | Double Walled | Flexible
0-010202 | SPEEDWAY STORE #2938 | 7335 S HOUGHTON RD | TUCSON | AZ | 85747 | Pima | 2 | Open | 2007-12-12 | 12000 | Gasoline (PUL) | COMPARTMENT A | Double Walled | Composite (Steel/Fiberglass) | Pressure | Double Walled | Fiberglass Reinforced Plastic
0-010291 | QUIKTRIP #487 | 9120 W INDIAN SCHOOL RD | PHOENIX | AZ | 85037 | Maricopa | 2 | Open | 2008-11-01 | 20000 | Gasoline | COMPARTMENT A | Double Walled | Fiberglass Reinforced Plastic | Pressure | Double Walled | Fiberglass Reinforced Plastic
0-010291 | QUIKTRIP #487 | 9120 W INDIAN SCHOOL RD | PHOENIX | AZ | 85037 | Maricopa | 4 | Open | 2014-09-11 | 10000 | Other | COMPARTMENT A | Double Walled | Fiberglass Reinforced Plastic | Pressure | Double Walled | Fiberglass Reinforced Plastic
0-010291 | QUIKTRIP #487 | 9120 W INDIAN SCHOOL RD | PHOENIX | AZ | 85037 | Maricopa | 1 | Open | 2008-11-01 | 20000 | Gasoline | COMPARTMENT A | Double Walled | Fiberglass Reinforced Plastic | Pressure | Double Walled | Fiberglass Reinforced Plastic
0-010401 | QUIKTRIP #477 | 3806 W GREENWAY RD | PHOENIX | AZ | 85053 | Maricopa | 2 | Open | 2010-12-07 | 20000 | Gasoline | COMPARTMENT A | Double Walled | Fiberglass Reinforced Plastic | Pressure | Double Walled | Fiberglass Reinforced Plastic
0-010411 | QUIKTRIP #1456 | 5565 W CORTARO FARMS RD | TUCSON | AZ | 85742 | Pima | 4 | Open | 2011-02-03 | 12000 | Diesel | COMPARTMENT A | Double Walled | Fiberglass Reinforced Plastic | Pressure | Double Walled | Fiberglass Reinforced Plastic
0-010411 | QUIKTRIP #1456 | 5565 W CORTARO FARMS RD | TUCSON | AZ | 85742 | Pima | 2 | Open | 2011-02-03 | 20000 | Gasoline | COMPARTMENT A | Double Walled | Fiberglass Reinforced Plastic | Pressure | Double Walled | Fiberglass Reinforced Plastic
0-002144 | BEAVER HOLLOW MINI MART | 1955 E CORNVILLE RD | RIMROCK | AZ | 86335 | Yavapai | 1 | Open | 1991-07-01 | 10000 | Gasoline | COMPARTMENT A | Double Walled | Composite (Steel/Fiberglass) | Pressure |  | Fiberglass Reinforced Plastic
0-009303 | LOVE'S TRAVEL STOP #286 | 760 S QUARTZSITE BLVD | QUARTZSITE | AZ | 85346 | La Paz | 6 | Open | 1997-10-30 | 8000 | Gasoline | COMPARTMENT A | Double Walled | Composite (Steel/Fiberglass) | Pressure | Double Walled | Fiberglass Reinforced Plastic
0-009303 | LOVE'S TRAVEL STOP #286 | 760 S QUARTZSITE BLVD | QUARTZSITE | AZ | 85346 | La Paz | 2 | Open | 1997-10-30 | 20000 | Diesel | COMPARTMENT A | Double Walled | Composite (Steel/Fiberglass) | Pressure | Double Walled | Fiberglass Reinforced Plastic
0-006624 | CIRCLE K #2705318 | 7510 E 22ND ST | TUCSON | AZ | 85710 | Pima | 3 | Open | 1989-02-02 | 12000 | Gasoline | COMPARTMENT A | Double Walled | Fiberglass Reinforced Plastic | Pressure |  | Fiberglass Reinforced Plastic
0-009737 | CIRCLE K #2706362 | 4950 E CHANDLER BLVD | PHOENIX | AZ | 85048 | Maricopa | 2 | Open | 2000-12-01 | 10000 | Diesel | COMPARTMENT A | Double Walled | Fiberglass Reinforced Plastic | Pressure | Double Walled | Flexible
0-006300 | QUIKTRIP #1454 | 2802 N 1ST AVE | TUCSON | AZ | 85719 | Pima | 4 | Open | 2011-11-18 | 12000 | Gasoline | COMPARTMENT A | Double Walled | Fiberglass Reinforced Plastic | Pressure | Double Walled | Fiberglass Reinforced Plastic
0-006470 | CIRCLE K #2708774 | 1802 E UNIVERSITY DR | TEMPE | AZ | 85281 | Maricopa | 3 | Open | 1987-01-01 | 10000 | Gasoline | COMPARTMENT A | Double Walled | Fiberglass Reinforced Plastic | Pressure | Single Walled | Fiberglass Reinforced Plastic
0-002527 | CIRCLE K #2708689 | 2708 W BUCKEYE RD | PHOENIX | AZ | 85009 | Maricopa | 2 | Open | 1988-05-07 | 10000 | Gasoline | COMPARTMENT A | Double Walled | Fiberglass Reinforced Plastic | Pressure |  | Fiberglass Reinforced Plastic
0-004158 | JB FARMERS CONVENIENCE STORE | 49301 W PAPAGO RD | MARICOPA | AZ | 85139 | Pinal | 3 | Open | 2019-05-16 | 10000 | Diesel | COMPARTMENT A | Double Walled | Fiberglass Reinforced Plastic | Pressure | Double Walled | Fiberglass Reinforced Plastic
0-009104 | 4 SONS FOOD STORES #506 | 15059 W R H JOHNSON BLVD | SUN CITY WEST | AZ | 85375 | Maricopa | 2 | Open | 1997-04-22 | 8000 | Gasoline | COMPARTMENT A | Double Walled | Fiberglass Reinforced Plastic | Pressure | Double Walled | Fiberglass Reinforced Plastic
0-006525 | ARCO AM/PM | 8271 W THUNDERBIRD RD | PEORIA | AZ | 85381 | Maricopa | 2 | Open | 1989-07-24 | 10000 | Gasoline | COMPARTMENT A | Single Walled | Fiberglass Reinforced Plastic | Pressure | Single Walled | Fiberglass Reinforced Plastic
0-004426 | SUPER FUELS | 866 NAVAJO BLVD | HOLBROOK | AZ | 86025 | Navajo | 6 | Open | 1998-06-25 | 15000 | Gasoline | COMPARTMENT A | Double Walled | Composite (Steel/Fiberglass) | Pressure | Double Walled | Flexible
0-008807 | TEXACO MAX MINI MART LTD | 1571 PALO VERDE BLVD S | LAKE HAVASU CITY | AZ | 86403 | Mohave | 5 | Open | 2020-02-25 | 8000 | Gasoline (UL) | COMPARTMENT A | Double Walled | Fiberglass Reinforced Plastic
0-008807 | TEXACO MAX MINI MART LTD | 1571 PALO VERDE BLVD S | LAKE HAVASU CITY | AZ | 86403 | Mohave | 5 | Open | 2020-02-25 | 4000 | Diesel | COMPARTMENT B | Double Walled | Fiberglass Reinforced Plastic
0-009239 | FIRST DATA CORP | 240 N ROOSEVELT AVE | CHANDLER | AZ | 85226 | Maricopa | 1 | Open | 1997-05-08 | 25000 | Diesel | COMPARTMENT A | Double Walled | Fiberglass Reinforced Plastic | Suction - Check Valve at the Tank Top | Double Walled | Fiberglass Reinforced Plastic
0-004831 | SPEEDWAY STORE #2968 | 101 W 2ND ST | WINKELMAN | AZ | 85192 | Pinal | 4 | Open | 1999-03-26 | 6000 | Gasoline | COMPARTMENT A | Double Walled | Composite (Steel/Fiberglass)
0-004135 | CIRCLE K #2701646 | 7510 W PEORIA AVE | PEORIA | AZ | 85345 | Maricopa | 3 | Open | 1987-06-29 | 10000 | Gasoline | COMPARTMENT A | Single Walled | Fiberglass Reinforced Plastic | Pressure |  | Fiberglass Reinforced Plastic
0-010069 | CENTRAL IMPLEMENT | 14400 N 76TH PL | SCOTTSDALE | AZ | 85260 | Maricopa | 1 | Open | 2001-07-18 | 12000 | Jet Fuel | COMPARTMENT A | Double Walled | Fiberglass Reinforced Plastic | Pressure | Double Walled | Flexible
0-008401 | SPEEDWAY STORE #2979 | 1690 E ASH ST | GLOBE | AZ | 85501 | Gila | 4 | Open | 1994-05-01 | 6000 | Gasoline | COMPARTMENT A | Double Walled | Fiberglass Reinforced Plastic | Pressure | Double Walled | Fiberglass Reinforced Plastic
0-000321 | ADOT - ST JOHNS MAINTENANCE |  | SAINT JOHNS |  |  | Apache | 5 | Open | 1984-01-01 | 12000 | Diesel | COMPARTMENT A | Single Walled | Fiberglass Reinforced Plastic | Pressure | Double Walled | Flexible
0-005570 | WASHINGTON ELEMENTARY SCHOOL DISTRICT - SERVICE CENTER | 12641 N 39TH AVE | PHOENIX | AZ | 85029 | Maricopa | 5 | Open | 1993-05-04 | 12000 | Gasoline | COMPARTMENT A | Double Walled | Fiberglass Reinforced Plastic | Pressure | Double Walled | Fiberglass Reinforced Plastic
0-010683 | STATION 66 | 4115 E THOMPSON AVE | KINGMAN | AZ | 86409 | Mohave | 1 | Open | 2008-05-01 | 20000 | Gasoline (UL) | COMPARTMENT A | Double Walled | Fiberglass Reinforced Plastic | Pressure | Double Walled | Fiberglass Reinforced Plastic
0-010686 | SCOTTSDALE HANGAR | 7974 E MCCLAIN DR | SCOTTSDALE | AZ | 85260 | Maricopa | 1 | Open | 2020-08-28 | 20000 | Jet A (Kerosene-type Jet Fuel) | COMPARTMENT A | Double Walled | Fiberglass Reinforced Plastic
0-010248 | FRYS FUEL CENTER #669 | 2858 N PINAL AVE | CASA GRANDE | AZ | 85122 | Pinal | 2 | Open | 2008-07-01 | 8000 | Diesel | COMPARTMENT B | Double Walled | Fiberglass Reinforced Plastic | Pressure |  | Flexible
0-000080 | AGUA FRIA HIGH SCHOOL | 611 N DYSART RD | AVONDALE | AZ | 85323 | Maricopa | 7 | Open | 1989-01-01 | 10000 | Diesel | COMPARTMENT A | Double Walled | Fiberglass Reinforced Plastic | Pressure | Double Walled | Fiberglass Reinforced Plastic
0-000080 | AGUA FRIA HIGH SCHOOL | 611 N DYSART RD | AVONDALE | AZ | 85323 | Maricopa | 6 | Open | 1989-01-01 | 10000 | Gasoline | COMPARTMENT A | Double Walled | Fiberglass Reinforced Plastic | Pressure | Double Walled | Fiberglass Reinforced Plastic
0-010302 | CIRCLE K STORE #2703387 | 4650 S PALO VERDE RD | TUCSON | AZ | 85714 | Pima | 2 | Open | 2008-12-09 | 12000 | Gasoline | COMPARTMENT A | Double Walled | Fiberglass Reinforced Plastic | Pressure | Double Walled | Fiberglass Reinforced Plastic
0-010302 | CIRCLE K STORE #2703387 | 4650 S PALO VERDE RD | TUCSON | AZ | 85714 | Pima | 3 | Open | 2008-12-09 | 12000 | Diesel | COMPARTMENT A | Double Walled | Fiberglass Reinforced Plastic | Pressure | Double Walled | Fiberglass Reinforced Plastic
0-003219 | CIRCLE K STORE #2709152 | 5105 E ELLIOT RD | PHOENIX | AZ | 85044 | Maricopa | 6 | Open | 1988-01-01 | 10000 | Gasoline (UL) | COMPARTMENT A | Single Walled | Fiberglass Reinforced Plastic | Pressure | Single Walled | Fiberglass Reinforced Plastic
0-010312 | COSTCO WHOLESALE #1058 | 4570 E CACTUS RD | PHOENIX | AZ | 85032 | Maricopa | 4 | Open | 2012-01-04 | 1500 | Unidentified | COMPARTMENT A | Double Walled | Fiberglass Reinforced Plastic | Pressure | Double Walled | Fiberglass Reinforced Plastic
0-010317 | TERRIBLE HERBST #321 | 6501 SHOWPLACE AVE | LAKE HAVASU CITY | AZ | 86404 | Mohave | 3 | Open | 2009-09-01 | 10000 | Gasoline | COMPARTMENT A | Double Walled | Fiberglass Reinforced Plastic | Pressure | Double Walled | Flexible
0-010377 | CHEVRON #832 | 832 N HIGLEY RD | GILBERT | AZ | 85234 | Maricopa | 2 | Open | 2010-09-21 | 8000 | Diesel | COMPARTMENT B | Double Walled | Fiberglass Reinforced Plastic | Pressure | Double Walled | Fiberglass Reinforced Plastic
0-000541 | ARCO AM/PM | 3233 S MCCLINTOCK DR | TEMPE | AZ | 85282 | Maricopa | 6 | Open | 2009-10-28 | 10000 | Diesel | COMPARTMENT A | Double Walled | Fiberglass Reinforced Plastic | Pressure | Double Walled | Fiberglass Reinforced Plastic
0-000541 | ARCO AM/PM | 3233 S MCCLINTOCK DR | TEMPE | AZ | 85282 | Maricopa | 6 | Open | 2009-10-28 | 12000 | Gasoline | COMPARTMENT B | Double Walled | Fiberglass Reinforced Plastic | Pressure | Double Walled | Fiberglass Reinforced Plastic
0-010434 | QUIKTRIP #454 | 2725 W PEORIA AVE | PHOENIX | AZ | 85029 | Maricopa | 1 | Open | 2011-08-31 | 20000 | Gasoline | COMPARTMENT A | Double Walled | Fiberglass Reinforced Plastic | Pressure | Double Walled | Fiberglass Reinforced Plastic
0-010442 | QUIKTRIP STORE #1404 | 3720 S VAL VISTA DR | GILBERT | AZ | 85297 | Maricopa | 2 | Open | 2012-01-06 | 20000 | Gasoline | COMPARTMENT A | Double Walled | Fiberglass Reinforced Plastic | Pressure | Double Walled | Fiberglass Reinforced Plastic
0-008346 | SPEEDWAY STORE #2950 | 331 W DEUCE OF CLUBS | SHOW LOW | AZ | 85901 | Navajo | 3 | Open | 1993-08-01 | 12000 | Gasoline | COMPARTMENT A | Double Walled | Fiberglass Reinforced Plastic | Pressure |  | Fiberglass Reinforced Plastic
0-010452 | FRY'S FUEL CENTER #54 | 4235 E BELL RD | PHOENIX | AZ | 85032 | Maricopa | 2 | Open | 2012-06-01 | 8000 | Gasoline | COMPARTMENT B | Double Walled | Fiberglass Reinforced Plastic | Pressure | Double Walled | Fiberglass Reinforced Plastic
0-010545 | CIRCLE K STORE #2741675 | 1025 N 99TH AVE | TOLLESON | AZ | 85353 | Maricopa | 2 | Open | 2015-09-29 | 8000 | Gasoline | COMPARTMENT A | Double Walled | Fiberglass Reinforced Plastic | Pressure | Double Walled | Fiberglass Reinforced Plastic
0-010553 | QUIK TRIP #1463 | 6520 S I 19 FRONTAGE RD | TUCSON | AZ | 85756 | Pima | 1 | Open | 2015-06-15 | 20000 | Gasoline | COMPARTMENT A | Double Walled | Fiberglass Reinforced Plastic | Pressure | Double Walled | Fiberglass Reinforced Plastic
0-010098 | GAS-N-GRUB 3 | 3770 E DIAGONAL WAY | KINGMAN | AZ | 86409 | Mohave | 2 | Open | 2005-10-18 | 15000 | Gasoline | COMPARTMENT A | Double Walled | Fiberglass Reinforced Plastic | Pressure | Double Walled | Fiberglass Reinforced Plastic
0-010313 | SAM'S CLUB #6604 | 1851 E BUTLER AVE | FLAGSTAFF | AZ | 86001 | Coconino | 1 | Open | 2009-07-01 | 20000 | Gasoline | COMPARTMENT A | Double Walled | Fiberglass Reinforced Plastic | Pressure | Double Walled | Flexible
0-003268 | FRYS FUEL CENTER #136 | 4301 W NORTHERN AVE | GLENDALE | AZ | 85301 | Maricopa | 6 | Open | 1988-12-01 | 10000 | Gasoline | COMPARTMENT A | Double Walled | Fiberglass Reinforced Plastic | Pressure |  | Fiberglass Reinforced Plastic
0-007439 | CIRCLE K STORE #2709153 | 1210 S HIGLEY RD | MESA | AZ | 85206 | Maricopa | 1 | Open | 1989-06-01 | 10000 | Diesel | COMPARTMENT A | Double Walled | Fiberglass Reinforced Plastic | Pressure | Double Walled | Fiberglass Reinforced Plastic
0-010502 | CIRCLE K STORE #2703459 | 2650 W CAMELBACK RD | PHOENIX | AZ | 85017 | Maricopa | 2 | Open | 2014-02-01 | 12000 | Gasoline (PUL) | COMPARTMENT A | Double Walled | Fiberglass Reinforced Plastic | Pressure | Double Walled | Fiberglass Reinforced Plastic
0-010596 | JAY'S TRAVEL CENTER | 2500 I-10BL | SAN SIMON | AZ | 85632 | Cochise | 3 | Open | 2017-10-17 | 20000 | Diesel | COMPARTMENT A | Double Walled | Fiberglass Reinforced Plastic | Pressure | Double Walled | Fiberglass Reinforced Plastic
0-001484 | CIRCLE K #2701793 | 8702 E SPEEDWAY BLVD | TUCSON | AZ | 85710 | Pima | 1 | Open | 1985-01-01 | 10000 | Diesel | COMPARTMENT A | Single Walled | Fiberglass Reinforced Plastic | Pressure | Single Walled | Fiberglass Reinforced Plastic
0-010530 | CIRCLE K #2703463 | 2737 S ELLSWORTH RD | MESA | AZ | 85209 | Maricopa | 1 | Open | 2015-05-01 | 20000 | Gasoline (UL) | COMPARTMENT A | Double Walled | Fiberglass Reinforced Plastic | Pressure | Double Walled | Fiberglass Reinforced Plastic
0-010568 | FRY'S FUEL FACILITY #667 | 13710 W CAMELBACK RD | LITCHFIELD PARK | AZ | 85340 | Maricopa | 2 | Open | 2016-07-22 | 10000 | Diesel | COMPARTMENT A | Double Walled | Fiberglass Reinforced Plastic | Pressure | Double Walled | Fiberglass Reinforced Plastic
0-010599 | CIRCLE K STORE #2703487 | 1875 W GREENWAY RD | PHOENIX | AZ | 85023 | Maricopa | 2 | Open | 2017-03-10 | 12000 | Gasoline (PUL) | COMPARTMENT A | Double Walled | Fiberglass Reinforced Plastic | Pressure | Double Walled | Fiberglass Reinforced Plastic
0-010135 | QUIKTRIP #444 | 1155 N 51ST AVE | PHOENIX | AZ | 85043 | Maricopa | 1 | Open | 2005-08-12 | 12000 | Gasoline | COMPARTMENT A | Double Walled | Fiberglass Reinforced Plastic | Pressure | Double Walled | Flexible
0-010462 | FRYS FOOD & DRUG #72 | 87 E WILLIAMS FIELD RD | GILBERT | AZ | 85295 | Maricopa | 2 | Open | 2012-10-01 | 12000 | Diesel | COMPARTMENT B | Double Walled | Fiberglass Reinforced Plastic | Pressure |  | Flexible
0-010168 | CARMAX #7249 | 4755 N ORACLE RD | TUCSON | AZ | 85705 | Pima | 1 | Open | 2007-03-13 | 12000 | Gasoline | COMPARTMENT A | Double Walled | Fiberglass Reinforced Plastic
0-009834 | AJ'S MINI MART | 3940 S IRONWOOD DR | APACHE JUNCTION | AZ | 85120 | Pinal | 1 | Open | 2000-03-10 | 12000 | Gasoline | COMPARTMENT A | Double Walled | Composite (Steel/Fiberglass) | Pressure | Double Walled | Fiberglass Reinforced Plastic
0-010587 | CIRCLE K STORE #2741683 | 28472 N VISTANCIA BLVD | PEORIA | AZ | 85383 | Maricopa | 2 | Open | 2016-11-03 | 9000 | Diesel | COMPARTMENT B | Double Walled | Fiberglass Reinforced Plastic | Pressure | Double Walled | Fiberglass Reinforced Plastic
0-009966 | WALMART DISTRIBUTION CENTER #7013 | 868 W PETERS RD | CASA GRANDE | AZ | 85193 | Pinal | 2 | Open | 2003-05-07 | 2500 | New Oil | COMPARTMENT A | Double Walled | Fiberglass Reinforced Plastic | Pressure | Double Walled | Flexible
0-008641 | COTTONWOOD CHEVRON | 1204 S STATE ROUTE 260 | COTTONWOOD | AZ | 86326 | Yavapai | 3 | Open | 2014-08-22 | 4000 | Diesel | COMPARTMENT A | Double Walled | Fiberglass Reinforced Plastic | Pressure | Double Walled | Flexible
0-001460 | CIRCLE K #2701636 | 15 W SOUTHERN AVE | TEMPE | AZ | 85282 | Maricopa | 1 | Open | 1985-01-01 | 10000 | Gasoline | COMPARTMENT A | Single Walled | Fiberglass Reinforced Plastic | Pressure | Single Walled | Fiberglass Reinforced Plastic
0-009027 | ARCO #5978 | 286 N WALKER RD | PRESCOTT | AZ | 86303 | Yavapai | 3 | Open | 1996-09-17 | 10000 | Gasoline | COMPARTMENT A | Double Walled | Fiberglass Reinforced Plastic | Pressure | Double Walled | Fiberglass Reinforced Plastic
0-000279 | ADOT - NEEDLE MOUNTAIN MAINTENANCE |  | TOPOCK |  |  | Mohave | 1 | Open | 1982-01-01 | 12000 | Diesel | COMPARTMENT A | Single Walled | Fiberglass Reinforced Plastic | Suction - Check Valve at the Tank Top | Double Walled | Fiberglass Reinforced Plastic
0-001662 | BISHOP'S CENTRAL STOREHOUSE | 235 S EL DORADO CIR | MESA | AZ | 85202 | Maricopa | 2 | Open | 1981-01-01 | 10000 | Diesel | COMPARTMENT A |  | Fiberglass Reinforced Plastic | Pressure |  | Fiberglass Reinforced Plastic
0-004970 | ADIBA FAS FUEL | 8530 E SPEEDWAY BLVD | TUCSON | AZ | 85710 | Pima | 7 | Open | 1992-06-01 | 10000 | Gasoline | COMPARTMENT A | Double Walled | Fiberglass Reinforced Plastic | Pressure | Double Walled | Fiberglass Reinforced Plastic
0-004943 | SHELL | 2180 E BROADWAY RD | TEMPE | AZ | 85282 | Maricopa | 2 | Open | 1986-05-07 | 10000 | Gasoline | COMPARTMENT A | Double Walled | Fiberglass Reinforced Plastic | Pressure |  | Fiberglass Reinforced Plastic
0-004943 | SHELL | 2180 E BROADWAY RD | TEMPE | AZ | 85282 | Maricopa | 4 | Open | 1986-05-07 | 8000 | Gasoline | COMPARTMENT A | Double Walled | Fiberglass Reinforced Plastic | Pressure |  | Fiberglass Reinforced Plastic
0-005704 | TAYLOR'S CAR WASH | 1145 W WICKENBURG WAY | WICKENBURG | AZ | 85390 | Maricopa | 2 | Open | 1973-01-01 | 10000 | Gasoline (PUL) | COMPARTMENT A | Double Walled | Composite (Steel/Fiberglass) | Pressure | Single Walled | Fiberglass Reinforced Plastic
0-005705 | TROY INVESTMENT | 51348 W HIGHWAY 60 | AGUILA | AZ | 85320 | Maricopa | 2 | Open | 1970-01-21 | 10000 | Gasoline | COMPARTMENT A | Single Walled | Asphalt coated or Bare Steel | Pressure | Single Walled | Fiberglass Reinforced Plastic
0-005705 | TROY INVESTMENT | 51348 W HIGHWAY 60 | AGUILA | AZ | 85320 | Maricopa | 3 | Open | 1970-01-21 | 5000 | Gasoline | COMPARTMENT A | Single Walled | Asphalt coated or Bare Steel | Pressure | Single Walled | Fiberglass Reinforced Plastic
0-001884 | CIRCLE K #2705409 | 8249 W INDIAN SCHOOL RD | PHOENIX | AZ | 85033 | Maricopa | 6 | Open | 1996-03-01 | 12000 | Gasoline | COMPARTMENT A | Double Walled | Fiberglass Reinforced Plastic | Pressure | Double Walled | Fiberglass Reinforced Plastic
0-001086 | SANDHU CHEVRON | 808 E BASELINE RD | TEMPE | AZ | 85283 | Maricopa | 7 | Open | 1993-10-29 | 10000 | Gasoline | COMPARTMENT A | Double Walled | Fiberglass Reinforced Plastic | Pressure | Double Walled | Fiberglass Reinforced Plastic
0-005199 | TUCSON TRUCK TERMINAL | 5451 E BENSON HWY | TUCSON | AZ | 85756 | Pima | 16 | Open | 1986-07-01 | 12000 | Diesel | COMPARTMENT A | Single Walled | Asphalt coated or Bare Steel | Pressure |  | Fiberglass Reinforced Plastic
0-005191 | TUCSON MEDICAL CENTER | 5301 E GRANT RD | TUCSON | AZ | 85712 | Pima | 9 | Open | 1984-01-01 | 500 | Used Oil/Waste Oil | COMPARTMENT A |  | Asphalt coated or Bare Steel | Gravity Feed
0-007684 | PAINTED DESERT OASIS CHEVRON |  | PETRIFIED FOREST NATIONAL PARK |  |  | Apache | 7 | Open | 1992-05-06 | 6000 | Gasoline | COMPARTMENT A | Double Walled | Composite (Steel/Fiberglass) | Pressure |  | Fiberglass Reinforced Plastic
0-007684 | PAINTED DESERT OASIS CHEVRON |  | PETRIFIED FOREST NATIONAL PARK |  |  | Apache | 5 | Open | 1992-05-06 | 10000 | Gasoline | COMPARTMENT A | Double Walled | Composite (Steel/Fiberglass) | Pressure |  | Fiberglass Reinforced Plastic
0-006731 | AVFLIGHT MESA | 4766 E FALCON DR | MESA | AZ | 85215 | Maricopa | 4 | Open | 2020-11-03 | 12000 | Aviation Gasoline | COMPARTMENT A | Double Walled | Fiberglass Reinforced Plastic
0-001877 | AUTO REPAIR N GAS | 7504 W GLENDALE AVE | GLENDALE | AZ | 85303 | Maricopa | 5 | Open | 1991-12-01 | 12000 | Gasoline | COMPARTMENT A | Double Walled | Fiberglass Reinforced Plastic | Pressure | Double Walled | Fiberglass Reinforced Plastic
0-003862 | CITY OF PHOENIX - EQUIPMENT MANAGEMENT | 2441 S 22ND AVE | PHOENIX | AZ | 85009 | Maricopa | 17 | Open | 1993-06-01 | 2500 | Automatic Transmission Fluid | COMPARTMENT A | Double Walled | Fiberglass Reinforced Plastic | Pressure | Double Walled | Fiberglass Reinforced Plastic
0-008471 | FRYS FUEL CENTER #627 | 9970 S RURAL RD | TEMPE | AZ | 85284 | Maricopa | 1 | Open | 1994-05-23 | 10000 | Gasoline | COMPARTMENT A | Double Walled | Fiberglass Reinforced Plastic | Pressure | Double Walled | Fiberglass Reinforced Plastic
0-008471 | FRYS FUEL CENTER #627 | 9970 S RURAL RD | TEMPE | AZ | 85284 | Maricopa | 4 | Open | 1994-05-23 | 10000 | Gasoline | COMPARTMENT A | Double Walled | Fiberglass Reinforced Plastic | Pressure | Double Walled | Fiberglass Reinforced Plastic
0-009900 | LOVE'S TRAVEL STOP #272 | 6035 E MINERVA LN | KINGMAN | AZ | 86401 | Mohave | 1 | Open | 2002-06-24 | 12000 | Gasoline | COMPARTMENT B | Double Walled | Asphalt coated or Bare Steel
0-008638 | STRIPES LLC | 3597 N HIGHWAY 87 | PINE | AZ | 85544 | Gila | 4 | Open | 1970-01-01 | 8000 | Gasoline (UL) | COMPARTMENT A | Single Walled | Asphalt coated or Bare Steel | Pressure |  | Fiberglass Reinforced Plastic
0-002782 | SPEEDWAY #2994 | 761 W AJO WAY | TUCSON | AZ | 85713 | Pima | 1 | Open | 1986-04-08 | 12000 | Gasoline | COMPARTMENT A | Double Walled | Composite (Steel/Fiberglass) | Pressure |  | Fiberglass Reinforced Plastic
0-004539 | CIRCLE K STORE #2706650 | 4760 E BROADWAY RD | PHOENIX | AZ | 85040 | Maricopa | 5 | Open | 1990-11-01 | 10000 | Gasoline | COMPARTMENT A | Double Walled | Fiberglass Reinforced Plastic | Pressure | Double Walled | Fiberglass Reinforced Plastic
0-003864 | CITY OF PHOENIX - SOUTHWEST SERVICE CENTER | 3045 S 22ND AVE | PHOENIX | AZ | 85009 | Maricopa | 26 | Open | 2020-07-24 | 12000 | Other | COMPARTMENT A | Double Walled | Fiberglass Reinforced Plastic | Pressure | Double Walled | Fiberglass Reinforced Plastic
0-001405 | CIRCLE K #2701394 | 2409 S 8TH AVE | YUMA | AZ | 85364 | Yuma | 5 | Open | 2004-06-17 | 10000 | Gasoline | COMPARTMENT A | Double Walled | Fiberglass Reinforced Plastic | Pressure | Double Walled | Fiberglass Reinforced Plastic
0-008469 | GOOD 2 GO STORES #509 | 19590 N JOHN WAYNE PKWY | MARICOPA | AZ | 85139 | Pinal | 3 | Open | 1994-07-06 | 12000 | Gasoline | COMPARTMENT A | Single Walled | Fiberglass Reinforced Plastic | Pressure | Double Walled | Fiberglass Reinforced Plastic
0-008469 | GOOD 2 GO STORES #509 | 19590 N JOHN WAYNE PKWY | MARICOPA | AZ | 85139 | Pinal | 4 | Open | 1994-07-06 | 12000 | Gasoline | COMPARTMENT A | Single Walled | Fiberglass Reinforced Plastic | Pressure | Double Walled | Fiberglass Reinforced Plastic
0-000340 | CIRCLE K #2705030 | 9618 N SAGUARO BLVD | FOUNTAIN HILLS | AZ | 85268 | Maricopa | 3 | Open | 1988-01-01 | 10000 | Gasoline | COMPARTMENT A | Double Walled | Fiberglass Reinforced Plastic | Pressure |  | Fiberglass Reinforced Plastic
0-000663 | CIRCLE K #2708872 | 9110 W VAN BUREN ST | TOLLESON | AZ | 85353 | Maricopa | 3 | Open | 1987-01-01 | 10000 | Gasoline (UL) | COMPARTMENT A | Single Walled | Fiberglass Reinforced Plastic | Pressure | Single Walled | Fiberglass Reinforced Plastic
0-005927 | CIRCLE K #2701985 | 3055 E FORT LOWELL RD | TUCSON | AZ | 85716 | Pima | 1 | Open | 1986-11-30 | 10000 | Gasoline | COMPARTMENT A | Double Walled | Fiberglass Reinforced Plastic | Pressure |  | Fiberglass Reinforced Plastic
0-009636 | GPM #4592 | 719 E THUNDERBIRD RD | PHOENIX | AZ | 85022 | Maricopa | 1 | Open | 2000-04-26 | 15000 | Gasoline | COMPARTMENT A | Double Walled | Fiberglass Reinforced Plastic | Pressure | Double Walled | Fiberglass Reinforced Plastic
0-008860 | MOHAVE MARKET PLACE | 5480 S HIGHWAY 95 | MOHAVE VALLEY | AZ | 86426 | Mohave | 3 | Open | 1995-09-08 | 6000 | Gasoline (PUL) | COMPARTMENT A |  | Fiberglass Reinforced Plastic | Pressure | Double Walled | Fiberglass Reinforced Plastic
0-009985 | SAM'S CLUB GAS #6213 | 700 N 54TH ST | CHANDLER | AZ | 85226 | Maricopa | 1 | Open | 2003-11-21 | 20000 | Gasoline | COMPARTMENT A | Double Walled | Fiberglass Reinforced Plastic | Pressure | Double Walled | Flexible
0-006458 | DAVES FAST STOP | 3933 N ROBERT RD | PRESCOTT VALLEY | AZ | 86314 | Yavapai | 5 | Open | 1996-04-11 | 10000 | Diesel | COMPARTMENT A | Double Walled | Fiberglass Reinforced Plastic | Pressure | Double Walled | Flexible
0-010032 | QUIKTRIP #425 | 2941 E INDIAN SCHOOL RD | PHOENIX | AZ | 85016 | Maricopa | 1 | Open | 2004-05-14 | 12000 | Gasoline | COMPARTMENT A | Double Walled | Fiberglass Reinforced Plastic | Pressure | Double Walled | Flexible
0-010020 | FRYS FUEL CENTER #104 | 201 N SWITZER CANYON DR | FLAGSTAFF | AZ | 86001 | Coconino | 1 | Open | 2004-05-01 | 8000 | Diesel | COMPARTMENT B | Double Walled | Fiberglass Reinforced Plastic
0-006870 | SAFEWAY FUEL #1684 | 1900 E BROADWAY BLVD | TUCSON | AZ | 85719 | Pima | 4 | Open | 2007-02-05 | 20000 | Gasoline | COMPARTMENT A | Double Walled | Composite (Steel/Fiberglass) | Pressure | Double Walled | Flexible
0-006870 | SAFEWAY FUEL #1684 | 1900 E BROADWAY BLVD | TUCSON | AZ | 85719 | Pima | 5 | Open | 2007-02-05 | 10000 | Diesel | COMPARTMENT B | Double Walled | Composite (Steel/Fiberglass) | Pressure | Double Walled | Flexible
0-008708 | SUPERPUMPER #13 | 704 E GREENWAY PKWY | PHOENIX | AZ | 85022 | Maricopa | 4 | Open | 1995-08-01 | 12000 | Gasoline | COMPARTMENT A | Double Walled | Fiberglass Reinforced Plastic | Pressure | Double Walled | Fiberglass Reinforced Plastic
0-009319 | GOOD TO GO STORES #520 | 8333 N CORTARO RD | MARANA | AZ | 85743 | Pima | 2 | Open | 1997-09-02 | 12000 | Gasoline | COMPARTMENT A | Double Walled | Composite (Steel/Fiberglass) | Pressure | Double Walled | Fiberglass Reinforced Plastic
0-009931 | THE OUTPOST | 3685 US HIGHWAY 68 | GOLDEN VALLEY | AZ | 86413 | Mohave | 1 | Open | 1999-05-12 | 6000 | Gasoline | COMPARTMENT B | Double Walled | Composite (Steel/Fiberglass) | Pressure | Double Walled | Flexible
0-009304 | LOVE'S TRAVEL STOP | 4703 MAIN ST | JOSEPH CITY | AZ | 86032 | Navajo | 6 | Open | 2013-12-15 | 20000 | Biodiesel | COMPARTMENT A | Double Walled | Fiberglass Reinforced Plastic | Pressure | Double Walled | Fiberglass Reinforced Plastic
0-009304 | LOVE'S TRAVEL STOP | 4703 MAIN ST | JOSEPH CITY | AZ | 86032 | Navajo | 3 | Open | 1997-10-01 | 20000 | Diesel | COMPARTMENT A | Double Walled | Composite (Steel/Fiberglass) | Pressure | Double Walled | Flexible
0-004064 | DIAMOND DOT MARKET #431 | 25851 S POWER RD | QUEEN CREEK | AZ | 85142 | Maricopa | 4 | Open | 2019-10-10 | 10000 | Gasoline (UL) | COMPARTMENT A | Double Walled | Fiberglass Reinforced Plastic | Pressure | Double Walled | Fiberglass Reinforced Plastic
0-009151 | TANQUE VERDE GUEST RANCH | 14301 E SPEEDWAY BLVD | TUCSON | AZ | 85748 | Pima | 3 | Open | 1998-05-14 | 2000 | Diesel | COMPARTMENT B | Double Walled | Fiberglass Reinforced Plastic | Suction - Check Valve at the Tank Top |  | Fiberglass Reinforced Plastic
0-008717 | SUPERPUMPER #6 | 15752 N FRANK LLOYD WRIGHT BLVD | SCOTTSDALE | AZ | 85260 | Maricopa | 2 | Open | 1995-08-30 | 20000 | Gasoline | COMPARTMENT A | Double Walled | Fiberglass Reinforced Plastic | Pressure | Double Walled | Fiberglass Reinforced Plastic
0-008893 | FEDEX FREIGHT INC | 5620 W LOWER BUCKEYE RD | PHOENIX | AZ | 85043 | Maricopa | 1 | Open | 1996-03-01 | 22000 | Diesel | COMPARTMENT A | Double Walled | Composite (Steel/Fiberglass) | Pressure | Double Walled | Fiberglass Reinforced Plastic
0-009457 | VALERO FOOD MART | 3333 E GREENWAY RD | PHOENIX | AZ | 85032 | Maricopa | 1 | Open | 1999-03-01 | 12000 | Gasoline | COMPARTMENT A | Double Walled | Fiberglass Reinforced Plastic | Pressure | Double Walled | Fiberglass Reinforced Plastic
0-006291 | RIO RICO SERVICE CENTER INC | 1041 YAVAPAI DR | RIO RICO | AZ | 85648 | Santa Cruz | 4 | Open | 2020-05-15 | 10000 | Gasoline (UL) | COMPARTMENT A | Double Walled | Fiberglass Reinforced Plastic | Pressure | Double Walled | Fiberglass Reinforced Plastic
0-005420 | CIRCLE K #2854 | 1262 W CHANDLER BLVD | CHANDLER | AZ | 85224 | Maricopa | 2 | Open | 1972-01-01 | 6000 | Gasoline | COMPARTMENT A | Single Walled | Fiberglass Reinforced Plastic | Pressure | Double Walled | Fiberglass Reinforced Plastic
0-001297 | CIRCLE K #742 | 8661 RIVERSIDE DR | PARKER | AZ | 85344 | La Paz | 4 | Open | 1996-04-05 | 10000 | Gasoline | COMPARTMENT A | Double Walled | Fiberglass Reinforced Plastic | Pressure | Double Walled | Fiberglass Reinforced Plastic
0-010092 | COSTCO #465 | 4502 E OAK ST | PHOENIX | AZ | 85008 | Maricopa | 1 | Open | 2005-10-04 | 20000 | Gasoline | COMPARTMENT A | Double Walled | Fiberglass Reinforced Plastic | Pressure | Double Walled | Flexible
0-010092 | COSTCO #465 | 4502 E OAK ST | PHOENIX | AZ | 85008 | Maricopa | 3 | Open | 2005-10-04 | 20000 | Gasoline | COMPARTMENT A | Double Walled | Fiberglass Reinforced Plastic | Pressure | Double Walled | Flexible
0-004061 | AVERY'S | 262 W MAIN ST | SPRINGERVILLE | AZ | 85938 | Apache | 8 | Open | 2004-08-26 | 20000 | Gasoline | COMPARTMENT A | Double Walled | Fiberglass Reinforced Plastic | Pressure | Double Walled | Fiberglass Reinforced Plastic
0-001039 | SHELL #21 | 85 W PINEWOOD BLVD | MUNDS PARK | AZ | 86017 | Coconino | 9 | Open | 2020-09-30 | 20000 | Gasoline (UL) | COMPARTMENT A | Double Walled | Fiberglass Reinforced Plastic | Pressure | Double Walled | Fiberglass Reinforced Plastic
0-009965 | U OF A - MOTOR POOL | 1597 E 16TH ST | TUCSON | AZ | 85719 | Pima | 2 | Open | 2003-07-11 | 12000 | Gasoline | COMPARTMENT A | Double Walled | Fiberglass Reinforced Plastic | Pressure | Double Walled | Fiberglass Reinforced Plastic
0-002600 | CIRCLE K #2705292 | 750 E WARNER RD | GILBERT | AZ | 85296 | Maricopa | 3 | Open | 1989-01-01 | 10000 | Gasoline | COMPARTMENT A | Single Walled | Fiberglass Reinforced Plastic | Pressure | Single Walled | Fiberglass Reinforced Plastic
0-000330 | RYAN AIRFIELD | 9400 W AJO HWY | TUCSON | AZ | 85735 | Pima | 1 | Open | 1989-01-01 | 12000 | Gasoline | COMPARTMENT A | Double Walled | Composite (Steel/Fiberglass) | Pressure |  | Fiberglass Reinforced Plastic
0-002616 | DAVE'S FAST STOP | 2060 HIGHWAY 60 | GLOBE | AZ | 85001 | Gila | 7 | Open | 2020-03-27 | 8000 | Gasoline (PUL) | COMPARTMENT B | Double Walled | Fiberglass Reinforced Plastic | Pressure | Double Walled | Fiberglass Reinforced Plastic
0-001498 | CIRCLE K #2701846 | 311 E DEUCE OF CLUBS | SHOW LOW | AZ | 85901 | Navajo | 1 | Open | 1985-01-01 | 10000 | Gasoline | COMPARTMENT A | Double Walled | Fiberglass Reinforced Plastic | Pressure |  | Fiberglass Reinforced Plastic
0-001498 | CIRCLE K #2701846 | 311 E DEUCE OF CLUBS | SHOW LOW | AZ | 85901 | Navajo | 3 | Open | 1985-01-01 | 10000 | Gasoline | COMPARTMENT A | Double Walled | Fiberglass Reinforced Plastic | Pressure |  | Fiberglass Reinforced Plastic
0-002216 | CIRCLE K #2708514 | 13961 N SANDARIO RD | MARANA | AZ | 85653 | Pima | 3 | Open | 1987-01-27 | 10000 | Gasoline | COMPARTMENT A | Double Walled | Fiberglass Reinforced Plastic | Pressure |  | Fiberglass Reinforced Plastic
0-001526 | CIRCLE K #2701739 | 7440 S 7TH AVE | PHOENIX | AZ | 85041 | Maricopa | 3 | Open | 1986-01-01 | 10000 | Diesel | COMPARTMENT A | Single Walled | Fiberglass Reinforced Plastic | Pressure | Single Walled | Fiberglass Reinforced Plastic
0-001497 | CIRCLE K #2701844 | 3508 W BASELINE RD | PHOENIX | AZ | 85041 | Maricopa | 4 | Open | 2016-04-29 | 20000 | Gasoline (UL) | COMPARTMENT A | Double Walled | Fiberglass Reinforced Plastic | Pressure | Double Walled | Fiberglass Reinforced Plastic
0-001497 | CIRCLE K #2701844 | 3508 W BASELINE RD | PHOENIX | AZ | 85041 | Maricopa | 5 | Open | 2016-04-29 | 12000 | Gasoline (PUL) | COMPARTMENT A | Double Walled | Fiberglass Reinforced Plastic | Pressure | Double Walled | Fiberglass Reinforced Plastic
0-009993 | GOOD 2 GO #526 | 4525 N US HIGHWAY 89 | FLAGSTAFF | AZ | 86004 | Coconino | 1 | Open | 2002-02-28 | 20000 | Gasoline | COMPARTMENT A | Single Walled | Fiberglass Reinforced Plastic | Pressure | Double Walled | Fiberglass Reinforced Plastic
0-004481 | SHAY OIL | 2002 S 4TH AVE | YUMA | AZ | 85364 | Yuma | 6 | Open | 1995-04-27 | 20000 | Gasoline | COMPARTMENT A | Double Walled | Fiberglass Reinforced Plastic | Pressure | Double Walled | Fiberglass Reinforced Plastic
0-005020 | GAS UP SHELL | 1182 W BEALE ST | KINGMAN | AZ | 86401 | Mohave | 4 | Open | 1991-01-01 | 6000 | Diesel | COMPARTMENT A | Single Walled | Fiberglass Reinforced Plastic | Pressure | Single Walled | Fiberglass Reinforced Plastic
0-009491 | PILOT TRAVEL CENTER #279 | 769 E FRONTAGE RD | RIO RICO | AZ | 85648 | Santa Cruz | 3 | Open | 1999-05-12 | 20000 | Diesel | COMPARTMENT A | Double Walled | Fiberglass Reinforced Plastic | Pressure | Double Walled | Fiberglass Reinforced Plastic
0-005124 | GOOD 2 GO STORES #523 | 1050 E 10TH ST | DOUGLAS | AZ | 85607 | Cochise | 1 | Open | 1985-01-01 | 10000 | Gasoline | COMPARTMENT A | Double Walled | Composite (Steel/Fiberglass) | Pressure | Single Walled | Fiberglass Reinforced Plastic
0-004263 | SPEEDWAY STORE #2974 | 1497 E FRY BLVD | SIERRA VISTA | AZ | 85635 | Cochise | 10 | Open | 2004-01-08 | 6000 | Gasoline (PUL) | COMPARTMENT A | Double Walled | Fiberglass Reinforced Plastic
0-006925 | SYSCO FOOD SERVICES OF ARIZONA | 611 S 80TH AVE | TOLLESON | AZ | 85353 | Maricopa | 1 | Open | 1990-06-01 | 20000 | Diesel | COMPARTMENT A | Double Walled | Composite (Steel/Fiberglass) | Pressure | Double Walled | Fiberglass Reinforced Plastic
0-010326 | QUIKTRIP #1490 | 2345 E IRVINGTON RD | TUCSON | AZ | 85714 | Pima | 2 | Open | 2009-12-29 | 20000 | Gasoline | COMPARTMENT A | Double Walled | Fiberglass Reinforced Plastic | Pressure | Double Walled | Fiberglass Reinforced Plastic
0-010343 | QUIKTRIP #1453 | 1884 S CRAYCROFT RD | TUCSON | AZ | 85711 | Pima | 1 | Open | 2010-03-25 | 20000 | Gasoline | COMPARTMENT A | Double Walled | Fiberglass Reinforced Plastic | Pressure | Double Walled | Fiberglass Reinforced Plastic
0-005928 | ST MARY'S HOSPITAL MEDICAL OFFICE BUILDING | 1601 W SAINT MARYS RD | TUCSON | AZ | 85745 | Pima | 1 | Open | 1976-01-01 | 12000 | Diesel | COMPARTMENT A | Double Walled | Fiberglass Reinforced Plastic
0-000144 | CIRCLE K #8593 | 21895 S ELLSWORTH RD | QUEEN CREEK | AZ | 85142 | Maricopa | 4 | Open | 1994-06-01 | 8000 | Diesel | COMPARTMENT A | Double Walled | Fiberglass Reinforced Plastic | Pressure |  | Fiberglass Reinforced Plastic
0-004363 | BILL'S OAK GROVE GAS & FOODMART INC | 7000 W CHANDLER BLVD | CHANDLER | AZ | 85226 | Maricopa | 13 | Open | 2001-07-03 | 20000 | Gasoline | COMPARTMENT A | Double Walled | Fiberglass Reinforced Plastic | Pressure | Double Walled | Flexible
0-004905 | QUIKTRIP #470 | 6702 W GLENDALE AVE | GLENDALE | AZ | 85303 | Maricopa | 8 | Open | 2007-08-02 | 20000 | Gasoline | COMPARTMENT A | Double Walled | Fiberglass Reinforced Plastic | Pressure |  | Fiberglass Reinforced Plastic
0-001428 | CIRCLE K #2701566 | 3502 W PEORIA AVE | PHOENIX | AZ | 85029 | Maricopa | 1 | Open | 1985-01-01 | 10000 | Gasoline | COMPARTMENT A | Single Walled | Fiberglass Reinforced Plastic | Pressure |  | Fiberglass Reinforced Plastic
0-001428 | CIRCLE K #2701566 | 3502 W PEORIA AVE | PHOENIX | AZ | 85029 | Maricopa | 3 | Open | 1985-01-01 | 10000 | Gasoline | COMPARTMENT A | Single Walled | Fiberglass Reinforced Plastic | Pressure |  | Fiberglass Reinforced Plastic
0-001428 | CIRCLE K #2701566 | 3502 W PEORIA AVE | PHOENIX | AZ | 85029 | Maricopa | 4 | Open | 1989-01-01 | 10000 | Gasoline | COMPARTMENT A | Single Walled | Fiberglass Reinforced Plastic | Pressure |  | Fiberglass Reinforced Plastic
0-010436 | QUIKTRIP #460 | 2195 E SOUTHERN AVE | TEMPE | AZ | 85282 | Maricopa | 2 | Open | 2011-10-21 | 20000 | Gasoline | COMPARTMENT A | Double Walled | Fiberglass Reinforced Plastic | Pressure | Double Walled | Fiberglass Reinforced Plastic
0-009266 | CIRCLE K STORE #2741641 | 13908 W BELL RD | SURPRISE | AZ | 85374 | Maricopa | 1 | Open | 1998-01-16 | 15000 | Gasoline | COMPARTMENT A | Double Walled | Composite (Steel/Fiberglass) | Pressure | Double Walled | Fiberglass Reinforced Plastic
0-009958 | COUNTRY MARKET | 6108 W NORTHERN AVE | GLENDALE | AZ | 85301 | Maricopa | 1 | Open | 2003-03-13 | 12000 | Gasoline (PUL) | COMPARTMENT B | Double Walled | Fiberglass Reinforced Plastic
0-010439 | FRY'S FUEL CENTER #36 | 3790 W INA RD | TUCSON | AZ | 85741 | Pima | 1 | Open | 2012-05-03 | 20000 | Gasoline | COMPARTMENT A | Double Walled | Fiberglass Reinforced Plastic | Pressure | Double Walled | Fiberglass Reinforced Plastic
0-010440 | CIRCLE K STORE #2741669 | 13777 N DYSART RD | EL MIRAGE | AZ | 85335 | Maricopa | 2 | Open | 2012-04-01 | 12000 | Diesel | COMPARTMENT A | Double Walled | Composite (Steel/Fiberglass) | Pressure | Double Walled | Fiberglass Reinforced Plastic
0-010440 | CIRCLE K STORE #2741669 | 13777 N DYSART RD | EL MIRAGE | AZ | 85335 | Maricopa | 1 | Open | 2012-04-01 | 20000 | Gasoline (UL) | COMPARTMENT A | Double Walled | Composite (Steel/Fiberglass) | Pressure | Double Walled | Fiberglass Reinforced Plastic
0-002849 | SPEEDWAY STORE #2943 | 2075 W RUTHRAUFF RD | TUCSON | AZ | 85705 | Pima | 5 | Open | 2005-07-27 | 6000 | Gasoline | COMPARTMENT A | Double Walled | Composite (Steel/Fiberglass) | Pressure | Double Walled | Fiberglass Reinforced Plastic
0-002849 | SPEEDWAY STORE #2943 | 2075 W RUTHRAUFF RD | TUCSON | AZ | 85705 | Pima | 6 | Open | 2005-07-27 | 6000 | Diesel | COMPARTMENT A | Double Walled | Composite (Steel/Fiberglass) | Pressure | Double Walled | Fiberglass Reinforced Plastic
0-009339 | XPO LOGISTICS FREIGHT | 7002 W SHERMAN ST | PHOENIX | AZ | 85043 | Maricopa | 3 | Open | 1997-11-17 | 8000 | New Oil | COMPARTMENT A | Double Walled | Fiberglass Reinforced Plastic | Suction - Check Valve at the Tank Top | Double Walled | Fiberglass Reinforced Plastic
0-009195 | CIRCLE K #2705302 | 6969 W RAY RD | CHANDLER | AZ | 85226 | Maricopa | 2 | Open | 1997-07-03 | 15000 | Gasoline | COMPARTMENT A | Double Walled | Fiberglass Reinforced Plastic | Pressure | Double Walled | Fiberglass Reinforced Plastic
0-000384 | CIRCLE K #2708833 | 6649 W THOMAS RD | PHOENIX | AZ | 85033 | Maricopa | 3 | Open | 1987-01-12 | 10000 | Gasoline | COMPARTMENT A | Double Walled | Fiberglass Reinforced Plastic | Pressure | Single Walled | Fiberglass Reinforced Plastic
0-009555 | EXPRESS MINI MART | 439 STATE ROUTE 64 | GRAND CANYON | AZ | 86023 | Coconino | 1 | Open | 1999-03-16 | 12000 | Gasoline | COMPARTMENT A | Double Walled | Composite (Steel/Fiberglass) | Pressure | Double Walled | Flexible
0-000983 | CAVE CREEK SCHOOL DISTRICT #93 - MAINTENANCE FACILITY | 33016 N 60TH ST | SCOTTSDALE | AZ | 85266 | Maricopa | 4 | Open | 1987-01-01 | 2000 | Gasoline | COMPARTMENT A | Double Walled | Fiberglass Reinforced Plastic | Pressure | Single Walled | Bare or Galvanized Steel
0-010499 | CIRCLE K STORE #2703441 | 4303 W GLENDALE AVE | GLENDALE | AZ | 85301 | Maricopa | 1 | Open | 2014-02-01 | 20000 | Gasoline (UL) | COMPARTMENT A | Double Walled | Fiberglass Reinforced Plastic | Pressure | Double Walled | Fiberglass Reinforced Plastic
0-009864 | SAFEWAY #1536 | 201 E STATE HIGHWAY 260 | PAYSON | AZ | 85541 | Gila | 1 | Open | 2002-03-28 | 10000 | Gasoline | COMPARTMENT A | Double Walled | Fiberglass Reinforced Plastic
0-010383 | FRYS FUEL CENTER #124 | 3255 S RURAL RD | TEMPE | AZ | 85282 | Maricopa | 1 | Open | 2010-08-25 | 20000 | Gasoline | COMPARTMENT A | Double Walled | Fiberglass Reinforced Plastic | Pressure | Double Walled | Flexible
0-010518 | CIRCLE K STORE #2703386 | 530 E VALENCIA RD | TUCSON | AZ | 85706 | Pima | 3 | Open | 2014-10-02 | 12000 | Diesel | COMPARTMENT A | Double Walled | Fiberglass Reinforced Plastic | Pressure | Double Walled | Fiberglass Reinforced Plastic
0-000507 | ARCO #5285 | 2230 W INDIAN SCHOOL RD | PHOENIX | AZ | 85015 | Maricopa | 8 | Open | 1993-09-28 | 10000 | Gasoline | COMPARTMENT A | Double Walled | Fiberglass Reinforced Plastic | Pressure | Double Walled | Fiberglass Reinforced Plastic
0-001999 | REEMO GAS | 3502 W CACTUS RD | PHOENIX | AZ | 85029 | Maricopa | 10 | Open | 1999-04-21 | 15000 | Gasoline | COMPARTMENT A | Double Walled | Fiberglass Reinforced Plastic | Pressure | Double Walled | Fiberglass Reinforced Plastic
0-002975 | LITTLE AMERICA HOTEL | 2515 E BUTLER AVE | FLAGSTAFF | AZ | 86004 | Coconino | 28 | Open | 2016-10-13 | 20000 | Diesel | COMPARTMENT A | Double Walled | Fiberglass Reinforced Plastic | Pressure | Double Walled | Fiberglass Reinforced Plastic
0-010571 | FRY'S FUEL #90 | 8260 S HOUGHTON RD | TUCSON | AZ | 85747 | Pima | 2 | Open | 2016-04-14 |  | Gasoline (PUL) | COMPARTMENT A | Double Walled | Fiberglass Reinforced Plastic | Pressure | Double Walled | Fiberglass Reinforced Plastic
0-009079 | COSTCO WHOLESALE #431 | 3901 W COSTCO DR | MARANA | AZ | 85741 | Pima | 1 | Open | 1997-07-01 | 30000 | Gasoline | COMPARTMENT A | Double Walled | Fiberglass Reinforced Plastic | Pressure | Double Walled | Fiberglass Reinforced Plastic
0-001465 | CIRCLE K #2701671 | 2815 E UNIVERSITY DR | MESA | AZ | 85213 | Maricopa | 3 | Open | 1985-01-01 | 10000 | Gasoline | COMPARTMENT A | Single Walled | Fiberglass Reinforced Plastic | Pressure | Single Walled | Fiberglass Reinforced Plastic
0-010292 | COSTCO #827 | 3801 N 33RD AVE | PHOENIX | AZ | 85017 | Maricopa | 4 | Open | 2012-02-02 | 1500 | Solvent | COMPARTMENT A | Double Walled | Fiberglass Reinforced Plastic | Pressure | Double Walled | Fiberglass Reinforced Plastic
0-010606 | CARIOCA SHELL #52 | 3906 W NEW RIVER RD | NEW RIVER | AZ | 85087 | Maricopa | 1 | Open | 2017-10-23 | 6000 | Gasoline (PUL) | COMPARTMENT A | Double Walled | Fiberglass Reinforced Plastic | Pressure | Double Walled | Fiberglass Reinforced Plastic
0-010595 | QUIK TRIP #472 | 8293 W LAKE PLEASANT PKWY | PEORIA | AZ | 85382 | Maricopa | 4 | Open | 2016-12-22 | 10000 | Unidentified | COMPARTMENT B | Double Walled | Fiberglass Reinforced Plastic | Pressure | Double Walled | Fiberglass Reinforced Plastic
0-010591 | CIRCLE K STORE #2703488 | PAN AMERICAN AVE | DOUGLAS | AZ | 85607 | Cochise | 2 | Open | 2016-11-29 | 12000 | Gasoline (PUL) | COMPARTMENT A | Double Walled | Fiberglass Reinforced Plastic | Pressure | Double Walled | Fiberglass Reinforced Plastic
0-010612 | CIRCLE K STORE # 3479 | 710 W PIMA STREET | GILA BEND | AZ | 85337 | Maricopa | 3 | Open | 2018-02-27 | 12000 | Diesel | COMPARTMENT A | Double Walled | Fiberglass Reinforced Plastic | Pressure
0-010625 | QUIKTRIP #1403 | 1550 E BASELINE RD | PHOENIX | AZ | 85042 | Maricopa | 4 | Open | 2018-04-19 | 10000 | Other | COMPARTMENT B | Double Walled | Fiberglass Reinforced Plastic | Pressure | Double Walled | Fiberglass Reinforced Plastic
0-009605 | SPEEDWAY STORE #2964 | 520 N PINAL PKWY | FLORENCE | AZ | 85132 | Pinal | 2 | Open | 1999-09-17 | 6000 | Gasoline (PUL) | COMPARTMENT B | Double Walled | Fiberglass Reinforced Plastic
0-009613 | DEER VALLEY CARDLOCK | 1932 W DEER VALLEY RD | PHOENIX | AZ | 85027 | Maricopa | 2 | Open | 1999-01-20 | 7000 | Red Diesel | COMPARTMENT B | Double Walled | Fiberglass Reinforced Plastic
0-009502 | TROON NORTH GOLF MAINTENANCE YARD | 10550 E DYNAMITE BLVD | SCOTTSDALE | AZ | 85262 | Maricopa | 3 | Open | 2020-03-27 | 3000 | Gasoline (UL) | COMPARTMENT A | Double Walled | Polyethylene Jacketed Steel | Pressure | Double Walled | Fiberglass Reinforced Plastic
0-000939 | SHELL #26 | 1380 N SCOTTSDALE RD | TEMPE | AZ | 85281 | Maricopa | 6 | Open | 2020-08-24 | 6000 | Gasoline (PUL) | COMPARTMENT A | Double Walled | Fiberglass Reinforced Plastic | Pressure | Double Walled | Fiberglass Reinforced Plastic
0-010235 | FIRST TRANSIT INC #55506 | 405 N 79TH AVE | PHOENIX | AZ | 85043 | Maricopa | 4 | Open | 2007-01-12 | 10000 | Gasoline | COMPARTMENT A | Double Walled | Fiberglass Reinforced Plastic | Pressure | Double Walled | Fiberglass Reinforced Plastic
0-007297 | LAKE HAVASU CITY AIRPORT | 5600 HIGHWAY 95 N | LAKE HAVASU CITY | AZ | 86404 | Mohave | 1 | Open | 1991-03-06 | 12000 | Gasoline | COMPARTMENT A | Single Walled | Asphalt coated or Bare Steel
0-001401 | CIRCLE K #2701383 | 815 E MAIN ST | SPRINGERVILLE | AZ | 85938 | Apache | 6 | Open | 2008-09-09 | 20000 | Gasoline | COMPARTMENT A | Double Walled | Fiberglass Reinforced Plastic | Pressure | Double Walled | Fiberglass Reinforced Plastic
0-001333 | CIRCLE K #2700849 | 9615 E UNIVERSITY DR | MESA | AZ | 85207 | Maricopa | 1 | Open | 1981-01-01 | 10000 | Diesel | COMPARTMENT A |  | Asphalt coated or Bare Steel | Pressure | Double Walled | Fiberglass Reinforced Plastic
0-010303 | CIRCLE K STORE #2703391 | 3301 S 6TH AVE | TUCSON | AZ | 85713 | Pima | 1 | Open | 2008-12-19 | 20000 | Gasoline | COMPARTMENT A | Double Walled | Fiberglass Reinforced Plastic | Pressure | Double Walled | Fiberglass Reinforced Plastic
0-010347 | FRYS FUEL CENTER #676 | 16380 W YUMA RD | GOODYEAR | AZ | 85338 | Maricopa | 2 | Open | 2010-04-22 | 8000 | Gasoline | COMPARTMENT A | Double Walled | Fiberglass Reinforced Plastic | Pressure |  | Flexible
0-010347 | FRYS FUEL CENTER #676 | 16380 W YUMA RD | GOODYEAR | AZ | 85338 | Maricopa | 2 | Open | 2010-04-22 | 10000 | Diesel | COMPARTMENT B | Double Walled | Fiberglass Reinforced Plastic | Pressure |  | Flexible
0-006519 | ARCO #5511 | 20838 N 19TH AVE | PHOENIX | AZ | 85027 | Maricopa | 4 | Open | 2020-02-17 | 15000 | Gasoline (UL) | COMPARTMENT A | Double Walled | Fiberglass Reinforced Plastic | Pressure | Double Walled | Fiberglass Reinforced Plastic
0-006518 | TONOPAH TRAVEL CENTER | 1010 N 339TH AVE | TONOPAH | AZ | 85354 | Maricopa | 2 | Open | 1989-05-01 | 20000 | Diesel | COMPARTMENT A | Single Walled | Fiberglass Reinforced Plastic | Pressure | Single Walled | Fiberglass Reinforced Plastic
0-006518 | TONOPAH TRAVEL CENTER | 1010 N 339TH AVE | TONOPAH | AZ | 85354 | Maricopa | 1 | Open | 1989-05-01 | 20000 | Diesel | COMPARTMENT A | Single Walled | Fiberglass Reinforced Plastic | Pressure | Single Walled | Fiberglass Reinforced Plastic
0-004933 | ARCO AM/PM | 7502 W INDIAN SCHOOL RD | PHOENIX | AZ | 85033 | Maricopa | 10 | Open | 2004-08-01 | 10000 | Gasoline | COMPARTMENT B | Double Walled | Fiberglass Reinforced Plastic
0-010091 | SUPER GAS | 611 E MAIN ST | SOMERTON | AZ | 85350 | Yuma | 1 | Open | 2006-05-11 | 5000 | Diesel | COMPARTMENT A | Double Walled | Fiberglass Reinforced Plastic | Pressure | Double Walled | Fiberglass Reinforced Plastic
0-003612 | THREE POINTS GENERAL STORE | 16225 W AJO HWY | TUCSON | AZ | 85735 | Pima | 10 | Open | 1995-02-16 | 5000 | Diesel | COMPARTMENT A | Double Walled | Composite (Steel/Fiberglass) | Pressure | Double Walled | Fiberglass Reinforced Plastic
0-010520 | FRYS FOOD & DRUG STORES #114 | 9245 W UNION HILLS DR | PEORIA | AZ | 85382 | Maricopa | 1 | Open | 2014-08-29 | 20000 | Gasoline | COMPARTMENT A | Double Walled | Fiberglass Reinforced Plastic | Pressure | Double Walled | Fiberglass Reinforced Plastic
0-006600 | CIRCLE K #2701994 | 310 N MESA DR | MESA | AZ | 85201 | Maricopa | 2 | Open | 1988-01-01 | 10000 | Gasoline | COMPARTMENT A | Double Walled | Fiberglass Reinforced Plastic | Pressure | Single Walled | Fiberglass Reinforced Plastic
0-006480 | PAGE UNIFIED SCHOOL DISTRICT #8 | 817 AQUA AVE | PAGE | AZ | 86040 | Coconino | 2 | Open | 1983-10-19 | 12000 | Diesel | COMPARTMENT A | Double Walled | Fiberglass Reinforced Plastic | Pressure | Double Walled | Fiberglass Reinforced Plastic
0-009743 | SAFEWAY #1543 | 29834 N CAVE CREEK RD | PHOENIX | AZ | 85331 | Maricopa | 2 | Open | 2000-11-01 | 20000 | Gasoline | COMPARTMENT A | Double Walled | Composite (Steel/Fiberglass) | Pressure | Double Walled | Fiberglass Reinforced Plastic
0-002054 | QUIK MART #19 | 7667 E ESCALANTE RD | TUCSON | AZ | 85730 | Pima | 4 | Open | 1987-01-01 | 10000 | Gasoline | COMPARTMENT A | Double Walled | Composite (Steel/Fiberglass) | Pressure |  | Fiberglass Reinforced Plastic
0-005125 | GOOD 2 GO STORES #524 | 101 ARIZONA ST | BISBEE | AZ | 85603 | Cochise | 3 | Open | 1986-04-22 | 10000 | Gasoline | COMPARTMENT A | Double Walled | Composite (Steel/Fiberglass) | Pressure |  | Fiberglass Reinforced Plastic
0-008802 | III COUNTIES DISTRIBUTING | 812 S 11TH AVE | SAFFORD | AZ | 85546 | Graham | 2 | Open | 1998-10-20 | 7000 | Diesel | COMPARTMENT B | Double Walled | Composite (Steel/Fiberglass)
0-001616 | CIRCLE K #1939 | 121 E MAIN ST | SOMERTON | AZ | 85350 | Yuma | 1 | Open | 1986-03-16 | 10000 | Diesel | COMPARTMENT A | Single Walled | Fiberglass Reinforced Plastic | Pressure | Single Walled | Fiberglass Reinforced Plastic
0-007960 | DILLARDS DISTRIBUTION CENTER | 396 N WILLIAM DILLARD DR | GILBERT | AZ | 85233 | Maricopa | 1 | Open | 1991-01-01 | 15000 | Diesel | COMPARTMENT A | Single Walled | Fiberglass Reinforced Plastic | Pressure |  | Fiberglass Reinforced Plastic
0-004932 | QUIK TRIP #488 | 4949 N 51ST AVE | PHOENIX | AZ | 85031 | Maricopa | 6 | Open | 2017-06-02 | 20000 | Gasoline (UL) | COMPARTMENT A | Double Walled | Fiberglass Reinforced Plastic | Pressure | Double Walled | Fiberglass Reinforced Plastic
0-000511 | FOOD MART | 9853 N 19TH AVE | PHOENIX | AZ | 85021 | Maricopa | 7 | Open | 1989-11-01 | 10000 | Gasoline | COMPARTMENT A | Double Walled | Fiberglass Reinforced Plastic | Pressure | Double Walled | Fiberglass Reinforced Plastic
0-010561 | QUIKTRIP #419 | 2026 W BROADWAY RD | MESA | AZ | 85202 | Maricopa | 1 | Open | 2016-01-25 | 20000 | Gasoline | COMPARTMENT A | Double Walled | Fiberglass Reinforced Plastic | Pressure | Double Walled | Fiberglass Reinforced Plastic
0-005051 | CIRCLE K STORE NO. 9161 | 4040 W CHANDLER BLVD | CHANDLER | AZ | 85226 | Maricopa | 6 | Open | 2016-02-10 | 8000 | Diesel | COMPARTMENT B | Double Walled | Fiberglass Reinforced Plastic | Pressure | Double Walled | Fiberglass Reinforced Plastic
0-008041 | CIRCLE K #2705293 | 3230 E WILLIAMS FIELD RD | GILBERT | AZ | 85295 | Maricopa | 1 | Open | 1990-01-01 | 15000 | Gasoline | COMPARTMENT A | Double Walled | Fiberglass Reinforced Plastic | Pressure |  | Fiberglass Reinforced Plastic
0-008041 | CIRCLE K #2705293 | 3230 E WILLIAMS FIELD RD | GILBERT | AZ | 85295 | Maricopa | 2 | Open | 1990-01-01 | 15000 | Gasoline | COMPARTMENT A | Double Walled | Fiberglass Reinforced Plastic | Pressure |  | Fiberglass Reinforced Plastic
0-006467 | CIRCLE K #2708594 | 4802 N SABINO CANYON RD | TUCSON | AZ | 85750 | Pima | 1 | Open | 1987-10-06 | 10000 | Gasoline | COMPARTMENT A | Double Walled | Fiberglass Reinforced Plastic | Pressure |  | Fiberglass Reinforced Plastic
0-006467 | CIRCLE K #2708594 | 4802 N SABINO CANYON RD | TUCSON | AZ | 85750 | Pima | 2 | Open | 1987-10-06 | 10000 | Gasoline | COMPARTMENT A | Double Walled | Fiberglass Reinforced Plastic | Pressure |  | Fiberglass Reinforced Plastic
0-004151 | SALT N PEPPER #3 | 110 N REDINGTON RD | SAN MANUEL | AZ | 85631 | Pinal | 3 | Open | 1985-01-01 | 8000 | Gasoline | COMPARTMENT A |  | Asphalt coated or Bare Steel | Pressure |  | Fiberglass Reinforced Plastic
0-009096 | DISH GILBERT | 801 N DISH DR | GILBERT | AZ | 85233 | Maricopa | 2 | Open | 1997-06-09 | 15000 | Diesel | COMPARTMENT A | Double Walled | Fiberglass Reinforced Plastic | Suction - Check Valve at the Tank Top | Double Walled | Fiberglass Reinforced Plastic
0-009806 | SAFEWAY #1511 - FUEL CENTER | 14195 W INDIAN SCHOOL RD | GOODYEAR | AZ | 85395 | Maricopa | 1 | Open | 2001-11-07 | 10000 | Gasoline | COMPARTMENT B | Double Walled | Fiberglass Reinforced Plastic
0-001459 | CIRCLE K #2701635 | 3970 N FLOWING WELLS RD | TUCSON | AZ | 85705 | Pima | 2 | Open | 1985-07-01 | 10000 | Gasoline (UL) | COMPARTMENT A | Single Walled | Fiberglass Reinforced Plastic | Pressure | Single Walled | Fiberglass Reinforced Plastic
0-009414 | BORDERMART SHELL | 330 N MARIPOSA RD | NOGALES | AZ | 85621 | Santa Cruz | 2 | Open | 1999-03-12 | 6000 | Diesel | COMPARTMENT B | Double Walled | Composite (Steel/Fiberglass) | Pressure | Double Walled | Flexible
0-009414 | BORDERMART SHELL | 330 N MARIPOSA RD | NOGALES | AZ | 85621 | Santa Cruz | 2 | Open | 1999-03-12 | 6000 | Gasoline | COMPARTMENT A | Double Walled | Composite (Steel/Fiberglass) | Pressure | Double Walled | Flexible
0-005043 | SPEEDWAY STORE #3001 | 1653 W WHITE MOUNTAIN BLVD | PINETOP-LAKESIDE | AZ | 85929 | Navajo | 4 | Open | 2016-10-12 | 15000 | Gasoline (UL) | COMPARTMENT A | Double Walled | Composite (Steel/Fiberglass) | Pressure | Double Walled | Fiberglass Reinforced Plastic
0-005015 | KATHERINE LANDING AT LAKE MOHAVE MARINA | 2690 KATHERINE SPUR RD | BULLHEAD CITY | AZ | 86429 | Mohave | 1 | Open | 1981-01-01 | 12000 | Gasoline | COMPARTMENT A | Single Walled | Asphalt coated or Bare Steel | Pressure | Single Walled | Bare or Galvanized Steel
0-010598 | PILOT TRAVEL CENTERS | 9255 S RITA RD | TUCSON | AZ | 85747 | Pima | 1 | Open | 2016-09-01 | 6000 | Other | COMPARTMENT B | Double Walled | Fiberglass Reinforced Plastic | Pressure |  | Fiberglass Reinforced Plastic
0-010616 | SPEEDWAY STORE #2931 | 1010 N COUNTRY CLUB DR | FLAGSTAFF | AZ | 86004 | Coconino | 2 | Open | 2016-08-09 | 7000 | Gasoline (PUL) | COMPARTMENT B | Double Walled | Composite (Steel/Fiberglass) | Pressure | Double Walled | Fiberglass Reinforced Plastic
0-010626 | QUIKTRIP #484 | 9541 W OLIVE AVE | PEORIA | AZ | 85345 | Maricopa | 2 | Open | 2018-07-27 | 20000 | Gasoline (UL) | COMPARTMENT A | Double Walled | Fiberglass Reinforced Plastic | Pressure | Double Walled | Fiberglass Reinforced Plastic
0-010682 | COSTCO WHOLESALE #466-R | 201 N WALKER RD | PRESCOTT | AZ | 86303 | Yavapai | 4 | Open | 2020-03-06 | 1500 | Fuel Additive | COMPARTMENT B | Double Walled | Fiberglass Reinforced Plastic | Pressure | Double Walled | Fiberglass Reinforced Plastic
0-010682 | COSTCO WHOLESALE #466-R | 201 N WALKER RD | PRESCOTT | AZ | 86303 | Yavapai | 5 | Open | 2020-03-06 | 20000 | Diesel | COMPARTMENT A | Double Walled | Fiberglass Reinforced Plastic | Pressure | Double Walled | Fiberglass Reinforced Plastic
0-004248 | SPEEDWAY STORE #2977 | 1060 E 18TH ST | DOUGLAS | AZ | 85607 | Cochise | 5 | Open | 1997-11-05 | 20000 | Gasoline (UL) | COMPARTMENT A | Double Walled | Fiberglass Reinforced Plastic | Pressure | Double Walled | Fiberglass Reinforced Plastic
0-010441 | QUIKTRIP #1475 | 11045 N ORACLE RD | ORO VALLEY | AZ | 85737 | Pima | 2 | Open | 2011-11-29 | 20000 | Gasoline | COMPARTMENT A | Double Walled | Fiberglass Reinforced Plastic | Pressure | Double Walled | Fiberglass Reinforced Plastic
0-010441 | QUIKTRIP #1475 | 11045 N ORACLE RD | ORO VALLEY | AZ | 85737 | Pima | 4 | Open | 2011-11-29 | 12000 | Diesel | COMPARTMENT A | Double Walled | Fiberglass Reinforced Plastic | Pressure | Double Walled | Fiberglass Reinforced Plastic
0-009589 | MCCHEVRON | 475 W GUADALUPE RD | TEMPE | AZ | 85283 | Maricopa | 1 | Open | 1998-03-01 | 20000 | Gasoline | COMPARTMENT A | Double Walled | Fiberglass Reinforced Plastic | Pressure | Double Walled | Fiberglass Reinforced Plastic
0-010106 | NATIONAL CAR RENTAL | 1732 E RENTAL CAR WAY | PHOENIX | AZ | 85034 | Maricopa | 2 | Open | 2006-01-18 | 20000 | Gasoline | COMPARTMENT A | Double Walled | Fiberglass Reinforced Plastic | Pressure | Double Walled | Fiberglass Reinforced Plastic
0-010376 | FRYS FUEL CENTER #624 | 1845 E BASELINE RD | GILBERT | AZ | 85233 | Maricopa | 1 | Open | 2010-10-01 | 20000 | Gasoline | COMPARTMENT A | Double Walled | Fiberglass Reinforced Plastic | Pressure | Double Walled | Flexible
0-010144 | MAVERIK COUNTRY STORE #356 | 2612 DESERT FOOTHILLS BLVD | BULLHEAD CITY | AZ | 86429 | Mohave | 1 | Open | 2006-05-02 | 12000 | Gasoline | COMPARTMENT A | Double Walled | Fiberglass Reinforced Plastic | Pressure | Double Walled | Flexible
0-004112 | RAY PUBLIC SCHOOLS | 701 N HIGHWAY 177 | KEARNY | AZ | 85137 | Pinal | 6 | Open | 2020-08-24 | 3000 | Gasoline (UL) | COMPARTMENT A | Double Walled | Fiberglass Reinforced Plastic
0-009739 | GILLIGAN'S ON INDIAN SCHOOL | 223 E INDIAN SCHOOL RD | PHOENIX | AZ | 85012 | Maricopa | 1 | Open | 1999-04-01 | 6000 | Diesel | COMPARTMENT A | Double Walled | Fiberglass Reinforced Plastic | Pressure | Double Walled | Fiberglass Reinforced Plastic
0-009739 | GILLIGAN'S ON INDIAN SCHOOL | 223 E INDIAN SCHOOL RD | PHOENIX | AZ | 85012 | Maricopa | 2 | Open | 1999-04-01 | 15000 | Gasoline (PUL) | COMPARTMENT A | Double Walled | Fiberglass Reinforced Plastic | Pressure | Double Walled | Fiberglass Reinforced Plastic
0-010166 | QUIKTRIP #495 | 1766 W HUNT HWY | QUEEN CREEK | AZ | 85143 | Pinal | 4 | Open | 2016-04-27 | 12000 | Diesel | COMPARTMENT A | Double Walled | Fiberglass Reinforced Plastic | Pressure | Double Walled | Fiberglass Reinforced Plastic
0-010299 | GENERAL MOTORS DESERT PROVING GROUND | 1500 E GM DR | YUMA | AZ | 85365 | Yuma | 8 | Open | 2009-04-07 | 4000 | Gasoline | COMPARTMENT A | Double Walled | Fiberglass Reinforced Plastic | Pressure | Double Walled | Flexible
0-010299 | GENERAL MOTORS DESERT PROVING GROUND | 1500 E GM DR | YUMA | AZ | 85365 | Yuma | 12 | Open | 2009-04-07 | 25000 | Gasoline | COMPARTMENT A | Double Walled | Fiberglass Reinforced Plastic | Pressure | Double Walled | Flexible
0-010212 | CIRCLE K STORE #2703372 | 3077 S VAL VISTA DR | GILBERT | AZ | 85295 | Maricopa | 3 | Open | 2007-10-15 | 20000 | Diesel | COMPARTMENT A | Double Walled | Fiberglass Reinforced Plastic | Pressure | Double Walled | Fiberglass Reinforced Plastic
0-010255 | SPEEDWAY STORE #2980 | 15841 W EL TIRO RD | MARANA | AZ | 85653 | Pima | 2 | Open | 2008-06-05 | 15000 | Gasoline (UL) | COMPARTMENT A | Double Walled | Fiberglass Reinforced Plastic | Pressure | Double Walled | Fiberglass Reinforced Plastic
0-010260 | DISCOVERY FUELS | 295 S ARIZONA BLVD | COOLIDGE | AZ | 85128 | Pinal | 2 | Open | 2008-07-02 | 6000 | Gasoline | COMPARTMENT A | Double Walled | Fiberglass Reinforced Plastic | Pressure | Double Walled | Fiberglass Reinforced Plastic
0-010260 | DISCOVERY FUELS | 295 S ARIZONA BLVD | COOLIDGE | AZ | 85128 | Pinal | 3 | Open | 2008-07-02 | 12000 | Gasoline | COMPARTMENT A | Double Walled | Fiberglass Reinforced Plastic | Pressure | Double Walled | Fiberglass Reinforced Plastic
0-010261 | FRYS FUEL CENTER #79 | 2610 S 83RD AVE | PHOENIX | AZ | 85043 | Maricopa | 1 | Open | 2008-03-01 | 20000 | Gasoline | COMPARTMENT A | Double Walled | Fiberglass Reinforced Plastic | Pressure | Double Walled | Fiberglass Reinforced Plastic
0-010261 | FRYS FUEL CENTER #79 | 2610 S 83RD AVE | PHOENIX | AZ | 85043 | Maricopa | 2 | Open | 2008-03-01 | 8000 | Diesel | COMPARTMENT A | Double Walled | Fiberglass Reinforced Plastic | Pressure | Double Walled | Fiberglass Reinforced Plastic
0-010476 | CIRCLE K STORE #2741657 | 4685 E VALENCIA RD | TUCSON | AZ | 85706 | Pima | 2 | Open | 2009-10-08 | 15000 | Gasoline (PUL) | COMPARTMENT A | Double Walled | Fiberglass Reinforced Plastic | Pressure | Double Walled | Fiberglass Reinforced Plastic
0-010340 | CHANDLER AIRPARK ARCO AM/PM | 1735 S COOPER RD | CHANDLER | AZ | 85286 | Maricopa | 2 | Open | 2009-09-03 | 12000 | Gasoline | COMPARTMENT A | Double Walled | Fiberglass Reinforced Plastic | Pressure | Double Walled | Fiberglass Reinforced Plastic
0-010339 | CIRCLE K STORE #2703398 | 5240 S RURAL RD | TEMPE | AZ | 85283 | Maricopa | 3 | Open | 2010-04-01 | 12000 | Diesel | COMPARTMENT A | Double Walled | Fiberglass Reinforced Plastic | Pressure | Double Walled | Fiberglass Reinforced Plastic
0-010372 | FRYS FUEL CENTER #81 | 2246 E BASELINE RD | PHOENIX | AZ | 85042 | Maricopa | 2 | Open | 2010-06-01 | 8000 | Gasoline | COMPARTMENT A | Double Walled | Fiberglass Reinforced Plastic | Pressure |  | Flexible
0-010365 | CIRCLE K STORE #2703401 | 3128 N 1ST AVE | TUCSON | AZ | 85719 | Pima | 3 | Open | 2010-07-22 | 12000 | Diesel | COMPARTMENT A | Double Walled | Fiberglass Reinforced Plastic | Pressure | Double Walled | Fiberglass Reinforced Plastic
0-010365 | CIRCLE K STORE #2703401 | 3128 N 1ST AVE | TUCSON | AZ | 85719 | Pima | 1 | Open | 2010-07-22 | 20000 | Gasoline | COMPARTMENT A | Double Walled | Fiberglass Reinforced Plastic | Pressure | Double Walled | Fiberglass Reinforced Plastic
0-010375 | JA'S ARCO | 935 N 43RD AVE | PHOENIX | AZ | 85009 | Maricopa | 3 | Open | 2016-02-02 | 30000 | Diesel | COMPARTMENT A | Double Walled | Fiberglass Reinforced Plastic | Pressure | Double Walled | Fiberglass Reinforced Plastic
0-010419 | COSTCO WHOLESALE #1079 | 1650 E TUCSON MARKETPLACE BLVD | TUCSON | AZ | 85713 | Pima | 2 | Open | 2011-04-14 | 30000 | Gasoline | COMPARTMENT A | Double Walled | Fiberglass Reinforced Plastic | Pressure | Double Walled | Fiberglass Reinforced Plastic
0-010398 | FRYS FUEL CENTER #46 | 7430 S 7TH ST | PHOENIX | AZ | 85042 | Maricopa | 2 | Open | 2010-12-02 | 10000 | Diesel | COMPARTMENT B | Double Walled | Fiberglass Reinforced Plastic | Pressure |  | Flexible
0-007523 | SHELL | 305 E THOMAS RD | PHOENIX | AZ | 85012 | Maricopa | 1 | Open | 1995-06-01 | 10000 | Diesel | COMPARTMENT A | Double Walled | Fiberglass Reinforced Plastic | Pressure | Double Walled | Fiberglass Reinforced Plastic
0-005096 | CHEROKEE AVIATION HOLDINGS, LLC OFFICE/HANGER FACILITY | 15100 N 78TH WAY | SCOTTSDALE | AZ | 85260 | Maricopa | 3 | Open | 2019-09-10 | 15000 | Jet A (Kerosene-type Jet Fuel) | COMPARTMENT A | Double Walled | Fiberglass Reinforced Plastic | Suction - Check Valve at the Tank Top | Double Walled | Fiberglass Reinforced Plastic
0-004405 | MOUNTAIN VIEW RV PARK | 1120 W BUSINESS LOOP | BOWIE | AZ | 85605 | Cochise | 2 | Open | 1985-01-01 | 10000 | Gasoline (PUL) | COMPARTMENT A |  | Asphalt coated or Bare Steel | Pressure |  | Bare or Galvanized Steel
0-001365 | CIRCLE K #1116 | 101 MISSION LN | HOLBROOK | AZ | 86025 | Navajo | 5 | Open | 1996-01-05 | 10000 | Gasoline (UL) | COMPARTMENT A |  | Fiberglass Reinforced Plastic | Pressure | Double Walled | Fiberglass Reinforced Plastic
0-007256 | FRY'S FUEL CENTER #665 | 150 E OLD WEST HWY | APACHE JUNCTION | AZ | 85119 | Pinal | 5 | Open | 2017-10-12 | 30000 | Gasoline | COMPARTMENT A | Double Walled | Fiberglass Reinforced Plastic | Pressure | Double Walled | Fiberglass Reinforced Plastic
0-008525 | MOHAVE CARDLOCK | 608 E MOHAVE ST | PHOENIX | AZ | 85004 | Maricopa | 1 | Open | 1994-08-01 | 8000 | Diesel | COMPARTMENT A | Double Walled | Fiberglass Reinforced Plastic | Pressure | Double Walled | Fiberglass Reinforced Plastic
0-008525 | MOHAVE CARDLOCK | 608 E MOHAVE ST | PHOENIX | AZ | 85004 | Maricopa | 2 | Open | 1994-08-01 | 6000 | Red Diesel | COMPARTMENT A | Double Walled | Fiberglass Reinforced Plastic | Pressure | Double Walled | Fiberglass Reinforced Plastic
0-005754 | SPEEDWAY STORE #3000 |  | SANDERS |  |  | Apache | 3 | Open | 1991-08-01 | 8000 | Diesel | COMPARTMENT A | Double Walled | Composite (Steel/Fiberglass) | Pressure | Double Walled | Fiberglass Reinforced Plastic
0-004965 | SHELL | 5470 E GRANT RD | TUCSON | AZ | 85712 | Pima | 11 | Open | 2005-09-26 | 4000 | Diesel | COMPARTMENT A | Double Walled | Fiberglass Reinforced Plastic | Pressure | Double Walled | Flexible
0-005387 | USMC YUMA MAIN SYSTEM | AVENUE 3E | YUMA | AZ | 85369 | Yuma | 70 | Open | 1997-12-03 | 12000 | Gasoline | COMPARTMENT A | Double Walled | Composite (Steel/Fiberglass) | Pressure | Double Walled | Fiberglass Reinforced Plastic
0-002806 | SPEEDWAY STORE #2944 | 1850 E PRINCE RD | TUCSON | AZ | 85719 | Pima | 8 | Open | 1990-12-01 | 10000 | Gasoline (UL) | COMPARTMENT A | Double Walled | Fiberglass Reinforced Plastic | Pressure | Double Walled | Fiberglass Reinforced Plastic
0-000887 | SPEEDSMART #107 | 1158 W UNIVERSITY DR | MESA | AZ | 85201 | Maricopa | 7 | Open | 1993-01-01 | 10000 | Gasoline (PUL) | COMPARTMENT A | Double Walled | Fiberglass Reinforced Plastic | Pressure | Double Walled | Fiberglass Reinforced Plastic
0-010027 | SAM'S CLUB #6205 GAS STATION | 1520 S PACIFIC AVE | YUMA | AZ | 85365 | Yuma | 1 | Open | 2004-10-07 | 20000 | Gasoline | COMPARTMENT A | Double Walled | Fiberglass Reinforced Plastic | Pressure | Double Walled | Fiberglass Reinforced Plastic
0-010036 | AESC | 20022 N 31ST AVE | PHOENIX | AZ | 85027 | Maricopa | 1 | Open | 1987-01-01 | 15000 | Diesel | COMPARTMENT A | Double Walled | Fiberglass Reinforced Plastic | Suction - Check Valve at the Tank Top
0-008945 | CIRCLE K STORE #2741601 | 1611 E GUADALUPE RD | GILBERT | AZ | 85234 | Maricopa | 2 | Open | 1996-02-16 | 12000 | Gasoline (PUL) | COMPARTMENT A | Double Walled | Fiberglass Reinforced Plastic | Pressure | Double Walled | Fiberglass Reinforced Plastic
0-008903 | CIRCLE K #2705023 | 1523 E MCDOWELL RD | PHOENIX | AZ | 85006 | Maricopa | 1 | Open | 1996-02-23 | 12000 | Gasoline | COMPARTMENT A | Double Walled | Fiberglass Reinforced Plastic | Pressure | Double Walled | Fiberglass Reinforced Plastic
0-004854 | CIRCLE K #2708776 | 1544 E SOUTHERN AVE | PHOENIX | AZ | 85040 | Maricopa | 6 | Open | 2017-03-15 | 12000 | Diesel | COMPARTMENT A | Double Walled | Fiberglass Reinforced Plastic | Pressure | Double Walled | Fiberglass Reinforced Plastic
0-004307 | CIRCLE K #2701933 | 10290 E SPEEDWAY BLVD | TUCSON | AZ | 85748 | Pima | 2 | Open | 1987-01-01 | 10000 | Gasoline | COMPARTMENT A | Single Walled | Fiberglass Reinforced Plastic | Pressure |  | Fiberglass Reinforced Plastic
0-008921 | FIREBIRD FUEL CO #828 | 7005 W DETROIT ST | CHANDLER | AZ | 85226 | Maricopa | 2 | Open | 1996-03-27 | 12000 | Gasoline (UL) | COMPARTMENT A | Double Walled | Composite (Steel/Fiberglass) | Pressure | Double Walled | Fiberglass Reinforced Plastic
0-008921 | FIREBIRD FUEL CO #828 | 7005 W DETROIT ST | CHANDLER | AZ | 85226 | Maricopa | 1 | Open | 1996-03-27 | 8000 | Gasoline (UL) | COMPARTMENT A | Double Walled | Composite (Steel/Fiberglass) | Pressure | Double Walled | Fiberglass Reinforced Plastic
0-004898 | TERRIBLE HERBST #132 | 3291 E ANDY DEVINE AVE | KINGMAN | AZ | 86401 | Mohave | 3 | Open | 1977-11-22 | 12000 | Diesel | COMPARTMENT A | Single Walled | Asphalt coated or Bare Steel | Pressure |  | Fiberglass Reinforced Plastic
0-009837 | CIRCLE K STORE #2703366 | 1564 E RAY RD | GILBERT | AZ | 85296 | Maricopa | 2 | Open | 2001-07-17 | 12000 | Gasoline | COMPARTMENT A | Double Walled | Fiberglass Reinforced Plastic | Pressure | Double Walled | Fiberglass Reinforced Plastic
0-009937 | QUICK & EASY MOBILE | 805 N MCQUEEN RD | GILBERT | AZ | 85233 | Maricopa | 3 | Open | 1999-07-22 | 15000 | Diesel | COMPARTMENT A | Double Walled | Fiberglass Reinforced Plastic | Pressure | Double Walled | Flexible
0-002344 | QUIKTRIP STORE #1464 | 3200 N ORACLE RD | TUCSON | AZ | 85705 | Pima | 2 | Open | 2015-09-01 | 20000 | Gasoline (UL) | COMPARTMENT A | Double Walled | Fiberglass Reinforced Plastic | Pressure | Double Walled | Fiberglass Reinforced Plastic
0-010052 | DOUGLAS CHEVRON | 461 N PAN AMERICAN AVE | DOUGLAS | AZ | 85607 | Cochise | 1 | Open | 2004-11-05 | 8000 | Gasoline | COMPARTMENT B | Double Walled | Asphalt coated or Bare Steel
0-006254 | SPEEDWAY STORE #2997 | 9491 E 22ND ST | TUCSON | AZ | 85710 | Pima | 4 | Open | 1988-07-14 | 12000 | Gasoline | COMPARTMENT A | Single Walled | Fiberglass Reinforced Plastic | Pressure |  | Fiberglass Reinforced Plastic
0-009858 | GAS-N-GRUB DAIRY-N-SUB | 2201 HUALAPAI MOUNTAIN RD | KINGMAN | AZ | 86401 | Mohave | 2 | Open | 2001-12-18 | 12000 | Gasoline | COMPARTMENT A | Double Walled | Composite (Steel/Fiberglass) | Pressure | Double Walled | Fiberglass Reinforced Plastic
0-009412 | LOVE'S TRAVEL STOP #296 | 820 W PIMA ST | GILA BEND | AZ | 85337 | Maricopa | 1 | Open | 1998-06-04 | 8000 | Gasoline | COMPARTMENT B | Double Walled | Composite (Steel/Fiberglass) | Pressure | Double Walled
0-008391 | ARCO AM/PM #82525 | 2800 N ORACLE RD | TUCSON | AZ | 85705 | Pima | 1 | Open | 1994-04-15 | 10000 | Gasoline | COMPARTMENT A | Double Walled | Fiberglass Reinforced Plastic | Pressure |  | Fiberglass Reinforced Plastic
0-006478 | ANTELOPE TRAVEL RECREATION | 910 COPPERMINE RD | PAGE | AZ | 86040 | Coconino | 2 | Open | 1987-10-05 | 12000 | Gasoline (UL) | COMPARTMENT A | Single Walled | Fiberglass Reinforced Plastic | Pressure |  | Fiberglass Reinforced Plastic
0-009590 | ADOA - FUEL DEPOT | 1501 W MADISON ST | PHOENIX | AZ | 85007 | Maricopa | 2 | Open | 1999-02-01 | 12000 | Gasoline (UL) | COMPARTMENT A | Double Walled | Fiberglass Reinforced Plastic | Pressure | Double Walled | Fiberglass Reinforced Plastic
0-008984 | 4 SONS FOOD STORES #504 | 3610 W PINNACLE PEAK RD | PHOENIX | AZ | 85310 | Maricopa | 4 | Open | 1996-01-01 | 6000 | Diesel | COMPARTMENT A | Double Walled | Fiberglass Reinforced Plastic | Pressure | Double Walled | Fiberglass Reinforced Plastic
0-003595 | BIG LAKE TRADING POST | 1501 COPPERMINE RD | PAGE | AZ | 86040 | Coconino | 5 | Open | 2018-05-11 | 8000 | Diesel | COMPARTMENT A | Double Walled | Fiberglass Reinforced Plastic | Pressure | Double Walled | Fiberglass Reinforced Plastic
0-010077 | AIRPARK PARTNERS | 16035 N 80TH ST | SCOTTSDALE | AZ | 85260 | Maricopa | 1 | Open | 2002-04-23 | 12000 | Jet Fuel | COMPARTMENT A | Double Walled | Fiberglass Reinforced Plastic | Pressure | Double Walled | Fiberglass Reinforced Plastic
0-009769 | CIRCLE K #2706347 | 8202 E MCDOWELL RD | SCOTTSDALE | AZ | 85257 | Maricopa | 2 | Open | 2001-01-12 | 10000 | Gasoline | COMPARTMENT A | Double Walled | Fiberglass Reinforced Plastic | Pressure | Double Walled | Flexible
0-009828 | CIRCLE K #2705915 | 20721 N SCOTTSDALE RD | SCOTTSDALE | AZ | 85255 | Maricopa | 1 | Open | 2001-11-01 | 15000 | Gasoline | COMPARTMENT A | Double Walled | Fiberglass Reinforced Plastic | Pressure | Double Walled | Fiberglass Reinforced Plastic
0-003755 | PHILLIPS 66 COMPANY #017886 | 2103 W IRONWOOD | TUCSON | AZ | 85745 | Pima | 5 | Open | 1973-01-01 | 4000 | Gasoline | COMPARTMENT A |  | Asphalt coated or Bare Steel
0-009433 | CIRCLE K STORE #2709181 | 20203 N 67TH AVE | GLENDALE | AZ | 85308 | Maricopa | 1 | Open | 1997-12-01 | 20000 | Gasoline | COMPARTMENT A | Double Walled | Fiberglass Reinforced Plastic
0-003256 | ARCO AM/PM 43RD AVE | 1601 N 43RD AVE | PHOENIX | AZ | 85009 | Maricopa | 10 | Open | 2020-01-09 | 10000 | Diesel | COMPARTMENT A | Double Walled | Fiberglass Reinforced Plastic
0-009791 | SOUTHERN SHELL | 4005 E SOUTHERN AVE | PHOENIX | AZ | 85042 | Maricopa | 1 | Open | 2001-01-26 | 10000 | Diesel | COMPARTMENT A | Double Walled | Fiberglass Reinforced Plastic | Pressure | Double Walled | Fiberglass Reinforced Plastic
0-010000 | QUIKTRIP #479 | 8233 N 7TH ST | PHOENIX | AZ | 85020 | Maricopa | 1 | Open | 2003-10-06 | 12000 | Gasoline | COMPARTMENT A | Double Walled | Fiberglass Reinforced Plastic | Pressure | Double Walled | Flexible
0-009398 | SPEEDWAY STORE #2956 | 2381 S AVENUE B | YUMA | AZ | 85364 | Yuma | 3 | Open | 1998-11-25 | 12000 | Gasoline | COMPARTMENT A | Double Walled | Fiberglass Reinforced Plastic | Pressure | Double Walled | Fiberglass Reinforced Plastic
0-009331 | JACKSONS ENERGY #6791 | 1475 S STATE ROUTE 260 | COTTONWOOD | AZ | 86326 | Yavapai | 2 | Open | 1998-04-13 | 4000 | Diesel | COMPARTMENT B | Double Walled | Fiberglass Reinforced Plastic | Pressure | Double Walled | Flexible
0-009331 | JACKSONS ENERGY #6791 | 1475 S STATE ROUTE 260 | COTTONWOOD | AZ | 86326 | Yavapai | 2 | Open | 1998-04-13 | 8000 | Gasoline (PUL) | COMPARTMENT A | Double Walled | Fiberglass Reinforced Plastic | Pressure | Double Walled | Flexible
0-009331 | JACKSONS ENERGY #6791 | 1475 S STATE ROUTE 260 | COTTONWOOD | AZ | 86326 | Yavapai | 1 | Open | 1998-04-13 | 12000 | Gasoline (UL) | COMPARTMENT A | Double Walled | Fiberglass Reinforced Plastic | Pressure | Double Walled | Flexible
0-004835 | US HELICOPTERS - TANGO ONE | 15021 N 74TH ST | SCOTTSDALE | AZ | 85260 | Maricopa | 2 | Open | 1986-01-01 | 6000 | Jet Fuel | COMPARTMENT A |  | Fiberglass Reinforced Plastic | Pressure |  | Fiberglass Reinforced Plastic
0-002052 | E-Z SERVE/QUIK-MART #100916 | 4280 E BENSON HWY | TUCSON | AZ | 85706 | Pima | 3 | Open | 1995-08-01 | 10000 | Gasoline | COMPARTMENT A | Double Walled | Composite (Steel/Fiberglass) | Pressure | Double Walled
0-009410 | PILOT TRAVEL CENTER #211 | 14750 S HIGHWAY 95 | LAKE HAVASU CITY | AZ | 86404 | Mohave | 1 | Open | 1998-06-01 | 15000 | Gasoline | COMPARTMENT A | Double Walled | Fiberglass Reinforced Plastic | Pressure |  | Fiberglass Reinforced Plastic
0-001403 | CIRCLE K #2701389 | 6051 STATE ROUTE 179 | VILLAGE OF OAK CREEK | AZ | 86351 | Yavapai | 6 | Open | 1995-08-17 | 10000 | Gasoline | COMPARTMENT A | Single Walled | Fiberglass Reinforced Plastic | Pressure | Double Walled | Fiberglass Reinforced Plastic
0-001809 | SPEEDWAY STORE #2991 | 1807 E 10TH ST | DOUGLAS | AZ | 85607 | Cochise | 6 | Open | 1971-01-01 | 6000 | Diesel | COMPARTMENT A | Single Walled | Asphalt coated or Bare Steel | Pressure | Double Walled | Flexible
0-005450 | CIRCLE K #2702910 | 822 E JIMMIE KERR BLVD | CASA GRANDE | AZ | 85122 | Pinal | 4 | Open | 1996-02-07 | 12000 | Gasoline | COMPARTMENT A | Double Walled | Fiberglass Reinforced Plastic | Pressure | Double Walled | Fiberglass Reinforced Plastic
0-001512 | CIRCLE K #3735 | 4301 W CACTUS RD | PHOENIX | AZ | 85304 | Maricopa | 1 | Open | 1982-01-01 | 10000 | Gasoline | COMPARTMENT A | Single Walled | Fiberglass Reinforced Plastic | Pressure |  | Fiberglass Reinforced Plastic
0-001479 | CIRCLE K #2701781 | 1540 E BROADWAY RD | PHOENIX | AZ | 85040 | Maricopa | 2 | Open | 1985-01-01 | 10000 | Gasoline (PUL) | COMPARTMENT A | Double Walled | Fiberglass Reinforced Plastic | Pressure |  | Fiberglass Reinforced Plastic
0-009859 | GAS PLUS II | 7465 E CONCHO DR | VALLE VISTA | AZ | 86401 | Mohave | 1 | Open | 2002-01-23 | 12000 | Diesel | COMPARTMENT A | Double Walled | Composite (Steel/Fiberglass)
0-009859 | GAS PLUS II | 7465 E CONCHO DR | VALLE VISTA | AZ | 86401 | Mohave | 1 | Open | 2002-01-23 | 8000 | Gasoline | COMPARTMENT B | Double Walled | Composite (Steel/Fiberglass)
0-004550 | CIRCLE K #2701855 | 15400 N 7TH ST | PHOENIX | AZ | 85022 | Maricopa | 1 | Open | 1986-01-01 | 10000 | Gasoline | COMPARTMENT A | Single Walled | Fiberglass Reinforced Plastic | Pressure |  | Fiberglass Reinforced Plastic
0-007143 | CITY OF PHOENIX - ENCANTO PARK MAINTENANCE | 1801 W ENCANTO BLVD | PHOENIX | AZ | 85007 | Maricopa | 1 | Open | 1989-12-19 | 10000 | Gasoline | COMPARTMENT A | Double Walled | Fiberglass Reinforced Plastic | Pressure | Double Walled | Fiberglass Reinforced Plastic
0-008971 | NEIGHBORS MART | 2890 JAMAICA BLVD S | LAKE HAVASU CITY | AZ | 86406 | Mohave | 2 | Open | 1997-05-16 | 8000 | Gasoline | COMPARTMENT A | Double Walled | Fiberglass Reinforced Plastic | Pressure | Double Walled | Fiberglass Reinforced Plastic
0-009703 | POWER & GUADALUPE SHELL | 6810 E GUADALUPE RD | MESA | AZ | 85212 | Maricopa | 1 | Open | 2000-09-01 | 20000 | Gasoline | COMPARTMENT A | Double Walled | Fiberglass Reinforced Plastic | Pressure | Double Walled | Fiberglass Reinforced Plastic
0-006279 | TOWN OF GILBERT - PUBLIC WORKS DEPARTMENT | 900 E JUNIPER AVE | GILBERT | AZ | 85234 | Maricopa | 1 | Open | 1988-05-12 | 6000 | Diesel | COMPARTMENT A | Double Walled | Fiberglass Reinforced Plastic | Suction - Check Valve at the Tank Top | Double Walled | Fiberglass Reinforced Plastic
0-004939 | FRY'S FUEL CENTER #5 | 7949 E THOMAS RD | SCOTTSDALE | AZ | 85251 | Maricopa | 6 | Open | 2005-11-01 | 15000 | Gasoline (UL) | COMPARTMENT A | Double Walled | Composite (Steel/Fiberglass) | Pressure | Double Walled | Flexible
0-009881 | CIRCLE K #2706670 | 255524 E HWY 260 | STAR VALLEY | AZ | 85541 | Gila | 1 | Open | 2000-09-20 | 10000 | Diesel | COMPARTMENT A | Double Walled | Fiberglass Reinforced Plastic | Pressure | Double Walled | Fiberglass Reinforced Plastic
0-000931 | SNOWFLAKE #499 | 730 S MAIN ST | SNOWFLAKE | AZ | 85937 | Navajo | 6 | Open | 2015-06-10 | 12000 | Gasoline | COMPARTMENT A | Double Walled | Fiberglass Reinforced Plastic | Pressure | Double Walled | Flexible
0-000931 | SNOWFLAKE #499 | 730 S MAIN ST | SNOWFLAKE | AZ | 85937 | Navajo | 8 | Open | 2015-06-10 | 12000 | Gasoline | COMPARTMENT A | Double Walled | Fiberglass Reinforced Plastic | Pressure | Double Walled | Flexible
0-002257 | TC HANGAR GIANT LLC | 7529 E GREENWAY RD | SCOTTSDALE | AZ | 85260 | Maricopa | 1 | Open | 1983-01-01 | 10000 | Jet Fuel | COMPARTMENT A | Single Walled | Asphalt coated or Bare Steel | Pressure |  | Fiberglass Reinforced Plastic
0-007187 | MAVERIK COUNTRY STORE #376 | 5031 US HIGHWAY 68 | GOLDEN VALLEY | AZ | 86413 | Mohave | 4 | Open | 2007-11-01 | 12000 | Gasoline | COMPARTMENT A | Double Walled | Fiberglass Reinforced Plastic | Pressure | Double Walled | Flexible
0-009084 | ARCO AM/PM | 28 N SIGNAL BUTTE RD | APACHE JUNCTION | AZ | 85120 | Maricopa | 1 | Open | 1997-03-21 | 10000 | Gasoline | COMPARTMENT A | Double Walled | Fiberglass Reinforced Plastic | Pressure | Double Walled | Fiberglass Reinforced Plastic
0-009084 | ARCO AM/PM | 28 N SIGNAL BUTTE RD | APACHE JUNCTION | AZ | 85120 | Maricopa | 2 | Open | 1997-03-21 | 12000 | Gasoline | COMPARTMENT A | Double Walled | Fiberglass Reinforced Plastic | Pressure | Double Walled | Fiberglass Reinforced Plastic
0-001481 | CIRCLE K #2701789 | 9000 N CAMINO DE OESTE | MARANA | AZ | 85742 | Pima | 1 | Open | 1985-01-01 | 10000 | Gasoline | COMPARTMENT A | Double Walled | Fiberglass Reinforced Plastic | Pressure | Single Walled | Fiberglass Reinforced Plastic
0-002168 | FCA US LLC ARIZONA PROVING GROUND | 1 PROVING GROUND ROAD | YUCCA | AZ | 86438 | Mohave | 13 | Open | 1993-05-01 | 3000 | Gasoline | COMPARTMENT A | Double Walled | Fiberglass Reinforced Plastic | Pressure | Double Walled | Fiberglass Reinforced Plastic
0-001408 | CIRCLE K #114 | 616 W ROOSEVELT ST | PHOENIX | AZ | 85003 | Maricopa | 3 | Open | 1982-04-24 | 10000 | Gasoline | COMPARTMENT A | Single Walled | Asphalt coated or Bare Steel | Pressure |  | Fiberglass Reinforced Plastic
0-001408 | CIRCLE K #114 | 616 W ROOSEVELT ST | PHOENIX | AZ | 85003 | Maricopa | 2 | Open | 1982-04-24 | 10000 | Gasoline | COMPARTMENT A | Single Walled | Asphalt coated or Bare Steel | Pressure |  | Fiberglass Reinforced Plastic
0-000260 | ADOT - WILLCOX MAINTENANCE | 709 S HASKELL AVE | WILLCOX | AZ | 85643 | Cochise | 2 | Open | 1982-01-01 | 12000 | Gasoline | COMPARTMENT A | Single Walled | Fiberglass Reinforced Plastic | Suction - Check Valve at the Dispenser | Single Walled | Fiberglass Reinforced Plastic
0-001991 | FOOD MART | 5124 S MILL AVE | TEMPE | AZ | 85282 | Maricopa | 7 | Open | 1997-12-04 | 15000 | Gasoline | COMPARTMENT A | Double Walled | Fiberglass Reinforced Plastic | Pressure | Double Walled | Fiberglass Reinforced Plastic
0-005490 | CIRCLE K #2702835 | 3402 N 35TH AVE | PHOENIX | AZ | 85017 | Maricopa | 5 | Open | 1994-07-28 | 10000 | Gasoline | COMPARTMENT A | Single Walled | Fiberglass Reinforced Plastic | Pressure | Single Walled | Fiberglass Reinforced Plastic
0-005490 | CIRCLE K #2702835 | 3402 N 35TH AVE | PHOENIX | AZ | 85017 | Maricopa | 6 | Open | 1994-07-28 | 12000 | Gasoline | COMPARTMENT A | Single Walled | Fiberglass Reinforced Plastic | Pressure | Single Walled | Fiberglass Reinforced Plastic
0-003196 | CIRCLE K STORE #2709172 | 1435 W BASELINE RD | TEMPE | AZ | 85283 | Maricopa | 10 | Open | 1999-05-20 | 12000 | Gasoline | COMPARTMENT A | Double Walled | Fiberglass Reinforced Plastic | Pressure |  | Fiberglass Reinforced Plastic
0-010636 | FRY'S FUEL #619 | 4120 N 103RD AVE | PHOENIX | AZ | 85037 | Maricopa | 2 | Open | 2014-10-09 | 8000 | Gasoline (PUL) | COMPARTMENT A | Double Walled | Fiberglass Reinforced Plastic | Pressure | Double Walled | Fiberglass Reinforced Plastic
0-010613 | SUPER STAR CARWASH AND GAS | 1742 N HIGLEY RD | GILBERT | AZ | 85234 | Maricopa | 2 | Open | 2016-09-01 | 15000 | Gasoline (PUL) | COMPARTMENT A | Double Walled | Fiberglass Reinforced Plastic | Pressure | Double Walled | Fiberglass Reinforced Plastic
0-001321 | CIRCLE K #816 | 606 N BEELINE HWY | PAYSON | AZ | 85541 | Gila | 5 | Open | 1997-01-23 | 10000 | Gasoline (PUL) | COMPARTMENT A | Single Walled | Fiberglass Reinforced Plastic | Pressure | Double Walled | Fiberglass Reinforced Plastic
0-010285 | COSTCO WHOLESALE #1028 | 7525 E HAMPTON AVE | MESA | AZ | 85209 | Maricopa | 3 | Open | 2008-05-01 | 30000 | Gasoline (PUL) | COMPARTMENT A | Double Walled | Fiberglass Reinforced Plastic | Pressure | Double Walled | Fiberglass Reinforced Plastic
0-010214 | QUIKTRIP #437 | 21 E OLD WEST HWY | APACHE JUNCTION | AZ | 85119 | Pinal | 2 | Open | 2007-10-11 | 20000 | Gasoline | COMPARTMENT A | Double Walled | Fiberglass Reinforced Plastic | Pressure | Double Walled | Fiberglass Reinforced Plastic
0-010221 | SAFEWAY FUEL #1849 | 32551 N SCOTTSDALE RD | SCOTTSDALE | AZ | 85266 | Maricopa | 2 | Open | 2008-02-13 | 10000 | Diesel | COMPARTMENT B | Double Walled | Fiberglass Reinforced Plastic | Pressure | Double Walled | Flexible
0-010659 | CARIOCA SHELL | 12683 W WHITE HILLS RD | WHITE HILLS | AZ | 86445 | Mohave | 1 | Open | 2019-05-15 | 14000 | Gasoline (UL) | COMPARTMENT A | Double Walled | Fiberglass Reinforced Plastic | Pressure | Double Walled | Fiberglass Reinforced Plastic
0-001515 | BIG B'S MARKET | 4835 N 37TH AVE | PHOENIX | AZ | 85019 | Maricopa | 4 | Open | 1998-01-14 | 10000 | Gasoline | COMPARTMENT A | Single Walled | Fiberglass Reinforced Plastic | Pressure | Double Walled | Fiberglass Reinforced Plastic
0-006661 | FORT VALLEY CHEVRON | 1312 N FORT VALLEY RD | FLAGSTAFF | AZ | 86001 | Coconino | 5 | Open | 2019-11-07 | 6000 | Gasoline (PUL) | COMPARTMENT A | Double Walled | Fiberglass Reinforced Plastic | Pressure | Double Walled | Fiberglass Reinforced Plastic
0-010140 | QUIKTRIP #478 | 5545 S POWER RD | MESA | AZ | 85212 | Maricopa | 4 | Open | 2015-12-08 | 12000 | Diesel | COMPARTMENT A | Double Walled | Fiberglass Reinforced Plastic | Pressure | Double Walled | Fiberglass Reinforced Plastic
0-010141 | FRYS FUEL CENTER #682 | 205 W COMBS RD | QUEEN CREEK | AZ | 85140 | Pinal | 2 | Open | 2008-08-12 | 8000 | Diesel | COMPARTMENT A | Double Walled | Fiberglass Reinforced Plastic | Pressure | Double Walled | Fiberglass Reinforced Plastic
0-008890 | LAKE POWELL CONVENIENCE CENTER | 901 US HIGHWAY 89 | PAGE | AZ | 86040 | Coconino | 4 | Open | 2019-03-01 | 10000 | Gasoline (PUL) | COMPARTMENT C | Double Walled | Fiberglass Reinforced Plastic | Pressure | Double Walled | Fiberglass Reinforced Plastic
0-008455 | JAY'S SUPER SERVICE | 1051 NAVAJO BLVD | HOLBROOK | AZ | 86025 | Navajo | 4 | Open | 1988-01-01 | 10000 | Gasoline | COMPARTMENT A | Double Walled | Composite (Steel/Fiberglass) | Pressure |  | Fiberglass Reinforced Plastic
0-000917 | TEXACO #60-349-0332 | 6701 W INDIAN SCHOOL RD | PHOENIX | AZ | 85033 | Maricopa | 5 | Open | 2020-04-07 | 8000 | Gasoline (PUL) | COMPARTMENT A | Double Walled | Polyethylene Jacketed Steel | Pressure | Double Walled | Fiberglass Reinforced Plastic
0-003876 | CITY OF PHOENIX - NORTH TRANSIT FACILITY | 2010 W DESERT COVE AVE | PHOENIX | AZ | 85029 | Maricopa | 22 | Open | 2013-09-05 | 1000 | New Oil | COMPARTMENT A | Double Walled | Fiberglass Reinforced Plastic | Pressure | Double Walled | Fiberglass Reinforced Plastic
0-003876 | CITY OF PHOENIX - NORTH TRANSIT FACILITY | 2010 W DESERT COVE AVE | PHOENIX | AZ | 85029 | Maricopa | 20 | Open | 2013-09-05 | 2500 | Gasoline | COMPARTMENT A | Double Walled | Fiberglass Reinforced Plastic | Pressure | Double Walled | Fiberglass Reinforced Plastic
0-006172 | 4 SONS FOOD STORES #802 | 9070 W BELL RD | PEORIA | AZ | 85382 | Maricopa | 2 | Open | 1997-01-24 | 12000 | Gasoline | COMPARTMENT A | Double Walled | Fiberglass Reinforced Plastic | Pressure | Double Walled | Fiberglass Reinforced Plastic
0-006172 | 4 SONS FOOD STORES #802 | 9070 W BELL RD | PEORIA | AZ | 85382 | Maricopa | 1 | Open | 1997-01-24 | 12000 | Gasoline | COMPARTMENT A | Double Walled | Fiberglass Reinforced Plastic | Pressure | Double Walled | Fiberglass Reinforced Plastic
0-006215 | 4 SONS FOOD STORES #501 | 1633 W SUPERSTITION BLVD | APACHE JUNCTION | AZ | 85120 | Pinal | 1 | Open | 1988-05-13 | 10000 | Gasoline | COMPARTMENT A | Single Walled | Fiberglass Reinforced Plastic | Pressure |  | Fiberglass Reinforced Plastic
0-006465 | ARCO #5502 | 702 W BROADWAY RD | PHOENIX | AZ | 85041 | Maricopa | 5 | Open | 2019-06-28 | 7000 | Diesel | COMPARTMENT B | Double Walled | Composite (Steel/Fiberglass) | Pressure | Double Walled | Fiberglass Reinforced Plastic
0-010116 | BEAVER CREEK GAS MART | 3625 E BEAVER CREEK RD | RIMROCK | AZ | 86335 | Yavapai | 2 | Open | 2005-08-04 | 15000 | Gasoline | COMPARTMENT A | Double Walled | Fiberglass Reinforced Plastic | Pressure | Double Walled | Fiberglass Reinforced Plastic
0-004580 | SONOITA MERCANTILE WATER SYSTEM | 3235 STATE HIGHWAY 83 | SONOITA | AZ | 85637 | Santa Cruz | 5 | Open | 1999-11-23 | 6000 | Gasoline | COMPARTMENT B | Double Walled | Composite (Steel/Fiberglass)
0-010219 | SAM'S CLUB #4915 | 600 HIGHWAY 95 | BULLHEAD CITY | AZ | 86429 | Mohave | 3 | Open | 2005-10-27 | 8000 | Diesel | COMPARTMENT A | Double Walled | Fiberglass Reinforced Plastic | Pressure | Double Walled | Flexible
0-009114 | CIRCLE K STORE #2741622 | 2350 E BASELINE RD | PHOENIX | AZ | 85042 | Maricopa | 2 | Open | 1997-05-19 | 12000 | Gasoline (PUL) | COMPARTMENT A | Double Walled | Composite (Steel/Fiberglass) | Pressure | Double Walled | Fiberglass Reinforced Plastic
0-009152 | PEORIA GAS & C STORE LLC | 8322 W OLIVE AVE | PEORIA | AZ | 85345 | Maricopa | 1 | Open | 1997-01-01 | 15000 | Gasoline | COMPARTMENT A | Double Walled | Composite (Steel/Fiberglass) | Pressure | Double Walled | Fiberglass Reinforced Plastic
0-009039 | GPM #4614 | 2160 W DREXEL RD | TUCSON | AZ | 85746 | Pima | 1 | Open | 1996-10-01 | 15000 | Gasoline | COMPARTMENT A | Double Walled | Fiberglass Reinforced Plastic | Pressure | Double Walled | Fiberglass Reinforced Plastic
0-001521 | CIRCLE K #2703746 | 12201 N CAVE CREEK RD | PHOENIX | AZ | 85022 | Maricopa | 1 | Open | 1983-01-01 | 10000 | Gasoline (UL) | COMPARTMENT A | Single Walled | Fiberglass Reinforced Plastic | Pressure |  | Fiberglass Reinforced Plastic
0-009464 | CIRCLE K #2705573 | 8319 W BELL RD | PEORIA | AZ | 85382 | Maricopa | 3 | Open | 1999-01-19 | 15000 | Gasoline | COMPARTMENT A | Double Walled | Fiberglass Reinforced Plastic | Pressure | Double Walled | Fiberglass Reinforced Plastic
0-009464 | CIRCLE K #2705573 | 8319 W BELL RD | PEORIA | AZ | 85382 | Maricopa | 1 | Open | 1999-01-19 | 10000 | Diesel | COMPARTMENT A | Double Walled | Fiberglass Reinforced Plastic | Pressure | Double Walled | Fiberglass Reinforced Plastic
0-002342 | CIRCLE K #2708651 | 5849 N 35TH AVE | PHOENIX | AZ | 85017 | Maricopa | 3 | Open | 1988-05-01 | 10000 | Gasoline | COMPARTMENT A | Double Walled | Fiberglass Reinforced Plastic | Pressure |  | Fiberglass Reinforced Plastic
0-003213 | CIRCLE K #2708838 | 2 N FREEWAY | TUCSON | AZ | 85745 | Pima | 2 | Open | 1987-07-01 | 10000 | Gasoline (UL) | COMPARTMENT A | Double Walled | Fiberglass Reinforced Plastic | Pressure | Single Walled | Fiberglass Reinforced Plastic
0-008610 | FLYING J TRAVEL PLAZA #612 | 400 TRANSCON LN | WINSLOW | AZ | 86047 | Navajo | 6 | Open | 1995-01-25 | 12000 | Gasoline | COMPARTMENT A | Double Walled | Fiberglass Reinforced Plastic | Pressure | Double Walled | Fiberglass Reinforced Plastic
0-009232 | FASTRIP FOOD STORE #9915/9916 | 1620 N PINAL AVE | CASA GRANDE | AZ | 85122 | Pinal | 4 | Open | 1997-11-02 | 12000 | Gasoline | COMPARTMENT A | Double Walled | Fiberglass Reinforced Plastic | Pressure | Double Walled | Fiberglass Reinforced Plastic
0-008111 | 6TH ST CARDLOCK | 2453 S 6TH ST | PHOENIX | AZ | 85004 | Maricopa | 5 | Open | 1992-12-01 | 6000 | Gasoline | COMPARTMENT A | Double Walled | Composite (Steel/Fiberglass) | Pressure | Single Walled | Fiberglass Reinforced Plastic
0-009713 | BASELINE CARDLOCK & TANK WAGON | 822 E BASELINE RD | MESA | AZ | 85204 | Maricopa | 2 | Open | 2000-10-30 | 12000 | Gasoline (UL) | COMPARTMENT A | Double Walled | Fiberglass Reinforced Plastic
0-009713 | BASELINE CARDLOCK & TANK WAGON | 822 E BASELINE RD | MESA | AZ | 85204 | Maricopa | 3 | Open | 2018-08-13 | 20000 | Gasoline (UL) | COMPARTMENT A | Double Walled | Polyethylene Jacketed Steel
0-009998 | SAM'S CLUB #6606 | 8340 W MCDOWELL RD | PHOENIX | AZ | 85037 | Maricopa | 2 | Open | 2005-06-17 | 20000 | Gasoline | COMPARTMENT A | Double Walled | Fiberglass Reinforced Plastic | Pressure | Double Walled | Fiberglass Reinforced Plastic
0-009907 | CIRCLE K #2706468 | 9476 W OLIVE AVE | PEORIA | AZ | 85345 | Maricopa | 2 | Open | 2002-02-28 | 20000 | Gasoline | COMPARTMENT A | Single Walled | Fiberglass Reinforced Plastic | Pressure | Double Walled | Flexible
0-009704 | SHELL #28 | 20210 N CAVE CREEK RD | PHOENIX | AZ | 85024 | Maricopa | 2 | Open | 1998-09-01 | 20000 | Gasoline | COMPARTMENT A | Double Walled | Fiberglass Reinforced Plastic | Pressure | Double Walled | Fiberglass Reinforced Plastic
0-010485 | CIRCLE K STORE #2703448 | 5155 W OLIVE AVE | GLENDALE | AZ | 85302 | Maricopa | 3 | Open | 2013-08-01 | 12000 | Diesel | COMPARTMENT A | Double Walled | Fiberglass Reinforced Plastic | Pressure | Double Walled | Fiberglass Reinforced Plastic
0-010130 | SMALL OPERATIONS RENTAL CAR CENTER | 1712 E RENTAL CAR WAY | PHOENIX | AZ | 85034 | Maricopa | 1 | Open | 2005-08-01 | 12000 | Gasoline | COMPARTMENT A | Double Walled | Fiberglass Reinforced Plastic | Pressure | Double Walled | Fiberglass Reinforced Plastic
0-010514 | CIRCLE K STORE #2703462 | 3155 S GILBERT RD | GILBERT | AZ | 85295 | Maricopa | 3 | Open | 2014-11-25 | 12000 | Diesel | COMPARTMENT A | Double Walled | Fiberglass Reinforced Plastic | Pressure | Double Walled | Fiberglass Reinforced Plastic
0-001491 | CIRCLE K #2701800 | 2398 S AVENUE B | YUMA | AZ | 85364 | Yuma | 3 | Open | 1985-01-01 | 10000 | Gasoline | COMPARTMENT A | Double Walled | Fiberglass Reinforced Plastic | Pressure |  | Fiberglass Reinforced Plastic
0-001491 | CIRCLE K #2701800 | 2398 S AVENUE B | YUMA | AZ | 85364 | Yuma | 2 | Open | 1985-01-01 | 10000 | Gasoline | COMPARTMENT A | Double Walled | Fiberglass Reinforced Plastic | Pressure |  | Fiberglass Reinforced Plastic
0-010492 | FRYS FOOD & DRUG STORES #113 | 1245 W MAIN ST | MESA | AZ | 85201 | Maricopa | 2 | Open | 2013-07-11 | 10000 | Diesel | COMPARTMENT A | Double Walled | Fiberglass Reinforced Plastic | Pressure | Double Walled | Flexible
0-010431 | FRYS FUEL CENTER #628 | 3949 E CHANDLER BLVD | PHOENIX | AZ | 85048 | Maricopa | 2 | Open | 2011-10-01 | 8000 | Gasoline | COMPARTMENT B | Double Walled | Fiberglass Reinforced Plastic | Pressure | Double Walled | Fiberglass Reinforced Plastic
0-000517 | ARCO #5272 | 12222 N 32ND ST | PHOENIX | AZ | 85032 | Maricopa | 6 | Open | 1993-01-27 | 10000 | Gasoline | COMPARTMENT A | Double Walled | Fiberglass Reinforced Plastic | Pressure | Double Walled | Fiberglass Reinforced Plastic
0-000517 | ARCO #5272 | 12222 N 32ND ST | PHOENIX | AZ | 85032 | Maricopa | 7 | Open | 1993-01-27 | 10000 | Gasoline | COMPARTMENT A | Double Walled | Fiberglass Reinforced Plastic | Pressure | Double Walled | Fiberglass Reinforced Plastic
0-009895 | SPEEDWAY STORE #2948 | 5000 E VALENCIA RD | TUCSON | AZ | 85756 | Pima | 1 | Open | 2001-08-16 | 15000 | Gasoline (PUL) | COMPARTMENT A | Double Walled | Fiberglass Reinforced Plastic | Pressure | Double Walled | Fiberglass Reinforced Plastic
0-010151 | JACKSONS ENERGY #6782 | 1785 S RAILROAD SPRINGS BLVD | FLAGSTAFF | AZ | 86001 | Coconino | 2 | Open | 2006-03-23 | 12000 | Gasoline | COMPARTMENT A | Double Walled | Fiberglass Reinforced Plastic | Pressure | Double Walled | Flexible
0-010176 | LAVEEN CHEVRON #305052 | 5115 W SOUTHERN AVE | PHOENIX | AZ | 85339 | Maricopa | 1 | Open | 2007-05-15 | 20000 | Gasoline | COMPARTMENT A | Double Walled | Fiberglass Reinforced Plastic | Pressure | Double Walled | Fiberglass Reinforced Plastic
0-010574 | FRY'S FUEL FACILITY #681 | 2955 E OCOTILLO RD | CHANDLER | AZ | 85249 | Maricopa | 2 | Open | 2016-10-20 | 8000 | Gasoline (PUL) | COMPARTMENT B | Double Walled | Fiberglass Reinforced Plastic | Pressure | Double Walled | Fiberglass Reinforced Plastic
0-010582 | CIRCLE K STORE #2741642 | 7165 S VAL VISTA DR | GILBERT | AZ | 85298 | Maricopa | 2 | Open | 2016-10-28 | 8000 | Gasoline (PUL) | COMPARTMENT A | Double Walled | Fiberglass Reinforced Plastic | Pressure | Double Walled | Fiberglass Reinforced Plastic
0-010569 | LOVE'S TRAVEL STOP #659 | 8313 W ROOSEVELT ST | TOLLESON | AZ | 85353 | Maricopa | 1 | Open | 2016-06-13 | 30000 | Diesel | COMPARTMENT A | Double Walled | Fiberglass Reinforced Plastic | Pressure | Double Walled | Fiberglass Reinforced Plastic
0-006980 | ARCO #5601 | 2198 HIGHWAY 95 | BULLHEAD CITY | AZ | 86442 | Mohave | 2 | Open | 1988-10-19 | 12000 | Gasoline | COMPARTMENT A | Double Walled | Fiberglass Reinforced Plastic | Pressure | Double Walled | Fiberglass Reinforced Plastic
0-007775 | GAS-N-GRUB 7 | 2996 HIGHWAY 68 | BULLHEAD CITY | AZ | 86429 | Mohave | 2 | Open | 1991-07-15 | 10000 | Gasoline | COMPARTMENT A | Double Walled | Fiberglass Reinforced Plastic | Pressure | Double Walled | Fiberglass Reinforced Plastic
0-009687 | ARCO AM/PM | 1208 S ELLSWORTH RD | MESA | AZ | 85209 | Maricopa | 1 | Open | 2000-05-16 | 20000 | Gasoline | COMPARTMENT A | Double Walled | Fiberglass Reinforced Plastic | Pressure | Double Walled | Fiberglass Reinforced Plastic
0-007430 | ADOT - TUCSON MVD | 3565 S BROADMONT DR | TUCSON | AZ | 85713 | Pima | 1 | Open | 1991-07-16 | 10000 | Gasoline | COMPARTMENT A | Double Walled | Composite (Steel/Fiberglass) | Pressure | Double Walled | Fiberglass Reinforced Plastic
0-000353 | ADOT - PAYSON MAINTENANCE | 200 N COLCORD RD | PAYSON | AZ | 85541 | Gila | 2 | Open | 1984-01-01 | 12000 | Gasoline | COMPARTMENT A | Single Walled | Fiberglass Reinforced Plastic | Suction - Check Valve at the Dispenser | Single Walled | Fiberglass Reinforced Plastic
0-008508 | AAA SAFE STORAGE & MINI MART | 3179 HARRISON ST | KINGMAN | AZ | 86401 | Mohave | 1 | Open | 1994-03-29 | 10000 | Gasoline | COMPARTMENT A | Double Walled | Composite (Steel/Fiberglass) | Pressure | Double Walled | Fiberglass Reinforced Plastic
0-008328 | TUBAC MARKET | 2261 E FRONTAGE RD | TUBAC | AZ | 85646 | Santa Cruz | 1 | Open | 1989-01-01 | 8000 | Gasoline | COMPARTMENT A | Double Walled | Asphalt coated or Bare Steel | Pressure | Double Walled | Fiberglass Reinforced Plastic
0-004956 | SPEEDWAY STORE #2966 | 6280 E BROADWAY BLVD | TUCSON | AZ | 85711 | Pima | 6 | Open | 2020-03-04 | 8000 | Gasoline (PUL) | COMPARTMENT B | Double Walled | Fiberglass Reinforced Plastic | Pressure | Double Walled | Fiberglass Reinforced Plastic
0-004956 | SPEEDWAY STORE #2966 | 6280 E BROADWAY BLVD | TUCSON | AZ | 85711 | Pima | 6 | Open | 2020-03-04 | 8000 | Diesel #2 | COMPARTMENT C | Double Walled | Fiberglass Reinforced Plastic | Pressure | Double Walled | Fiberglass Reinforced Plastic
0-001646 | SUPERPUMPER #11 | 23609 N SCOTTSDALE RD | SCOTTSDALE | AZ | 85255 | Maricopa | 4 | Open | 1991-02-01 | 12000 | Diesel | COMPARTMENT A | Single Walled | Fiberglass Reinforced Plastic | Pressure | Single Walled | Fiberglass Reinforced Plastic
0-009240 | WOODLANDS ONE STOP | 2325 S WOODLANDS VILLAGE BLVD | FLAGSTAFF | AZ | 86001 | Coconino | 2 | Open | 1998-02-02 | 12000 | Gasoline | COMPARTMENT A |  | Composite (Steel/Fiberglass) | Pressure | Double Walled
0-004201 | ROSS AVIATION | 15115 N AIRPORT DR | SCOTTSDALE | AZ | 85260 | Maricopa | 10 | Open | 1990-08-01 | 4000 | Red Diesel | COMPARTMENT A | Single Walled | Asphalt coated or Bare Steel | Pressure |  | Bare or Galvanized Steel
0-002010 | CIRCLE K #5579 | 655 W 22ND ST | TUCSON | AZ | 85713 | Pima | 7 | Open | 2000-10-27 | 15000 | Gasoline | COMPARTMENT A | Double Walled | Fiberglass Reinforced Plastic | Pressure | Double Walled | Fiberglass Reinforced Plastic
0-007180 | CHEVRON #9-6574 | 825 E APACHE BLVD | TEMPE | AZ | 85281 | Maricopa | 7 | Open | 1997-06-05 | 10000 | Gasoline | COMPARTMENT A | Double Walled | Fiberglass Reinforced Plastic | Pressure | Double Walled | Fiberglass Reinforced Plastic
0-006568 | PIMA COUNTY - AJO AUTOMOTIVE SERVICES | 1295 N WELL RD | AJO | AZ | 85321 | Pima | 3 | Open | 1990-06-01 | 12000 | Gasoline | COMPARTMENT A | Double Walled | Composite (Steel/Fiberglass) | Pressure | Double Walled
0-008125 | CHINO VALLEY STATION | 995 S STATE ROUTE 89 | CHINO VALLEY | AZ | 86323 | Yavapai | 6 | Open | 1994-01-18 | 8000 | Gasoline | COMPARTMENT A | Single Walled | Asphalt coated or Bare Steel | Pressure | Single Walled | Bare or Galvanized Steel
0-002001 | CHEVRON | 5960 N ORACLE RD | TUCSON | AZ | 85704 | Pima | 4 | Open | 1985-01-01 | 10000 | Diesel | COMPARTMENT A | Double Walled | Fiberglass Reinforced Plastic | Pressure |  | Fiberglass Reinforced Plastic
0-001424 | CIRCLE K #1541 | 701 E BETHANY HOME RD | PHOENIX | AZ | 85014 | Maricopa | 2 | Open | 1984-01-01 | 10000 | Gasoline | COMPARTMENT A | Single Walled | Fiberglass Reinforced Plastic | Pressure |  | Fiberglass Reinforced Plastic
0-002889 | SOUTHWEST JET CENTER WEST | 15230 N 75TH ST | SCOTTSDALE | AZ | 85260 | Maricopa | 3 | Open | 1985-01-27 | 15000 | Jet Fuel | COMPARTMENT A | Double Walled | Fiberglass Reinforced Plastic | Suction - Check Valve at the Tank Top |  | Fiberglass Reinforced Plastic
0-009575 | CIRCLE K STORE #2709183 | 3033 W QUEEN CREEK RD | CHANDLER | AZ | 85248 | Maricopa | 3 | Open | 1999-10-01 | 6000 | Diesel | COMPARTMENT A | Double Walled | Fiberglass Reinforced Plastic | Pressure | Double Walled | Flexible
0-004564 | ROBERT'S MARKETPLACE #6450 | 6450 N VIEWPOINT DR | PRESCOTT VALLEY | AZ | 86314 | Yavapai | 5 | Open | 1994-09-01 | 12000 | Gasoline | COMPARTMENT A | Double Walled | Fiberglass Reinforced Plastic | Pressure | Double Walled | Fiberglass Reinforced Plastic
0-009537 | COSTCO #481 | 1415 N ARIZONA AVE | GILBERT | AZ | 85233 | Maricopa | 2 | Open | 1999-06-20 | 30000 | Gasoline | COMPARTMENT A | Double Walled | Fiberglass Reinforced Plastic | Pressure | Double Walled | Flexible
0-009537 | COSTCO #481 | 1415 N ARIZONA AVE | GILBERT | AZ | 85233 | Maricopa | 1 | Open | 1999-06-20 | 30000 | Gasoline | COMPARTMENT A | Double Walled | Fiberglass Reinforced Plastic | Pressure | Double Walled | Flexible
0-005053 | CIRCLE K STORE #2709163 | 2020 W WARNER RD | CHANDLER | AZ | 85224 | Maricopa | 4 | Open | 1989-07-12 | 10000 | Gasoline | COMPARTMENT A | Double Walled | Fiberglass Reinforced Plastic | Pressure | Single Walled | Fiberglass Reinforced Plastic
0-010068 | AHWATUKEE AUTO SPA | 4601 E CHANDLER BLVD | PHOENIX | AZ | 85048 | Maricopa | 1 | Open | 2001-05-03 | 20000 | Gasoline | COMPARTMENT A | Double Walled | Fiberglass Reinforced Plastic | Pressure | Double Walled | Fiberglass Reinforced Plastic
0-010068 | AHWATUKEE AUTO SPA | 4601 E CHANDLER BLVD | PHOENIX | AZ | 85048 | Maricopa | 2 | Open | 2001-05-03 | 10000 | Diesel | COMPARTMENT A | Double Walled | Fiberglass Reinforced Plastic | Pressure | Double Walled | Fiberglass Reinforced Plastic
0-003223 | CIRCLE K STORE #2709167 | 9709 N HAYDEN RD | SCOTTSDALE | AZ | 85258 | Maricopa | 6 | Open | 1985-06-01 | 12000 | Gasoline | COMPARTMENT A | Single Walled | Fiberglass Reinforced Plastic | Pressure |  | Fiberglass Reinforced Plastic
0-003223 | CIRCLE K STORE #2709167 | 9709 N HAYDEN RD | SCOTTSDALE | AZ | 85258 | Maricopa | 5 | Open | 1985-06-01 | 6000 | Diesel | COMPARTMENT A | Single Walled | Fiberglass Reinforced Plastic | Pressure |  | Fiberglass Reinforced Plastic
0-010284 | ABRAZO WEST CAMPUS | 13677 W MCDOWELL RD | GOODYEAR | AZ | 85395 | Maricopa | 1 | Open | 2003-02-06 | 8000 | Diesel | COMPARTMENT A | Double Walled | Fiberglass Reinforced Plastic | Pressure | Double Walled | Flexible
0-005994 | ARCO #5439 | 25 W MCKELLIPS RD | MESA | AZ | 85201 | Maricopa | 1 | Open | 1988-01-01 | 12000 | Gasoline | COMPARTMENT A | Double Walled | Fiberglass Reinforced Plastic | Pressure | Double Walled | Fiberglass Reinforced Plastic
0-005996 | PEORIA FUEL LLC | 9102 W PEORIA AVE | PEORIA | AZ | 85345 | Maricopa | 2 | Open | 1988-01-10 | 12000 | Gasoline | COMPARTMENT A | Double Walled | Fiberglass Reinforced Plastic | Pressure |  | Fiberglass Reinforced Plastic
0-007225 | ARCO AM/PM #82326 | 2450 E VALENCIA RD | TUCSON | AZ | 85706 | Pima | 5 | Open | 2019-08-20 | 15000 | Gasoline (UL) | COMPARTMENT A | Double Walled | Fiberglass Reinforced Plastic | Pressure | Double Walled | Fiberglass Reinforced Plastic
0-009758 | DIGITAL 2121 SOUTH PRICE | 2121 S PRICE RD | CHANDLER | AZ | 85286 | Maricopa | 6 | Open | 2007-09-13 | 25000 | Diesel | COMPARTMENT A | Double Walled | Fiberglass Reinforced Plastic | Suction - Check Valve at the Dispenser | Double Walled | Flexible
0-001062 | IKE'S MINI MARKET | 117 E FREMONT ST | TOMBSTONE | AZ | 85638 | Cochise | 7 | Open | 1989-03-01 | 6000 | Gasoline | COMPARTMENT A | Double Walled | Composite (Steel/Fiberglass) | Suction - Check Valve at the Tank Top | Single Walled | Bare or Galvanized Steel
0-003446 | ARCO AM/PM | 1349 S 4TH AVE | YUMA | AZ | 85364 | Yuma | 7 | Open | 2008-05-23 | 12000 | Gasoline | COMPARTMENT B | Double Walled | Fiberglass Reinforced Plastic | Pressure | Double Walled | Fiberglass Reinforced Plastic
0-007561 | CITY OF MESA - EAST MESA SERVICE CENTER | 6935 E DECATUR ST | MESA | AZ | 85207 | Maricopa | 6 | Open | 1990-10-24 | 3000 | Used Oil/Waste Oil | COMPARTMENT A | Double Walled | Fiberglass Reinforced Plastic | Gravity Feed
0-006447 | SPEEDWAY STORE #2975 | 906 W HIGHWAY 92 | BISBEE | AZ | 85603 | Cochise | 3 | Open | 1990-11-01 | 6000 | Gasoline (PUL) | COMPARTMENT A | Single Walled | Fiberglass Reinforced Plastic | Pressure | Double Walled | Fiberglass Reinforced Plastic
0-009723 | VALLE TRAVEL STOP LLC | 313 AZ-64 | WILLIAMS | AZ | 86046 | Coconino | 1 | Open | 1999-03-01 | 12000 | Gasoline | COMPARTMENT A | Double Walled | Composite (Steel/Fiberglass) | Pressure | Double Walled | Flexible
0-006335 | SPEEDWAY STORE #2883 | 999 S MAIN ST | COTTONWOOD | AZ | 86326 | Yavapai | 1 | Open | 1988-11-25 | 12000 | Gasoline (UL) | COMPARTMENT A | Double Walled | Fiberglass Reinforced Plastic | Pressure |  | Fiberglass Reinforced Plastic
0-006403 | LAKE POWELL TRAVEL PLAZA | 101 W GLEN DR | GREENHAVEN | AZ | 86036 | Coconino | 4 | Open | 2020-06-18 | 30000 | Gasoline (UL) | COMPARTMENT A | Double Walled | Fiberglass Reinforced Plastic | Pressure | Double Walled | Flexible
0-006209 | GLENDALE ELEMENTARY SCHOOL DISTRICT #40 | 7015 W MARYLAND AVE | GLENDALE | AZ | 85303 | Maricopa | 1 | Open | 1988-01-01 | 6000 | Gasoline | COMPARTMENT A | Double Walled | Fiberglass Reinforced Plastic | Pressure | Double Walled | Fiberglass Reinforced Plastic
0-001453 | CIRCLE K #2701622 | 3404 N 19TH AVE | PHOENIX | AZ | 85015 | Maricopa | 2 | Open | 1985-01-01 | 10000 | Gasoline (PUL) | COMPARTMENT A | Double Walled | Fiberglass Reinforced Plastic | Pressure |  | Fiberglass Reinforced Plastic
0-005819 | CIRCLE K #2705069 | 4301 W THOMAS RD | PHOENIX | AZ | 85031 | Maricopa | 1 | Open | 1989-06-01 | 10000 | Gasoline | COMPARTMENT A | Double Walled | Fiberglass Reinforced Plastic | Pressure | Single Walled | Fiberglass Reinforced Plastic
0-007434 | CIRCLE K #2701750 | 5049 W PEORIA AVE | GLENDALE | AZ | 85302 | Maricopa | 3 | Open | 1987-09-01 | 10000 | Gasoline | COMPARTMENT A | Single Walled | Fiberglass Reinforced Plastic | Pressure | Single Walled | Fiberglass Reinforced Plastic
0-002967 | SPEEDWAY STORE #2983 | 6777 N SANDARIO RD | MARANA | AZ | 85743 | Pima | 3 | Open | 2006-06-26 | 4000 | Diesel | COMPARTMENT A | Double Walled | Composite (Steel/Fiberglass) | Pressure | Double Walled | Fiberglass Reinforced Plastic
0-009085 | ROYAL ROAD MARKET | 1200 E PATAGONIA HWY | NOGALES | AZ | 85621 | Santa Cruz | 2 | Open | 1996-11-01 | 8000 | Gasoline | COMPARTMENT A | Single Walled | Fiberglass Reinforced Plastic | Pressure | Double Walled | Fiberglass Reinforced Plastic
0-008276 | RENTAL CAR QUICK TURNAROUND | 2620 E AIRPORT DR | TUCSON | AZ | 85756 | Pima | 4 | Open | 1995-03-03 | 12000 | Gasoline | COMPARTMENT A | Double Walled | Fiberglass Reinforced Plastic | Pressure | Double Walled | Fiberglass Reinforced Plastic
0-008276 | RENTAL CAR QUICK TURNAROUND | 2620 E AIRPORT DR | TUCSON | AZ | 85756 | Pima | 1 | Open | 1993-11-01 | 12000 | Gasoline | COMPARTMENT A | Double Walled | Fiberglass Reinforced Plastic | Pressure | Double Walled | Fiberglass Reinforced Plastic
0-002788 | SPEEDSMART | 5103 W PEORIA AVE | GLENDALE | AZ | 85302 | Maricopa | 7 | Open | 2007-12-01 | 12000 | Gasoline | COMPARTMENT A | Double Walled | Fiberglass Reinforced Plastic | Pressure | Double Walled | Fiberglass Reinforced Plastic
0-009430 | TOOR FACILITY #206568 | 2427 W THOMAS RD | PHOENIX | AZ | 85015 | Maricopa | 2 | Open | 1997-09-17 | 15000 | Gasoline | COMPARTMENT A | Double Walled | Fiberglass Reinforced Plastic | Pressure | Double Walled | Fiberglass Reinforced Plastic
0-001871 | CIRCLE K STORE #2705405 | 2515 W GLENDALE AVE | PHOENIX | AZ | 85051 | Maricopa | 2 | Open | 1984-01-01 | 10000 | Diesel | COMPARTMENT A | Double Walled | Fiberglass Reinforced Plastic | Pressure |  | Fiberglass Reinforced Plastic
0-010575 | QUIKTRIP #458 | 2836 N 27TH AVE | PHOENIX | AZ | 85009 | Maricopa | 1 | Open | 2016-09-21 | 10000 | Other | COMPARTMENT B | Double Walled | Fiberglass Reinforced Plastic | Pressure | Double Walled | Flexible
0-010556 | QUIKTRIP #430 | 6721 W THUNDERBIRD RD | PEORIA | AZ | 85381 | Maricopa | 1 | Open | 2015-12-24 | 10000 | Other | COMPARTMENT B | Double Walled | Fiberglass Reinforced Plastic | Pressure | Double Walled | Flexible
0-009930 | PARKS MERCANTILE & FEED | 518 N PARKS RD | PARKS | AZ | 86018 | Coconino | 2 | Open | 2003-01-14 | 10000 | Gasoline | COMPARTMENT A | Double Walled | Composite (Steel/Fiberglass) | Pressure | Double Walled | Flexible
0-009930 | PARKS MERCANTILE & FEED | 518 N PARKS RD | PARKS | AZ | 86018 | Coconino | 1 | Open | 2003-01-14 | 5000 | Gasoline | COMPARTMENT A | Double Walled | Composite (Steel/Fiberglass) | Pressure | Double Walled | Flexible
0-004986 | FLYERS ENERGY 3057 | 3555 S RICHEY BLVD | TUCSON | AZ | 85713 | Pima | 5 | Open | 1979-01-01 | 12000 | Diesel #2 | COMPARTMENT A | Single Walled | Asphalt coated or Bare Steel | Pressure | Double Walled | Fiberglass Reinforced Plastic
0-001969 | GILL'S & SONS | 6002 N BLACK CANYON HWY | PHOENIX | AZ | 85017 | Maricopa | 5 | Open | 1999-08-17 | 15000 | Gasoline | COMPARTMENT A | Double Walled | Fiberglass Reinforced Plastic | Pressure | Double Walled | Fiberglass Reinforced Plastic
0-003404 | PHOENIX MIDRIVERS CO #143120 | 13202 N 111TH AVE | YOUNGTOWN | AZ | 85363 | Maricopa | 2 | Open | 1999-10-20 | 2500 | Diesel | COMPARTMENT A | Double Walled | Fiberglass Reinforced Plastic | Suction - Check Valve at the Tank Top | Double Walled | Fiberglass Reinforced Plastic
0-010014 | UPS MESA | 5552 E INVERNESS AVE | MESA | AZ | 85206 | Maricopa | 2 | Open | 2004-02-04 | 12000 | Diesel | COMPARTMENT A | Double Walled | Fiberglass Reinforced Plastic | Pressure | Double Walled | Fiberglass Reinforced Plastic
0-001527 | CIRCLE K #2701859 | 702 W MCDOWELL RD | PHOENIX | AZ | 85007 | Maricopa | 3 | Open | 1986-01-01 | 10000 | Gasoline | COMPARTMENT A | Single Walled | Fiberglass Reinforced Plastic | Pressure |  | Fiberglass Reinforced Plastic
0-009924 | SIGNATURE FLIGHT SUPPORT | 15290 N 78TH WAY | SCOTTSDALE | AZ | 85260 | Maricopa | 3 | Open | 2003-02-17 | 30000 | Aviation Gasoline | COMPARTMENT A | Double Walled | Fiberglass Reinforced Plastic | Suction - Check Valve at the Dispenser | Double Walled | Fiberglass Reinforced Plastic
0-006538 | CITY OF SCOTTSDALE - POLICE DEPARTMENT DISTRICT 2 | 9065 E VIA LINDA | SCOTTSDALE | AZ | 85258 | Maricopa | 1 | Open | 1988-01-01 | 15000 | Gasoline | COMPARTMENT A | Double Walled | Fiberglass Reinforced Plastic | Pressure
0-001442 | CIRCLE K #2701581 | 2004 S 6TH AVE | TUCSON | AZ | 85713 | Pima | 2 | Open | 1985-01-01 | 10000 | Gasoline | COMPARTMENT A | Double Walled | Fiberglass Reinforced Plastic | Pressure | Double Walled | Fiberglass Reinforced Plastic
0-001483 | CIRCLE K #2701792 | 1009 S BEELINE HWY | PAYSON | AZ | 85541 | Gila | 6 | Open | 2020-04-27 | 12000 | Diesel | COMPARTMENT A | Double Walled | Fiberglass Reinforced Plastic | Pressure | Double Walled | Fiberglass Reinforced Plastic
0-004553 | CIRCLE K #2701953 | 1395 W MIRACLE MILE | TUCSON | AZ | 85705 | Pima | 11 | Open | 2014-01-01 | 12000 | Diesel | COMPARTMENT A | Double Walled | Fiberglass Reinforced Plastic | Pressure | Double Walled | Fiberglass Reinforced Plastic
0-010512 | CIRCLE K STORE #3442 | 1550 W APACHE TRL | APACHE JUNCTION | AZ | 85120 | Pinal | 3 | Open | 2014-09-19 | 12000 | Diesel | COMPARTMENT A | Double Walled | Fiberglass Reinforced Plastic | Pressure | Double Walled | Fiberglass Reinforced Plastic
0-010532 | QUIKTRIP STORE NO. 436 | 6739 W HAPPY VALLEY RD | PEORIA | AZ | 85383 | Maricopa | 3 | Open | 2015-04-21 | 20000 | Gasoline | COMPARTMENT A | Double Walled | Fiberglass Reinforced Plastic | Pressure | Double Walled | Fiberglass Reinforced Plastic
0-010532 | QUIKTRIP STORE NO. 436 | 6739 W HAPPY VALLEY RD | PEORIA | AZ | 85383 | Maricopa | 1 | Open | 2015-04-21 | 12000 | Diesel | COMPARTMENT A | Double Walled | Fiberglass Reinforced Plastic | Pressure | Double Walled | Fiberglass Reinforced Plastic
0-003433 | PHOENIX SUNNYSLOPE CO #165210 | 18 W DUNLAP AVE | PHOENIX | AZ | 85021 | Maricopa | 2 | Open | 1986-01-06 | 2500 | Diesel | COMPARTMENT A | Double Walled | Fiberglass Reinforced Plastic
0-005646 | CIRCLE K STORE #2709184 | 15262 N TATUM BLVD | PHOENIX | AZ | 85032 | Maricopa | 4 | Open | 1992-03-01 | 12000 | Diesel | COMPARTMENT A | Double Walled | Fiberglass Reinforced Plastic | Pressure | Double Walled | Fiberglass Reinforced Plastic
0-009750 | SAFEWAY #1662 | 10671 W OLIVE AVE | PEORIA | AZ | 85345 | Maricopa | 1 | Open | 2001-03-27 | 10000 | Gasoline | COMPARTMENT A | Double Walled | Composite (Steel/Fiberglass)
0-004049 | QUICK PIC MARKET | 62 N OAK DR | BENSON | AZ | 85602 | Cochise | 3 | Open | 1991-08-01 | 6000 | Diesel | COMPARTMENT A | Single Walled | Fiberglass Reinforced Plastic | Pressure | Double Walled | Fiberglass Reinforced Plastic
0-009429 | BROMAX #65 | 13085 W RANCHO SANTA FE BLVD | AVONDALE | AZ | 85392 | Maricopa | 1 | Open | 1998-04-02 | 15000 | Gasoline | COMPARTMENT A | Double Walled | Fiberglass Reinforced Plastic | Pressure | Double Walled | Fiberglass Reinforced Plastic
0-009429 | BROMAX #65 | 13085 W RANCHO SANTA FE BLVD | AVONDALE | AZ | 85392 | Maricopa | 3 | Open | 2004-04-07 | 6000 | Diesel | COMPARTMENT A | Double Walled | Fiberglass Reinforced Plastic | Pressure | Double Walled | Fiberglass Reinforced Plastic
0-009614 | CANYON GENERAL INC | 9500 S HIGHWAY 92 | HEREFORD | AZ | 85615 | Cochise | 2 | Open | 1999-07-07 | 6000 | Gasoline | COMPARTMENT A | Double Walled | Composite (Steel/Fiberglass) | Pressure | Double Walled | Flexible
0-001358 | CIRCLE K #2701054 | 18610 N 107TH AVE | PEORIA | AZ | 85373 | Maricopa | 4 | Open | 1995-01-31 | 10000 | Gasoline | COMPARTMENT A | Single Walled | Fiberglass Reinforced Plastic | Pressure | Double Walled | Fiberglass Reinforced Plastic
0-001361 | SUPERPUMPER #4 | 8990 E SHEA BLVD | SCOTTSDALE | AZ | 85260 | Maricopa | 6 | Open | 2019-11-01 | 20000 | Gasoline (UL) | COMPARTMENT A | Double Walled | Fiberglass Reinforced Plastic
0-007345 | ATLAS LOGISTICS | 500 S 99TH AVE | TOLLESON | AZ | 85353 | Maricopa | 1 | Open | 1991-05-14 | 20000 | Diesel | COMPARTMENT A | Double Walled | Fiberglass Reinforced Plastic | Pressure | Double Walled | Fiberglass Reinforced Plastic
0-007874 | TRAVEL CENTERS OF AMERICA | 2949 N TOLTEC RD | ELOY | AZ | 85131 | Pinal | 9 | Open | 1989-08-01 | 10000 | New Oil | COMPARTMENT A | Double Walled | Fiberglass Reinforced Plastic | Suction - Check Valve at the Tank Top |  | Fiberglass Reinforced Plastic
0-009587 | 4 SONS FOOD STORES #603 | 19825 N 51ST AVE | PHOENIX | AZ | 85308 | Maricopa | 3 | Open | 1999-11-01 | 6000 | Diesel | COMPARTMENT A | Single Walled | Fiberglass Reinforced Plastic | Pressure | Double Walled | Fiberglass Reinforced Plastic
0-009914 | 4 SONS FOOD STORES | 3150 W CAREFREE HWY | PHOENIX | AZ | 85086 | Maricopa | 3 | Open | 2002-10-01 | 15000 | Gasoline | COMPARTMENT A | Single Walled | Fiberglass Reinforced Plastic | Pressure | Double Walled | Flexible
0-001213 | CIRCLE K #259 | 753 N WESTERN AVE | NOGALES | AZ | 85621 | Santa Cruz | 4 | Open | 1995-11-20 | 10000 | Gasoline | COMPARTMENT A | Double Walled | Fiberglass Reinforced Plastic | Pressure | Double Walled | Fiberglass Reinforced Plastic
0-006539 | SPEEDWAY STORE #2937 | 7910 E GOLF LINKS RD | TUCSON | AZ | 85730 | Pima | 2 | Open | 1988-11-01 | 10000 | Gasoline | COMPARTMENT A | Double Walled | Composite (Steel/Fiberglass) | Pressure | Double Walled | Fiberglass Reinforced Plastic
0-006539 | SPEEDWAY STORE #2937 | 7910 E GOLF LINKS RD | TUCSON | AZ | 85730 | Pima | 3 | Open | 1988-11-01 | 10000 | Gasoline | COMPARTMENT A | Double Walled | Composite (Steel/Fiberglass) | Pressure | Double Walled | Fiberglass Reinforced Plastic
0-001730 | DAVIS-MONTHAN AFB | 3775 S 5TH ST | DAVIS MONTHAN AFB | AZ | 85707 | Pima | 153 | Open | 2002-09-24 | 12000 | Gasoline | COMPARTMENT A | Double Walled | Composite (Steel/Fiberglass) | Pressure | Double Walled | Flexible
0-001387 | CIRCLE K #1247 | 5202 S CENTRAL AVE | PHOENIX | AZ | 85040 | Maricopa | 2 | Open | 1981-01-01 | 10000 | Gasoline | COMPARTMENT A | Single Walled | Asphalt coated or Bare Steel | Pressure |  | Fiberglass Reinforced Plastic
0-008109 | NISSAN TEST CENTER NORTH AMERICA | 7815 N WHITE AND PARKER RD | STANFIELD | AZ | 85172 | Pinal | 21 | Open | 2008-01-15 | 4000 | Gasoline | COMPARTMENT A | Double Walled | Fiberglass Reinforced Plastic | Pressure | Double Walled | Fiberglass Reinforced Plastic
0-008109 | NISSAN TEST CENTER NORTH AMERICA | 7815 N WHITE AND PARKER RD | STANFIELD | AZ | 85172 | Pinal | 12 | Open | 2008-01-15 | 4000 | Diesel | COMPARTMENT A | Double Walled | Fiberglass Reinforced Plastic | Pressure | Double Walled | Fiberglass Reinforced Plastic
0-010464 | FIREBIRD FUEL COMPANY #6196 | 11171 N SOLAR CANYON WAY | SURPRISE | AZ | 85379 | Maricopa | 1 | Open | 2013-01-04 | 12000 | Diesel | COMPARTMENT A | Double Walled | Composite (Steel/Fiberglass) | Pressure | Double Walled | Fiberglass Reinforced Plastic
0-010124 | COSTCO #736 | 595 S GALLERIA WAY | CHANDLER | AZ | 85226 | Maricopa | 1 | Open | 2005-11-01 | 30000 | Gasoline | COMPARTMENT A | Double Walled | Fiberglass Reinforced Plastic | Pressure
0-010124 | COSTCO #736 | 595 S GALLERIA WAY | CHANDLER | AZ | 85226 | Maricopa | 2 | Open | 2005-11-01 | 30000 | Gasoline | COMPARTMENT A | Double Walled | Fiberglass Reinforced Plastic | Pressure
0-010177 | SAM'S CLUB #6608 | 1525 W BELL RD | PHOENIX | AZ | 85023 | Maricopa | 2 | Open | 2007-02-17 | 20000 | Gasoline | COMPARTMENT A | Double Walled | Fiberglass Reinforced Plastic | Pressure | Double Walled | Flexible
0-010177 | SAM'S CLUB #6608 | 1525 W BELL RD | PHOENIX | AZ | 85023 | Maricopa | 3 | Open | 2007-02-17 | 12000 | Gasoline | COMPARTMENT B | Double Walled | Fiberglass Reinforced Plastic | Pressure | Double Walled | Flexible
0-010198 | SPEEDWAY STORE #2960 | 795 W VIA RANCHO SAHUARITA | SAHUARITA | AZ | 85629 | Pima | 2 | Open | 2007-08-23 | 8000 | Diesel | COMPARTMENT B | Double Walled | Fiberglass Reinforced Plastic | Pressure | Double Walled | Fiberglass Reinforced Plastic
0-010201 | TOM'S THUMB FRESH MARKET | 9393 E BELL RD | SCOTTSDALE | AZ | 85260 | Maricopa | 3 | Open | 2007-02-22 | 15000 | Gasoline | COMPARTMENT A | Double Walled | Composite (Steel/Fiberglass) | Pressure | Double Walled | Fiberglass Reinforced Plastic
0-010272 | SAM'S CLUB #4829 | 2655 S MARKET ST | GILBERT | AZ | 85295 | Maricopa | 2 | Open | 2008-11-20 | 20000 | Gasoline | COMPARTMENT A | Double Walled | Fiberglass Reinforced Plastic | Pressure | Double Walled | Flexible
0-010321 | CIRCLE K STORE #2703397 | 537 S WATSON RD | BUCKEYE | AZ | 85326 | Maricopa | 1 | Open | 2009-11-15 | 20000 | Gasoline | COMPARTMENT A | Double Walled | Fiberglass Reinforced Plastic | Pressure | Double Walled | Fiberglass Reinforced Plastic
0-010349 | QUIKTRIP #410 | 14007 W GRAND AVE | SURPRISE | AZ | 85374 | Maricopa | 3 | Open | 2010-04-22 | 8000 | Diesel | COMPARTMENT B | Double Walled | Fiberglass Reinforced Plastic | Pressure | Double Walled | Fiberglass Reinforced Plastic
0-004505 | CITY OF PHOENIX - POLICE SOUTH RESOURCE BUREAU | 3443 S CENTRAL AVE | PHOENIX | AZ | 85040 | Maricopa | 5 | Open | 1990-01-01 | 12000 | Gasoline | COMPARTMENT A | Double Walled | Fiberglass Reinforced Plastic | Pressure | Double Walled | Fiberglass Reinforced Plastic
0-004505 | CITY OF PHOENIX - POLICE SOUTH RESOURCE BUREAU | 3443 S CENTRAL AVE | PHOENIX | AZ | 85040 | Maricopa | 10 | Open | 1990-01-01 | 550 | New Oil | COMPARTMENT A | Double Walled | Fiberglass Reinforced Plastic | Suction - Check Valve at the Tank Top | Double Walled | Fiberglass Reinforced Plastic
0-004176 | ROCK SPRINGS GAS DEPOT | 35932 S OLD BLACK CANYON HWY | BLACK CANYON CITY | AZ | 85324 | Yavapai | 2 | Open | 1982-01-01 | 10000 | Gasoline | COMPARTMENT A | Single Walled | Asphalt coated or Bare Steel | Gravity Feed
0-000538 | ARCO AM/PM | 10601 N SCOTTSDALE RD | SCOTTSDALE | AZ | 85254 | Maricopa | 13 | Open | 2010-07-28 | 7000 | Diesel | COMPARTMENT C | Double Walled | Fiberglass Reinforced Plastic | Pressure | Double Walled | Fiberglass Reinforced Plastic
0-004987 | FIREBIRD FUEL COMPANY #304 | 2343 N 27TH AVE | PHOENIX | AZ | 85009 | Maricopa | 5 | Open | 1974-01-01 | 12000 | Biodiesel | COMPARTMENT A |  | Asphalt coated or Bare Steel | Pressure |  | Fiberglass Reinforced Plastic
0-004987 | FIREBIRD FUEL COMPANY #304 | 2343 N 27TH AVE | PHOENIX | AZ | 85009 | Maricopa | 6 | Open | 1974-01-01 | 12000 | Red Diesel | COMPARTMENT A |  | Asphalt coated or Bare Steel | Pressure |  | Fiberglass Reinforced Plastic
0-002426 | BAKER CONOCO | 932 W BEALE ST | KINGMAN | AZ | 86401 | Mohave | 1 | Open | 1978-01-01 | 12000 | Gasoline (UL) | COMPARTMENT A | Single Walled | Asphalt coated or Bare Steel | Pressure | Single Walled | Fiberglass Reinforced Plastic
0-002284 | GILLIGANS ON IRON SPRINGS LLC | 1253 W IRON SPRINGS RD | PRESCOTT | AZ | 86305 | Yavapai | 1 | Open | 1985-03-17 | 10000 | Gasoline | COMPARTMENT A | Single Walled | Fiberglass Reinforced Plastic | Pressure |  | Fiberglass Reinforced Plastic
0-006461 | RELIANCE METAL CENTER | 301 S 26TH ST | PHOENIX | AZ | 85034 | Maricopa | 1 | Open | 1985-10-05 | 10000 | Diesel | COMPARTMENT A | Unknown | Asphalt coated or Bare Steel | Pressure | Double Walled | Fiberglass Reinforced Plastic
0-006225 | CIRCLE K #2708696 | 7424 W MCDOWELL RD | PHOENIX | AZ | 85035 | Maricopa | 2 | Open | 1987-07-15 | 10000 | Gasoline | COMPARTMENT A | Double Walled | Fiberglass Reinforced Plastic | Pressure |  | Fiberglass Reinforced Plastic
0-004897 | TERRIBLE HERBST #101 | 60 LAKE HAVASU AVE N | LAKE HAVASU CITY | AZ | 86403 | Mohave | 4 | Open | 2002-05-24 | 5000 | Gasoline | COMPARTMENT A | Double Walled | Asphalt coated or Bare Steel
0-004897 | TERRIBLE HERBST #101 | 60 LAKE HAVASU AVE N | LAKE HAVASU CITY | AZ | 86403 | Mohave | 7 | Open | 2002-05-24 | 10000 | Gasoline | COMPARTMENT A | Double Walled | Fiberglass Reinforced Plastic | Pressure | Double Walled | Fiberglass Reinforced Plastic
0-000495 | ARCO #5341 | 365 E SOUTHERN AVE | MESA | AZ | 85210 | Maricopa | 3 | Open | 1986-01-01 | 12000 | Gasoline | COMPARTMENT A | Double Walled | Fiberglass Reinforced Plastic | Pressure | Double Walled | Fiberglass Reinforced Plastic
0-001296 | CIRCLE K #2700733 | 95 E HWY 90 | SIERRA VISTA | AZ | 85635 | Cochise | 5 | Open | 1995-05-11 | 10000 | Gasoline | COMPARTMENT A | Single Walled | Fiberglass Reinforced Plastic | Pressure | Double Walled | Fiberglass Reinforced Plastic
0-001228 | CIRCLE K #2700423 | 1951 E ASH ST | GLOBE | AZ | 85501 | Gila | 1 | Open | 1980-01-01 | 10000 | Gasoline | COMPARTMENT A | Single Walled | Asphalt coated or Bare Steel | Pressure | Single Walled | Fiberglass Reinforced Plastic
0-009063 | MCGUIREVILLE MINI MART | 2105 E BEAVER CREEK RD | MCGUIREVILLE | AZ | 86335 | Yavapai | 2 | Open | 1999-02-01 | 15000 | Gasoline | COMPARTMENT A | Double Walled | Fiberglass Reinforced Plastic | Pressure | Double Walled | Fiberglass Reinforced Plastic
0-001794 | SCOTTSDALE UNIFIED SCHOOL DISTRICT #48 | 9288 E SAN SALVADOR DR | SCOTTSDALE | AZ | 85258 | Maricopa | 5 | Open | 1989-05-15 | 10000 | Diesel | COMPARTMENT A | Double Walled | Fiberglass Reinforced Plastic | Pressure | Double Walled | Fiberglass Reinforced Plastic
0-009746 | SAFEWAY #1747 | 1031 N STATE ROUTE 89 | CHINO VALLEY | AZ | 86323 | Yavapai | 1 | Open | 2001-01-05 | 10000 | Gasoline | COMPARTMENT A | Double Walled | Composite (Steel/Fiberglass)
0-000641 | WIZZ MART INC | 4302 W THOMAS RD | PHOENIX | AZ | 85031 | Maricopa | 12 | Open | 2019-05-24 | 10000 | Gasoline (PUL) | COMPARTMENT A | Double Walled | Fiberglass Reinforced Plastic | Pressure | Double Walled | Fiberglass Reinforced Plastic
0-002514 | GILA BEND PILOT TRAVEL CENTER | 3006 S BUTTERFIELD TRL | GILA BEND | AZ | 85337 | Maricopa | 15 | Open | 2020-09-17 | 10000 | Other | COMPARTMENT B | Double Walled | Fiberglass Reinforced Plastic | Pressure | Double Walled | Fiberglass Reinforced Plastic
0-009011 | CIRCLE K #2705316 | 1189 E BASELINE RD | GILBERT | AZ | 85233 | Maricopa | 1 | Open | 1996-05-01 | 10000 | Gasoline | COMPARTMENT A | Double Walled | Fiberglass Reinforced Plastic | Pressure | Double Walled | Fiberglass Reinforced Plastic
0-009011 | CIRCLE K #2705316 | 1189 E BASELINE RD | GILBERT | AZ | 85233 | Maricopa | 2 | Open | 1996-05-01 | 10000 | Gasoline | COMPARTMENT A | Double Walled | Fiberglass Reinforced Plastic | Pressure | Double Walled | Fiberglass Reinforced Plastic
0-008218 | ARCO AM/PM #82297 | 3601 S PARK AVE | TUCSON | AZ | 85713 | Pima | 3 | Open | 1993-09-17 | 10000 | Gasoline | COMPARTMENT A | Double Walled | Fiberglass Reinforced Plastic | Pressure | Double Walled | Fiberglass Reinforced Plastic
0-008218 | ARCO AM/PM #82297 | 3601 S PARK AVE | TUCSON | AZ | 85713 | Pima | 4 | Open | 1993-09-17 | 10000 | Gasoline | COMPARTMENT A | Double Walled | Fiberglass Reinforced Plastic | Pressure | Double Walled | Fiberglass Reinforced Plastic
0-001476 | CIRCLE K #2701772 | 236 N GRAND AVE | NOGALES | AZ | 85621 | Santa Cruz | 3 | Open | 1985-01-01 | 10000 | Gasoline | COMPARTMENT A | Double Walled | Fiberglass Reinforced Plastic | Pressure |  | Fiberglass Reinforced Plastic
0-009774 | CIRCLE K #2706361 | 2760 E BASELINE RD | MESA | AZ | 85204 | Maricopa | 4 | Open | 2001-03-01 | 12000 | Gasoline | COMPARTMENT A | Double Walled | Fiberglass Reinforced Plastic | Pressure | Double Walled | Flexible
0-009774 | CIRCLE K #2706361 | 2760 E BASELINE RD | MESA | AZ | 85204 | Maricopa | 2 | Open | 2001-03-01 | 10000 | Gasoline | COMPARTMENT A | Double Walled | Fiberglass Reinforced Plastic | Pressure | Double Walled | Flexible
0-009775 | ARCO AM/PM | 3610 E BELL RD | PHOENIX | AZ | 85032 | Maricopa | 1 | Open | 1999-05-01 | 20000 | Gasoline | COMPARTMENT A | Double Walled | Fiberglass Reinforced Plastic | Pressure | Double Walled | Fiberglass Reinforced Plastic
0-005496 | USVA - CARL T HAYDEN VAMC RMS-138 | 650 E INDIAN SCHOOL RD | PHOENIX | AZ | 85012 | Maricopa | 12 | Open | 2012-02-24 | 12000 | Diesel | COMPARTMENT A | Double Walled | Fiberglass Reinforced Plastic | Suction - Check Valve at the Tank Top | Double Walled | Fiberglass Reinforced Plastic
0-005496 | USVA - CARL T HAYDEN VAMC RMS-138 | 650 E INDIAN SCHOOL RD | PHOENIX | AZ | 85012 | Maricopa | 10 | Open | 1993-04-01 | 12000 | Diesel | COMPARTMENT A | Double Walled | Fiberglass Reinforced Plastic | Suction - Check Valve at the Tank Top | Double Walled | Fiberglass Reinforced Plastic
0-009620 | WESTSIDE MOBIL | 999 W BEALE ST | KINGMAN | AZ | 86401 | Mohave | 1 | Open | 1999-07-01 | 15000 | Gasoline | COMPARTMENT A | Double Walled | Composite (Steel/Fiberglass) | Pressure | Double Walled | Flexible
0-002143 | GASHOPPER STOPPER | 2035 W STATE ROUTE 89A | SEDONA | AZ | 86336 | Yavapai | 3 | Open | 1978-01-01 | 10000 | Gasoline | COMPARTMENT A | Single Walled | Asphalt coated or Bare Steel | Pressure | Single Walled | Bare or Galvanized Steel
0-009100 | LOVE'S TRAVEL STOP #280 | 1610 S MILLER RD | BUCKEYE | AZ | 85326 | Maricopa | 5 | Open | 1996-10-17 | 8000 | Gasoline | COMPARTMENT B | Double Walled | Composite (Steel/Fiberglass) | Pressure |  | Fiberglass Reinforced Plastic
0-009100 | LOVE'S TRAVEL STOP #280 | 1610 S MILLER RD | BUCKEYE | AZ | 85326 | Maricopa | 3 | Open | 1996-10-17 | 20000 | Diesel | COMPARTMENT A | Double Walled | Composite (Steel/Fiberglass) | Pressure |  | Fiberglass Reinforced Plastic
0-009100 | LOVE'S TRAVEL STOP #280 | 1610 S MILLER RD | BUCKEYE | AZ | 85326 | Maricopa | 6 | Open | 2014-04-17 | 20000 | Biodiesel | COMPARTMENT A | Double Walled | Fiberglass Reinforced Plastic | Pressure | Double Walled | Fiberglass Reinforced Plastic
0-006856 | HOLBROOK 76 | 1300 NAVAJO BLVD | HOLBROOK | AZ | 86025 | Navajo | 2 | Open | 1989-09-01 | 10000 | Gasoline | COMPARTMENT A | Double Walled | Composite (Steel/Fiberglass) | Pressure |  | Fiberglass Reinforced Plastic
0-009693 | RIGHT TOYOTA | 7701 E FRANK LLOYD WRIGHT BLVD | SCOTTSDALE | AZ | 85260 | Maricopa | 1 | Open | 1999-10-01 | 5000 | Gasoline | COMPARTMENT A | Double Walled | Fiberglass Reinforced Plastic | Pressure | Double Walled | Fiberglass Reinforced Plastic
0-010551 | CIRCLE K STORE #2703385 | 1776 E MCCARTNEY RD | CASA GRANDE | AZ | 85122 | Pinal | 1 | Open | 2015-12-01 | 20000 | Gasoline (UL) | COMPARTMENT A | Double Walled | Fiberglass Reinforced Plastic | Pressure | Double Walled | Fiberglass Reinforced Plastic
0-010597 | R&L CARRIERS | 2125 S 41ST AVE | PHOENIX | AZ | 85009 | Maricopa | 1 | Open | 2015-06-18 | 20000 | Diesel | COMPARTMENT A | Double Walled | Fiberglass Reinforced Plastic | Pressure | Double Walled | Fiberglass Reinforced Plastic
0-010563 | CIRCLE K STORE #2741676 | 809 N DOBSON RD | MESA | AZ | 85201 | Maricopa | 1 | Open | 2016-03-23 | 30000 | Gasoline (UL) | COMPARTMENT A | Double Walled | Fiberglass Reinforced Plastic | Pressure | Double Walled | Fiberglass Reinforced Plastic
0-010102 | SAFEWAY FUEL #1997 | 17013 W BELL RD | SURPRISE | AZ | 85374 | Maricopa | 1 | Open | 2006-01-07 | 10000 | Diesel | COMPARTMENT B | Double Walled | Fiberglass Reinforced Plastic | Pressure | Double Walled | Flexible
0-005340 | USAF - LUKE AFB - 56 CES/CEV | 13970 GILLESPIE ST | LUKE AFB | AZ | 85309 | Maricopa | 105 | Open | 2009-04-02 | 12000 | Diesel | COMPARTMENT B | Double Walled | Fiberglass Reinforced Plastic | Pressure | Double Walled | Flexible
0-005340 | USAF - LUKE AFB - 56 CES/CEV | 13970 GILLESPIE ST | LUKE AFB | AZ | 85309 | Maricopa | 105 | Open | 2009-04-02 | 10000 | Gasoline | COMPARTMENT A | Double Walled | Fiberglass Reinforced Plastic | Pressure | Double Walled | Flexible
0-010477 | CARIOCA #70 | 1515 E BUCKEYE RD | PHOENIX | AZ | 85034 | Maricopa | 1 | Open | 2013-03-01 | 8000 | Gasoline | COMPARTMENT B | Double Walled | Fiberglass Reinforced Plastic | Pressure | Double Walled | Fiberglass Reinforced Plastic
0-010482 | #85 AMERICAN FURNITURE WAREHOUSE | 4700 S POWER RD | GILBERT | AZ | 85296 | Maricopa | 1 | Open | 2013-07-09 | 10000 | Diesel | COMPARTMENT A | Double Walled | Fiberglass Reinforced Plastic | Pressure | Double Walled | Fiberglass Reinforced Plastic
0-010505 | FRY'S FUEL CENTER #86 | 19403 N R H JOHNSON BLVD | SUN CITY WEST | AZ | 85375 | Maricopa | 2 | Open | 2014-07-29 | 10000 | Diesel | COMPARTMENT A | Double Walled | Fiberglass Reinforced Plastic | Pressure | Double Walled | Fiberglass Reinforced Plastic
0-010570 | FRY'S FUEL #112 | 2915 N DYSART RD | AVONDALE | AZ | 85392 | Maricopa | 2 | Open | 2016-07-01 | 10000 | Diesel | COMPARTMENT B | Double Walled | Fiberglass Reinforced Plastic | Pressure | Double Walled | Fiberglass Reinforced Plastic
0-010333 | FRYS FUEL CENTER #115 | 435 S ELLSWORTH RD | MESA | AZ | 85208 | Maricopa | 2 | Open | 2009-12-03 | 10000 | Diesel | COMPARTMENT B | Double Walled | Fiberglass Reinforced Plastic | Pressure |  | Flexible
0-010384 | FRYS FUEL CENTER #121 | 4025 E THUNDERBIRD RD | PHOENIX | AZ | 85032 | Maricopa | 1 | Open | 2010-09-22 | 20000 | Gasoline | COMPARTMENT A | Double Walled | Fiberglass Reinforced Plastic | Pressure | Double Walled | Flexible
0-010438 | FRYS FUEL CENTER #621 | 9350 N 90TH ST | SCOTTSDALE | AZ | 85258 | Maricopa | 1 | Open | 2012-02-01 | 20000 | Gasoline | COMPARTMENT A | Double Walled | Fiberglass Reinforced Plastic | Pressure | Double Walled | Flexible
0-010158 | FRYS FUEL CENTER #675 | 1380 S WATSON RD | BUCKEYE | AZ | 85326 | Maricopa | 2 | Open | 2006-08-02 | 20000 | Gasoline | COMPARTMENT A | Double Walled | Fiberglass Reinforced Plastic | Pressure |  | Flexible
0-010594 | QUIK TRIP #449 | 8283 W MCDOWELL RD | PHOENIX | AZ | 85035 | Maricopa | 2 | Open | 2016-12-16 | 20000 | Gasoline | COMPARTMENT A | Double Walled | Fiberglass Reinforced Plastic | Pressure | Double Walled | Fiberglass Reinforced Plastic
0-010619 | SAFEWAY FUELING STATION #2809 | 13380 E MARY ANN CLEVELAND WAY | VAIL | AZ | 85641 | Pima | 2 | Open | 2018-04-02 | 10000 | Gasoline (PUL) | COMPARTMENT A | Double Walled | Fiberglass Reinforced Plastic | Pressure | Double Walled | Fiberglass Reinforced Plastic
0-010156 | FRYS FUEL CENTER #84 | 606 E HUNT HWY | QUEEN CREEK | AZ | 85143 | Pinal | 1 | Open | 2006-08-01 | 8000 | Gasoline | COMPARTMENT B | Double Walled | Fiberglass Reinforced Plastic | Pressure |  | Flexible
0-000114 | TUCSON INTERNATIONAL AIRPORT | 7005 S PLUMER AVE | TUCSON | AZ | 85756 | Pima | 32 | Open | 1972-01-01 | 30000 | Jet Fuel | COMPARTMENT A | Single Walled | Asphalt coated or Bare Steel | Pressure | Single Walled | Bare or Galvanized Steel
0-010161 | AVONDALE DEALERSHIP WASH | 825 N 101ST AVE | AVONDALE | AZ | 85323 | Maricopa | 1 | Open | 2006-08-15 | 12000 | Gasoline | COMPARTMENT B | Double Walled | Composite (Steel/Fiberglass) | Pressure | Double Walled | Fiberglass Reinforced Plastic
0-010309 | CIRCLE K STORE #2703381 | 1202 N POWER RD | MESA | AZ | 85205 | Maricopa | 1 | Open | 2008-12-19 | 20000 | Gasoline | COMPARTMENT A | Double Walled | Fiberglass Reinforced Plastic | Pressure | Double Walled | Fiberglass Reinforced Plastic
0-010364 | FRYS FUEL CENTER #670 | 3127 E CHANDLER HEIGHTS RD | GILBERT | AZ | 85298 | Maricopa | 2 | Open | 2010-02-23 | 8000 | Gasoline | COMPARTMENT A | Double Walled | Fiberglass Reinforced Plastic | Pressure |  | Flexible
0-010405 | CIRCLE K STORE #2703403 | 1850 W HAPPY VALLEY RD | PHOENIX | AZ | 85085 | Maricopa | 1 | Open | 2011-02-15 | 20000 | Gasoline | COMPARTMENT A | Double Walled | Fiberglass Reinforced Plastic | Pressure | Double Walled | Fiberglass Reinforced Plastic
0-010405 | CIRCLE K STORE #2703403 | 1850 W HAPPY VALLEY RD | PHOENIX | AZ | 85085 | Maricopa | 3 | Open | 2011-02-15 | 12000 | Diesel | COMPARTMENT A | Double Walled | Fiberglass Reinforced Plastic | Pressure | Double Walled | Fiberglass Reinforced Plastic
0-010407 | CIRCLE K STORE #2703405 | 2120 W NORTHERN AVE | PHOENIX | AZ | 85021 | Maricopa | 1 | Open | 2011-03-01 | 20000 | Gasoline | COMPARTMENT A | Double Walled | Fiberglass Reinforced Plastic | Pressure | Double Walled | Fiberglass Reinforced Plastic
0-010425 | DISCOVERY CHEVRON | 2128 E FLORENCE BLVD | CASA GRANDE | AZ | 85122 | Pinal | 1 | Open | 2011-07-15 | 20000 | Gasoline (UL) | COMPARTMENT A | Double Walled | Fiberglass Reinforced Plastic | Pressure | Double Walled | Fiberglass Reinforced Plastic
0-010425 | DISCOVERY CHEVRON | 2128 E FLORENCE BLVD | CASA GRANDE | AZ | 85122 | Pinal | 2 | Open | 2011-07-15 | 6000 | Diesel | COMPARTMENT C | Double Walled | Fiberglass Reinforced Plastic | Pressure | Double Walled | Fiberglass Reinforced Plastic
0-009624 | CIRCLE K STORE 2703478 | 6761 E BASELINE RD | GILBERT | AZ | 85206 | Maricopa | 1 | Open | 1998-04-02 | 20000 | Gasoline (UL) | COMPARTMENT A | Double Walled | Fiberglass Reinforced Plastic | Pressure | Double Walled | Fiberglass Reinforced Plastic
0-002165 | CIRCLE K #2705282 | 5060 E WARNER RD | PHOENIX | AZ | 85044 | Maricopa | 3 | Open | 1985-01-01 | 12000 | Gasoline | COMPARTMENT A | Single Walled | Fiberglass Reinforced Plastic | Pressure | Single Walled | Fiberglass Reinforced Plastic
0-008875 | WOODY'S #116 | 480 E DEUCE OF CLUBS | SHOW LOW | AZ | 85901 | Navajo | 3 | Open | 1989-01-01 | 8000 | Gasoline | COMPARTMENT A | Single Walled | Fiberglass Reinforced Plastic | Pressure |  | Fiberglass Reinforced Plastic
0-000528 | CASCO FOODS | 3502 W THOMAS RD | PHOENIX | AZ | 85019 | Maricopa | 6 | Open | 2018-12-06 | 12000 | Gasoline (UL) | COMPARTMENT A | Double Walled | Fiberglass Reinforced Plastic | Pressure | Double Walled | Fiberglass Reinforced Plastic
0-001117 | FASTRIP #9906/9907 | 1891 N GRAND AVE | NOGALES | AZ | 85621 | Santa Cruz | 10 | Open | 1996-03-22 | 12000 | Gasoline (PUL) | COMPARTMENT A | Double Walled | Fiberglass Reinforced Plastic | Pressure | Double Walled | Fiberglass Reinforced Plastic
0-001117 | FASTRIP #9906/9907 | 1891 N GRAND AVE | NOGALES | AZ | 85621 | Santa Cruz | 11 | Open | 1996-03-22 | 12000 | Gasoline (UL) | COMPARTMENT A | Double Walled | Fiberglass Reinforced Plastic | Pressure | Double Walled | Fiberglass Reinforced Plastic
0-010493 | FRYS FOOD & DRUG #0052 | 855 W WARNER RD | GILBERT | AZ | 85233 | Maricopa | 2 | Open | 2014-01-03 | 8000 | Gasoline (UL) | COMPARTMENT B | Double Walled | Fiberglass Reinforced Plastic | Pressure | Double Walled | Fiberglass Reinforced Plastic
0-010467 | QUIKTRIP STORE #492 | 1850 S MILLER RD | BUCKEYE | AZ | 85326 | Maricopa | 5 | Open | 2012-08-20 | 20000 | Diesel | COMPARTMENT A | Double Walled | Fiberglass Reinforced Plastic | Pressure | Double Walled | Fiberglass Reinforced Plastic
0-010469 | SHAY STATION #24 | 41 N RIGGLES AVE | QUARTZSITE | AZ | 85346 | La Paz | 3 | Open | 2013-03-09 | 20000 | Diesel | COMPARTMENT A | Double Walled | Fiberglass Reinforced Plastic | Pressure | Double Walled | Fiberglass Reinforced Plastic
0-009250 | TWO BROTHERS IX | 3981 E GUADALUPE RD | GILBERT | AZ | 85234 | Maricopa | 2 | Open | 1997-12-05 | 12000 | Diesel | COMPARTMENT A | Double Walled | Fiberglass Reinforced Plastic | Pressure | Double Walled | Fiberglass Reinforced Plastic
0-006222 | CIRCLE K STORE #2709154 | 10712 W INDIAN SCHOOL RD | PHOENIX | AZ | 85037 | Maricopa | 2 | Open | 1988-01-01 | 10000 | Gasoline | COMPARTMENT A | Single Walled | Fiberglass Reinforced Plastic | Pressure | Double Walled | Fiberglass Reinforced Plastic
0-005088 | EAST SIDE TEXACO | 2901 E ANDY DEVINE AVE | KINGMAN | AZ | 86401 | Mohave | 4 | Open | 1972-01-01 | 6000 | Gasoline | COMPARTMENT A | Single Walled | Asphalt coated or Bare Steel | Pressure |  | Fiberglass Reinforced Plastic
0-009902 | SAM'S CLUB #4732 | 18501 N 83RD AVE | GLENDALE | AZ | 85308 | Maricopa | 2 | Open | 2002-09-27 | 20000 | Gasoline | COMPARTMENT A | Double Walled | Fiberglass Reinforced Plastic | Pressure | Double Walled | Flexible
0-008518 | YUMA COUNTY WATER USERS ASSOCIATION | 3800 W COUNTY 15TH ST | SOMERTON | AZ | 85350 | Yuma | 5 | Open | 2018-08-02 | 12000 | Gasoline (UL) | COMPARTMENT A | Double Walled | Fiberglass Reinforced Plastic | Pressure | Double Walled | Fiberglass Reinforced Plastic
0-008123 | M & G CASA GRANDE LLC | 2245 E FLORENCE BLVD | CASA GRANDE | AZ | 85122 | Pinal | 2 | Open | 1992-12-01 | 10000 | Gasoline | COMPARTMENT A | Double Walled | Fiberglass Reinforced Plastic | Suction - Check Valve at the Tank Top | Single Walled | Fiberglass Reinforced Plastic
0-008123 | M & G CASA GRANDE LLC | 2245 E FLORENCE BLVD | CASA GRANDE | AZ | 85122 | Pinal | 4 | Open | 1992-12-01 | 10000 | Gasoline | COMPARTMENT A | Double Walled | Fiberglass Reinforced Plastic | Suction - Check Valve at the Tank Top | Double Walled | Fiberglass Reinforced Plastic
0-009673 | HANGER BUILDING | 15966 N 80TH ST | SCOTTSDALE | AZ | 85260 | Maricopa | 1 | Open | 2000-04-28 | 12000 | Jet Fuel | COMPARTMENT A | Double Walled | Fiberglass Reinforced Plastic | Suction - Check Valve at the Tank Top | Double Walled | Fiberglass Reinforced Plastic
0-009234 | JACKSONS ENERGY #6787 | 357 W FOREST MEADOWS ST | FLAGSTAFF | AZ | 86001 | Coconino | 1 | Open | 1997-12-29 | 20000 | Gasoline | COMPARTMENT A | Double Walled | Composite (Steel/Fiberglass) | Pressure | Double Walled
0-008149 | JR FOOD MART | 4636 N 12TH ST | PHOENIX | AZ | 85014 | Maricopa | 5 | Open | 2018-11-23 | 5000 | Gasoline (PUL) | COMPARTMENT A | Double Walled | Fiberglass Reinforced Plastic | Pressure | Double Walled | Fiberglass Reinforced Plastic
0-003866 | CITY OF PHOENIX - GLENROSA SERVICE CENTER | 4020 W GLENROSA AVE | PHOENIX | AZ | 85019 | Maricopa | 23 | Open | 1991-01-01 | 550 | New Oil | COMPARTMENT A | Double Walled | Fiberglass Reinforced Plastic | Suction - Check Valve at the Tank Top | Double Walled | Fiberglass Reinforced Plastic
0-001456 | CIRCLE K #2701632 | 5505 E GRANT RD | TUCSON | AZ | 85712 | Pima | 2 | Open | 1985-01-01 | 10000 | Gasoline | COMPARTMENT A | Double Walled | Fiberglass Reinforced Plastic | Pressure |  | Fiberglass Reinforced Plastic
0-009725 | VALERO #8039 | 7448 PAV WAY | PRESCOTT VALLEY | AZ | 86314 | Yavapai | 2 | Open | 2000-12-11 | 10000 | Gasoline | COMPARTMENT A | Double Walled | Fiberglass Reinforced Plastic | Pressure | Double Walled | Flexible
0-009255 | CHEVRON | 5002 E CHANDLER BLVD | PHOENIX | AZ | 85048 | Maricopa | 2 | Open | 1998-02-26 | 12000 | Gasoline | COMPARTMENT A | Double Walled | Fiberglass Reinforced Plastic | Pressure | Double Walled | Fiberglass Reinforced Plastic
0-007758 | TERRIBLE HERBST #180 | 1815 HIGHWAY 95 | BULLHEAD CITY | AZ | 86442 | Mohave | 3 | Open | 1993-08-01 | 10000 | Gasoline | COMPARTMENT A | Double Walled | Fiberglass Reinforced Plastic | Pressure |  | Fiberglass Reinforced Plastic
0-010701 | LAST STOP TRAVEL CENTER | 20331 N US-HWY 93 | WHITE HILLS | AZ | 86445 | Mohave | 2 | Open | 2020-07-29 | 5000 | Diesel | COMPARTMENT A | Double Walled | Fiberglass Reinforced Plastic | Pressure | Double Walled | Fiberglass Reinforced Plastic
0-010701 | LAST STOP TRAVEL CENTER | 20331 N US-HWY 93 | WHITE HILLS | AZ | 86445 | Mohave | 2 | Open | 2020-07-29 | 5000 | Gasoline (PUL) | COMPARTMENT B | Double Walled | Fiberglass Reinforced Plastic | Pressure | Double Walled | Fiberglass Reinforced Plastic
0-003144 | MESA UNIFIED SCHOOL DISTRICT - STAPLEY ADMINISTRATION | 549 N STAPLEY DR | MESA | AZ | 85203 | Maricopa | 11 | Open | 2019-07-31 | 15000 | Diesel | COMPARTMENT A | Double Walled | Polyethylene Jacketed Steel | Pressure | Double Walled | Fiberglass Reinforced Plastic
0-005045 | SPEEDWAY STORE #3003 | 310 N MAIN ST | TAYLOR | AZ | 85939 | Navajo | 1 | Open | 1987-01-01 | 6000 | Gasoline | COMPARTMENT A | Single Walled | Asphalt coated or Bare Steel | Pressure |  | Fiberglass Reinforced Plastic
0-005214 | FORT VALLEY GASER | 990 N FORT VALLEY RD | FLAGSTAFF | AZ | 86001 | Coconino | 6 | Open | 2020-04-23 | 8000 | Gasoline (PUL) | COMPARTMENT B | Double Walled | Polyethylene Jacketed Steel | Pressure | Double Walled | Fiberglass Reinforced Plastic
0-005214 | FORT VALLEY GASER | 990 N FORT VALLEY RD | FLAGSTAFF | AZ | 86001 | Coconino | 6 | Open | 2020-04-23 | 7000 | Diesel | COMPARTMENT A | Double Walled | Polyethylene Jacketed Steel | Pressure | Double Walled | Fiberglass Reinforced Plastic
0-009390 | 4 SONS FOOD STORES #507 | 4266 W ANTHEM WAY | PHOENIX | AZ | 85086 | Maricopa | 3 | Open | 1998-08-01 | 8000 | Gasoline | COMPARTMENT A | Single Walled | Fiberglass Reinforced Plastic | Pressure | Double Walled | Fiberglass Reinforced Plastic
0-009390 | 4 SONS FOOD STORES #507 | 4266 W ANTHEM WAY | PHOENIX | AZ | 85086 | Maricopa | 2 | Open | 1998-08-01 | 8000 | Gasoline | COMPARTMENT A | Single Walled | Fiberglass Reinforced Plastic | Pressure | Double Walled | Fiberglass Reinforced Plastic
0-009390 | 4 SONS FOOD STORES #507 | 4266 W ANTHEM WAY | PHOENIX | AZ | 85086 | Maricopa | 4 | Open | 1998-08-01 | 6000 | Diesel | COMPARTMENT A | Single Walled | Fiberglass Reinforced Plastic | Pressure | Double Walled | Fiberglass Reinforced Plastic
0-006261 | SHELL #10 | 11235 S FORTUNA RD | YUMA | AZ | 85367 | Yuma | 6 | Open | 2015-10-22 | 12000 | Gasoline (UL) | COMPARTMENT A | Double Walled | Fiberglass Reinforced Plastic | Pressure | Double Walled | Fiberglass Reinforced Plastic
0-006261 | SHELL #10 | 11235 S FORTUNA RD | YUMA | AZ | 85367 | Yuma | 6 | Open | 2015-10-22 | 8000 | Gasoline (Mid-Grade UL) | COMPARTMENT B | Double Walled | Fiberglass Reinforced Plastic | Pressure | Double Walled | Fiberglass Reinforced Plastic
0-004183 | BENSON FUEL | 103 W 4TH ST | BENSON | AZ | 85602 | Cochise | 7 | Open | 1994-09-26 | 5000 | Gasoline (PUL) | COMPARTMENT A | Double Walled | Composite (Steel/Fiberglass) | Pressure |  | Fiberglass Reinforced Plastic
0-001895 | 76 STATION | 4102 N 27TH AVE | PHOENIX | AZ | 85017 | Maricopa | 5 | Open | 1998-09-21 | 15000 | Gasoline | COMPARTMENT A |  | Fiberglass Reinforced Plastic | Pressure | Double Walled | Fiberglass Reinforced Plastic
0-009526 | FLYING J TRAVEL PLAZA #611 | 6700 W LATHAM ST | PHOENIX | AZ | 85043 | Maricopa | 3 | Open | 1999-04-18 | 20000 | Diesel | COMPARTMENT A | Double Walled | Fiberglass Reinforced Plastic | Pressure | Double Walled | Fiberglass Reinforced Plastic
0-009526 | FLYING J TRAVEL PLAZA #611 | 6700 W LATHAM ST | PHOENIX | AZ | 85043 | Maricopa | 4 | Open | 1999-04-18 | 20000 | Gasoline | COMPARTMENT A | Double Walled | Fiberglass Reinforced Plastic | Pressure | Double Walled | Fiberglass Reinforced Plastic
0-004257 | SPEEDWAY STORE #2949 | 2211 W US HIGHWAY 70 | THATCHER | AZ | 85552 | Graham | 4 | Open | 1992-04-03 | 10000 | Gasoline | COMPARTMENT A | Single Walled | Fiberglass Reinforced Plastic | Pressure | Double Walled | Fiberglass Reinforced Plastic
0-007446 | CIRCLE K STORE #2709174 | 10050 E MOUNTAIN VIEW RD | SCOTTSDALE | AZ | 85258 | Maricopa | 1 | Open | 1988-06-01 | 10000 | Gasoline | COMPARTMENT A | Double Walled | Fiberglass Reinforced Plastic | Pressure |  | Fiberglass Reinforced Plastic
0-007446 | CIRCLE K STORE #2709174 | 10050 E MOUNTAIN VIEW RD | SCOTTSDALE | AZ | 85258 | Maricopa | 4 | Open | 1988-06-01 | 10000 | Gasoline | COMPARTMENT A | Double Walled | Fiberglass Reinforced Plastic | Pressure |  | Fiberglass Reinforced Plastic
0-003531 | NORTHERN ARIZONA UNIVERSITY | 1705 S SAN FRANCISCO ST | FLAGSTAFF | AZ | 86001 | Coconino | 9 | Open | 1988-04-01 | 12000 | Gasoline | COMPARTMENT A | Single Walled | Fiberglass Reinforced Plastic | Pressure |  | Fiberglass Reinforced Plastic
0-004482 | SHAY OIL - W 8TH ST | 2003 W 8TH ST | YUMA | AZ | 85364 | Yuma | 9 | Open | 2015-10-22 | 12000 | Gasoline (PUL) | COMPARTMENT A | Double Walled | Fiberglass Reinforced Plastic | Pressure | Double Walled | Fiberglass Reinforced Plastic
0-004482 | SHAY OIL - W 8TH ST | 2003 W 8TH ST | YUMA | AZ | 85364 | Yuma | 7 | Open | 2015-10-22 | 12000 | Gasoline (UL) | COMPARTMENT A | Double Walled | Fiberglass Reinforced Plastic
0-005935 | PETRO STOPPING CENTER | 970 S BLAKE RANCH RD | KINGMAN | AZ | 86401 | Mohave | 9 | Open | 1987-12-15 | 8000 | Used Oil/Waste Oil | COMPARTMENT A | Single Walled | Fiberglass Reinforced Plastic | Gravity Feed | Single Walled | Fiberglass Reinforced Plastic
0-005935 | PETRO STOPPING CENTER | 970 S BLAKE RANCH RD | KINGMAN | AZ | 86401 | Mohave | 3 | Open | 1987-12-15 | 10000 | Diesel | COMPARTMENT A | Single Walled | Fiberglass Reinforced Plastic | Pressure |  | Fiberglass Reinforced Plastic
0-006396 | FRY'S FUEL #698 | 1311 E BELL RD | PHOENIX | AZ | 85022 | Maricopa | 6 | Open | 2016-03-10 | 20000 | Gasoline (UL) | COMPARTMENT A | Double Walled | Fiberglass Reinforced Plastic | Pressure | Double Walled | Fiberglass Reinforced Plastic
0-003152 | SPEEDWAY STORE #2972 | 104 E 4TH ST | BENSON | AZ | 85602 | Cochise | 3 | Open | 1990-09-01 | 10000 | Gasoline | COMPARTMENT A | Double Walled | Fiberglass Reinforced Plastic | Pressure | Double Walled | Fiberglass Reinforced Plastic
0-010017 | SMITH'S FOOD & DRUG #190 | 3490 N STOCKTON HILL RD | KINGMAN | AZ | 86409 | Mohave | 1 | Open | 2002-09-05 | 8000 | Gasoline | COMPARTMENT A | Double Walled | Fiberglass Reinforced Plastic
0-008799 | WALLCON | 1709 W SAHUARO DR | TUCSON | AZ | 85745 | Pima | 2 | Open | 1986-08-01 | 10000 | Diesel | COMPARTMENT A | Single Walled | Asphalt coated or Bare Steel | Pressure
0-009886 | COSTCO WHOLESALE #691 | 10000 W MCDOWELL RD | AVONDALE | AZ | 85392 | Maricopa | 2 | Open | 2002-06-20 | 20000 | Gasoline | COMPARTMENT A | Double Walled | Fiberglass Reinforced Plastic | Pressure | Double Walled | Flexible
0-001237 | CIRCLE K #2700492 | 401 S ALVERNON WAY | TUCSON | AZ | 85711 | Pima | 5 | Open | 1987-01-01 | 10000 | Gasoline | COMPARTMENT A | Double Walled | Fiberglass Reinforced Plastic | Pressure |  | Fiberglass Reinforced Plastic
0-001286 | CIRCLE K #2700684 | 2089 S AVENUE A | YUMA | AZ | 85364 | Yuma | 4 | Open | 2020-09-23 | 12000 | Gasoline (UL) | COMPARTMENT A | Double Walled | Fiberglass Reinforced Plastic | Pressure | Double Walled | Flexible
0-008904 | CIRCLE K #2705303 | 26290 N TATUM BLVD | PHOENIX | AZ | 85050 | Maricopa | 3 | Open | 1996-01-30 | 10000 | Gasoline | COMPARTMENT A | Double Walled | Fiberglass Reinforced Plastic | Pressure | Double Walled | Fiberglass Reinforced Plastic
0-009194 | CIRCLE K #2705326 | 1910 N STATE ROUTE 89 | CHINO VALLEY | AZ | 86323 | Yavapai | 3 | Open | 1997-08-08 | 12000 | Gasoline (PUL) | COMPARTMENT A | Double Walled | Fiberglass Reinforced Plastic | Pressure | Double Walled | Fiberglass Reinforced Plastic
0-008933 | CIRCLE K #2708648 | 977 E SPEEDWAY BLVD | TUCSON | AZ | 85719 | Pima | 2 | Open | 1995-12-28 | 10000 | Gasoline (PUL) | COMPARTMENT A | Double Walled | Fiberglass Reinforced Plastic | Pressure | Double Walled | Fiberglass Reinforced Plastic
0-002648 | DUNCAN HIGH SCHOOL | 106 STADIUM ST | DUNCAN | AZ | 85534 | Greenlee | 1 | Open | 1981-09-18 | 10000 | Gasoline | COMPARTMENT A | Single Walled | Asphalt coated or Bare Steel | Pressure |  | Bare or Galvanized Steel
0-009083 | CHEVRON | 2459 W 32ND ST | YUMA | AZ | 85364 | Yuma | 4 | Open | 1996-12-29 | 12000 | Diesel | COMPARTMENT A | Double Walled | Fiberglass Reinforced Plastic | Pressure
0-002227 | HONEYWELL ENGINES - SYSTEMS & SERVICES | 111 S 34TH ST | PHOENIX | AZ | 85034 | Maricopa | 4 | Open | 1986-01-01 | 10000 | Jet Fuel | COMPARTMENT A | Double Walled | Fiberglass Reinforced Plastic | Suction - Check Valve at the Tank Top | Double Walled | Fiberglass Reinforced Plastic
0-002227 | HONEYWELL ENGINES - SYSTEMS & SERVICES | 111 S 34TH ST | PHOENIX | AZ | 85034 | Maricopa | 7 | Open | 1986-01-01 | 20000 | Jet Fuel | COMPARTMENT A | Double Walled | Fiberglass Reinforced Plastic | Suction - Check Valve at the Tank Top | Double Walled | Fiberglass Reinforced Plastic
0-002227 | HONEYWELL ENGINES - SYSTEMS & SERVICES | 111 S 34TH ST | PHOENIX | AZ | 85034 | Maricopa | 17 | Open | 1986-01-01 | 20000 | Diesel | COMPARTMENT A | Double Walled | Fiberglass Reinforced Plastic | Pressure | Double Walled | Fiberglass Reinforced Plastic
0-001094 | CIRCLE K #2708771 | 1601 E INDIAN SCHOOL RD | PHOENIX | AZ | 85016 | Maricopa | 6 | Open | 1988-10-01 | 10000 | Gasoline | COMPARTMENT A | Double Walled | Fiberglass Reinforced Plastic | Pressure |  | Fiberglass Reinforced Plastic
0-005629 | FUELCO #107 | 3839 S 7TH ST | PHOENIX | AZ | 85040 | Maricopa | 4 | Open | 1984-01-01 | 12000 | Gasoline (UL) | COMPARTMENT A |  | Asphalt coated or Bare Steel | Pressure |  | Fiberglass Reinforced Plastic
0-002149 | FLAGSTAFF UNIFIED SCHOOL DISTRICT #1 - TRANSPORTATION | 5400 E RAILHEAD AVE | FLAGSTAFF | AZ | 86004 | Coconino | 3 | Open | 1983-10-07 | 10000 | Gasoline | COMPARTMENT A | Single Walled | Asphalt coated or Bare Steel | Pressure | Single Walled | Bare or Galvanized Steel
0-001536 | SHELL #48 | 1673 W STATE ROUTE 260 | CAMP VERDE | AZ | 86322 | Yavapai | 6 | Open | 2020-09-04 | 12000 | Diesel #2 | COMPARTMENT A | Double Walled | Fiberglass Reinforced Plastic | Pressure | Double Walled | Fiberglass Reinforced Plastic
0-009840 | SPRINT | 1530 E ROESER RD | PHOENIX | AZ | 85040 | Maricopa | 1 | Open | 2001-10-12 | 12000 | Diesel | COMPARTMENT A | Double Walled | Fiberglass Reinforced Plastic | Suction - Check Valve at the Tank Top | Double Walled | Fiberglass Reinforced Plastic
0-005701 | WOODYS FOOD STORE #112 | 3401 N STOCKTON HILL RD | KINGMAN | AZ | 86409 | Mohave | 2 | Open | 1984-01-22 | 12000 | Gasoline (UL) | COMPARTMENT A | Single Walled | Fiberglass Reinforced Plastic | Pressure |  | Fiberglass Reinforced Plastic
0-000897 | TWO BROTHERS X | 1163 W BROADWAY RD | MESA | AZ | 85210 | Maricopa | 5 | Open | 2000-03-01 | 10000 | Gasoline | COMPARTMENT A | Double Walled | Fiberglass Reinforced Plastic | Pressure | Double Walled | Fiberglass Reinforced Plastic
0-002935 | LAVEEN ELEMENTARY SCHOOL | 9401 S 51ST AVE | LAVEEN | AZ | 85339 | Maricopa | 6 | Open | 1994-10-01 | 12000 | Diesel | COMPARTMENT A | Double Walled | Fiberglass Reinforced Plastic | Pressure | Double Walled | Fiberglass Reinforced Plastic
0-000494 | BROADWAY REAL ESTATE LLC | 363 S GILBERT RD | MESA | AZ | 85204 | Maricopa | 8 | Open | 2019-01-28 | 10000 | Diesel | COMPARTMENT A | Double Walled | Fiberglass Reinforced Plastic
0-005485 | CIRCLE K #2950 | 3651 S HIGHWAY 92 | SIERRA VISTA | AZ | 85650 | Cochise | 6 | Open | 1996-01-23 | 10000 | Diesel | COMPARTMENT A | Double Walled | Fiberglass Reinforced Plastic | Pressure | Double Walled | Fiberglass Reinforced Plastic
0-005476 | CIRCLE K #2941 | 500 S HASKELL AVE | WILLCOX | AZ | 85643 | Cochise | 1 | Open | 1981-01-01 | 10000 | Gasoline | COMPARTMENT A |  | Asphalt coated or Bare Steel | Pressure | Double Walled | Fiberglass Reinforced Plastic
0-007772 | PAULDEN MINI MART & RV PARK | 23310 N STATE ROUTE 89 | PAULDEN | AZ | 86334 | Yavapai | 2 | Open | 1993-08-10 | 6000 | Gasoline | COMPARTMENT B | Single Walled | Asphalt coated or Bare Steel | Pressure
0-009129 | ARCO AM/PM #81414 | 10001 S HARBOR AVE | MOHAVE VALLEY | AZ | 86440 | Mohave | 1 | Open | 1989-10-01 | 12000 | Gasoline | COMPARTMENT A |  | Asphalt coated or Bare Steel | Pressure | Double Walled
0-010066 | BOWLIN - PICACHO PEAK PLAZA | 16098 E CAMINO ADELANTE | PICACHO | AZ | 85141 | Pinal | 2 | Open | 2004-09-01 | 15000 | Gasoline | COMPARTMENT B | Double Walled | Fiberglass Reinforced Plastic | Pressure | Double Walled | Fiberglass Reinforced Plastic
0-004558 | CIRCLE K #2708827 | 5850 W INDIAN SCHOOL RD | PHOENIX | AZ | 85031 | Maricopa | 2 | Open | 1986-07-13 | 10000 | Gasoline | COMPARTMENT A | Double Walled | Fiberglass Reinforced Plastic | Pressure |  | Fiberglass Reinforced Plastic
0-009124 | GOOD 2 GO #514 | 3160 N TOLTEC RD | ELOY | AZ | 85131 | Pinal | 1 | Open | 1997-02-20 | 15000 | Gasoline | COMPARTMENT A | Double Walled | Fiberglass Reinforced Plastic | Pressure | Double Walled | Fiberglass Reinforced Plastic
0-009268 | GPM #4615 | 9520 E 22ND ST | TUCSON | AZ | 85748 | Pima | 2 | Open | 1997-12-12 | 12000 | Gasoline | COMPARTMENT A | Double Walled | Composite (Steel/Fiberglass) | Pressure | Double Walled | Fiberglass Reinforced Plastic
0-000522 | ARCO #5250 | 2740 W NORTHERN AVE | PHOENIX | AZ | 85051 | Maricopa | 8 | Open | 1988-01-01 | 12000 | Gasoline | COMPARTMENT A | Double Walled | Composite (Steel/Fiberglass) | Pressure | Double Walled | Fiberglass Reinforced Plastic
0-003253 | ONE STOP SERVICE CENTER | 6702 W INDIAN SCHOOL RD | PHOENIX | AZ | 85033 | Maricopa | 2 | Open | 1985-04-21 | 6000 | Gasoline | COMPARTMENT A | Single Walled | Fiberglass Reinforced Plastic | Pressure |  | Fiberglass Reinforced Plastic
0-008914 | CIRCLE K #2705308 | 3435 W DEER VALLEY RD | PHOENIX | AZ | 85027 | Maricopa | 3 | Open | 1995-12-29 | 10000 | Gasoline | COMPARTMENT A | Double Walled | Fiberglass Reinforced Plastic | Pressure | Double Walled | Fiberglass Reinforced Plastic
0-001478 | CIRCLE K #2701779 | 5041 W LOWER BUCKEYE RD | PHOENIX | AZ | 85043 | Maricopa | 3 | Open | 1986-01-01 | 10000 | Gasoline | COMPARTMENT A | Single Walled | Fiberglass Reinforced Plastic | Pressure |  | Fiberglass Reinforced Plastic
0-009585 | FIREBIRD FUEL CO #1792 | 1140 E BENSON HWY | TUCSON | AZ | 85713 | Pima | 1 | Open | 1999-09-01 | 8000 | Diesel | COMPARTMENT A | Double Walled | Composite (Steel/Fiberglass) | Pressure | Double Walled | Fiberglass Reinforced Plastic
0-000876 | NEW EASY TRIP/SHELL STATION | 5059 W OLIVE AVE | GLENDALE | AZ | 85302 | Maricopa | 7 | Open | 1991-03-01 | 10000 | Gasoline | COMPARTMENT A | Double Walled | Fiberglass Reinforced Plastic | Pressure | Double Walled | Fiberglass Reinforced Plastic
0-003694 | PETRO TRUCK STOP | 5265 N SUNLAND GIN RD | ELOY | AZ | 85131 | Pinal | 3 | Open | 1984-01-01 | 8000 | New Oil | COMPARTMENT A | Single Walled | Asphalt coated or Bare Steel | Suction - Check Valve at the Dispenser | Single Walled | Fiberglass Reinforced Plastic
0-003694 | PETRO TRUCK STOP | 5265 N SUNLAND GIN RD | ELOY | AZ | 85131 | Pinal | 6 | Open | 1984-01-01 | 10000 | Gasoline (UL) | COMPARTMENT A | Single Walled | Asphalt coated or Bare Steel | Pressure | Single Walled | Fiberglass Reinforced Plastic
0-009701 | MOHAVE MOBILE MART | 10420 S HARBOR AVE | MOHAVE VALLEY | AZ | 86440 | Mohave | 2 | Open | 2000-05-18 | 12000 | Gasoline | COMPARTMENT A | Double Walled | Asphalt coated or Bare Steel | Pressure | Double Walled | Flexible
0-009748 | SAFEWAY #1706 | 1637 N TREKELL RD | CASA GRANDE | AZ | 85122 | Pinal | 1 | Open | 2000-10-17 | 10000 | Gasoline | COMPARTMENT B | Double Walled | Composite (Steel/Fiberglass)
0-009738 | KJ'S CONVENIENT STOP | 15150 W AJO HWY | TUCSON | AZ | 85735 | Pima | 1 | Open | 2001-01-25 | 10000 | Gasoline | COMPARTMENT A | Double Walled | Asphalt coated or Bare Steel | Pressure | Double Walled | Flexible
0-001457 | CIRCLE K #2701633 | 8590 E 22ND ST | TUCSON | AZ | 85710 | Pima | 2 | Open | 1985-01-01 | 10000 | Gasoline (UL) | COMPARTMENT A | Single Walled | Fiberglass Reinforced Plastic | Pressure | Single Walled | Fiberglass Reinforced Plastic
0-002557 | CHAPARREL STORE | 500 SE OLD WEST HWY | DUNCAN | AZ | 85534 | Greenlee | 2 | Open | 1978-01-01 | 6000 | Gasoline | COMPARTMENT A |  | Asphalt coated or Bare Steel | Pressure | Single Walled | Fiberglass Reinforced Plastic
0-007226 | SIMAR DEEP INVESTMENTS | 802 W SPEEDWAY BLVD | TUCSON | AZ | 85745 | Pima | 2 | Open | 1990-11-01 | 10000 | Gasoline | COMPARTMENT A | Double Walled | Fiberglass Reinforced Plastic | Pressure | Double Walled | Fiberglass Reinforced Plastic
0-009486 | EMPIRE 8126 | 2367 S VAL VISTA DR | GILBERT | AZ | 85295 | Maricopa | 2 | Open | 1998-07-29 | 12000 | Gasoline | COMPARTMENT A | Double Walled | Composite (Steel/Fiberglass) | Pressure | Double Walled | Fiberglass Reinforced Plastic
0-006939 | CIRCLE K STORE #2706647 | 3449 W GREENWAY RD | PHOENIX | AZ | 85053 | Maricopa | 9 | Open | 2000-12-01 | 10000 | Diesel | COMPARTMENT A | Double Walled | Fiberglass Reinforced Plastic | Pressure | Double Walled | Fiberglass Reinforced Plastic
0-006939 | CIRCLE K STORE #2706647 | 3449 W GREENWAY RD | PHOENIX | AZ | 85053 | Maricopa | 10 | Open | 2000-12-01 | 12000 | Gasoline | COMPARTMENT A | Double Walled | Fiberglass Reinforced Plastic | Pressure | Double Walled | Fiberglass Reinforced Plastic
0-005120 | GOOD 2 GO STORES #503 | 1501 E ASH ST | GLOBE | AZ | 85501 | Gila | 2 | Open | 1985-04-22 | 20000 | Gasoline | COMPARTMENT A | Double Walled | Fiberglass Reinforced Plastic | Pressure |  | Fiberglass Reinforced Plastic
0-005120 | GOOD 2 GO STORES #503 | 1501 E ASH ST | GLOBE | AZ | 85501 | Gila | 3 | Open | 1985-04-22 | 12000 | Gasoline | COMPARTMENT A | Double Walled | Fiberglass Reinforced Plastic | Pressure |  | Fiberglass Reinforced Plastic
0-000138 | YES! MART - SHELL GAS STATION | 5448 S CENTRAL AVE | PHOENIX | AZ | 85040 | Maricopa | 9 | Open | 1988-09-01 | 12000 | Gasoline | COMPARTMENT A |  | Fiberglass Reinforced Plastic | Pressure |  | Fiberglass Reinforced Plastic
0-010012 | SAFEWAY #2618 - FUELING STATION | 440 N ESTRELLA PKWY | GOODYEAR | AZ | 85338 | Maricopa | 1 | Open | 2004-01-08 | 10000 | Diesel | COMPARTMENT B | Double Walled | Composite (Steel/Fiberglass) | Pressure | Double Walled | Fiberglass Reinforced Plastic
0-009724 | CIRCLE K STORE #2741712 | 14559 W GRAND AVE | SURPRISE | AZ | 85374 | Maricopa | 1 | Open | 2000-11-29 | 15000 | Gasoline (UL) | COMPARTMENT A | Double Walled | Fiberglass Reinforced Plastic | Pressure | Double Walled | Flexible
0-010355 | MAVERIK COUNTRY STORE #387 | 2110 N PARK DR | WINSLOW | AZ | 86047 | Navajo | 3 | Open | 2010-03-01 | 12000 | Gasoline | COMPARTMENT A | Double Walled | Fiberglass Reinforced Plastic | Pressure | Double Walled | Flexible
0-010355 | MAVERIK COUNTRY STORE #387 | 2110 N PARK DR | WINSLOW | AZ | 86047 | Navajo | 5 | Open | 2016-09-28 | 15000 | Diesel | COMPARTMENT A | Double Walled | Fiberglass Reinforced Plastic | Pressure |  | Flexible
0-010602 | WALMART #4203 | 5210 S HWY 95 | MOHAVE VALLEY | AZ | 86426 | Mohave | 1 | Open | 2017-02-15 | 15000 | Gasoline | COMPARTMENT A | Double Walled | Fiberglass Reinforced Plastic | Pressure | Double Walled | Fiberglass Reinforced Plastic
0-000148 | CIRCLE K #8834 | 13549 E CHANDLER BLVD | CHANDLER | AZ | 85225 | Maricopa | 3 | Open | 1987-01-01 | 10000 | Gasoline | COMPARTMENT A | Double Walled | Fiberglass Reinforced Plastic | Pressure | Single Walled | Fiberglass Reinforced Plastic
0-009525 | CIRCLE K STORE #2709182 | 3989 W RAY RD | CHANDLER | AZ | 85226 | Maricopa | 3 | Open | 1997-01-01 | 15000 | Gasoline | COMPARTMENT A | Double Walled | Fiberglass Reinforced Plastic | Pressure | Double Walled | Fiberglass Reinforced Plastic
0-006909 | BERGE FORD | 460 E AUTO CENTER DR | MESA | AZ | 85204 | Maricopa | 2 | Open | 1990-01-01 | 2000 | New Oil | COMPARTMENT C | Double Walled | Composite (Steel/Fiberglass)
0-009695 | CIRCLE K #2706357 | 1850 S STAPLEY DR | MESA | AZ | 85204 | Maricopa | 2 | Open | 2000-06-12 | 10000 | Gasoline | COMPARTMENT A | Double Walled | Fiberglass Reinforced Plastic | Pressure | Double Walled | Flexible
0-006496 | CIRCLE K #2708475 | 2505 W 8TH ST | YUMA | AZ | 85364 | Yuma | 2 | Open | 1987-11-03 | 10000 | Gasoline | COMPARTMENT A | Double Walled | Fiberglass Reinforced Plastic | Pressure |  | Fiberglass Reinforced Plastic
0-010445 | TURBINEAERO REPAIR FACILITY | 50 S 56TH ST | CHANDLER | AZ | 85226 | Maricopa | 2 | Open | 2011-12-01 | 5000 | Jet Fuel | COMPARTMENT A | Double Walled | Fiberglass Reinforced Plastic | Pressure | Double Walled | Fiberglass Reinforced Plastic
0-008603 | EXPRESS STOP #701 | 640 S HIGHWAY 90 | BENSON | AZ | 85602 | Cochise | 1 | Open | 1995-04-14 | 10000 | Gasoline | COMPARTMENT A | Double Walled | Fiberglass Reinforced Plastic | Pressure | Double Walled | Fiberglass Reinforced Plastic
0-005627 | AMIGO FUELS | 801 N 16TH ST | PHOENIX | AZ | 85006 | Maricopa | 7 | Open | 1999-01-01 | 4000 | Diesel | COMPARTMENT A |  | Fiberglass Reinforced Plastic | Pressure |  | Fiberglass Reinforced Plastic
0-002292 | HAVEN OF GLOBE | 1100 E MONROE ST | GLOBE | AZ | 85501 | Gila | 2 | Open | 1970-01-01 | 10000 | Red Diesel | COMPARTMENT A |  | Asphalt coated or Bare Steel | Suction - Check Valve at the Tank Top |  | Bare or Galvanized Steel
0-010414 | FRYS FUEL CENTER #699 | 11203 E SOUTH FRONTAGE RD | YUMA | AZ | 85365 | Yuma | 1 | Open | 2011-04-21 | 20000 | Gasoline | COMPARTMENT A | Double Walled | Fiberglass Reinforced Plastic | Pressure | Double Walled | Flexible
0-010437 | QUIKTRIP #1408 | 2250 E THOMAS RD | PHOENIX | AZ | 85016 | Maricopa | 4 | Open | 2011-09-27 | 12000 | Diesel | COMPARTMENT A | Double Walled | Fiberglass Reinforced Plastic | Pressure | Double Walled | Fiberglass Reinforced Plastic
0-009520 | CIRCLE K #2706346 | 1810 S COUNTRY CLUB DR | MESA | AZ | 85210 | Maricopa | 3 | Open | 1999-08-11 | 10000 | Gasoline | COMPARTMENT A | Single Walled | Fiberglass Reinforced Plastic | Pressure | Double Walled | Fiberglass Reinforced Plastic
0-008015 | CIRCLE K #2705296 | 13880 N FRANK LLOYD WRIGHT BLVD | SCOTTSDALE | AZ | 85260 | Maricopa | 1 | Open | 1992-04-01 | 10000 | Diesel | COMPARTMENT A | Double Walled | Fiberglass Reinforced Plastic | Pressure |  | Fiberglass Reinforced Plastic
0-008015 | CIRCLE K #2705296 | 13880 N FRANK LLOYD WRIGHT BLVD | SCOTTSDALE | AZ | 85260 | Maricopa | 2 | Open | 1992-04-01 | 10000 | Gasoline | COMPARTMENT A | Double Walled | Fiberglass Reinforced Plastic | Pressure |  | Fiberglass Reinforced Plastic
0-001370 | CIRCLE K #2701149 | 1955 W UNIVERSITY DR | MESA | AZ | 85201 | Maricopa | 8 | Open | 2018-06-20 | 12000 | Gasoline (PUL) | COMPARTMENT A | Double Walled | Fiberglass Reinforced Plastic | Pressure | Double Walled | Fiberglass Reinforced Plastic
0-003211 | FAST FUEL | 3601 N ORACLE RD | TUCSON | AZ | 85705 | Pima | 4 | Open | 1999-07-29 | 15000 | Gasoline | COMPARTMENT A | Double Walled | Fiberglass Reinforced Plastic | Pressure | Double Walled | Fiberglass Reinforced Plastic
0-010001 | QUIKTRIP #448 | 9910 W CAMELBACK RD | PHOENIX | AZ | 85037 | Maricopa | 2 | Open | 2003-08-21 | 20000 | Gasoline | COMPARTMENT A | Double Walled | Fiberglass Reinforced Plastic | Pressure | Double Walled | Flexible
0-010107 | SUPERSTAR CHEVRON | 1615 N 99TH AVE | AVONDALE | AZ | 85037 | Maricopa | 1 | Open | 2005-07-27 | 8000 | Diesel | COMPARTMENT A | Double Walled | Composite (Steel/Fiberglass) | Pressure |  | Fiberglass Reinforced Plastic
0-006793 | JACKSONS #808 | 12020 N TATUM BLVD | PHOENIX | AZ | 85028 | Maricopa | 3 | Open | 1990-01-01 | 20000 | Gasoline | COMPARTMENT A | Double Walled | Fiberglass Reinforced Plastic | Pressure | Double Walled | Fiberglass Reinforced Plastic
0-008964 | CITY OF PHOENIX - OKEMAH PARK | 3828 E ANNE ST | PHOENIX | AZ | 85040 | Maricopa | 3 | Open | 1996-06-17 | 12000 | Diesel | COMPARTMENT A | Double Walled | Fiberglass Reinforced Plastic | Pressure | Double Walled | Fiberglass Reinforced Plastic
0-004969 | D & F SHELL | 6101 E 22ND ST | TUCSON | AZ | 85711 | Pima | 9 | Open | 1985-01-01 | 10000 | Diesel | COMPARTMENT A | Single Walled | Fiberglass Reinforced Plastic | Pressure |  | Fiberglass Reinforced Plastic
0-001336 | CIRCLE K #2700854 | 1250 E ASH ST | GLOBE | AZ | 85501 | Gila | 3 | Open | 1996-03-12 | 10000 | Gasoline | COMPARTMENT A | Single Walled | Fiberglass Reinforced Plastic | Pressure | Double Walled | Fiberglass Reinforced Plastic
0-001467 | CIRCLE K #2701728 | 6744 E MCDOWELL RD | SCOTTSDALE | AZ | 85257 | Maricopa | 3 | Open | 1985-01-01 | 10000 | Gasoline | COMPARTMENT A | Single Walled | Fiberglass Reinforced Plastic | Pressure |  | Fiberglass Reinforced Plastic
0-001467 | CIRCLE K #2701728 | 6744 E MCDOWELL RD | SCOTTSDALE | AZ | 85257 | Maricopa | 2 | Open | 1985-01-01 | 10000 | Gasoline | COMPARTMENT A | Single Walled | Fiberglass Reinforced Plastic | Pressure |  | Fiberglass Reinforced Plastic
0-006696 | 76 GAS STATION | 2309 E UNIVERSITY DR | TEMPE | AZ | 85281 | Maricopa | 3 | Open | 1989-01-01 | 12000 | Gasoline | COMPARTMENT A | Double Walled | Fiberglass Reinforced Plastic | Pressure |  | Fiberglass Reinforced Plastic
0-006588 | PILOT TRAVEL CENTER #328 | 1201 W MAIN ST | QUARTZSITE | AZ | 85346 | La Paz | 2 | Open | 1988-11-01 | 10000 | Gasoline | COMPARTMENT A | Double Walled | Fiberglass Reinforced Plastic | Pressure |  | Fiberglass Reinforced Plastic
0-010593 | DOLAN SPRINGS CHEVRON | 14097 N PIERCE FERRY RD | DOLAN SPRINGS | AZ | 86441 | Mohave | 2 | Open | 2017-07-03 | 5000 | Diesel | COMPARTMENT A | Double Walled | Fiberglass Reinforced Plastic | Pressure | Double Walled | Flexible
0-006497 | FRY'S #107 | 2380 S 4TH AVE | YUMA | AZ | 85364 | Yuma | 4 | Open | 2013-06-13 | 20000 | Gasoline | COMPARTMENT A | Double Walled | Fiberglass Reinforced Plastic | Pressure |  | Flexible
0-006497 | FRY'S #107 | 2380 S 4TH AVE | YUMA | AZ | 85364 | Yuma | 5 | Open | 2013-06-13 | 10000 | Diesel | COMPARTMENT B | Double Walled | Fiberglass Reinforced Plastic
0-000958 | DELUXE RADIATIOR | 10849 N CAVE CREEK RD | PHOENIX | AZ | 85020 | Maricopa | 1 | Open | 1976-01-01 | 1000 | Gasoline | COMPARTMENT A | Single Walled | Asphalt coated or Bare Steel
0-009627 | SHELL | 6904 N DYSART RD | GLENDALE | AZ | 85307 | Maricopa | 3 | Open | 1999-01-21 | 8000 | Diesel | COMPARTMENT A | Double Walled | Fiberglass Reinforced Plastic | Pressure | Double Walled | Fiberglass Reinforced Plastic
0-010193 | FRYS FUEL CENTER #89 | 11415 W BUCKEYE RD | AVONDALE | AZ | 85323 | Maricopa | 1 | Open | 2007-08-01 | 8000 | Diesel | COMPARTMENT B | Double Walled | Fiberglass Reinforced Plastic
0-010665 | RCC CAR RENTAL | 1805 E SKY HARBOR CIR S | PHOENIX | AZ | 85034 | Maricopa | 2 | Open | 2019-04-12 | 30000 | Gasoline (UL) | COMPARTMENT A | Double Walled | Fiberglass Reinforced Plastic
0-005839 | HANKS TRADING POST | 31926 N US HIGHWAY 89 | FLAGSTAFF | AZ | 86004 | Coconino | 3 | Open | 1998-05-12 | 4000 | Gasoline | COMPARTMENT A | Double Walled | Composite (Steel/Fiberglass) | Pressure | Double Walled | Flexible
0-002784 | SPEEDWAY #2996 | 6500 S 12TH AVE | TUCSON | AZ | 85756 | Pima | 2 | Open | 1976-04-08 | 10000 | Gasoline | COMPARTMENT A | Single Walled | Asphalt coated or Bare Steel | Pressure |  | Fiberglass Reinforced Plastic
0-009441 | TL QIK GAS & FOOD MART | 1000 E OLD WEST HWY | APACHE JUNCTION | AZ | 85119 | Pinal | 2 | Open | 1989-01-01 | 8000 | Gasoline | COMPARTMENT A | Double Walled | Composite (Steel/Fiberglass) | Pressure |  | Fiberglass Reinforced Plastic
0-010294 | FRYS FUEL CENTER #21 | 695 E GRANT RD | TUCSON | AZ | 85705 | Pima | 1 | Open | 2009-02-12 | 20000 | Gasoline | COMPARTMENT A | Double Walled | Fiberglass Reinforced Plastic | Pressure | Double Walled | Flexible
0-010325 | QUIKTRIP #493 | 3445 W BASELINE RD | PHOENIX | AZ | 85339 | Maricopa | 3 | Open | 2009-09-03 | 12000 | Diesel | COMPARTMENT B | Double Walled | Fiberglass Reinforced Plastic | Pressure | Double Walled | Fiberglass Reinforced Plastic
0-010304 | COBBLESTONE #30 | 22111 N SCOTTSDALE RD | SCOTTSDALE | AZ | 85255 | Maricopa | 2 | Open | 2008-07-01 | 10000 | Gasoline | COMPARTMENT A | Double Walled | Fiberglass Reinforced Plastic | Pressure | Double Walled | Fiberglass Reinforced Plastic
0-010371 | FRYS FUEL CENTER #109 | 2115 HIGHWAY 60 | MIAMI | AZ | 85539 | Gila | 2 | Open | 2010-03-12 | 10000 | Diesel | COMPARTMENT B | Double Walled | Fiberglass Reinforced Plastic | Pressure | Double Walled | Flexible
0-009638 | VALERO IN THE ZONE XVI | 1570 S GILBERT RD | GILBERT | AZ | 85296 | Maricopa | 1 | Open | 1999-06-14 | 15000 | Gasoline (UL) | COMPARTMENT A | Double Walled | Fiberglass Reinforced Plastic | Pressure | Double Walled | Fiberglass Reinforced Plastic
0-001268 | CIRCLE K #599 | 1440 W BELL RD | PHOENIX | AZ | 85023 | Maricopa | 5 | Open | 1994-10-25 | 10000 | Gasoline | COMPARTMENT A | Double Walled | Fiberglass Reinforced Plastic | Pressure | Double Walled | Fiberglass Reinforced Plastic
0-010328 | FRYS FUEL CENTER #75 | 3271 S HIGLEY RD | GILBERT | AZ | 85297 | Maricopa | 1 | Open | 2009-06-25 | 20000 | Gasoline | COMPARTMENT A | Double Walled | Fiberglass Reinforced Plastic | Pressure | Double Walled | Flexible
0-010395 | QUIKTRIP #442 | 2010 S ARIZONA AVE | CHANDLER | AZ | 85286 | Maricopa | 3 | Open | 2010-09-30 | 12000 | Diesel | COMPARTMENT A | Double Walled | Fiberglass Reinforced Plastic | Pressure | Double Walled | Fiberglass Reinforced Plastic
0-003210 | CIRCLE K STORE #2709170 | 10200 N SCOTTSDALE RD | SCOTTSDALE | AZ | 85253 | Maricopa | 8 | Open | 2019-01-03 | 8000 | Diesel | COMPARTMENT A | Double Walled | Fiberglass Reinforced Plastic | Pressure | Double Walled | Fiberglass Reinforced Plastic
0-008014 | CIRCLE K #5294 | 755 W WARNER RD | GILBERT | AZ | 85233 | Maricopa | 4 | Open | 1991-07-01 | 10000 | Diesel | COMPARTMENT A | Single Walled | Fiberglass Reinforced Plastic | Pressure | Single Walled | Fiberglass Reinforced Plastic
0-000566 | AT&T - MESA FACILITY | 1301 W UNIVERSITY DR | MESA | AZ | 85201 | Maricopa | 4 | Open | 1998-01-12 | 20000 | Diesel | COMPARTMENT A | Double Walled | Composite (Steel/Fiberglass) | Suction - Check Valve at the Tank Top | Double Walled
0-004337 | CIRCLE K #8553 | 1605 E BELL RD | PHOENIX | AZ | 85022 | Maricopa | 3 | Open | 1988-02-03 | 10000 | Gasoline | COMPARTMENT A | Double Walled | Fiberglass Reinforced Plastic | Pressure |  | Fiberglass Reinforced Plastic
0-008408 | PILOT TRAVEL CENTER #1215 | 48710 VICKSBURG RD | SALOME | AZ | 85348 | La Paz | 3 | Open | 2005-06-17 | 12000 | Gasoline (PUL) | COMPARTMENT A | Single Walled | Asphalt coated or Bare Steel | Pressure |  | Fiberglass Reinforced Plastic
0-008408 | PILOT TRAVEL CENTER #1215 | 48710 VICKSBURG RD | SALOME | AZ | 85348 | La Paz | 1 | Open | 2005-06-17 | 12000 | Gasoline (UL) | COMPARTMENT A | Single Walled | Asphalt coated or Bare Steel | Pressure |  | Fiberglass Reinforced Plastic
0-003267 | FREEWAY TEXACO | 1203 W REX ALLEN DR | WILLCOX | AZ | 85643 | Cochise | 5 | Open | 1995-05-18 | 12000 | Gasoline | COMPARTMENT A | Double Walled | Fiberglass Reinforced Plastic | Pressure | Double Walled | Flexible
0-003267 | FREEWAY TEXACO | 1203 W REX ALLEN DR | WILLCOX | AZ | 85643 | Cochise | 6 | Open | 1995-05-18 | 6000 | Gasoline | COMPARTMENT A | Double Walled | Fiberglass Reinforced Plastic
0-000530 | SAL MARKETS | 1201 E MISSOURI AVE | PHOENIX | AZ | 85014 | Maricopa | 9 | Open | 1992-11-01 | 10000 | Gasoline | COMPARTMENT A | Double Walled | Fiberglass Reinforced Plastic | Pressure | Double Walled | Fiberglass Reinforced Plastic
0-000539 | SCOTTSDALE MINI MART | 6842 E THOMAS RD | SCOTTSDALE | AZ | 85251 | Maricopa | 5 | Open | 1985-04-28 | 12000 | Gasoline | COMPARTMENT A | Double Walled | Fiberglass Reinforced Plastic | Pressure | Double Walled | Fiberglass Reinforced Plastic
0-008067 | SPEEDWAY STORE #2887 | 1050 S MILTON RD | FLAGSTAFF | AZ | 86001 | Coconino | 5 | Open | 1996-01-01 | 15000 | Gasoline (UL) | COMPARTMENT A | Single Walled | Fiberglass Reinforced Plastic | Pressure |  | Fiberglass Reinforced Plastic
0-008067 | SPEEDWAY STORE #2887 | 1050 S MILTON RD | FLAGSTAFF | AZ | 86001 | Coconino | 6 | Open | 1996-01-01 | 8000 | Gasoline (PUL) | COMPARTMENT A | Single Walled | Fiberglass Reinforced Plastic
0-005253 | JACKSONS ENERGY #6785 | 3960 N COUNTRY CLUB DR | FLAGSTAFF | AZ | 86004 | Coconino | 8 | Open | 1998-06-15 | 5000 | Diesel | COMPARTMENT A | Double Walled | Composite (Steel/Fiberglass) | Pressure | Double Walled | Flexible
0-004555 | CIRCLE K #2708829 | 2041 W VAN BUREN ST | PHOENIX | AZ | 85009 | Maricopa | 1 | Open | 1987-05-01 | 10000 | Gasoline (UL) | COMPARTMENT A | Single Walled | Fiberglass Reinforced Plastic | Pressure | Single Walled | Fiberglass Reinforced Plastic
0-004555 | CIRCLE K #2708829 | 2041 W VAN BUREN ST | PHOENIX | AZ | 85009 | Maricopa | 2 | Open | 1987-05-01 | 10000 | Gasoline (PUL) | COMPARTMENT A | Single Walled | Fiberglass Reinforced Plastic | Pressure | Single Walled | Fiberglass Reinforced Plastic
0-004561 | CIRCLE K #2701995 | 3101 WILLOW CREEK RD | PRESCOTT | AZ | 86301 | Yavapai | 3 | Open | 1986-07-13 | 10000 | Gasoline | COMPARTMENT A | Double Walled | Fiberglass Reinforced Plastic | Pressure |  | Fiberglass Reinforced Plastic
0-008742 | FIREBIRD FUEL CO | 22464 N 19TH AVE | PHOENIX | AZ | 85027 | Maricopa | 1 | Open | 1995-06-28 | 8000 | Gasoline | COMPARTMENT A | Double Walled | Composite (Steel/Fiberglass) | Pressure | Double Walled | Fiberglass Reinforced Plastic
0-009283 | ELLIOT MARKET SHELL | 17750 W ELLIOT RD | GOODYEAR | AZ | 85338 | Maricopa | 2 | Open | 1998-01-05 | 12000 | Diesel | COMPARTMENT A | Double Walled | Composite (Steel/Fiberglass) | Pressure | Double Walled
0-003200 | CIRCLE K STORE #2709168 | 4801 E THOMAS RD | PHOENIX | AZ | 85018 | Maricopa | 6 | Open | 1985-08-01 | 8000 | Diesel | COMPARTMENT A | Double Walled | Fiberglass Reinforced Plastic | Pressure |  | Fiberglass Reinforced Plastic
0-003200 | CIRCLE K STORE #2709168 | 4801 E THOMAS RD | PHOENIX | AZ | 85018 | Maricopa | 8 | Open | 1985-08-01 | 10000 | Gasoline (UL) | COMPARTMENT A | Double Walled | Fiberglass Reinforced Plastic | Pressure |  | Fiberglass Reinforced Plastic
0-005317 | CIRCLE K #2705709 | 1415 E 16TH ST | YUMA | AZ | 85365 | Yuma | 4 | Open | 1993-08-27 | 12000 | Gasoline | COMPARTMENT A | Double Walled | Composite (Steel/Fiberglass) | Pressure | Double Walled | Fiberglass Reinforced Plastic
0-001986 | TIEMCO | 102 S 24TH ST | PHOENIX | AZ | 85034 | Maricopa | 10 | Open | 1995-03-21 | 10000 | Gasoline | COMPARTMENT A | Double Walled | Composite (Steel/Fiberglass) | Pressure | Double Walled
0-000344 | QUICK N EASY | 6806 E BROWN RD | MESA | AZ | 85207 | Maricopa | 3 | Open | 1989-04-19 | 20000 | Gasoline | COMPARTMENT A | Double Walled | Fiberglass Reinforced Plastic | Pressure |  | Fiberglass Reinforced Plastic
0-009557 | CIRCLE K STORE #2706655 | 20207 N 59TH AVE | GLENDALE | AZ | 85308 | Maricopa | 3 | Open | 1999-07-01 | 10000 | Diesel | COMPARTMENT A | Double Walled | Fiberglass Reinforced Plastic | Pressure | Double Walled | Fiberglass Reinforced Plastic
0-006210 | FLYING J TRAVEL PLAZA #609 | 16189 S SUNSHINE BLVD | ELOY | AZ | 85131 | Pinal | 3 | Open | 1988-01-01 | 20000 | Diesel | COMPARTMENT A | Single Walled | Fiberglass Reinforced Plastic | Pressure |  | Fiberglass Reinforced Plastic
0-004497 | FARR'S DOWNTOWN SHELL | 101 W HOPI DR | HOLBROOK | AZ | 86025 | Navajo | 5 | Open | 1989-12-01 | 10000 | Gasoline | COMPARTMENT A | Double Walled | Fiberglass Reinforced Plastic | Pressure |  | Fiberglass Reinforced Plastic
0-005215 | TYRELL-MARXEN CHEV/OLDS/CAD INC | 1118 W ROUTE 66 | FLAGSTAFF | AZ | 86001 | Coconino | 5 | Open | 1993-08-09 | 5000 | Gasoline | COMPARTMENT A | Double Walled | Composite (Steel/Fiberglass) | Suction - Check Valve at the Tank Top | Single Walled | Bare or Galvanized Steel
0-007313 | GAS PLUS #487 | 2266 KINGMAN AVE | KINGMAN | AZ | 86401 | Mohave | 1 | Open | 1991-04-02 | 10000 | Gasoline | COMPARTMENT A | Double Walled | Composite (Steel/Fiberglass) | Pressure |  | Fiberglass Reinforced Plastic
0-000777 | CITY OF SCOTTSDALE - CORPORATE YARD | 9191 E SAN SALVADOR DR | SCOTTSDALE | AZ | 85258 | Maricopa | 16 | Open | 2019-07-24 | 30000 | Diesel | COMPARTMENT A | Double Walled | Fiberglass Reinforced Plastic | Pressure | Double Walled | Fiberglass Reinforced Plastic
0-008928 | COUNTRY STORE | 8750 E CONCHO HWY | SNOWFLAKE | AZ | 85937 | Navajo | 3 | Open | 2017-03-27 | 10000 | Gasoline (UL) | COMPARTMENT A | Double Walled | Fiberglass Reinforced Plastic | Pressure | Double Walled | Fiberglass Reinforced Plastic
0-001381 | CIRCLE K #1213 | 1654 W WHITE MOUNTAIN BLVD | PINETOP-LAKESIDE | AZ | 85929 | Navajo | 5 | Open | 1995-11-08 | 10000 | Gasoline (UL) | COMPARTMENT A |  | Fiberglass Reinforced Plastic | Pressure | Double Walled | Fiberglass Reinforced Plastic
0-001381 | CIRCLE K #1213 | 1654 W WHITE MOUNTAIN BLVD | PINETOP-LAKESIDE | AZ | 85929 | Navajo | 6 | Open | 1995-11-08 | 10000 | Gasoline (PUL) | COMPARTMENT A |  | Fiberglass Reinforced Plastic | Pressure | Double Walled | Fiberglass Reinforced Plastic
0-001659 | ROSS AVIATION | 14600 N AIRPORT DR | SCOTTSDALE | AZ | 85260 | Maricopa | 9 | Open | 1990-02-05 | 15000 | Jet Fuel | COMPARTMENT A | Double Walled | Asphalt coated or Bare Steel | Pressure
0-000894 | SHELL | 1957 N COUNTRY CLUB DR | MESA | AZ | 85201 | Maricopa | 5 | Open | 2005-09-01 | 15000 | Gasoline | COMPARTMENT A | Double Walled | Fiberglass Reinforced Plastic | Pressure | Double Walled | Fiberglass Reinforced Plastic
0-000880 | CIRCLE K #2706649 | 1953 E SOUTHERN AVE | MESA | AZ | 85204 | Maricopa | 2 | Open | 1986-01-01 | 20000 | Gasoline | COMPARTMENT A | Double Walled | Fiberglass Reinforced Plastic | Pressure | Double Walled | Fiberglass Reinforced Plastic
0-008876 | FEDEX GROUND | 3410 S 51ST AVE | PHOENIX | AZ | 85043 | Maricopa | 5 | Open | 2016-06-29 | 1500 | Other | COMPARTMENT A | Double Walled | Fiberglass Reinforced Plastic | Suction - Check Valve at the Dispenser | Double Walled | Flexible
0-005887 | CIRCLE K STORE #2706662 | 1146 N 35TH AVE | PHOENIX | AZ | 85009 | Maricopa | 1 | Open | 1988-11-05 | 20000 | Gasoline | COMPARTMENT A | Double Walled | Fiberglass Reinforced Plastic | Pressure | Double Walled | Fiberglass Reinforced Plastic
0-005971 | MUNDS PARK CHEVRON | 17700 S MUNDS RANCH RD | MUNDS PARK | AZ | 86017 | Coconino | 2 | Open | 1989-01-01 | 10000 | Gasoline | COMPARTMENT A | Double Walled | Composite (Steel/Fiberglass) | Pressure | Single Walled | Bare or Galvanized Steel
0-007688 | TOOR ENTERPRISES | 710 E INDIAN SCHOOL RD | PHOENIX | AZ | 85014 | Maricopa | 3 | Open | 2002-08-01 | 6000 | Gasoline (PUL) | COMPARTMENT A | Double Walled | Fiberglass Reinforced Plastic | Pressure | Double Walled | Flexible
0-002300 | FREEWAY CHEVRON | 2905 S HASKELL AVE | WILLCOX | AZ | 85643 | Cochise | 6 | Open | 2020-06-09 | 6000 | Diesel | COMPARTMENT C | Double Walled | Fiberglass Reinforced Plastic
0-001673 | COURTESY CHEVROLET | 1233 E CAMELBACK RD | PHOENIX | AZ | 85014 | Maricopa | 12 | Open | 2005-04-01 | 4000 | Diesel | COMPARTMENT A | Double Walled | Fiberglass Reinforced Plastic | Pressure | Double Walled | Fiberglass Reinforced Plastic
0-001673 | COURTESY CHEVROLET | 1233 E CAMELBACK RD | PHOENIX | AZ | 85014 | Maricopa | 12 | Open | 2005-04-01 | 6000 | Gasoline | COMPARTMENT B | Double Walled | Fiberglass Reinforced Plastic | Pressure | Double Walled | Fiberglass Reinforced Plastic
0-009685 | SUPER C | 1645 E JUAN SANCHEZ | SAN LUIS | AZ | 85349 | Yuma | 2 | Open | 2000-03-25 | 15000 | Gasoline | COMPARTMENT A | Double Walled | Fiberglass Reinforced Plastic | Pressure | Double Walled | Fiberglass Reinforced Plastic
0-009396 | SHELL FOOD MART | 530 E WICKENBURG WAY | WICKENBURG | AZ | 85390 | Maricopa | 1 | Open | 1998-07-30 | 12000 | Gasoline | COMPARTMENT A | Double Walled | Fiberglass Reinforced Plastic | Pressure | Double Walled | Fiberglass Reinforced Plastic
0-008998 | CIRCLE K STORE #2703483 | 2616 S MISSION RD | TUCSON | AZ | 85713 | Pima | 2 | Open | 1996-04-01 | 15000 | Gasoline (UL) | COMPARTMENT A | Double Walled | Fiberglass Reinforced Plastic | Pressure | Double Walled | Fiberglass Reinforced Plastic
0-009423 | FULL CIRCLE CAR WASH | 6951 E SOUTHERN AVE | MESA | AZ | 85209 | Maricopa | 2 | Open | 1998-07-14 | 10000 | Gasoline | COMPARTMENT A | Double Walled | Fiberglass Reinforced Plastic | Pressure |  | Fiberglass Reinforced Plastic
0-009423 | FULL CIRCLE CAR WASH | 6951 E SOUTHERN AVE | MESA | AZ | 85209 | Maricopa | 1 | Open | 1998-07-14 | 15000 | Gasoline | COMPARTMENT A | Double Walled | Fiberglass Reinforced Plastic | Pressure |  | Fiberglass Reinforced Plastic
0-009711 | CIRCLE K #2705914 | 8325 W DEER VALLEY RD | PEORIA | AZ | 85382 | Maricopa | 2 | Open | 2000-10-10 | 15000 | Gasoline | COMPARTMENT A | Double Walled | Fiberglass Reinforced Plastic | Pressure | Double Walled | Fiberglass Reinforced Plastic
0-009901 | CIRCLE K #2705918 | 320 E HUNT HWY | QUEEN CREEK | AZ | 85143 | Pinal | 2 | Open | 2002-10-15 | 15000 | Gasoline | COMPARTMENT A | Double Walled | Fiberglass Reinforced Plastic | Pressure | Double Walled | Fiberglass Reinforced Plastic
0-010609 | FRY'S FUEL #679 | 730 W SAHUARITA ROAD | SAHUARITA | AZ | 85629 | Pima | 2 | Open | 2017-07-21 | 10000 | Diesel | COMPARTMENT B | Double Walled | Fiberglass Reinforced Plastic | Pressure | Double Walled | Fiberglass Reinforced Plastic
0-010609 | FRY'S FUEL #679 | 730 W SAHUARITA ROAD | SAHUARITA | AZ | 85629 | Pima | 1 | Open | 2017-07-21 | 20000 | Gasoline (UL) | COMPARTMENT A | Double Walled | Fiberglass Reinforced Plastic | Pressure | Double Walled | Fiberglass Reinforced Plastic
0-010634 | FIREBIRD FUEL CO | 5821 W BUCKEYE RD | PHOENIX | AZ | 85043 | Maricopa | 1 | Open | 2019-03-18 | 15000 | Diesel | COMPARTMENT A | Double Walled | Fiberglass Reinforced Plastic | Pressure | Double Walled | Fiberglass Reinforced Plastic
0-010654 | QUIKTRIP 473 | 20221 S GILBERT RD | CHANDLER | AZ | 85286 | Maricopa | 4 | Open | 2019-04-08 | 10000 | Other | COMPARTMENT B | Double Walled | Fiberglass Reinforced Plastic | Pressure | Double Walled | Fiberglass Reinforced Plastic
0-009699 | CIRCLE K #3461 | 2840 N 75TH AVE | PHOENIX | AZ | 85035 | Maricopa | 1 | Open | 2000-07-11 | 20000 | Gasoline | COMPARTMENT A | Double Walled | Fiberglass Reinforced Plastic | Pressure | Double Walled | Flexible
0-010652 | MAVERIK #600 | 784 W WICKENBURG WAY | WICKENBURG | AZ | 85390 | Maricopa | 1 | Open | 2018-12-04 | 25000 | Gasoline (UL) | COMPARTMENT A | Double Walled | Fiberglass Reinforced Plastic | Pressure | Double Walled | Fiberglass Reinforced Plastic
0-000246 | AIM NATIONALEASE | 5926 W MONROE ST | PHOENIX | AZ | 85043 | Maricopa | 1 | Open | 1989-10-30 | 10000 | Diesel | COMPARTMENT A | Single Walled | Fiberglass Reinforced Plastic | Pressure |  | Fiberglass Reinforced Plastic
0-010664 | CARIOCA #8 | 9250 S AVE 40E | TACNA | AZ | 85352 | Yuma | 2 | Open | 2019-07-17 | 6000 | Other | COMPARTMENT B | Double Walled | Fiberglass Reinforced Plastic | Pressure | Double Walled | Fiberglass Reinforced Plastic
0-009221 | ARCO #5985 | 2398 E HIGHWAY 60 | MIAMI | AZ | 85539 | Gila | 2 | Open | 1997-04-03 | 10000 | Gasoline | COMPARTMENT A | Double Walled | Fiberglass Reinforced Plastic | Pressure | Double Walled | Fiberglass Reinforced Plastic
0-002202 | US FOODS, INC PHOENIX - 41 - WESTERN REGION | 4650 W BUCKEYE RD | PHOENIX | AZ | 85043 | Maricopa | 1 | Open | 1989-01-01 | 10000 | Diesel | COMPARTMENT A | Single Walled | Fiberglass Reinforced Plastic | Pressure |  | Fiberglass Reinforced Plastic
0-000943 | UNION HILLS HUB | 3501 W UNION HILLS DR | GLENDALE | AZ | 85308 | Maricopa | 2 | Open | 1985-04-18 | 10000 | Gasoline | COMPARTMENT A | Single Walled | Asphalt coated or Bare Steel | Pressure | Double Walled | Fiberglass Reinforced Plastic
0-001254 | CIRCLE K #549 | 16 N MAIN ST | EAGAR | AZ | 85925 | Apache | 4 | Open | 1996-01-04 | 10000 | Gasoline | COMPARTMENT A | Single Walled | Fiberglass Reinforced Plastic | Pressure | Double Walled | Fiberglass Reinforced Plastic
0-002261 | GILBERT UNIFIED SCHOOL DISTRICT # 41 - MAINTENANCE FACILITY | 140 S GILBERT RD | GILBERT | AZ | 85296 | Maricopa | 5 | Open | 1990-01-01 | 10000 | Gasoline | COMPARTMENT A | Double Walled | Composite (Steel/Fiberglass) | Pressure | Double Walled | Fiberglass Reinforced Plastic
0-001231 | CIRCLE K #428 | 1953 HIGHWAY 260 | HEBER | AZ | 85928 | Navajo | 6 | Open | 1997-08-12 | 10000 | Gasoline | COMPARTMENT A | Double Walled | Fiberglass Reinforced Plastic | Pressure | Double Walled | Fiberglass Reinforced Plastic
0-001231 | CIRCLE K #428 | 1953 HIGHWAY 260 | HEBER | AZ | 85928 | Navajo | 5 | Open | 1997-08-12 | 10000 | Gasoline | COMPARTMENT A | Double Walled | Fiberglass Reinforced Plastic | Pressure | Double Walled | Fiberglass Reinforced Plastic
0-004479 | SHAY OIL | 500 E 32ND ST | YUMA | AZ | 85365 | Yuma | 7 | Open | 1995-08-22 | 12000 | Gasoline | COMPARTMENT A | Double Walled | Fiberglass Reinforced Plastic | Pressure | Double Walled | Fiberglass Reinforced Plastic
0-006446 | HAVASU SUPER FUELS LLC | 54 LAKE HAVASU AVE N | LAKE HAVASU CITY | AZ | 86403 | Mohave | 3 | Open | 1987-09-13 | 12000 | Diesel | COMPARTMENT A | Double Walled | Composite (Steel/Fiberglass) | Pressure |  | Fiberglass Reinforced Plastic
0-006357 | HATCH'S MARKET | 2310 NAVAJO BLVD | HOLBROOK | AZ | 86025 | Navajo | 7 | Open | 1992-03-01 | 1000 | Kerosene | COMPARTMENT A | Single Walled | Fiberglass Reinforced Plastic | Suction - Check Valve at the Tank Top |  | Fiberglass Reinforced Plastic
0-009794 | POWER & MCDOWELL SHELL | 2737 N POWER RD | MESA | AZ | 85215 | Maricopa | 2 | Open | 2000-11-20 | 12000 | Gasoline | COMPARTMENT A | Double Walled | Fiberglass Reinforced Plastic | Pressure | Double Walled | Fiberglass Reinforced Plastic
0-005813 | ARCO #5447 | 7501 W PEORIA AVE | PEORIA | AZ | 85345 | Maricopa | 3 | Open | 1987-01-01 | 12000 | Gasoline | COMPARTMENT A | Double Walled | Fiberglass Reinforced Plastic | Pressure | Double Walled | Fiberglass Reinforced Plastic
0-004230 | S & G CONVENIENCE MARKET | 115 MAIN ST | BAGDAD | AZ | 86321 | Yavapai | 1 | Open | 1983-01-01 | 12000 | Gasoline | COMPARTMENT A | Single Walled | Asphalt coated or Bare Steel | Pressure | Double Walled | Fiberglass Reinforced Plastic
0-002812 | 4 SONS FOOD STORES #502 | 445 E CAREFREE HWY | PHOENIX | AZ | 85085 | Maricopa | 3 | Open | 1989-01-20 | 10000 | Gasoline | COMPARTMENT A | Double Walled | Fiberglass Reinforced Plastic | Pressure | Double Walled | Fiberglass Reinforced Plastic
0-000236 | ADOT - 3 WAY MAINTENANCE |  | THREE WAY |  |  | Greenlee | 3 | Open | 1981-01-01 | 12000 | Diesel | COMPARTMENT A | Double Walled | Fiberglass Reinforced Plastic | Pressure | Double Walled | Flexible
0-005635 | CAREFREE SHELL | 7201 E CAVE CREEK RD | CAREFREE | AZ | 85331 | Maricopa | 5 | Open | 2012-01-09 | 12000 | Gasoline | COMPARTMENT A | Double Walled | Fiberglass Reinforced Plastic | Pressure | Double Walled | Fiberglass Reinforced Plastic
0-005052 | CIRCLE K STORE #2709160 | 1015 N RURAL RD | CHANDLER | AZ | 85226 | Maricopa | 4 | Open | 1989-06-28 | 10000 | Gasoline | COMPARTMENT A | Double Walled | Fiberglass Reinforced Plastic | Pressure |  | Fiberglass Reinforced Plastic
0-010457 | QUIK TRIP #1461 | 1401 S ALVERNON WAY | TUCSON | AZ | 85711 | Pima | 2 | Open | 2012-06-01 | 20000 | Gasoline | COMPARTMENT A | Double Walled | Fiberglass Reinforced Plastic | Pressure | Double Walled | Fiberglass Reinforced Plastic
0-010470 | MAVERIK #478 | 1301 NAVAJO BLVD | HOLBROOK | AZ | 86025 | Navajo | 6 | Open | 2019-04-09 | 40000 | Diesel | COMPARTMENT A | Double Walled | Fiberglass Reinforced Plastic | Pressure | Double Walled | Flexible
0-005909 | CIRCLE K #2708511 | 8780 N ORACLE RD | ORO VALLEY | AZ | 85704 | Pima | 2 | Open | 1987-02-03 | 10000 | Gasoline | COMPARTMENT A | Double Walled | Fiberglass Reinforced Plastic | Pressure |  | Fiberglass Reinforced Plastic
0-010323 | FRYS FUEL CENTER #609 | 850 E HATCHER RD | PHOENIX | AZ | 85020 | Maricopa | 2 | Open | 2009-11-01 | 8000 | Gasoline | COMPARTMENT A | Double Walled | Fiberglass Reinforced Plastic | Pressure |  | Flexible
0-010323 | FRYS FUEL CENTER #609 | 850 E HATCHER RD | PHOENIX | AZ | 85020 | Maricopa | 2 | Open | 2009-11-01 | 10000 | Diesel | COMPARTMENT B | Double Walled | Fiberglass Reinforced Plastic | Pressure |  | Flexible
0-010348 | FRYS FUEL CENTER #622 | 1935 N STAPLEY DR | MESA | AZ | 85203 | Maricopa | 2 | Open | 2008-01-31 | 8000 | Gasoline | COMPARTMENT A | Double Walled | Fiberglass Reinforced Plastic | Pressure | Double Walled | Flexible
0-006728 | SHELL | 999 N GRAND CANYON BLVD | WILLIAMS | AZ | 86046 | Coconino | 2 | Open | 1984-01-01 | 10000 | Gasoline (Mid-Grade UL) | COMPARTMENT A | Double Walled | Composite (Steel/Fiberglass) | Pressure | Double Walled | Fiberglass Reinforced Plastic
0-001446 | CIRCLE K #2701603 | 1501 W MCDOWELL RD | PHOENIX | AZ | 85007 | Maricopa | 2 | Open | 1985-01-01 | 10000 | Diesel | COMPARTMENT A | Double Walled | Fiberglass Reinforced Plastic | Pressure |  | Fiberglass Reinforced Plastic
0-004260 | MOBIL 3001 | 3001 E WASHINGTON ST | PHOENIX | AZ | 85034 | Maricopa | 10 | Open | 2019-03-15 | 12000 | Gasoline (UL) | COMPARTMENT A | Double Walled | Fiberglass Reinforced Plastic | Pressure | Double Walled | Fiberglass Reinforced Plastic
0-010202 | SPEEDWAY STORE #2938 | 7335 S HOUGHTON RD | TUCSON | AZ | 85747 | Pima | 4 | Open | 2007-12-12 | 20000 | Gasoline (UL) | COMPARTMENT A | Double Walled | Composite (Steel/Fiberglass) | Pressure | Double Walled | Fiberglass Reinforced Plastic
0-000276 | ADOT - WIKIEUP MAINTENANCE | 17937 S HIGHWAY 93 | WIKIEUP | AZ | 85360 | Mohave | 3 | Open | 1989-10-01 | 12000 | Gasoline | COMPARTMENT A | Double Walled | Composite (Steel/Fiberglass) | Pressure | Double Walled | Flexible
0-010057 | COBBLESTONE AUTO SPA | 1855 S SIGNAL BUTTE RD | MESA | AZ | 85209 | Maricopa | 2 | Open | 2008-04-11 | 8000 | Diesel | COMPARTMENT B | Double Walled | Fiberglass Reinforced Plastic | Pressure | Double Walled | Fiberglass Reinforced Plastic
0-010089 | CIRCLE K STORE #2703410 | 2275 S BUFFALO SOLDIER TRL | SIERRA VISTA | AZ | 85635 | Cochise | 5 | Open | 2005-10-24 | 15000 | Gasoline | COMPARTMENT A | Double Walled | Composite (Steel/Fiberglass) | Pressure | Double Walled | Flexible
0-010353 | CIRCLE K STORE #2703396 | 3011 E BELL RD | PHOENIX | AZ | 85032 | Maricopa | 1 | Open | 2010-01-10 | 20000 | Gasoline | COMPARTMENT A | Double Walled | Fiberglass Reinforced Plastic | Pressure | Double Walled | Fiberglass Reinforced Plastic
0-010353 | CIRCLE K STORE #2703396 | 3011 E BELL RD | PHOENIX | AZ | 85032 | Maricopa | 2 | Open | 2010-01-10 | 12000 | Gasoline | COMPARTMENT A | Double Walled | Fiberglass Reinforced Plastic | Pressure | Double Walled | Fiberglass Reinforced Plastic
0-010401 | QUIKTRIP #477 | 3806 W GREENWAY RD | PHOENIX | AZ | 85053 | Maricopa | 3 | Open | 2010-12-07 | 12000 | Gasoline | COMPARTMENT A | Double Walled | Fiberglass Reinforced Plastic | Pressure | Double Walled | Fiberglass Reinforced Plastic
0-002144 | BEAVER HOLLOW MINI MART | 1955 E CORNVILLE RD | RIMROCK | AZ | 86335 | Yavapai | 2 | Open | 1991-07-01 | 4000 | Gasoline | COMPARTMENT B | Double Walled | Composite (Steel/Fiberglass) | Pressure |  | Fiberglass Reinforced Plastic
0-008981 | CIRCLE K STORE #2741615 | 2754 N POWER RD | MESA | AZ | 85215 | Maricopa | 1 | Open | 1996-06-24 | 15000 | Gasoline (UL) | COMPARTMENT A | Double Walled | Fiberglass Reinforced Plastic | Pressure | Double Walled | Fiberglass Reinforced Plastic
0-009737 | CIRCLE K #2706362 | 4950 E CHANDLER BLVD | PHOENIX | AZ | 85048 | Maricopa | 3 | Open | 2000-12-01 | 10000 | Gasoline | COMPARTMENT A | Double Walled | Fiberglass Reinforced Plastic | Pressure | Double Walled | Flexible
0-006470 | CIRCLE K #2708774 | 1802 E UNIVERSITY DR | TEMPE | AZ | 85281 | Maricopa | 2 | Open | 1987-01-01 | 10000 | Gasoline | COMPARTMENT A | Double Walled | Fiberglass Reinforced Plastic | Pressure | Single Walled | Fiberglass Reinforced Plastic
0-005480 | CIRCLE K #2702945 | 201 E 4TH ST | BENSON | AZ | 85602 | Cochise | 2 | Open | 1971-01-01 | 10000 | Gasoline (PUL) | COMPARTMENT A |  | Asphalt coated or Bare Steel | Pressure | Double Walled | Fiberglass Reinforced Plastic
0-000342 | CIRCLE K #2705027 | 7140 E SHEA BLVD | SCOTTSDALE | AZ | 85254 | Maricopa | 3 | Open | 1988-01-01 | 10000 | Gasoline | COMPARTMENT A | Double Walled | Fiberglass Reinforced Plastic | Pressure | Single Walled | Fiberglass Reinforced Plastic
0-006011 | CIRCLE K #2708558 | 8303 W MCDOWELL RD | TOLLESON | AZ | 85353 | Maricopa | 3 | Open | 1988-01-01 | 10000 | Gasoline (UL) | COMPARTMENT A | Single Walled | Fiberglass Reinforced Plastic | Pressure | Single Walled | Fiberglass Reinforced Plastic
0-008512 | BANK OF AMERICA | 1825 E BUCKEYE RD | PHOENIX | AZ | 85034 | Maricopa | 1 | Open | 2005-06-17 | 25000 | Diesel | COMPARTMENT A | Double Walled | Fiberglass Reinforced Plastic | Suction - Check Valve at the Tank Top | Double Walled | Fiberglass Reinforced Plastic
0-008295 | CARTER-CARDLOCK INC | 2201 E HUNTINGTON DR | FLAGSTAFF | AZ | 86004 | Coconino | 3 | Open | 1993-12-01 | 6000 | Gasoline (No Ethanol) | COMPARTMENT B | Double Walled | Fiberglass Reinforced Plastic | Pressure | Double Walled | Fiberglass Reinforced Plastic
0-001519 | CIRCLE K #3744 | 630 E MISSOURI AVE | PHOENIX | AZ | 85012 | Maricopa | 3 | Open | 2015-05-06 | 20000 | Gasoline (UL) | COMPARTMENT A | Double Walled | Fiberglass Reinforced Plastic | Pressure | Double Walled | Fiberglass Reinforced Plastic
0-001519 | CIRCLE K #3744 | 630 E MISSOURI AVE | PHOENIX | AZ | 85012 | Maricopa | 4 | Open | 2015-05-06 | 12000 | Gasoline (PUL) | COMPARTMENT A | Double Walled | Fiberglass Reinforced Plastic | Pressure | Double Walled | Fiberglass Reinforced Plastic
0-001072 | CHEVRON #9-6180 | 1808 E BROADWAY RD | TEMPE | AZ | 85282 | Maricopa | 11 | Open | 2008-02-13 | 10000 | Diesel | COMPARTMENT A | Double Walled | Fiberglass Reinforced Plastic | Suction - Check Valve at the Tank Top | Double Walled | Fiberglass Reinforced Plastic
0-001072 | CHEVRON #9-6180 | 1808 E BROADWAY RD | TEMPE | AZ | 85282 | Maricopa | 10 | Open | 2000-09-06 | 20000 | Gasoline | COMPARTMENT A | Double Walled | Fiberglass Reinforced Plastic | Pressure | Double Walled | Fiberglass Reinforced Plastic
0-001046 | JACKSON ENERGY #6790 | 4126 N 411TH AVE | TONOPAH | AZ | 85354 | Maricopa | 5 | Open | 2004-06-09 | 10000 | Diesel | COMPARTMENT B | Single Walled | Asphalt coated or Bare Steel
0-001118 | CIRCLE K STORE #2709176 | 6735 W PEORIA AVE | PEORIA | AZ | 85345 | Maricopa | 4 | Open | 1987-07-02 | 10000 | Gasoline (UL) | COMPARTMENT A | Double Walled | Fiberglass Reinforced Plastic | Pressure |  | Fiberglass Reinforced Plastic
0-001118 | CIRCLE K STORE #2709176 | 6735 W PEORIA AVE | PEORIA | AZ | 85345 | Maricopa | 2 | Open | 1987-07-02 | 10000 | Gasoline (PUL) | COMPARTMENT A | Double Walled | Fiberglass Reinforced Plastic | Pressure |  | Fiberglass Reinforced Plastic
0-004884 | TEMPE ELEMENTARY SCHOOL DISTRICT #3 - BROGAN CENTER | 1430 W ELNA RAE ST | TEMPE | AZ | 85281 | Maricopa | 7 | Open | 1997-02-18 | 10000 | Diesel | COMPARTMENT A | Double Walled | Fiberglass Reinforced Plastic | Pressure | Double Walled | Fiberglass Reinforced Plastic
0-008555 | JACKSONS #809 | 1954 E HIGHLAND AVE | PHOENIX | AZ | 85016 | Maricopa | 3 | Open | 1994-12-20 | 20000 | Oxygenated Gasoline | COMPARTMENT A | Double Walled | Fiberglass Reinforced Plastic | Pressure | Double Walled | Fiberglass Reinforced Plastic
0-009630 | CIRCLE K #2706285 | 11339 W BELL RD | SURPRISE | AZ | 85378 | Maricopa | 4 | Open | 1999-12-01 | 12000 | Gasoline | COMPARTMENT A | Double Walled | Fiberglass Reinforced Plastic | Pressure | Double Walled | Flexible
0-005405 | CIRCLE K #2708862 | 753 W BROADWAY RD | MESA | AZ | 85210 | Maricopa | 3 | Open | 1988-01-01 | 10000 | Gasoline | COMPARTMENT A | Double Walled | Fiberglass Reinforced Plastic | Pressure | Single Walled | Fiberglass Reinforced Plastic
0-001468 | CIRCLE K #2701736 | 695 S 4TH AVE | YUMA | AZ | 85364 | Yuma | 3 | Open | 1985-01-01 | 10000 | Gasoline | COMPARTMENT A | Single Walled | Fiberglass Reinforced Plastic | Pressure | Single Walled | Fiberglass Reinforced Plastic
0-006433 | FASTRIP FOOD STORE #7795 | 1131 HIGHWAY 95 | BULLHEAD CITY | AZ | 86429 | Mohave | 3 | Open | 1987-09-01 | 12000 | Gasoline | COMPARTMENT A | Double Walled | Composite (Steel/Fiberglass) | Pressure | Single Walled | Fiberglass Reinforced Plastic
0-002074 | QUIK COUNTRY STORE | 4100 E WESTERN DR | COTTONWOOD | AZ | 86326 | Yavapai | 3 | Open | 1998-04-01 | 12000 | Gasoline (UL) | COMPARTMENT A | Double Walled | Composite (Steel/Fiberglass) | Pressure | Double Walled | Fiberglass Reinforced Plastic
0-005049 | ARCO #5608 | 10809 N FRANK LLOYD WRIGHT BLVD | SCOTTSDALE | AZ | 85259 | Maricopa | 1 | Open | 1989-09-01 | 12000 | Gasoline | COMPARTMENT A | Double Walled | Fiberglass Reinforced Plastic | Pressure | Double Walled | Fiberglass Reinforced Plastic
0-009574 | CIRCLE K STORE #2706664 | 17125 E SHEA BLVD | FOUNTAIN HILLS | AZ | 85268 | Maricopa | 3 | Open | 1999-11-01 | 10000 | Diesel | COMPARTMENT A | Double Walled | Fiberglass Reinforced Plastic | Pressure | Double Walled | Fiberglass Reinforced Plastic
0-009574 | CIRCLE K STORE #2706664 | 17125 E SHEA BLVD | FOUNTAIN HILLS | AZ | 85268 | Maricopa | 2 | Open | 1999-11-01 | 12000 | Gasoline | COMPARTMENT A | Double Walled | Fiberglass Reinforced Plastic | Pressure | Double Walled | Fiberglass Reinforced Plastic
0-009690 | MCCULLOCH DRIVE-THRU | 3569 MCCULLOCH BLVD N | LAKE HAVASU CITY | AZ | 86406 | Mohave | 2 | Open | 2000-06-01 | 12000 | Gasoline | COMPARTMENT A | Double Walled | Fiberglass Reinforced Plastic | Pressure | Double Walled | Flexible
0-009690 | MCCULLOCH DRIVE-THRU | 3569 MCCULLOCH BLVD N | LAKE HAVASU CITY | AZ | 86406 | Mohave | 1 | Open | 2000-06-01 | 12000 | Gasoline | COMPARTMENT A | Double Walled | Fiberglass Reinforced Plastic | Pressure | Double Walled | Flexible
0-009559 | BROMAX #602 | 5439 E CAREFREE HWY | CAVE CREEK | AZ | 85331 | Maricopa | 3 | Open | 1999-05-12 | 6000 | Diesel | COMPARTMENT A | Double Walled | Fiberglass Reinforced Plastic | Pressure | Double Walled | Fiberglass Reinforced Plastic
0-009252 | COSTCO WHOLESALE #436 | 1445 W ELLIOT RD | TEMPE | AZ | 85284 | Maricopa | 2 | Open | 1998-01-22 | 20000 | Gasoline | COMPARTMENT A | Double Walled | Fiberglass Reinforced Plastic | Pressure | Double Walled
0-009017 | CIRCLE K STORE #2741616 | 920 E 22ND ST | TUCSON | AZ | 85713 | Pima | 2 | Open | 1996-08-01 | 15000 | Gasoline (UL) | COMPARTMENT A | Double Walled | Fiberglass Reinforced Plastic | Pressure | Double Walled | Fiberglass Reinforced Plastic
0-009017 | CIRCLE K STORE #2741616 | 920 E 22ND ST | TUCSON | AZ | 85713 | Pima | 1 | Open | 1996-08-01 | 12000 | Gasoline (PUL) | COMPARTMENT A | Double Walled | Fiberglass Reinforced Plastic | Pressure | Double Walled | Fiberglass Reinforced Plastic
0-008401 | SPEEDWAY STORE #2979 | 1690 E ASH ST | GLOBE | AZ | 85501 | Gila | 1 | Open | 1994-05-01 | 10000 | Gasoline (UL) | COMPARTMENT A | Double Walled | Fiberglass Reinforced Plastic | Pressure | Double Walled | Fiberglass Reinforced Plastic
0-001103 | CHEVRON #9-8544 | 7001 N 16TH ST | PHOENIX | AZ | 85020 | Maricopa | 12 | Open | 2017-08-29 | 10000 | Diesel #2 | COMPARTMENT A | Double Walled | Polyethylene Jacketed Steel | Pressure | Double Walled | Fiberglass Reinforced Plastic
0-001299 | CIRCLE K STORE #2700754 | 230 N CORONADO BLVD | CLIFTON | AZ | 85533 | Greenlee | 4 | Open | 1995-07-19 | 10000 | Gasoline (UL) | COMPARTMENT A | Single Walled | Fiberglass Reinforced Plastic | Pressure | Double Walled | Fiberglass Reinforced Plastic
0-001299 | CIRCLE K STORE #2700754 | 230 N CORONADO BLVD | CLIFTON | AZ | 85533 | Greenlee | 3 | Open | 1995-07-19 | 10000 | Gasoline (PUL) | COMPARTMENT A | Single Walled | Fiberglass Reinforced Plastic | Pressure | Double Walled | Fiberglass Reinforced Plastic
0-007259 | CIRCLE K #5295 | 29816 N TATUM BLVD | PHOENIX | AZ | 85331 | Maricopa | 2 | Open | 1991-03-01 | 15000 | Gasoline | COMPARTMENT A | Single Walled | Fiberglass Reinforced Plastic | Pressure | Single Walled | Fiberglass Reinforced Plastic
0-007259 | CIRCLE K #5295 | 29816 N TATUM BLVD | PHOENIX | AZ | 85331 | Maricopa | 4 | Open | 1991-03-01 | 10000 | Diesel | COMPARTMENT A | Single Walled | Fiberglass Reinforced Plastic | Pressure | Single Walled | Fiberglass Reinforced Plastic
0-004836 | CEMEX - 19TH AVE | 3640 S 19TH AVE | PHOENIX | AZ | 85009 | Maricopa | 7 | Open | 1989-03-20 | 8000 | Diesel | COMPARTMENT A | Double Walled | Fiberglass Reinforced Plastic | Pressure | Single Walled | Bare or Galvanized Steel
0-010519 | QUIKTRIP #401 | 517 W MCKELLIPS RD | MESA | AZ | 85201 | Maricopa | 1 | Open | 2014-12-09 | 10000 | Other | COMPARTMENT B | Double Walled | Fiberglass Reinforced Plastic | Pressure | Double Walled | Flexible
0-010199 | QUIKTRIP #471 | 297 N 99TH AVE | TOLLESON | AZ | 85353 | Maricopa | 4 | Open | 2014-09-16 | 10000 | Other | COMPARTMENT B | Double Walled | Fiberglass Reinforced Plastic | Pressure | Double Walled | Fiberglass Reinforced Plastic
0-010199 | QUIKTRIP #471 | 297 N 99TH AVE | TOLLESON | AZ | 85353 | Maricopa | 4 | Open | 2014-09-16 | 20000 | Diesel | COMPARTMENT A | Double Walled | Fiberglass Reinforced Plastic | Pressure | Double Walled | Fiberglass Reinforced Plastic
0-010199 | QUIKTRIP #471 | 297 N 99TH AVE | TOLLESON | AZ | 85353 | Maricopa | 3 | Open | 2007-06-26 | 20000 | Gasoline | COMPARTMENT A | Double Walled | Fiberglass Reinforced Plastic | Pressure | Double Walled | Fiberglass Reinforced Plastic
0-009680 | CIRCLE K STORE #2706665 | 1600 W DEUCE OF CLUBS | SHOW LOW | AZ | 85901 | Navajo | 2 | Open | 1999-01-27 | 10000 | Gasoline | COMPARTMENT A | Double Walled | Fiberglass Reinforced Plastic
0-010346 | SGA FLIGHT CENTER | 15525 N 78TH ST | SCOTTSDALE | AZ | 85260 | Maricopa | 1 | Open | 2007-08-23 | 30000 | Jet Fuel | COMPARTMENT A | Double Walled | Fiberglass Reinforced Plastic | Pressure |  | Bare or Galvanized Steel
0-003011 | FLAGSTAFF JCT - MINGUS MTN RANGE |  | JEROME |  |  | Yavapai | 2 | Open | 1993-07-01 | 1000 | Diesel | COMPARTMENT A | Double Walled | Fiberglass Reinforced Plastic | Pressure | Double Walled | Fiberglass Reinforced Plastic
0-010289 | FRYS FUEL CENTER #77 | 3184 WILLOW CREEK RD | PRESCOTT | AZ | 86301 | Yavapai | 2 | Open | 2009-01-01 | 10000 | Gasoline | COMPARTMENT B | Double Walled | Fiberglass Reinforced Plastic | Pressure | Double Walled | Flexible
0-001475 | CIRCLE K #2701765 | 2551 HIGHWAY 95 | BULLHEAD CITY | AZ | 86442 | Mohave | 5 | Open | 1998-01-13 | 15000 | Gasoline | COMPARTMENT A | Double Walled | Fiberglass Reinforced Plastic | Pressure | Double Walled | Fiberglass Reinforced Plastic
0-008346 | SPEEDWAY STORE #2950 | 331 W DEUCE OF CLUBS | SHOW LOW | AZ | 85901 | Navajo | 2 | Open | 1993-08-01 | 12000 | Gasoline | COMPARTMENT A | Double Walled | Fiberglass Reinforced Plastic | Pressure |  | Fiberglass Reinforced Plastic
0-010545 | CIRCLE K STORE #2741675 | 1025 N 99TH AVE | TOLLESON | AZ | 85353 | Maricopa | 2 | Open | 2015-09-29 | 12000 | Diesel | COMPARTMENT B | Double Walled | Fiberglass Reinforced Plastic | Pressure | Double Walled | Fiberglass Reinforced Plastic
0-010553 | QUIK TRIP #1463 | 6520 S I 19 FRONTAGE RD | TUCSON | AZ | 85756 | Pima | 3 | Open | 2015-06-15 | 10000 | Other | COMPARTMENT B | Double Walled | Fiberglass Reinforced Plastic | Pressure | Double Walled | Fiberglass Reinforced Plastic
0-010555 | GPM #4596 | 37657 N GANTZEL RD | SAN TAN VALLEY | AZ | 85140 | Pinal | 1 | Open | 2015-12-09 | 30000 | Gasoline (UL) | COMPARTMENT A | Double Walled | Fiberglass Reinforced Plastic
0-010555 | GPM #4596 | 37657 N GANTZEL RD | SAN TAN VALLEY | AZ | 85140 | Pinal | 2 | Open | 2015-12-09 | 8000 | Gasoline (PUL) | COMPARTMENT A | Double Walled | Fiberglass Reinforced Plastic | Pressure | Double Walled | Flexible
0-007439 | CIRCLE K STORE #2709153 | 1210 S HIGLEY RD | MESA | AZ | 85206 | Maricopa | 3 | Open | 1989-06-01 | 10000 | Gasoline (UL) | COMPARTMENT A | Double Walled | Fiberglass Reinforced Plastic | Pressure | Double Walled | Fiberglass Reinforced Plastic
0-010502 | CIRCLE K STORE #2703459 | 2650 W CAMELBACK RD | PHOENIX | AZ | 85017 | Maricopa | 3 | Open | 2014-02-01 | 12000 | Diesel | COMPARTMENT A | Double Walled | Fiberglass Reinforced Plastic | Pressure | Double Walled | Fiberglass Reinforced Plastic
0-009554 | SUPERSTITION POLICE SUBSTANTION/FIRE STATION 212 | 2430 S ELLSWORTH RD | MESA | AZ | 85209 | Maricopa | 2 | Open | 1996-11-18 | 12000 | Diesel | COMPARTMENT A | Double Walled | Fiberglass Reinforced Plastic | Suction - Check Valve at the Tank Top | Double Walled | Fiberglass Reinforced Plastic
0-010576 | CIRCLE K STORE #2703472 | 1113 W US HIGHWAY 60 | SUPERIOR | AZ | 85173 | Pinal | 3 | Open | 2016-06-08 | 12000 | Diesel | COMPARTMENT A | Double Walled | Fiberglass Reinforced Plastic | Pressure | Double Walled | Fiberglass Reinforced Plastic
0-010530 | CIRCLE K #2703463 | 2737 S ELLSWORTH RD | MESA | AZ | 85209 | Maricopa | 2 | Open | 2015-05-01 | 12000 | Gasoline (PUL) | COMPARTMENT A | Double Walled | Fiberglass Reinforced Plastic | Pressure | Double Walled | Fiberglass Reinforced Plastic
0-001369 | CIRCLE K #2701140 | 9810 S NOGALES HWY | TUCSON | AZ | 85756 | Pima | 6 | Open | 1995-07-25 | 10000 | Gasoline | COMPARTMENT A |  | Fiberglass Reinforced Plastic | Pressure | Double Walled | Fiberglass Reinforced Plastic
0-010599 | CIRCLE K STORE #2703487 | 1875 W GREENWAY RD | PHOENIX | AZ | 85023 | Maricopa | 1 | Open | 2017-03-10 | 20000 | Gasoline | COMPARTMENT A | Double Walled | Fiberglass Reinforced Plastic | Pressure | Double Walled | Fiberglass Reinforced Plastic
0-010135 | QUIKTRIP #444 | 1155 N 51ST AVE | PHOENIX | AZ | 85043 | Maricopa | 5 | Open | 2005-08-12 | 20000 | Diesel | COMPARTMENT A | Double Walled | Fiberglass Reinforced Plastic | Pressure | Double Walled | Flexible
0-010462 | FRYS FOOD & DRUG #72 | 87 E WILLIAMS FIELD RD | GILBERT | AZ | 85295 | Maricopa | 1 | Open | 2012-10-01 | 20000 | Gasoline | COMPARTMENT A | Double Walled | Fiberglass Reinforced Plastic | Pressure |  | Flexible
0-001324 | CIRCLE K #2700820 | 307 E US HIGHWAY 85 | BUCKEYE | AZ | 85326 | Maricopa | 5 | Open | 2004-07-09 | 12000 | Gasoline | COMPARTMENT A | Double Walled | Fiberglass Reinforced Plastic | Pressure | Double Walled | Fiberglass Reinforced Plastic
0-001460 | CIRCLE K #2701636 | 15 W SOUTHERN AVE | TEMPE | AZ | 85282 | Maricopa | 3 | Open | 1985-01-01 | 10000 | Gasoline | COMPARTMENT A | Single Walled | Fiberglass Reinforced Plastic | Pressure | Single Walled | Fiberglass Reinforced Plastic
0-009927 | CIRCLE K STORE #2741705 | 13012 W INDIAN SCHOOL RD | LITCHFIELD PARK | AZ | 85340 | Maricopa | 2 | Open | 2002-10-24 | 15000 | Gasoline (UL) | COMPARTMENT A | Double Walled | Fiberglass Reinforced Plastic | Pressure | Double Walled | Flexible
0-009617 | MESA TOWER | 1201 S ALMA SCHOOL RD | MESA | AZ | 85210 | Maricopa | 1 | Open | 1986-12-01 | 500 | Diesel | COMPARTMENT A | Single Walled | Asphalt coated or Bare Steel | Suction - Check Valve at the Tank Top |  | Bare or Galvanized Steel
0-004970 | ADIBA FAS FUEL | 8530 E SPEEDWAY BLVD | TUCSON | AZ | 85710 | Pima | 9 | Open | 1992-06-01 | 10000 | Diesel | COMPARTMENT A | Double Walled | Fiberglass Reinforced Plastic | Pressure | Double Walled | Fiberglass Reinforced Plastic
0-004970 | ADIBA FAS FUEL | 8530 E SPEEDWAY BLVD | TUCSON | AZ | 85710 | Pima | 10 | Open | 1992-06-01 | 550 | Used Oil/Waste Oil | COMPARTMENT A | Double Walled | Fiberglass Reinforced Plastic | Gravity Feed | Double Walled | Fiberglass Reinforced Plastic
0-004943 | SHELL | 2180 E BROADWAY RD | TEMPE | AZ | 85282 | Maricopa | 3 | Open | 1986-05-07 | 10000 | Gasoline | COMPARTMENT A | Double Walled | Fiberglass Reinforced Plastic | Pressure |  | Fiberglass Reinforced Plastic
0-003549 | GREAT GAS | 607 E STATE ROUTE 89A | COTTONWOOD | AZ | 86326 | Yavapai | 3 | Open | 1993-12-09 | 10000 | Gasoline | COMPARTMENT A | Single Walled | Asphalt coated or Bare Steel | Pressure | Single Walled | Fiberglass Reinforced Plastic
0-006148 | BANNER HEALTH - CORPORATE CENTER | 1441 N 12TH ST | PHOENIX | AZ | 85006 | Maricopa | 1 | Open | 1985-06-22 | 550 | Diesel | COMPARTMENT A | Single Walled | Fiberglass Reinforced Plastic | Suction - Check Valve at the Dispenser |  | Bare or Galvanized Steel
0-005626 | FUELCO #110 | 9210 W VAN BUREN ST | TOLLESON | AZ | 85353 | Maricopa | 4 | Open | 1985-01-01 | 8000 | Gasoline | COMPARTMENT A | Single Walled | Asphalt coated or Bare Steel | Pressure | Single Walled | Fiberglass Reinforced Plastic
0-006256 | GAS-N-GRUB 1 | 4518 N STOCKTON HILL RD | KINGMAN | AZ | 86409 | Mohave | 6 | Open | 2019-05-10 | 5000 | Diesel | COMPARTMENT A | Double Walled | Fiberglass Reinforced Plastic | Pressure | Double Walled | Flexible
0-005199 | TUCSON TRUCK TERMINAL | 5451 E BENSON HWY | TUCSON | AZ | 85756 | Pima | 15 | Open | 1986-07-01 | 12000 | Diesel | COMPARTMENT A | Single Walled | Asphalt coated or Bare Steel | Pressure |  | Fiberglass Reinforced Plastic
0-005191 | TUCSON MEDICAL CENTER | 5301 E GRANT RD | TUCSON | AZ | 85712 | Pima | 5 | Open | 1979-01-01 | 5000 | Diesel | COMPARTMENT A |  | Asphalt coated or Bare Steel | Pressure
0-006731 | AVFLIGHT MESA | 4766 E FALCON DR | MESA | AZ | 85215 | Maricopa | 5 | Open | 2020-11-03 | 12000 | Aviation Gasoline | COMPARTMENT A | Double Walled | Fiberglass Reinforced Plastic
0-001898 | GRANITE REEF MOBIL | 6002 N GRANITE REEF RD | SCOTTSDALE | AZ | 85250 | Maricopa | 10 | Open | 2020-10-28 | 6000 | Diesel | COMPARTMENT B | Double Walled | Fiberglass Reinforced Plastic | Pressure | Double Walled | Fiberglass Reinforced Plastic
0-002070 | QUICK MART #3 | 1140 S 4TH AVE | TUCSON | AZ | 85701 | Pima | 5 | Open | 1998-09-01 | 8000 | Gasoline | COMPARTMENT A | Double Walled | Composite (Steel/Fiberglass) | Pressure | Double Walled
0-002782 | SPEEDWAY #2994 | 761 W AJO WAY | TUCSON | AZ | 85713 | Pima | 4 | Open | 1986-04-08 | 12000 | Gasoline | COMPARTMENT A | Double Walled | Composite (Steel/Fiberglass) | Pressure |  | Fiberglass Reinforced Plastic
0-004539 | CIRCLE K STORE #2706650 | 4760 E BROADWAY RD | PHOENIX | AZ | 85040 | Maricopa | 8 | Open | 1990-11-01 | 10000 | Diesel | COMPARTMENT A | Double Walled | Fiberglass Reinforced Plastic | Pressure | Double Walled | Fiberglass Reinforced Plastic
0-003864 | CITY OF PHOENIX - SOUTHWEST SERVICE CENTER | 3045 S 22ND AVE | PHOENIX | AZ | 85009 | Maricopa | 28 | Open | 2020-07-24 | 12000 | Other | COMPARTMENT A | Double Walled | Fiberglass Reinforced Plastic | Pressure | Double Walled | Fiberglass Reinforced Plastic
0-001762 | USDOE WAPA | 615 S 43RD AVE | PHOENIX | AZ | 85009 | Maricopa | 7 | Open | 1991-04-15 | 15000 | Diesel | COMPARTMENT A | Double Walled | Fiberglass Reinforced Plastic | Pressure | Double Walled | Fiberglass Reinforced Plastic
0-001405 | CIRCLE K #2701394 | 2409 S 8TH AVE | YUMA | AZ | 85364 | Yuma | 4 | Open | 2004-06-17 | 10000 | Gasoline | COMPARTMENT A | Double Walled | Fiberglass Reinforced Plastic | Pressure | Double Walled | Fiberglass Reinforced Plastic
0-009300 | GENIE CAR WASH | 7373 E SHEA BLVD | SCOTTSDALE | AZ | 85260 | Maricopa | 1 | Open | 1997-12-23 | 15000 | Gasoline | COMPARTMENT A | Double Walled | Fiberglass Reinforced Plastic | Pressure | Double Walled | Fiberglass Reinforced Plastic
0-000340 | CIRCLE K #2705030 | 9618 N SAGUARO BLVD | FOUNTAIN HILLS | AZ | 85268 | Maricopa | 2 | Open | 1988-01-01 | 10000 | Gasoline | COMPARTMENT A | Double Walled | Fiberglass Reinforced Plastic | Pressure | Single Walled | Fiberglass Reinforced Plastic
0-009200 | CIRCLE K #2705547 | 625 W BELL RD | PHOENIX | AZ | 85023 | Maricopa | 1 | Open | 1997-09-09 | 15000 | Gasoline | COMPARTMENT A | Double Walled | Fiberglass Reinforced Plastic | Pressure | Double Walled | Fiberglass Reinforced Plastic
0-002175 | CIRCLE K #2708597 | 4849 N 83RD AVE | PHOENIX | AZ | 85033 | Maricopa | 1 | Open | 1987-01-01 | 10000 | Gasoline | COMPARTMENT A | Double Walled | Fiberglass Reinforced Plastic | Pressure |  | Fiberglass Reinforced Plastic
0-000663 | CIRCLE K #2708872 | 9110 W VAN BUREN ST | TOLLESON | AZ | 85353 | Maricopa | 2 | Open | 1987-01-01 | 10000 | Gasoline (PUL) | COMPARTMENT A | Single Walled | Fiberglass Reinforced Plastic | Pressure | Single Walled | Fiberglass Reinforced Plastic
0-005050 | CIRCLE K STORE #2709162 | 1995 W CHANDLER BLVD | CHANDLER | AZ | 85224 | Maricopa | 4 | Open | 1989-03-03 | 10000 | Gasoline | COMPARTMENT A | Double Walled | Fiberglass Reinforced Plastic | Pressure | Single Walled | Fiberglass Reinforced Plastic
0-009957 | SAFEWAY #2097 | 4805 E GREENWAY RD | PHOENIX | AZ | 85254 | Maricopa | 2 | Open | 2003-04-01 | 20000 | Gasoline | COMPARTMENT A | Double Walled | Composite (Steel/Fiberglass) | Pressure | Double Walled | Flexible
0-009957 | SAFEWAY #2097 | 4805 E GREENWAY RD | PHOENIX | AZ | 85254 | Maricopa | 1 | Open | 2003-04-01 | 10000 | Diesel | COMPARTMENT B | Unknown | Asphalt coated or Bare Steel
0-010020 | FRYS FUEL CENTER #104 | 201 N SWITZER CANYON DR | FLAGSTAFF | AZ | 86001 | Coconino | 2 | Open | 2004-05-01 | 20000 | Gasoline | COMPARTMENT A | Double Walled | Fiberglass Reinforced Plastic | Pressure | Double Walled | Flexible
0-000645 | SPEEDWAY #2958 | 10800 E NORTH FRONTAGE RD | YUMA | AZ | 85367 | Yuma | 1 | Open | 1983-01-01 | 6000 | Gasoline | COMPARTMENT A | Double Walled | Composite (Steel/Fiberglass) | Pressure | Single Walled | Fiberglass Reinforced Plastic
0-000645 | SPEEDWAY #2958 | 10800 E NORTH FRONTAGE RD | YUMA | AZ | 85367 | Yuma | 5 | Open | 1983-01-01 | 20000 | Diesel | COMPARTMENT A | Double Walled | Composite (Steel/Fiberglass) | Pressure | Single Walled | Fiberglass Reinforced Plastic
0-009265 | GPM #4606 | 5905 W CACTUS RD | GLENDALE | AZ | 85304 | Maricopa | 1 | Open | 1997-11-12 | 15000 | Gasoline (UL) | COMPARTMENT A | Double Walled | Composite (Steel/Fiberglass) | Pressure | Double Walled | Fiberglass Reinforced Plastic
0-009560 | CARTER TRAVEL CENTER | 7180 N US HIGHWAY 89 | FLAGSTAFF | AZ | 86004 | Coconino | 3 | Open | 1999-10-01 | 8000 | Gasoline | COMPARTMENT A | Double Walled | Composite (Steel/Fiberglass)
0-007148 | SHELL #78 | 3444 S 40TH ST | PHOENIX | AZ | 85040 | Maricopa | 5 | Open | 2017-04-01 | 6000 | Other | COMPARTMENT B | Double Walled | Fiberglass Reinforced Plastic | Pressure | Double Walled | Fiberglass Reinforced Plastic
0-008882 | SUPERPUMPER #7 | 6324 E GREENWAY RD | PHOENIX | AZ | 85254 | Maricopa | 2 | Open | 1996-01-19 | 20000 | Gasoline | COMPARTMENT A | Double Walled | Fiberglass Reinforced Plastic | Pressure | Double Walled | Fiberglass Reinforced Plastic
0-005122 | GOOD 2 GO STORES #504 | 1000 W GILA BEND HWY | CASA GRANDE | AZ | 85122 | Pinal | 2 | Open | 1985-01-01 | 10000 | Gasoline | COMPARTMENT A | Double Walled | Composite (Steel/Fiberglass) | Pressure | Single Walled | Fiberglass Reinforced Plastic
0-009457 | VALERO FOOD MART | 3333 E GREENWAY RD | PHOENIX | AZ | 85032 | Maricopa | 2 | Open | 1999-03-01 | 12000 | Gasoline | COMPARTMENT A | Double Walled | Fiberglass Reinforced Plastic | Pressure |  | Fiberglass Reinforced Plastic
0-004474 | EXXON - SHAY OIL CO INC EXXON SELF SERVE | 280 E MAIN ST | QUARTZSITE | AZ | 85346 | La Paz | 3 | Open | 2003-03-05 | 10000 | Gasoline | COMPARTMENT A | Double Walled | Fiberglass Reinforced Plastic | Pressure | Double Walled | Flexible
0-003825 | CITY OF PHOENIX - FIRE STATION #27 | 12449 N 32ND ST | PHOENIX | AZ | 85032 | Maricopa | 2 | Open | 1988-01-01 | 1000 | Diesel | COMPARTMENT A | Double Walled | Fiberglass Reinforced Plastic | Pressure |  | Fiberglass Reinforced Plastic
0-010092 | COSTCO #465 | 4502 E OAK ST | PHOENIX | AZ | 85008 | Maricopa | 2 | Open | 2005-10-04 | 20000 | Gasoline | COMPARTMENT A | Double Walled | Fiberglass Reinforced Plastic | Pressure | Double Walled | Flexible
0-006976 | CITY OF PHOENIX - CENTRAL CITY PRECINCT | 1902 S 16TH ST | PHOENIX | AZ | 85034 | Maricopa | 6 | Open | 1991-01-01 | 12000 | Gasoline | COMPARTMENT A | Double Walled | Fiberglass Reinforced Plastic | Pressure | Double Walled | Fiberglass Reinforced Plastic
0-005474 | CIRCLE K #2939 | 3155 E SPEEDWAY BLVD | TUCSON | AZ | 85716 | Pima | 4 | Open | 1995-09-27 | 10000 | Gasoline (PUL) | COMPARTMENT A | Single Walled | Fiberglass Reinforced Plastic | Pressure | Double Walled | Fiberglass Reinforced Plastic
0-000330 | RYAN AIRFIELD | 9400 W AJO HWY | TUCSON | AZ | 85735 | Pima | 2 | Open | 1989-01-01 | 12000 | Gasoline | COMPARTMENT A | Double Walled | Composite (Steel/Fiberglass) | Pressure |  | Fiberglass Reinforced Plastic
0-004255 | SPEEDWAY STORE #2973 | 5217 S HIGHWAY 92 | SIERRA VISTA | AZ | 85650 | Cochise | 6 | Open | 2003-11-10 | 6000 | Diesel | COMPARTMENT B | Double Walled | Fiberglass Reinforced Plastic
0-000666 | SPEEDWAY STORE #2953 | 3200 E 32ND ST | YUMA | AZ | 85365 | Yuma | 9 | Open | 1991-02-25 | 12000 | Gasoline | COMPARTMENT A | Double Walled | Composite (Steel/Fiberglass) | Pressure | Single Walled | Fiberglass Reinforced Plastic
0-002169 | CITY OF PHOENIX - DESERT HORIZON POLICE STATION | 16030 N 56TH ST | PHOENIX | AZ | 85254 | Maricopa | 2 | Open | 1989-05-17 | 12000 | Gasoline | COMPARTMENT A | Double Walled | Fiberglass Reinforced Plastic | Pressure | Double Walled | Fiberglass Reinforced Plastic
0-002169 | CITY OF PHOENIX - DESERT HORIZON POLICE STATION | 16030 N 56TH ST | PHOENIX | AZ | 85254 | Maricopa | 4 | Open | 1989-05-17 | 550 | Used Oil/Waste Oil | COMPARTMENT A | Double Walled | Fiberglass Reinforced Plastic | Gravity Feed | Double Walled | Fiberglass Reinforced Plastic
0-009244 | JACKSONS #806 | 15515 N SCOTTSDALE RD | SCOTTSDALE | AZ | 85254 | Maricopa | 1 | Open | 1997-11-18 | 20000 | Gasoline | COMPARTMENT A | Double Walled | Fiberglass Reinforced Plastic | Pressure
0-009244 | JACKSONS #806 | 15515 N SCOTTSDALE RD | SCOTTSDALE | AZ | 85254 | Maricopa | 3 | Open | 1997-11-18 | 20000 | Gasoline | COMPARTMENT A | Double Walled | Fiberglass Reinforced Plastic | Pressure
0-002616 | DAVE'S FAST STOP | 2060 HIGHWAY 60 | GLOBE | AZ | 85001 | Gila | 7 | Open | 2020-03-27 | 12000 | Diesel | COMPARTMENT A | Double Walled | Fiberglass Reinforced Plastic | Pressure | Double Walled | Fiberglass Reinforced Plastic
0-001207 | CIRCLE K #2700057 | 3602 N ORACLE RD | TUCSON | AZ | 85705 | Pima | 6 | Open | 1989-01-01 | 10000 | Gasoline | COMPARTMENT A | Double Walled | Fiberglass Reinforced Plastic | Pressure |  | Fiberglass Reinforced Plastic
0-001526 | CIRCLE K #2701739 | 7440 S 7TH AVE | PHOENIX | AZ | 85041 | Maricopa | 1 | Open | 1986-01-01 | 10000 | Gasoline (UL) | COMPARTMENT A | Single Walled | Fiberglass Reinforced Plastic | Pressure | Single Walled | Fiberglass Reinforced Plastic
0-001497 | CIRCLE K #2701844 | 3508 W BASELINE RD | PHOENIX | AZ | 85041 | Maricopa | 6 | Open | 2016-04-29 | 12000 | Diesel | COMPARTMENT A | Double Walled | Fiberglass Reinforced Plastic | Pressure | Double Walled | Fiberglass Reinforced Plastic
0-002710 | FASTRIP FOOD STORE #7770 | 2199 HIGHWAY 95 | BULLHEAD CITY | AZ | 86442 | Mohave | 3 | Open | 1982-01-01 | 12000 | Gasoline | COMPARTMENT A | Single Walled | Asphalt coated or Bare Steel | Pressure | Double Walled | Fiberglass Reinforced Plastic
0-009491 | PILOT TRAVEL CENTER #279 | 769 E FRONTAGE RD | RIO RICO | AZ | 85648 | Santa Cruz | 2 | Open | 1999-05-12 | 20000 | Diesel | COMPARTMENT A | Double Walled | Fiberglass Reinforced Plastic | Pressure | Double Walled | Fiberglass Reinforced Plastic
0-010343 | QUIKTRIP #1453 | 1884 S CRAYCROFT RD | TUCSON | AZ | 85711 | Pima | 2 | Open | 2010-03-25 | 20000 | Gasoline | COMPARTMENT A | Double Walled | Fiberglass Reinforced Plastic | Pressure | Double Walled | Fiberglass Reinforced Plastic
0-002589 | SPEEDWAY STORE #2935 | 4390 N 1ST AVE | TUCSON | AZ | 85719 | Pima | 2 | Open | 1989-10-01 | 10000 | Diesel | COMPARTMENT A | Double Walled | Fiberglass Reinforced Plastic | Pressure | Double Walled | Flexible
0-004363 | BILL'S OAK GROVE GAS & FOODMART INC | 7000 W CHANDLER BLVD | CHANDLER | AZ | 85226 | Maricopa | 12 | Open | 2001-07-03 | 8000 | Gasoline | COMPARTMENT A | Double Walled | Fiberglass Reinforced Plastic
0-004905 | QUIKTRIP #470 | 6702 W GLENDALE AVE | GLENDALE | AZ | 85303 | Maricopa | 6 | Open | 2007-08-02 | 12000 | Gasoline | COMPARTMENT A | Double Walled | Fiberglass Reinforced Plastic | Pressure |  | Fiberglass Reinforced Plastic
0-004905 | QUIKTRIP #470 | 6702 W GLENDALE AVE | GLENDALE | AZ | 85303 | Maricopa | 7 | Open | 2007-08-02 | 20000 | Gasoline | COMPARTMENT A | Double Walled | Fiberglass Reinforced Plastic | Pressure |  | Fiberglass Reinforced Plastic
0-001323 | CIRCLE K #2700817 | 222 W ROUTE 66 | WILLIAMS | AZ | 86046 | Coconino | 7 | Open | 1994-03-22 | 12000 | Gasoline | COMPARTMENT A |  | Fiberglass Reinforced Plastic | Pressure |  | Fiberglass Reinforced Plastic
0-001506 | CIRCLE K #2701930 | 379 W 1ST ST | YUMA | AZ | 85364 | Yuma | 1 | Open | 1985-01-01 | 10000 | Gasoline | COMPARTMENT A | Double Walled | Fiberglass Reinforced Plastic | Pressure |  | Fiberglass Reinforced Plastic
0-004937 | BRIDWELL AUTO SERVICE | 7171 E LINCOLN DR | SCOTTSDALE | AZ | 85253 | Maricopa | 12 | Open | 2020-08-28 | 8000 | Gasoline (PUL) | COMPARTMENT A | Double Walled | Fiberglass Reinforced Plastic
0-004341 | SANDERSON FORD SERVICE CENTER | 6400 N 51ST AVE | GLENDALE | AZ | 85301 | Maricopa | 9 | Open | 1988-01-01 | 5000 | Gasoline | COMPARTMENT A | Single Walled | Fiberglass Reinforced Plastic | Pressure | Single Walled | Fiberglass Reinforced Plastic
0-004341 | SANDERSON FORD SERVICE CENTER | 6400 N 51ST AVE | GLENDALE | AZ | 85301 | Maricopa | 10 | Open | 1988-01-01 | 5000 | Diesel | COMPARTMENT A | Single Walled | Fiberglass Reinforced Plastic | Pressure | Single Walled | Fiberglass Reinforced Plastic
0-006664 | CIRCLE K STORE #2709166 | 3441 W UNION HILLS DR | PHOENIX | AZ | 85027 | Maricopa | 2 | Open | 1989-10-23 | 10000 | Gasoline | COMPARTMENT A | Double Walled | Fiberglass Reinforced Plastic | Pressure |  | Fiberglass Reinforced Plastic
0-003238 | VALERO IN THE ZONE VII | 1925 N SCOTTSDALE RD | TEMPE | AZ | 85281 | Maricopa | 8 | Open | 2009-06-01 | 5000 | Gasoline | COMPARTMENT B | Double Walled | Fiberglass Reinforced Plastic | Pressure | Double Walled | Fiberglass Reinforced Plastic
0-001471 | CIRCLE K #2701752 | 4343 E CAMELBACK RD | PHOENIX | AZ | 85018 | Maricopa | 1 | Open | 1985-01-01 | 10000 | Gasoline | COMPARTMENT A | Double Walled | Fiberglass Reinforced Plastic | Pressure |  | Fiberglass Reinforced Plastic
0-010539 | QUIKTRIP #490 | 8877 W THUNDERBIRD RD | PEORIA | AZ | 85381 | Maricopa | 2 | Open | 2015-06-18 | 20000 | Gasoline | COMPARTMENT A | Double Walled | Fiberglass Reinforced Plastic | Pressure | Double Walled | Fiberglass Reinforced Plastic
0-010428 | FRYS FUEL CENTER #17 | 4150 E 22ND ST | TUCSON | AZ | 85711 | Pima | 2 | Open | 2011-10-06 | 10000 | Diesel | COMPARTMENT A | Double Walled | Fiberglass Reinforced Plastic | Pressure | Double Walled | Flexible
0-010436 | QUIKTRIP #460 | 2195 E SOUTHERN AVE | TEMPE | AZ | 85282 | Maricopa | 4 | Open | 2011-10-21 | 12000 | Diesel | COMPARTMENT A | Double Walled | Fiberglass Reinforced Plastic | Pressure | Double Walled | Fiberglass Reinforced Plastic
0-000508 | ARCO #5284 | 4249 E THOMAS RD | PHOENIX | AZ | 85018 | Maricopa | 6 | Open | 1993-11-22 | 10000 | Gasoline (UL) | COMPARTMENT A | Double Walled | Fiberglass Reinforced Plastic | Pressure | Double Walled | Fiberglass Reinforced Plastic
0-002859 | THE FORUM AT TUCSON | 2500 N ROSEMONT BLVD | TUCSON | AZ | 85712 | Pima | 1 | Open | 1989-10-10 | 1000 | Diesel | COMPARTMENT A | Double Walled | Fiberglass Reinforced Plastic | Suction - Check Valve at the Dispenser
0-009266 | CIRCLE K STORE #2741641 | 13908 W BELL RD | SURPRISE | AZ | 85374 | Maricopa | 2 | Open | 1998-01-16 | 12000 | Gasoline | COMPARTMENT A | Double Walled | Composite (Steel/Fiberglass) | Pressure | Double Walled | Fiberglass Reinforced Plastic
0-000230 | ADOT - MESA ROAD MAINTENANCE | 2409 N COUNTRY CLUB DR | MESA | AZ | 85201 | Maricopa | 6 | Open | 1993-01-21 | 6000 | Gasoline | COMPARTMENT A | Double Walled | Composite (Steel/Fiberglass) | Pressure | Double Walled | Fiberglass Reinforced Plastic
0-005327 | CIRCLE K #2708557 | 8001 E MCDOWELL RD | SCOTTSDALE | AZ | 85257 | Maricopa | 3 | Open | 1988-05-06 | 10000 | Gasoline | COMPARTMENT A | Double Walled | Fiberglass Reinforced Plastic | Pressure | Single Walled | Fiberglass Reinforced Plastic
0-001073 | UPS TEMPE | 1975 E WILDERMUTH AVE | TEMPE | AZ | 85281 | Maricopa | 2 | Open | 1987-01-01 | 10000 | Diesel | COMPARTMENT A | Double Walled | Fiberglass Reinforced Plastic | Pressure | Double Walled | Fiberglass Reinforced Plastic
0-009871 | SAFEWAY FUEL - FLAGSTAFF | 5020 N US HIGHWAY 89 | FLAGSTAFF | AZ | 86004 | Coconino | 1 | Open | 2002-06-13 | 10000 | Gasoline | COMPARTMENT B | Double Walled | Composite (Steel/Fiberglass)
0-010439 | FRY'S FUEL CENTER #36 | 3790 W INA RD | TUCSON | AZ | 85741 | Pima | 2 | Open | 2012-05-03 | 8000 | Gasoline | COMPARTMENT A | Double Walled | Fiberglass Reinforced Plastic | Pressure | Double Walled | Fiberglass Reinforced Plastic
0-010727 | FRY'S #668 FUELING CENTER | 12132 E RIGGS RD | CHANDLER | AZ | 85249 | Maricopa | 2 | Open | 2013-03-07 | 8000 | Gasoline | COMPARTMENT B | Double Walled | Fiberglass Reinforced Plastic | Pressure | Double Walled | Flexible
0-010440 | CIRCLE K STORE #2741669 | 13777 N DYSART RD | EL MIRAGE | AZ | 85335 | Maricopa | 2 | Open | 2012-04-01 | 8000 | Gasoline (PUL) | COMPARTMENT B | Double Walled | Composite (Steel/Fiberglass) | Pressure | Double Walled | Fiberglass Reinforced Plastic
0-002849 | SPEEDWAY STORE #2943 | 2075 W RUTHRAUFF RD | TUCSON | AZ | 85705 | Pima | 6 | Open | 2005-07-27 | 6000 | E-85 | COMPARTMENT B | Double Walled | Composite (Steel/Fiberglass) | Pressure | Double Walled | Fiberglass Reinforced Plastic
0-001532 | CIRCLE K #2701954 | 5907 W BETHANY HOME RD | GLENDALE | AZ | 85301 | Maricopa | 1 | Open | 1986-01-01 | 10000 | Gasoline | COMPARTMENT A | Single Walled | Fiberglass Reinforced Plastic | Pressure | Single Walled | Fiberglass Reinforced Plastic
0-010112 | QUIKTRIP #411 | 1707 W BELL RD | PHOENIX | AZ | 85023 | Maricopa | 2 | Open | 2005-09-29 | 20000 | Gasoline | COMPARTMENT A | Double Walled | Fiberglass Reinforced Plastic | Pressure | Double Walled | Flexible
0-010511 | SPEEDWAY STORE #2967 | 649 N PINAL PARKWAY AVE | FLORENCE | AZ | 85132 | Pinal | 1 | Open | 2013-10-23 | 6000 | Gasoline (PUL) | COMPARTMENT A | Double Walled | Fiberglass Reinforced Plastic | Pressure | Double Walled | Fiberglass Reinforced Plastic
0-010499 | CIRCLE K STORE #2703441 | 4303 W GLENDALE AVE | GLENDALE | AZ | 85301 | Maricopa | 3 | Open | 2014-02-01 | 12000 | Diesel | COMPARTMENT A | Double Walled | Fiberglass Reinforced Plastic | Pressure | Double Walled | Fiberglass Reinforced Plastic
0-007521 | ARIZONA CENTER | 400 N 5TH ST | PHOENIX | AZ | 85004 | Maricopa | 2 | Open | 1990-10-01 | 2000 | Diesel | COMPARTMENT A | Single Walled | Fiberglass Reinforced Plastic | Gravity Feed | Single Walled | Fiberglass Reinforced Plastic
0-009747 | SAFEWAY #1654 | 8141 W CAMELBACK RD | PHOENIX | AZ | 85033 | Maricopa | 2 | Open | 2000-11-01 | 20000 | Gasoline | COMPARTMENT A | Double Walled | Composite (Steel/Fiberglass) | Pressure | Double Walled | Fiberglass Reinforced Plastic
0-010242 | COSTCO WHOLESALE #644 | 2887 S MARKET ST | GILBERT | AZ | 85295 | Maricopa | 1 | Open | 2005-12-16 | 30000 | Gasoline | COMPARTMENT A | Double Walled | Fiberglass Reinforced Plastic
0-010383 | FRYS FUEL CENTER #124 | 3255 S RURAL RD | TEMPE | AZ | 85282 | Maricopa | 2 | Open | 2010-08-25 | 8000 | Gasoline | COMPARTMENT A | Double Walled | Fiberglass Reinforced Plastic | Pressure | Double Walled | Flexible
0-010518 | CIRCLE K STORE #2703386 | 530 E VALENCIA RD | TUCSON | AZ | 85706 | Pima | 2 | Open | 2014-10-02 | 12000 | Gasoline (PUL) | COMPARTMENT A | Double Walled | Fiberglass Reinforced Plastic | Pressure | Double Walled | Fiberglass Reinforced Plastic
0-010522 | QUIKTRIP #497R | 21050 N CAVE CREEK RD | PHOENIX | AZ | 85024 | Maricopa | 2 | Open | 2014-08-21 | 20000 | Gasoline (UL) | COMPARTMENT A | Double Walled | Fiberglass Reinforced Plastic | Pressure | Double Walled | Fiberglass Reinforced Plastic
0-010522 | QUIKTRIP #497R | 21050 N CAVE CREEK RD | PHOENIX | AZ | 85024 | Maricopa | 4 | Open | 2014-08-21 | 12000 | Diesel | COMPARTMENT A | Double Walled | Fiberglass Reinforced Plastic | Pressure | Double Walled | Fiberglass Reinforced Plastic
0-001383 | CIRCLE K #1216 | 3955 E BROADWAY RD | PHOENIX | AZ | 85040 | Maricopa | 5 | Open | 2005-05-17 | 15000 | Gasoline | COMPARTMENT A | Double Walled | Fiberglass Reinforced Plastic | Pressure | Double Walled | Fiberglass Reinforced Plastic
0-001999 | REEMO GAS | 3502 W CACTUS RD | PHOENIX | AZ | 85029 | Maricopa | 11 | Open | 1999-04-21 | 15000 | Gasoline | COMPARTMENT A | Double Walled | Fiberglass Reinforced Plastic | Pressure | Double Walled | Fiberglass Reinforced Plastic
0-005912 | PLAZA HEALTHCARE | 1475 N GRANITE REEF RD | SCOTTSDALE | AZ | 85257 | Maricopa | 1 | Open | 1984-01-01 | 1000 | Diesel | COMPARTMENT A |  | Fiberglass Reinforced Plastic | Suction - Check Valve at the Tank Top
0-009079 | COSTCO WHOLESALE #431 | 3901 W COSTCO DR | MARANA | AZ | 85741 | Pima | 4 | Open | 2012-05-15 | 1500 | Other | COMPARTMENT A | Double Walled | Fiberglass Reinforced Plastic | Pressure | Double Walled | Fiberglass Reinforced Plastic
0-010292 | COSTCO #827 | 3801 N 33RD AVE | PHOENIX | AZ | 85017 | Maricopa | 1 | Open | 2008-06-01 | 30000 | Gasoline | COMPARTMENT A | Double Walled | Fiberglass Reinforced Plastic | Pressure | Double Walled | Fiberglass Reinforced Plastic
0-010565 | QUIKTRIP STORE NO. 1424 | 150 N AVONDALE BLVD | AVONDALE | AZ | 85323 | Maricopa | 2 | Open | 2016-05-18 | 20000 | Gasoline (UL) | COMPARTMENT A | Double Walled | Fiberglass Reinforced Plastic
0-004115 | SINCLAIR #1101 | 1101 N 7TH ST | PHOENIX | AZ | 85006 | Maricopa | 1 | Open | 1987-05-26 | 10000 | Gasoline | COMPARTMENT A | Double Walled | Fiberglass Reinforced Plastic | Pressure |  | Fiberglass Reinforced Plastic
0-010189 | GPM #4600 | 9151 E GUADALUPE RD | MESA | AZ | 85212 | Maricopa | 3 | Open | 2007-05-24 | 12000 | Diesel | COMPARTMENT A | Double Walled | Composite (Steel/Fiberglass) | Pressure | Double Walled | Fiberglass Reinforced Plastic
0-010298 | CIRCLE K STORE #2703394 | 3880 W TANGERINE RD | MARANA | AZ | 85658 | Pima | 3 | Open | 2008-12-19 | 12000 | Gasoline | COMPARTMENT A | Double Walled | Fiberglass Reinforced Plastic | Pressure | Double Walled | Fiberglass Reinforced Plastic
0-010620 | CIRCLE K STORE #3489 | 700 W FINNIE FLAT RD | CAMP VERDE | AZ | 86322 | Yavapai | 3 | Open | 2018-03-22 | 12000 | Diesel | COMPARTMENT A | Double Walled | Fiberglass Reinforced Plastic | Pressure | Double Walled | Fiberglass Reinforced Plastic
0-009605 | SPEEDWAY STORE #2964 | 520 N PINAL PKWY | FLORENCE | AZ | 85132 | Pinal | 1 | Open | 1999-09-17 | 12000 | Gasoline (UL) | COMPARTMENT A | Double Walled | Fiberglass Reinforced Plastic | Pressure |  | Fiberglass Reinforced Plastic
0-006516 | ALL AMERICAN FUEL | 1041 ACOMA BLVD S | LAKE HAVASU CITY | AZ | 86406 | Mohave | 1 | Open | 1987-07-01 | 10000 | Gasoline | COMPARTMENT A | Single Walled | Fiberglass Reinforced Plastic | Pressure |  | Fiberglass Reinforced Plastic
0-009613 | DEER VALLEY CARDLOCK | 1932 W DEER VALLEY RD | PHOENIX | AZ | 85027 | Maricopa | 1 | Open | 1999-01-20 | 25000 | Diesel | COMPARTMENT A | Double Walled | Fiberglass Reinforced Plastic | Pressure | Double Walled | Fiberglass Reinforced Plastic
0-010205 | PILOT TRAVEL CENTER #180 | 12500 W I-40 | BELLEMONT | AZ | 86015 | Coconino | 9 | Open | 2017-07-06 | 20000 | Biodiesel | COMPARTMENT A | Double Walled | Fiberglass Reinforced Plastic | Pressure | Double Walled | Fiberglass Reinforced Plastic
0-000939 | SHELL #26 | 1380 N SCOTTSDALE RD | TEMPE | AZ | 85281 | Maricopa | 6 | Open | 2020-08-24 | 6000 | Diesel | COMPARTMENT B | Double Walled | Fiberglass Reinforced Plastic | Pressure | Double Walled | Fiberglass Reinforced Plastic
0-005886 | TEXACO #60-349-0339 | 6653 W MCDOWELL RD | PHOENIX | AZ | 85035 | Maricopa | 6 | Open | 2020-07-14 | 5000 | Gasoline (PUL) | COMPARTMENT A | Double Walled | Polyethylene Jacketed Steel | Pressure | Double Walled | Fiberglass Reinforced Plastic
0-001452 | CIRCLE K #2701621 | 1406 W BROADWAY RD | TEMPE | AZ | 85282 | Maricopa | 2 | Open | 1986-01-01 | 10000 | Gasoline (PUL) | COMPARTMENT A | Single Walled | Fiberglass Reinforced Plastic | Pressure | Single Walled | Fiberglass Reinforced Plastic
0-001452 | CIRCLE K #2701621 | 1406 W BROADWAY RD | TEMPE | AZ | 85282 | Maricopa | 3 | Open | 1986-01-01 | 10000 | Gasoline (UL) | COMPARTMENT A | Single Walled | Fiberglass Reinforced Plastic | Pressure | Single Walled | Fiberglass Reinforced Plastic
0-010154 | FESTIVAL MARKETPLACE | 19491 N CANYON SPRINGS BLVD | BUCKEYE | AZ | 85396 | Maricopa | 2 | Open | 2007-09-01 | 10000 | Gasoline | COMPARTMENT A | Double Walled | Fiberglass Reinforced Plastic | Pressure | Double Walled | Fiberglass Reinforced Plastic
0-010702 | FRY'S FUEL CENTER #658 | 4133 E WILLIAMS FIELD ROAD | GILBERT | AZ | 85295 | Maricopa | 2 | Open | 2020-10-19 | 8000 | Gasoline (PUL) | COMPARTMENT A | Double Walled | Fiberglass Reinforced Plastic | Pressure | Double Walled | Fiberglass Reinforced Plastic
0-006735 | QUICK KORNER COBBLESTONE | 1869 W SOUTHERN AVE | PHOENIX | AZ | 85041 | Maricopa | 2 | Open | 1990-01-22 | 10000 | Gasoline | COMPARTMENT A | Double Walled | Fiberglass Reinforced Plastic | Pressure |  | Fiberglass Reinforced Plastic
0-001401 | CIRCLE K #2701383 | 815 E MAIN ST | SPRINGERVILLE | AZ | 85938 | Apache | 4 | Open | 2008-09-09 | 12000 | Diesel | COMPARTMENT A | Double Walled | Fiberglass Reinforced Plastic | Pressure | Double Walled | Fiberglass Reinforced Plastic
0-001125 | CHEVRON #9-0172 | 777 W BEALE ST | KINGMAN | AZ | 86401 | Mohave | 9 | Open | 2020-04-06 | 15000 | Diesel | COMPARTMENT A | Double Walled | Fiberglass Reinforced Plastic | Pressure | Double Walled | Fiberglass Reinforced Plastic
0-001125 | CHEVRON #9-0172 | 777 W BEALE ST | KINGMAN | AZ | 86401 | Mohave | 9 | Open | 2020-04-06 | 15000 | Gasoline (PUL) | COMPARTMENT B | Double Walled | Fiberglass Reinforced Plastic | Pressure | Double Walled | Fiberglass Reinforced Plastic
0-006519 | ARCO #5511 | 20838 N 19TH AVE | PHOENIX | AZ | 85027 | Maricopa | 5 | Open | 2020-02-17 | 7000 | Diesel | COMPARTMENT B | Double Walled | Fiberglass Reinforced Plastic | Pressure | Double Walled | Fiberglass Reinforced Plastic
0-002918 | CIRCLE K #2701946 | 333 W GRANT RD | TUCSON | AZ | 85705 | Pima | 5 | Open | 2017-12-07 | 12000 | Gasoline (PUL) | COMPARTMENT A | Double Walled | Fiberglass Reinforced Plastic | Pressure | Double Walled | Fiberglass Reinforced Plastic
0-008502 | FIREBIRD FUEL COMPANY #310 | 4205 E WINSLOW AVE | PHOENIX | AZ | 85040 | Maricopa | 3 | Open | 1994-10-03 | 12000 | Gasoline (UL) | COMPARTMENT A | Double Walled | Composite (Steel/Fiberglass) | Pressure | Double Walled | Fiberglass Reinforced Plastic
0-009692 | BUFFALO SOLDIER SHELL | 5200 E HIGHWAY 90 | SIERRA VISTA | AZ | 85635 | Cochise | 2 | Open | 2000-06-27 | 4000 | Diesel | COMPARTMENT B | Double Walled | Fiberglass Reinforced Plastic | Pressure | Double Walled | Flexible
0-001205 | CIRCLE K #2700247 | 760 MARINA BLVD | BULLHEAD CITY | AZ | 86442 | Mohave | 4 | Open | 1995-02-07 | 10000 | Gasoline | COMPARTMENT A |  | Fiberglass Reinforced Plastic | Pressure | Double Walled | Fiberglass Reinforced Plastic
0-001205 | CIRCLE K #2700247 | 760 MARINA BLVD | BULLHEAD CITY | AZ | 86442 | Mohave | 5 | Open | 1995-02-07 | 10000 | Gasoline | COMPARTMENT A |  | Fiberglass Reinforced Plastic | Pressure | Double Walled | Fiberglass Reinforced Plastic
0-004478 | SHAY OIL | 10747 S FORTUNA RD | YUMA | AZ | 85367 | Yuma | 9 | Open | 1993-06-01 | 12000 | Gasoline | COMPARTMENT A | Double Walled | Fiberglass Reinforced Plastic | Pressure | Double Walled | Fiberglass Reinforced Plastic
0-010091 | SUPER GAS | 611 E MAIN ST | SOMERTON | AZ | 85350 | Yuma | 1 | Open | 2006-05-11 | 6000 | Gasoline | COMPARTMENT B | Double Walled | Fiberglass Reinforced Plastic | Pressure | Double Walled | Fiberglass Reinforced Plastic
0-006308 | CIRCLE K STORE #2706669 | 3201 HIGHWAY 95 N | LAKE HAVASU CITY | AZ | 86404 | Mohave | 3 | Open | 1986-02-20 | 12000 | Gasoline | COMPARTMENT A | Single Walled | Fiberglass Reinforced Plastic | Pressure |  | Fiberglass Reinforced Plastic
0-001222 | CIRCLE K #2700404 | 524 W THIRD ST | WINSLOW | AZ | 86047 | Navajo | 7 | Open | 1996-04-17 | 10000 | Gasoline (PUL) | COMPARTMENT A |  | Fiberglass Reinforced Plastic | Pressure | Double Walled | Fiberglass Reinforced Plastic
0-010520 | FRYS FOOD & DRUG STORES #114 | 9245 W UNION HILLS DR | PEORIA | AZ | 85382 | Maricopa | 2 | Open | 2014-08-29 | 10000 | Diesel | COMPARTMENT A | Double Walled | Fiberglass Reinforced Plastic | Pressure | Double Walled | Fiberglass Reinforced Plastic
0-002547 | CARIOCA #73 | 1166 N HIGLEY RD | MESA | AZ | 85205 | Maricopa | 2 | Open | 1988-05-05 | 20000 | Diesel | COMPARTMENT A | Double Walled | Fiberglass Reinforced Plastic | Pressure | Double Walled | Fiberglass Reinforced Plastic
0-009933 | CIRCLE K #2705795 | 6710 W BUCKEYE RD | PHOENIX | AZ | 85043 | Maricopa | 1 | Open | 2002-12-01 | 10000 | Diesel | COMPARTMENT A | Double Walled | Fiberglass Reinforced Plastic | Pressure | Double Walled | Fiberglass Reinforced Plastic
0-006600 | CIRCLE K #2701994 | 310 N MESA DR | MESA | AZ | 85201 | Maricopa | 1 | Open | 1988-01-01 | 10000 | Gasoline | COMPARTMENT A | Double Walled | Fiberglass Reinforced Plastic | Pressure | Single Walled | Fiberglass Reinforced Plastic
0-009743 | SAFEWAY #1543 | 29834 N CAVE CREEK RD | PHOENIX | AZ | 85331 | Maricopa | 1 | Open | 2000-11-01 | 10000 | Gasoline | COMPARTMENT B | Double Walled | Composite (Steel/Fiberglass) | Pressure | Double Walled | Fiberglass Reinforced Plastic
0-010067 | MAVERIK COUNTRY STORE #292 | 715 N BEELINE HWY | PAYSON | AZ | 85541 | Gila | 3 | Open | 2005-03-10 | 12000 | Gasoline | COMPARTMENT A | Double Walled | Fiberglass Reinforced Plastic | Pressure | Double Walled | Flexible
0-000611 | JACKSONS ENERGY #6794 | 500 W THIRD ST | WINSLOW | AZ | 86047 | Navajo | 4 | Open | 1987-09-01 | 10000 | Gasoline | COMPARTMENT A | Single Walled | Asphalt coated or Bare Steel | Pressure |  | Fiberglass Reinforced Plastic
0-005511 | SUNNYSLOPE SHELL | 8941 N CENTRAL AVE | PHOENIX | AZ | 85020 | Maricopa | 4 | Open | 1998-05-21 | 8000 | Gasoline | COMPARTMENT B | Double Walled | Composite (Steel/Fiberglass) | Pressure | Double Walled
0-001511 | CIRCLE K #2703734 | 3443 W DUNLAP AVE | PHOENIX | AZ | 85051 | Maricopa | 3 | Open | 1984-01-01 | 10000 | Gasoline (PUL) | COMPARTMENT A | Single Walled | Fiberglass Reinforced Plastic | Pressure | Single Walled | Fiberglass Reinforced Plastic
0-004932 | QUIK TRIP #488 | 4949 N 51ST AVE | PHOENIX | AZ | 85031 | Maricopa | 7 | Open | 2017-06-02 | 20000 | Gasoline (UL) | COMPARTMENT A | Double Walled | Fiberglass Reinforced Plastic | Pressure | Double Walled | Fiberglass Reinforced Plastic
0-010561 | QUIKTRIP #419 | 2026 W BROADWAY RD | MESA | AZ | 85202 | Maricopa | 3 | Open | 2016-01-25 | 12000 | Diesel | COMPARTMENT A | Double Walled | Fiberglass Reinforced Plastic | Pressure | Double Walled | Fiberglass Reinforced Plastic
0-003820 | CITY OF PHOENIX - FIRE STATION #23 | 4416 S 32ND ST | PHOENIX | AZ | 85040 | Maricopa | 2 | Open | 1988-03-01 | 1000 | Diesel | COMPARTMENT A | Double Walled | Fiberglass Reinforced Plastic | Pressure |  | Fiberglass Reinforced Plastic
0-009916 | CIRCLE K #2706469 | 1720 W IRVINGTON RD | TUCSON | AZ | 85746 | Pima | 2 | Open | 2002-12-02 | 12000 | Gasoline | COMPARTMENT A | Double Walled | Fiberglass Reinforced Plastic | Pressure | Double Walled | Fiberglass Reinforced Plastic
0-008041 | CIRCLE K #2705293 | 3230 E WILLIAMS FIELD RD | GILBERT | AZ | 85295 | Maricopa | 3 | Open | 1990-01-01 | 10000 | Gasoline | COMPARTMENT A | Double Walled | Fiberglass Reinforced Plastic | Pressure |  | Fiberglass Reinforced Plastic
0-008041 | CIRCLE K #2705293 | 3230 E WILLIAMS FIELD RD | GILBERT | AZ | 85295 | Maricopa | 4 | Open | 1990-10-01 | 10000 | Diesel | COMPARTMENT A | Double Walled | Fiberglass Reinforced Plastic | Pressure |  | Fiberglass Reinforced Plastic
0-009888 | SAFEWAY #1887 | 3998 N STOCKTON HILL RD | KINGMAN | AZ | 86409 | Mohave | 1 | Open | 2002-06-27 | 10000 | Diesel | COMPARTMENT A | Double Walled | Composite (Steel/Fiberglass)
0-009806 | SAFEWAY #1511 - FUEL CENTER | 14195 W INDIAN SCHOOL RD | GOODYEAR | AZ | 85395 | Maricopa | 1 | Open | 2001-11-07 | 10000 | Gasoline | COMPARTMENT A | Double Walled | Fiberglass Reinforced Plastic
0-004234 | QUIK MART #24 | 7895 E GOLF LINKS RD | TUCSON | AZ | 85730 | Pima | 1 | Open | 1989-05-15 | 10000 | Diesel | COMPARTMENT A | Double Walled | Composite (Steel/Fiberglass) | Pressure | Double Walled | Fiberglass Reinforced Plastic
0-007770 | AJ'S MINI MART | 5235 N STATE HIGHWAY 64 | WILLIAMS | AZ | 86046 | Coconino | 2 | Open | 1993-03-25 | 10000 | Gasoline | COMPARTMENT A | Double Walled | Composite (Steel/Fiberglass) | Pressure | Single Walled | Fiberglass Reinforced Plastic
0-007770 | AJ'S MINI MART | 5235 N STATE HIGHWAY 64 | WILLIAMS | AZ | 86046 | Coconino | 1 | Open | 1993-03-25 | 12000 | Diesel | COMPARTMENT A | Double Walled | Composite (Steel/Fiberglass) | Pressure | Single Walled | Fiberglass Reinforced Plastic
0-009735 | CIRCLE K STORE #2741707 | 2011 S ELLSWORTH RD | MESA | AZ | 85209 | Maricopa | 1 | Open | 2001-02-20 | 10000 | Gasoline (PUL) | COMPARTMENT A | Double Walled | Fiberglass Reinforced Plastic | Pressure | Double Walled | Flexible
0-010564 | FRY'S FUEL FACILITY #686 | 2712 S SIGNAL BUTTE RD | MESA | AZ | 85209 | Maricopa | 1 | Open | 2016-05-23 | 20000 | Gasoline | COMPARTMENT A | Double Walled | Fiberglass Reinforced Plastic | Pressure | Double Walled | Fiberglass Reinforced Plastic
0-010585 | TENACIOUS ADVENTURES LLC | 16044 N 82ND ST | SCOTTSDALE | AZ | 85260 | Maricopa | 1 | Open | 2008-08-01 | 15000 | Jet Fuel | COMPARTMENT A | Double Walled | Fiberglass Reinforced Plastic | Suction - Check Valve at the Tank Top | Double Walled | Fiberglass Reinforced Plastic
0-010598 | PILOT TRAVEL CENTERS | 9255 S RITA RD | TUCSON | AZ | 85747 | Pima | 3 | Open | 2016-09-01 | 10000 | Diesel | COMPARTMENT A | Double Walled | Fiberglass Reinforced Plastic | Pressure |  | Fiberglass Reinforced Plastic
0-010598 | PILOT TRAVEL CENTERS | 9255 S RITA RD | TUCSON | AZ | 85747 | Pima | 2 | Open | 2016-09-01 | 14000 | Gasoline (UL) | COMPARTMENT A | Double Walled | Fiberglass Reinforced Plastic | Pressure |  | Fiberglass Reinforced Plastic
0-010626 | QUIKTRIP #484 | 9541 W OLIVE AVE | PEORIA | AZ | 85345 | Maricopa | 4 | Open | 2018-07-27 | 10000 | Gasoline (PUL) | COMPARTMENT A | Double Walled | Fiberglass Reinforced Plastic | Pressure | Double Walled | Fiberglass Reinforced Plastic
0-010446 | FIREBIRD FUEL #6146 | 802 N 97TH AVE | TOLLESON | AZ | 85353 | Maricopa | 3 | Open | 2012-03-01 | 10000 | Gasoline | COMPARTMENT A | Double Walled | Fiberglass Reinforced Plastic | Pressure | Double Walled | Fiberglass Reinforced Plastic
0-010448 | QUIKTRIP STORE # 1401 | 575 N ESTRELLA PKWY | GOODYEAR | AZ | 85338 | Maricopa | 1 | Open | 2012-03-28 | 20000 | Gasoline | COMPARTMENT A | Double Walled | Fiberglass Reinforced Plastic | Pressure | Double Walled | Fiberglass Reinforced Plastic
0-010504 | FRY'S FUEL FACILITY #6 | 5771 W THUNDERBIRD RD | GLENDALE | AZ | 85306 | Maricopa | 2 | Open | 2014-05-01 | 8000 | Gasoline | COMPARTMENT B | Double Walled | Fiberglass Reinforced Plastic | Pressure | Double Walled | Fiberglass Reinforced Plastic
0-002857 | GILLIGANS ON COPPER BASIN LLC | 501 COPPER BASIN RD | PRESCOTT | AZ | 86303 | Yavapai | 1 | Open | 1970-01-21 | 6000 | Gasoline | COMPARTMENT A | Single Walled | Asphalt coated or Bare Steel | Pressure |  | Fiberglass Reinforced Plastic
0-009128 | SUPERPUMPER #16 | 10356 E RIGGS RD | SUN LAKES | AZ | 85248 | Maricopa | 3 | Open | 1997-02-28 | 8000 | Gasoline (PUL) | COMPARTMENT A | Double Walled | Composite (Steel/Fiberglass) | Pressure | Double Walled
0-010299 | GENERAL MOTORS DESERT PROVING GROUND | 1500 E GM DR | YUMA | AZ | 85365 | Yuma | 10 | Open | 2009-04-06 | 12000 | Gasoline | COMPARTMENT A | Double Walled | Fiberglass Reinforced Plastic | Pressure | Double Walled | Flexible
0-010299 | GENERAL MOTORS DESERT PROVING GROUND | 1500 E GM DR | YUMA | AZ | 85365 | Yuma | 15 | Open | 2009-04-08 | 4000 | Diesel | COMPARTMENT A | Double Walled | Fiberglass Reinforced Plastic | Pressure | Double Walled | Flexible
0-010263 | SAFEWAY FUEL #2821 | 3780 W HAPPY VALLEY RD | PHOENIX | AZ | 85310 | Maricopa | 2 | Open | 2008-11-14 | 10000 | Diesel | COMPARTMENT B | Double Walled | Fiberglass Reinforced Plastic | Pressure | Double Walled | Flexible
0-010350 | QUIKTRIP #445 | 2775 S 51ST AVE | PHOENIX | AZ | 85043 | Maricopa | 2 | Open | 2010-05-10 | 20000 | Gasoline | COMPARTMENT A | Double Walled | Fiberglass Reinforced Plastic | Pressure | Double Walled | Fiberglass Reinforced Plastic
0-010350 | QUIKTRIP #445 | 2775 S 51ST AVE | PHOENIX | AZ | 85043 | Maricopa | 1 | Open | 2010-05-10 | 20000 | Gasoline | COMPARTMENT A | Double Walled | Fiberglass Reinforced Plastic | Pressure | Double Walled | Fiberglass Reinforced Plastic
0-010372 | FRYS FUEL CENTER #81 | 2246 E BASELINE RD | PHOENIX | AZ | 85042 | Maricopa | 1 | Open | 2010-06-01 | 20000 | Gasoline | COMPARTMENT A | Double Walled | Fiberglass Reinforced Plastic | Pressure |  | Flexible
0-010404 | CIRCLE K STORE #2703406 | 1025 E AJO WAY | TUCSON | AZ | 85713 | Pima | 2 | Open | 2011-04-28 | 12000 | Gasoline (PUL) | COMPARTMENT A | Double Walled | Fiberglass Reinforced Plastic | Pressure | Double Walled | Fiberglass Reinforced Plastic
0-007523 | SHELL | 305 E THOMAS RD | PHOENIX | AZ | 85012 | Maricopa | 2 | Open | 1995-06-01 | 12000 | Gasoline | COMPARTMENT A | Double Walled | Fiberglass Reinforced Plastic | Pressure | Double Walled | Fiberglass Reinforced Plastic
0-007523 | SHELL | 305 E THOMAS RD | PHOENIX | AZ | 85012 | Maricopa | 4 | Open | 1995-06-01 | 12000 | Gasoline | COMPARTMENT A | Double Walled | Fiberglass Reinforced Plastic | Pressure | Double Walled | Fiberglass Reinforced Plastic
0-002745 | CHIEFTAIN MOBIL |  | CHAMBERS |  |  | Apache | 7 | Open | 2000-08-11 | 15000 | Gasoline | COMPARTMENT A | Single Walled | Fiberglass Reinforced Plastic | Pressure | Double Walled | Flexible
0-001487 | CIRCLE K #2701795 | 1732 W VAN BUREN ST | PHOENIX | AZ | 85007 | Maricopa | 1 | Open | 1985-01-01 | 10000 | Gasoline | COMPARTMENT A | Single Walled | Fiberglass Reinforced Plastic | Pressure | Single Walled | Fiberglass Reinforced Plastic
0-000481 | FUEL STOP 101 | 701 E CAMELBACK RD | PHOENIX | AZ | 85014 | Maricopa | 3 | Open | 1982-01-01 | 10000 | Gasoline | COMPARTMENT A | Double Walled | Fiberglass Reinforced Plastic | Pressure | Double Walled | Fiberglass Reinforced Plastic
0-010015 | RIGHT HONDA | 7875 E FRANK LLOYD WRIGHT BLVD | SCOTTSDALE | AZ | 85260 | Maricopa | 1 | Open | 1999-09-27 | 6000 | Gasoline | COMPARTMENT A | Double Walled | Fiberglass Reinforced Plastic | Pressure | Double Walled | Fiberglass Reinforced Plastic
0-009298 | ROOSEVELT CARDLOCK | 1001 N 57TH AVE | PHOENIX | AZ | 85043 | Maricopa | 1 | Open | 1998-03-12 | 25000 | Diesel | COMPARTMENT A | Double Walled | Fiberglass Reinforced Plastic | Pressure | Double Walled | Fiberglass Reinforced Plastic
0-008153 | H & Z INVESTMENTS INC | 825 E MONROE AVE | BUCKEYE | AZ | 85326 | Maricopa | 8 | Open | 2019-01-10 | 7000 | Diesel | COMPARTMENT B | Double Walled | Fiberglass Reinforced Plastic | Pressure | Double Walled | Fiberglass Reinforced Plastic
0-001419 | CIRCLE K #1488 | 97 N GARDEN AVE | SIERRA VISTA | AZ | 85635 | Cochise | 2 | Open | 1973-01-01 | 10000 | Gasoline (UL) | COMPARTMENT A | Single Walled | Fiberglass Reinforced Plastic | Pressure | Double Walled | Fiberglass Reinforced Plastic
0-007256 | FRY'S FUEL CENTER #665 | 150 E OLD WEST HWY | APACHE JUNCTION | AZ | 85119 | Pinal | 6 | Open | 2017-10-12 | 8000 | Gasoline (PUL) | COMPARTMENT B | Double Walled | Fiberglass Reinforced Plastic | Pressure | Double Walled | Fiberglass Reinforced Plastic
0-006130 | MOON VALLEY COUNTRY CLUB | 151 W MOON VALLEY DR | PHOENIX | AZ | 85023 | Maricopa | 3 | Open | 1989-01-01 | 1000 | Gasoline | COMPARTMENT A | Double Walled | Fiberglass Reinforced Plastic | Pressure |  | Fiberglass Reinforced Plastic
0-008820 | KAG WEST PHOENIX | 6045 W WASHINGTON ST | PHOENIX | AZ | 85043 | Maricopa | 1 | Open | 1986-09-01 | 10000 | Diesel | COMPARTMENT A | Single Walled | Fiberglass Reinforced Plastic | Pressure |  | Fiberglass Reinforced Plastic
0-005256 | 5 POINTS MOBIL | 222 S MILTON RD | FLAGSTAFF | AZ | 86001 | Coconino | 8 | Open | 2020-05-22 | 12000 | Gasoline (UL) | COMPARTMENT A | Double Walled | Fiberglass Reinforced Plastic | Pressure | Double Walled | Fiberglass Reinforced Plastic
0-004922 | GRACE SHELL | 3455 W GLENDALE AVE | PHOENIX | AZ | 85051 | Maricopa | 1 | Open | 1984-05-07 | 12000 | Gasoline | COMPARTMENT A | Single Walled | Fiberglass Reinforced Plastic | Pressure |  | Fiberglass Reinforced Plastic
0-005483 | CIRCLE K #2948 | 4301 E GRANT RD | TUCSON | AZ | 85712 | Pima | 3 | Open | 1995-10-16 | 10000 | Gasoline | COMPARTMENT A | Double Walled | Fiberglass Reinforced Plastic | Pressure | Double Walled | Fiberglass Reinforced Plastic
0-005483 | CIRCLE K #2948 | 4301 E GRANT RD | TUCSON | AZ | 85712 | Pima | 4 | Open | 1995-10-16 | 10000 | Gasoline | COMPARTMENT A | Double Walled | Fiberglass Reinforced Plastic | Pressure | Double Walled | Fiberglass Reinforced Plastic
0-010035 | SMITH'S FOOD & DRUG #188 | 80 ACOMA BLVD N | LAKE HAVASU CITY | AZ | 86403 | Mohave | 1 | Open | 2004-09-22 | 8000 | Gasoline | COMPARTMENT A | Double Walled | Fiberglass Reinforced Plastic
0-008945 | CIRCLE K STORE #2741601 | 1611 E GUADALUPE RD | GILBERT | AZ | 85234 | Maricopa | 1 | Open | 1996-02-16 | 15000 | Gasoline (UL) | COMPARTMENT A | Double Walled | Fiberglass Reinforced Plastic | Pressure | Double Walled | Fiberglass Reinforced Plastic
0-005888 | CIRCLE K #2701773 | 6525 S COUNTRY CLUB RD | TUCSON | AZ | 85756 | Pima | 2 | Open | 1986-11-10 | 10000 | Gasoline (PUL) | COMPARTMENT A | Single Walled | Fiberglass Reinforced Plastic | Pressure | Single Walled | Fiberglass Reinforced Plastic
0-009316 | CIRCLE K #2705545 | 18422 N TATUM BLVD | PHOENIX | AZ | 85032 | Maricopa | 1 | Open | 1998-01-07 | 15000 | Gasoline | COMPARTMENT A | Double Walled | Fiberglass Reinforced Plastic | Pressure | Double Walled | Fiberglass Reinforced Plastic
0-001601 | CIRCLE K #2708518 | 1901 W CACTUS RD | PHOENIX | AZ | 85029 | Maricopa | 3 | Open | 1987-01-01 | 10000 | Gasoline | COMPARTMENT A | Double Walled | Fiberglass Reinforced Plastic | Pressure | Single Walled | Fiberglass Reinforced Plastic
0-001473 | CIRCLE K #2701756 | 2400 S ARIZONA AVE | YUMA | AZ | 85364 | Yuma | 1 | Open | 1985-01-01 | 10000 | Gasoline | COMPARTMENT A | Single Walled | Fiberglass Reinforced Plastic | Pressure | Single Walled | Fiberglass Reinforced Plastic
0-004307 | CIRCLE K #2701933 | 10290 E SPEEDWAY BLVD | TUCSON | AZ | 85748 | Pima | 1 | Open | 1987-01-01 | 10000 | Gasoline | COMPARTMENT A | Single Walled | Fiberglass Reinforced Plastic | Pressure |  | Fiberglass Reinforced Plastic
0-004898 | TERRIBLE HERBST #132 | 3291 E ANDY DEVINE AVE | KINGMAN | AZ | 86401 | Mohave | 1 | Open | 1977-11-22 | 12000 | Gasoline (PUL) | COMPARTMENT A | Single Walled | Asphalt coated or Bare Steel | Pressure |  | Fiberglass Reinforced Plastic
0-009492 | SUPERPUMPER #14 | 4740 E DYNAMITE BLVD | PHOENIX | AZ | 85331 | Maricopa | 3 | Open | 1998-11-19 | 12000 | Diesel | COMPARTMENT A | Double Walled | Fiberglass Reinforced Plastic | Pressure | Double Walled | Fiberglass Reinforced Plastic
0-009858 | GAS-N-GRUB DAIRY-N-SUB | 2201 HUALAPAI MOUNTAIN RD | KINGMAN | AZ | 86401 | Mohave | 1 | Open | 2001-12-18 | 8000 | Gasoline | COMPARTMENT B | Double Walled | Fiberglass Reinforced Plastic
0-009412 | LOVE'S TRAVEL STOP #296 | 820 W PIMA ST | GILA BEND | AZ | 85337 | Maricopa | 5 | Open | 2016-01-19 | 20000 | Biodiesel | COMPARTMENT A | Double Walled | Fiberglass Reinforced Plastic | Pressure | Double Walled | Fiberglass Reinforced Plastic
0-009412 | LOVE'S TRAVEL STOP #296 | 820 W PIMA ST | GILA BEND | AZ | 85337 | Maricopa | 1 | Open | 1998-06-04 | 12000 | Gasoline | COMPARTMENT A | Double Walled | Composite (Steel/Fiberglass) | Pressure | Double Walled
0-009590 | ADOA - FUEL DEPOT | 1501 W MADISON ST | PHOENIX | AZ | 85007 | Maricopa | 1 | Open | 1999-02-01 | 12000 | Gasoline (UL) | COMPARTMENT A | Double Walled | Fiberglass Reinforced Plastic | Pressure | Double Walled | Fiberglass Reinforced Plastic
0-008984 | 4 SONS FOOD STORES #504 | 3610 W PINNACLE PEAK RD | PHOENIX | AZ | 85310 | Maricopa | 2 | Open | 1996-01-01 | 8000 | Gasoline | COMPARTMENT A | Double Walled | Fiberglass Reinforced Plastic | Pressure | Double Walled | Fiberglass Reinforced Plastic
0-008984 | 4 SONS FOOD STORES #504 | 3610 W PINNACLE PEAK RD | PHOENIX | AZ | 85310 | Maricopa | 3 | Open | 1996-01-01 | 8000 | Gasoline | COMPARTMENT A | Double Walled | Fiberglass Reinforced Plastic | Pressure | Double Walled | Fiberglass Reinforced Plastic
0-007159 | CORDES JUNCTION CHEVRON #207129 | 19625 E CORDES LAKES RD | CORDES JUNCTION | AZ | 86333 | Yavapai | 3 | Open | 1990-12-01 | 8000 | Gasoline | COMPARTMENT A | Single Walled | Fiberglass Reinforced Plastic | Pressure |  | Fiberglass Reinforced Plastic
0-009769 | CIRCLE K #2706347 | 8202 E MCDOWELL RD | SCOTTSDALE | AZ | 85257 | Maricopa | 3 | Open | 2001-01-12 | 10000 | Diesel | COMPARTMENT A | Double Walled | Fiberglass Reinforced Plastic | Pressure | Double Walled | Flexible
0-002674 | CIRCLE K #2701576 | 1245 E GURLEY ST | PRESCOTT | AZ | 86301 | Yavapai | 3 | Open | 1986-08-09 | 10000 | Gasoline | COMPARTMENT A |  | Fiberglass Reinforced Plastic | Pressure |  | Fiberglass Reinforced Plastic
0-009828 | CIRCLE K #2705915 | 20721 N SCOTTSDALE RD | SCOTTSDALE | AZ | 85255 | Maricopa | 3 | Open | 2001-11-01 | 15000 | Diesel | COMPARTMENT A | Double Walled | Fiberglass Reinforced Plastic | Pressure | Double Walled | Fiberglass Reinforced Plastic
0-010000 | QUIKTRIP #479 | 8233 N 7TH ST | PHOENIX | AZ | 85020 | Maricopa | 3 | Open | 2003-10-06 | 20000 | Gasoline | COMPARTMENT A | Double Walled | Fiberglass Reinforced Plastic | Pressure | Double Walled | Flexible
0-009807 | ARCO AM/PM | 950 E 16TH ST | YUMA | AZ | 85365 | Yuma | 2 | Open | 2000-02-04 | 20000 | Gasoline | COMPARTMENT A | Double Walled | Fiberglass Reinforced Plastic | Pressure | Double Walled | Fiberglass Reinforced Plastic
0-006459 | BRIDES AUTO CENTER | 1310 W CLEVELAND | SAINT JOHNS | AZ | 85936 | Apache | 2 | Open | 1978-01-01 | 12000 | Gasoline | COMPARTMENT A | Double Walled | Composite (Steel/Fiberglass) | Pressure |  | Bare or Galvanized Steel
0-008643 | SUPERPUMPER #15 | 8646 E FRANK LLOYD WRIGHT BLVD | SCOTTSDALE | AZ | 85260 | Maricopa | 4 | Open | 1995-07-13 | 12000 | Gasoline | COMPARTMENT A | Double Walled | Fiberglass Reinforced Plastic | Pressure | Double Walled | Flexible
0-009759 | GANTZEL FARMS | 25 W OCOTILLO RD | QUEEN CREEK | AZ | 85140 | Pinal | 1 | Open | 2000-12-28 | 20000 | Gasoline | COMPARTMENT A | Double Walled | Fiberglass Reinforced Plastic | Pressure | Double Walled | Fiberglass Reinforced Plastic
0-009759 | GANTZEL FARMS | 25 W OCOTILLO RD | QUEEN CREEK | AZ | 85140 | Pinal | 2 | Open | 2000-12-28 | 12000 | Gasoline | COMPARTMENT B | Double Walled | Fiberglass Reinforced Plastic
0-005450 | CIRCLE K #2702910 | 822 E JIMMIE KERR BLVD | CASA GRANDE | AZ | 85122 | Pinal | 6 | Open | 1996-02-07 | 10000 | Gasoline | COMPARTMENT A | Double Walled | Fiberglass Reinforced Plastic | Pressure | Double Walled | Fiberglass Reinforced Plastic
0-009788 | CIRCLE K STORE #2741650 | 2088 W ORANGE GROVE RD | TUCSON | AZ | 85704 | Pima | 3 | Open | 2001-04-09 | 15000 | Gasoline (UL) | COMPARTMENT A | Double Walled | Composite (Steel/Fiberglass) | Pressure | Double Walled | Fiberglass Reinforced Plastic
0-001479 | CIRCLE K #2701781 | 1540 E BROADWAY RD | PHOENIX | AZ | 85040 | Maricopa | 1 | Open | 1985-01-01 | 10000 | Gasoline (UL) | COMPARTMENT A | Single Walled | Fiberglass Reinforced Plastic | Pressure | Single Walled | Fiberglass Reinforced Plastic
0-004308 | CIRCLE K #2708510 | 3712 W CORTARO FARMS RD | MARANA | AZ | 85742 | Pima | 1 | Open | 1987-01-22 | 10000 | Gasoline | COMPARTMENT A | Double Walled | Fiberglass Reinforced Plastic | Pressure |  | Fiberglass Reinforced Plastic
0-008703 | FLAGSTAFF LANDSCAPES PRODUCTS | 6500 E US HIGHWAY 66 | FLAGSTAFF | AZ | 86004 | Coconino | 3 | Open | 1998-09-01 | 10000 | Diesel | COMPARTMENT A |  | Composite (Steel/Fiberglass) | Pressure | Double Walled | Fiberglass Reinforced Plastic
0-009031 | MOBIL MART | 1395 W MAIN ST | QUARTZSITE | AZ | 85346 | La Paz | 2 | Open | 1996-09-01 | 6000 | Gasoline (UL) | COMPARTMENT A | Double Walled | Composite (Steel/Fiberglass) | Pressure | Double Walled | Flexible
0-009703 | POWER & GUADALUPE SHELL | 6810 E GUADALUPE RD | MESA | AZ | 85212 | Maricopa | 2 | Open | 2000-09-01 | 12000 | Gasoline | COMPARTMENT A | Double Walled | Fiberglass Reinforced Plastic | Pressure | Double Walled | Fiberglass Reinforced Plastic
0-001426 | CIRCLE K #2701557 | 15 S HARRISON RD | TUCSON | AZ | 85748 | Pima | 1 | Open | 1985-01-01 | 10000 | Gasoline | COMPARTMENT A | Double Walled | Fiberglass Reinforced Plastic | Pressure |  | Fiberglass Reinforced Plastic
0-006326 | A & M UNION 76 | 5561 E SPEEDWAY BLVD | TUCSON | AZ | 85712 | Pima | 6 | Open | 2019-08-26 | 6000 | Gasoline (PUL) | COMPARTMENT B | Double Walled | Fiberglass Reinforced Plastic | Pressure | Double Walled | Fiberglass Reinforced Plastic
0-006326 | A & M UNION 76 | 5561 E SPEEDWAY BLVD | TUCSON | AZ | 85712 | Pima | 6 | Open | 2019-08-26 | 6000 | Diesel | COMPARTMENT A | Double Walled | Fiberglass Reinforced Plastic | Pressure | Double Walled | Fiberglass Reinforced Plastic
0-004483 | SHAY OIL CO #4 | 2491 W 16TH ST | YUMA | AZ | 85364 | Yuma | 3 | Open | 1974-01-17 | 5000 | Gasoline | COMPARTMENT A | Double Walled | Fiberglass Reinforced Plastic | Pressure |  | Fiberglass Reinforced Plastic
0-007404 | GOLDEN VALLEY SHELL | 5405 US HIGHWAY 68 | GOLDEN VALLEY | AZ | 86413 | Mohave | 7 | Open | 1991-08-28 | 10000 | Gasoline | COMPARTMENT A | Double Walled | Composite (Steel/Fiberglass) | Pressure |  | Fiberglass Reinforced Plastic
0-009355 | JUNCTION EXPRESS | 1090 S HIGHWAY 80 | BENSON | AZ | 85602 | Cochise | 2 | Open | 1998-09-01 | 6000 | Gasoline | COMPARTMENT A | Single Walled | Fiberglass Reinforced Plastic | Pressure |  | Fiberglass Reinforced Plastic
0-002578 | MARRIOTT SUITES SCOTTSDALE | 7325 E 3RD AVE | SCOTTSDALE | AZ | 85251 | Maricopa | 1 | Open | 1988-07-21 | 1500 | Diesel | COMPARTMENT A | Single Walled | Fiberglass Reinforced Plastic | Suction - Check Valve at the Tank Top |  | Bare or Galvanized Steel
0-009037 | ARCO AM/PM | 1989 W RAY RD | CHANDLER | AZ | 85224 | Maricopa | 2 | Open | 1996-07-17 | 15000 | Gasoline | COMPARTMENT A | Double Walled | Fiberglass Reinforced Plastic | Pressure | Double Walled | Fiberglass Reinforced Plastic
0-009084 | ARCO AM/PM | 28 N SIGNAL BUTTE RD | APACHE JUNCTION | AZ | 85120 | Maricopa | 3 | Open | 1997-03-21 | 20000 | Gasoline | COMPARTMENT A | Double Walled | Fiberglass Reinforced Plastic | Pressure | Double Walled | Fiberglass Reinforced Plastic
0-000216 | MAVERIK COUNTRY STORE #213 | 4495 S HIGHWAY 95 | MOHAVE VALLEY | AZ | 86426 | Mohave | 4 | Open | 2005-02-01 | 15000 | Gasoline | COMPARTMENT A | Double Walled | Fiberglass Reinforced Plastic | Pressure | Double Walled | Flexible
0-000216 | MAVERIK COUNTRY STORE #213 | 4495 S HIGHWAY 95 | MOHAVE VALLEY | AZ | 86426 | Mohave | 1 | Open | 1988-03-01 | 12000 | Gasoline | COMPARTMENT A | Double Walled | Composite (Steel/Fiberglass) | Pressure | Double Walled | Flexible
0-009761 | CIRCLE K #2706286 | 8630 E GOLF LINKS RD | TUCSON | AZ | 85730 | Pima | 2 | Open | 2001-01-01 | 10000 | Gasoline | COMPARTMENT A | Double Walled | Fiberglass Reinforced Plastic | Pressure | Double Walled | Flexible
0-002168 | FCA US LLC ARIZONA PROVING GROUND | 1 PROVING GROUND ROAD | YUCCA | AZ | 86438 | Mohave | 10 | Open | 1991-05-01 | 12000 | Gasoline | COMPARTMENT A | Double Walled | Fiberglass Reinforced Plastic | Pressure | Double Walled | Fiberglass Reinforced Plastic
0-002168 | FCA US LLC ARIZONA PROVING GROUND | 1 PROVING GROUND ROAD | YUCCA | AZ | 86438 | Mohave | 3 | Open | 1986-04-01 | 12000 | Diesel | COMPARTMENT A | Double Walled | Fiberglass Reinforced Plastic | Pressure | Double Walled | Fiberglass Reinforced Plastic
0-000540 | ARCO #1509 | 10303 GRAND AVE | SUN CITY | AZ | 85351 | Maricopa | 10 | Open | 1990-02-02 | 10000 | Gasoline | COMPARTMENT A | Double Walled | Fiberglass Reinforced Plastic | Pressure | Double Walled | Fiberglass Reinforced Plastic
0-004808 | SUPREME OIL CO | 2110 GRAND AVE | PHOENIX | AZ | 85009 | Maricopa | 8 | Open | 1986-01-01 | 1000 | Gasoline | COMPARTMENT A | Single Walled | Fiberglass Reinforced Plastic | Pressure |  | Fiberglass Reinforced Plastic
0-000944 | CARIOCA #36 | 447 W WICKENBURG WAY | WICKENBURG | AZ | 85390 | Maricopa | 1 | Open | 1971-01-01 | 10000 | Gasoline | COMPARTMENT A | Single Walled | Asphalt coated or Bare Steel | Pressure | Double Walled | Fiberglass Reinforced Plastic
0-002062 | BROWN'S COUNTRY GENERAL | 6533 N FORT GRANT RD | WILLCOX | AZ | 85643 | Cochise | 4 | Open | 1990-06-26 | 4000 | Gasoline | COMPARTMENT A | Double Walled | Composite (Steel/Fiberglass) | Pressure | Single Walled | Fiberglass Reinforced Plastic
0-010636 | FRY'S FUEL #619 | 4120 N 103RD AVE | PHOENIX | AZ | 85037 | Maricopa | 1 | Open | 2014-10-09 | 20000 | Gasoline | COMPARTMENT A | Double Walled | Fiberglass Reinforced Plastic | Pressure | Double Walled | Fiberglass Reinforced Plastic
0-001321 | CIRCLE K #816 | 606 N BEELINE HWY | PAYSON | AZ | 85541 | Gila | 3 | Open | 1997-01-23 | 10000 | Gasoline (UL) | COMPARTMENT A | Single Walled | Fiberglass Reinforced Plastic | Pressure | Double Walled | Fiberglass Reinforced Plastic
0-007910 | STONECREEK THE GOLF CLUB | 4435 E PARADISE VILLAGE PKWY S | PHOENIX | AZ | 85032 | Maricopa | 1 | Open | 1989-11-01 | 1000 | Gasoline | COMPARTMENT A |  | Fiberglass Reinforced Plastic | Pressure |  | Fiberglass Reinforced Plastic
0-007910 | STONECREEK THE GOLF CLUB | 4435 E PARADISE VILLAGE PKWY S | PHOENIX | AZ | 85032 | Maricopa | 2 | Open | 1989-11-01 | 1000 | Diesel | COMPARTMENT A |  | Fiberglass Reinforced Plastic | Pressure |  | Fiberglass Reinforced Plastic
0-010285 | COSTCO WHOLESALE #1028 | 7525 E HAMPTON AVE | MESA | AZ | 85209 | Maricopa | 4 | Open | 2011-08-01 | 1500 | Other | COMPARTMENT A | Double Walled | Fiberglass Reinforced Plastic | Pressure | Double Walled | Fiberglass Reinforced Plastic
0-010214 | QUIKTRIP #437 | 21 E OLD WEST HWY | APACHE JUNCTION | AZ | 85119 | Pinal | 1 | Open | 2007-10-11 | 12000 | Gasoline | COMPARTMENT A | Double Walled | Fiberglass Reinforced Plastic | Pressure | Double Walled | Fiberglass Reinforced Plastic
0-010228 | QUIKTRIP #469 | 2761 E BASELINE RD | GILBERT | AZ | 85234 | Maricopa | 3 | Open | 2007-09-11 | 20000 | Gasoline | COMPARTMENT A | Double Walled | Fiberglass Reinforced Plastic | Pressure | Double Walled | Fiberglass Reinforced Plastic
0-003139 | CITY OF MESA - FLEET SUPPORT SERVICES | 310 E 6TH ST | MESA | AZ | 85201 | Maricopa | 19 | Open | 1993-01-01 | 1000 | New Oil | COMPARTMENT A | Double Walled | Fiberglass Reinforced Plastic | Suction - Check Valve at the Tank Top | Double Walled | Fiberglass Reinforced Plastic
0-009940 | FRYS FUEL CENTER #61 | 15502 W BELL RD | SURPRISE | AZ | 85374 | Maricopa | 2 | Open | 2001-11-07 | 15000 | Gasoline | COMPARTMENT A | Double Walled | Fiberglass Reinforced Plastic | Pressure | Double Walled | Flexible
0-009903 | MAVERIK COUNTRY STORE #294 | 541 W FINNIE FLAT RD | CAMP VERDE | AZ | 86322 | Yavapai | 1 | Open | 2002-09-01 | 12000 | Gasoline | COMPARTMENT A | Double Walled | Fiberglass Reinforced Plastic | Pressure | Double Walled | Flexible
0-009903 | MAVERIK COUNTRY STORE #294 | 541 W FINNIE FLAT RD | CAMP VERDE | AZ | 86322 | Yavapai | 3 | Open | 2002-09-01 | 12000 | Gasoline | COMPARTMENT A | Double Walled | Fiberglass Reinforced Plastic | Pressure | Double Walled | Flexible
0-000917 | TEXACO #60-349-0332 | 6701 W INDIAN SCHOOL RD | PHOENIX | AZ | 85033 | Maricopa | 5 | Open | 2020-04-07 | 7000 | Diesel | COMPARTMENT B | Double Walled | Polyethylene Jacketed Steel | Pressure | Double Walled | Fiberglass Reinforced Plastic
0-001325 | CIRCLE K #2700822 | 3 E MAIN ST | AVONDALE | AZ | 85323 | Maricopa | 3 | Open | 1985-12-01 | 10000 | Gasoline | COMPARTMENT A |  | Fiberglass Reinforced Plastic | Pressure |  | Fiberglass Reinforced Plastic
0-010282 | 4 SONS FOOD STORES #201 | 2905 S 99TH AVE | PHOENIX | AZ | 85353 | Maricopa | 2 | Open | 2008-11-01 | 15000 | Gasoline | COMPARTMENT A | Double Walled | Fiberglass Reinforced Plastic | Pressure | Double Walled | Fiberglass Reinforced Plastic
0-010300 | CIRCLE K STORE #2703395 | 16247 W BELL RD | SURPRISE | AZ | 85374 | Maricopa | 1 | Open | 2009-03-09 | 20000 | Gasoline | COMPARTMENT A | Double Walled | Fiberglass Reinforced Plastic | Pressure | Double Walled | Fiberglass Reinforced Plastic
0-010301 | CIRCLE K STORE #2703379 | 507 W BROADWAY RD | TEMPE | AZ | 85282 | Maricopa | 3 | Open | 2009-02-02 | 12000 | Diesel | COMPARTMENT A | Double Walled | Fiberglass Reinforced Plastic | Pressure | Double Walled | Fiberglass Reinforced Plastic
0-003876 | CITY OF PHOENIX - NORTH TRANSIT FACILITY | 2010 W DESERT COVE AVE | PHOENIX | AZ | 85029 | Maricopa | 18 | Open | 2013-09-05 | 20000 | Diesel | COMPARTMENT A | Double Walled | Fiberglass Reinforced Plastic | Pressure | Double Walled | Fiberglass Reinforced Plastic
0-010400 | SMOKEHOUSE TRAIL POLICE PRECINCT | 33355 N CAVE CREEK RD | PHOENIX | AZ | 85331 | Maricopa | 1 | Open | 2010-06-15 | 12000 | Gasoline | COMPARTMENT A | Double Walled | Fiberglass Reinforced Plastic | Pressure | Double Walled | Flexible
0-010319 | SUPERSTAR CARWASH | 21695 N LAKE PLEASANT PKWY | PEORIA | AZ | 85382 | Maricopa | 1 | Open | 2009-08-03 | 20000 | Gasoline | COMPARTMENT A | Double Walled | Composite (Steel/Fiberglass) | Pressure | Double Walled | Fiberglass Reinforced Plastic
0-010319 | SUPERSTAR CARWASH | 21695 N LAKE PLEASANT PKWY | PEORIA | AZ | 85382 | Maricopa | 2 | Open | 2009-08-03 | 5000 | Diesel | COMPARTMENT A | Double Walled | Composite (Steel/Fiberglass) | Pressure | Double Walled | Fiberglass Reinforced Plastic
0-010356 | MAVERIK COUNTRY STORE #419 | 3576 N GLASSFORD HILL RD | PRESCOTT VALLEY | AZ | 86314 | Yavapai | 1 | Open | 2010-02-01 | 12000 | Gasoline | COMPARTMENT A | Double Walled | Fiberglass Reinforced Plastic | Pressure | Double Walled | Flexible
0-010356 | MAVERIK COUNTRY STORE #419 | 3576 N GLASSFORD HILL RD | PRESCOTT VALLEY | AZ | 86314 | Yavapai | 3 | Open | 2010-02-01 | 12000 | Gasoline | COMPARTMENT A | Double Walled | Fiberglass Reinforced Plastic | Pressure | Double Walled | Flexible
0-010356 | MAVERIK COUNTRY STORE #419 | 3576 N GLASSFORD HILL RD | PRESCOTT VALLEY | AZ | 86314 | Yavapai | 4 | Open | 2010-02-01 | 12000 | Diesel | COMPARTMENT A | Double Walled | Fiberglass Reinforced Plastic | Pressure | Double Walled | Flexible
0-010367 | QUICKTRIP STORE NO 1492 | 1425 W GRANT RD | TUCSON | AZ | 85745 | Pima | 2 | Open | 2010-04-29 | 20000 | Gasoline | COMPARTMENT A | Double Walled | Fiberglass Reinforced Plastic | Pressure | Double Walled | Fiberglass Reinforced Plastic
0-002534 | WAHWEAP SINCLAIR STATION | 100 LAKESHORE DR | PAGE | AZ | 86040 | Coconino | 3 | Open | 1987-04-01 | 20000 | Gasoline (UL) | COMPARTMENT A | Double Walled | Fiberglass Reinforced Plastic | Pressure | Double Walled | Fiberglass Reinforced Plastic
0-004985 | MESA FUEL CO | 1850 S SOLOMON | MESA | AZ | 85204 | Maricopa | 15 | Open | 2015-01-08 | 12000 | Gasoline | COMPARTMENT A | Double Walled | Composite (Steel/Fiberglass) | Pressure | Double Walled | Fiberglass Reinforced Plastic
0-010042 | QUIKTRIP #452 | 816 W UNIVERSITY DR | MESA | AZ | 85201 | Maricopa | 2 | Open | 2004-07-27 | 20000 | Gasoline | COMPARTMENT A | Double Walled | Fiberglass Reinforced Plastic | Pressure | Double Walled | Flexible
0-010026 | SPEEDWAY STORE #2888 | 6509 STATE ROUTE 179 | VILLAGE OF OAK CREEK | AZ | 86351 | Yavapai | 1 | Open | 2003-03-01 | 8000 | Diesel | COMPARTMENT B | Double Walled | Fiberglass Reinforced Plastic
0-010026 | SPEEDWAY STORE #2888 | 6509 STATE ROUTE 179 | VILLAGE OF OAK CREEK | AZ | 86351 | Yavapai | 1 | Open | 2003-03-01 | 12000 | Gasoline (PUL) | COMPARTMENT A | Double Walled | Fiberglass Reinforced Plastic
0-009039 | GPM #4614 | 2160 W DREXEL RD | TUCSON | AZ | 85746 | Pima | 2 | Open | 1996-10-01 | 12000 | Gasoline | COMPARTMENT A | Double Walled | Fiberglass Reinforced Plastic | Pressure | Double Walled | Fiberglass Reinforced Plastic
0-010465 | QUIKTRIP #432 | 4075 S 32ND ST | PHOENIX | AZ | 85040 | Maricopa | 1 | Open | 2012-10-18 | 20000 | Gasoline | COMPARTMENT A | Double Walled | Fiberglass Reinforced Plastic | Pressure | Double Walled | Fiberglass Reinforced Plastic
0-010465 | QUIKTRIP #432 | 4075 S 32ND ST | PHOENIX | AZ | 85040 | Maricopa | 3 | Open | 2012-10-18 | 12000 | Gasoline | COMPARTMENT A | Double Walled | Fiberglass Reinforced Plastic | Pressure | Double Walled | Fiberglass Reinforced Plastic
0-010465 | QUIKTRIP #432 | 4075 S 32ND ST | PHOENIX | AZ | 85040 | Maricopa | 4 | Open | 2012-10-18 | 12000 | Diesel | COMPARTMENT A | Double Walled | Fiberglass Reinforced Plastic | Pressure | Double Walled | Fiberglass Reinforced Plastic
0-001389 | CIRCLE K #2701250 | 330 E BROADWAY RD | MESA | AZ | 85210 | Maricopa | 2 | Open | 1985-01-01 | 10000 | Diesel | COMPARTMENT A | Single Walled | Fiberglass Reinforced Plastic | Pressure | Single Walled | Fiberglass Reinforced Plastic
0-001521 | CIRCLE K #2703746 | 12201 N CAVE CREEK RD | PHOENIX | AZ | 85022 | Maricopa | 3 | Open | 1983-01-01 | 10000 | Gasoline (Mid-Grade UL) | COMPARTMENT A | Single Walled | Fiberglass Reinforced Plastic | Pressure |  | Fiberglass Reinforced Plastic
0-009768 | CIRCLE K #2705594 | 2425 ADOBE RD | BULLHEAD CITY | AZ | 86442 | Mohave | 1 | Open | 2001-06-19 | 15000 | Gasoline | COMPARTMENT A | Double Walled | Fiberglass Reinforced Plastic | Pressure | Double Walled | Fiberglass Reinforced Plastic
0-008610 | FLYING J TRAVEL PLAZA #612 | 400 TRANSCON LN | WINSLOW | AZ | 86047 | Navajo | 5 | Open | 1995-01-25 | 12000 | Gasoline | COMPARTMENT A | Double Walled | Fiberglass Reinforced Plastic | Pressure | Double Walled | Fiberglass Reinforced Plastic
0-008610 | FLYING J TRAVEL PLAZA #612 | 400 TRANSCON LN | WINSLOW | AZ | 86047 | Navajo | 1 | Open | 1995-01-25 | 20000 | Diesel | COMPARTMENT A | Double Walled | Fiberglass Reinforced Plastic | Pressure | Double Walled | Fiberglass Reinforced Plastic
0-009232 | FASTRIP FOOD STORE #9915/9916 | 1620 N PINAL AVE | CASA GRANDE | AZ | 85122 | Pinal | 6 | Open | 2007-05-12 | 20000 | Gasoline | COMPARTMENT A | Double Walled | Fiberglass Reinforced Plastic | Pressure | Double Walled | Fiberglass Reinforced Plastic
0-009713 | BASELINE CARDLOCK & TANK WAGON | 822 E BASELINE RD | MESA | AZ | 85204 | Maricopa | 1 | Open | 2000-10-30 | 17000 | Diesel | COMPARTMENT A | Double Walled | Fiberglass Reinforced Plastic
0-009704 | SHELL #28 | 20210 N CAVE CREEK RD | PHOENIX | AZ | 85024 | Maricopa | 3 | Open | 2008-01-23 | 5000 | Diesel | COMPARTMENT A | Double Walled | Fiberglass Reinforced Plastic | Pressure | Double Walled | Fiberglass Reinforced Plastic
0-009704 | SHELL #28 | 20210 N CAVE CREEK RD | PHOENIX | AZ | 85024 | Maricopa | 1 | Open | 1998-09-01 | 15000 | Gasoline | COMPARTMENT A | Double Walled | Fiberglass Reinforced Plastic | Pressure | Double Walled | Fiberglass Reinforced Plastic
0-010481 | FIESTA DISTRICT POLICE STATION | 1010 W GROVE AVE | MESA | AZ | 85210 | Maricopa | 2 | Open | 2012-11-01 | 15000 | Gasoline | COMPARTMENT A | Double Walled | Fiberglass Reinforced Plastic | Pressure | Double Walled | Fiberglass Reinforced Plastic
0-010503 | QUIKTRIP STORE #443R | 4275 W INDIAN SCHOOL RD | PHOENIX | AZ | 85019 | Maricopa | 2 | Open | 2014-03-07 | 20000 | Gasoline | COMPARTMENT A | Double Walled | Fiberglass Reinforced Plastic | Pressure | Double Walled | Fiberglass Reinforced Plastic
0-003421 | PHOENIX NORTHEAST CO #164100 | 3640 E INDIAN SCHOOL RD | PHOENIX | AZ | 85018 | Maricopa | 2 | Open | 1995-01-01 | 2500 | Diesel | COMPARTMENT A | Double Walled | Fiberglass Reinforced Plastic | Suction - Check Valve at the Tank Top |  | Fiberglass Reinforced Plastic
0-001820 | BISBEE BEVERAGE & LIQUOR | 1476 W HIGHWAY 92 | BISBEE | AZ | 85603 | Cochise | 3 | Open | 1992-03-17 | 10000 | Diesel | COMPARTMENT A | Single Walled | Fiberglass Reinforced Plastic | Pressure | Double Walled | Flexible
0-010345 | FRYS FUEL CENTER #127 | 4202 W CACTUS RD | PHOENIX | AZ | 85029 | Maricopa | 1 | Open | 2002-12-01 | 20000 | Gasoline | COMPARTMENT A | Double Walled | Fiberglass Reinforced Plastic | Pressure | Double Walled | Flexible
0-010329 | FRYS FUEL CENTER #623 | 1815 W GLENDALE AVE | PHOENIX | AZ | 85021 | Maricopa | 2 | Open | 2009-11-01 | 8000 | Gasoline | COMPARTMENT A | Double Walled | Fiberglass Reinforced Plastic | Pressure | Double Walled | Flexible
0-010557 | GPM #4597 | 21198 E OCOTILLO RD | QUEEN CREEK | AZ | 85142 | Maricopa | 1 | Open | 2015-12-15 | 30000 | Gasoline (UL) | COMPARTMENT A | Double Walled | Fiberglass Reinforced Plastic | Pressure | Double Walled | Fiberglass Reinforced Plastic
0-010557 | GPM #4597 | 21198 E OCOTILLO RD | QUEEN CREEK | AZ | 85142 | Maricopa | 2 | Open | 2015-12-15 | 8000 | Gasoline (PUL) | COMPARTMENT A | Double Walled | Fiberglass Reinforced Plastic | Pressure | Double Walled | Fiberglass Reinforced Plastic
0-001466 | CIRCLE K #2701673 | 1910 W DEER VALLEY RD | PHOENIX | AZ | 85027 | Maricopa | 2 | Open | 1985-01-01 | 10000 | Gasoline | COMPARTMENT A | Single Walled | Fiberglass Reinforced Plastic | Pressure | Single Walled | Fiberglass Reinforced Plastic
0-010176 | LAVEEN CHEVRON #305052 | 5115 W SOUTHERN AVE | PHOENIX | AZ | 85339 | Maricopa | 2 | Open | 2007-05-15 | 12000 | Gasoline | COMPARTMENT A | Double Walled | Fiberglass Reinforced Plastic | Pressure | Double Walled | Fiberglass Reinforced Plastic
0-010574 | FRY'S FUEL FACILITY #681 | 2955 E OCOTILLO RD | CHANDLER | AZ | 85249 | Maricopa | 2 | Open | 2016-10-20 | 10000 | Diesel | COMPARTMENT A | Double Walled | Fiberglass Reinforced Plastic | Pressure | Double Walled | Fiberglass Reinforced Plastic
0-010569 | LOVE'S TRAVEL STOP #659 | 8313 W ROOSEVELT ST | TOLLESON | AZ | 85353 | Maricopa | 4 | Open | 2016-06-13 | 30000 | Gasoline (UL) | COMPARTMENT A | Double Walled | Fiberglass Reinforced Plastic | Pressure | Double Walled | Fiberglass Reinforced Plastic
0-010569 | LOVE'S TRAVEL STOP #659 | 8313 W ROOSEVELT ST | TOLLESON | AZ | 85353 | Maricopa | 6 | Open | 2019-12-30 | 2000 | New Oil | COMPARTMENT G | Double Walled | Fiberglass Reinforced Plastic | Suction - Check Valve at the Tank Top | Double Walled | Fiberglass Reinforced Plastic
0-010569 | LOVE'S TRAVEL STOP #659 | 8313 W ROOSEVELT ST | TOLLESON | AZ | 85353 | Maricopa | 6 | Open | 2019-12-30 | 8000 | New Oil | COMPARTMENT D | Double Walled | Fiberglass Reinforced Plastic | Suction - Check Valve at the Tank Top | Double Walled | Fiberglass Reinforced Plastic
0-010569 | LOVE'S TRAVEL STOP #659 | 8313 W ROOSEVELT ST | TOLLESON | AZ | 85353 | Maricopa | 5 | Open | 2016-06-13 | 12000 | Diesel | COMPARTMENT A | Double Walled | Fiberglass Reinforced Plastic | Pressure | Double Walled | Fiberglass Reinforced Plastic
0-005811 | GILBERT MOBIL GAS COMPANY | 2371 E BASELINE RD | GILBERT | AZ | 85234 | Maricopa | 2 | Open | 1988-09-01 | 12000 | Gasoline (UL) | COMPARTMENT A | Double Walled | Fiberglass Reinforced Plastic | Pressure | Double Walled | Fiberglass Reinforced Plastic
0-007775 | GAS-N-GRUB 7 | 2996 HIGHWAY 68 | BULLHEAD CITY | AZ | 86429 | Mohave | 1 | Open | 1991-07-15 | 10000 | Gasoline | COMPARTMENT A | Double Walled | Fiberglass Reinforced Plastic | Pressure | Double Walled | Fiberglass Reinforced Plastic
0-009687 | ARCO AM/PM | 1208 S ELLSWORTH RD | MESA | AZ | 85209 | Maricopa | 2 | Open | 2000-05-16 | 10000 | Gasoline | COMPARTMENT A | Double Walled | Fiberglass Reinforced Plastic | Pressure | Double Walled | Fiberglass Reinforced Plastic
0-008508 | AAA SAFE STORAGE & MINI MART | 3179 HARRISON ST | KINGMAN | AZ | 86401 | Mohave | 2 | Open | 1994-03-29 | 5000 | Gasoline | COMPARTMENT A | Double Walled | Composite (Steel/Fiberglass) | Pressure | Double Walled | Fiberglass Reinforced Plastic
0-010197 | CIRCLE K STORE #2703373 | 888 S HIGLEY RD | GILBERT | AZ | 85296 | Maricopa | 1 | Open | 2007-06-15 | 20000 | Gasoline | COMPARTMENT A | Double Walled | Fiberglass Reinforced Plastic | Pressure | Double Walled | Fiberglass Reinforced Plastic
0-010197 | CIRCLE K STORE #2703373 | 888 S HIGLEY RD | GILBERT | AZ | 85296 | Maricopa | 2 | Open | 2007-06-15 | 20000 | Gasoline | COMPARTMENT A | Double Walled | Fiberglass Reinforced Plastic | Pressure | Double Walled | Fiberglass Reinforced Plastic
0-006001 | COBBLESTONE 11 | 616 W BASELINE RD | TEMPE | AZ | 85283 | Maricopa | 1 | Open | 1986-11-01 | 10000 | Gasoline | COMPARTMENT A | Single Walled | Fiberglass Reinforced Plastic | Suction - Check Valve at the Tank Top | Double Walled | Fiberglass Reinforced Plastic
0-009729 | SYMANTEC | 3701 E COLUMBIA ST | TUCSON | AZ | 85714 | Pima | 3 | Open | 2008-12-05 | 25000 | Red Diesel | COMPARTMENT A | Double Walled | Fiberglass Reinforced Plastic | Pressure | Double Walled | Flexible
0-009729 | SYMANTEC | 3701 E COLUMBIA ST | TUCSON | AZ | 85714 | Pima | 5 | Open | 2008-12-05 | 25000 | Red Diesel | COMPARTMENT A | Double Walled | Fiberglass Reinforced Plastic | Pressure | Double Walled | Flexible
0-009445 | WERNER ENTERPRISES | 4801 W MAGNOLIA ST | PHOENIX | AZ | 85043 | Maricopa | 1 | Open | 1996-01-01 | 15000 | Diesel | COMPARTMENT A | Double Walled | Fiberglass Reinforced Plastic | Pressure | Double Walled | Fiberglass Reinforced Plastic
0-009852 | MESA STAR CHEVRON | 7956 E UNIVERSITY DR | MESA | AZ | 85207 | Maricopa | 1 | Open | 2001-01-18 | 10000 | Gasoline | COMPARTMENT B | Double Walled | Asphalt coated or Bare Steel
0-009278 | MAVERIK COUNTY STORE #545 | 690 W STATE ROUTE 89A | COTTONWOOD | AZ | 86326 | Yavapai | 3 | Open | 1998-01-23 | 12000 | Gasoline | COMPARTMENT A | Double Walled | Fiberglass Reinforced Plastic | Pressure | Double Walled
0-006390 | GREEN VALLEY SUPER CENTER | 171 W CONTINENTAL RD | GREEN VALLEY | AZ | 85622 | Pima | 1 | Open | 1984-01-01 | 12000 | Gasoline | COMPARTMENT A |  | Fiberglass Reinforced Plastic | Pressure |  | Fiberglass Reinforced Plastic
0-008261 | GOOD 2 GO STORES #506 | 915 W BEALE ST | KINGMAN | AZ | 86401 | Mohave | 1 | Open | 1994-03-24 | 12000 | Gasoline | COMPARTMENT A | Double Walled | Composite (Steel/Fiberglass) | Pressure | Double Walled | Fiberglass Reinforced Plastic
0-005318 | CHEVRON - QUICK MART | 3686 E SANTA FE AVE | FLAGSTAFF | AZ | 86004 | Coconino | 5 | Open | 1996-05-02 | 12000 | Gasoline | COMPARTMENT A | Double Walled | Composite (Steel/Fiberglass) | Pressure | Double Walled | Fiberglass Reinforced Plastic
0-002473 | HATCH'S CORNER GAS | 404 NAVAJO BLVD | HOLBROOK | AZ | 86025 | Navajo | 5 | Open | 1993-06-01 | 5000 | Gasoline | COMPARTMENT A | Double Walled | Fiberglass Reinforced Plastic | Pressure |  | Fiberglass Reinforced Plastic
0-008125 | CHINO VALLEY STATION | 995 S STATE ROUTE 89 | CHINO VALLEY | AZ | 86323 | Yavapai | 4 | Open | 1994-01-18 | 8000 | Diesel | COMPARTMENT A | Single Walled | Asphalt coated or Bare Steel | Pressure | Single Walled | Bare or Galvanized Steel
0-002001 | CHEVRON | 5960 N ORACLE RD | TUCSON | AZ | 85704 | Pima | 2 | Open | 1985-01-01 | 8000 | Gasoline (UL) | COMPARTMENT A | Double Walled | Fiberglass Reinforced Plastic | Pressure |  | Fiberglass Reinforced Plastic
0-009537 | COSTCO #481 | 1415 N ARIZONA AVE | GILBERT | AZ | 85233 | Maricopa | 3 | Open | 1999-06-20 | 30000 | Gasoline | COMPARTMENT A | Double Walled | Fiberglass Reinforced Plastic | Pressure | Double Walled | Flexible
0-006135 | CIRCLE K #2701785 | 7460 W CACTUS RD | PEORIA | AZ | 85381 | Maricopa | 2 | Open | 1985-01-01 | 10000 | Gasoline | COMPARTMENT A | Single Walled | Fiberglass Reinforced Plastic | Pressure | Single Walled | Fiberglass Reinforced Plastic
0-010063 | SHAY STATION #21 | 2092 E 24TH ST | YUMA | AZ | 85365 | Yuma | 2 | Open | 2004-11-22 | 12000 | Gasoline | COMPARTMENT A | Double Walled | Fiberglass Reinforced Plastic | Pressure | Double Walled | Flexible
0-010063 | SHAY STATION #21 | 2092 E 24TH ST | YUMA | AZ | 85365 | Yuma | 1 | Open | 2004-11-22 | 12000 | Diesel | COMPARTMENT A | Double Walled | Fiberglass Reinforced Plastic | Pressure | Double Walled | Flexible
0-010003 | QUIKTRIP #467 | 3875 S PRIEST DR | TEMPE | AZ | 85282 | Maricopa | 2 | Open | 2003-12-22 | 20000 | Gasoline | COMPARTMENT A | Double Walled | Fiberglass Reinforced Plastic | Pressure | Double Walled | Flexible
0-004042 | TUCSON JET CENTER | 6720 S PLUMER AVE | TUCSON | AZ | 85756 | Pima | 4 | Open | 1989-05-01 | 10000 | Jet Fuel | COMPARTMENT A | Double Walled | Composite (Steel/Fiberglass) | Pressure | Single Walled | Bare or Galvanized Steel
0-003274 | SPEEDSMART #120 | 2402 E WASHINGTON ST | PHOENIX | AZ | 85034 | Maricopa | 8 | Open | 2018-02-23 | 20000 | Gasoline (UL) | COMPARTMENT A | Double Walled | Fiberglass Reinforced Plastic | Pressure | Double Walled | Fiberglass Reinforced Plastic
0-007225 | ARCO AM/PM #82326 | 2450 E VALENCIA RD | TUCSON | AZ | 85706 | Pima | 6 | Open | 2019-08-20 | 7000 | Diesel | COMPARTMENT B | Double Walled | Fiberglass Reinforced Plastic | Pressure | Double Walled | Fiberglass Reinforced Plastic
0-009309 | 4 SONS FOOD STORES #512 | 11425 E VIA LINDA | SCOTTSDALE | AZ | 85259 | Maricopa | 2 | Open | 1997-07-29 | 15000 | Gasoline | COMPARTMENT A | Double Walled | Fiberglass Reinforced Plastic | Pressure | Double Walled | Fiberglass Reinforced Plastic
0-001042 | RAJWANI INVESTMENTS, LLC (FOOD MART) | 5105 W GLENDALE AVE | GLENDALE | AZ | 85301 | Maricopa | 6 | Open | 1996-11-15 | 12000 | Gasoline | COMPARTMENT A | Single Walled | Fiberglass Reinforced Plastic | Pressure |  | Fiberglass Reinforced Plastic
0-004116 | CARIOCA #60 | 8233 E STATE ROUTE 69 | PRESCOTT VALLEY | AZ | 86314 | Yavapai | 3 | Open | 1987-05-26 | 10000 | Diesel | COMPARTMENT A | Single Walled | Fiberglass Reinforced Plastic | Pressure |  | Fiberglass Reinforced Plastic
0-000908 | SHELL GAS STATION | 8316 W INDIAN SCHOOL RD | PHOENIX | AZ | 85037 | Maricopa | 6 | Open | 1990-11-01 | 10000 | Gasoline | COMPARTMENT A | Double Walled | Fiberglass Reinforced Plastic | Pressure | Double Walled | Fiberglass Reinforced Plastic
0-007561 | CITY OF MESA - EAST MESA SERVICE CENTER | 6935 E DECATUR ST | MESA | AZ | 85207 | Maricopa | 3 | Open | 1990-10-24 | 2500 | New Oil | COMPARTMENT A | Double Walled | Fiberglass Reinforced Plastic | Suction - Check Valve at the Tank Top |  | Fiberglass Reinforced Plastic
0-006447 | SPEEDWAY STORE #2975 | 906 W HIGHWAY 92 | BISBEE | AZ | 85603 | Cochise | 2 | Open | 1987-03-15 | 10000 | Gasoline | COMPARTMENT A | Single Walled | Fiberglass Reinforced Plastic | Pressure |  | Bare or Galvanized Steel
0-009684 | CHEVRON #207557 | 815 N GILBERT RD | GILBERT | AZ | 85234 | Maricopa | 1 | Open | 2000-03-25 | 20000 | Gasoline | COMPARTMENT A | Double Walled | Fiberglass Reinforced Plastic | Pressure | Double Walled | Fiberglass Reinforced Plastic
0-006209 | GLENDALE ELEMENTARY SCHOOL DISTRICT #40 | 7015 W MARYLAND AVE | GLENDALE | AZ | 85303 | Maricopa | 2 | Open | 1988-01-01 | 10000 | Diesel | COMPARTMENT A | Double Walled | Fiberglass Reinforced Plastic | Pressure | Double Walled | Fiberglass Reinforced Plastic
0-009818 | CIRCLE K #2706459 | 1557 S VAL VISTA DR | MESA | AZ | 85204 | Maricopa | 1 | Open | 2001-06-29 | 10000 | Diesel | COMPARTMENT A | Double Walled | Fiberglass Reinforced Plastic | Pressure | Double Walled | Fiberglass Reinforced Plastic
0-009086 | CIRCLE K #2705322 | 24838 N 35TH AVE | PHOENIX | AZ | 85027 | Maricopa | 2 | Open | 1996-11-09 | 10000 | Gasoline | COMPARTMENT A | Double Walled | Fiberglass Reinforced Plastic | Pressure | Double Walled | Fiberglass Reinforced Plastic
0-006010 | CIRCLE K #2708598 | 15410 N 40TH ST | PHOENIX | AZ | 85032 | Maricopa | 3 | Open | 1988-02-24 | 10000 | Gasoline | COMPARTMENT A | Double Walled | Fiberglass Reinforced Plastic | Pressure |  | Fiberglass Reinforced Plastic
0-009529 | AIRPARK LAND | 15575 N 79TH PL | SCOTTSDALE | AZ | 85260 | Maricopa | 1 | Open | 1999-09-16 | 10000 | Jet Fuel | COMPARTMENT A | Double Walled | Fiberglass Reinforced Plastic
0-007434 | CIRCLE K #2701750 | 5049 W PEORIA AVE | GLENDALE | AZ | 85302 | Maricopa | 1 | Open | 1987-09-01 | 10000 | Gasoline | COMPARTMENT A | Single Walled | Fiberglass Reinforced Plastic | Pressure | Single Walled | Fiberglass Reinforced Plastic
0-010575 | QUIKTRIP #458 | 2836 N 27TH AVE | PHOENIX | AZ | 85009 | Maricopa | 1 | Open | 2016-09-21 | 12000 | Diesel | COMPARTMENT A | Double Walled | Fiberglass Reinforced Plastic | Pressure | Double Walled | Flexible
0-004986 | FLYERS ENERGY 3057 | 3555 S RICHEY BLVD | TUCSON | AZ | 85713 | Pima | 2 | Open | 1979-01-01 | 20000 | Gasoline (UL) | COMPARTMENT A |  | Asphalt coated or Bare Steel | Pressure | Double Walled | Fiberglass Reinforced Plastic
0-003904 | PRIDE TRAVEL CENTER (ELOY) | 5240 N SUNLAND GIN RD | ELOY | AZ | 85131 | Pinal | 6 | Open | 1986-01-01 | 10000 | Gasoline (UL) | COMPARTMENT A | Double Walled | Composite (Steel/Fiberglass) | Pressure |  | Fiberglass Reinforced Plastic
0-003904 | PRIDE TRAVEL CENTER (ELOY) | 5240 N SUNLAND GIN RD | ELOY | AZ | 85131 | Pinal | 4 | Open | 1986-01-01 | 10000 | Gasoline (UL) | COMPARTMENT A | Double Walled | Composite (Steel/Fiberglass) | Pressure |  | Fiberglass Reinforced Plastic
0-010589 | FRY'S FUEL CENTER #657 | 25371 N LAKE PLEASANT PKWY | PEORIA | AZ | 85383 | Maricopa | 2 | Open | 2016-11-17 | 8000 | Gasoline (PUL) | COMPARTMENT A | Double Walled | Fiberglass Reinforced Plastic | Pressure | Double Walled | Fiberglass Reinforced Plastic
0-001442 | CIRCLE K #2701581 | 2004 S 6TH AVE | TUCSON | AZ | 85713 | Pima | 3 | Open | 1985-01-01 | 10000 | Gasoline | COMPARTMENT A | Double Walled | Fiberglass Reinforced Plastic | Pressure | Double Walled | Fiberglass Reinforced Plastic
0-001483 | CIRCLE K #2701792 | 1009 S BEELINE HWY | PAYSON | AZ | 85541 | Gila | 4 | Open | 2020-04-27 | 20000 | Gasoline (UL) | COMPARTMENT A | Double Walled | Fiberglass Reinforced Plastic | Pressure | Double Walled | Fiberglass Reinforced Plastic
0-001533 | CIRCLE K #2701967 | 5902 W BELL RD | GLENDALE | AZ | 85308 | Maricopa | 1 | Open | 1986-01-01 | 10000 | Gasoline | COMPARTMENT A | Double Walled | Fiberglass Reinforced Plastic | Pressure | Double Walled | Fiberglass Reinforced Plastic
0-005427 | CIRCLE K #2702872 | 602 N 1ST AVE | PHOENIX | AZ | 85003 | Maricopa | 5 | Open | 1985-04-24 | 10000 | Gasoline | COMPARTMENT A | Single Walled | Fiberglass Reinforced Plastic | Pressure | Single Walled | Fiberglass Reinforced Plastic
0-010531 | CIRCLE K STORE #2705301 | 6015 S ARIZONA AVE | CHANDLER | AZ | 85248 | Maricopa | 3 | Open | 2015-06-04 | 12000 | Diesel | COMPARTMENT A | Double Walled | Fiberglass Reinforced Plastic | Pressure | Double Walled | Fiberglass Reinforced Plastic
0-004169 | YRC INC - #841 | 2021 S 51ST AVE | PHOENIX | AZ | 85043 | Maricopa | 8 | Open | 1981-01-01 | 6000 | New Oil | COMPARTMENT A | Single Walled | Fiberglass Reinforced Plastic | Suction - Check Valve at the Dispenser | Double Walled | Fiberglass Reinforced Plastic
0-010621 | CIRCLE K STORE | 5725 W INA RD | TUCSON | AZ | 85743 | Pima | 3 | Open | 2018-11-13 | 12000 | Diesel | COMPARTMENT A | Double Walled | Fiberglass Reinforced Plastic | Pressure | Double Walled | Fiberglass Reinforced Plastic
0-009956 | SAFEWAY #1771 | 1365 W DUVAL MINE RD | GREEN VALLEY | AZ | 85614 | Pima | 1 | Open | 2003-03-20 | 10000 | Gasoline | COMPARTMENT A | Double Walled | Composite (Steel/Fiberglass) | Pressure | Double Walled | Fiberglass Reinforced Plastic
0-004049 | QUICK PIC MARKET | 62 N OAK DR | BENSON | AZ | 85602 | Cochise | 1 | Open | 1977-01-01 | 10000 | Gasoline | COMPARTMENT A |  | Asphalt coated or Bare Steel | Pressure | Double Walled | Fiberglass Reinforced Plastic
0-009986 | QUIKTRIP #412 | 8004 N 27TH AVE | PHOENIX | AZ | 85051 | Maricopa | 2 | Open | 2003-09-04 | 20000 | Gasoline | COMPARTMENT A | Double Walled | Fiberglass Reinforced Plastic | Pressure | Double Walled | Flexible
0-000667 | SPEEDWAY STORE #2955 | 2900 S 4TH AVE | YUMA | AZ | 85364 | Yuma | 2 | Open | 1982-12-13 | 12000 | Gasoline | COMPARTMENT A | Double Walled | Fiberglass Reinforced Plastic | Pressure | Single Walled | Fiberglass Reinforced Plastic
0-000667 | SPEEDWAY STORE #2955 | 2900 S 4TH AVE | YUMA | AZ | 85364 | Yuma | 1 | Open | 1982-12-13 | 6000 | Gasoline | COMPARTMENT A | Double Walled | Fiberglass Reinforced Plastic | Pressure | Single Walled | Fiberglass Reinforced Plastic
0-009429 | BROMAX #65 | 13085 W RANCHO SANTA FE BLVD | AVONDALE | AZ | 85392 | Maricopa | 2 | Open | 1998-04-02 | 20000 | Gasoline | COMPARTMENT A | Double Walled | Fiberglass Reinforced Plastic | Pressure | Double Walled | Fiberglass Reinforced Plastic
0-006312 | THE WHY NOT TRAVEL STORE | 230 S SONOYTA WAY | WHY | AZ | 85321 | Pima | 3 | Open | 1999-01-12 | 12000 | Gasoline | COMPARTMENT A | Double Walled | Composite (Steel/Fiberglass) | Pressure | Double Walled | Flexible
0-000877 | CIRCLE K STORE #2706658 | 5881 W CACTUS RD | GLENDALE | AZ | 85304 | Maricopa | 1 | Open | 1986-01-01 | 12000 | Diesel | COMPARTMENT A | Double Walled | Fiberglass Reinforced Plastic | Pressure | Double Walled | Fiberglass Reinforced Plastic
0-009405 | CIRCLE K STORE #2706651 | 1010 E CHANDLER BLVD | CHANDLER | AZ | 85225 | Maricopa | 2 | Open | 1998-03-01 | 12000 | Gasoline | COMPARTMENT A | Double Walled | Fiberglass Reinforced Plastic | Pressure | Double Walled | Fiberglass Reinforced Plastic
0-005111 | GOOD 2 GO STORES #517 | 2234 E FLORENCE BLVD | CASA GRANDE | AZ | 85122 | Pinal | 6 | Open | 1997-09-06 | 15000 | Gasoline | COMPARTMENT A | Single Walled | Fiberglass Reinforced Plastic | Pressure | Double Walled | Fiberglass Reinforced Plastic
0-009892 | SUPERPUMPER #12 | 15550 N THOMPSON PEAK PKWY | SCOTTSDALE | AZ | 85260 | Maricopa | 2 | Open | 2000-06-22 | 12000 | Gasoline | COMPARTMENT A | Double Walled | Fiberglass Reinforced Plastic | Pressure | Double Walled | Fiberglass Reinforced Plastic
0-005391 | USPS - VEHICLE MAINTENANCE GARAGE | 4949 E VAN BUREN ST | PHOENIX | AZ | 85026 | Maricopa | 8 | Open | 1994-11-07 | 3000 | Used Oil/Waste Oil | COMPARTMENT A | Double Walled | Fiberglass Reinforced Plastic | Gravity Feed | Double Walled | Fiberglass Reinforced Plastic
0-005391 | USPS - VEHICLE MAINTENANCE GARAGE | 4949 E VAN BUREN ST | PHOENIX | AZ | 85026 | Maricopa | 6 | Open | 1994-11-07 | 20000 | Diesel | COMPARTMENT A | Double Walled | Fiberglass Reinforced Plastic | Pressure | Double Walled | Fiberglass Reinforced Plastic
0-009787 | WALMART DISTRIBUTION CENTER #6031 | 23701 W SOUTHERN AVE | BUCKEYE | AZ | 85326 | Maricopa | 3 | Open | 2000-07-17 | 20000 | Diesel | COMPARTMENT A | Double Walled | Fiberglass Reinforced Plastic | Pressure | Double Walled | Fiberglass Reinforced Plastic
0-008432 | WEST COAST CHEVRON | 1224 W BEALE ST | KINGMAN | AZ | 86401 | Mohave | 2 | Open | 1994-03-24 | 10000 | Gasoline | COMPARTMENT A | Double Walled | Fiberglass Reinforced Plastic | Pressure |  | Fiberglass Reinforced Plastic
0-007751 | CITY OF BULLHEAD CITY - FUEL FACILITY | 1285 ALONAS WAY | BULLHEAD CITY | AZ | 86442 | Mohave | 3 | Open | 2020-04-15 | 12000 | Gasoline (UL) | COMPARTMENT A | Double Walled | Fiberglass Reinforced Plastic | Pressure | Double Walled | Flexible
0-009587 | 4 SONS FOOD STORES #603 | 19825 N 51ST AVE | PHOENIX | AZ | 85308 | Maricopa | 2 | Open | 1999-11-01 | 15000 | Gasoline | COMPARTMENT A | Single Walled | Fiberglass Reinforced Plastic | Pressure | Double Walled | Fiberglass Reinforced Plastic
0-001730 | DAVIS-MONTHAN AFB | 3775 S 5TH ST | DAVIS MONTHAN AFB | AZ | 85707 | Pima | 9 | Open | 1952-01-01 | 39500 | Gasoline | COMPARTMENT A | Single Walled | Asphalt coated or Bare Steel
0-001730 | DAVIS-MONTHAN AFB | 3775 S 5TH ST | DAVIS MONTHAN AFB | AZ | 85707 | Pima | 35 | Open | 1952-01-01 | 5000 | Gasoline | COMPARTMENT A | Single Walled | Asphalt coated or Bare Steel
0-005808 | GILA BEND AIR FORCE AUXILLARY FIELD |  | GILA BEND |  |  | Maricopa | 13 | Open | 1992-01-01 | 10000 | Jet Fuel | COMPARTMENT A | Double Walled | Fiberglass Reinforced Plastic
0-010351 | QUIKTRIP #414 | 847 N ARIZONA AVE | GILBERT | AZ | 85233 | Maricopa | 3 | Open | 2010-01-14 | 12000 | Gasoline | COMPARTMENT A | Double Walled | Fiberglass Reinforced Plastic | Pressure | Double Walled | Fiberglass Reinforced Plastic
0-004966 | TEXACO #60-351-1000 | 5460 E 5TH ST | TUCSON | AZ | 85711 | Pima | 6 | Open | 1994-04-01 | 12000 | Gasoline (UL) | COMPARTMENT A | Double Walled | Fiberglass Reinforced Plastic | Pressure | Double Walled | Fiberglass Reinforced Plastic
0-004966 | TEXACO #60-351-1000 | 5460 E 5TH ST | TUCSON | AZ | 85711 | Pima | 7 | Open | 1994-04-01 | 12000 | Gasoline (PUL) | COMPARTMENT A | Double Walled | Fiberglass Reinforced Plastic | Pressure | Double Walled | Fiberglass Reinforced Plastic
0-008109 | NISSAN TEST CENTER NORTH AMERICA | 7815 N WHITE AND PARKER RD | STANFIELD | AZ | 85172 | Pinal | 19 | Open | 2008-01-15 | 4000 | Oxygenated Gasoline | COMPARTMENT A | Double Walled | Fiberglass Reinforced Plastic | Pressure | Double Walled | Fiberglass Reinforced Plastic
0-008109 | NISSAN TEST CENTER NORTH AMERICA | 7815 N WHITE AND PARKER RD | STANFIELD | AZ | 85172 | Pinal | 20 | Open | 2008-01-15 | 4000 | Gasoline | COMPARTMENT A | Double Walled | Fiberglass Reinforced Plastic | Pressure | Double Walled | Fiberglass Reinforced Plastic
0-010533 | SPEEDWAY STORE #2962 | 5620 S HIGHWAY 92 | HEREFORD | AZ | 85615 | Cochise | 1 | Open | 2013-03-27 | 6000 | Gasoline (PUL) | COMPARTMENT B | Double Walled | Fiberglass Reinforced Plastic | Pressure | Double Walled | Fiberglass Reinforced Plastic
0-007023 | PHOENIX FUEL | 1001 N 53RD AVE | PHOENIX | AZ | 85043 | Maricopa | 4 | Open | 1991-03-01 | 8000 | Gasoline | COMPARTMENT A | Double Walled | Composite (Steel/Fiberglass) | Pressure | Single Walled | Fiberglass Reinforced Plastic
0-000293 | CIRCLE K #2705290 | 1501 W WARNER RD | TEMPE | AZ | 85284 | Maricopa | 1 | Open | 1988-01-01 | 15000 | Gasoline | COMPARTMENT A | Double Walled | Fiberglass Reinforced Plastic | Pressure |  | Fiberglass Reinforced Plastic
0-003393 | TEMPE MCCLINTOCK CO #141280 | 6016 S MCCLINTOCK DR | TEMPE | AZ | 85283 | Maricopa | 2 | Open | 1990-02-01 | 2600 | Diesel | COMPARTMENT A | Double Walled | Fiberglass Reinforced Plastic | Suction - Check Valve at the Tank Top |  | Fiberglass Reinforced Plastic
0-009567 | SUPER PLUS CHEVRON | 4356 E UNIVERSITY DR | MESA | AZ | 85205 | Maricopa | 1 | Open | 1999-05-01 | 15000 | Gasoline (PUL) | COMPARTMENT A | Double Walled | Fiberglass Reinforced Plastic | Pressure | Double Walled | Fiberglass Reinforced Plastic
0-010177 | SAM'S CLUB #6608 | 1525 W BELL RD | PHOENIX | AZ | 85023 | Maricopa | 1 | Open | 2007-02-17 | 20000 | Gasoline | COMPARTMENT A | Double Walled | Fiberglass Reinforced Plastic | Pressure | Double Walled | Flexible
0-010169 | LOVE'S TRAVEL STOP #349 | 2931 E GILA RIDGE RD | YUMA | AZ | 85365 | Yuma | 3 | Open | 2007-02-27 | 20000 | Gasoline | COMPARTMENT A | Double Walled | Composite (Steel/Fiberglass) | Pressure | Double Walled | Fiberglass Reinforced Plastic
0-010195 | CIRCLE K STORE #2706672 | 23336 N LAKE PLEASANT PKWY | PEORIA | AZ | 85383 | Maricopa | 1 | Open | 2007-09-26 | 20000 | Gasoline | COMPARTMENT A | Double Walled | Fiberglass Reinforced Plastic | Pressure | Double Walled | Fiberglass Reinforced Plastic
0-010195 | CIRCLE K STORE #2706672 | 23336 N LAKE PLEASANT PKWY | PEORIA | AZ | 85383 | Maricopa | 2 | Open | 2007-09-26 | 20000 | Gasoline | COMPARTMENT A | Double Walled | Fiberglass Reinforced Plastic | Pressure | Double Walled | Fiberglass Reinforced Plastic
0-010198 | SPEEDWAY STORE #2960 | 795 W VIA RANCHO SAHUARITA | SAHUARITA | AZ | 85629 | Pima | 2 | Open | 2007-08-23 | 6000 | Gasoline (PUL) | COMPARTMENT C | Double Walled | Fiberglass Reinforced Plastic | Pressure | Double Walled | Fiberglass Reinforced Plastic
0-010198 | SPEEDWAY STORE #2960 | 795 W VIA RANCHO SAHUARITA | SAHUARITA | AZ | 85629 | Pima | 2 | Open | 2007-08-23 | 6000 | E-85 | COMPARTMENT A | Double Walled | Fiberglass Reinforced Plastic | Pressure | Double Walled | Fiberglass Reinforced Plastic
0-010201 | TOM'S THUMB FRESH MARKET | 9393 E BELL RD | SCOTTSDALE | AZ | 85260 | Maricopa | 2 | Open | 2007-02-22 | 12000 | Gasoline | COMPARTMENT A | Double Walled | Composite (Steel/Fiberglass) | Pressure | Double Walled | Fiberglass Reinforced Plastic
0-010215 | CARMAX #7274 | 1041 N 99TH AVE | TOLLESON | AZ | 85353 | Maricopa | 1 | Open | 2007-09-27 | 12000 | Gasoline | COMPARTMENT A | Double Walled | Fiberglass Reinforced Plastic | Pressure | Double Walled | Fiberglass Reinforced Plastic
0-010276 | QUIKTRIP #474 | 22185 S ELLSWORTH LOOP RD | QUEEN CREEK | AZ | 85142 | Maricopa | 3 | Open | 2008-10-02 | 12000 | Gasoline | COMPARTMENT A | Double Walled | Fiberglass Reinforced Plastic | Pressure | Double Walled | Fiberglass Reinforced Plastic
0-010276 | QUIKTRIP #474 | 22185 S ELLSWORTH LOOP RD | QUEEN CREEK | AZ | 85142 | Maricopa | 2 | Open | 2008-10-02 | 20000 | Gasoline | COMPARTMENT A | Double Walled | Fiberglass Reinforced Plastic | Pressure | Double Walled | Fiberglass Reinforced Plastic
0-001489 | CIRCLE K #2701797 | 7602 E MCKELLIPS RD | SCOTTSDALE | AZ | 85257 | Maricopa | 2 | Open | 1985-01-01 | 10000 | Gasoline | COMPARTMENT A | Double Walled | Fiberglass Reinforced Plastic | Pressure | Single Walled | Fiberglass Reinforced Plastic
0-004176 | ROCK SPRINGS GAS DEPOT | 35932 S OLD BLACK CANYON HWY | BLACK CANYON CITY | AZ | 85324 | Yavapai | 3 | Open | 2005-06-17 | 1500 | Gasoline | COMPARTMENT A | Single Walled | Asphalt coated or Bare Steel | Gravity Feed
0-000502 | ARCO AM/PM #5286 | 1201 E NORTHERN AVE | PHOENIX | AZ | 85020 | Maricopa | 12 | Open | 1993-09-01 | 10000 | Gasoline | COMPARTMENT A | Double Walled | Fiberglass Reinforced Plastic | Pressure | Double Walled | Fiberglass Reinforced Plastic
0-002425 | MOBIL - HALLUM MOBIL | 4501 N US HIGHWAY 89 | FLAGSTAFF | AZ | 86004 | Coconino | 6 | Open | 2019-09-11 | 6000 | Diesel | COMPARTMENT B | Double Walled | Fiberglass Reinforced Plastic | Pressure | Double Walled | Fiberglass Reinforced Plastic
0-002426 | BAKER CONOCO | 932 W BEALE ST | KINGMAN | AZ | 86401 | Mohave | 7 | Open | 1990-02-01 | 10000 | Diesel | COMPARTMENT A | Single Walled | Asphalt coated or Bare Steel | Pressure
0-001099 | VALERO FOOD MART | 1949 E OSBORN RD | PHOENIX | AZ | 85016 | Maricopa | 6 | Open | 1990-06-15 | 10000 | Gasoline | COMPARTMENT A | Double Walled | Composite (Steel/Fiberglass) | Pressure | Double Walled | Fiberglass Reinforced Plastic
0-009696 | CIRCLE K STORE #2703419 | 5202 E BASELINE RD | GILBERT | AZ | 85234 | Maricopa | 1 | Open | 2000-04-21 | 5000 | Diesel | COMPARTMENT A | Double Walled | Fiberglass Reinforced Plastic | Pressure | Double Walled | Fiberglass Reinforced Plastic
0-009785 | CIRCLE K #2706359 | 309 E OSBORN RD | PHOENIX | AZ | 85012 | Maricopa | 1 | Open | 2001-03-15 | 20000 | Gasoline | COMPARTMENT A | Double Walled | Fiberglass Reinforced Plastic | Pressure | Double Walled | Fiberglass Reinforced Plastic
0-006225 | CIRCLE K #2708696 | 7424 W MCDOWELL RD | PHOENIX | AZ | 85035 | Maricopa | 3 | Open | 1987-07-15 | 10000 | Gasoline | COMPARTMENT A | Double Walled | Fiberglass Reinforced Plastic | Pressure |  | Fiberglass Reinforced Plastic
0-009261 | CIRCLE K #2705544 | 8326 W UNION HILLS DR | PEORIA | AZ | 85382 | Maricopa | 1 | Open | 1997-11-10 | 15000 | Gasoline | COMPARTMENT A | Double Walled | Fiberglass Reinforced Plastic | Pressure | Double Walled | Fiberglass Reinforced Plastic
0-004926 | CIRCLE K STORE #2708517 | 7601 S CENTRAL AVE | PHOENIX | AZ | 85042 | Maricopa | 6 | Open | 1987-10-05 | 10000 | Gasoline | COMPARTMENT A | Double Walled | Fiberglass Reinforced Plastic | Pressure |  | Fiberglass Reinforced Plastic
0-008078 | SAFARI GAS & REPAIR | 145 W STATE ROUTE 89A | SEDONA | AZ | 86336 | Coconino | 4 | Open | 1993-05-16 | 10000 | Gasoline | COMPARTMENT A |  | Fiberglass Reinforced Plastic | Pressure |  | Fiberglass Reinforced Plastic
0-004467 | SHAY'S MART & SELF SERVE | 4120 W 8TH ST | YUMA | AZ | 85364 | Yuma | 6 | Open | 2007-01-26 | 12000 | Gasoline | COMPARTMENT A | Double Walled | Fiberglass Reinforced Plastic | Pressure | Double Walled | Fiberglass Reinforced Plastic
0-002789 | CIRCLE K STORE #2741652 | 5049 W BUCKEYE RD | PHOENIX | AZ | 85043 | Maricopa | 5 | Open | 1988-03-21 | 12000 | Gasoline (UL) | COMPARTMENT A | Double Walled | Fiberglass Reinforced Plastic | Pressure | Double Walled | Fiberglass Reinforced Plastic
0-002789 | CIRCLE K STORE #2741652 | 5049 W BUCKEYE RD | PHOENIX | AZ | 85043 | Maricopa | 6 | Open | 1988-03-21 | 12000 | Diesel | COMPARTMENT A | Double Walled | Fiberglass Reinforced Plastic | Pressure | Double Walled | Fiberglass Reinforced Plastic
0-002486 | HIGH COUNTRY MARKET | 102 N 1ST ST | WILLIAMS | AZ | 86046 | Coconino | 8 | Open | 1995-06-27 | 4000 | Gasoline | COMPARTMENT A | Double Walled | Fiberglass Reinforced Plastic | Pressure | Double Walled | Fiberglass Reinforced Plastic
0-001794 | SCOTTSDALE UNIFIED SCHOOL DISTRICT #48 | 9288 E SAN SALVADOR DR | SCOTTSDALE | AZ | 85258 | Maricopa | 8 | Open | 1989-05-15 | 2000 | Used Oil/Waste Oil | COMPARTMENT A | Double Walled | Fiberglass Reinforced Plastic | Gravity Feed | Double Walled | Fiberglass Reinforced Plastic
0-004228 | RYDER TRANSPORTATION SERVICES #0128 | 2301 N BLACK CANYON HWY | PHOENIX | AZ | 85009 | Maricopa | 7 | Open | 1994-02-20 | 12000 | Diesel | COMPARTMENT A | Double Walled | Fiberglass Reinforced Plastic | Pressure | Double Walled | Fiberglass Reinforced Plastic
0-009122 | CIRCLE K STORE #2701624 | 8395 N THORNYDALE RD | MARANA | AZ | 85741 | Pima | 2 | Open | 1997-01-17 | 12000 | Gasoline (PUL) | COMPARTMENT A | Double Walled | Composite (Steel/Fiberglass) | Pressure | Double Walled | Fiberglass Reinforced Plastic
0-009961 | MAVERIK COUNTRY STORE #288 | 1690 W ROUTE 66 | FLAGSTAFF | AZ | 86001 | Coconino | 2 | Open | 2003-05-30 | 12000 | Gasoline | COMPARTMENT A | Single Walled | Fiberglass Reinforced Plastic | Pressure | Double Walled | Flexible
0-009846 | CONSTELLATION AVIATION | 15827 N 80TH ST | SCOTTSDALE | AZ | 85260 | Maricopa | 1 | Open | 2000-04-28 | 15000 | Jet Fuel | COMPARTMENT A | Double Walled | Fiberglass Reinforced Plastic | Pressure | Double Walled | Fiberglass Reinforced Plastic
0-001416 | CIRCLE K #2701479 | 809 E SOUTHERN AVE | MESA | AZ | 85204 | Maricopa | 2 | Open | 1985-01-01 | 10000 | Gasoline | COMPARTMENT A | Double Walled | Fiberglass Reinforced Plastic | Pressure |  | Fiberglass Reinforced Plastic
0-005965 | CIRCLE K #2708555 | 4005 E UNION HILLS DR | PHOENIX | AZ | 85050 | Maricopa | 2 | Open | 1988-02-01 | 10000 | Gasoline | COMPARTMENT A | Double Walled | Fiberglass Reinforced Plastic | Pressure | Single Walled | Fiberglass Reinforced Plastic
0-001398 | CIRCLE K #2701346 | 1350 W UNIVERSITY DR | TEMPE | AZ | 85281 | Maricopa | 1 | Open | 1980-01-01 | 10000 | Gasoline | COMPARTMENT A |  | Asphalt coated or Bare Steel | Pressure |  | Fiberglass Reinforced Plastic
0-009409 | ARCO AM/PM | 1990 W STATE ROUTE 89A | SEDONA | AZ | 86336 | Yavapai | 1 | Open | 1998-08-26 | 10000 | Gasoline (PUL) | COMPARTMENT A | Double Walled | Fiberglass Reinforced Plastic | Pressure | Double Walled | Fiberglass Reinforced Plastic
0-008749 | TEXACO | 811 W GRANT AVE | WILLIAMS | AZ | 86046 | Coconino | 1 | Open | 2005-06-17 |  | Unidentified | COMPARTMENT A | Single Walled | Asphalt coated or Bare Steel
0-005696 | WICKENBURG CHEVRON | 1075 N TEGNER ST | WICKENBURG | AZ | 85390 | Maricopa | 4 | Open | 1995-05-01 | 6000 | Diesel | COMPARTMENT A | Double Walled | Composite (Steel/Fiberglass) | Pressure |  | Fiberglass Reinforced Plastic
0-005696 | WICKENBURG CHEVRON | 1075 N TEGNER ST | WICKENBURG | AZ | 85390 | Maricopa | 3 | Open | 1981-01-01 | 10000 | Gasoline (PUL) | COMPARTMENT A | Single Walled | Fiberglass Reinforced Plastic | Pressure |  | Fiberglass Reinforced Plastic
0-005550 | FORD MOTOR CO - AZ PROVING GROUND | 20715 W HAPPY VALLEY RD | WITTMANN | AZ | 85361 | Maricopa | 4 | Open | 2008-07-16 | 5000 | E-85 | COMPARTMENT A | Double Walled | Fiberglass Reinforced Plastic | Pressure | Double Walled | Fiberglass Reinforced Plastic
0-009657 | TUCSON CHEVRON GAS | 1570 W GRANT RD | TUCSON | AZ | 85745 | Pima | 3 | Open | 1998-10-20 | 15000 | Gasoline (UL) | COMPARTMENT A | Double Walled | Fiberglass Reinforced Plastic | Pressure |  | Fiberglass Reinforced Plastic
0-002143 | GASHOPPER STOPPER | 2035 W STATE ROUTE 89A | SEDONA | AZ | 86336 | Yavapai | 1 | Open | 1978-01-01 | 10000 | Gasoline | COMPARTMENT A | Single Walled | Asphalt coated or Bare Steel | Pressure | Single Walled | Bare or Galvanized Steel
0-002143 | GASHOPPER STOPPER | 2035 W STATE ROUTE 89A | SEDONA | AZ | 86336 | Yavapai | 2 | Open | 1978-01-01 | 10000 | Gasoline | COMPARTMENT A | Single Walled | Asphalt coated or Bare Steel | Pressure | Single Walled | Bare or Galvanized Steel
0-009100 | LOVE'S TRAVEL STOP #280 | 1610 S MILLER RD | BUCKEYE | AZ | 85326 | Maricopa | 2 | Open | 1996-10-17 | 20000 | Diesel | COMPARTMENT A | Double Walled | Composite (Steel/Fiberglass) | Pressure |  | Fiberglass Reinforced Plastic
0-006856 | HOLBROOK 76 | 1300 NAVAJO BLVD | HOLBROOK | AZ | 86025 | Navajo | 1 | Open | 1989-09-01 | 6000 | Diesel | COMPARTMENT A | Double Walled | Composite (Steel/Fiberglass) | Pressure |  | Fiberglass Reinforced Plastic
0-001414 | CIRCLE K #2701449 | 1909 E 36TH ST | TUCSON | AZ | 85713 | Pima | 2 | Open | 1984-01-01 | 10000 | Gasoline | COMPARTMENT A |  | Asphalt coated or Bare Steel | Pressure |  | Fiberglass Reinforced Plastic
0-004946 | CHEVRON | 1345 N STONE AVE | TUCSON | AZ | 85705 | Pima | 2 | Open | 1983-01-01 | 10000 | Gasoline | COMPARTMENT A | Double Walled | Fiberglass Reinforced Plastic | Pressure | Double Walled | Fiberglass Reinforced Plastic
0-010429 | FRYS FUEL CENTER #122 | 10660 GRAND AVE | SUN CITY | AZ | 85351 | Maricopa | 2 | Open | 2011-06-15 | 8000 | Gasoline | COMPARTMENT A | Double Walled | Fiberglass Reinforced Plastic | Pressure | Double Walled | Fiberglass Reinforced Plastic
0-010438 | FRYS FUEL CENTER #621 | 9350 N 90TH ST | SCOTTSDALE | AZ | 85258 | Maricopa | 2 | Open | 2012-02-01 | 8000 | Gasoline | COMPARTMENT A | Double Walled | Fiberglass Reinforced Plastic | Pressure | Double Walled | Flexible
0-010594 | QUIK TRIP #449 | 8283 W MCDOWELL RD | PHOENIX | AZ | 85035 | Maricopa | 4 | Open | 2016-12-16 | 10000 | Gasoline (PUL) | COMPARTMENT A | Double Walled | Fiberglass Reinforced Plastic | Pressure | Double Walled | Fiberglass Reinforced Plastic
0-005012 | TEXMO OIL CO INC | 2950 E ANDY DEVINE AVE | KINGMAN | AZ | 86401 | Mohave | 4 | Open | 1976-01-01 | 20000 | Gasoline | COMPARTMENT A | Single Walled | Asphalt coated or Bare Steel | Pressure
0-005012 | TEXMO OIL CO INC | 2950 E ANDY DEVINE AVE | KINGMAN | AZ | 86401 | Mohave | 5 | Open | 1976-01-01 | 20000 | Gasoline | COMPARTMENT A | Single Walled | Asphalt coated or Bare Steel | Pressure
0-010673 | CIRCLE K STORE #9526 |  | SHOW LOW |  |  | Navajo | 2 | Open | 2019-12-19 | 12000 | Gasoline (PUL) | COMPARTMENT A | Double Walled | Fiberglass Reinforced Plastic | Pressure | Double Walled | Fiberglass Reinforced Plastic
0-010246 | QUIKTRIP #459 | 1141 S CRISMON RD | MESA | AZ | 85208 | Maricopa | 3 | Open | 2008-05-29 | 20000 | Gasoline | COMPARTMENT A | Double Walled | Fiberglass Reinforced Plastic | Pressure | Double Walled | Fiberglass Reinforced Plastic
0-010274 | CIRCLE K STORE #2705187 | 2600 S ARABY RD | YUMA | AZ | 85365 | Yuma | 3 | Open | 2007-04-02 | 12000 | Diesel | COMPARTMENT A | Double Walled | Fiberglass Reinforced Plastic | Pressure | Double Walled | Fiberglass Reinforced Plastic
0-010278 | MAVERIK COUNTRY STORE #401 | 1344 N PRESCOTT COUNTRY CLUB BLVD | DEWEY | AZ | 86327 | Yavapai | 1 | Open | 2008-12-18 | 12000 | Gasoline | COMPARTMENT A | Double Walled | Fiberglass Reinforced Plastic | Pressure | Double Walled | Flexible
0-010305 | FRYS FUEL CENTER #680 | 15215 N COTTON LN | SURPRISE | AZ | 85388 | Maricopa | 2 | Open | 2009-05-20 | 10000 | Gasoline | COMPARTMENT B | Double Walled | Fiberglass Reinforced Plastic | Pressure | Double Walled | Flexible
0-010364 | FRYS FUEL CENTER #670 | 3127 E CHANDLER HEIGHTS RD | GILBERT | AZ | 85298 | Maricopa | 1 | Open | 2010-02-23 | 20000 | Gasoline | COMPARTMENT A | Double Walled | Fiberglass Reinforced Plastic | Pressure |  | Flexible
0-008875 | WOODY'S #116 | 480 E DEUCE OF CLUBS | SHOW LOW | AZ | 85901 | Navajo | 1 | Open | 1989-01-01 | 12000 | Gasoline | COMPARTMENT A | Single Walled | Fiberglass Reinforced Plastic | Pressure |  | Fiberglass Reinforced Plastic
0-001860 | NORTHERN SERVICE | 3502 W NORTHERN AVE | PHOENIX | AZ | 85051 | Maricopa | 7 | Open | 1997-05-30 | 15000 | Gasoline | COMPARTMENT A | Double Walled | Composite (Steel/Fiberglass) | Pressure | Double Walled | Fiberglass Reinforced Plastic
0-005454 | CIRCLE K #2915 | 2840 W LOS REALES RD | TUCSON | AZ | 85746 | Pima | 4 | Open | 1996-02-27 | 10000 | Gasoline | COMPARTMENT A | Double Walled | Fiberglass Reinforced Plastic | Pressure | Double Walled | Fiberglass Reinforced Plastic
0-004632 | THE PIT STOP | 3345 N 16TH ST | PHOENIX | AZ | 85016 | Maricopa | 4 | Open | 1996-10-16 | 10000 | Gasoline | COMPARTMENT A | Double Walled | Fiberglass Reinforced Plastic | Pressure | Double Walled | Fiberglass Reinforced Plastic
0-001117 | FASTRIP #9906/9907 | 1891 N GRAND AVE | NOGALES | AZ | 85621 | Santa Cruz | 7 | Open | 1996-03-22 | 12000 | Gasoline (PUL) | COMPARTMENT A | Double Walled | Fiberglass Reinforced Plastic | Pressure | Double Walled | Fiberglass Reinforced Plastic
0-010466 | QUIKTRIP STORE #1476 | 8530 E BROADWAY BLVD | TUCSON | AZ | 85710 | Pima | 2 | Open | 2012-11-20 | 20000 | Gasoline | COMPARTMENT A | Double Walled | Fiberglass Reinforced Plastic | Pressure | Double Walled | Fiberglass Reinforced Plastic
0-010467 | QUIKTRIP STORE #492 | 1850 S MILLER RD | BUCKEYE | AZ | 85326 | Maricopa | 7 | Open | 2012-08-20 | 20000 | Diesel | COMPARTMENT A | Double Walled | Fiberglass Reinforced Plastic | Pressure | Double Walled | Fiberglass Reinforced Plastic
0-010469 | SHAY STATION #24 | 41 N RIGGLES AVE | QUARTZSITE | AZ | 85346 | La Paz | 2 | Open | 2013-03-09 | 12000 | Gasoline | COMPARTMENT A | Double Walled | Fiberglass Reinforced Plastic | Pressure | Double Walled | Fiberglass Reinforced Plastic
0-009767 | CIRCLE K STORE #2706645 | 1595 N DYSART RD | AVONDALE | AZ | 85392 | Maricopa | 5 | Open | 2004-11-04 | 15000 | Gasoline | COMPARTMENT A | Double Walled | Fiberglass Reinforced Plastic | Pressure | Double Walled | Fiberglass Reinforced Plastic
0-004152 | DAVE'S FAST STOP | 727 W LIVE OAK ST | MIAMI | AZ | 85539 | Gila | 5 | Open | 2020-08-12 | 12000 | Gasoline (UL) | COMPARTMENT A | Double Walled | Fiberglass Reinforced Plastic
0-005791 | EAST MESA SERVICE CENTER | 7115 E ADOBE ST | MESA | AZ | 85207 | Maricopa | 1 | Open | 1991-01-01 | 12000 | Diesel | COMPARTMENT A | Double Walled | Fiberglass Reinforced Plastic | Pressure |  | Fiberglass Reinforced Plastic
0-005791 | EAST MESA SERVICE CENTER | 7115 E ADOBE ST | MESA | AZ | 85207 | Maricopa | 4 | Open | 1991-01-01 | 12000 | Gasoline | COMPARTMENT A | Double Walled | Fiberglass Reinforced Plastic | Pressure |  | Fiberglass Reinforced Plastic
0-007214 | GIANT #670 | 105 E US HIGHWAY 70 | SAFFORD | AZ | 85546 | Graham | 1 | Open | 1989-01-01 | 10000 | Gasoline | COMPARTMENT A | Double Walled | Composite (Steel/Fiberglass) | Pressure |  | Fiberglass Reinforced Plastic
0-008972 | CARIOCA #62 | 4596 N ROBERT RD | PRESCOTT VALLEY | AZ | 86314 | Yavapai | 2 | Open | 1997-01-15 | 5000 | Gasoline | COMPARTMENT A | Double Walled | Fiberglass Reinforced Plastic | Pressure | Double Walled
0-008972 | CARIOCA #62 | 4596 N ROBERT RD | PRESCOTT VALLEY | AZ | 86314 | Yavapai | 2 | Open | 1997-01-15 | 3000 | Diesel | COMPARTMENT B | Double Walled | Fiberglass Reinforced Plastic | Pressure | Double Walled
0-009824 | FRYS FUEL CENTER #116 | 950 FAIR ST | PRESCOTT | AZ | 86305 | Yavapai | 2 | Open | 2001-11-08 | 12000 | Gasoline | COMPARTMENT B | Double Walled | Composite (Steel/Fiberglass)
0-005257 | JACKSONS ENERGY #6784 | 2295 E BUTLER AVE | FLAGSTAFF | AZ | 86004 | Coconino | 5 | Open | 2020-12-07 | 15000 | Gasoline (UL) | COMPARTMENT A | Double Walled | Fiberglass Reinforced Plastic | Pressure | Double Walled | Flexible
0-010055 | CIRCLE K #2706639 | 21212 N JOHN WAYNE PKWY | MARICOPA | AZ | 85139 | Pinal | 2 | Open | 2005-04-12 | 15000 | Gasoline | COMPARTMENT A | Double Walled | Fiberglass Reinforced Plastic | Pressure | Double Walled | Fiberglass Reinforced Plastic
0-007440 | CIRCLE K STORE #2709155 | 8720 W BELL RD | PEORIA | AZ | 85382 | Maricopa | 1 | Open | 1989-06-01 | 10000 | Gasoline | COMPARTMENT A | Single Walled | Fiberglass Reinforced Plastic | Pressure |  | Fiberglass Reinforced Plastic
0-009894 | SAM'S CLUB #6605 | 1225 N GILBERT RD | GILBERT | AZ | 85234 | Maricopa | 3 | Open | 2002-08-08 | 20000 | Gasoline | COMPARTMENT A | Double Walled | Fiberglass Reinforced Plastic | Pressure | Double Walled
0-006494 | AMERICAN EXPRESS INFORMATION | 3151 W BEHREND DR | PHOENIX | AZ | 85027 | Maricopa | 2 | Open | 1988-11-08 | 30000 | Diesel | COMPARTMENT A | Single Walled | Fiberglass Reinforced Plastic
0-001663 | CANYON GENERAL | 7298 S HIGHWAY 92 | NICKSVILLE | AZ | 85615 | Cochise | 4 | Open | 2005-03-09 | 6000 | Gasoline | COMPARTMENT A | Double Walled | Composite (Steel/Fiberglass) | Pressure |  | Fiberglass Reinforced Plastic
0-009533 | BLUE HILLS MARKET #495 | 8470 E STATE ROUTE 69 | PRESCOTT VALLEY | AZ | 86314 | Yavapai | 2 | Open | 1999-09-01 | 5000 | Gasoline | COMPARTMENT B | Double Walled | Fiberglass Reinforced Plastic | Pressure | Double Walled | Flexible
0-007758 | TERRIBLE HERBST #180 | 1815 HIGHWAY 95 | BULLHEAD CITY | AZ | 86442 | Mohave | 7 | Open | 1993-08-01 | 4000 | New Oil | COMPARTMENT A | Double Walled | Fiberglass Reinforced Plastic | Suction - Check Valve at the Dispenser |  | Fiberglass Reinforced Plastic
0-009548 | SUPERPUMPER #9 | 21015 N CAVE CREEK RD | PHOENIX | AZ | 85024 | Maricopa | 2 | Open | 1999-08-01 | 20000 | Gasoline | COMPARTMENT A | Double Walled | Fiberglass Reinforced Plastic | Pressure | Double Walled | Fiberglass Reinforced Plastic
0-005672 | WILLIAMS UNFIED SCHOOL DISTRICT - BUS BARN | 575 N 7TH | WILLIAMS | AZ | 86046 | Coconino | 5 | Open | 2020-05-22 |  | (Null) |  | Double Walled | Fiberglass Reinforced Plastic
0-009756 | HAVA GAS | 2085 PALO VERDE BLVD N | LAKE HAVASU CITY | AZ | 86404 | Mohave | 2 | Open | 2001-04-12 | 12000 | Gasoline | COMPARTMENT A | Double Walled | Composite (Steel/Fiberglass) | Pressure | Double Walled | Fiberglass Reinforced Plastic
0-009012 | SPEEDWAY STORE #2881 | 2960 W STATE ROUTE 89A | SEDONA | AZ | 86336 | Yavapai | 4 | Open | 1996-09-26 | 10000 | Diesel | COMPARTMENT A | Double Walled | Fiberglass Reinforced Plastic | Pressure | Double Walled | Fiberglass Reinforced Plastic
0-005045 | SPEEDWAY STORE #3003 | 310 N MAIN ST | TAYLOR | AZ | 85939 | Navajo | 4 | Open | 1996-05-01 | 6000 | Gasoline | COMPARTMENT A | Single Walled | Asphalt coated or Bare Steel | Pressure |  | Fiberglass Reinforced Plastic
0-000825 | SHORTSTOP MARKET | 12 S MAIN ST | EAGAR | AZ | 85925 | Apache | 9 | Open | 2000-05-11 | 10000 | Gasoline | COMPARTMENT A | Double Walled | Fiberglass Reinforced Plastic
0-004171 | SUNMART #605 | 2521 W BUSINESS 1-10 | SAN SIMON | AZ | 85632 | Cochise | 6 | Open | 1985-01-01 | 10000 | Gasoline | COMPARTMENT A | Double Walled | Asphalt coated or Bare Steel | Pressure | Single Walled | Fiberglass Reinforced Plastic
0-001409 | CIRCLE K #1431 | 1103 W REX ALLEN DR | WILLCOX | AZ | 85643 | Cochise | 3 | Open | 1981-01-01 | 10000 | Gasoline | COMPARTMENT A | Single Walled | Asphalt coated or Bare Steel | Pressure |  | Fiberglass Reinforced Plastic
0-004183 | BENSON FUEL | 103 W 4TH ST | BENSON | AZ | 85602 | Cochise | 6 | Open | 1994-09-26 | 10000 | Diesel | COMPARTMENT A | Double Walled | Composite (Steel/Fiberglass) | Pressure |  | Fiberglass Reinforced Plastic
0-009526 | FLYING J TRAVEL PLAZA #611 | 6700 W LATHAM ST | PHOENIX | AZ | 85043 | Maricopa | 2 | Open | 1999-04-18 | 20000 | Diesel | COMPARTMENT A | Double Walled | Fiberglass Reinforced Plastic | Pressure | Double Walled | Fiberglass Reinforced Plastic
0-001894 | CIRCLE K STORE #2703424 | 5502 E SPEEDWAY BLVD | TUCSON | AZ | 85712 | Pima | 6 | Open | 2012-10-16 | 12000 | Gasoline | COMPARTMENT A | Double Walled | Fiberglass Reinforced Plastic | Pressure | Double Walled | Fiberglass Reinforced Plastic
0-005935 | PETRO STOPPING CENTER | 970 S BLAKE RANCH RD | KINGMAN | AZ | 86401 | Mohave | 6 | Open | 1987-12-15 | 10000 | Gasoline | COMPARTMENT A | Single Walled | Fiberglass Reinforced Plastic | Pressure |  | Fiberglass Reinforced Plastic
0-005935 | PETRO STOPPING CENTER | 970 S BLAKE RANCH RD | KINGMAN | AZ | 86401 | Mohave | 8 | Open | 1987-12-15 | 8000 | New Oil | COMPARTMENT A | Single Walled | Fiberglass Reinforced Plastic | Suction - Check Valve at the Dispenser | Single Walled | Fiberglass Reinforced Plastic
0-003860 | CITY OF PHOENIX - UNION HILLS SERVICE CENTER | 138 E UNION HILLS DR | PHOENIX | AZ | 85024 | Maricopa | 20 | Open | 1992-01-01 | 550 | New Oil | COMPARTMENT A | Double Walled | Fiberglass Reinforced Plastic | Suction - Check Valve at the Tank Top | Double Walled | Fiberglass Reinforced Plastic
0-006160 | CIRCLE K #5285 | 23447 S POWER RD | QUEEN CREEK | AZ | 85142 | Maricopa | 2 | Open | 1987-01-01 | 15000 | Gasoline | COMPARTMENT A | Single Walled | Fiberglass Reinforced Plastic | Pressure | Double Walled | Fiberglass Reinforced Plastic
0-001990 | SHELL #72 | 2401 E VAN BUREN ST | PHOENIX | AZ | 85008 | Maricopa | 7 | Open | 2020-02-17 | 6000 | Diesel | COMPARTMENT B | Double Walled | Fiberglass Reinforced Plastic
0-009792 | CIRCLE K #5766 | 6972 N 83RD AVE | GLENDALE | AZ | 85303 | Maricopa | 2 | Open | 2001-06-01 | 15000 | Gasoline | COMPARTMENT A | Double Walled | Fiberglass Reinforced Plastic | Pressure | Double Walled | Fiberglass Reinforced Plastic
0-007709 | ARCO #5815 | 3200 N STOCKTON HILL RD | KINGMAN | AZ | 86409 | Mohave | 3 | Open | 1991-08-01 | 10000 | Gasoline | COMPARTMENT A | Double Walled | Fiberglass Reinforced Plastic | Pressure | Double Walled | Fiberglass Reinforced Plastic
0-006337 | JACOB LAKE LODGE |  | JACOB LAKE |  |  | Coconino | 8 | Open | 1998-05-26 | 15000 | Gasoline | COMPARTMENT B | Double Walled | Fiberglass Reinforced Plastic
0-004968 | APACHE SHELL | 8291 E 22ND ST | TUCSON | AZ | 85710 | Pima | 11 | Open | 2005-05-01 | 8000 | Gasoline | COMPARTMENT B | Double Walled | Fiberglass Reinforced Plastic | Pressure | Double Walled | Flexible
0-004968 | APACHE SHELL | 8291 E 22ND ST | TUCSON | AZ | 85710 | Pima | 11 | Open | 2005-05-01 | 4000 | Diesel | COMPARTMENT A | Double Walled | Fiberglass Reinforced Plastic | Pressure | Double Walled | Flexible
0-001301 | CIRCLE K #761 | 899 E 4TH ST | BENSON | AZ | 85602 | Cochise | 6 | Open | 1995-02-24 | 10000 | Gasoline (PUL) | COMPARTMENT A |  | Fiberglass Reinforced Plastic | Pressure | Double Walled | Fiberglass Reinforced Plastic
0-000883 | MOBIL | 2015 W UNIVERSITY DR | MESA | AZ | 85201 | Maricopa | 6 | Open | 1991-01-01 | 10000 | Gasoline | COMPARTMENT A | Double Walled | Fiberglass Reinforced Plastic | Pressure | Double Walled | Fiberglass Reinforced Plastic
0-000883 | MOBIL | 2015 W UNIVERSITY DR | MESA | AZ | 85201 | Maricopa | 7 | Open | 1991-01-01 | 10000 | Diesel | COMPARTMENT A | Double Walled | Fiberglass Reinforced Plastic | Pressure | Double Walled | Fiberglass Reinforced Plastic
0-003152 | SPEEDWAY STORE #2972 | 104 E 4TH ST | BENSON | AZ | 85602 | Cochise | 4 | Open | 1990-09-01 | 10000 | Gasoline | COMPARTMENT A | Double Walled | Fiberglass Reinforced Plastic | Pressure | Double Walled | Fiberglass Reinforced Plastic
0-009886 | COSTCO WHOLESALE #691 | 10000 W MCDOWELL RD | AVONDALE | AZ | 85392 | Maricopa | 1 | Open | 2002-06-20 | 20000 | Gasoline | COMPARTMENT A | Double Walled | Fiberglass Reinforced Plastic | Pressure | Double Walled | Flexible
0-009886 | COSTCO WHOLESALE #691 | 10000 W MCDOWELL RD | AVONDALE | AZ | 85392 | Maricopa | 4 | Open | 2012-01-11 | 1500 | Other | COMPARTMENT A | Double Walled | Fiberglass Reinforced Plastic | Pressure | Double Walled | Fiberglass Reinforced Plastic
0-001237 | CIRCLE K #2700492 | 401 S ALVERNON WAY | TUCSON | AZ | 85711 | Pima | 4 | Open | 1987-01-01 | 10000 | Gasoline | COMPARTMENT A | Double Walled | Fiberglass Reinforced Plastic | Pressure |  | Fiberglass Reinforced Plastic
0-009194 | CIRCLE K #2705326 | 1910 N STATE ROUTE 89 | CHINO VALLEY | AZ | 86323 | Yavapai | 2 | Open | 1997-08-08 | 12000 | Gasoline (Mid-Grade UL) | COMPARTMENT A | Double Walled | Fiberglass Reinforced Plastic | Pressure | Double Walled | Fiberglass Reinforced Plastic
0-008933 | CIRCLE K #2708648 | 977 E SPEEDWAY BLVD | TUCSON | AZ | 85719 | Pima | 3 | Open | 1995-12-28 | 12000 | Diesel | COMPARTMENT A | Double Walled | Fiberglass Reinforced Plastic | Pressure | Double Walled | Fiberglass Reinforced Plastic
0-001666 | ROUTE 66 AUTO CARE | 801 W ROUTE 66 | WILLIAMS | AZ | 86046 | Coconino | 11 | Open | 2018-12-27 | 8000 | Diesel | COMPARTMENT A | Double Walled | Fiberglass Reinforced Plastic | Pressure | Double Walled | Fiberglass Reinforced Plastic
0-002142 | SPEEDI CAR WASH & FUEL | 915 S MILTON RD | FLAGSTAFF | AZ | 86001 | Coconino | 7 | Open | 2020-05-22 | 20000 | Gasoline (UL) | COMPARTMENT A | Double Walled | Fiberglass Reinforced Plastic | Pressure | Double Walled | Fiberglass Reinforced Plastic
0-001516 | CIRCLE K #2703740 | 8955 N 19TH AVE | PHOENIX | AZ | 85021 | Maricopa | 2 | Open | 1983-01-01 | 10000 | Gasoline | COMPARTMENT A | Double Walled | Fiberglass Reinforced Plastic | Pressure |  | Fiberglass Reinforced Plastic
0-009083 | CHEVRON | 2459 W 32ND ST | YUMA | AZ | 85364 | Yuma | 3 | Open | 1996-12-29 | 12000 | Gasoline | COMPARTMENT A | Double Walled | Fiberglass Reinforced Plastic | Pressure
0-002227 | HONEYWELL ENGINES - SYSTEMS & SERVICES | 111 S 34TH ST | PHOENIX | AZ | 85034 | Maricopa | 29 | Open | 2012-01-14 | 10000 | Jet Fuel | COMPARTMENT A | Double Walled | Fiberglass Reinforced Plastic | Pressure | Double Walled | Fiberglass Reinforced Plastic
0-002227 | HONEYWELL ENGINES - SYSTEMS & SERVICES | 111 S 34TH ST | PHOENIX | AZ | 85034 | Maricopa | 15 | Open | 1986-01-01 | 20000 | Jet Fuel | COMPARTMENT A | Double Walled | Fiberglass Reinforced Plastic | Pressure | Double Walled | Fiberglass Reinforced Plastic
0-002632 | UNCLE TOM'S KWIK STOP 1029 | 4102 HWY 87 | PINE | AZ | 85544 | Gila | 1 | Open | 1989-01-01 | 8000 | Gasoline | COMPARTMENT A | Double Walled | Composite (Steel/Fiberglass) | Pressure |  | Fiberglass Reinforced Plastic
0-002632 | UNCLE TOM'S KWIK STOP 1029 | 4102 HWY 87 | PINE | AZ | 85544 | Gila | 2 | Open | 1989-01-01 | 6000 | Gasoline | COMPARTMENT B | Double Walled | Composite (Steel/Fiberglass) | Pressure |  | Fiberglass Reinforced Plastic
0-005801 | GILLIGANS ON 69 LLC | 7849 E STATE ROUTE 69 | PRESCOTT VALLEY | AZ | 86314 | Yavapai | 4 | Open | 1989-02-27 | 8000 | Diesel | COMPARTMENT A | Single Walled | Fiberglass Reinforced Plastic | Pressure |  | Fiberglass Reinforced Plastic
0-001536 | SHELL #48 | 1673 W STATE ROUTE 260 | CAMP VERDE | AZ | 86322 | Yavapai | 5 | Open | 2020-09-04 | 20000 | Gasoline (UL) | COMPARTMENT A | Double Walled | Fiberglass Reinforced Plastic | Pressure | Double Walled | Fiberglass Reinforced Plastic
0-008447 | LAKE HAVASU CITY POLICE DEPT | 2360 MCCULLOCH BLVD N | LAKE HAVASU CITY | AZ | 86403 | Mohave | 1 | Open | 1994-04-01 | 12000 | Gasoline | COMPARTMENT A | Double Walled | Fiberglass Reinforced Plastic | Pressure | Double Walled | Fiberglass Reinforced Plastic
0-005498 | UPS TUCSON | 899 E SILVERLAKE RD | TUCSON | AZ | 85713 | Pima | 4 | Open | 1993-10-01 | 20000 | Diesel | COMPARTMENT A | Double Walled | Fiberglass Reinforced Plastic | Pressure | Double Walled | Fiberglass Reinforced Plastic
0-001298 | CIRCLE K #745 | 300 E PATAGONIA HWY | NOGALES | AZ | 85621 | Santa Cruz | 4 | Open | 1995-11-01 | 10000 | Gasoline (PUL) | COMPARTMENT A |  | Fiberglass Reinforced Plastic | Pressure | Double Walled | Fiberglass Reinforced Plastic
0-001319 | CIRCLE K #811 | 4875 S PARK AVE | TUCSON | AZ | 85714 | Pima | 5 | Open | 1995-10-27 | 10000 | Gasoline | COMPARTMENT A | Double Walled | Fiberglass Reinforced Plastic | Pressure | Double Walled | Fiberglass Reinforced Plastic
0-003877 | CITY OF PHOENIX - SOUTH TRANSIT FACILITY | 2225 W LOWER BUCKEYE RD | PHOENIX | AZ | 85009 | Maricopa | 28 | Open | 2016-02-01 | 3000 | Antifreeze / Ethylene Glycol | COMPARTMENT A | Double Walled | Fiberglass Reinforced Plastic | Suction - Check Valve at the Tank Top | Double Walled | Fiberglass Reinforced Plastic
0-000526 | ARCO #1519 | 3501 W PEORIA AVE | PHOENIX | AZ | 85029 | Maricopa | 9 | Open | 2003-07-08 | 10000 | Gasoline | COMPARTMENT B | Double Walled | Fiberglass Reinforced Plastic | Pressure | Double Walled | Fiberglass Reinforced Plastic
0-006903 | GRAND CANYON LODGE - NORTH RIM |  | NORTH RIM |  |  | Coconino | 1 | Open | 1990-05-01 | 10000 | Gasoline | COMPARTMENT A | Single Walled | Asphalt coated or Bare Steel | Pressure |  | Fiberglass Reinforced Plastic
0-006903 | GRAND CANYON LODGE - NORTH RIM |  | NORTH RIM |  |  | Coconino | 2 | Open | 1990-05-01 | 10000 | Gasoline | COMPARTMENT A | Single Walled | Asphalt coated or Bare Steel | Pressure |  | Fiberglass Reinforced Plastic
0-006503 | DESERT VIDEOLAND OASIS | 10338 N HIGHWAY 191 | ELFRIDA | AZ | 85610 | Cochise | 3 | Open | 1998-09-01 | 6000 | Gasoline | COMPARTMENT A | Single Walled | Fiberglass Reinforced Plastic | Pressure |  | Fiberglass Reinforced Plastic
0-005433 | CIRCLE K #2885 | 3618 W BUCKEYE RD | PHOENIX | AZ | 85009 | Maricopa | 7 | Open | 1986-10-01 | 10000 | Gasoline (UL) | COMPARTMENT A | Double Walled | Fiberglass Reinforced Plastic | Pressure | Double Walled | Fiberglass Reinforced Plastic
0-010066 | BOWLIN - PICACHO PEAK PLAZA | 16098 E CAMINO ADELANTE | PICACHO | AZ | 85141 | Pinal | 2 | Open | 2004-09-01 | 5000 | Diesel | COMPARTMENT A | Double Walled | Fiberglass Reinforced Plastic | Pressure | Double Walled | Fiberglass Reinforced Plastic
0-001469 | CIRCLE K #1737 | 3845 S COUNTRY CLUB RD | TUCSON | AZ | 85714 | Pima | 1 | Open | 1987-01-08 | 10000 | Gasoline | COMPARTMENT A | Single Walled | Fiberglass Reinforced Plastic | Pressure |  | Fiberglass Reinforced Plastic
0-004558 | CIRCLE K #2708827 | 5850 W INDIAN SCHOOL RD | PHOENIX | AZ | 85031 | Maricopa | 3 | Open | 1986-07-13 | 10000 | Gasoline | COMPARTMENT A | Double Walled | Fiberglass Reinforced Plastic | Pressure |  | Fiberglass Reinforced Plastic
0-001432 | CIRCLE K #2701569 | 699 E BUCKEYE RD | PHOENIX | AZ | 85004 | Maricopa | 9 | Open | 2008-12-19 | 12000 | Gasoline | COMPARTMENT A | Double Walled | Fiberglass Reinforced Plastic | Pressure | Double Walled | Fiberglass Reinforced Plastic
0-009922 | CIRCLE K #2706470 | 5365 N LA CHOLLA BLVD | TUCSON | AZ | 85741 | Pima | 3 | Open | 2003-01-15 | 20000 | Gasoline | COMPARTMENT A | Double Walled | Fiberglass Reinforced Plastic | Pressure | Double Walled | Fiberglass Reinforced Plastic
0-001187 | CIRCLE K #2700166 | 130 E SPEEDWAY BLVD | TUCSON | AZ | 85705 | Pima | 3 | Open | 1986-01-01 | 10000 | Gasoline (UL) | COMPARTMENT A | Single Walled | Fiberglass Reinforced Plastic | Pressure | Single Walled | Fiberglass Reinforced Plastic
0-008914 | CIRCLE K #2705308 | 3435 W DEER VALLEY RD | PHOENIX | AZ | 85027 | Maricopa | 2 | Open | 1995-12-29 | 10000 | Gasoline | COMPARTMENT A | Double Walled | Fiberglass Reinforced Plastic | Pressure | Double Walled | Fiberglass Reinforced Plastic
0-006012 | CIRCLE K #2708600 | 13802 N 40TH ST | PHOENIX | AZ | 85032 | Maricopa | 2 | Open | 1988-02-24 | 10000 | Gasoline | COMPARTMENT A | Double Walled | Fiberglass Reinforced Plastic | Pressure |  | Fiberglass Reinforced Plastic
0-009138 | FIREBIRD FUEL CO | 4333 W GLENROSA AVE | PHOENIX | AZ | 85031 | Maricopa | 2 | Open | 1997-05-01 | 12000 | Gasoline (UL) | COMPARTMENT A | Double Walled | Composite (Steel/Fiberglass) | Pressure | Double Walled | Fiberglass Reinforced Plastic
0-000876 | NEW EASY TRIP/SHELL STATION | 5059 W OLIVE AVE | GLENDALE | AZ | 85302 | Maricopa | 8 | Open | 1991-03-01 | 10000 | Diesel | COMPARTMENT A | Double Walled | Fiberglass Reinforced Plastic | Pressure | Double Walled | Fiberglass Reinforced Plastic
0-000850 | SOMBRERO SHELL | 501 E MONROE AVE | BUCKEYE | AZ | 85326 | Maricopa | 7 | Open | 1989-01-01 | 6000 | Gasoline (UL) | COMPARTMENT A | Double Walled | Fiberglass Reinforced Plastic | Pressure |  | Fiberglass Reinforced Plastic
0-003694 | PETRO TRUCK STOP | 5265 N SUNLAND GIN RD | ELOY | AZ | 85131 | Pinal | 9 | Open | 1984-01-01 | 10000 | Diesel | COMPARTMENT A | Single Walled | Asphalt coated or Bare Steel | Pressure | Single Walled | Fiberglass Reinforced Plastic
0-007786 | CIRCLE K #2706674 | 1791 KIOWA AVE | LAKE HAVASU CITY | AZ | 86403 | Mohave | 2 | Open | 1993-06-15 | 12000 | Gasoline | COMPARTMENT A | Double Walled | Fiberglass Reinforced Plastic | Pressure | Double Walled | Fiberglass Reinforced Plastic
0-004077 | JOBI'S CONVENIENCE MARKET | 4520 S US HIGHWAY | SAFFORD | AZ | 85546 | Graham | 2 | Open | 1986-07-01 | 6000 | Gasoline | COMPARTMENT A | Single Walled | Fiberglass Reinforced Plastic | Pressure |  | Fiberglass Reinforced Plastic
0-001789 | WICKENBURG SHELL/PACK PRIDE | 30210 W HIGHWAY 60 | WICKENBURG | AZ | 85390 | Maricopa | 1 | Open | 1986-01-01 | 10000 | Gasoline | COMPARTMENT A | Single Walled | Asphalt coated or Bare Steel | Pressure |  | Fiberglass Reinforced Plastic
0-001789 | WICKENBURG SHELL/PACK PRIDE | 30210 W HIGHWAY 60 | WICKENBURG | AZ | 85390 | Maricopa | 3 | Open | 1986-01-01 | 10000 | Diesel | COMPARTMENT A | Single Walled | Asphalt coated or Bare Steel | Pressure |  | Fiberglass Reinforced Plastic
0-003188 | HAREE MART | 10444 N SCOTTSDALE RD | SCOTTSDALE | AZ | 85253 | Maricopa | 7 | Open | 2001-03-01 | 15000 | Gasoline | COMPARTMENT A | Double Walled | Fiberglass Reinforced Plastic | Pressure | Double Walled | Flexible
0-005804 | BROMAX #601 | 12299 W BELL RD | SURPRISE | AZ | 85378 | Maricopa | 3 | Open | 1989-03-09 | 10000 | Gasoline | COMPARTMENT A | Double Walled | Fiberglass Reinforced Plastic | Pressure | Double Walled | Fiberglass Reinforced Plastic
0-008846 | PACIFIC PRIDE | 1700 E ADAMS | SHOW LOW | AZ | 85901 | Navajo | 2 | Open | 1995-11-13 | 15000 | Gasoline | COMPARTMENT A | Double Walled | Fiberglass Reinforced Plastic | Pressure | Double Walled | Fiberglass Reinforced Plastic
0-009189 | CIRCLE K STORE #2741614 | 10410 N LA CANADA DR | ORO VALLEY | AZ | 85737 | Pima | 2 | Open | 1997-11-04 | 12000 | Gasoline (UL) | COMPARTMENT A | Double Walled | Composite (Steel/Fiberglass) | Pressure | Double Walled | Fiberglass Reinforced Plastic
0-009047 | CIRCLE K STORE #2741621 | 5158 E UNIVERSITY DR | MESA | AZ | 85205 | Maricopa | 2 | Open | 1996-11-07 | 12000 | Gasoline (PUL) | COMPARTMENT A | Double Walled | Fiberglass Reinforced Plastic | Pressure | Double Walled | Fiberglass Reinforced Plastic
0-001226 | CIRCLE K #2700419 | 1302 S 1ST AVE | SAFFORD | AZ | 85546 | Graham | 2 | Open | 1982-01-01 | 10000 | Gasoline (UL) | COMPARTMENT A | Single Walled | Fiberglass Reinforced Plastic | Pressure | Single Walled | Fiberglass Reinforced Plastic
0-006583 | HOLBROOK CHEVRON | 950 NAVAJO BLVD | HOLBROOK | AZ | 86025 | Navajo | 1 | Open | 1988-12-19 | 12000 | Gasoline (UL) | COMPARTMENT A | Single Walled | Fiberglass Reinforced Plastic | Pressure |  | Fiberglass Reinforced Plastic
0-005054 | CIRCLE K STORE #2709164 | 4001 E CHANDLER BLVD | PHOENIX | AZ | 85048 | Maricopa | 1 | Open | 1989-03-28 | 10000 | Gasoline | COMPARTMENT A | Double Walled | Fiberglass Reinforced Plastic | Pressure |  | Fiberglass Reinforced Plastic
0-008871 | CIRCLE K STORE #2709179 | 1203 S POWER RD | MESA | AZ | 85206 | Maricopa | 2 | Open | 1995-01-01 | 20000 | Gasoline | COMPARTMENT A | Double Walled | Fiberglass Reinforced Plastic | Pressure | Double Walled | Fiberglass Reinforced Plastic
0-001399 | CIRCLE K #2701347 | 4502 N 19TH AVE | PHOENIX | AZ | 85015 | Maricopa | 4 | Open | 2004-07-22 | 10000 | Gasoline | COMPARTMENT A | Double Walled | Fiberglass Reinforced Plastic | Pressure |  | Fiberglass Reinforced Plastic
0-000087 | ALTA MESA COUNTRY CLUB | 1460 N ALTA MESA DR | MESA | AZ | 85205 | Maricopa | 2 | Open | 1985-01-24 | 2000 | Diesel | COMPARTMENT A | Single Walled | Asphalt coated or Bare Steel | Suction - Check Valve at the Tank Top
0-004324 | 4 SONS FOOD STORES #503 | 13779 N FOUNTAIN HILLS BLVD | FOUNTAIN HILLS | AZ | 85268 | Maricopa | 2 | Open | 1992-05-01 | 8000 | Gasoline | COMPARTMENT A | Double Walled | Fiberglass Reinforced Plastic | Pressure | Double Walled | Fiberglass Reinforced Plastic
0-010355 | MAVERIK COUNTRY STORE #387 | 2110 N PARK DR | WINSLOW | AZ | 86047 | Navajo | 1 | Open | 2010-03-01 | 12000 | Gasoline | COMPARTMENT A | Double Walled | Fiberglass Reinforced Plastic | Pressure | Double Walled | Flexible
0-005409 | CIRCLE K #2817 | 2120 N 35TH AVE | PHOENIX | AZ | 85009 | Maricopa | 3 | Open | 1995-02-01 | 10000 | Gasoline | COMPARTMENT A | Double Walled | Fiberglass Reinforced Plastic | Pressure | Double Walled | Fiberglass Reinforced Plastic
0-005010 | UPS PHOENIX HUB | 3150 N 31ST AVE | PHOENIX | AZ | 85017 | Maricopa | 5 | Open | 1976-01-01 | 20000 | Diesel | COMPARTMENT A | Single Walled | Asphalt coated or Bare Steel | Pressure | Double Walled | Fiberglass Reinforced Plastic
0-000338 | PARKER OIL PRODUCTS | 785 KIOWA AVE | LAKE HAVASU CITY | AZ | 86403 | Mohave | 5 | Open | 1997-11-07 | 12000 | Gasoline | COMPARTMENT A | Double Walled | Composite (Steel/Fiberglass) | Pressure | Double Walled | Fiberglass Reinforced Plastic
0-009525 | CIRCLE K STORE #2709182 | 3989 W RAY RD | CHANDLER | AZ | 85226 | Maricopa | 4 | Open | 1997-01-01 | 15000 | Gasoline | COMPARTMENT A | Double Walled | Fiberglass Reinforced Plastic | Pressure | Double Walled | Fiberglass Reinforced Plastic
0-009525 | CIRCLE K STORE #2709182 | 3989 W RAY RD | CHANDLER | AZ | 85226 | Maricopa | 1 | Open | 1997-01-01 | 10000 | Diesel | COMPARTMENT A | Double Walled | Fiberglass Reinforced Plastic | Pressure | Double Walled | Fiberglass Reinforced Plastic
0-004320 | HAVASU REGIONAL MEDICAL CENTER | 101 CIVIC CENTER LN | LAKE HAVASU CITY | AZ | 86403 | Mohave | 3 | Open | 1992-03-12 | 550 | Diesel | COMPARTMENT A | Double Walled | Fiberglass Reinforced Plastic | Suction - Check Valve at the Tank Top | Double Walled | Fiberglass Reinforced Plastic
0-003146 | MESA UNIFIED SCHOOL DISTRICT - MAINTENANCE FACILITY | 837 S POWER RD | MESA | AZ | 85206 | Maricopa | 9 | Open | 2019-06-26 | 15000 | Gasoline (UL) | COMPARTMENT A | Double Walled | Polyethylene Jacketed Steel | Pressure | Double Walled | Fiberglass Reinforced Plastic
0-003146 | MESA UNIFIED SCHOOL DISTRICT - MAINTENANCE FACILITY | 837 S POWER RD | MESA | AZ | 85206 | Maricopa | 11 | Open | 2019-06-26 | 15000 | Diesel | COMPARTMENT A | Double Walled | Polyethylene Jacketed Steel | Pressure | Double Walled | Fiberglass Reinforced Plastic
0-001377 | CIRCLE K #2701198 | 721 N 195TH AVE | BUCKEYE | AZ | 85326 | Maricopa | 6 | Open | 2002-11-11 | 15000 | Gasoline | COMPARTMENT A | Double Walled | Fiberglass Reinforced Plastic | Pressure | Double Walled | Fiberglass Reinforced Plastic
0-001377 | CIRCLE K #2701198 | 721 N 195TH AVE | BUCKEYE | AZ | 85326 | Maricopa | 4 | Open | 2002-11-11 | 15000 | Diesel | COMPARTMENT A | Double Walled | Fiberglass Reinforced Plastic | Pressure | Double Walled | Fiberglass Reinforced Plastic
0-010049 | PARK PLACE TRAVEL CENTER | 185 N RIGGLES RD | QUARTZSITE | AZ | 85346 | La Paz | 3 | Open | 2008-07-15 | 15000 | Diesel | COMPARTMENT B | Double Walled | Fiberglass Reinforced Plastic | Pressure | Double Walled | Fiberglass Reinforced Plastic
0-009069 | AIRWAYS EXPRESS | 3461 E ANDY DEVINE AVE | KINGMAN | AZ | 86401 | Mohave | 2 | Open | 1997-05-22 | 3000 | Diesel | COMPARTMENT B | Single Walled | Asphalt coated or Bare Steel | Pressure | Double Walled | Fiberglass Reinforced Plastic
0-010041 | QUIKTRIP #409 | 6705 W BUCKEYE RD | PHOENIX | AZ | 85043 | Maricopa | 2 | Open | 2004-06-09 | 20000 | Gasoline | COMPARTMENT A | Double Walled | Fiberglass Reinforced Plastic | Pressure | Double Walled | Flexible
0-002292 | HAVEN OF GLOBE | 1100 E MONROE ST | GLOBE | AZ | 85501 | Gila | 1 | Open | 1970-01-01 | 10000 | Red Diesel | COMPARTMENT A |  | Asphalt coated or Bare Steel | Suction - Check Valve at the Tank Top |  | Bare or Galvanized Steel
0-009197 | CIRCLE K STORE #2741634 | 6310 E GOLF LINKS RD | TUCSON | AZ | 85730 | Pima | 2 | Open | 1997-07-21 | 12000 | Gasoline (PUL) | COMPARTMENT A | Double Walled | Composite (Steel/Fiberglass) | Pressure | Double Walled | Fiberglass Reinforced Plastic
0-002092 | ROSS AVIATION | 14700 N AIRPORT DR | SCOTTSDALE | AZ | 85260 | Maricopa | 3 | Open | 1985-01-01 | 1000 | Used Oil/Waste Oil | COMPARTMENT A |  | Fiberglass Reinforced Plastic | Gravity Feed | Single Walled | Bare or Galvanized Steel
0-005747 | COCHISE MAINTENANCE FACILITY | 9792 E LARRY HUGHES DR | SCOTTSDALE | AZ | 85262 | Maricopa | 3 | Open | 2020-07-30 | 2000 | Diesel | COMPARTMENT B | Double Walled | Fiberglass Reinforced Plastic | Pressure | Double Walled | Fiberglass Reinforced Plastic
0-010414 | FRYS FUEL CENTER #699 | 11203 E SOUTH FRONTAGE RD | YUMA | AZ | 85365 | Yuma | 2 | Open | 2011-04-21 | 8000 | Gasoline | COMPARTMENT B | Double Walled | Fiberglass Reinforced Plastic | Pressure | Double Walled | Flexible
0-010424 | QUIKTRIP #1487 | 10230 E GOLF LINKS RD | TUCSON | AZ | 85730 | Pima | 4 | Open | 2011-06-23 | 12000 | Diesel | COMPARTMENT A | Double Walled | Fiberglass Reinforced Plastic | Pressure | Double Walled | Fiberglass Reinforced Plastic
0-010433 | QUIKTRIP #1496 | 6385 E GOLF LINKS RD | TUCSON | AZ | 85730 | Pima | 4 | Open | 2011-08-11 | 12000 | Diesel | COMPARTMENT A | Double Walled | Fiberglass Reinforced Plastic | Pressure | Double Walled | Fiberglass Reinforced Plastic
0-010433 | QUIKTRIP #1496 | 6385 E GOLF LINKS RD | TUCSON | AZ | 85730 | Pima | 1 | Open | 2011-08-11 | 20000 | Gasoline | COMPARTMENT A | Double Walled | Fiberglass Reinforced Plastic | Pressure | Double Walled | Fiberglass Reinforced Plastic
0-000439 | ASU | 651 E UNIVERSITY DR | TEMPE | AZ | 85281 | Maricopa | 17 | Open | 1996-06-01 | 30000 | Diesel | COMPARTMENT A | Double Walled | Fiberglass Reinforced Plastic | Suction - Check Valve at the Tank Top | Single Walled | Fiberglass Reinforced Plastic
0-000439 | ASU | 651 E UNIVERSITY DR | TEMPE | AZ | 85281 | Maricopa | 18 | Open | 1996-06-01 | 30000 | Diesel | COMPARTMENT A | Double Walled | Fiberglass Reinforced Plastic | Suction - Check Valve at the Tank Top | Single Walled | Fiberglass Reinforced Plastic
0-003209 | CIRCLE K STORE #2709169 | 4101 N HAYDEN RD | SCOTTSDALE | AZ | 85251 | Maricopa | 8 | Open | 2019-04-15 | 8000 | Diesel | COMPARTMENT B | Double Walled | Fiberglass Reinforced Plastic
0-009808 | PILOT TRAVEL CENTER #459 | 900 N 99TH AVE | AVONDALE | AZ | 85323 | Maricopa | 1 | Open | 2001-10-04 | 8000 | Gasoline | COMPARTMENT A | Double Walled | Composite (Steel/Fiberglass) | Pressure | Double Walled | Fiberglass Reinforced Plastic
0-009520 | CIRCLE K #2706346 | 1810 S COUNTRY CLUB DR | MESA | AZ | 85210 | Maricopa | 4 | Open | 1999-08-11 | 12000 | Diesel | COMPARTMENT A | Single Walled | Fiberglass Reinforced Plastic | Pressure | Double Walled | Fiberglass Reinforced Plastic
0-009821 | CIRCLE K #2706461 | 2808 S DOBSON RD | MESA | AZ | 85202 | Maricopa | 2 | Open | 2001-07-26 | 10000 | Gasoline | COMPARTMENT A | Double Walled | Fiberglass Reinforced Plastic | Pressure | Double Walled | Flexible
0-002164 | CIRCLE K #2705281 | 6802 E CAVE CREEK RD | CAVE CREEK | AZ | 85331 | Maricopa | 4 | Open | 1984-01-01 | 10000 | Gasoline | COMPARTMENT A | Single Walled | Asphalt coated or Bare Steel | Pressure | Double Walled | Fiberglass Reinforced Plastic
0-002164 | CIRCLE K #2705281 | 6802 E CAVE CREEK RD | CAVE CREEK | AZ | 85331 | Maricopa | 3 | Open | 1984-01-01 | 10000 | Gasoline | COMPARTMENT A | Single Walled | Asphalt coated or Bare Steel | Pressure | Double Walled | Fiberglass Reinforced Plastic
0-000430 | CIRCLE K #2708596 | 1602 E WASHINGTON ST | PHOENIX | AZ | 85034 | Maricopa | 1 | Open | 1987-01-01 | 10000 | Gasoline | COMPARTMENT A | Double Walled | Fiberglass Reinforced Plastic | Pressure |  | Fiberglass Reinforced Plastic
0-000430 | CIRCLE K #2708596 | 1602 E WASHINGTON ST | PHOENIX | AZ | 85034 | Maricopa | 3 | Open | 1987-01-01 | 10000 | Gasoline | COMPARTMENT A | Double Walled | Fiberglass Reinforced Plastic | Pressure |  | Fiberglass Reinforced Plastic
0-001664 | CIRCLE K #2701944 | 3031 E 22ND ST | TUCSON | AZ | 85713 | Pima | 3 | Open | 1985-01-01 | 10000 | Gasoline | COMPARTMENT A | Single Walled | Fiberglass Reinforced Plastic | Pressure |  | Fiberglass Reinforced Plastic
0-001535 | CIRCLE K #2701974 | 2402 E MCDOWELL RD | PHOENIX | AZ | 85008 | Maricopa | 4 | Open | 2020-04-10 | 20000 | Gasoline (UL) | COMPARTMENT A | Double Walled | Fiberglass Reinforced Plastic
0-007398 | FIESTA MARKET #2 | 1360 N MARIPOSA RD | NOGALES | AZ | 85621 | Santa Cruz | 3 | Open | 1991-07-15 | 8000 | Diesel | COMPARTMENT A | Double Walled | Composite (Steel/Fiberglass) | Pressure | Single Walled | Fiberglass Reinforced Plastic
0-010450 | CIRCLE K STORE #2703425 | 3950 E BASELINE RD | PHOENIX | AZ | 85042 | Maricopa | 3 | Open | 2012-08-27 | 12000 | Diesel | COMPARTMENT A | Double Walled | Fiberglass Reinforced Plastic | Pressure | Double Walled | Fiberglass Reinforced Plastic
0-010450 | CIRCLE K STORE #2703425 | 3950 E BASELINE RD | PHOENIX | AZ | 85042 | Maricopa | 1 | Open | 2012-08-27 | 20000 | Gasoline | COMPARTMENT A | Double Walled | Fiberglass Reinforced Plastic | Pressure | Double Walled | Fiberglass Reinforced Plastic
0-001370 | CIRCLE K #2701149 | 1955 W UNIVERSITY DR | MESA | AZ | 85201 | Maricopa | 7 | Open | 2018-06-20 | 20000 | Gasoline (UL) | COMPARTMENT A | Double Walled | Fiberglass Reinforced Plastic | Pressure | Double Walled | Fiberglass Reinforced Plastic
0-010001 | QUIKTRIP #448 | 9910 W CAMELBACK RD | PHOENIX | AZ | 85037 | Maricopa | 1 | Open | 2003-08-21 | 12000 | Gasoline | COMPARTMENT A | Double Walled | Fiberglass Reinforced Plastic | Pressure | Double Walled | Flexible
0-009501 | TOOR FACILITY #207202 | 3925 N 107TH AVE | AVONDALE | AZ | 85392 | Maricopa | 2 | Open | 1998-11-02 | 20000 | Gasoline | COMPARTMENT A | Double Walled | Fiberglass Reinforced Plastic | Pressure | Double Walled | Fiberglass Reinforced Plastic
0-010478 | PILOT TRAVEL CENTER #593 | 5570 E TRAVEL PLAZA WAY | TUCSON | AZ | 85756 | Pima | 1 | Open | 2013-08-12 | 16000 | Gasoline (UL) | COMPARTMENT A | Double Walled | Fiberglass Reinforced Plastic | Pressure | Double Walled | Fiberglass Reinforced Plastic
0-006263 | SPEEDWAY STORE #2889 | 1790 S WHITE MOUNTAIN RD | SHOW LOW | AZ | 85901 | Navajo | 1 | Open | 1988-07-10 | 20000 | Gasoline (UL) | COMPARTMENT A | Single Walled | Asphalt coated or Bare Steel | Pressure | Single Walled | Bare or Galvanized Steel
0-008964 | CITY OF PHOENIX - OKEMAH PARK | 3828 E ANNE ST | PHOENIX | AZ | 85040 | Maricopa | 2 | Open | 1996-06-17 | 12000 | Gasoline | COMPARTMENT A | Double Walled | Fiberglass Reinforced Plastic | Pressure | Double Walled | Fiberglass Reinforced Plastic
0-003569 | ASH FORK QUICK LUBE | 56 W LEWIS AVE | ASH FORK | AZ | 86320 | Yavapai | 3 | Open | 1989-04-30 | 8000 | Gasoline (UL) | COMPARTMENT A | Single Walled | Asphalt coated or Bare Steel | Pressure | Single Walled | Fiberglass Reinforced Plastic
0-009299 | QUIK MART #30 | 8685 N SILVERBELL RD | MARANA | AZ | 85743 | Pima | 2 | Open | 1997-09-01 | 8000 | Gasoline | COMPARTMENT A | Double Walled | Fiberglass Reinforced Plastic | Pressure | Double Walled | Fiberglass Reinforced Plastic
0-009848 | QUIK MART #33 | 5642 S ALVERNON WAY | TUCSON | AZ | 85706 | Pima | 1 | Open | 2002-02-25 | 6000 | Gasoline | COMPARTMENT B | Double Walled | Fiberglass Reinforced Plastic
0-004969 | D & F SHELL | 6101 E 22ND ST | TUCSON | AZ | 85711 | Pima | 6 | Open | 1985-01-01 | 10000 | Gasoline | COMPARTMENT A | Single Walled | Fiberglass Reinforced Plastic | Pressure |  | Fiberglass Reinforced Plastic
0-010552 | CIRCLE K STORE #2703477 | 13051 W GLENDALE AVE | GLENDALE | AZ | 85307 | Maricopa | 2 | Open | 2015-12-03 | 10000 | Gasoline (PUL) | COMPARTMENT A | Double Walled | Fiberglass Reinforced Plastic | Pressure | Double Walled | Fiberglass Reinforced Plastic
0-005890 | CIRCLE K #2701989 | 3135 W SUPERSTITION BLVD | APACHE JUNCTION | AZ | 85120 | Pinal | 3 | Open | 1986-11-10 | 10000 | Gasoline | COMPARTMENT A | Double Walled | Fiberglass Reinforced Plastic | Pressure | Single Walled | Fiberglass Reinforced Plastic
0-001467 | CIRCLE K #2701728 | 6744 E MCDOWELL RD | SCOTTSDALE | AZ | 85257 | Maricopa | 1 | Open | 1985-01-01 | 10000 | Gasoline | COMPARTMENT A | Single Walled | Fiberglass Reinforced Plastic | Pressure |  | Fiberglass Reinforced Plastic
0-002636 | QUICK AND EASY SHELL | 7602 S MCCLINTOCK DR | TEMPE | AZ | 85284 | Maricopa | 3 | Open | 1988-10-13 | 10000 | Gasoline (PUL) | COMPARTMENT A | Single Walled | Fiberglass Reinforced Plastic | Pressure |  | Fiberglass Reinforced Plastic
0-002636 | QUICK AND EASY SHELL | 7602 S MCCLINTOCK DR | TEMPE | AZ | 85284 | Maricopa | 2 | Open | 1988-10-13 | 10000 | Gasoline (UL) | COMPARTMENT A | Single Walled | Fiberglass Reinforced Plastic | Pressure |  | Fiberglass Reinforced Plastic
0-008473 | ARCO AM/PM | 4881 S CAMPBELL AVE | TUCSON | AZ | 85714 | Pima | 4 | Open | 1994-04-19 | 10000 | Gasoline | COMPARTMENT A | Double Walled | Fiberglass Reinforced Plastic | Pressure | Double Walled | Fiberglass Reinforced Plastic
0-008194 | ARCO AM/PM #42423 | 7601 E TANQUE VERDE RD | TUCSON | AZ | 85715 | Pima | 2 | Open | 1991-07-15 | 10000 | Gasoline | COMPARTMENT A | Double Walled | Fiberglass Reinforced Plastic | Pressure |  | Fiberglass Reinforced Plastic
0-007522 | HATTAR CHEVRON | 6261 E BENSON HWY | TUCSON | AZ | 85756 | Pima | 16 | Open | 1999-12-22 | 20000 | Gasoline | COMPARTMENT A | Double Walled | Fiberglass Reinforced Plastic | Pressure | Double Walled | Flexible
0-008277 | THE LIQUOR MART | 13015 GOLDEN SHORES PKWY | GOLDEN SHORES | AZ | 86436 | Mohave | 1 | Open | 1993-10-01 | 10000 | Gasoline | COMPARTMENT C | Double Walled | Asphalt coated or Bare Steel | Pressure |  | Fiberglass Reinforced Plastic
0-009909 | TERRIBLE HERBST #233 | 14768 S HIGHWAY 95 | LAKE HAVASU CITY | AZ | 86404 | Mohave | 1 | Open | 2002-10-22 | 10000 | Gasoline | COMPARTMENT A | Double Walled | Fiberglass Reinforced Plastic | Pressure | Double Walled | Flexible
0-009627 | SHELL | 6904 N DYSART RD | GLENDALE | AZ | 85307 | Maricopa | 2 | Open | 1999-01-21 | 12000 | Gasoline | COMPARTMENT A | Double Walled | Fiberglass Reinforced Plastic | Pressure | Double Walled | Fiberglass Reinforced Plastic
0-009733 | CAVE CREEK SHELL & CARLS JR | 31414 N CAVE CREEK RD | PHOENIX | AZ | 85331 | Maricopa | 1 | Open | 2000-09-01 | 12000 | Gasoline | COMPARTMENT B | Double Walled | Fiberglass Reinforced Plastic | Pressure | Double Walled | Fiberglass Reinforced Plastic
0-000893 | CIRCLE K STORE #2706656 | 2011 E MCKELLIPS RD | MESA | AZ | 85213 | Maricopa | 5 | Open | 1998-02-02 | 20000 | Gasoline | COMPARTMENT A | Double Walled | Fiberglass Reinforced Plastic | Pressure | Double Walled | Fiberglass Reinforced Plastic
0-006736 | CIRCLE K STORE #2706661 | 7546 E BASELINE RD | MESA | AZ | 85209 | Maricopa | 2 | Open | 1989-08-31 | 10000 | Gasoline | COMPARTMENT A | Single Walled | Fiberglass Reinforced Plastic | Pressure |  | Fiberglass Reinforced Plastic
0-006736 | CIRCLE K STORE #2706661 | 7546 E BASELINE RD | MESA | AZ | 85209 | Maricopa | 4 | Open | 1989-08-31 | 10000 | Diesel | COMPARTMENT A | Single Walled | Fiberglass Reinforced Plastic | Pressure |  | Fiberglass Reinforced Plastic
0-010193 | FRYS FUEL CENTER #89 | 11415 W BUCKEYE RD | AVONDALE | AZ | 85323 | Maricopa | 1 | Open | 2007-08-01 | 8000 | Gasoline | COMPARTMENT A | Double Walled | Fiberglass Reinforced Plastic | Pressure |  | Flexible
0-010665 | RCC CAR RENTAL | 1805 E SKY HARBOR CIR S | PHOENIX | AZ | 85034 | Maricopa | 1 | Open | 2019-04-12 | 30000 | Gasoline (UL) | COMPARTMENT A | Double Walled | Fiberglass Reinforced Plastic
0-009642 | CIRCLE K STORE #2706640 | 620 E CAREFREE HWY | PHOENIX | AZ | 85085 | Maricopa | 2 | Open | 1999-04-23 | 7000 | Gasoline | COMPARTMENT A | Double Walled | Composite (Steel/Fiberglass) | Pressure | Double Walled | Flexible
0-009642 | CIRCLE K STORE #2706640 | 620 E CAREFREE HWY | PHOENIX | AZ | 85085 | Maricopa | 2 | Open | 1999-04-23 | 8000 | Diesel | COMPARTMENT B | Double Walled | Composite (Steel/Fiberglass) | Pressure | Double Walled | Flexible
0-002526 | MCNEECE MART #21 | 796 S 4TH AVE | YUMA | AZ | 85364 | Yuma | 7 | Open | 1992-10-01 | 12000 | Gasoline | COMPARTMENT A | Single Walled | Asphalt coated or Bare Steel | Pressure | Double Walled | Fiberglass Reinforced Plastic
0-009578 | SPEEDWAY STORE #2986 | 10505 N ORACLE RD | ORO VALLEY | AZ | 85737 | Pima | 3 | Open | 1999-09-09 | 12000 | Diesel | COMPARTMENT A | Double Walled | Fiberglass Reinforced Plastic | Pressure | Double Walled | Fiberglass Reinforced Plastic
0-002784 | SPEEDWAY #2996 | 6500 S 12TH AVE | TUCSON | AZ | 85756 | Pima | 1 | Open | 1976-04-08 | 10000 | Gasoline | COMPARTMENT A | Single Walled | Asphalt coated or Bare Steel | Pressure |  | Fiberglass Reinforced Plastic
0-002784 | SPEEDWAY #2996 | 6500 S 12TH AVE | TUCSON | AZ | 85756 | Pima | 3 | Open | 1976-04-08 | 10000 | Gasoline | COMPARTMENT A | Single Walled | Asphalt coated or Bare Steel | Pressure |  | Fiberglass Reinforced Plastic
0-002269 | CITY OF GLENDALE - FIRE STATION #153 | 14061 N 59TH AVE | GLENDALE | AZ | 85306 | Maricopa | 8 | Open | 2019-11-05 | 12000 | Diesel | COMPARTMENT A | Double Walled | Fiberglass Reinforced Plastic
0-004427 | QUIK MART #31 | 2200 E BROADWAY BLVD | TUCSON | AZ | 85719 | Pima | 7 | Open | 2003-01-27 | 8000 | Diesel | COMPARTMENT A | Double Walled | Fiberglass Reinforced Plastic | Pressure | Double Walled | Fiberglass Reinforced Plastic
0-010325 | QUIKTRIP #493 | 3445 W BASELINE RD | PHOENIX | AZ | 85339 | Maricopa | 3 | Open | 2009-09-03 | 8000 | Gasoline | COMPARTMENT A | Double Walled | Fiberglass Reinforced Plastic | Pressure | Double Walled | Fiberglass Reinforced Plastic
0-010310 | QUIKTRIP #421 | 19990 N 19TH AVE | PHOENIX | AZ | 85027 | Maricopa | 1 | Open | 2009-05-04 | 20000 | Gasoline | COMPARTMENT A | Double Walled | Fiberglass Reinforced Plastic | Pressure | Double Walled | Fiberglass Reinforced Plastic
0-010310 | QUIKTRIP #421 | 19990 N 19TH AVE | PHOENIX | AZ | 85027 | Maricopa | 3 | Open | 2009-05-04 | 12000 | Gasoline | COMPARTMENT A | Double Walled | Fiberglass Reinforced Plastic | Pressure | Double Walled | Fiberglass Reinforced Plastic
0-009638 | VALERO IN THE ZONE XVI | 1570 S GILBERT RD | GILBERT | AZ | 85296 | Maricopa | 2 | Open | 1999-06-14 | 10000 | Gasoline (PUL) | COMPARTMENT A | Double Walled | Fiberglass Reinforced Plastic | Pressure | Double Walled | Fiberglass Reinforced Plastic
0-010331 | QUIKTRIP #1452 | 5151 E SPEEDWAY BLVD | TUCSON | AZ | 85712 | Pima | 2 | Open | 2009-10-01 | 20000 | Gasoline | COMPARTMENT A | Double Walled | Fiberglass Reinforced Plastic | Pressure | Double Walled | Fiberglass Reinforced Plastic
0-010395 | QUIKTRIP #442 | 2010 S ARIZONA AVE | CHANDLER | AZ | 85286 | Maricopa | 3 | Open | 2010-09-30 | 8000 | Gasoline | COMPARTMENT B | Double Walled | Fiberglass Reinforced Plastic | Pressure | Double Walled | Fiberglass Reinforced Plastic
0-003210 | CIRCLE K STORE #2709170 | 10200 N SCOTTSDALE RD | SCOTTSDALE | AZ | 85253 | Maricopa | 6 | Open | 2019-01-03 | 20000 | Gasoline (UL) | COMPARTMENT A | Double Walled | Fiberglass Reinforced Plastic | Pressure | Double Walled | Fiberglass Reinforced Plastic
0-002187 | FRITO-LAY - CASA GRANDE FACILITY | 1450 W MARICOPA HWY | CASA GRANDE | AZ | 85193 | Pinal | 4 | Open | 1996-05-28 | 20000 | Diesel | COMPARTMENT A | Double Walled | Fiberglass Reinforced Plastic | Pressure | Double Walled | Fiberglass Reinforced Plastic
0-001470 | CIRCLE K #1741 | 5141 N CENTRAL AVE | PHOENIX | AZ | 85012 | Maricopa | 1 | Open | 1985-05-05 | 10000 | Gasoline | COMPARTMENT A | Double Walled | Fiberglass Reinforced Plastic | Pressure | Double Walled | Fiberglass Reinforced Plastic
0-001470 | CIRCLE K #1741 | 5141 N CENTRAL AVE | PHOENIX | AZ | 85012 | Maricopa | 2 | Open | 1985-05-05 | 10000 | Gasoline | COMPARTMENT A | Double Walled | Fiberglass Reinforced Plastic | Pressure | Double Walled | Fiberglass Reinforced Plastic
0-001081 | PEBBLESTONE MARKET | 3399 N SCOTTSDALE RD | SCOTTSDALE | AZ | 85251 | Maricopa | 7 | Open | 2001-09-20 | 10000 | Diesel | COMPARTMENT A | Double Walled | Fiberglass Reinforced Plastic | Pressure | Double Walled | Flexible
0-001081 | PEBBLESTONE MARKET | 3399 N SCOTTSDALE RD | SCOTTSDALE | AZ | 85251 | Maricopa | 7 | Open | 2001-09-20 | 6000 | Gasoline (PUL) | COMPARTMENT B | Double Walled | Fiberglass Reinforced Plastic | Pressure | Double Walled | Flexible
0-008408 | PILOT TRAVEL CENTER #1215 | 48710 VICKSBURG RD | SALOME | AZ | 85348 | La Paz | 6 | Open | 2005-06-17 | 12000 | Diesel | COMPARTMENT A | Single Walled | Asphalt coated or Bare Steel
0-008408 | PILOT TRAVEL CENTER #1215 | 48710 VICKSBURG RD | SALOME | AZ | 85348 | La Paz | 2 | Open | 2005-06-17 | 12000 | Gasoline (UL) | COMPARTMENT A | Single Walled | Asphalt coated or Bare Steel | Pressure |  | Fiberglass Reinforced Plastic
0-004907 | CIRCLE K STORE #2706646 | 1619 W BASELINE RD | GUADALUPE | AZ | 85283 | Maricopa | 8 | Open | 2001-06-14 | 20000 | Gasoline | COMPARTMENT A | Double Walled | Fiberglass Reinforced Plastic | Pressure | Double Walled | Fiberglass Reinforced Plastic
0-003267 | FREEWAY TEXACO | 1203 W REX ALLEN DR | WILLCOX | AZ | 85643 | Cochise | 7 | Open | 1995-05-18 | 6000 | Gasoline | COMPARTMENT B | Double Walled | Fiberglass Reinforced Plastic
0-001114 | SPEEDSMART #117 | 1951 E BROWN RD | MESA | AZ | 85203 | Maricopa | 6 | Open | 2000-09-11 | 7000 | Diesel | COMPARTMENT B | Double Walled | Fiberglass Reinforced Plastic | Pressure | Double Walled | Fiberglass Reinforced Plastic
0-000922 | SHELL | 2165 E BASELINE RD | TEMPE | AZ | 85283 | Maricopa | 5 | Open | 1991-03-01 | 12000 | Gasoline | COMPARTMENT A | Double Walled | Fiberglass Reinforced Plastic | Pressure | Double Walled | Fiberglass Reinforced Plastic
0-010040 | QUIKTRIP #417 | 3563 E MAIN ST | MESA | AZ | 85213 | Maricopa | 2 | Open | 2004-12-03 | 20000 | Gasoline | COMPARTMENT A | Double Walled | Fiberglass Reinforced Plastic | Pressure | Double Walled | Flexible
0-005253 | JACKSONS ENERGY #6785 | 3960 N COUNTRY CLUB DR | FLAGSTAFF | AZ | 86004 | Coconino | 8 | Open | 1998-06-15 | 5000 | Diesel | COMPARTMENT B | Double Walled | Composite (Steel/Fiberglass) | Pressure | Double Walled | Flexible
0-003258 | PRIDE TRAVEL CENTER IV | 2440 W BETHANY HOME RD | PHOENIX | AZ | 85015 | Maricopa | 7 | Open | 1999-01-01 | 20000 | Gasoline (UL) | COMPARTMENT A | Double Walled | Fiberglass Reinforced Plastic | Pressure | Double Walled | Fiberglass Reinforced Plastic
0-002067 | QUIK MART #15 | 3250 W CORTARO FARMS RD | TUCSON | AZ | 85742 | Pima | 3 | Open | 1982-01-01 | 10000 | Gasoline | COMPARTMENT A |  | Asphalt coated or Bare Steel | Pressure | Double Walled | Fiberglass Reinforced Plastic
0-007104 | CHEVRON - SHAY OIL CO INC #17 | 3919 S AVENUE 3 E | YUMA | AZ | 85365 | Yuma | 3 | Open | 1989-07-01 | 12000 | Gasoline | COMPARTMENT A | Double Walled | Fiberglass Reinforced Plastic | Pressure |  | Fiberglass Reinforced Plastic
0-004028 | FLYING J TRAVEL PLAZA #610 | 3300 E ANDY DEVINE AVE | KINGMAN | AZ | 86401 | Mohave | 9 | Open | 1989-01-01 | 12000 | Gasoline | COMPARTMENT A | Single Walled | Fiberglass Reinforced Plastic | Pressure |  | Fiberglass Reinforced Plastic
0-007313 | GAS PLUS #487 | 2266 KINGMAN AVE | KINGMAN | AZ | 86401 | Mohave | 3 | Open | 1991-04-02 | 6000 | Diesel | COMPARTMENT A | Double Walled | Composite (Steel/Fiberglass) | Pressure |  | Fiberglass Reinforced Plastic
0-008928 | COUNTRY STORE | 8750 E CONCHO HWY | SNOWFLAKE | AZ | 85937 | Navajo | 4 | Open | 2017-03-27 | 5000 | Diesel | COMPARTMENT A | Double Walled | Fiberglass Reinforced Plastic | Pressure | Double Walled | Fiberglass Reinforced Plastic
0-009978 | SAFEWAY FUEL | 3123 N STOCKTON HILL RD | KINGMAN | AZ | 86401 | Mohave | 1 | Open | 2003-07-01 | 20000 | Gasoline | COMPARTMENT A | Double Walled | Composite (Steel/Fiberglass) | Pressure | Double Walled | Fiberglass Reinforced Plastic
0-006556 | PIMA COUNTY - INA ROAD AUTOMOTIVE SERVICES | 4901 W INA RD | MARANA | AZ | 85743 | Pima | 5 | Open | 1999-06-09 | 15000 | Gasoline | COMPARTMENT A | Double Walled | Fiberglass Reinforced Plastic | Pressure | Double Walled | Fiberglass Reinforced Plastic
0-005805 | ARCO #5376 | 1601 N 27TH AVE | PHOENIX | AZ | 85009 | Maricopa | 3 | Open | 1986-01-01 | 12000 | Gasoline | COMPARTMENT A | Double Walled | Fiberglass Reinforced Plastic | Pressure |  | Fiberglass Reinforced Plastic
0-005805 | ARCO #5376 | 1601 N 27TH AVE | PHOENIX | AZ | 85009 | Maricopa | 1 | Open | 1986-01-01 | 12000 | Gasoline | COMPARTMENT A | Double Walled | Fiberglass Reinforced Plastic | Pressure |  | Fiberglass Reinforced Plastic
0-001488 | CIRCLE K #2701796 | 3795 S PALO VERDE RD | TUCSON | AZ | 85713 | Pima | 2 | Open | 1985-01-01 | 10000 | Gasoline | COMPARTMENT A | Double Walled | Fiberglass Reinforced Plastic | Pressure |  | Fiberglass Reinforced Plastic
0-008826 | COSTCO #407 | 6255 E GRANT RD | TUCSON | AZ | 85712 | Pima | 5 | Open | 2012-02-22 | 1500 | Solvent | COMPARTMENT A | Double Walled | Fiberglass Reinforced Plastic | Pressure | Double Walled | Fiberglass Reinforced Plastic
0-008826 | COSTCO #407 | 6255 E GRANT RD | TUCSON | AZ | 85712 | Pima | 2 | Open | 1995-10-16 | 15000 | Gasoline | COMPARTMENT A | Double Walled | Composite (Steel/Fiberglass) | Suction - Check Valve at the Tank Top | Double Walled | Fiberglass Reinforced Plastic
0-008826 | COSTCO #407 | 6255 E GRANT RD | TUCSON | AZ | 85712 | Pima | 1 | Open | 1995-10-16 | 15000 | Gasoline | COMPARTMENT A | Double Walled | Composite (Steel/Fiberglass) | Suction - Check Valve at the Tank Top | Double Walled | Fiberglass Reinforced Plastic
0-008826 | COSTCO #407 | 6255 E GRANT RD | TUCSON | AZ | 85712 | Pima | 3 | Open | 1995-10-16 | 15000 | Gasoline | COMPARTMENT A | Double Walled | Composite (Steel/Fiberglass) | Suction - Check Valve at the Tank Top | Double Walled | Fiberglass Reinforced Plastic
0-008001 | PHOENIX UNION HIGH SCHOOL DISTRICT | 2526 W OSBORN RD | PHOENIX | AZ | 85017 | Maricopa | 2 | Open | 1992-10-01 | 10000 | Diesel | COMPARTMENT A | Double Walled | Fiberglass Reinforced Plastic | Pressure | Double Walled | Fiberglass Reinforced Plastic
0-003423 | PHOENIX NORTH CO #164150 | 215 E INDIAN SCHOOL RD | PHOENIX | AZ | 85012 | Maricopa | 2 | Open | 1990-09-01 | 2500 | Diesel | COMPARTMENT A | Double Walled | Fiberglass Reinforced Plastic | Suction - Check Valve at the Tank Top
0-009182 | CIRCLE K STORE #2709180 | 315 N LITCHFIELD RD | GOODYEAR | AZ | 85338 | Maricopa | 4 | Open | 1997-03-25 | 15000 | Gasoline | COMPARTMENT A | Double Walled | Fiberglass Reinforced Plastic | Pressure | Double Walled | Fiberglass Reinforced Plastic
0-008836 | CHAVEZ 10TH STREET GROCERY | 1012 S 2ND AVE | YUMA | AZ | 85364 | Yuma | 1 | Open | 1930-01-01 |  | Gasoline | COMPARTMENT A | Single Walled | Asphalt coated or Bare Steel | Suction - Check Valve at the Tank Top | Single Walled | Bare or Galvanized Steel
0-004465 | SUNSHINE FUEL & PROPERTIES | 205 S LAKE POWELL BLVD | PAGE | AZ | 86040 | Coconino | 4 | Open | 1985-01-01 | 6000 | Kerosene | COMPARTMENT A | Single Walled | Asphalt coated or Bare Steel | Pressure | Double Walled | Flexible
0-004465 | SUNSHINE FUEL & PROPERTIES | 205 S LAKE POWELL BLVD | PAGE | AZ | 86040 | Coconino | 7 | Open | 1985-01-01 | 8000 | Gasoline | COMPARTMENT A | Single Walled | Asphalt coated or Bare Steel | Pressure | Double Walled | Flexible
0-004465 | SUNSHINE FUEL & PROPERTIES | 205 S LAKE POWELL BLVD | PAGE | AZ | 86040 | Coconino | 8 | Open | 1985-01-01 | 8000 | Diesel | COMPARTMENT A | Single Walled | Asphalt coated or Bare Steel | Pressure | Double Walled | Flexible
0-004552 | CIRCLE K #2701947 | 5501 E GOLF LINKS RD | TUCSON | AZ | 85711 | Pima | 3 | Open | 1986-01-01 | 10000 | Gasoline | COMPARTMENT A | Single Walled | Fiberglass Reinforced Plastic | Pressure |  | Fiberglass Reinforced Plastic
0-002681 | ARCO #5510 | 980 W UNIVERSITY DR | TEMPE | AZ | 85281 | Maricopa | 3 | Open | 1988-08-09 | 12000 | Gasoline | COMPARTMENT A | Double Walled | Fiberglass Reinforced Plastic | Pressure | Double Walled | Fiberglass Reinforced Plastic
0-002681 | ARCO #5510 | 980 W UNIVERSITY DR | TEMPE | AZ | 85281 | Maricopa | 2 | Open | 1988-08-09 | 12000 | Gasoline | COMPARTMENT A | Double Walled | Fiberglass Reinforced Plastic | Pressure | Double Walled | Fiberglass Reinforced Plastic
0-009732 | PILOT TRAVEL CENTER #458 | 619 S SUNSHINE BLVD | ELOY | AZ | 85131 | Pinal | 3 | Open | 2001-02-15 | 20000 | Gasoline | COMPARTMENT A | Double Walled | Fiberglass Reinforced Plastic | Pressure | Double Walled | Fiberglass Reinforced Plastic
0-009732 | PILOT TRAVEL CENTER #458 | 619 S SUNSHINE BLVD | ELOY | AZ | 85131 | Pinal | 4 | Open | 2001-02-15 | 20000 | Diesel | COMPARTMENT A | Double Walled | Fiberglass Reinforced Plastic | Pressure | Double Walled | Fiberglass Reinforced Plastic
0-009732 | PILOT TRAVEL CENTER #458 | 619 S SUNSHINE BLVD | ELOY | AZ | 85131 | Pinal | 1 | Open | 2001-02-15 | 8000 | Gasoline | COMPARTMENT B | Double Walled | Fiberglass Reinforced Plastic
0-010548 | CIRCLE K STORE #2703452 | 3033 N DOBSON RD | CHANDLER | AZ | 85224 | Maricopa | 2 | Open | 2015-10-01 | 12000 | Gasoline (PUL) | COMPARTMENT A | Double Walled | Fiberglass Reinforced Plastic | Pressure | Double Walled | Fiberglass Reinforced Plastic
0-010581 | CIRCLE K STORE #2741610 | 35850 N GARY RD | QUEEN CREEK | AZ | 85142 | Pinal | 1 | Open | 2016-12-01 | 20000 | Gasoline (UL) | COMPARTMENT A | Double Walled | Fiberglass Reinforced Plastic | Pressure | Double Walled | Flexible
0-009934 | NCD | 5060 W BELL RD | PHOENIX | AZ | 85308 | Maricopa | 2 | Open | 2001-05-01 | 20000 | Gasoline (UL) | COMPARTMENT A | Double Walled | Fiberglass Reinforced Plastic | Pressure | Double Walled | Fiberglass Reinforced Plastic
0-008998 | CIRCLE K STORE #2703483 | 2616 S MISSION RD | TUCSON | AZ | 85713 | Pima | 1 | Open | 1996-04-01 | 12000 | Gasoline (PUL) | COMPARTMENT A | Double Walled | Fiberglass Reinforced Plastic | Pressure | Double Walled | Fiberglass Reinforced Plastic
0-008156 | MOBIL FOOD MART | 304 N HAYDEN RD | SCOTTSDALE | AZ | 85257 | Maricopa | 3 | Open | 1988-10-12 | 12000 | Diesel | COMPARTMENT A |  | Fiberglass Reinforced Plastic | Pressure | Single Walled | Fiberglass Reinforced Plastic
0-008156 | MOBIL FOOD MART | 304 N HAYDEN RD | SCOTTSDALE | AZ | 85257 | Maricopa | 1 | Open | 1988-10-12 | 12000 | Gasoline | COMPARTMENT A |  | Fiberglass Reinforced Plastic | Pressure | Single Walled | Fiberglass Reinforced Plastic
0-002709 | GAS-N-GRUB 5 | 2805 E NORTHERN AVE | KINGMAN | AZ | 86409 | Mohave | 5 | Open | 2019-04-08 | 5000 | Diesel | COMPARTMENT B | Double Walled | Fiberglass Reinforced Plastic | Pressure | Double Walled | Flexible
0-001415 | CIRCLE K #2701473 | 1731 INDUSTRIAL BLVD | LAKE HAVASU CITY | AZ | 86403 | Mohave | 3 | Open | 1982-01-01 | 10000 | Gasoline | COMPARTMENT A | Single Walled | Fiberglass Reinforced Plastic | Pressure | Double Walled | Fiberglass Reinforced Plastic
0-009222 | CIRCLE K #2705540 | 1555 W VALENCIA RD | TUCSON | AZ | 85746 | Pima | 1 | Open | 1997-10-12 | 15000 | Gasoline (UL) | COMPARTMENT A | Double Walled | Fiberglass Reinforced Plastic | Pressure | Double Walled | Fiberglass Reinforced Plastic
0-009901 | CIRCLE K #2705918 | 320 E HUNT HWY | QUEEN CREEK | AZ | 85143 | Pinal | 3 | Open | 2002-10-15 | 15000 | Gasoline | COMPARTMENT A | Double Walled | Fiberglass Reinforced Plastic | Pressure | Double Walled | Fiberglass Reinforced Plastic
0-000934 | FLAGSTAFF MAVERIK STORE 290 | 5700 N US HIGHWAY 89 | FLAGSTAFF | AZ | 86004 | Coconino | 6 | Open | 2002-08-01 | 12000 | Diesel | COMPARTMENT A | Single Walled | Fiberglass Reinforced Plastic | Pressure | Double Walled | Flexible
0-007360 | SPEEDWAY STORE #2936 | 8080 N ORACLE RD | ORO VALLEY | AZ | 85704 | Pima | 3 | Open | 1986-01-01 | 10000 | Gasoline | COMPARTMENT A | Double Walled | Fiberglass Reinforced Plastic | Pressure |  | Fiberglass Reinforced Plastic
0-009130 | PACIFIC PRIDE | 214 W LONGHORN RD | PAYSON | AZ | 85541 | Gila | 1 | Open | 1997-01-05 | 15000 | Gasoline | COMPARTMENT A | Double Walled | Fiberglass Reinforced Plastic | Pressure | Double Walled | Fiberglass Reinforced Plastic
0-010653 | QUIKTRIP #431R | 1939 S MESA DR | MESA | AZ | 85210 | Maricopa | 2 | Open | 2019-04-23 | 20000 | Gasoline (UL) | COMPARTMENT A | Double Walled | Fiberglass Reinforced Plastic | Pressure | Double Walled | Fiberglass Reinforced Plastic
0-010653 | QUIKTRIP #431R | 1939 S MESA DR | MESA | AZ | 85210 | Maricopa | 3 | Open | 2019-04-23 | 42319 | Diesel | COMPARTMENT A | Double Walled | Fiberglass Reinforced Plastic | Pressure | Double Walled | Fiberglass Reinforced Plastic
0-010652 | MAVERIK #600 | 784 W WICKENBURG WAY | WICKENBURG | AZ | 85390 | Maricopa | 2 | Open | 2018-12-04 | 8000 | Gasoline (PUL) | COMPARTMENT C | Double Walled | Fiberglass Reinforced Plastic | Pressure | Double Walled | Fiberglass Reinforced Plastic
0-010652 | MAVERIK #600 | 784 W WICKENBURG WAY | WICKENBURG | AZ | 85390 | Maricopa | 2 | Open | 2018-12-04 | 9000 | Diesel | COMPARTMENT B | Double Walled | Fiberglass Reinforced Plastic | Pressure | Double Walled | Fiberglass Reinforced Plastic
0-010675 | MAVERIK #562 | 650 WHIPPLE ST | PRESCOTT | AZ | 86301 | Yavapai | 4 | Open | 2017-02-13 | 7000 | Gasoline (No Ethanol) | COMPARTMENT B | Double Walled | Fiberglass Reinforced Plastic | Pressure | Double Walled | Flexible
0-010664 | CARIOCA #8 | 9250 S AVE 40E | TACNA | AZ | 85352 | Yuma | 2 | Open | 2019-07-17 | 14000 | Diesel | COMPARTMENT A | Double Walled | Fiberglass Reinforced Plastic | Pressure | Double Walled | Fiberglass Reinforced Plastic
0-001710 | ANDY DEVINE 76 | 3041 E ANDY DEVINE AVE | KINGMAN | AZ | 86401 | Mohave | 4 | Open | 1983-01-01 | 10000 | Gasoline | COMPARTMENT A | Single Walled | Asphalt coated or Bare Steel | Pressure | Double Walled | Flexible
0-009611 | CHARLES SCHWAB | 4701 E FRANCISCO DR | PHOENIX | AZ | 85044 | Maricopa | 2 | Open | 1992-10-01 | 10000 | Diesel | COMPARTMENT A | Double Walled | Fiberglass Reinforced Plastic | Suction - Check Valve at the Dispenser | Double Walled | Fiberglass Reinforced Plastic
0-009443 | GILLIGAN'S SPRING VALLEY 76 | 17257 E SPRING VALLEY RD | SPRING VALLEY | AZ | 86333 | Yavapai | 2 | Open | 1998-02-05 | 6000 | Gasoline | COMPARTMENT A | Double Walled | Fiberglass Reinforced Plastic | Pressure | Double Walled
0-000943 | UNION HILLS HUB | 3501 W UNION HILLS DR | GLENDALE | AZ | 85308 | Maricopa | 1 | Open | 1985-04-18 | 10000 | Gasoline | COMPARTMENT A | Single Walled | Asphalt coated or Bare Steel | Pressure | Double Walled | Fiberglass Reinforced Plastic
0-009544 | SANDHU CHEVRON | 1155 S HIGLEY RD | MESA | AZ | 85206 | Maricopa | 2 | Open | 1998-05-07 | 20000 | Gasoline | COMPARTMENT A | Double Walled | Fiberglass Reinforced Plastic | Pressure | Double Walled | Fiberglass Reinforced Plastic
0-001254 | CIRCLE K #549 | 16 N MAIN ST | EAGAR | AZ | 85925 | Apache | 5 | Open | 1996-01-04 | 10000 | Gasoline | COMPARTMENT A | Single Walled | Fiberglass Reinforced Plastic | Pressure | Double Walled | Fiberglass Reinforced Plastic
0-001362 | CIRCLE K #1097 | 200 S HIGHWAY 92 | SIERRA VISTA | AZ | 85635 | Cochise | 5 | Open | 1996-01-23 | 10000 | Gasoline | COMPARTMENT A | Double Walled | Fiberglass Reinforced Plastic | Pressure | Double Walled | Fiberglass Reinforced Plastic
0-004719 | BARON FUELS | 2315 E COUNTY 9TH ST | YUMA | AZ | 85365 | Yuma | 4 | Open | 1992-10-14 | 12000 | Gasoline | COMPARTMENT A | Double Walled | Composite (Steel/Fiberglass) | Pressure | Double Walled | Fiberglass Reinforced Plastic
0-004479 | SHAY OIL | 500 E 32ND ST | YUMA | AZ | 85365 | Yuma | 8 | Open | 1995-08-22 | 12000 | Diesel | COMPARTMENT A | Double Walled | Fiberglass Reinforced Plastic | Pressure | Double Walled | Fiberglass Reinforced Plastic
0-002424 | JACKSONS ENERGY #6792 | 2205 N 4TH ST | FLAGSTAFF | AZ | 86004 | Coconino | 4 | Open | 1989-09-01 | 10000 | Diesel | COMPARTMENT A | Single Walled | Asphalt coated or Bare Steel | Pressure | Single Walled | Fiberglass Reinforced Plastic
0-001127 | LONDON BRIDGE CHEVRON, INC | 1597 MCCULLOCH BLVD N | LAKE HAVASU CITY | AZ | 86403 | Mohave | 7 | Open | 1990-02-01 | 10000 | Gasoline | COMPARTMENT A | Double Walled | Composite (Steel/Fiberglass) | Pressure |  | Fiberglass Reinforced Plastic
0-003574 | BOAT FUELS LLC | 125 LONG AVE | BULLHEAD CITY | AZ | 86429 | Mohave | 4 | Open | 1989-07-01 | 15000 | Gasoline | COMPARTMENT A | Single Walled | Fiberglass Reinforced Plastic | Pressure | Double Walled | Fiberglass Reinforced Plastic
0-009438 | POTTS PROPERTIES | 15834 N 80TH ST | SCOTTSDALE | AZ | 85260 | Maricopa | 1 | Open | 1998-08-14 | 2000 | Jet A (Kerosene-type Jet Fuel) | COMPARTMENT A | Double Walled | Fiberglass Reinforced Plastic | Pressure |  | Fiberglass Reinforced Plastic
0-005813 | ARCO #5447 | 7501 W PEORIA AVE | PEORIA | AZ | 85345 | Maricopa | 2 | Open | 1987-01-01 | 12000 | Gasoline | COMPARTMENT A | Double Walled | Fiberglass Reinforced Plastic | Pressure | Double Walled | Fiberglass Reinforced Plastic
0-001113 | 4 SONS FOOD STORES #510 | 1205 W BASELINE RD | MESA | AZ | 85202 | Maricopa | 8 | Open | 1999-01-04 | 20000 | Gasoline | COMPARTMENT A | Double Walled | Fiberglass Reinforced Plastic | Pressure |  | Fiberglass Reinforced Plastic
0-006711 | ADOT - FLAGSTAFF MAINTENANCE | 5701 E RAILHEAD AVE | FLAGSTAFF | AZ | 86004 | Coconino | 1 | Open | 1986-06-01 | 12000 | Gasoline | COMPARTMENT A | Double Walled | Fiberglass Reinforced Plastic | Suction - Check Valve at the Tank Top | Single Walled | Fiberglass Reinforced Plastic
0-006673 | HAPPY JACK HOLDINGS, LLC | 2550 STATE ROUTE 87 | HAPPY JACK | AZ | 86024 | Coconino | 6 | Open | 1994-11-01 | 10000 | Gasoline | COMPARTMENT A | Single Walled | Asphalt coated or Bare Steel | Pressure | Single Walled | Bare or Galvanized Steel
0-006673 | HAPPY JACK HOLDINGS, LLC | 2550 STATE ROUTE 87 | HAPPY JACK | AZ | 86024 | Coconino | 7 | Open | 1994-11-01 | 10000 | Gasoline | COMPARTMENT A | Single Walled | Asphalt coated or Bare Steel | Pressure | Single Walled | Bare or Galvanized Steel
0-005052 | CIRCLE K STORE #2709160 | 1015 N RURAL RD | CHANDLER | AZ | 85226 | Maricopa | 1 | Open | 1989-06-28 | 10000 | Gasoline | COMPARTMENT A | Double Walled | Fiberglass Reinforced Plastic | Pressure |  | Fiberglass Reinforced Plastic
0-005052 | CIRCLE K STORE #2709160 | 1015 N RURAL RD | CHANDLER | AZ | 85226 | Maricopa | 3 | Open | 1989-06-28 | 10000 | Gasoline | COMPARTMENT A | Double Walled | Fiberglass Reinforced Plastic | Pressure |  | Fiberglass Reinforced Plastic
0-010470 | MAVERIK #478 | 1301 NAVAJO BLVD | HOLBROOK | AZ | 86025 | Navajo | 4 | Open | 2012-12-19 | 12000 | Diesel | COMPARTMENT A | Double Walled | Fiberglass Reinforced Plastic | Pressure | Double Walled | Flexible
0-010109 | AVIS RENT-A-CAR | 1625 E BUCKEYE RD | PHOENIX | AZ | 85034 | Maricopa | 1 | Open | 2006-01-18 | 30000 | Gasoline | COMPARTMENT A | Double Walled | Fiberglass Reinforced Plastic | Pressure | Double Walled | Fiberglass Reinforced Plastic
0-005776 | PING INC | 2201 W DESERT COVE AVE | PHOENIX | AZ | 85029 | Maricopa | 6 | Open | 1988-12-01 | 6000 | Diesel | COMPARTMENT A | Double Walled | Fiberglass Reinforced Plastic | Pressure | Double Walled | Fiberglass Reinforced Plastic
0-006586 | CIRCLE K #2708592 | 2196 E APACHE BLVD | TEMPE | AZ | 85281 | Maricopa | 3 | Open | 1987-01-01 | 10000 | Gasoline | COMPARTMENT A | Single Walled | Fiberglass Reinforced Plastic | Pressure | Single Walled | Fiberglass Reinforced Plastic
0-005436 | CIRCLE K #2702890 | 3543 E OAK ST | PHOENIX | AZ | 85008 | Maricopa | 2 | Open | 1979-01-01 | 8000 | Gasoline | COMPARTMENT A |  | Asphalt coated or Bare Steel | Pressure |  | Fiberglass Reinforced Plastic
0-005475 | CIRCLE K #2940 | 330 N HUACHUCA BLVD | HUACHUCA CITY | AZ | 85616 | Cochise | 5 | Open | 2006-05-11 | 15000 | Gasoline | COMPARTMENT A | Double Walled | Fiberglass Reinforced Plastic | Pressure | Double Walled | Fiberglass Reinforced Plastic
0-004260 | MOBIL 3001 | 3001 E WASHINGTON ST | PHOENIX | AZ | 85034 | Maricopa | 11 | Open | 2019-03-15 | 5000 | Gasoline (PUL) | COMPARTMENT A | Double Walled | Fiberglass Reinforced Plastic | Pressure | Double Walled | Fiberglass Reinforced Plastic
0-010165 | ROSE CARDLOCK | 5720 W ROSE LN | GLENDALE | AZ | 85301 | Maricopa | 1 | Open | 2006-12-01 | 8000 | Red Diesel | COMPARTMENT B | Double Walled | Fiberglass Reinforced Plastic | Pressure | Double Walled | Fiberglass Reinforced Plastic
0-010165 | ROSE CARDLOCK | 5720 W ROSE LN | GLENDALE | AZ | 85301 | Maricopa | 2 | Open | 2006-12-01 | 20000 | Diesel | COMPARTMENT A | Double Walled | Fiberglass Reinforced Plastic | Pressure | Double Walled | Fiberglass Reinforced Plastic
0-010240 | BANNER - GATEWAY MEDICAL CENTER | 1900 N HIGLEY RD | GILBERT | AZ | 85234 | Maricopa | 1 | Open | 2006-10-04 | 15000 | Diesel | COMPARTMENT A |  | Composite (Steel/Fiberglass) | Pressure | Double Walled | Flexible
0-010240 | BANNER - GATEWAY MEDICAL CENTER | 1900 N HIGLEY RD | GILBERT | AZ | 85234 | Maricopa | 2 | Open | 2006-10-04 | 15000 | Diesel | COMPARTMENT A |  | Composite (Steel/Fiberglass) | Pressure | Double Walled | Flexible
0-005991 | ARCO #5429 | 2816 E MCKELLIPS RD | MESA | AZ | 85213 | Maricopa | 5 | Open | 2019-05-08 | 8000 | Gasoline (PUL) | COMPARTMENT A | Double Walled | Fiberglass Reinforced Plastic | Pressure | Double Walled | Fiberglass Reinforced Plastic
0-010227 | 4 SONS FOOD STORES | 15445 W WADDELL RD | SURPRISE | AZ | 85379 | Maricopa | 3 | Open | 2007-11-01 | 15000 | Gasoline | COMPARTMENT A | Double Walled | Fiberglass Reinforced Plastic | Pressure | Double Walled | Fiberglass Reinforced Plastic
0-010353 | CIRCLE K STORE #2703396 | 3011 E BELL RD | PHOENIX | AZ | 85032 | Maricopa | 3 | Open | 2010-01-10 | 12000 | Diesel | COMPARTMENT A | Double Walled | Fiberglass Reinforced Plastic | Pressure | Double Walled | Fiberglass Reinforced Plastic
0-010360 | AVALON AVIATION CENTER CONDOMINIUM ASSOCIATION | 16033 N 82ND ST | SCOTTSDALE | AZ | 85260 | Maricopa | 1 | Open | 2008-07-31 | 20000 | Jet Fuel | COMPARTMENT A | Double Walled | Fiberglass Reinforced Plastic | Pressure | Double Walled | Fiberglass Reinforced Plastic
0-010426 | QUIKTRIP #1450 | 68 W RIVER RD | TUCSON | AZ | 85704 | Pima | 1 | Open | 2011-07-14 | 20000 | Gasoline | COMPARTMENT A | Double Walled | Fiberglass Reinforced Plastic | Pressure | Double Walled | Fiberglass Reinforced Plastic
0-010401 | QUIKTRIP #477 | 3806 W GREENWAY RD | PHOENIX | AZ | 85053 | Maricopa | 1 | Open | 2010-12-07 | 20000 | Gasoline | COMPARTMENT A | Double Walled | Fiberglass Reinforced Plastic | Pressure | Double Walled | Fiberglass Reinforced Plastic
0-007784 | PHOENIX BAPTIST HOSPITAL | 2000 W BETHANY HOME RD | PHOENIX | AZ | 85015 | Maricopa | 1 | Open | 1986-01-01 | 4000 | Diesel | COMPARTMENT A | Double Walled | Fiberglass Reinforced Plastic | Suction - Check Valve at the Tank Top |  | Fiberglass Reinforced Plastic
0-006398 | SHAMROCK FOODS - FUEL SITE | 2150 N 28TH AVE | PHOENIX | AZ | 85009 | Maricopa | 1 | Open | 1989-01-01 | 20000 | Diesel | COMPARTMENT A | Double Walled | Composite (Steel/Fiberglass) | Pressure | Double Walled | Fiberglass Reinforced Plastic
0-006300 | QUIKTRIP #1454 | 2802 N 1ST AVE | TUCSON | AZ | 85719 | Pima | 2 | Open | 2011-11-18 | 20000 | Gasoline | COMPARTMENT A | Double Walled | Fiberglass Reinforced Plastic | Pressure | Double Walled | Fiberglass Reinforced Plastic
0-006470 | CIRCLE K #2708774 | 1802 E UNIVERSITY DR | TEMPE | AZ | 85281 | Maricopa | 1 | Open | 1987-01-01 | 10000 | Gasoline | COMPARTMENT A | Double Walled | Fiberglass Reinforced Plastic | Pressure | Single Walled | Fiberglass Reinforced Plastic
0-005480 | CIRCLE K #2702945 | 201 E 4TH ST | BENSON | AZ | 85602 | Cochise | 1 | Open | 1981-01-01 | 10000 | Gasoline (UL) | COMPARTMENT A |  | Asphalt coated or Bare Steel | Pressure | Double Walled | Fiberglass Reinforced Plastic
0-002627 | CIRCLE K #2705287 | 4801 E ELLIOT RD | PHOENIX | AZ | 85044 | Maricopa | 3 | Open | 1988-05-26 | 10000 | Gasoline | COMPARTMENT A | Double Walled | Fiberglass Reinforced Plastic | Pressure | Single Walled | Fiberglass Reinforced Plastic
0-008979 | CIRCLE K #2705325 | 20202 N 7TH AVE | PHOENIX | AZ | 85027 | Maricopa | 3 | Open | 1996-07-19 | 10000 | Diesel | COMPARTMENT A | Double Walled | Fiberglass Reinforced Plastic | Pressure | Double Walled | Fiberglass Reinforced Plastic
0-004158 | JB FARMERS CONVENIENCE STORE | 49301 W PAPAGO RD | MARICOPA | AZ | 85139 | Pinal | 4 | Open | 2019-05-16 | 10000 | Gasoline (UL) | COMPARTMENT A | Double Walled | Fiberglass Reinforced Plastic | Pressure | Double Walled | Fiberglass Reinforced Plastic
0-009951 | SAFEWAY #1566 | 4910 S ALMA SCHOOL RD | CHANDLER | AZ | 85248 | Maricopa | 1 | Open | 2003-01-09 | 10000 | Gasoline | COMPARTMENT A | Double Walled | Composite (Steel/Fiberglass)
0-009104 | 4 SONS FOOD STORES #506 | 15059 W R H JOHNSON BLVD | SUN CITY WEST | AZ | 85375 | Maricopa | 1 | Open | 1997-04-22 | 12000 | Gasoline | COMPARTMENT A | Double Walled | Fiberglass Reinforced Plastic | Pressure | Double Walled | Fiberglass Reinforced Plastic
0-007779 | PARADISE VALLEY UNIFIED SCHOOL DISTRICT #69 - TRANSPORTATION | 20621 N 32ND ST | PHOENIX | AZ | 85050 | Maricopa | 2 | Open | 1993-08-10 | 20000 | Diesel | COMPARTMENT A | Double Walled | Fiberglass Reinforced Plastic | Gravity Feed | Double Walled | Fiberglass Reinforced Plastic
0-002076 | SUPERPUMPER #5 | 13240 N SCOTTSDALE RD | PHOENIX | AZ | 85254 | Maricopa | 2 | Open | 1991-09-01 | 20000 | Gasoline | COMPARTMENT A | Single Walled | Fiberglass Reinforced Plastic | Pressure | Double Walled | Fiberglass Reinforced Plastic
0-008117 | SPEEDWAY STORE #2981 | 325 E HWY 70 | PIMA | AZ | 85543 | Graham | 2 | Open | 1994-10-01 | 10000 | Gasoline | COMPARTMENT A | Double Walled | Composite (Steel/Fiberglass) | Pressure | Double Walled | Fiberglass Reinforced Plastic
0-005452 | CIRCLE K #2912 | 2405 N SILVERBELL RD | TUCSON | AZ | 85745 | Pima | 4 | Open | 1995-11-10 | 10000 | Gasoline | COMPARTMENT A | Single Walled | Fiberglass Reinforced Plastic | Pressure | Double Walled | Fiberglass Reinforced Plastic
0-004426 | SUPER FUELS | 866 NAVAJO BLVD | HOLBROOK | AZ | 86025 | Navajo | 7 | Open | 1998-06-25 | 5000 | Diesel | COMPARTMENT C | Double Walled | Composite (Steel/Fiberglass) | Pressure | Double Walled | Flexible
0-004426 | SUPER FUELS | 866 NAVAJO BLVD | HOLBROOK | AZ | 86025 | Navajo | 7 | Open | 1998-06-25 | 5000 | Gasoline | COMPARTMENT B | Double Walled | Composite (Steel/Fiberglass) | Pressure | Double Walled | Flexible
0-004426 | SUPER FUELS | 866 NAVAJO BLVD | HOLBROOK | AZ | 86025 | Navajo | 7 | Open | 1998-06-25 | 5000 | Gasoline | COMPARTMENT A | Double Walled | Composite (Steel/Fiberglass) | Pressure | Double Walled | Flexible
0-001118 | CIRCLE K STORE #2709176 | 6735 W PEORIA AVE | PEORIA | AZ | 85345 | Maricopa | 1 | Open | 1987-07-02 | 10000 | Diesel | COMPARTMENT A | Double Walled | Fiberglass Reinforced Plastic | Pressure |  | Fiberglass Reinforced Plastic
0-004884 | TEMPE ELEMENTARY SCHOOL DISTRICT #3 - BROGAN CENTER | 1430 W ELNA RAE ST | TEMPE | AZ | 85281 | Maricopa | 6 | Open | 1997-02-18 | 10000 | Diesel | COMPARTMENT A | Double Walled | Fiberglass Reinforced Plastic | Pressure | Double Walled | Fiberglass Reinforced Plastic
0-009120 | GPM #4604 | 6701 W OLIVE AVE | GLENDALE | AZ | 85345 | Maricopa | 2 | Open | 1997-05-15 | 12000 | Gasoline (PUL) | COMPARTMENT A | Double Walled | Composite (Steel/Fiberglass) | Pressure | Double Walled | Fiberglass Reinforced Plastic
0-009547 | CIRCLE K #1649 | 6175 S KOLB RD | TUCSON | AZ | 85756 | Pima | 1 | Open | 1999-02-11 | 15000 | Gasoline (UL) | COMPARTMENT A | Double Walled | Composite (Steel/Fiberglass) | Pressure | Double Walled | Fiberglass Reinforced Plastic
0-009547 | CIRCLE K #1649 | 6175 S KOLB RD | TUCSON | AZ | 85756 | Pima | 2 | Open | 1999-02-11 | 12000 | Gasoline (PUL) | COMPARTMENT A | Double Walled | Composite (Steel/Fiberglass) | Pressure | Double Walled | Fiberglass Reinforced Plastic
0-008555 | JACKSONS #809 | 1954 E HIGHLAND AVE | PHOENIX | AZ | 85016 | Maricopa | 1 | Open | 1994-12-20 | 12000 | Oxygenated Gasoline | COMPARTMENT A | Double Walled | Fiberglass Reinforced Plastic | Pressure | Double Walled | Fiberglass Reinforced Plastic
0-008555 | JACKSONS #809 | 1954 E HIGHLAND AVE | PHOENIX | AZ | 85016 | Maricopa | 1 | Open | 1994-12-20 | 8000 | Diesel | COMPARTMENT B | Double Walled | Fiberglass Reinforced Plastic | Pressure | Double Walled | Fiberglass Reinforced Plastic
0-009630 | CIRCLE K #2706285 | 11339 W BELL RD | SURPRISE | AZ | 85378 | Maricopa | 2 | Open | 1999-12-01 | 10000 | Gasoline | COMPARTMENT A | Double Walled | Fiberglass Reinforced Plastic | Pressure | Double Walled | Flexible
0-004391 | CITY OF SCOTTSDALE - MCKELLIPS | 7601 E MCKELLIPS RD | SCOTTSDALE | AZ | 85257 | Maricopa | 8 | Open | 2008-07-24 | 20000 | Diesel | COMPARTMENT A | Double Walled | Fiberglass Reinforced Plastic | Pressure | Double Walled | Fiberglass Reinforced Plastic
0-005435 | CIRCLE K #2702889 | 1342 W THOMAS RD | PHOENIX | AZ | 85013 | Maricopa | 2 | Open | 1985-01-01 | 10000 | Gasoline | COMPARTMENT A | Single Walled | Fiberglass Reinforced Plastic | Pressure | Single Walled | Fiberglass Reinforced Plastic
0-009239 | FIRST DATA CORP | 240 N ROOSEVELT AVE | CHANDLER | AZ | 85226 | Maricopa | 3 | Open | 1997-05-08 | 6000 | Diesel | COMPARTMENT A | Double Walled | Fiberglass Reinforced Plastic | Gravity Feed | Double Walled | Fiberglass Reinforced Plastic
0-001468 | CIRCLE K #2701736 | 695 S 4TH AVE | YUMA | AZ | 85364 | Yuma | 1 | Open | 1985-01-01 | 10000 | Gasoline | COMPARTMENT A | Single Walled | Fiberglass Reinforced Plastic | Pressure | Single Walled | Fiberglass Reinforced Plastic
0-001390 | CIRCLE K #2701286 | 104 E WICKENBURG WAY | WICKENBURG | AZ | 85390 | Maricopa | 1 | Open | 1978-01-01 | 10000 | Gasoline | COMPARTMENT A | Single Walled | Asphalt coated or Bare Steel | Pressure |  | Fiberglass Reinforced Plastic
0-004717 | SPECIALTY ROOFING INC | 7538 W HARMONT DR | PEORIA | AZ | 85345 | Maricopa | 3 | Open | 1992-07-06 | 8000 | Gasoline | COMPARTMENT A | Double Walled | Composite (Steel/Fiberglass) | Pressure | Double Walled
0-002637 | CIRCLE K #2705284 | 410 N CENTER ST | MESA | AZ | 85201 | Maricopa | 1 | Open | 1987-01-01 | 15000 | Gasoline | COMPARTMENT A | Double Walled | Fiberglass Reinforced Plastic | Pressure |  | Fiberglass Reinforced Plastic
0-002637 | CIRCLE K #2705284 | 410 N CENTER ST | MESA | AZ | 85201 | Maricopa | 2 | Open | 1987-01-01 | 15000 | Gasoline | COMPARTMENT A | Double Walled | Fiberglass Reinforced Plastic | Pressure |  | Fiberglass Reinforced Plastic
0-002637 | CIRCLE K #2705284 | 410 N CENTER ST | MESA | AZ | 85201 | Maricopa | 4 | Open | 1987-01-01 | 8000 | Diesel | COMPARTMENT A | Double Walled | Fiberglass Reinforced Plastic | Pressure |  | Fiberglass Reinforced Plastic
0-008401 | SPEEDWAY STORE #2979 | 1690 E ASH ST | GLOBE | AZ | 85501 | Gila | 5 | Open | 1994-05-01 | 6000 | Diesel | COMPARTMENT A | Double Walled | Fiberglass Reinforced Plastic | Pressure | Double Walled | Fiberglass Reinforced Plastic
0-003233 | CIRCLE K #2700127 | 7555 E CAMELBACK RD | SCOTTSDALE | AZ | 85251 | Maricopa | 9 | Open | 2017-03-09 | 12000 | Gasoline (UL) | COMPARTMENT B | Double Walled | Fiberglass Reinforced Plastic | Pressure | Double Walled | Fiberglass Reinforced Plastic
0-010174 | TONTO BASIN MARKETPLACE | 45994 N HWY 188 | TONTO BASIN | AZ | 85553 | Gila | 2 | Open | 2007-02-01 | 8000 | Gasoline | COMPARTMENT B | Double Walled | Composite (Steel/Fiberglass)
0-010684 | CIRCLE K STORE #9530 | 8390 E STATE ROUTE 69 | PRESCOTT VALLEY | AZ | 86314 | Yavapai | 1 | Open | 2020-03-10 | 20000 | Gasoline (UL) | COMPARTMENT A | Double Walled | Fiberglass Reinforced Plastic
0-010684 | CIRCLE K STORE #9530 | 8390 E STATE ROUTE 69 | PRESCOTT VALLEY | AZ | 86314 | Yavapai | 3 | Open | 2020-03-10 | 12000 | Diesel | COMPARTMENT A | Double Walled | Fiberglass Reinforced Plastic
0-010681 | CARIOCA #3 | 16520 W GREENWAY | SURPRISE | AZ | 85388 |  | 2 | Open | 2020-01-31 | 6000 | Diesel #2 | COMPARTMENT A | Double Walled | Fiberglass Reinforced Plastic | Pressure | Double Walled | Fiberglass Reinforced Plastic
0-010681 | CARIOCA #3 | 16520 W GREENWAY | SURPRISE | AZ | 85388 |  | 1 | Open | 2020-01-31 | 12000 | Gasoline (UL) | COMPARTMENT A | Double Walled | Fiberglass Reinforced Plastic | Pressure | Double Walled | Fiberglass Reinforced Plastic
0-010700 | FRY'S #615 | 1425 N HIGLEY RD | GILBERT | AZ | 85234 |  | 1 | Open | 2020-08-25 | 20000 | Gasoline (UL) | COMPARTMENT A | Double Walled | Fiberglass Reinforced Plastic | Pressure | Double Walled | Fiberglass Reinforced Plastic
0-010693 | QUIKTRIP #1469 | 5050 W INA RD | TUCSON | AZ | 85743 | Pima | 5 | Open | 2020-09-04 | 30000 | Diesel | COMPARTMENT A | Double Walled | Fiberglass Reinforced Plastic
0-010693 | QUIKTRIP #1469 | 5050 W INA RD | TUCSON | AZ | 85743 | Pima | 8 | Open | 2020-09-04 | 20000 | Diesel | COMPARTMENT A | Double Walled | Fiberglass Reinforced Plastic
0-010693 | QUIKTRIP #1469 | 5050 W INA RD | TUCSON | AZ | 85743 | Pima | 6 | Open | 2020-09-04 | 30000 | Diesel | COMPARTMENT A | Double Walled | Fiberglass Reinforced Plastic
0-010248 | FRYS FUEL CENTER #669 | 2858 N PINAL AVE | CASA GRANDE | AZ | 85122 | Pinal | 1 | Open | 2008-07-01 | 20000 | Gasoline | COMPARTMENT A | Double Walled | Fiberglass Reinforced Plastic | Pressure |  | Flexible
0-010248 | FRYS FUEL CENTER #669 | 2858 N PINAL AVE | CASA GRANDE | AZ | 85122 | Pinal | 2 | Open | 2008-07-01 | 10000 | Gasoline | COMPARTMENT A | Double Walled | Fiberglass Reinforced Plastic | Pressure |  | Flexible
0-010273 | QUIKTRIP #496 | 2657 S POWER RD | MESA | AZ | 85209 | Maricopa | 1 | Open | 2008-08-13 | 12000 | Gasoline | COMPARTMENT A | Double Walled | Fiberglass Reinforced Plastic | Pressure | Double Walled | Fiberglass Reinforced Plastic
0-003219 | CIRCLE K STORE #2709152 | 5105 E ELLIOT RD | PHOENIX | AZ | 85044 | Maricopa | 5 | Open | 1988-01-01 | 10000 | Gasoline (PUL) | COMPARTMENT A | Single Walled | Fiberglass Reinforced Plastic | Pressure | Single Walled | Fiberglass Reinforced Plastic
0-010317 | TERRIBLE HERBST #321 | 6501 SHOWPLACE AVE | LAKE HAVASU CITY | AZ | 86404 | Mohave | 1 | Open | 2009-09-01 | 10000 | Gasoline | COMPARTMENT A | Double Walled | Fiberglass Reinforced Plastic | Pressure | Double Walled | Flexible
0-010374 | CIRCLE K STORE #2741665 | 10335 E DREXEL RD | TUCSON | AZ | 85747 | Pima | 3 | Open | 2010-04-20 | 12000 | Diesel | COMPARTMENT A | Double Walled | Composite (Steel/Fiberglass) | Pressure | Double Walled | Fiberglass Reinforced Plastic
0-010403 | FIREBIRD FUEL CO | 941 W FAIRVIEW BUSINESS PARK PL | TUCSON | AZ | 85705 | Pima | 1 | Open | 2010-11-04 | 12000 | Gasoline | COMPARTMENT A | Double Walled | Composite (Steel/Fiberglass) | Pressure | Double Walled | Fiberglass Reinforced Plastic
0-010423 | MAVERIK COUNTRY STORE #445 | 4555 W WHITE MOUNTAIN BLVD | LAKESIDE | AZ | 85929 | Navajo | 4 | Open | 2011-07-01 | 12000 | Diesel | COMPARTMENT A | Double Walled | Fiberglass Reinforced Plastic | Pressure | Double Walled | Flexible
0-010442 | QUIKTRIP STORE #1404 | 3720 S VAL VISTA DR | GILBERT | AZ | 85297 | Maricopa | 3 | Open | 2012-01-06 | 12000 | Gasoline | COMPARTMENT A | Double Walled | Fiberglass Reinforced Plastic | Pressure | Double Walled | Fiberglass Reinforced Plastic
0-001475 | CIRCLE K #2701765 | 2551 HIGHWAY 95 | BULLHEAD CITY | AZ | 86442 | Mohave | 4 | Open | 1998-01-13 | 15000 | Gasoline | COMPARTMENT A | Double Walled | Fiberglass Reinforced Plastic | Pressure | Double Walled | Fiberglass Reinforced Plastic
0-010545 | CIRCLE K STORE #2741675 | 1025 N 99TH AVE | TOLLESON | AZ | 85353 | Maricopa | 1 | Open | 2015-09-29 | 30000 | Gasoline | COMPARTMENT A | Double Walled | Fiberglass Reinforced Plastic | Pressure | Double Walled | Fiberglass Reinforced Plastic
0-010098 | GAS-N-GRUB 3 | 3770 E DIAGONAL WAY | KINGMAN | AZ | 86409 | Mohave | 1 | Open | 2005-10-18 | 6000 | Diesel | COMPARTMENT B | Double Walled | Fiberglass Reinforced Plastic | Pressure | Double Walled | Fiberglass Reinforced Plastic
0-010313 | SAM'S CLUB #6604 | 1851 E BUTLER AVE | FLAGSTAFF | AZ | 86001 | Coconino | 3 | Open | 2009-07-01 | 12000 | Gasoline (PUL) | COMPARTMENT A | Double Walled | Fiberglass Reinforced Plastic | Pressure | Double Walled | Flexible
0-003268 | FRYS FUEL CENTER #136 | 4301 W NORTHERN AVE | GLENDALE | AZ | 85301 | Maricopa | 5 | Open | 1988-12-01 | 10000 | Gasoline | COMPARTMENT A | Double Walled | Fiberglass Reinforced Plastic | Pressure |  | Fiberglass Reinforced Plastic
0-010596 | JAY'S TRAVEL CENTER | 2500 I-10BL | SAN SIMON | AZ | 85632 | Cochise | 1 | Open | 2017-10-17 | 15000 | Gasoline (UL) | COMPARTMENT A | Double Walled | Fiberglass Reinforced Plastic | Pressure | Double Walled | Fiberglass Reinforced Plastic
0-010596 | JAY'S TRAVEL CENTER | 2500 I-10BL | SAN SIMON | AZ | 85632 | Cochise | 2 | Open | 2017-10-17 | 7000 | Diesel | COMPARTMENT B | Double Walled | Fiberglass Reinforced Plastic
0-001369 | CIRCLE K #2701140 | 9810 S NOGALES HWY | TUCSON | AZ | 85756 | Pima | 5 | Open | 1995-07-25 | 10000 | Gasoline | COMPARTMENT A |  | Fiberglass Reinforced Plastic | Pressure | Double Walled | Fiberglass Reinforced Plastic
0-001369 | CIRCLE K #2701140 | 9810 S NOGALES HWY | TUCSON | AZ | 85756 | Pima | 4 | Open | 1995-07-25 | 10000 | Gasoline | COMPARTMENT A |  | Fiberglass Reinforced Plastic | Pressure | Double Walled | Fiberglass Reinforced Plastic
0-000707 | 40TH STREET CHEVRON #308263 | 2711 S 40TH ST | PHOENIX | AZ | 85034 | Maricopa | 5 | Open | 2005-10-01 | 20000 | Gasoline | COMPARTMENT A | Double Walled | Fiberglass Reinforced Plastic | Pressure | Double Walled | Fiberglass Reinforced Plastic
0-000707 | 40TH STREET CHEVRON #308263 | 2711 S 40TH ST | PHOENIX | AZ | 85034 | Maricopa | 4 | Open | 2005-10-01 | 8000 | Diesel | COMPARTMENT A | Double Walled | Fiberglass Reinforced Plastic | Pressure | Double Walled | Fiberglass Reinforced Plastic
0-010568 | FRY'S FUEL FACILITY #667 | 13710 W CAMELBACK RD | LITCHFIELD PARK | AZ | 85340 | Maricopa | 1 | Open | 2016-07-22 | 20000 | Gasoline | COMPARTMENT A | Double Walled | Fiberglass Reinforced Plastic | Pressure | Double Walled | Fiberglass Reinforced Plastic
0-009834 | AJ'S MINI MART | 3940 S IRONWOOD DR | APACHE JUNCTION | AZ | 85120 | Pinal | 2 | Open | 2000-03-10 | 6000 | Diesel | COMPARTMENT B | Double Walled | Composite (Steel/Fiberglass) | Pressure | Double Walled | Fiberglass Reinforced Plastic
0-009307 | SPEEDWAY STORE #2942 | 6855 E SUNRISE DR | TUCSON | AZ | 85750 | Pima | 2 | Open | 1997-06-01 | 7000 | Gasoline (PUL) | COMPARTMENT A | Double Walled | Fiberglass Reinforced Plastic | Pressure | Double Walled | Fiberglass Reinforced Plastic
0-009966 | WALMART DISTRIBUTION CENTER #7013 | 868 W PETERS RD | CASA GRANDE | AZ | 85193 | Pinal | 3 | Open | 2003-05-07 | 20000 | Diesel | COMPARTMENT A | Double Walled | Fiberglass Reinforced Plastic | Pressure | Double Walled | Flexible
0-008641 | COTTONWOOD CHEVRON | 1204 S STATE ROUTE 260 | COTTONWOOD | AZ | 86326 | Yavapai | 2 | Open | 1995-03-01 | 10000 | Gasoline | COMPARTMENT A | Double Walled | Fiberglass Reinforced Plastic | Pressure | Double Walled | Fiberglass Reinforced Plastic
0-001324 | CIRCLE K #2700820 | 307 E US HIGHWAY 85 | BUCKEYE | AZ | 85326 | Maricopa | 4 | Open | 2004-07-09 | 10000 | Gasoline | COMPARTMENT A | Double Walled | Fiberglass Reinforced Plastic | Pressure | Double Walled | Fiberglass Reinforced Plastic
0-008092 | RAV DEEP INVESTMENTS | 501 W IRVINGTON RD | TUCSON | AZ | 85714 | Pima | 3 | Open | 1992-11-01 | 10000 | Gasoline | COMPARTMENT A | Double Walled | Fiberglass Reinforced Plastic | Pressure | Double Walled | Fiberglass Reinforced Plastic
0-008092 | RAV DEEP INVESTMENTS | 501 W IRVINGTON RD | TUCSON | AZ | 85714 | Pima | 4 | Open | 1992-11-01 | 10000 | Gasoline | COMPARTMENT A | Double Walled | Fiberglass Reinforced Plastic | Pressure | Double Walled | Fiberglass Reinforced Plastic
0-000279 | ADOT - NEEDLE MOUNTAIN MAINTENANCE |  | TOPOCK |  |  | Mohave | 2 | Open | 1982-01-01 | 12000 | Gasoline | COMPARTMENT A | Single Walled | Fiberglass Reinforced Plastic | Pressure | Double Walled | Flexible
0-001662 | BISHOP'S CENTRAL STOREHOUSE | 235 S EL DORADO CIR | MESA | AZ | 85202 | Maricopa | 5 | Open | 2004-04-20 | 25000 | Diesel | COMPARTMENT A | Double Walled | Fiberglass Reinforced Plastic | Pressure | Double Walled | Fiberglass Reinforced Plastic
0-001662 | BISHOP'S CENTRAL STOREHOUSE | 235 S EL DORADO CIR | MESA | AZ | 85202 | Maricopa | 6 | Open | 2004-04-20 | 25000 | Diesel | COMPARTMENT A | Double Walled | Fiberglass Reinforced Plastic | Pressure | Double Walled | Fiberglass Reinforced Plastic
0-004943 | SHELL | 2180 E BROADWAY RD | TEMPE | AZ | 85282 | Maricopa | 1 | Open | 1986-05-07 | 12000 | Diesel | COMPARTMENT A | Double Walled | Fiberglass Reinforced Plastic | Pressure |  | Fiberglass Reinforced Plastic
0-001065 | SPEEDWAY STORE #2941 | 7085 E BROADWAY BLVD | TUCSON | AZ | 85710 | Pima | 5 | Open | 2004-08-25 | 6000 | Diesel | COMPARTMENT A | Double Walled | Composite (Steel/Fiberglass)
0-009377 | 7-ELEVEN #32319 | 19848 N 27TH AVE | PHOENIX | AZ | 85027 | Maricopa | 4 | Open | 2019-06-27 | 20000 | Gasoline (UL) | COMPARTMENT A | Double Walled | Fiberglass Reinforced Plastic | Pressure | Single Walled | Fiberglass Reinforced Plastic
0-001261 | CIRCLE K #586 | 3130 N STOCKTON HILL RD | KINGMAN | AZ | 86401 | Mohave | 3 | Open | 1995-07-12 | 10000 | Gasoline (UL) | COMPARTMENT A | Double Walled | Fiberglass Reinforced Plastic | Pressure | Double Walled | Fiberglass Reinforced Plastic
0-001261 | CIRCLE K #586 | 3130 N STOCKTON HILL RD | KINGMAN | AZ | 86401 | Mohave | 5 | Open | 1995-07-12 | 10000 | Gasoline (PUL) | COMPARTMENT A | Double Walled | Fiberglass Reinforced Plastic | Pressure | Double Walled | Fiberglass Reinforced Plastic
0-003412 | US WEST #143270 | 3532 W GREENWAY RD | PHOENIX | AZ | 85053 | Maricopa | 4 | Open | 1990-02-01 | 2500 | Diesel | COMPARTMENT A | Double Walled | Fiberglass Reinforced Plastic | Suction - Check Valve at the Tank Top |  | Fiberglass Reinforced Plastic
0-001331 | CIRCLE K #843 | 6750 S CRAYCROFT RD | TUCSON | AZ | 85756 | Pima | 5 | Open | 1995-06-30 | 10000 | Gasoline | COMPARTMENT A | Single Walled | Fiberglass Reinforced Plastic | Pressure | Double Walled | Fiberglass Reinforced Plastic
0-004224 | RYDER TRANSPORTATION SERVICES #0983 | 2122 W 4TH ST | TEMPE | AZ | 85281 | Maricopa | 7 | Open | 1994-09-06 | 12000 | Diesel | COMPARTMENT A | Double Walled | Fiberglass Reinforced Plastic | Pressure | Double Walled | Fiberglass Reinforced Plastic
0-000994 | NESBITT CONTRACTING COMPANY | 100 S PRICE RD | TEMPE | AZ | 85281 | Maricopa | 10 | Open | 1998-12-30 | 12000 | Diesel | COMPARTMENT A | Double Walled | Fiberglass Reinforced Plastic | Pressure | Double Walled | Fiberglass Reinforced Plastic
0-001291 | CIRCLE K #2700719 | 11271 E TANQUE VERDE RD | TUCSON | AZ | 85749 | Pima | 6 | Open | 1998-07-10 | 12000 | Gasoline | COMPARTMENT A | Double Walled | Fiberglass Reinforced Plastic | Pressure | Double Walled | Fiberglass Reinforced Plastic
0-008873 | GOOD 2 GO STORES #508 | 3179 WILLOW CREEK RD | PRESCOTT | AZ | 86301 | Yavapai | 4 | Open | 1996-03-01 | 12000 | Gasoline | COMPARTMENT A | Single Walled | Fiberglass Reinforced Plastic | Pressure | Double Walled | Fiberglass Reinforced Plastic
0-000153 | USARMY - FORT HUACHUCA |  | FORT HUACHUCA |  |  | Cochise | 85 | Open | 2004-04-29 | 6000 | Diesel | COMPARTMENT A | Double Walled | Fiberglass Reinforced Plastic | Pressure | Double Walled | Flexible
0-010573 | QUIKTRIP #407 | 2750 W THUNDERBIRD RD | PHOENIX | AZ | 85053 | Maricopa | 1 | Open | 2016-08-19 | 12000 | Diesel | COMPARTMENT A | Double Walled | Fiberglass Reinforced Plastic | Pressure | Double Walled | Fiberglass Reinforced Plastic
0-009602 | FRYS FUEL CENTER #64 | 774 S VAL VISTA DR | GILBERT | AZ | 85296 | Maricopa | 1 | Open | 1999-08-30 | 15000 | Gasoline | COMPARTMENT A | Double Walled | Fiberglass Reinforced Plastic | Pressure | Double Walled | Fiberglass Reinforced Plastic
0-002782 | SPEEDWAY #2994 | 761 W AJO WAY | TUCSON | AZ | 85713 | Pima | 2 | Open | 1986-04-08 | 12000 | Gasoline | COMPARTMENT A | Double Walled | Composite (Steel/Fiberglass) | Pressure |  | Fiberglass Reinforced Plastic
0-004539 | CIRCLE K STORE #2706650 | 4760 E BROADWAY RD | PHOENIX | AZ | 85040 | Maricopa | 6 | Open | 1990-11-01 | 10000 | Gasoline | COMPARTMENT A | Double Walled | Fiberglass Reinforced Plastic | Pressure | Double Walled | Fiberglass Reinforced Plastic
0-008469 | GOOD 2 GO STORES #509 | 19590 N JOHN WAYNE PKWY | MARICOPA | AZ | 85139 | Pinal | 2 | Open | 1994-07-06 | 12000 | Gasoline | COMPARTMENT A | Single Walled | Fiberglass Reinforced Plastic | Pressure | Double Walled | Fiberglass Reinforced Plastic
0-004054 | CORRAL MARKET | 93 E LEWIS | ASH FORK | AZ | 86320 | Yavapai | 2 | Open | 1980-04-22 | 6000 | Gasoline | COMPARTMENT A | Single Walled | Asphalt coated or Bare Steel | Pressure | Double Walled | Fiberglass Reinforced Plastic
0-001305 | CIRCLE K #2700779 | 1990 N LA CANADA DR | GREEN VALLEY | AZ | 85614 | Pima | 5 | Open | 1994-02-01 | 8000 | Gasoline (PUL) | COMPARTMENT A | Double Walled | Fiberglass Reinforced Plastic | Pressure |  | Fiberglass Reinforced Plastic
0-009870 | CIRCLE K #2706358 | 8248 W THOMAS RD | PHOENIX | AZ | 85033 | Maricopa | 1 | Open | 2000-04-28 | 12000 | Gasoline | COMPARTMENT A | Double Walled | Fiberglass Reinforced Plastic | Pressure |  | Fiberglass Reinforced Plastic
0-002175 | CIRCLE K #2708597 | 4849 N 83RD AVE | PHOENIX | AZ | 85033 | Maricopa | 3 | Open | 1987-01-01 | 10000 | Gasoline | COMPARTMENT A | Double Walled | Fiberglass Reinforced Plastic | Pressure |  | Fiberglass Reinforced Plastic
0-001528 | CIRCLE K #2701908 | 13843 W GLENDALE AVE | GLENDALE | AZ | 85307 | Maricopa | 1 | Open | 1986-01-01 | 10000 | Gasoline | COMPARTMENT A | Single Walled | Fiberglass Reinforced Plastic | Pressure |  | Fiberglass Reinforced Plastic
0-003602 | PALOMINAS ELEMENTARY SCHOOL | 10385 E HIGHWAY 92 | PALOMINAS | AZ | 85615 | Cochise | 1 | Open | 1981-01-01 | 10000 | Gasoline | COMPARTMENT A | Double Walled | Composite (Steel/Fiberglass) | Pressure | Single Walled | Bare or Galvanized Steel
0-006458 | DAVES FAST STOP | 3933 N ROBERT RD | PRESCOTT VALLEY | AZ | 86314 | Yavapai | 4 | Open | 1996-04-11 | 10000 | Gasoline | COMPARTMENT A | Double Walled | Fiberglass Reinforced Plastic | Pressure | Double Walled | Flexible
0-000653 | SUN CITY AUTO BODY | 10120 W BELL RD | SUN CITY | AZ | 85351 | Maricopa | 2 | Open | 1988-01-01 | 12000 | Gasoline | COMPARTMENT A | Double Walled | Composite (Steel/Fiberglass) | Pressure |  | Fiberglass Reinforced Plastic
0-000653 | SUN CITY AUTO BODY | 10120 W BELL RD | SUN CITY | AZ | 85351 | Maricopa | 4 | Open | 1988-01-01 | 500 | Used Oil/Waste Oil | COMPARTMENT A | Double Walled | Composite (Steel/Fiberglass) | Gravity Feed |  | Fiberglass Reinforced Plastic
0-009764 | JACKRABBIT CHEVRON | 1419 N JACKRABBIT TRL | BUCKEYE | AZ | 85396 | Maricopa | 2 | Open | 2001-01-03 | 10000 | Gasoline | COMPARTMENT B | Double Walled | Fiberglass Reinforced Plastic | Pressure | Double Walled | Fiberglass Reinforced Plastic
0-005050 | CIRCLE K STORE #2709162 | 1995 W CHANDLER BLVD | CHANDLER | AZ | 85224 | Maricopa | 2 | Open | 1989-03-03 | 10000 | Gasoline | COMPARTMENT A | Double Walled | Fiberglass Reinforced Plastic | Pressure | Single Walled | Fiberglass Reinforced Plastic
0-009957 | SAFEWAY #2097 | 4805 E GREENWAY RD | PHOENIX | AZ | 85254 | Maricopa | 1 | Open | 2003-04-01 | 10000 | Gasoline | COMPARTMENT A | Unknown | Asphalt coated or Bare Steel
0-010032 | QUIKTRIP #425 | 2941 E INDIAN SCHOOL RD | PHOENIX | AZ | 85016 | Maricopa | 2 | Open | 2004-05-14 | 20000 | Gasoline | COMPARTMENT A | Double Walled | Fiberglass Reinforced Plastic | Pressure | Double Walled | Fiberglass Reinforced Plastic
0-000645 | SPEEDWAY #2958 | 10800 E NORTH FRONTAGE RD | YUMA | AZ | 85367 | Yuma | 2 | Open | 1983-01-01 | 12000 | Gasoline (PUL) | COMPARTMENT A | Double Walled | Composite (Steel/Fiberglass) | Pressure | Single Walled | Fiberglass Reinforced Plastic
0-005527 | THE TACKLE SHOP LLC | 25373 HIGHWAY 191 | ALPINE | AZ | 85920 | Apache | 6 | Open | 1990-05-12 | 6000 | Gasoline | COMPARTMENT A | Double Walled | Composite (Steel/Fiberglass) | Pressure | Single Walled | Fiberglass Reinforced Plastic
0-005040 | SPEEDWAY STORE #2999 | 410 W HOPI DR | HOLBROOK | AZ | 86025 | Navajo | 4 | Open | 2007-09-26 | 12000 | Gasoline | COMPARTMENT A | Double Walled | Composite (Steel/Fiberglass) | Pressure
0-008882 | SUPERPUMPER #7 | 6324 E GREENWAY RD | PHOENIX | AZ | 85254 | Maricopa | 4 | Open | 1996-01-19 | 20000 | Gasoline | COMPARTMENT A | Double Walled | Fiberglass Reinforced Plastic | Pressure | Double Walled | Fiberglass Reinforced Plastic
0-009766 | GAS 4 LESS | 1131 W FRONTAGE RD | RIO RICO | AZ | 85648 | Santa Cruz | 1 | Open | 2001-05-19 | 4000 | Diesel | COMPARTMENT A | Double Walled | Fiberglass Reinforced Plastic | Pressure | Double Walled | Fiberglass Reinforced Plastic
0-009304 | LOVE'S TRAVEL STOP | 4703 MAIN ST | JOSEPH CITY | AZ | 86032 | Navajo | 1 | Open | 1997-10-01 | 20000 | Gasoline | COMPARTMENT A | Double Walled | Composite (Steel/Fiberglass) | Pressure | Double Walled | Flexible
0-009304 | LOVE'S TRAVEL STOP | 4703 MAIN ST | JOSEPH CITY | AZ | 86032 | Navajo | 5 | Open | 1997-10-01 | 20000 | Diesel | COMPARTMENT A | Double Walled | Composite (Steel/Fiberglass) | Pressure | Double Walled | Flexible
0-004064 | DIAMOND DOT MARKET #431 | 25851 S POWER RD | QUEEN CREEK | AZ | 85142 | Maricopa | 5 | Open | 2019-10-10 | 5000 | Diesel | COMPARTMENT B | Double Walled | Fiberglass Reinforced Plastic | Pressure | Double Walled | Fiberglass Reinforced Plastic
0-001449 | CIRCLE K #2701618 | 6002 N 7TH AVE | PHOENIX | AZ | 85013 | Maricopa | 1 | Open | 1985-01-01 | 10000 | Gasoline | COMPARTMENT A | Single Walled | Fiberglass Reinforced Plastic | Pressure |  | Fiberglass Reinforced Plastic
0-008517 | AJO WAY FUEL CENTER | 2545 E AJO WAY | TUCSON | AZ | 85713 | Pima | 2 | Open | 1994-09-01 | 650 | Unidentified | COMPARTMENT A | Double Walled | Composite (Steel/Fiberglass) | Pressure | Double Walled | Fiberglass Reinforced Plastic
0-002373 | GILA BEND FOOD MART LLC | 619 W PIMA ST | GILA BEND | AZ | 85337 | Maricopa | 8 | Open | 2019-08-08 | 10000 | Gasoline (PUL) | COMPARTMENT A | Double Walled | Fiberglass Reinforced Plastic | Pressure | Double Walled | Fiberglass Reinforced Plastic
0-008717 | SUPERPUMPER #6 | 15752 N FRANK LLOYD WRIGHT BLVD | SCOTTSDALE | AZ | 85260 | Maricopa | 3 | Open | 1995-08-30 | 20000 | Gasoline | COMPARTMENT A | Double Walled | Fiberglass Reinforced Plastic | Pressure | Double Walled | Fiberglass Reinforced Plastic
0-001694 | MCNEECE SHELL #20 | 2400 S 4TH AVE | YUMA | AZ | 85364 | Yuma | 7 | Open | 1994-09-09 | 12000 | Gasoline | COMPARTMENT A | Double Walled | Fiberglass Reinforced Plastic | Pressure | Double Walled | Fiberglass Reinforced Plastic
0-009789 | FRYS FUEL CENTER #138 | 4036 N 1ST AVE | TUCSON | AZ | 85719 | Pima | 1 | Open | 2001-08-08 | 8000 | Gasoline | COMPARTMENT A | Double Walled | Fiberglass Reinforced Plastic | Pressure | Double Walled | Flexible
0-009789 | FRYS FUEL CENTER #138 | 4036 N 1ST AVE | TUCSON | AZ | 85719 | Pima | 2 | Open | 2001-08-08 | 20000 | Gasoline | COMPARTMENT A | Double Walled | Fiberglass Reinforced Plastic | Pressure | Double Walled | Flexible
0-006291 | RIO RICO SERVICE CENTER INC | 1041 YAVAPAI DR | RIO RICO | AZ | 85648 | Santa Cruz | 5 | Open | 2020-05-15 | 5000 | Diesel #2 | COMPARTMENT A | Double Walled | Fiberglass Reinforced Plastic | Pressure | Double Walled | Fiberglass Reinforced Plastic
0-005420 | CIRCLE K #2854 | 1262 W CHANDLER BLVD | CHANDLER | AZ | 85224 | Maricopa | 1 | Open | 1972-01-01 | 10000 | Gasoline | COMPARTMENT A | Single Walled | Fiberglass Reinforced Plastic | Pressure | Double Walled | Fiberglass Reinforced Plastic
0-005974 | HUMBOLDT MARKET | 2735 S HIGHWAY 69 | DEWEY | AZ | 86327 | Yavapai | 15 | Open | 2020-06-12 | 6000 | Gasoline (PUL) | COMPARTMENT A | Double Walled | Fiberglass Reinforced Plastic
0-000902 | CIRCLE K STORE #2706654 | 15412 N 32ND ST | PHOENIX | AZ | 85032 | Maricopa | 3 | Open | 1985-01-01 | 12000 | Gasoline | COMPARTMENT A |  | Fiberglass Reinforced Plastic | Pressure | Double Walled | Fiberglass Reinforced Plastic
0-006229 | CIRCLE K #2708747 | 3196 E UNION HILLS DR | PHOENIX | AZ | 85050 | Maricopa | 3 | Open | 1987-01-01 | 10000 | Gasoline | COMPARTMENT A | Double Walled | Fiberglass Reinforced Plastic | Pressure |  | Fiberglass Reinforced Plastic
0-009965 | U OF A - MOTOR POOL | 1597 E 16TH ST | TUCSON | AZ | 85719 | Pima | 1 | Open | 2003-07-11 | 12000 | Gasoline | COMPARTMENT A | Double Walled | Fiberglass Reinforced Plastic | Pressure | Double Walled | Fiberglass Reinforced Plastic
0-005044 | SPEEDWAY STORE #3002 | 1981 E DEUCE OF CLUBS | SHOW LOW | AZ | 85901 | Navajo | 5 | Open | 2006-09-27 | 7000 | Gasoline (PUL) | COMPARTMENT A | Double Walled | Fiberglass Reinforced Plastic | Pressure | Double Walled | Fiberglass Reinforced Plastic
0-004255 | SPEEDWAY STORE #2973 | 5217 S HIGHWAY 92 | SIERRA VISTA | AZ | 85650 | Cochise | 6 | Open | 2003-11-10 | 6000 | Gasoline (PUL) | COMPARTMENT A | Double Walled | Fiberglass Reinforced Plastic
0-001264 | CIRCLE K #2700592 | 2080 W RUTHRAUFF RD | TUCSON | AZ | 85705 | Pima | 1 | Open | 1987-01-01 | 10000 | Gasoline | COMPARTMENT A | Single Walled | Fiberglass Reinforced Plastic | Pressure | Single Walled | Fiberglass Reinforced Plastic
0-002216 | CIRCLE K #2708514 | 13961 N SANDARIO RD | MARANA | AZ | 85653 | Pima | 1 | Open | 1987-01-27 | 10000 | Gasoline | COMPARTMENT A | Double Walled | Fiberglass Reinforced Plastic | Pressure |  | Fiberglass Reinforced Plastic
0-005969 | CIRCLE K #2708652 | 1502 W INDIAN SCHOOL RD | PHOENIX | AZ | 85015 | Maricopa | 1 | Open | 1988-02-25 | 10000 | Gasoline | COMPARTMENT A | Double Walled | Fiberglass Reinforced Plastic | Pressure |  | Fiberglass Reinforced Plastic
0-001505 | CIRCLE K #2701923 | 637 E 32ND ST | YUMA | AZ | 85365 | Yuma | 1 | Open | 1985-01-01 | 10000 | Gasoline | COMPARTMENT A | Single Walled | Fiberglass Reinforced Plastic | Pressure | Double Walled | Fiberglass Reinforced Plastic
0-001634 | CIRCLE K #2701957 | 6700 E TANQUE VERDE RD | TUCSON | AZ | 85715 | Pima | 2 | Open | 1985-01-01 | 10000 | Gasoline (UL) | COMPARTMENT A | Single Walled | Fiberglass Reinforced Plastic | Pressure | Single Walled | Fiberglass Reinforced Plastic
0-002710 | FASTRIP FOOD STORE #7770 | 2199 HIGHWAY 95 | BULLHEAD CITY | AZ | 86442 | Mohave | 2 | Open | 1982-01-01 | 12000 | Gasoline | COMPARTMENT A | Single Walled | Asphalt coated or Bare Steel | Pressure | Double Walled | Fiberglass Reinforced Plastic
0-002710 | FASTRIP FOOD STORE #7770 | 2199 HIGHWAY 95 | BULLHEAD CITY | AZ | 86442 | Mohave | 1 | Open | 1982-01-01 | 12000 | Gasoline | COMPARTMENT A | Single Walled | Asphalt coated or Bare Steel | Pressure | Double Walled | Fiberglass Reinforced Plastic
0-000916 | CIRCLE K STORE #2706648 | 2311 W DEER VALLEY RD | PHOENIX | AZ | 85027 | Maricopa | 6 | Open | 1991-08-01 | 10000 | Gasoline | COMPARTMENT A | Double Walled | Fiberglass Reinforced Plastic | Pressure | Double Walled | Fiberglass Reinforced Plastic
0-001961 | PORTLAND CARDLOCK #19 | 1024 N 27TH AVE | PHOENIX | AZ | 85009 | Maricopa | 6 | Open | 2012-02-02 | 10000 | Diesel | COMPARTMENT A | Double Walled | Fiberglass Reinforced Plastic | Pressure | Double Walled | Fiberglass Reinforced Plastic
0-005212 | PEAKVIEW COUNTRY STORE | 3400 N FORT VALLEY RD | FLAGSTAFF | AZ | 86001 | Coconino | 4 | Open | 1998-11-19 | 4000 | Gasoline | COMPARTMENT B | Double Walled | Composite (Steel/Fiberglass) | Pressure | Double Walled | Flexible
0-009823 | SAM'S CLUB #6692 | 4701 N STONE AVE | TUCSON | AZ | 85704 | Pima | 1 | Open | 2001-11-06 | 20000 | Gasoline | COMPARTMENT A | Double Walled | Fiberglass Reinforced Plastic | Pressure | Double Walled | Flexible
0-009491 | PILOT TRAVEL CENTER #279 | 769 E FRONTAGE RD | RIO RICO | AZ | 85648 | Santa Cruz | 5 | Open | 1999-05-12 | 12000 | Gasoline | COMPARTMENT A | Double Walled | Fiberglass Reinforced Plastic | Pressure | Double Walled | Fiberglass Reinforced Plastic
0-004263 | SPEEDWAY STORE #2974 | 1497 E FRY BLVD | SIERRA VISTA | AZ | 85635 | Cochise | 11 | Open | 2004-01-08 | 12000 | Gasoline (UL) | COMPARTMENT A | Double Walled | Fiberglass Reinforced Plastic | Pressure | Double Walled | Flexible
0-001967 | RIVER ROAD CHEVRON | 4851 N 1ST AVE | TUCSON | AZ | 85718 | Pima | 7 | Open | 1995-12-01 | 12000 | Gasoline | COMPARTMENT A | Double Walled | Fiberglass Reinforced Plastic | Pressure | Double Walled | Fiberglass Reinforced Plastic
0-000144 | CIRCLE K #8593 | 21895 S ELLSWORTH RD | QUEEN CREEK | AZ | 85142 | Maricopa | 1 | Open | 1987-01-01 | 10000 | Gasoline | COMPARTMENT A | Double Walled | Fiberglass Reinforced Plastic | Pressure |  | Fiberglass Reinforced Plastic
0-010373 | FRYS FUEL CENTER #28 | 4315 W BELL RD | PHOENIX | AZ | 85308 | Maricopa | 1 | Open | 2009-12-03 | 20000 | Gasoline | COMPARTMENT A | Double Walled | Fiberglass Reinforced Plastic | Pressure | Double Walled | Flexible
0-010380 | SPEEDSMART #112 | 2075 S MILLER RD | BUCKEYE | AZ | 85326 | Maricopa | 4 | Open | 2010-12-18 | 6000 | E-85 | COMPARTMENT B | Double Walled | Fiberglass Reinforced Plastic | Pressure | Double Walled | Fiberglass Reinforced Plastic
0-010382 | FRYS FUEL CENTER #55 | 1915 S POWER RD | MESA | AZ | 85206 | Maricopa | 1 | Open | 2010-11-22 | 20000 | Gasoline | COMPARTMENT A | Double Walled | Fiberglass Reinforced Plastic | Pressure |  | Flexible
0-010382 | FRYS FUEL CENTER #55 | 1915 S POWER RD | MESA | AZ | 85206 | Maricopa | 2 | Open | 2010-11-22 | 10000 | Diesel | COMPARTMENT B | Double Walled | Fiberglass Reinforced Plastic | Pressure |  | Flexible
0-002589 | SPEEDWAY STORE #2935 | 4390 N 1ST AVE | TUCSON | AZ | 85719 | Pima | 1 | Open | 1989-10-01 | 12000 | Gasoline (UL) | COMPARTMENT A | Double Walled | Fiberglass Reinforced Plastic | Pressure | Double Walled | Flexible
0-001428 | CIRCLE K #2701566 | 3502 W PEORIA AVE | PHOENIX | AZ | 85029 | Maricopa | 2 | Open | 1985-01-01 | 10000 | Gasoline | COMPARTMENT A | Single Walled | Fiberglass Reinforced Plastic | Pressure |  | Fiberglass Reinforced Plastic
0-000438 | ASP - WINSLOW COMPLEX | 2100 S HIGHWAY 87 | WINSLOW | AZ | 86047 | Navajo | 1 | Open | 1990-11-07 | 6000 | Gasoline | COMPARTMENT A | Double Walled | Fiberglass Reinforced Plastic | Pressure | Double Walled | Fiberglass Reinforced Plastic
0-001506 | CIRCLE K #2701930 | 379 W 1ST ST | YUMA | AZ | 85364 | Yuma | 2 | Open | 1985-01-01 | 10000 | Gasoline | COMPARTMENT A | Double Walled | Fiberglass Reinforced Plastic | Pressure |  | Fiberglass Reinforced Plastic
0-003238 | VALERO IN THE ZONE VII | 1925 N SCOTTSDALE RD | TEMPE | AZ | 85281 | Maricopa | 6 | Open | 2009-06-01 | 20000 | Gasoline | COMPARTMENT A | Double Walled | Fiberglass Reinforced Plastic | Pressure | Double Walled | Fiberglass Reinforced Plastic
0-003238 | VALERO IN THE ZONE VII | 1925 N SCOTTSDALE RD | TEMPE | AZ | 85281 | Maricopa | 7 | Open | 2009-06-01 | 10000 | Gasoline | COMPARTMENT A | Double Walled | Fiberglass Reinforced Plastic | Pressure | Double Walled | Fiberglass Reinforced Plastic
0-010539 | QUIKTRIP #490 | 8877 W THUNDERBIRD RD | PEORIA | AZ | 85381 | Maricopa | 3 | Open | 2015-06-18 | 10000 | Other | COMPARTMENT A | Double Walled | Fiberglass Reinforced Plastic | Pressure | Double Walled | Fiberglass Reinforced Plastic
0-010539 | QUIKTRIP #490 | 8877 W THUNDERBIRD RD | PEORIA | AZ | 85381 | Maricopa | 1 | Open | 2015-06-18 | 20000 | Gasoline | COMPARTMENT A |  | Fiberglass Reinforced Plastic | Pressure | Double Walled | Fiberglass Reinforced Plastic
0-010428 | FRYS FUEL CENTER #17 | 4150 E 22ND ST | TUCSON | AZ | 85711 | Pima | 2 | Open | 2011-10-06 | 8000 | Gasoline | COMPARTMENT B | Double Walled | Fiberglass Reinforced Plastic | Pressure | Double Walled | Flexible
0-005992 | ARCO AM/PM | 2310 N 32ND ST | PHOENIX | AZ | 85008 | Maricopa | 2 | Open | 1987-11-28 | 12000 | Gasoline | COMPARTMENT A | Double Walled | Fiberglass Reinforced Plastic | Pressure | Single Walled | Fiberglass Reinforced Plastic
0-000508 | ARCO #5284 | 4249 E THOMAS RD | PHOENIX | AZ | 85018 | Maricopa | 5 | Open | 1993-11-22 | 10000 | Gasoline (UL) | COMPARTMENT A | Double Walled | Fiberglass Reinforced Plastic | Pressure | Double Walled | Fiberglass Reinforced Plastic
0-003400 | SCOTTSDALE THUNDERBIRD #142290 | 6916 E DOUBLETREE RANCH RD | PARADISE VALLEY | AZ | 85253 | Maricopa | 3 | Open | 2003-01-01 | 5000 | Diesel | COMPARTMENT A | Double Walled | Fiberglass Reinforced Plastic | Suction - Check Valve at the Tank Top |  | Flexible
0-009958 | COUNTRY MARKET | 6108 W NORTHERN AVE | GLENDALE | AZ | 85301 | Maricopa | 2 | Open | 2003-03-13 | 20000 | Gasoline (UL) | COMPARTMENT A | Double Walled | Fiberglass Reinforced Plastic | Pressure | Double Walled | Fiberglass Reinforced Plastic
0-009958 | COUNTRY MARKET | 6108 W NORTHERN AVE | GLENDALE | AZ | 85301 | Maricopa | 1 | Open | 2003-03-13 | 8000 | Diesel | COMPARTMENT A | Double Walled | Fiberglass Reinforced Plastic
0-000230 | ADOT - MESA ROAD MAINTENANCE | 2409 N COUNTRY CLUB DR | MESA | AZ | 85201 | Maricopa | 5 | Open | 1993-01-21 | 6000 | Diesel | COMPARTMENT A | Double Walled | Composite (Steel/Fiberglass) | Pressure | Double Walled | Fiberglass Reinforced Plastic
0-009339 | XPO LOGISTICS FREIGHT | 7002 W SHERMAN ST | PHOENIX | AZ | 85043 | Maricopa | 4 | Open | 1997-11-17 | 1000 | Used Oil/Waste Oil | COMPARTMENT A | Double Walled | Fiberglass Reinforced Plastic | Suction - Check Valve at the Tank Top | Double Walled | Fiberglass Reinforced Plastic
0-001503 | CIRCLE K #2701856 | 453 E WHITE MOUNTAIN BLVD | PINETOP-LAKESIDE | AZ | 85935 | Navajo | 3 | Open | 1985-01-01 | 10000 | Gasoline | COMPARTMENT A | Double Walled | Fiberglass Reinforced Plastic | Pressure |  | Fiberglass Reinforced Plastic
0-010459 | CIRCLE K STORE #2703439 | 4701 E 22ND ST | TUCSON | AZ | 85711 | Pima | 2 | Open | 2012-10-29 | 12000 | Gasoline | COMPARTMENT A | Double Walled | Fiberglass Reinforced Plastic
0-001532 | CIRCLE K #2701954 | 5907 W BETHANY HOME RD | GLENDALE | AZ | 85301 | Maricopa | 3 | Open | 1986-01-01 | 10000 | Gasoline | COMPARTMENT A | Single Walled | Fiberglass Reinforced Plastic | Pressure | Single Walled | Fiberglass Reinforced Plastic
0-010513 | CIRCLE K STORE #3390 | 18141 N JOHN WAYNE PKWY | MARICOPA | AZ | 85139 | Pinal | 2 | Open | 2014-11-14 | 12000 | Gasoline (PUL) | COMPARTMENT A | Double Walled | Fiberglass Reinforced Plastic | Pressure | Double Walled | Fiberglass Reinforced Plastic
0-010513 | CIRCLE K STORE #3390 | 18141 N JOHN WAYNE PKWY | MARICOPA | AZ | 85139 | Pinal | 1 | Open | 2014-11-14 | 20000 | Gasoline (UL) | COMPARTMENT A | Double Walled | Fiberglass Reinforced Plastic | Pressure | Double Walled | Fiberglass Reinforced Plastic
0-006981 | GURUDEV LAKE HAVASU | 311 LAKE HAVASU AVE N | LAKE HAVASU CITY | AZ | 86403 | Mohave | 2 | Open | 1989-12-19 | 10000 | Gasoline | COMPARTMENT A | Double Walled | Fiberglass Reinforced Plastic | Pressure | Double Walled | Fiberglass Reinforced Plastic
0-009747 | SAFEWAY #1654 | 8141 W CAMELBACK RD | PHOENIX | AZ | 85033 | Maricopa | 1 | Open | 2000-11-01 | 10000 | Gasoline | COMPARTMENT B | Double Walled | Composite (Steel/Fiberglass)
0-010527 | QUIKTRIP #405R | 9010 N 19TH AVE | PHOENIX | AZ | 85021 | Maricopa | 1 | Open | 2014-12-30 | 20000 | Gasoline | COMPARTMENT A | Double Walled | Fiberglass Reinforced Plastic | Pressure | Double Walled | Fiberglass Reinforced Plastic
0-010004 | QUIKTRIP #435 | 1610 E HIGHLAND AVE | PHOENIX | AZ | 85016 | Maricopa | 1 | Open | 2004-01-13 | 12000 | Gasoline | COMPARTMENT A | Double Walled | Fiberglass Reinforced Plastic | Pressure |  | Flexible
0-009672 | CIRCLE K STORE #2703444 | 2933 S TOMAHAWK RD | APACHE JUNCTION | AZ | 85119 | Pinal | 2 | Open | 2000-04-07 | 8000 | Gasoline | COMPARTMENT A | Double Walled | Composite (Steel/Fiberglass) | Pressure | Double Walled | Fiberglass Reinforced Plastic
0-001465 | CIRCLE K #2701671 | 2815 E UNIVERSITY DR | MESA | AZ | 85213 | Maricopa | 1 | Open | 1985-01-01 | 10000 | Gasoline | COMPARTMENT A | Single Walled | Fiberglass Reinforced Plastic | Pressure | Single Walled | Fiberglass Reinforced Plastic
0-010565 | QUIKTRIP STORE NO. 1424 | 150 N AVONDALE BLVD | AVONDALE | AZ | 85323 | Maricopa | 1 | Open | 2016-05-18 | 20000 | Gasoline (UL) | COMPARTMENT A | Double Walled | Fiberglass Reinforced Plastic
0-010606 | CARIOCA SHELL #52 | 3906 W NEW RIVER RD | NEW RIVER | AZ | 85087 | Maricopa | 2 | Open | 2017-10-23 | 12000 | Gasoline (UL) | COMPARTMENT A | Double Walled | Fiberglass Reinforced Plastic | Pressure | Double Walled | Fiberglass Reinforced Plastic
0-000523 | ARCO #5256 | 5101 W THOMAS RD | PHOENIX | AZ | 85031 | Maricopa | 8 | Open | 1988-12-19 | 10000 | Gasoline | COMPARTMENT A | Double Walled | Fiberglass Reinforced Plastic | Pressure | Double Walled | Fiberglass Reinforced Plastic
0-009882 | GPM #4601 | 4020 W RAY RD | CHANDLER | AZ | 85226 | Maricopa | 2 | Open | 2002-08-01 | 15000 | Gasoline (PUL) | COMPARTMENT A | Double Walled | Fiberglass Reinforced Plastic | Pressure | Double Walled | Flexible
0-004115 | SINCLAIR #1101 | 1101 N 7TH ST | PHOENIX | AZ | 85006 | Maricopa | 3 | Open | 1987-05-26 | 10000 | Gasoline | COMPARTMENT A | Double Walled | Fiberglass Reinforced Plastic | Pressure |  | Fiberglass Reinforced Plastic
0-010572 | FRY'S FUEL #83 | 1805 W VALENCIA RD | TUCSON | AZ | 85746 | Pima | 1 | Open | 2016-06-15 | 20000 | Gasoline (UL) | COMPARTMENT A | Double Walled | Fiberglass Reinforced Plastic | Pressure | Double Walled | Fiberglass Reinforced Plastic
0-009458 | SHELL #22 | 26602 W US HIGHWAY 85 | BUCKEYE | AZ | 85326 | Maricopa | 2 | Open | 1998-11-06 | 12000 | Gasoline | COMPARTMENT A | Double Walled | Fiberglass Reinforced Plastic
0-002087 | OLSON'S SELIGMAN MINI MART | 21145 W I-40 BUSINESS LOOP | SELIGMAN | AZ | 86337 | Yavapai | 2 | Open | 1985-02-27 | 10000 | Gasoline | COMPARTMENT A | Single Walled | Asphalt coated or Bare Steel
0-007940 | SHAY OIL CO #18 | 6868 E US HIGHWAY 95 | YUMA | AZ | 85365 | Yuma | 3 | Open | 1992-08-15 | 12000 | Gasoline | COMPARTMENT A | Double Walled | Fiberglass Reinforced Plastic | Pressure | Double Walled | Fiberglass Reinforced Plastic
0-002918 | CIRCLE K #2701946 | 333 W GRANT RD | TUCSON | AZ | 85705 | Pima | 6 | Open | 2017-12-07 | 12000 | Diesel | COMPARTMENT A | Double Walled | Fiberglass Reinforced Plastic | Pressure | Double Walled | Fiberglass Reinforced Plastic
0-006518 | TONOPAH TRAVEL CENTER | 1010 N 339TH AVE | TONOPAH | AZ | 85354 | Maricopa | 6 | Open | 1989-05-01 | 4000 | Used Oil/Waste Oil | COMPARTMENT A | Single Walled | Fiberglass Reinforced Plastic | Gravity Feed | Single Walled | Fiberglass Reinforced Plastic
0-006518 | TONOPAH TRAVEL CENTER | 1010 N 339TH AVE | TONOPAH | AZ | 85354 | Maricopa | 7 | Open | 1989-05-01 | 8000 | New Oil | COMPARTMENT A | Single Walled | Fiberglass Reinforced Plastic | Suction - Check Valve at the Tank Top | Single Walled | Fiberglass Reinforced Plastic
0-006518 | TONOPAH TRAVEL CENTER | 1010 N 339TH AVE | TONOPAH | AZ | 85354 | Maricopa | 4 | Open | 1989-05-01 | 20000 | Gasoline | COMPARTMENT A | Single Walled | Fiberglass Reinforced Plastic | Pressure | Single Walled | Fiberglass Reinforced Plastic
0-000676 | BENNETT OIL | 810 E SHELDON ST | PRESCOTT | AZ | 86301 | Yavapai | 6 | Open | 1984-01-01 | 5000 | Diesel | COMPARTMENT A | Single Walled | Asphalt coated or Bare Steel | Pressure | Double Walled | Fiberglass Reinforced Plastic
0-005482 | CIRCLE K #2947 | 3125 N TOLTEC RD | ELOY | AZ | 85131 | Pinal | 4 | Open | 1982-01-01 | 12000 | Gasoline | COMPARTMENT A |  | Asphalt coated or Bare Steel | Pressure |  | Bare or Galvanized Steel
0-004478 | SHAY OIL | 10747 S FORTUNA RD | YUMA | AZ | 85367 | Yuma | 10 | Open | 1993-06-01 | 20000 | Gasoline | COMPARTMENT A | Double Walled | Fiberglass Reinforced Plastic | Pressure | Double Walled | Fiberglass Reinforced Plastic
0-001222 | CIRCLE K #2700404 | 524 W THIRD ST | WINSLOW | AZ | 86047 | Navajo | 5 | Open | 1996-04-17 | 10000 | Gasoline (UL) | COMPARTMENT A |  | Fiberglass Reinforced Plastic | Pressure | Double Walled | Fiberglass Reinforced Plastic
0-010611 | QUIKTRIP #400 | 2111 W UNIVERSITY DR | TEMPE | AZ | 85281 | Maricopa | 1 | Open | 2017-09-07 | 20000 | Gasoline (UL) | COMPARTMENT A | Double Walled | Fiberglass Reinforced Plastic | Pressure | Double Walled | Fiberglass Reinforced Plastic
0-006251 | SPEEDWAY STORE #2932 | 8845 E TANQUE VERDE RD | TUCSON | AZ | 85749 | Pima | 2 | Open | 1988-07-01 | 10000 | Gasoline (PUL) | COMPARTMENT A | Double Walled | Fiberglass Reinforced Plastic | Pressure | Double Walled | Fiberglass Reinforced Plastic
0-010610 | QUIKTRIP #402 | 1331 S COUNTRY CLUB DR | MESA | AZ | 85210 | Maricopa | 1 | Open | 2017-12-20 | 12000 | Diesel #2 | COMPARTMENT A | Double Walled | Fiberglass Reinforced Plastic | Pressure | Double Walled | Fiberglass Reinforced Plastic
0-002547 | CARIOCA #73 | 1166 N HIGLEY RD | MESA | AZ | 85205 | Maricopa | 3 | Open | 1988-05-05 | 12000 | Gasoline (Super UL) | COMPARTMENT A | Double Walled | Fiberglass Reinforced Plastic | Pressure | Double Walled | Fiberglass Reinforced Plastic
0-002547 | CARIOCA #73 | 1166 N HIGLEY RD | MESA | AZ | 85205 | Maricopa | 1 | Open | 1988-05-05 | 20000 | Gasoline (UL) | COMPARTMENT A | Double Walled | Fiberglass Reinforced Plastic | Pressure | Double Walled | Fiberglass Reinforced Plastic
0-008812 | VALERO #1600 | 4360 E BROADWAY RD | MESA | AZ | 85206 | Maricopa | 1 | Open | 1995-10-09 | 15000 | Gasoline | COMPARTMENT A | Double Walled | Fiberglass Reinforced Plastic | Pressure | Double Walled | Fiberglass Reinforced Plastic
0-009906 | CIRCLE K #2705954 | 4815 E CAREFREE HWY | PHOENIX | AZ | 85331 | Maricopa | 2 | Open | 2002-11-04 | 12000 | Gasoline | COMPARTMENT A | Double Walled | Fiberglass Reinforced Plastic | Pressure | Double Walled | Fiberglass Reinforced Plastic
0-006480 | PAGE UNIFIED SCHOOL DISTRICT #8 | 817 AQUA AVE | PAGE | AZ | 86040 | Coconino | 3 | Open | 1983-10-19 | 12000 | Gasoline | COMPARTMENT A | Double Walled | Fiberglass Reinforced Plastic | Pressure | Double Walled
0-006480 | PAGE UNIFIED SCHOOL DISTRICT #8 | 817 AQUA AVE | PAGE | AZ | 86040 | Coconino | 1 | Open | 1983-10-19 | 12000 | Diesel | COMPARTMENT A | Double Walled | Fiberglass Reinforced Plastic | Pressure | Double Walled | Fiberglass Reinforced Plastic
0-002054 | QUIK MART #19 | 7667 E ESCALANTE RD | TUCSON | AZ | 85730 | Pima | 3 | Open | 1987-01-01 | 10000 | Gasoline | COMPARTMENT A | Double Walled | Composite (Steel/Fiberglass) | Pressure |  | Fiberglass Reinforced Plastic
0-010067 | MAVERIK COUNTRY STORE #292 | 715 N BEELINE HWY | PAYSON | AZ | 85541 | Gila | 1 | Open | 2005-03-10 | 12000 | Gasoline | COMPARTMENT A | Double Walled | Fiberglass Reinforced Plastic | Pressure | Double Walled | Flexible
0-010082 | ASU - COMBINED HEAT & POWER FACILITY | 800 E LEMON ST | TEMPE | AZ | 85281 | Maricopa | 1 | Open | 2005-04-01 | 20000 | Diesel | COMPARTMENT A | Double Walled | Fiberglass Reinforced Plastic | Pressure | Double Walled | Fiberglass Reinforced Plastic
0-000611 | JACKSONS ENERGY #6794 | 500 W THIRD ST | WINSLOW | AZ | 86047 | Navajo | 6 | Open | 1987-09-01 | 5000 | Gasoline | COMPARTMENT A | Single Walled | Asphalt coated or Bare Steel | Pressure |  | Fiberglass Reinforced Plastic
0-003033 | SAN MANUEL HIGH SCHOOL | 711 S MCNAB PKWY | SAN MANUEL | AZ | 85631 | Pinal | 5 | Open | 1989-07-28 | 8000 | Gasoline | COMPARTMENT A | Double Walled | Fiberglass Reinforced Plastic | Pressure | Double Walled | Fiberglass Reinforced Plastic
0-003176 | MINIT SERVE GAS | 1251 BASELINE RD | BULLHEAD CITY | AZ | 86442 | Mohave | 4 | Open | 1985-01-30 | 8000 | Gasoline | COMPARTMENT A |  | Asphalt coated or Bare Steel | Pressure
0-000511 | FOOD MART | 9853 N 19TH AVE | PHOENIX | AZ | 85021 | Maricopa | 9 | Open | 1989-11-01 | 10000 | Gasoline | COMPARTMENT A | Double Walled | Fiberglass Reinforced Plastic | Pressure | Double Walled | Fiberglass Reinforced Plastic
0-004360 | SAV-ON GAS | 5107 W BUCKEYE RD | PHOENIX | AZ | 85043 | Maricopa | 10 | Open | 2020-08-13 | 7000 | Diesel | COMPARTMENT B | Double Walled | Polyethylene Jacketed Steel
0-010561 | QUIKTRIP #419 | 2026 W BROADWAY RD | MESA | AZ | 85202 | Maricopa | 4 | Open | 2016-01-25 | 10000 | Gasoline (PUL) | COMPARTMENT A | Double Walled | Fiberglass Reinforced Plastic | Pressure | Double Walled | Fiberglass Reinforced Plastic
0-001502 | CIRCLE K #2701850 | 630 E BROADWAY RD | PHOENIX | AZ | 85040 | Maricopa | 3 | Open | 1985-01-01 | 10000 | Gasoline (UL) | COMPARTMENT A | Single Walled | Fiberglass Reinforced Plastic | Pressure |  | Fiberglass Reinforced Plastic
0-009131 | CIRCLE K STORE #2741635 | 3980 E MCDOWELL RD | PHOENIX | AZ | 85008 | Maricopa | 3 | Open | 2010-11-01 | 12000 | Diesel | COMPARTMENT A | Double Walled | Composite (Steel/Fiberglass) | Pressure | Double Walled | Fiberglass Reinforced Plastic
0-001199 | CIRCLE K #2700228 | 560 N 2ND AVE | AJO | AZ | 85321 | Pima | 3 | Open | 1977-01-01 | 10000 | Gasoline | COMPARTMENT A |  | Asphalt coated or Bare Steel | Pressure | Double Walled | Fiberglass Reinforced Plastic
0-001199 | CIRCLE K #2700228 | 560 N 2ND AVE | AJO | AZ | 85321 | Pima | 1 | Open | 1977-01-01 | 10000 | Gasoline | COMPARTMENT A |  | Asphalt coated or Bare Steel | Pressure | Double Walled | Fiberglass Reinforced Plastic
0-009916 | CIRCLE K #2706469 | 1720 W IRVINGTON RD | TUCSON | AZ | 85746 | Pima | 3 | Open | 2002-12-02 | 20000 | Gasoline | COMPARTMENT A | Double Walled | Fiberglass Reinforced Plastic | Pressure | Double Walled | Fiberglass Reinforced Plastic
0-001509 | CIRCLE K #2702873 | 3930 E SOUTHERN AVE | PHOENIX | AZ | 85040 | Maricopa | 1 | Open | 1986-07-01 | 10000 | Diesel | COMPARTMENT A | Single Walled | Fiberglass Reinforced Plastic | Pressure |  | Fiberglass Reinforced Plastic
0-009888 | SAFEWAY #1887 | 3998 N STOCKTON HILL RD | KINGMAN | AZ | 86409 | Mohave | 1 | Open | 2002-06-27 | 10000 | Gasoline | COMPARTMENT B | Double Walled | Composite (Steel/Fiberglass)
0-009888 | SAFEWAY #1887 | 3998 N STOCKTON HILL RD | KINGMAN | AZ | 86409 | Mohave | 2 | Open | 2002-06-27 | 20000 | Gasoline | COMPARTMENT A | Double Walled | Composite (Steel/Fiberglass) | Pressure | Double Walled
0-001459 | CIRCLE K #2701635 | 3970 N FLOWING WELLS RD | TUCSON | AZ | 85705 | Pima | 3 | Open | 1985-07-01 | 10000 | Gasoline (UL) | COMPARTMENT A | Single Walled | Fiberglass Reinforced Plastic | Pressure | Single Walled | Fiberglass Reinforced Plastic
0-002444 | ALVAREZ AUTO CENTER | 81 N MAIN ST | SNOWFLAKE | AZ | 85937 | Navajo | 9 | Open | 2020-09-09 | 12000 | Gasoline (UL) | COMPARTMENT A | Double Walled | Fiberglass Reinforced Plastic
0-009969 | GPM #4605 | 8424 S POWER RD | GILBERT | AZ | 85297 | Maricopa | 2 | Open | 2003-06-30 | 15000 | Gasoline (UL) | COMPARTMENT A | Double Walled | Fiberglass Reinforced Plastic | Pressure | Double Walled | Flexible
0-005043 | SPEEDWAY STORE #3001 | 1653 W WHITE MOUNTAIN BLVD | PINETOP-LAKESIDE | AZ | 85929 | Navajo | 5 | Open | 2016-10-12 | 7000 | Gasoline (PUL) | COMPARTMENT A | Double Walled | Composite (Steel/Fiberglass) | Pressure | Double Walled | Fiberglass Reinforced Plastic
0-010443 | CIRCLE K #2703440 | 40900 N IRONWOOD DR | SAN TAN VALLEY | AZ | 85140 | Pinal | 2 | Open | 2012-05-30 | 12000 | Gasoline | COMPARTMENT A | Double Walled | Fiberglass Reinforced Plastic | Pressure | Double Walled | Fiberglass Reinforced Plastic
0-010598 | PILOT TRAVEL CENTERS | 9255 S RITA RD | TUCSON | AZ | 85747 | Pima | 2 | Open | 2016-09-01 | 6000 | Gasoline (PUL) | COMPARTMENT B | Double Walled | Fiberglass Reinforced Plastic | Pressure |  | Fiberglass Reinforced Plastic
0-010643 | FRY'S FUEL CENTER #625 | 6815 W BELL RD | GLENDALE | AZ | 85308 | Maricopa | 2 | Open | 2019-01-04 | 8000 | Gasoline (PUL) | COMPARTMENT B | Double Walled | Fiberglass Reinforced Plastic | Pressure | Double Walled | Fiberglass Reinforced Plastic
0-010643 | FRY'S FUEL CENTER #625 | 6815 W BELL RD | GLENDALE | AZ | 85308 | Maricopa | 1 | Open | 2019-01-04 | 30000 | Gasoline (UL) | COMPARTMENT A | Double Walled | Fiberglass Reinforced Plastic | Pressure | Double Walled | Fiberglass Reinforced Plastic
0-010682 | COSTCO WHOLESALE #466-R | 201 N WALKER RD | PRESCOTT | AZ | 86303 | Yavapai | 4 | Open | 2020-03-06 | 2500 | Fuel Additive | COMPARTMENT A | Double Walled | Fiberglass Reinforced Plastic | Pressure | Double Walled | Fiberglass Reinforced Plastic
0-010682 | COSTCO WHOLESALE #466-R | 201 N WALKER RD | PRESCOTT | AZ | 86303 | Yavapai | 2 | Open | 2020-03-06 | 40000 | Gasoline (UL) | COMPARTMENT A | Double Walled | Fiberglass Reinforced Plastic | Pressure | Double Walled | Fiberglass Reinforced Plastic
0-009139 | ARCO #5969 | 8350 E MCDOWELL RD | SCOTTSDALE | AZ | 85257 | Maricopa | 3 | Open | 1997-06-01 | 10000 | Gasoline | COMPARTMENT A | Double Walled | Fiberglass Reinforced Plastic | Pressure | Double Walled | Fiberglass Reinforced Plastic
0-009139 | ARCO #5969 | 8350 E MCDOWELL RD | SCOTTSDALE | AZ | 85257 | Maricopa | 1 | Open | 1997-06-01 | 12000 | Gasoline | COMPARTMENT A | Double Walled | Fiberglass Reinforced Plastic | Pressure | Double Walled | Fiberglass Reinforced Plastic
0-010453 | FRY'S FUEL CENTER #123 | 2651 E BROADWAY RD | MESA | AZ | 85204 | Maricopa | 1 | Open | 2012-09-28 | 20000 | Gasoline | COMPARTMENT A | Double Walled | Fiberglass Reinforced Plastic | Pressure | Double Walled | Fiberglass Reinforced Plastic
0-010453 | FRY'S FUEL CENTER #123 | 2651 E BROADWAY RD | MESA | AZ | 85204 | Maricopa | 2 | Open | 2012-09-28 | 10000 | Diesel | COMPARTMENT A | Double Walled | Fiberglass Reinforced Plastic | Pressure | Double Walled | Fiberglass Reinforced Plastic
0-010106 | NATIONAL CAR RENTAL | 1732 E RENTAL CAR WAY | PHOENIX | AZ | 85034 | Maricopa | 1 | Open | 2006-01-18 | 2000 | Used Oil/Waste Oil | COMPARTMENT B | Double Walled | Fiberglass Reinforced Plastic | Pressure | Double Walled | Fiberglass Reinforced Plastic
0-010106 | NATIONAL CAR RENTAL | 1732 E RENTAL CAR WAY | PHOENIX | AZ | 85034 | Maricopa | 1 | Open | 2006-01-18 | 1500 | New Oil | COMPARTMENT A | Double Walled | Fiberglass Reinforced Plastic | Pressure | Double Walled | Fiberglass Reinforced Plastic
0-010126 | QUIKTRIP #404 | 9229 E UNIVERSITY DR | MESA | AZ | 85207 | Maricopa | 4 | Open | 2014-08-26 | 10000 | Diesel | COMPARTMENT A | Double Walled | Fiberglass Reinforced Plastic | Pressure |  | Fiberglass Reinforced Plastic
0-010376 | FRYS FUEL CENTER #624 | 1845 E BASELINE RD | GILBERT | AZ | 85233 | Maricopa | 2 | Open | 2010-10-01 | 8000 | Gasoline | COMPARTMENT A | Double Walled | Fiberglass Reinforced Plastic | Pressure | Double Walled | Flexible
0-010495 | QUIK TRIP #1483 | 3390 W INA RD | TUCSON | AZ | 85741 | Pima | 2 | Open | 2013-12-19 | 10000 | Gasoline (PUL) | COMPARTMENT A | Double Walled | Fiberglass Reinforced Plastic | Pressure | Double Walled | Fiberglass Reinforced Plastic
0-010526 | LOVES TRAVEL STOPS & COUNTRY STORES-WILLIAMS | 1055 N GRAND CANYON BLVD | WILLIAMS | AZ | 86046 | Coconino | 4 | Open | 2015-02-03 | 20000 | Biodiesel | COMPARTMENT A | Double Walled | Fiberglass Reinforced Plastic | Pressure | Double Walled | Fiberglass Reinforced Plastic
0-010504 | FRY'S FUEL FACILITY #6 | 5771 W THUNDERBIRD RD | GLENDALE | AZ | 85306 | Maricopa | 2 | Open | 2014-05-01 | 10000 | Diesel | COMPARTMENT A | Double Walled | Fiberglass Reinforced Plastic | Pressure | Double Walled | Fiberglass Reinforced Plastic
0-010144 | MAVERIK COUNTRY STORE #356 | 2612 DESERT FOOTHILLS BLVD | BULLHEAD CITY | AZ | 86429 | Mohave | 2 | Open | 2006-05-02 | 12000 | Gasoline | COMPARTMENT A | Double Walled | Fiberglass Reinforced Plastic | Pressure | Double Walled | Flexible
0-010529 | CIRCLE K STORE #2741628 | 1111 N 67TH AVE | PHOENIX | AZ | 85043 | Maricopa | 2 | Open | 2015-03-31 | 10000 | E-85 | COMPARTMENT A | Double Walled | Composite (Steel/Fiberglass) | Pressure | Double Walled | Fiberglass Reinforced Plastic
0-008076 | SCOTTSDALE UNIFIED SCHOOL DISTRICT - MATERIAL DISTRIBUTION WAREHOUSE | 9313 N 95TH WAY | SCOTTSDALE | AZ | 85258 | Maricopa | 1 | Open | 1991-11-01 | 10000 | Gasoline | COMPARTMENT A | Double Walled | Fiberglass Reinforced Plastic | Gravity Feed | Double Walled | Fiberglass Reinforced Plastic
0-002857 | GILLIGANS ON COPPER BASIN LLC | 501 COPPER BASIN RD | PRESCOTT | AZ | 86303 | Yavapai | 3 | Open | 1970-01-21 | 6000 | Gasoline | COMPARTMENT A | Single Walled | Asphalt coated or Bare Steel | Pressure |  | Fiberglass Reinforced Plastic
0-009128 | SUPERPUMPER #16 | 10356 E RIGGS RD | SUN LAKES | AZ | 85248 | Maricopa | 1 | Open | 1997-02-28 | 12000 | Gasoline (UL) | COMPARTMENT A | Double Walled | Composite (Steel/Fiberglass) | Pressure | Double Walled | Flexible
0-010167 | QUIKTRIP #453 | 11604 W OLIVE AVE | YOUNGTOWN | AZ | 85363 | Maricopa | 1 | Open | 2006-11-16 | 12000 | Gasoline | COMPARTMENT A | Double Walled | Fiberglass Reinforced Plastic | Pressure | Double Walled | Fiberglass Reinforced Plastic
0-010299 | GENERAL MOTORS DESERT PROVING GROUND | 1500 E GM DR | YUMA | AZ | 85365 | Yuma | 2 | Open | 2009-04-08 | 12000 | Gasoline | COMPARTMENT A | Double Walled | Fiberglass Reinforced Plastic | Pressure | Double Walled | Flexible
0-010299 | GENERAL MOTORS DESERT PROVING GROUND | 1500 E GM DR | YUMA | AZ | 85365 | Yuma | 5 | Open | 2009-04-08 | 4000 | Gasoline | COMPARTMENT A | Double Walled | Fiberglass Reinforced Plastic | Pressure | Double Walled | Flexible
0-010250 | GREENFIELD CARDLOCK | 3353 N GREENFIELD RD | MESA | AZ | 85215 | Maricopa | 2 | Open | 2008-05-30 | 10000 | Diesel | COMPARTMENT B | Double Walled | Fiberglass Reinforced Plastic | Pressure | Double Walled | Fiberglass Reinforced Plastic
0-010255 | SPEEDWAY STORE #2980 | 15841 W EL TIRO RD | MARANA | AZ | 85653 | Pima | 1 | Open | 2008-06-05 | 6000 | Diesel | COMPARTMENT B | Double Walled | Fiberglass Reinforced Plastic | Pressure | Double Walled | Fiberglass Reinforced Plastic
0-010255 | SPEEDWAY STORE #2980 | 15841 W EL TIRO RD | MARANA | AZ | 85653 | Pima | 1 | Open | 2008-06-05 | 5000 | Gasoline (PUL) | COMPARTMENT A | Double Walled | Fiberglass Reinforced Plastic | Pressure | Double Walled | Fiberglass Reinforced Plastic
0-010260 | DISCOVERY FUELS | 295 S ARIZONA BLVD | COOLIDGE | AZ | 85128 | Pinal | 1 | Open | 2008-07-02 | 8000 | E-85 | COMPARTMENT A | Double Walled | Fiberglass Reinforced Plastic | Pressure | Double Walled | Fiberglass Reinforced Plastic
0-010357 | FRYS FUEL CENTER #103 | 1100 S STATE ROUTE 260 | COTTONWOOD | AZ | 86326 | Yavapai | 2 | Open | 2009-10-20 | 8000 | Diesel | COMPARTMENT B | Double Walled | Fiberglass Reinforced Plastic | Pressure | Double Walled | Flexible
0-010476 | CIRCLE K STORE #2741657 | 4685 E VALENCIA RD | TUCSON | AZ | 85706 | Pima | 3 | Open | 2009-10-08 | 12000 | Diesel | COMPARTMENT A | Double Walled | Fiberglass Reinforced Plastic | Pressure | Double Walled | Fiberglass Reinforced Plastic
0-010340 | CHANDLER AIRPARK ARCO AM/PM | 1735 S COOPER RD | CHANDLER | AZ | 85286 | Maricopa | 2 | Open | 2009-09-03 | 10000 | Diesel | COMPARTMENT B | Double Walled | Fiberglass Reinforced Plastic | Pressure | Double Walled | Fiberglass Reinforced Plastic
0-010350 | QUIKTRIP #445 | 2775 S 51ST AVE | PHOENIX | AZ | 85043 | Maricopa | 3 | Open | 2010-05-10 | 12000 | Gasoline | COMPARTMENT A | Double Walled | Fiberglass Reinforced Plastic | Pressure | Double Walled | Fiberglass Reinforced Plastic
0-010359 | QUIKTRIP #1493 | 1925 N KOLB RD | TUCSON | AZ | 85715 | Pima | 1 | Open | 2010-03-03 | 20000 | Gasoline | COMPARTMENT A | Double Walled | Fiberglass Reinforced Plastic | Pressure | Double Walled | Fiberglass Reinforced Plastic
0-010365 | CIRCLE K STORE #2703401 | 3128 N 1ST AVE | TUCSON | AZ | 85719 | Pima | 2 | Open | 2010-07-22 | 12000 | Gasoline | COMPARTMENT A | Double Walled | Fiberglass Reinforced Plastic | Pressure | Double Walled | Fiberglass Reinforced Plastic
0-009649 | CARIOCA #77 - SHELL | 461 N VAL VISTA DR | MESA | AZ | 85213 | Maricopa | 1 | Open | 2000-03-28 | 15000 | Gasoline | COMPARTMENT A | Double Walled | Fiberglass Reinforced Plastic | Pressure | Double Walled | Flexible
0-010396 | QUIKTRIP #1482 | 3345 W VALENCIA RD | TUCSON | AZ | 85746 | Pima | 3 | Open | 2010-10-01 | 12000 | Diesel | COMPARTMENT B | Double Walled | Fiberglass Reinforced Plastic | Pressure | Double Walled | Fiberglass Reinforced Plastic
0-002745 | CHIEFTAIN MOBIL |  | CHAMBERS |  |  | Apache | 9 | Open | 2000-08-11 | 10000 | Diesel | COMPARTMENT A | Single Walled | Fiberglass Reinforced Plastic | Pressure | Double Walled | Flexible
0-004405 | MOUNTAIN VIEW RV PARK | 1120 W BUSINESS LOOP | BOWIE | AZ | 85605 | Cochise | 1 | Open | 1985-01-01 | 10000 | Gasoline (UL) | COMPARTMENT A |  | Asphalt coated or Bare Steel | Pressure |  | Bare or Galvanized Steel
0-005414 | KINGMAN 76 AUTO/TRUCK STOP PLAZA | 946 W BEALE ST | KINGMAN | AZ | 86401 | Mohave | 3 | Open | 1982-01-01 | 20000 | Diesel | COMPARTMENT A | Double Walled | Composite (Steel/Fiberglass) | Pressure | Double Walled | Fiberglass Reinforced Plastic
0-001365 | CIRCLE K #1116 | 101 MISSION LN | HOLBROOK | AZ | 86025 | Navajo | 6 | Open | 1996-01-05 | 10000 | Gasoline (PUL) | COMPARTMENT A |  | Fiberglass Reinforced Plastic | Pressure | Double Walled | Fiberglass Reinforced Plastic
0-000481 | FUEL STOP 101 | 701 E CAMELBACK RD | PHOENIX | AZ | 85014 | Maricopa | 2 | Open | 1982-01-01 | 10000 | Gasoline | COMPARTMENT A | Double Walled | Fiberglass Reinforced Plastic | Pressure | Double Walled | Fiberglass Reinforced Plastic
0-006173 | CITY OF PEORIA - FLEET MAINTENANCE | 8850 N 79TH AVE | PEORIA | AZ | 85345 | Maricopa | 3 | Open | 2016-09-02 | 20000 | Gasoline | COMPARTMENT A | Double Walled | Fiberglass Reinforced Plastic | Pressure | Double Walled | Fiberglass Reinforced Plastic
0-000269 | ADOT - DURANGO MAINTENANCE | 2209 W DURANGO ST | PHOENIX | AZ | 85009 | Maricopa | 5 | Open | 1990-07-25 | 12000 | Gasoline | COMPARTMENT A | Double Walled | Composite (Steel/Fiberglass) | Pressure | Double Walled | Fiberglass Reinforced Plastic
0-001260 | CIRCLE K #583 | 3 N LAKE POWELL BLVD | PAGE | AZ | 86040 | Coconino | 6 | Open | 1995-06-07 | 10000 | Gasoline | COMPARTMENT A |  | Fiberglass Reinforced Plastic | Pressure | Double Walled | Fiberglass Reinforced Plastic
0-001564 | CLIFF DWELLERS LODGE | 1408 US HIGHWAY 89A | MARBLE CANYON | AZ | 86036 | Coconino | 3 | Open | 1990-04-16 | 8000 | Gasoline | COMPARTMENT A | Single Walled | Asphalt coated or Bare Steel | Pressure | Single Walled | Bare or Galvanized Steel
0-003310 | MORMON LAKE LODGE | 1 MAIN ST | MORMON LAKE | AZ | 86038 | Coconino | 5 | Open | 1989-05-01 | 6000 | Gasoline | COMPARTMENT A | Double Walled | Composite (Steel/Fiberglass) | Pressure |  | Fiberglass Reinforced Plastic
0-005123 | GOOD 2 GO STORES #505 | 1600 S AVENUE B | YUMA | AZ | 85364 | Yuma | 2 | Open | 1986-04-22 | 10000 | Gasoline | COMPARTMENT A | Single Walled | Fiberglass Reinforced Plastic | Pressure | Single Walled | Fiberglass Reinforced Plastic
0-006130 | MOON VALLEY COUNTRY CLUB | 151 W MOON VALLEY DR | PHOENIX | AZ | 85023 | Maricopa | 4 | Open | 1989-01-01 | 1000 | Diesel | COMPARTMENT A | Double Walled | Fiberglass Reinforced Plastic | Pressure |  | Fiberglass Reinforced Plastic
0-009745 | SAFEWAY #1732 | 1449 N ARIZONA BLVD | COOLIDGE | AZ | 85128 | Pinal | 1 | Open | 2000-08-01 | 10000 | Gasoline | COMPARTMENT B | Double Walled | Composite (Steel/Fiberglass)
0-001450 | CIRCLE K #2701619 | 2401 E INDIAN SCHOOL RD | PHOENIX | AZ | 85016 | Maricopa | 2 | Open | 1985-01-01 | 10000 | Gasoline | COMPARTMENT A | Single Walled | Fiberglass Reinforced Plastic | Pressure | Single Walled | Fiberglass Reinforced Plastic
0-001450 | CIRCLE K #2701619 | 2401 E INDIAN SCHOOL RD | PHOENIX | AZ | 85016 | Maricopa | 3 | Open | 1985-01-01 | 10000 | Gasoline | COMPARTMENT A | Single Walled | Fiberglass Reinforced Plastic | Pressure | Single Walled | Fiberglass Reinforced Plastic
0-001462 | CIRCLE K #2701662 | 4402 E OSBORN RD | PHOENIX | AZ | 85018 | Maricopa | 5 | Open | 2015-03-09 | 12000 | Gasoline (PUL) | COMPARTMENT A | Double Walled | Fiberglass Reinforced Plastic | Pressure | Double Walled | Fiberglass Reinforced Plastic
0-005387 | USMC YUMA MAIN SYSTEM | AVENUE 3E | YUMA | AZ | 85369 | Yuma | 71 | Open | 1997-12-03 | 12000 | Gasoline | COMPARTMENT A | Double Walled | Composite (Steel/Fiberglass) | Pressure | Double Walled | Fiberglass Reinforced Plastic
0-003922 | PATS GAS & SERVICES | 300 NAUGLE AVE | PATAGONIA | AZ | 85624 | Santa Cruz | 3 | Open | 1991-01-01 | 2000 | Gasoline | COMPARTMENT A | Double Walled | Fiberglass Reinforced Plastic
0-002806 | SPEEDWAY STORE #2944 | 1850 E PRINCE RD | TUCSON | AZ | 85719 | Pima | 10 | Open | 1990-12-01 | 10000 | Diesel | COMPARTMENT A | Double Walled | Fiberglass Reinforced Plastic | Pressure | Double Walled | Fiberglass Reinforced Plastic
0-008678 | CIRCLE K #5300 | 7530 S PRIEST DR | TEMPE | AZ | 85283 | Maricopa | 3 | Open | 1995-01-15 | 10000 | Gasoline | COMPARTMENT A | Single Walled | Fiberglass Reinforced Plastic | Pressure | Double Walled | Fiberglass Reinforced Plastic
0-009270 | CIRCLE K STORE #2709187 | 295 S ARIZONA AVE | CHANDLER | AZ | 85225 | Maricopa | 3 | Open | 2001-10-19 | 8000 | Diesel | COMPARTMENT A | Double Walled | Fiberglass Reinforced Plastic
0-009270 | CIRCLE K STORE #2709187 | 295 S ARIZONA AVE | CHANDLER | AZ | 85225 | Maricopa | 3 | Open | 2001-10-19 | 12000 | Gasoline | COMPARTMENT B | Double Walled | Fiberglass Reinforced Plastic
0-010027 | SAM'S CLUB #6205 GAS STATION | 1520 S PACIFIC AVE | YUMA | AZ | 85365 | Yuma | 3 | Open | 2004-10-07 | 20000 | Gasoline | COMPARTMENT A | Double Walled | Fiberglass Reinforced Plastic | Pressure | Double Walled | Flexible
0-001423 | CIRCLE K #2701535 | 2570 W STATE ROUTE 89A | SEDONA | AZ | 86336 | Yavapai | 1 | Open | 1984-01-01 | 10000 | Gasoline (UL) | COMPARTMENT A | Double Walled | Fiberglass Reinforced Plastic | Pressure |  | Fiberglass Reinforced Plastic
0-001601 | CIRCLE K #2708518 | 1901 W CACTUS RD | PHOENIX | AZ | 85029 | Maricopa | 1 | Open | 1987-01-01 | 10000 | Gasoline | COMPARTMENT A | Double Walled | Fiberglass Reinforced Plastic | Pressure | Single Walled | Fiberglass Reinforced Plastic
0-009837 | CIRCLE K STORE #2703366 | 1564 E RAY RD | GILBERT | AZ | 85296 | Maricopa | 1 | Open | 2001-07-17 | 10000 | Diesel | COMPARTMENT A | Double Walled | Fiberglass Reinforced Plastic | Pressure | Double Walled | Fiberglass Reinforced Plastic
0-009937 | QUICK & EASY MOBILE | 805 N MCQUEEN RD | GILBERT | AZ | 85233 | Maricopa | 1 | Open | 1999-07-22 | 8000 | Gasoline (UL) | COMPARTMENT A | Double Walled | Fiberglass Reinforced Plastic | Pressure | Double Walled | Flexible
0-009492 | SUPERPUMPER #14 | 4740 E DYNAMITE BLVD | PHOENIX | AZ | 85331 | Maricopa | 1 | Open | 1998-11-19 | 12000 | Gasoline | COMPARTMENT A | Double Walled | Fiberglass Reinforced Plastic | Pressure | Double Walled | Fiberglass Reinforced Plastic
0-006350 | UPS PRESCOTT | 9235 E VALLEY RD | PRESCOTT VALLEY | AZ | 86314 | Yavapai | 1 | Open | 1988-09-04 | 10000 | Gasoline | COMPARTMENT A | Double Walled | Fiberglass Reinforced Plastic | Pressure | Double Walled | Fiberglass Reinforced Plastic
0-002344 | QUIKTRIP STORE #1464 | 3200 N ORACLE RD | TUCSON | AZ | 85705 | Pima | 4 | Open | 2015-09-01 | 10000 | Gasoline (PUL) | COMPARTMENT A | Double Walled | Fiberglass Reinforced Plastic | Pressure | Double Walled | Fiberglass Reinforced Plastic
0-002344 | QUIKTRIP STORE #1464 | 3200 N ORACLE RD | TUCSON | AZ | 85705 | Pima | 4 | Open | 2015-09-01 | 10000 | Other | COMPARTMENT B | Double Walled | Fiberglass Reinforced Plastic | Pressure | Double Walled | Fiberglass Reinforced Plastic
0-002344 | QUIKTRIP STORE #1464 | 3200 N ORACLE RD | TUCSON | AZ | 85705 | Pima | 3 | Open | 2015-09-01 | 20000 | Gasoline (UL) | COMPARTMENT A | Double Walled | Fiberglass Reinforced Plastic | Pressure | Double Walled | Fiberglass Reinforced Plastic
0-009412 | LOVE'S TRAVEL STOP #296 | 820 W PIMA ST | GILA BEND | AZ | 85337 | Maricopa | 4 | Open | 1998-06-04 | 20000 | Diesel | COMPARTMENT A | Double Walled | Composite (Steel/Fiberglass) | Pressure | Double Walled | Flexible
0-002184 | FRIEDMAN RECYCLING COMPANY INC | 3640 W LINCOLN ST | PHOENIX | AZ | 85009 | Maricopa | 1 | Open | 1980-01-01 | 10000 | Diesel | COMPARTMENT A | Single Walled | Asphalt coated or Bare Steel | Pressure |  | Bare or Galvanized Steel
0-008391 | ARCO AM/PM #82525 | 2800 N ORACLE RD | TUCSON | AZ | 85705 | Pima | 4 | Open | 1994-04-15 | 10000 | Gasoline | COMPARTMENT A | Double Walled | Fiberglass Reinforced Plastic | Pressure |  | Fiberglass Reinforced Plastic
0-006478 | ANTELOPE TRAVEL RECREATION | 910 COPPERMINE RD | PAGE | AZ | 86040 | Coconino | 3 | Open | 1987-10-05 | 12000 | Gasoline (UL) | COMPARTMENT A | Single Walled | Fiberglass Reinforced Plastic | Pressure |  | Fiberglass Reinforced Plastic
0-000245 | ADOT - 3 POINTS MAINTENANCE | 16425 W AJO HWY | THREE POINTS | AZ | 85735 | Pima | 1 | Open | 1983-01-01 | 2000 | Diesel | COMPARTMENT A | Single Walled | Fiberglass Reinforced Plastic | Suction - Check Valve at the Tank Top | Double Walled | Flexible
0-009523 | CIRCLE K #2706287 | 4425 E MAIN ST | MESA | AZ | 85205 | Maricopa | 1 | Open | 1999-08-10 | 10000 | Diesel | COMPARTMENT A | Double Walled | Fiberglass Reinforced Plastic | Pressure | Double Walled | Flexible
0-005246 | JACKSON ENERGY #6789 | 6416 STATE ROUTE 179 | VILLAGE OF OAK CREEK | AZ | 86351 | Yavapai | 4 | Open | 1988-05-10 | 10000 | Gasoline | COMPARTMENT A | Double Walled | Fiberglass Reinforced Plastic | Pressure |  | Fiberglass Reinforced Plastic
0-005246 | JACKSON ENERGY #6789 | 6416 STATE ROUTE 179 | VILLAGE OF OAK CREEK | AZ | 86351 | Yavapai | 6 | Open | 1988-05-10 | 10000 | Gasoline | COMPARTMENT A | Double Walled | Fiberglass Reinforced Plastic | Pressure |  | Fiberglass Reinforced Plastic
0-010000 | QUIKTRIP #479 | 8233 N 7TH ST | PHOENIX | AZ | 85020 | Maricopa | 2 | Open | 2003-10-06 | 20000 | Gasoline | COMPARTMENT A | Double Walled | Fiberglass Reinforced Plastic | Pressure | Double Walled | Flexible
0-004835 | US HELICOPTERS - TANGO ONE | 15021 N 74TH ST | SCOTTSDALE | AZ | 85260 | Maricopa | 1 | Open | 1986-01-01 | 6000 | Jet Fuel | COMPARTMENT A |  | Fiberglass Reinforced Plastic | Pressure
0-008841 | CHAPMAN CHEVROLET | 6011 S KYRENE RD | TEMPE | AZ | 85283 | Maricopa | 4 | Open | 1998-04-01 | 8000 | Gasoline | COMPARTMENT A | Single Walled | Fiberglass Reinforced Plastic | Pressure | Double Walled | Fiberglass Reinforced Plastic
0-005450 | CIRCLE K #2702910 | 822 E JIMMIE KERR BLVD | CASA GRANDE | AZ | 85122 | Pinal | 5 | Open | 1996-02-07 | 10000 | Gasoline | COMPARTMENT A | Double Walled | Fiberglass Reinforced Plastic | Pressure | Double Walled | Fiberglass Reinforced Plastic
0-005774 | SAYA MUSTANG | 609 E ROUTE 66 | WILLIAMS | AZ | 86046 | Coconino | 5 | Open | 1995-02-01 | 6000 | Gasoline | COMPARTMENT B | Double Walled | Composite (Steel/Fiberglass) | Pressure |  | Fiberglass Reinforced Plastic
0-009788 | CIRCLE K STORE #2741650 | 2088 W ORANGE GROVE RD | TUCSON | AZ | 85704 | Pima | 1 | Open | 2001-04-09 | 12000 | Diesel | COMPARTMENT A | Double Walled | Composite (Steel/Fiberglass) | Pressure | Double Walled | Fiberglass Reinforced Plastic
0-009345 | 7-ELEVEN #27876 | 785 W ELLIOT RD | GILBERT | AZ | 85233 | Maricopa | 2 | Open | 1998-08-19 | 10000 | Gasoline (Mid-Grade UL) | COMPARTMENT A | Double Walled | Fiberglass Reinforced Plastic | Pressure | Double Walled | Fiberglass Reinforced Plastic
0-004308 | CIRCLE K #2708510 | 3712 W CORTARO FARMS RD | MARANA | AZ | 85742 | Pima | 2 | Open | 1987-01-22 | 10000 | Gasoline | COMPARTMENT A | Double Walled | Fiberglass Reinforced Plastic | Pressure |  | Fiberglass Reinforced Plastic
0-001160 | CIRCLE K #2700014 | 1001 N 16TH ST | PHOENIX | AZ | 85006 | Maricopa | 2 | Open | 1985-01-01 | 10000 | Gasoline | COMPARTMENT A | Single Walled | Fiberglass Reinforced Plastic | Pressure | Single Walled | Fiberglass Reinforced Plastic
0-001160 | CIRCLE K #2700014 | 1001 N 16TH ST | PHOENIX | AZ | 85006 | Maricopa | 1 | Open | 1985-01-01 | 10000 | Gasoline | COMPARTMENT A | Single Walled | Fiberglass Reinforced Plastic | Pressure | Single Walled | Fiberglass Reinforced Plastic
0-001160 | CIRCLE K #2700014 | 1001 N 16TH ST | PHOENIX | AZ | 85006 | Maricopa | 3 | Open | 1985-01-01 | 10000 | Gasoline | COMPARTMENT A | Single Walled | Fiberglass Reinforced Plastic | Pressure | Single Walled | Fiberglass Reinforced Plastic
0-001426 | CIRCLE K #2701557 | 15 S HARRISON RD | TUCSON | AZ | 85748 | Pima | 3 | Open | 1985-01-01 | 10000 | Gasoline | COMPARTMENT A | Double Walled | Fiberglass Reinforced Plastic | Pressure |  | Fiberglass Reinforced Plastic
0-004483 | SHAY OIL CO #4 | 2491 W 16TH ST | YUMA | AZ | 85364 | Yuma | 2 | Open | 1974-01-17 | 5000 | Gasoline | COMPARTMENT A | Double Walled | Fiberglass Reinforced Plastic | Pressure |  | Fiberglass Reinforced Plastic
0-009355 | JUNCTION EXPRESS | 1090 S HIGHWAY 80 | BENSON | AZ | 85602 | Cochise | 1 | Open | 1998-09-01 | 10000 | Gasoline | COMPARTMENT A | Single Walled | Fiberglass Reinforced Plastic | Pressure |  | Fiberglass Reinforced Plastic
0-000216 | MAVERIK COUNTRY STORE #213 | 4495 S HIGHWAY 95 | MOHAVE VALLEY | AZ | 86426 | Mohave | 5 | Open | 2005-02-01 | 10000 | Diesel | COMPARTMENT B | Double Walled | Fiberglass Reinforced Plastic | Pressure | Double Walled | Flexible
0-002168 | FCA US LLC ARIZONA PROVING GROUND | 1 PROVING GROUND ROAD | YUCCA | AZ | 86438 | Mohave | 11 | Open | 1993-05-01 | 12000 | Gasoline | COMPARTMENT A | Double Walled | Fiberglass Reinforced Plastic | Pressure | Double Walled | Fiberglass Reinforced Plastic
0-005471 | CIRCLE K #2702936 | 4305 E PIMA ST | TUCSON | AZ | 85712 | Pima | 4 | Open | 1995-03-20 | 10000 | Gasoline (UL) | COMPARTMENT A | Single Walled | Fiberglass Reinforced Plastic | Pressure | Double Walled | Fiberglass Reinforced Plastic
0-005471 | CIRCLE K #2702936 | 4305 E PIMA ST | TUCSON | AZ | 85712 | Pima | 3 | Open | 1995-03-20 | 10000 | Gasoline (UL) | COMPARTMENT A | Single Walled | Fiberglass Reinforced Plastic | Pressure | Double Walled | Fiberglass Reinforced Plastic
0-005471 | CIRCLE K #2702936 | 4305 E PIMA ST | TUCSON | AZ | 85712 | Pima | 5 | Open | 1995-03-20 | 10000 | Gasoline (PUL) | COMPARTMENT A | Single Walled | Fiberglass Reinforced Plastic | Pressure | Double Walled | Fiberglass Reinforced Plastic
0-003196 | CIRCLE K STORE #2709172 | 1435 W BASELINE RD | TEMPE | AZ | 85283 | Maricopa | 11 | Open | 1999-05-20 | 6000 | Diesel | COMPARTMENT A | Double Walled | Fiberglass Reinforced Plastic | Pressure |  | Fiberglass Reinforced Plastic
0-004808 | SUPREME OIL CO | 2110 GRAND AVE | PHOENIX | AZ | 85009 | Maricopa | 9 | Open | 1997-05-08 | 1000 | Gasoline | COMPARTMENT A | Single Walled | Fiberglass Reinforced Plastic | Suction - Check Valve at the Tank Top |  | Fiberglass Reinforced Plastic
0-009318 | BORDER MART SHELL | 100 E 3RD ST | DOUGLAS | AZ | 85607 | Cochise | 1 | Open | 1997-07-01 | 12000 | Gasoline | COMPARTMENT A | Double Walled | Composite (Steel/Fiberglass) | Pressure | Double Walled | Flexible
0-002062 | BROWN'S COUNTRY GENERAL | 6533 N FORT GRANT RD | WILLCOX | AZ | 85643 | Cochise | 4 | Open | 1990-06-26 | 8000 | Gasoline | COMPARTMENT B | Double Walled | Composite (Steel/Fiberglass) | Pressure | Single Walled | Fiberglass Reinforced Plastic
0-010613 | SUPER STAR CARWASH AND GAS | 1742 N HIGLEY RD | GILBERT | AZ | 85234 | Maricopa | 2 | Open | 2016-09-01 | 8000 | Diesel | COMPARTMENT B | Double Walled | Fiberglass Reinforced Plastic | Pressure | Double Walled | Fiberglass Reinforced Plastic
0-002803 | SPEEDWAY STORE #2990 | 300 E US HIGHWAY 70 | SAFFORD | AZ | 85546 | Graham | 7 | Open | 2005-11-09 | 8000 | Diesel | COMPARTMENT A | Double Walled | Fiberglass Reinforced Plastic | Pressure | Double Walled | Fiberglass Reinforced Plastic
0-001321 | CIRCLE K #816 | 606 N BEELINE HWY | PAYSON | AZ | 85541 | Gila | 4 | Open | 1997-01-23 | 10000 | Gasoline (UL) | COMPARTMENT A | Single Walled | Fiberglass Reinforced Plastic | Pressure | Double Walled | Fiberglass Reinforced Plastic
0-008268 | SPEEDWAY STORE #2970 | 780 N ARIZONA BLVD | COOLIDGE | AZ | 85128 | Pinal | 1 | Open | 1993-12-01 | 10000 | Gasoline (UL) | COMPARTMENT A | Double Walled | Fiberglass Reinforced Plastic | Pressure | Double Walled | Fiberglass Reinforced Plastic
0-010228 | QUIKTRIP #469 | 2761 E BASELINE RD | GILBERT | AZ | 85234 | Maricopa | 2 | Open | 2007-09-11 | 20000 | Gasoline | COMPARTMENT A | Double Walled | Fiberglass Reinforced Plastic | Pressure | Double Walled | Fiberglass Reinforced Plastic
0-010655 | SWIFT TRAVEL CENTER | 3051 W SHAMRELL BLVD | FLAGSTAFF | AZ | 86005 | Coconino | 2 | Open | 2019-01-09 | 8000 | Gasoline (PUL) | COMPARTMENT A | Double Walled | Fiberglass Reinforced Plastic | Pressure | Double Walled | Flexible
0-001105 | CHEVRON #9-6856 | 1901 W BELL RD | PHOENIX | AZ | 85023 | Maricopa | 7 | Open | 1996-08-15 | 10000 | Gasoline | COMPARTMENT A | Double Walled | Fiberglass Reinforced Plastic | Pressure | Double Walled | Fiberglass Reinforced Plastic
0-008293 | HOLBROOK TRAVEL CENTER #246 | 3747 EXPRESS DR | HOLBROOK | AZ | 86025 | Navajo | 1 | Open | 1992-08-10 | 12000 | Gasoline | COMPARTMENT C | Double Walled | Composite (Steel/Fiberglass)
0-008293 | HOLBROOK TRAVEL CENTER #246 | 3747 EXPRESS DR | HOLBROOK | AZ | 86025 | Navajo | 2 | Open | 2014-02-15 | 4000 | Used Oil/Waste Oil | COMPARTMENT B | Double Walled | Fiberglass Reinforced Plastic | Pressure | Double Walled | Fiberglass Reinforced Plastic
0-010141 | FRYS FUEL CENTER #682 | 205 W COMBS RD | QUEEN CREEK | AZ | 85140 | Pinal | 1 | Open | 2008-08-12 | 20000 | Gasoline | COMPARTMENT A | Double Walled | Fiberglass Reinforced Plastic | Pressure | Double Walled | Fiberglass Reinforced Plastic
0-008890 | LAKE POWELL CONVENIENCE CENTER | 901 US HIGHWAY 89 | PAGE | AZ | 86040 | Coconino | 3 | Open | 2019-02-08 | 20000 | Gasoline (UL) | COMPARTMENT A | Double Walled | Fiberglass Reinforced Plastic | Pressure | Double Walled | Fiberglass Reinforced Plastic
0-008890 | LAKE POWELL CONVENIENCE CENTER | 901 US HIGHWAY 89 | PAGE | AZ | 86040 | Coconino | 4 | Open | 2019-03-01 | 6000 | Gasoline (PUL) | COMPARTMENT A | Double Walled | Fiberglass Reinforced Plastic | Pressure | Double Walled | Fiberglass Reinforced Plastic
0-008455 | JAY'S SUPER SERVICE | 1051 NAVAJO BLVD | HOLBROOK | AZ | 86025 | Navajo | 2 | Open | 1988-01-01 | 10000 | Gasoline | COMPARTMENT A | Double Walled | Composite (Steel/Fiberglass) | Pressure |  | Fiberglass Reinforced Plastic
0-001862 | CIRCLE K STORE #2705407 | 4259 W MCDOWELL RD | PHOENIX | AZ | 85009 | Maricopa | 5 | Open | 1988-01-01 | 12000 | Gasoline | COMPARTMENT A | Single Walled | Fiberglass Reinforced Plastic | Pressure | Single Walled | Fiberglass Reinforced Plastic
0-010281 | FRYS FUEL CENTER #62 | 550 W BASELINE RD | MESA | AZ | 85210 | Maricopa | 2 | Open | 2008-12-01 | 10000 | Diesel | COMPARTMENT B | Double Walled | Fiberglass Reinforced Plastic | Pressure | Double Walled | Flexible
0-010287 | QUIKTRIP #418 | 2009 W GLENDALE AVE | PHOENIX | AZ | 85021 | Maricopa | 2 | Open | 2008-12-10 | 20000 | Gasoline | COMPARTMENT A | Double Walled | Fiberglass Reinforced Plastic | Pressure | Double Walled | Fiberglass Reinforced Plastic
0-010288 | QUIKTRIP #481 | 3855 N 75TH AVE | PHOENIX | AZ | 85033 | Maricopa | 3 | Open | 2008-12-04 | 12000 | Gasoline | COMPARTMENT A | Double Walled | Fiberglass Reinforced Plastic
0-010300 | CIRCLE K STORE #2703395 | 16247 W BELL RD | SURPRISE | AZ | 85374 | Maricopa | 3 | Open | 2009-03-09 | 12000 | Diesel | COMPARTMENT A | Double Walled | Fiberglass Reinforced Plastic | Pressure | Double Walled | Fiberglass Reinforced Plastic
0-000513 | ARCO AM/PM #82802 | 2341 W BETHANY HOME RD | PHOENIX | AZ | 85015 | Maricopa | 6 | Open | 1989-03-19 | 12000 | Gasoline | COMPARTMENT A | Double Walled | Fiberglass Reinforced Plastic | Pressure |  | Fiberglass Reinforced Plastic
0-000513 | ARCO AM/PM #82802 | 2341 W BETHANY HOME RD | PHOENIX | AZ | 85015 | Maricopa | 5 | Open | 1989-03-19 | 12000 | Gasoline | COMPARTMENT A | Double Walled | Fiberglass Reinforced Plastic | Pressure |  | Fiberglass Reinforced Plastic
0-005176 | CITY OF TUCSON - POLICE/FIRE FUEL ISLAND | 270 S STONE AVE | TUCSON | AZ | 85701 | Pima | 6 | Open | 1989-06-19 | 2500 | Diesel | COMPARTMENT A | Double Walled | Fiberglass Reinforced Plastic | Suction - Check Valve at the Tank Top |  | Fiberglass Reinforced Plastic
0-003197 | CIRCLE K STORE #2709173 | 1817 W BASELINE RD | MESA | AZ | 85202 | Maricopa | 6 | Open | 1987-07-01 | 10000 | Gasoline | COMPARTMENT A | Single Walled | Fiberglass Reinforced Plastic | Pressure | Double Walled | Fiberglass Reinforced Plastic
0-010356 | MAVERIK COUNTRY STORE #419 | 3576 N GLASSFORD HILL RD | PRESCOTT VALLEY | AZ | 86314 | Yavapai | 2 | Open | 2010-02-01 | 12000 | Gasoline | COMPARTMENT A | Double Walled | Fiberglass Reinforced Plastic | Pressure | Double Walled | Flexible
0-006365 | CARIOCA TC # 11 - WIKIEUP | 18183 US HIGHWAY 93 | WIKIEUP | AZ | 85360 | Mohave | 5 | Open | 1988-12-01 | 10000 | Gasoline | COMPARTMENT A |  | Fiberglass Reinforced Plastic | Pressure |  | Fiberglass Reinforced Plastic
0-006063 | METEOR CRATER GAS STATION |  | METEOR CITY |  |  | Coconino | 6 | Open | 2018-06-06 | 10000 | Diesel | COMPARTMENT A | Double Walled | Fiberglass Reinforced Plastic | Pressure | Double Walled | Fiberglass Reinforced Plastic
0-010367 | QUICKTRIP STORE NO 1492 | 1425 W GRANT RD | TUCSON | AZ | 85745 | Pima | 1 | Open | 2010-04-29 | 20000 | Gasoline | COMPARTMENT A | Double Walled | Fiberglass Reinforced Plastic | Pressure | Double Walled | Fiberglass Reinforced Plastic
0-000313 | CIRCLE K STORE #2705194 | 12042 N 32ND ST | PHOENIX | AZ | 85028 | Maricopa | 2 | Open | 1986-01-01 | 10000 | Gasoline | COMPARTMENT A |  | Fiberglass Reinforced Plastic | Pressure |  | Fiberglass Reinforced Plastic
0-002534 | WAHWEAP SINCLAIR STATION | 100 LAKESHORE DR | PAGE | AZ | 86040 | Coconino | 1 | Open | 1987-04-01 | 20000 | Gasoline (UL) | COMPARTMENT A | Double Walled | Fiberglass Reinforced Plastic | Pressure | Double Walled | Fiberglass Reinforced Plastic
0-002534 | WAHWEAP SINCLAIR STATION | 100 LAKESHORE DR | PAGE | AZ | 86040 | Coconino | 4 | Open | 1987-04-01 | 10000 | Diesel | COMPARTMENT A | Double Walled | Fiberglass Reinforced Plastic | Pressure | Double Walled | Fiberglass Reinforced Plastic
0-000982 | HILLSIDE RV PARK | 925 W INTERSTATE 40 | ASH FORK | AZ | 86320 | Yavapai | 2 | Open | 1984-01-01 | 10000 | Gasoline | COMPARTMENT A | Single Walled | Asphalt coated or Bare Steel | Pressure |  | Fiberglass Reinforced Plastic
0-003644 | CIRCLE K #2705291 | 1995 S ARIZONA AVE | CHANDLER | AZ | 85286 | Maricopa | 3 | Open | 1988-01-01 | 10000 | Gasoline | COMPARTMENT A | Single Walled | Fiberglass Reinforced Plastic | Pressure | Single Walled | Fiberglass Reinforced Plastic
0-010024 | FOWLER SCHOOL DISTRICT TRANSPORTATION | 1617 S 67TH AVE | PHOENIX | AZ | 85043 | Maricopa | 3 | Open | 1990-01-01 | 1000 | Gasoline | COMPARTMENT A | Double Walled | Fiberglass Reinforced Plastic | Pressure |  | Fiberglass Reinforced Plastic
0-010474 | MAVERIK #471 | 3480 E ANDY DEVINE AVE | KINGMAN | AZ | 86401 | Mohave | 1 | Open | 2012-08-21 | 12000 | Gasoline | COMPARTMENT A | Double Walled | Fiberglass Reinforced Plastic | Pressure | Double Walled | Flexible
0-010474 | MAVERIK #471 | 3480 E ANDY DEVINE AVE | KINGMAN | AZ | 86401 | Mohave | 4 | Open | 2012-08-21 | 12000 | Diesel | COMPARTMENT A | Double Walled | Fiberglass Reinforced Plastic | Pressure | Double Walled | Flexible
0-003469 | SCOTTSDALE AIRPORT CONTROL TOWER | 15000 N AIRPORT DR | SCOTTSDALE | AZ | 85260 | Maricopa | 2 | Open | 2018-05-23 | 25000 | Jet A (Kerosene-type Jet Fuel) | COMPARTMENT A | Double Walled | Fiberglass Reinforced Plastic | Suction - Check Valve at the Tank Top | Double Walled | Fiberglass Reinforced Plastic
0-009727 | COSTCO WHOLESALE #490 | 19001 N 27TH AVE | PHOENIX | AZ | 85027 | Maricopa | 2 | Open | 2000-01-01 | 30000 | Gasoline | COMPARTMENT A | Double Walled | Fiberglass Reinforced Plastic | Pressure | Double Walled | Flexible
0-000527 | ARCO #1514 | 3202 E VAN BUREN ST | PHOENIX | AZ | 85008 | Maricopa | 7 | Open | 1994-10-05 | 10000 | Gasoline (UL) | COMPARTMENT A | Double Walled | Fiberglass Reinforced Plastic | Pressure | Double Walled | Fiberglass Reinforced Plastic
0-002342 | CIRCLE K #2708651 | 5849 N 35TH AVE | PHOENIX | AZ | 85017 | Maricopa | 2 | Open | 1988-05-01 | 10000 | Gasoline | COMPARTMENT A | Double Walled | Fiberglass Reinforced Plastic | Pressure |  | Fiberglass Reinforced Plastic
0-002342 | CIRCLE K #2708651 | 5849 N 35TH AVE | PHOENIX | AZ | 85017 | Maricopa | 1 | Open | 1988-05-01 | 10000 | Gasoline | COMPARTMENT A | Double Walled | Fiberglass Reinforced Plastic | Pressure |  | Fiberglass Reinforced Plastic
0-005970 | CIRCLE K #2708692 | 2524 W THUNDERBIRD RD | PHOENIX | AZ | 85023 | Maricopa | 3 | Open | 1987-02-25 | 10000 | Diesel | COMPARTMENT A | Double Walled | Fiberglass Reinforced Plastic | Pressure |  | Fiberglass Reinforced Plastic
0-003213 | CIRCLE K #2708838 | 2 N FREEWAY | TUCSON | AZ | 85745 | Pima | 1 | Open | 1987-07-01 | 10000 | Diesel | COMPARTMENT A | Double Walled | Fiberglass Reinforced Plastic | Pressure | Single Walled | Fiberglass Reinforced Plastic
0-008610 | FLYING J TRAVEL PLAZA #612 | 400 TRANSCON LN | WINSLOW | AZ | 86047 | Navajo | 8 | Open | 2015-05-01 | 20000 | Diesel | COMPARTMENT A | Double Walled | Fiberglass Reinforced Plastic | Pressure | Double Walled | Fiberglass Reinforced Plastic
0-009232 | FASTRIP FOOD STORE #9915/9916 | 1620 N PINAL AVE | CASA GRANDE | AZ | 85122 | Pinal | 3 | Open | 1997-11-02 | 12000 | Gasoline | COMPARTMENT A | Double Walled | Fiberglass Reinforced Plastic | Pressure | Double Walled | Fiberglass Reinforced Plastic
0-008111 | 6TH ST CARDLOCK | 2453 S 6TH ST | PHOENIX | AZ | 85004 | Maricopa | 3 | Open | 1992-12-01 | 6000 | Gasoline | COMPARTMENT A | Double Walled | Composite (Steel/Fiberglass) | Pressure | Single Walled | Fiberglass Reinforced Plastic
0-009907 | CIRCLE K #2706468 | 9476 W OLIVE AVE | PEORIA | AZ | 85345 | Maricopa | 1 | Open | 2002-02-28 | 8000 | Diesel | COMPARTMENT A | Single Walled | Fiberglass Reinforced Plastic
0-009907 | CIRCLE K #2706468 | 9476 W OLIVE AVE | PEORIA | AZ | 85345 | Maricopa | 1 | Open | 2002-02-28 | 12000 | Gasoline | COMPARTMENT B | Single Walled | Fiberglass Reinforced Plastic
0-010483 | QUIKTRIP #1428 | 2840 W CACTUS RD | PHOENIX | AZ | 85029 | Maricopa | 2 | Open | 2013-05-13 | 20000 | Gasoline | COMPARTMENT A | Double Walled | Fiberglass Reinforced Plastic | Pressure | Double Walled | Fiberglass Reinforced Plastic
0-010483 | QUIKTRIP #1428 | 2840 W CACTUS RD | PHOENIX | AZ | 85029 | Maricopa | 3 | Open | 2013-05-13 | 10000 | (Null) | COMPARTMENT B | Double Walled | Fiberglass Reinforced Plastic | Pressure | Double Walled | Fiberglass Reinforced Plastic
0-010483 | QUIKTRIP #1428 | 2840 W CACTUS RD | PHOENIX | AZ | 85029 | Maricopa | 3 | Open | 2013-05-13 | 10000 | Gasoline | COMPARTMENT A | Double Walled | Fiberglass Reinforced Plastic | Pressure | Double Walled | Fiberglass Reinforced Plastic
0-010483 | QUIKTRIP #1428 | 2840 W CACTUS RD | PHOENIX | AZ | 85029 | Maricopa | 1 | Open | 2013-05-13 | 20000 | Gasoline | COMPARTMENT A | Double Walled | Fiberglass Reinforced Plastic | Pressure | Double Walled | Fiberglass Reinforced Plastic
0-010485 | CIRCLE K STORE #2703448 | 5155 W OLIVE AVE | GLENDALE | AZ | 85302 | Maricopa | 2 | Open | 2013-08-01 | 12000 | Gasoline (PUL) | COMPARTMENT A | Double Walled | Fiberglass Reinforced Plastic | Pressure | Double Walled | Fiberglass Reinforced Plastic
0-010503 | QUIKTRIP STORE #443R | 4275 W INDIAN SCHOOL RD | PHOENIX | AZ | 85019 | Maricopa | 4 | Open | 2014-03-07 | 12000 | Diesel | COMPARTMENT A | Double Walled | Fiberglass Reinforced Plastic | Pressure | Double Walled | Fiberglass Reinforced Plastic
0-001820 | BISBEE BEVERAGE & LIQUOR | 1476 W HIGHWAY 92 | BISBEE | AZ | 85603 | Cochise | 5 | Open | 1992-03-17 | 10000 | Gasoline | COMPARTMENT A | Single Walled | Fiberglass Reinforced Plastic | Pressure | Double Walled | Flexible
0-001378 | CIRCLE K #2701200 | 2702 W GLENDALE AVE | PHOENIX | AZ | 85051 | Maricopa | 3 | Open | 1982-01-01 | 10000 | Gasoline | COMPARTMENT A | Single Walled | Fiberglass Reinforced Plastic | Pressure |  | Fiberglass Reinforced Plastic
0-010492 | FRYS FOOD & DRUG STORES #113 | 1245 W MAIN ST | MESA | AZ | 85201 | Maricopa | 1 | Open | 2013-07-11 | 20000 | Gasoline (UL) | COMPARTMENT A | Double Walled | Fiberglass Reinforced Plastic | Pressure | Double Walled | Flexible
0-010431 | FRYS FUEL CENTER #628 | 3949 E CHANDLER BLVD | PHOENIX | AZ | 85048 | Maricopa | 1 | Open | 2011-10-01 | 20000 | Gasoline | COMPARTMENT A | Double Walled | Fiberglass Reinforced Plastic | Pressure | Double Walled | Fiberglass Reinforced Plastic
0-010431 | FRYS FUEL CENTER #628 | 3949 E CHANDLER BLVD | PHOENIX | AZ | 85048 | Maricopa | 2 | Open | 2011-10-01 | 10000 | Diesel | COMPARTMENT A | Double Walled | Fiberglass Reinforced Plastic | Pressure | Double Walled | Fiberglass Reinforced Plastic
0-010160 | VENTURA MARKET | 2528 E COPPER MINE RD | QUEEN CREEK | AZ | 85143 | Pinal | 1 | Open | 2006-11-02 | 12000 | Gasoline | COMPARTMENT B | Double Walled | Composite (Steel/Fiberglass) | Pressure | Double Walled | Fiberglass Reinforced Plastic
0-001410 | CIRCLE K #2701437 | 4008 N STOCKTON HILL RD | KINGMAN | AZ | 86409 | Mohave | 5 | Open | 2018-06-15 | 12000 | Gasoline (PUL) | COMPARTMENT A | Double Walled | Fiberglass Reinforced Plastic
0-001458 | CIRCLE K #2701634 | 5801 N ORACLE RD | TUCSON | AZ | 85704 | Pima | 1 | Open | 1984-01-01 | 10000 | Diesel | COMPARTMENT A | Single Walled | Fiberglass Reinforced Plastic | Pressure |  | Fiberglass Reinforced Plastic
0-001466 | CIRCLE K #2701673 | 1910 W DEER VALLEY RD | PHOENIX | AZ | 85027 | Maricopa | 3 | Open | 1985-01-01 | 10000 | Gasoline | COMPARTMENT A | Single Walled | Fiberglass Reinforced Plastic | Pressure | Single Walled | Fiberglass Reinforced Plastic
0-010151 | JACKSONS ENERGY #6782 | 1785 S RAILROAD SPRINGS BLVD | FLAGSTAFF | AZ | 86001 | Coconino | 3 | Open | 2006-03-23 | 5000 | Diesel | COMPARTMENT B | Double Walled | Fiberglass Reinforced Plastic | Pressure | Double Walled | Flexible
0-010603 | CIRCLE K STORE #2703482 | 18675 S NOGALES HWY | GREEN VALLEY | AZ | 85614 | Pima | 3 | Open | 2017-01-23 | 12000 | Diesel | COMPARTMENT A | Double Walled | Fiberglass Reinforced Plastic | Pressure | Double Walled | Fiberglass Reinforced Plastic
0-010569 | LOVE'S TRAVEL STOP #659 | 8313 W ROOSEVELT ST | TOLLESON | AZ | 85353 | Maricopa | 6 | Open | 2019-12-30 | 2000 | New Oil | COMPARTMENT E | Double Walled | Fiberglass Reinforced Plastic | Suction - Check Valve at the Tank Top | Double Walled | Fiberglass Reinforced Plastic
0-010569 | LOVE'S TRAVEL STOP #659 | 8313 W ROOSEVELT ST | TOLLESON | AZ | 85353 | Maricopa | 3 | Open | 2016-06-13 | 20000 | Biodiesel | COMPARTMENT A | Double Walled | Fiberglass Reinforced Plastic | Pressure | Double Walled | Fiberglass Reinforced Plastic
0-007775 | GAS-N-GRUB 7 | 2996 HIGHWAY 68 | BULLHEAD CITY | AZ | 86429 | Mohave | 3 | Open | 1991-07-15 | 15000 | Gasoline | COMPARTMENT A | Double Walled | Fiberglass Reinforced Plastic | Pressure | Double Walled | Fiberglass Reinforced Plastic
0-007775 | GAS-N-GRUB 7 | 2996 HIGHWAY 68 | BULLHEAD CITY | AZ | 86429 | Mohave | 4 | Open | 1991-07-15 | 15000 | Diesel | COMPARTMENT A | Double Walled | Fiberglass Reinforced Plastic | Pressure | Double Walled | Fiberglass Reinforced Plastic
0-008328 | TUBAC MARKET | 2261 E FRONTAGE RD | TUBAC | AZ | 85646 | Santa Cruz | 2 | Open | 1989-08-01 | 12000 | Gasoline | COMPARTMENT A | Double Walled | Asphalt coated or Bare Steel | Pressure | Double Walled | Fiberglass Reinforced Plastic
0-004956 | SPEEDWAY STORE #2966 | 6280 E BROADWAY BLVD | TUCSON | AZ | 85711 | Pima | 5 | Open | 2020-03-04 | 20000 | Gasoline (UL) | COMPARTMENT A | Double Walled | Fiberglass Reinforced Plastic | Pressure | Double Walled | Fiberglass Reinforced Plastic
0-001646 | SUPERPUMPER #11 | 23609 N SCOTTSDALE RD | SCOTTSDALE | AZ | 85255 | Maricopa | 1 | Open | 1991-02-01 | 12000 | Gasoline | COMPARTMENT A | Single Walled | Fiberglass Reinforced Plastic | Pressure | Single Walled | Fiberglass Reinforced Plastic
0-001646 | SUPERPUMPER #11 | 23609 N SCOTTSDALE RD | SCOTTSDALE | AZ | 85255 | Maricopa | 3 | Open | 1991-02-01 | 12000 | Gasoline | COMPARTMENT A | Single Walled | Fiberglass Reinforced Plastic | Pressure | Single Walled | Fiberglass Reinforced Plastic
0-009941 | FRYS FUEL CENTER #59 | 4351 E HIGHWAY 90 | SIERRA VISTA | AZ | 85635 | Cochise | 1 | Open | 2001-08-28 | 8000 | Diesel | COMPARTMENT A | Double Walled | Fiberglass Reinforced Plastic
0-009941 | FRYS FUEL CENTER #59 | 4351 E HIGHWAY 90 | SIERRA VISTA | AZ | 85635 | Cochise | 1 | Open | 2001-08-28 | 12000 | Gasoline | COMPARTMENT B | Double Walled | Fiberglass Reinforced Plastic
0-009941 | FRYS FUEL CENTER #59 | 4351 E HIGHWAY 90 | SIERRA VISTA | AZ | 85635 | Cochise | 2 | Open | 2001-08-28 | 20000 | Gasoline | COMPARTMENT A | Double Walled | Fiberglass Reinforced Plastic | Pressure | Double Walled | Flexible
0-009278 | MAVERIK COUNTY STORE #545 | 690 W STATE ROUTE 89A | COTTONWOOD | AZ | 86326 | Yavapai | 2 | Open | 1998-01-23 | 12000 | Gasoline | COMPARTMENT A | Double Walled | Fiberglass Reinforced Plastic | Pressure | Double Walled
0-009800 | CIRCLE K #2706356 | 1203 E SOUTHERN AVE | MESA | AZ | 85204 | Maricopa | 1 | Open | 2001-04-17 | 10000 | Diesel | COMPARTMENT A | Double Walled | Fiberglass Reinforced Plastic | Pressure | Double Walled | Flexible
0-008261 | GOOD 2 GO STORES #506 | 915 W BEALE ST | KINGMAN | AZ | 86401 | Mohave | 3 | Open | 1994-03-24 | 12000 | Gasoline | COMPARTMENT A | Double Walled | Composite (Steel/Fiberglass) | Pressure | Double Walled | Fiberglass Reinforced Plastic
0-004201 | ROSS AVIATION | 15115 N AIRPORT DR | SCOTTSDALE | AZ | 85260 | Maricopa | 7 | Open | 1990-08-01 | 15000 | Jet Fuel | COMPARTMENT A | Single Walled | Asphalt coated or Bare Steel | Suction - Check Valve at the Tank Top |  | Bare or Galvanized Steel
0-007180 | CHEVRON #9-6574 | 825 E APACHE BLVD | TEMPE | AZ | 85281 | Maricopa | 5 | Open | 1997-06-05 | 10000 | Gasoline | COMPARTMENT A | Double Walled | Fiberglass Reinforced Plastic | Pressure | Double Walled | Fiberglass Reinforced Plastic
0-008125 | CHINO VALLEY STATION | 995 S STATE ROUTE 89 | CHINO VALLEY | AZ | 86323 | Yavapai | 7 | Open | 1994-01-18 | 10000 | Gasoline | COMPARTMENT A | Single Walled | Asphalt coated or Bare Steel | Pressure | Single Walled | Bare or Galvanized Steel
0-002001 | CHEVRON | 5960 N ORACLE RD | TUCSON | AZ | 85704 | Pima | 3 | Open | 1985-01-01 | 10000 | Gasoline (PUL) | COMPARTMENT A | Double Walled | Fiberglass Reinforced Plastic | Pressure |  | Fiberglass Reinforced Plastic
0-002770 | SPEEDWAY STORE #2988 | 201 N HASKELL AVE | WILLCOX | AZ | 85643 | Cochise | 5 | Open | 1986-04-08 | 10000 | Diesel | COMPARTMENT A | Double Walled | Composite (Steel/Fiberglass) | Pressure |  | Fiberglass Reinforced Plastic
0-007130 | MESA UNIFIED SCHOOL DISTRICT - TRANSPORTATION | 109 E BROADWAY RD | MESA | AZ | 85210 | Maricopa | 7 | Open | 2019-04-08 | 15000 | Diesel | COMPARTMENT A | Double Walled | Fiberglass Reinforced Plastic | Pressure | Double Walled | Fiberglass Reinforced Plastic
0-002889 | SOUTHWEST JET CENTER WEST | 15230 N 75TH ST | SCOTTSDALE | AZ | 85260 | Maricopa | 2 | Open | 1985-01-27 | 15000 | Jet Fuel | COMPARTMENT A | Double Walled | Fiberglass Reinforced Plastic | Suction - Check Valve at the Tank Top |  | Fiberglass Reinforced Plastic
0-007277 | SPEEDWAY STORE #2933 | 3550 N CAMPBELL AVE | TUCSON | AZ | 85719 | Pima | 3 | Open | 1988-04-06 | 12000 | Gasoline (UL) | COMPARTMENT A | Double Walled | Fiberglass Reinforced Plastic | Pressure | Double Walled | Fiberglass Reinforced Plastic
0-010006 | CIRCLE K STORE #2741713 | 16794 W BELL RD | SURPRISE | AZ | 85374 | Maricopa | 1 | Open | 2004-02-06 | 10000 | Gasoline (PUL) | COMPARTMENT A | Double Walled | Fiberglass Reinforced Plastic | Pressure | Double Walled | Flexible
0-009537 | COSTCO #481 | 1415 N ARIZONA AVE | GILBERT | AZ | 85233 | Maricopa | 4 | Open | 2012-02-14 | 1500 | Unidentified | COMPARTMENT A | Double Walled | Fiberglass Reinforced Plastic | Pressure | Double Walled | Fiberglass Reinforced Plastic
0-005053 | CIRCLE K STORE #2709163 | 2020 W WARNER RD | CHANDLER | AZ | 85224 | Maricopa | 1 | Open | 1989-07-12 | 10000 | Gasoline | COMPARTMENT A | Double Walled | Fiberglass Reinforced Plastic | Pressure | Single Walled | Fiberglass Reinforced Plastic
0-003223 | CIRCLE K STORE #2709167 | 9709 N HAYDEN RD | SCOTTSDALE | AZ | 85258 | Maricopa | 4 | Open | 1985-01-01 | 6000 | Gasoline | COMPARTMENT A | Single Walled | Fiberglass Reinforced Plastic | Pressure |  | Fiberglass Reinforced Plastic
0-010003 | QUIKTRIP #467 | 3875 S PRIEST DR | TEMPE | AZ | 85282 | Maricopa | 4 | Open | 2018-03-06 | 10000 | Other | COMPARTMENT B | Double Walled | Fiberglass Reinforced Plastic | Pressure | Double Walled | Flexible
0-010003 | QUIKTRIP #467 | 3875 S PRIEST DR | TEMPE | AZ | 85282 | Maricopa | 4 | Open | 2018-03-06 | 12000 | Diesel #2 | COMPARTMENT A | Double Walled | Fiberglass Reinforced Plastic | Pressure | Double Walled | Flexible
0-009309 | 4 SONS FOOD STORES #512 | 11425 E VIA LINDA | SCOTTSDALE | AZ | 85259 | Maricopa | 3 | Open | 2004-05-25 | 6000 | Diesel | COMPARTMENT A | Double Walled | Fiberglass Reinforced Plastic | Pressure | Double Walled | Fiberglass Reinforced Plastic
0-009758 | DIGITAL 2121 SOUTH PRICE | 2121 S PRICE RD | CHANDLER | AZ | 85286 | Maricopa | 1 | Open | 2000-06-23 | 15000 | Diesel | COMPARTMENT A | Double Walled | Fiberglass Reinforced Plastic | Suction - Check Valve at the Dispenser | Double Walled | Fiberglass Reinforced Plastic
0-001042 | RAJWANI INVESTMENTS, LLC (FOOD MART) | 5105 W GLENDALE AVE | GLENDALE | AZ | 85301 | Maricopa | 5 | Open | 1996-11-15 | 12000 | Gasoline | COMPARTMENT A | Single Walled | Fiberglass Reinforced Plastic | Pressure |  | Fiberglass Reinforced Plastic
0-003446 | ARCO AM/PM | 1349 S 4TH AVE | YUMA | AZ | 85364 | Yuma | 7 | Open | 2008-05-23 | 8000 | Gasoline | COMPARTMENT A | Double Walled | Fiberglass Reinforced Plastic | Pressure | Double Walled | Fiberglass Reinforced Plastic
0-000908 | SHELL GAS STATION | 8316 W INDIAN SCHOOL RD | PHOENIX | AZ | 85037 | Maricopa | 5 | Open | 1990-11-01 | 10000 | Gasoline | COMPARTMENT A | Double Walled | Fiberglass Reinforced Plastic | Pressure | Double Walled | Fiberglass Reinforced Plastic
0-000908 | SHELL GAS STATION | 8316 W INDIAN SCHOOL RD | PHOENIX | AZ | 85037 | Maricopa | 4 | Open | 1990-11-01 | 10000 | Gasoline | COMPARTMENT A | Double Walled | Fiberglass Reinforced Plastic | Pressure | Double Walled | Fiberglass Reinforced Plastic
0-007561 | CITY OF MESA - EAST MESA SERVICE CENTER | 6935 E DECATUR ST | MESA | AZ | 85207 | Maricopa | 4 | Open | 1990-10-24 | 2500 | New Oil | COMPARTMENT A | Double Walled | Fiberglass Reinforced Plastic | Suction - Check Valve at the Tank Top |  | Fiberglass Reinforced Plastic
0-005840 | PILOT TRAVEL CENTER #1180 | 41112 W INDIAN SCHOOL RD | TONOPAH | AZ | 85354 | Maricopa | 6 | Open | 2019-02-15 | 9000 | Gasoline (PUL) | COMPARTMENT B | Double Walled | Fiberglass Reinforced Plastic | Pressure | Double Walled | Fiberglass Reinforced Plastic
0-008815 | WILLIAMS CHEVRON | 1050 N GRAND CANYON BLVD | WILLIAMS | AZ | 86046 | Coconino | 1 | Open | 1995-11-01 | 10000 | Gasoline (PUL) | COMPARTMENT A |  | Fiberglass Reinforced Plastic | Pressure | Double Walled | Fiberglass Reinforced Plastic
0-009723 | VALLE TRAVEL STOP LLC | 313 AZ-64 | WILLIAMS | AZ | 86046 | Coconino | 2 | Open | 1999-03-01 | 6000 | Diesel | COMPARTMENT B | Double Walled | Composite (Steel/Fiberglass)
0-001368 | CIRCLE K #2701130 | 11450 W SOUTHERN AVE | TOLLESON | AZ | 85353 | Maricopa | 2 | Open | 1978-01-01 | 10000 | Gasoline | COMPARTMENT A |  | Asphalt coated or Bare Steel | Pressure | Double Walled | Fiberglass Reinforced Plastic
0-006335 | SPEEDWAY STORE #2883 | 999 S MAIN ST | COTTONWOOD | AZ | 86326 | Yavapai | 2 | Open | 1988-11-25 | 12000 | Gasoline (UL) | COMPARTMENT A | Double Walled | Fiberglass Reinforced Plastic | Pressure |  | Fiberglass Reinforced Plastic
0-009532 | QUIKTRIP #461 | 2535 W CAMELBACK RD | PHOENIX | AZ | 85017 | Maricopa | 5 | Open | 2017-02-17 | 20000 | Gasoline | COMPARTMENT A | Double Walled | Fiberglass Reinforced Plastic | Pressure | Double Walled | Fiberglass Reinforced Plastic
0-009684 | CHEVRON #207557 | 815 N GILBERT RD | GILBERT | AZ | 85234 | Maricopa | 2 | Open | 2000-03-25 | 20000 | Gasoline | COMPARTMENT A | Double Walled | Fiberglass Reinforced Plastic | Pressure | Double Walled | Fiberglass Reinforced Plastic
0-009697 | DESERT ROSE EXPRESS | 777 S GILBERT RD | GILBERT | AZ | 85296 | Maricopa | 2 | Open | 2000-02-24 | 8000 | Diesel #2 | COMPARTMENT B | Double Walled | Fiberglass Reinforced Plastic
0-009697 | DESERT ROSE EXPRESS | 777 S GILBERT RD | GILBERT | AZ | 85296 | Maricopa | 2 | Open | 2000-02-24 | 12000 | Gasoline (UL) | COMPARTMENT A | Double Walled | Fiberglass Reinforced Plastic
0-009086 | CIRCLE K #2705322 | 24838 N 35TH AVE | PHOENIX | AZ | 85027 | Maricopa | 1 | Open | 1996-11-09 | 12000 | Gasoline | COMPARTMENT A | Double Walled | Fiberglass Reinforced Plastic | Pressure | Double Walled | Fiberglass Reinforced Plastic
0-004557 | CIRCLE K #2708850 | 4965 W AJO HWY | TUCSON | AZ | 85757 | Pima | 4 | Open | 2020-04-07 | 20000 | Gasoline (UL) | COMPARTMENT A | Double Walled | Fiberglass Reinforced Plastic | Pressure | Double Walled | Fiberglass Reinforced Plastic
0-002967 | SPEEDWAY STORE #2983 | 6777 N SANDARIO RD | MARANA | AZ | 85743 | Pima | 3 | Open | 2006-06-26 | 6000 | Gasoline (PUL) | COMPARTMENT B | Double Walled | Composite (Steel/Fiberglass) | Pressure | Double Walled | Fiberglass Reinforced Plastic
0-002967 | SPEEDWAY STORE #2983 | 6777 N SANDARIO RD | MARANA | AZ | 85743 | Pima | 4 | Open | 2006-06-26 | 12000 | Gasoline (UL) | COMPARTMENT A | Double Walled | Composite (Steel/Fiberglass) | Pressure | Double Walled | Fiberglass Reinforced Plastic
0-001396 | CIRCLE K #1344 | 1002 N 32ND ST | PHOENIX | AZ | 85008 | Maricopa | 1 | Open | 1979-01-01 | 6000 | Diesel | COMPARTMENT A |  | Asphalt coated or Bare Steel | Pressure |  | Fiberglass Reinforced Plastic
0-001396 | CIRCLE K #1344 | 1002 N 32ND ST | PHOENIX | AZ | 85008 | Maricopa | 3 | Open | 1979-01-01 | 10000 | Gasoline | COMPARTMENT A |  | Asphalt coated or Bare Steel | Pressure |  | Fiberglass Reinforced Plastic
0-000546 | CHEVRON #9-8190 | 1901 W BETHANY HOME RD | PHOENIX | AZ | 85015 | Maricopa | 6 | Open | 1996-03-01 | 12000 | Gasoline | COMPARTMENT A | Double Walled | Fiberglass Reinforced Plastic | Pressure | Double Walled | Fiberglass Reinforced Plastic
0-009510 | LOVE'S TRAVEL STOP | 5000 N SUNLAND GIN RD | ELOY | AZ | 85131 | Pinal | 3 | Open | 1999-03-05 | 20000 | Diesel | COMPARTMENT A | Double Walled | Composite (Steel/Fiberglass) | Pressure | Double Walled | Flexible
0-001969 | GILL'S & SONS | 6002 N BLACK CANYON HWY | PHOENIX | AZ | 85017 | Maricopa | 4 | Open | 1999-08-17 | 15000 | Gasoline | COMPARTMENT A | Double Walled | Fiberglass Reinforced Plastic | Pressure | Double Walled | Fiberglass Reinforced Plastic
0-009356 | CIRCLE K STORE #2703484 | 4570 S CAMPBELL AVE | TUCSON | AZ | 85714 | Pima | 1 | Open | 1998-07-13 | 15000 | Gasoline | COMPARTMENT A | Double Walled | Composite (Steel/Fiberglass) | Pressure | Double Walled | Fiberglass Reinforced Plastic
0-009356 | CIRCLE K STORE #2703484 | 4570 S CAMPBELL AVE | TUCSON | AZ | 85714 | Pima | 2 | Open | 1998-07-13 | 12000 | Gasoline | COMPARTMENT A | Double Walled | Composite (Steel/Fiberglass) | Pressure | Double Walled | Fiberglass Reinforced Plastic
0-001342 | CIRCLE K #2700905 | 498 S ARIZONA AVE | CHANDLER | AZ | 85225 | Maricopa | 1 | Open | 1985-01-01 | 10000 | Gasoline | COMPARTMENT A | Double Walled | Fiberglass Reinforced Plastic | Pressure |  | Fiberglass Reinforced Plastic
0-006601 | CIRCLE K #2705024 | 5105 W MCDOWELL RD | PHOENIX | AZ | 85035 | Maricopa | 3 | Open | 1989-01-21 | 10000 | Gasoline | COMPARTMENT A | Double Walled | Fiberglass Reinforced Plastic | Pressure | Single Walled | Fiberglass Reinforced Plastic
0-006418 | CIRCLE K #2708746 | 85 W SUPERSTITION BLVD | APACHE JUNCTION | AZ | 85120 | Pinal | 3 | Open | 1987-10-07 | 10000 | Gasoline | COMPARTMENT A | Double Walled | Fiberglass Reinforced Plastic | Pressure |  | Fiberglass Reinforced Plastic
0-001500 | CIRCLE K #2701848 | 10 W FORT LOWELL RD | TUCSON | AZ | 85705 | Pima | 1 | Open | 1985-01-01 | 10000 | Gasoline | COMPARTMENT A | Single Walled | Fiberglass Reinforced Plastic | Pressure |  | Fiberglass Reinforced Plastic
0-005442 | CIRCLE K #2702902 | 7022 E SPEEDWAY BLVD | TUCSON | AZ | 85710 | Pima | 4 | Open | 1985-01-01 | 10000 | Gasoline | COMPARTMENT A | Double Walled | Fiberglass Reinforced Plastic | Pressure | Single Walled | Fiberglass Reinforced Plastic
0-010531 | CIRCLE K STORE #2705301 | 6015 S ARIZONA AVE | CHANDLER | AZ | 85248 | Maricopa | 1 | Open | 2015-06-04 | 20000 | Gasoline (UL) | COMPARTMENT A | Double Walled | Fiberglass Reinforced Plastic | Pressure | Double Walled | Fiberglass Reinforced Plastic
0-004169 | YRC INC - #841 | 2021 S 51ST AVE | PHOENIX | AZ | 85043 | Maricopa | 4 | Open | 1981-01-01 | 12000 | Diesel | COMPARTMENT A | Single Walled | Fiberglass Reinforced Plastic | Pressure | Double Walled | Fiberglass Reinforced Plastic
0-004169 | YRC INC - #841 | 2021 S 51ST AVE | PHOENIX | AZ | 85043 | Maricopa | 3 | Open | 1981-01-01 | 12000 | Diesel | COMPARTMENT A | Single Walled | Fiberglass Reinforced Plastic | Pressure | Double Walled | Fiberglass Reinforced Plastic
0-001869 | SPEEDSMART #119 | 3501 W CAMELBACK RD | PHOENIX | AZ | 85019 | Maricopa | 2 | Open | 1984-04-26 | 10000 | Gasoline | COMPARTMENT A | Single Walled | Fiberglass Reinforced Plastic | Pressure | Double Walled | Flexible
0-010622 | SPEEDWAY STORE #2891 | 2161 N EAST ST | FLAGSTAFF | AZ | 86004 | Coconino | 2 | Open | 2017-06-28 | 8000 | Diesel #2 | COMPARTMENT A | Double Walled | Fiberglass Reinforced Plastic | Pressure | Double Walled | Fiberglass Reinforced Plastic
0-010651 | SHAY SAN LUIS | 1661 N MAIN ST | SAN LUIS | AZ | 85336 | Yuma | 2 | Open | 2019-03-26 | 15000 | Gasoline (PUL) | COMPARTMENT A | Double Walled | Fiberglass Reinforced Plastic | Pressure | Double Walled | Fiberglass Reinforced Plastic
0-010669 | SAFEWAY STORE #2922 FUEL STATION | 4264 S SIGNAL BUTTE ROAD | MESA | AZ | 85212 | Maricopa | 2 | Open | 2019-11-14 | 30000 | Gasoline (UL) | COMPARTMENT A | Double Walled | Fiberglass Reinforced Plastic | Pressure | Double Walled | Flexible
0-005646 | CIRCLE K STORE #2709184 | 15262 N TATUM BLVD | PHOENIX | AZ | 85032 | Maricopa | 2 | Open | 1992-03-01 | 20000 | Gasoline | COMPARTMENT A | Double Walled | Fiberglass Reinforced Plastic | Pressure | Double Walled | Fiberglass Reinforced Plastic
0-005646 | CIRCLE K STORE #2709184 | 15262 N TATUM BLVD | PHOENIX | AZ | 85032 | Maricopa | 1 | Open | 1992-03-01 | 20000 | Gasoline | COMPARTMENT A | Double Walled | Fiberglass Reinforced Plastic | Pressure | Double Walled | Fiberglass Reinforced Plastic
0-009956 | SAFEWAY #1771 | 1365 W DUVAL MINE RD | GREEN VALLEY | AZ | 85614 | Pima | 2 | Open | 2003-03-20 | 10000 | Diesel | COMPARTMENT B | Double Walled | Composite (Steel/Fiberglass)
0-009986 | QUIKTRIP #412 | 8004 N 27TH AVE | PHOENIX | AZ | 85051 | Maricopa | 1 | Open | 2003-09-04 | 12000 | Gasoline | COMPARTMENT A | Double Walled | Fiberglass Reinforced Plastic | Pressure | Double Walled | Flexible
0-004643 | 7-ELEVEN #20196 | 1595 W SAINT MARYS RD | TUCSON | AZ | 85745 | Pima | 4 | Open | 2007-06-27 | 10000 | Gasoline | COMPARTMENT A | Double Walled | Fiberglass Reinforced Plastic | Pressure | Double Walled | Fiberglass Reinforced Plastic
0-001091 | 4 SONS FOOD STORES #801 | 10444 N 32ND ST | PHOENIX | AZ | 85028 | Maricopa | 7 | Open | 1988-02-01 | 10000 | Gasoline | COMPARTMENT A | Single Walled | Fiberglass Reinforced Plastic | Pressure | Double Walled | Fiberglass Reinforced Plastic
0-001091 | 4 SONS FOOD STORES #801 | 10444 N 32ND ST | PHOENIX | AZ | 85028 | Maricopa | 6 | Open | 1988-02-01 | 10000 | Gasoline | COMPARTMENT A | Single Walled | Fiberglass Reinforced Plastic | Pressure | Double Walled | Fiberglass Reinforced Plastic
0-006312 | THE WHY NOT TRAVEL STORE | 230 S SONOYTA WAY | WHY | AZ | 85321 | Pima | 4 | Open | 1998-09-14 | 4000 | Diesel | COMPARTMENT B | Double Walled | Composite (Steel/Fiberglass) | Pressure | Double Walled
0-009405 | CIRCLE K STORE #2706651 | 1010 E CHANDLER BLVD | CHANDLER | AZ | 85225 | Maricopa | 1 | Open | 1998-03-01 | 20000 | Gasoline | COMPARTMENT A | Double Walled | Fiberglass Reinforced Plastic | Pressure | Double Walled | Fiberglass Reinforced Plastic
0-005111 | GOOD 2 GO STORES #517 | 2234 E FLORENCE BLVD | CASA GRANDE | AZ | 85122 | Pinal | 5 | Open | 1997-09-06 | 15000 | Gasoline | COMPARTMENT A | Single Walled | Fiberglass Reinforced Plastic | Pressure | Double Walled | Fiberglass Reinforced Plastic
0-001361 | SUPERPUMPER #4 | 8990 E SHEA BLVD | SCOTTSDALE | AZ | 85260 | Maricopa | 5 | Open | 2019-11-01 | 15000 | Gasoline (UL) | COMPARTMENT A | Double Walled | Fiberglass Reinforced Plastic
0-007345 | ATLAS LOGISTICS | 500 S 99TH AVE | TOLLESON | AZ | 85353 | Maricopa | 4 | Open | 1991-05-14 | 1000 | Used Oil/Waste Oil | COMPARTMENT A | Double Walled | Fiberglass Reinforced Plastic | Gravity Feed | Double Walled | Fiberglass Reinforced Plastic
0-000243 | ADOT - TUCSON SHOP | 1444 W GRANT RD | TUCSON | AZ | 85745 | Pima | 5 | Open | 1987-01-01 | 12000 | Gasoline (UL) | COMPARTMENT A | Single Walled | Fiberglass Reinforced Plastic | Pressure | Double Walled | Fiberglass Reinforced Plastic
0-005391 | USPS - VEHICLE MAINTENANCE GARAGE | 4949 E VAN BUREN ST | PHOENIX | AZ | 85026 | Maricopa | 7 | Open | 1994-11-07 | 12000 | Gasoline | COMPARTMENT A | Double Walled | Fiberglass Reinforced Plastic | Pressure | Double Walled | Fiberglass Reinforced Plastic
0-009787 | WALMART DISTRIBUTION CENTER #6031 | 23701 W SOUTHERN AVE | BUCKEYE | AZ | 85326 | Maricopa | 2 | Open | 2000-07-17 | 6000 | New Oil | COMPARTMENT A | Double Walled | Fiberglass Reinforced Plastic | Pressure | Double Walled | Fiberglass Reinforced Plastic
0-006654 | GRAND CANYON EXXON | 189 S STATE ROUTE 64 | WILLIAMS | AZ | 86046 | Coconino | 5 | Open | 1992-03-01 | 3000 | Gasoline (UL) | COMPARTMENT A | Double Walled | Composite (Steel/Fiberglass) | Pressure |  | Fiberglass Reinforced Plastic
0-009914 | 4 SONS FOOD STORES | 3150 W CAREFREE HWY | PHOENIX | AZ | 85086 | Maricopa | 1 | Open | 2002-10-01 | 8000 | Diesel | COMPARTMENT A | Single Walled | Fiberglass Reinforced Plastic | Pressure | Double Walled | Flexible
0-009914 | 4 SONS FOOD STORES | 3150 W CAREFREE HWY | PHOENIX | AZ | 85086 | Maricopa | 2 | Open | 2002-10-01 | 15000 | Gasoline | COMPARTMENT A | Single Walled | Fiberglass Reinforced Plastic | Pressure | Double Walled | Flexible
0-004562 | CIRCLE K #2701948 | 6544 E US HIGHWAY 80 | YUMA | AZ | 85365 | Yuma | 1 | Open | 1986-01-01 | 20000 | Diesel | COMPARTMENT A | Single Walled | Fiberglass Reinforced Plastic | Pressure | Single Walled | Fiberglass Reinforced Plastic
0-001730 | DAVIS-MONTHAN AFB | 3775 S 5TH ST | DAVIS MONTHAN AFB | AZ | 85707 | Pima | 154 | Open | 2002-09-24 | 12000 | Gasoline | COMPARTMENT A | Double Walled | Composite (Steel/Fiberglass) | Pressure | Double Walled | Flexible
0-001730 | DAVIS-MONTHAN AFB | 3775 S 5TH ST | DAVIS MONTHAN AFB | AZ | 85707 | Pima | 37 | Open | 1952-01-01 | 5000 | Biodiesel | COMPARTMENT A | Single Walled | Asphalt coated or Bare Steel
0-001730 | DAVIS-MONTHAN AFB | 3775 S 5TH ST | DAVIS MONTHAN AFB | AZ | 85707 | Pima | 48 | Open | 1963-01-01 | 3000 | Gasoline | COMPARTMENT A | Single Walled | Asphalt coated or Bare Steel
0-006234 | BULLHEAD CITY FOOD MART | 2540 HIGHWAY 95 | BULLHEAD CITY | AZ | 86442 | Mohave | 4 | Open | 2020-01-17 | 12000 | Gasoline (UL) | COMPARTMENT A | Double Walled | Fiberglass Reinforced Plastic | Pressure | Double Walled | Flexible
0-001387 | CIRCLE K #1247 | 5202 S CENTRAL AVE | PHOENIX | AZ | 85040 | Maricopa | 3 | Open | 1981-01-01 | 10000 | Gasoline | COMPARTMENT A | Single Walled | Asphalt coated or Bare Steel | Pressure |  | Fiberglass Reinforced Plastic
0-005437 | CIRCLE K #2891 | 5146 E MCDOWELL RD | PHOENIX | AZ | 85008 | Maricopa | 5 | Open | 2015-04-13 | 20000 | Gasoline (UL) | COMPARTMENT A | Double Walled | Fiberglass Reinforced Plastic | Pressure | Double Walled | Fiberglass Reinforced Plastic
0-005812 | QUIK FILL | 8296 W CAMELBACK RD | GLENDALE | AZ | 85303 | Maricopa | 6 | Open | 2019-11-21 | 6000 | Diesel | COMPARTMENT B | Double Walled | Fiberglass Reinforced Plastic | Pressure | Double Walled | Fiberglass Reinforced Plastic
0-010351 | QUIKTRIP #414 | 847 N ARIZONA AVE | GILBERT | AZ | 85233 | Maricopa | 2 | Open | 2010-01-14 | 20000 | Gasoline | COMPARTMENT A | Double Walled | Fiberglass Reinforced Plastic | Pressure | Double Walled | Fiberglass Reinforced Plastic
0-010363 | CIRCLE K #2703399 | 1122 E INDIAN SCHOOL RD | PHOENIX | AZ | 85014 | Maricopa | 3 | Open | 2010-07-22 | 12000 | Diesel | COMPARTMENT A | Double Walled | Fiberglass Reinforced Plastic | Pressure | Double Walled | Fiberglass Reinforced Plastic
0-010363 | CIRCLE K #2703399 | 1122 E INDIAN SCHOOL RD | PHOENIX | AZ | 85014 | Maricopa | 2 | Open | 2010-07-22 | 12000 | Gasoline | COMPARTMENT A | Double Walled | Fiberglass Reinforced Plastic | Pressure | Double Walled | Fiberglass Reinforced Plastic
0-010381 | QUIK TRIP #1411 | 3605 W GLENDALE AVE | PHOENIX | AZ | 85051 | Maricopa | 4 | Open | 2010-09-02 | 20000 | Gasoline | COMPARTMENT A | Double Walled | Fiberglass Reinforced Plastic | Pressure | Double Walled | Fiberglass Reinforced Plastic
0-010381 | QUIK TRIP #1411 | 3605 W GLENDALE AVE | PHOENIX | AZ | 85051 | Maricopa | 1 | Open | 2010-09-02 | 12000 | Diesel | COMPARTMENT A | Double Walled | Fiberglass Reinforced Plastic | Pressure | Double Walled | Fiberglass Reinforced Plastic
0-010381 | QUIK TRIP #1411 | 3605 W GLENDALE AVE | PHOENIX | AZ | 85051 | Maricopa | 2 | Open | 2010-09-02 | 12000 | Gasoline | COMPARTMENT A | Double Walled | Fiberglass Reinforced Plastic | Pressure | Double Walled | Fiberglass Reinforced Plastic
0-008109 | NISSAN TEST CENTER NORTH AMERICA | 7815 N WHITE AND PARKER RD | STANFIELD | AZ | 85172 | Pinal | 18 | Open | 2008-01-15 | 4000 | Gasoline | COMPARTMENT A | Double Walled | Fiberglass Reinforced Plastic | Pressure | Double Walled | Fiberglass Reinforced Plastic
0-008109 | NISSAN TEST CENTER NORTH AMERICA | 7815 N WHITE AND PARKER RD | STANFIELD | AZ | 85172 | Pinal | 16 | Open | 2008-01-15 | 4000 | Gasoline | COMPARTMENT A | Double Walled | Fiberglass Reinforced Plastic | Pressure | Double Walled | Fiberglass Reinforced Plastic
0-008109 | NISSAN TEST CENTER NORTH AMERICA | 7815 N WHITE AND PARKER RD | STANFIELD | AZ | 85172 | Pinal | 13 | Open | 2008-01-15 | 4000 | Gasoline | COMPARTMENT A | Double Walled | Fiberglass Reinforced Plastic | Pressure | Double Walled | Fiberglass Reinforced Plastic
0-000868 | 88 TRAILS CORP | 1571 W APACHE TRL | APACHE JUNCTION | AZ | 85120 | Pinal | 8 | Open | 1995-11-10 | 10000 | Gasoline | COMPARTMENT A | Double Walled | Fiberglass Reinforced Plastic | Pressure | Double Walled | Fiberglass Reinforced Plastic
0-000868 | 88 TRAILS CORP | 1571 W APACHE TRL | APACHE JUNCTION | AZ | 85120 | Pinal | 10 | Open | 1995-01-11 | 10000 | Diesel | COMPARTMENT A | Double Walled | Fiberglass Reinforced Plastic | Pressure | Double Walled | Fiberglass Reinforced Plastic
0-000293 | CIRCLE K #2705290 | 1501 W WARNER RD | TEMPE | AZ | 85284 | Maricopa | 4 | Open | 1988-01-01 | 10000 | Diesel | COMPARTMENT A | Double Walled | Fiberglass Reinforced Plastic | Pressure |  | Fiberglass Reinforced Plastic
0-010201 | TOM'S THUMB FRESH MARKET | 9393 E BELL RD | SCOTTSDALE | AZ | 85260 | Maricopa | 2 | Open | 2007-02-22 | 8000 | Diesel | COMPARTMENT B | Double Walled | Composite (Steel/Fiberglass) | Pressure | Double Walled | Fiberglass Reinforced Plastic
0-010209 | QUIKTRIP #482 | 1627 N PINAL AVE | CASA GRANDE | AZ | 85122 | Pinal | 4 | Open | 2014-01-31 | 12000 | Diesel | COMPARTMENT A | Double Walled | Fiberglass Reinforced Plastic | Pressure | Double Walled | Fiberglass Reinforced Plastic
0-010209 | QUIKTRIP #482 | 1627 N PINAL AVE | CASA GRANDE | AZ | 85122 | Pinal | 3 | Open | 2007-07-06 | 20000 | Gasoline | COMPARTMENT A | Double Walled | Fiberglass Reinforced Plastic | Pressure |  | Fiberglass Reinforced Plastic
0-010252 | SPEEDWAY STORE #2890 | 2010 N BEELINE HWY | PAYSON | AZ | 85541 | Gila | 2 | Open | 2008-06-30 | 8000 | Diesel | COMPARTMENT B | Double Walled | Fiberglass Reinforced Plastic | Pressure | Double Walled | Fiberglass Reinforced Plastic
0-006329 | JAKE'S CORNER STORE | 57510 N SR 188 | JAKES CORNER | AZ | 85541 | Gila | 4 | Open | 2009-06-09 | 4000 | Diesel | COMPARTMENT B | Double Walled | Composite (Steel/Fiberglass) | Pressure | Single Walled | Fiberglass Reinforced Plastic
0-010321 | CIRCLE K STORE #2703397 | 537 S WATSON RD | BUCKEYE | AZ | 85326 | Maricopa | 3 | Open | 2009-11-15 | 12000 | Diesel | COMPARTMENT A | Double Walled | Fiberglass Reinforced Plastic | Pressure | Double Walled | Fiberglass Reinforced Plastic
0-004505 | CITY OF PHOENIX - POLICE SOUTH RESOURCE BUREAU | 3443 S CENTRAL AVE | PHOENIX | AZ | 85040 | Maricopa | 9 | Open | 1990-01-01 | 550 | Used Oil/Waste Oil | COMPARTMENT A | Double Walled | Fiberglass Reinforced Plastic | Suction - Check Valve at the Tank Top | Double Walled | Fiberglass Reinforced Plastic
0-005479 | CIRCLE K #2944 | 1610 E 6TH ST | TUCSON | AZ | 85719 | Pima | 2 | Open | 1981-01-01 | 10000 | Gasoline | COMPARTMENT A |  | Asphalt coated or Bare Steel | Pressure
0-006429 | F1 FOOD & FUEL LLC | 8941 N 12TH ST | PHOENIX | AZ | 85020 | Maricopa | 7 | Open | 1998-03-10 | 12000 | Gasoline | COMPARTMENT A | Double Walled | Composite (Steel/Fiberglass) | Pressure
0-008646 | CIRCLE K #2701929 | 4808 E BELL RD | PHOENIX | AZ | 85254 | Maricopa | 3 | Open | 1995-06-12 | 10000 | Gasoline | COMPARTMENT A | Double Walled | Fiberglass Reinforced Plastic | Pressure | Double Walled | Fiberglass Reinforced Plastic
0-002426 | BAKER CONOCO | 932 W BEALE ST | KINGMAN | AZ | 86401 | Mohave | 6 | Open | 1990-02-01 | 10000 | Diesel | COMPARTMENT A | Single Walled | Asphalt coated or Bare Steel | Pressure | Single Walled | Fiberglass Reinforced Plastic
0-004897 | TERRIBLE HERBST #101 | 60 LAKE HAVASU AVE N | LAKE HAVASU CITY | AZ | 86403 | Mohave | 6 | Open | 2002-05-24 | 10000 | Gasoline | COMPARTMENT A | Double Walled | Fiberglass Reinforced Plastic | Pressure | Double Walled | Fiberglass Reinforced Plastic
0-001296 | CIRCLE K #2700733 | 95 E HWY 90 | SIERRA VISTA | AZ | 85635 | Cochise | 4 | Open | 1995-05-11 | 10000 | Gasoline | COMPARTMENT A | Single Walled | Fiberglass Reinforced Plastic | Pressure | Double Walled | Fiberglass Reinforced Plastic
0-004467 | SHAY'S MART & SELF SERVE | 4120 W 8TH ST | YUMA | AZ | 85364 | Yuma | 5 | Open | 2007-01-26 | 12000 | Gasoline | COMPARTMENT A | Double Walled | Fiberglass Reinforced Plastic | Pressure | Double Walled | Fiberglass Reinforced Plastic
0-002486 | HIGH COUNTRY MARKET | 102 N 1ST ST | WILLIAMS | AZ | 86046 | Coconino | 8 | Open | 1995-06-27 | 10000 | Gasoline | COMPARTMENT B | Double Walled | Fiberglass Reinforced Plastic | Pressure | Double Walled | Fiberglass Reinforced Plastic
0-001794 | SCOTTSDALE UNIFIED SCHOOL DISTRICT #48 | 9288 E SAN SALVADOR DR | SCOTTSDALE | AZ | 85258 | Maricopa | 6 | Open | 1989-05-15 | 10000 | Gasoline | COMPARTMENT A | Double Walled | Fiberglass Reinforced Plastic | Pressure | Double Walled | Fiberglass Reinforced Plastic
0-004228 | RYDER TRANSPORTATION SERVICES #0128 | 2301 N BLACK CANYON HWY | PHOENIX | AZ | 85009 | Maricopa | 8 | Open | 1994-02-20 | 12000 | Diesel | COMPARTMENT A | Double Walled | Fiberglass Reinforced Plastic | Pressure | Double Walled | Fiberglass Reinforced Plastic
0-000544 | PRIDE TRAVEL CENTER (TEMPE) | 1734 E APACHE BLVD | TEMPE | AZ | 85281 | Maricopa | 2 | Open | 1986-01-01 | 12000 | Gasoline (UL) | COMPARTMENT A | Double Walled | Fiberglass Reinforced Plastic | Pressure |  | Fiberglass Reinforced Plastic
0-009011 | CIRCLE K #2705316 | 1189 E BASELINE RD | GILBERT | AZ | 85233 | Maricopa | 3 | Open | 1996-05-01 | 12000 | Gasoline | COMPARTMENT A | Double Walled | Fiberglass Reinforced Plastic | Pressure | Double Walled | Fiberglass Reinforced Plastic
0-010153 | STATE ROUTE 85 (SR-85) LANDFILL | 28633 W PATTERSON RD | BUCKEYE | AZ | 85326 | Maricopa | 1 | Open | 2006-09-03 | 2500 | Gasoline | COMPARTMENT A | Double Walled | Fiberglass Reinforced Plastic | Pressure | Double Walled | Fiberglass Reinforced Plastic
0-009961 | MAVERIK COUNTRY STORE #288 | 1690 W ROUTE 66 | FLAGSTAFF | AZ | 86001 | Coconino | 3 | Open | 2003-05-30 | 12000 | Gasoline | COMPARTMENT A | Single Walled | Fiberglass Reinforced Plastic | Pressure | Double Walled | Flexible
0-009074 | GPM #4593 | 20205 N CAVE CREEK RD | PHOENIX | AZ | 85024 | Maricopa | 1 | Open | 1997-01-08 | 15000 | Gasoline (UL) | COMPARTMENT A | Double Walled | Composite (Steel/Fiberglass) | Pressure | Double Walled | Fiberglass Reinforced Plastic
0-001416 | CIRCLE K #2701479 | 809 E SOUTHERN AVE | MESA | AZ | 85204 | Maricopa | 3 | Open | 1985-01-01 | 10000 | Gasoline | COMPARTMENT A | Double Walled | Fiberglass Reinforced Plastic | Pressure |  | Fiberglass Reinforced Plastic
0-005447 | CIRCLE K #2702907 | 1675 N WILMOT RD | TUCSON | AZ | 85712 | Pima | 1 | Open | 1985-01-01 | 10000 | Diesel | COMPARTMENT A | Single Walled | Fiberglass Reinforced Plastic | Pressure |  | Fiberglass Reinforced Plastic
0-001414 | CIRCLE K #2701449 | 1909 E 36TH ST | TUCSON | AZ | 85713 | Pima | 3 | Open | 1984-01-01 | 10000 | Gasoline | COMPARTMENT A |  | Asphalt coated or Bare Steel | Pressure |  | Fiberglass Reinforced Plastic
0-005340 | USAF - LUKE AFB - 56 CES/CEV | 13970 GILLESPIE ST | LUKE AFB | AZ | 85309 | Maricopa | 73 | Open | 1991-01-01 | 8000 | Diesel | COMPARTMENT A | Double Walled | Fiberglass Reinforced Plastic | Suction - Check Valve at the Tank Top | Double Walled | Fiberglass Reinforced Plastic
0-010505 | FRY'S FUEL CENTER #86 | 19403 N R H JOHNSON BLVD | SUN CITY WEST | AZ | 85375 | Maricopa | 2 | Open | 2014-07-29 | 8000 | Gasoline (PUL) | COMPARTMENT B | Double Walled | Fiberglass Reinforced Plastic | Pressure | Double Walled | Fiberglass Reinforced Plastic
0-004946 | CHEVRON | 1345 N STONE AVE | TUCSON | AZ | 85705 | Pima | 3 | Open | 1983-01-01 | 10000 | Gasoline | COMPARTMENT A | Double Walled | Fiberglass Reinforced Plastic | Pressure | Double Walled | Fiberglass Reinforced Plastic
0-010145 | QUIKTRIP #463 | 4725 E BASELINE RD | PHOENIX | AZ | 85042 | Maricopa | 1 | Open | 2005-12-21 | 12000 | Gasoline | COMPARTMENT A | Double Walled | Fiberglass Reinforced Plastic | Pressure | Double Walled | Flexible
0-001803 | CIRCLE K STORE #2705408 | 4403 E VAN BUREN ST | PHOENIX | AZ | 85008 | Maricopa | 5 | Open | 1996-04-08 | 15000 | Gasoline | COMPARTMENT A | Double Walled | Fiberglass Reinforced Plastic | Pressure | Double Walled | Fiberglass Reinforced Plastic
0-001803 | CIRCLE K STORE #2705408 | 4403 E VAN BUREN ST | PHOENIX | AZ | 85008 | Maricopa | 6 | Open | 1996-04-08 | 12000 | Gasoline | COMPARTMENT A | Double Walled | Fiberglass Reinforced Plastic | Pressure | Double Walled | Fiberglass Reinforced Plastic
0-000114 | TUCSON INTERNATIONAL AIRPORT | 7005 S PLUMER AVE | TUCSON | AZ | 85756 | Pima | 25 | Open | 1987-12-01 | 12000 | Gasoline | COMPARTMENT A | Double Walled | Composite (Steel/Fiberglass) | Pressure |  | Fiberglass Reinforced Plastic
0-010161 | AVONDALE DEALERSHIP WASH | 825 N 101ST AVE | AVONDALE | AZ | 85323 | Maricopa | 1 | Open | 2006-08-15 | 8000 | Gasoline | COMPARTMENT A | Double Walled | Composite (Steel/Fiberglass) | Pressure | Double Walled | Fiberglass Reinforced Plastic
0-010660 | DESERT SPRINGS TRAVEL PLAZA & TIRE | 4031 E FLEET ST | LITTLEFIELD | AZ | 86432 | Mohave | 1 | Open | 2019-04-18 | 30000 | Gasoline (UL) | COMPARTMENT A | Double Walled | Fiberglass Reinforced Plastic
0-010660 | DESERT SPRINGS TRAVEL PLAZA & TIRE | 4031 E FLEET ST | LITTLEFIELD | AZ | 86432 | Mohave | 2 | Open | 2019-04-18 | 30000 | Diesel | COMPARTMENT A | Double Walled | Fiberglass Reinforced Plastic
0-010196 | SPEEDWAY #2945 | 12030 N DOVE MOUNTAIN BLVD | MARANA | AZ | 85658 | Pima | 2 | Open | 2007-10-13 | 7500 | Diesel #2 | COMPARTMENT B | Double Walled | Composite (Steel/Fiberglass) | Pressure | Double Walled | Flexible
0-010269 | LOVE'S TRAVEL STOP #386 | 14875 S HWY 95 | LAKE HAVASU CITY | AZ | 86404 | Mohave | 1 | Open | 2008-11-03 | 8000 | Gasoline | COMPARTMENT A | Double Walled | Fiberglass Reinforced Plastic | Pressure | Double Walled | Fiberglass Reinforced Plastic
0-010278 | MAVERIK COUNTRY STORE #401 | 1344 N PRESCOTT COUNTRY CLUB BLVD | DEWEY | AZ | 86327 | Yavapai | 3 | Open | 2008-12-18 | 12000 | Gasoline | COMPARTMENT A | Double Walled | Fiberglass Reinforced Plastic | Pressure | Double Walled | Flexible
0-010290 | QUIKTRIP #420 | 2450 E UNION HILLS DR | PHOENIX | AZ | 85050 | Maricopa | 1 | Open | 2008-12-23 | 20000 | Gasoline | COMPARTMENT A | Double Walled | Fiberglass Reinforced Plastic | Pressure | Double Walled | Fiberglass Reinforced Plastic
0-010364 | FRYS FUEL CENTER #670 | 3127 E CHANDLER HEIGHTS RD | GILBERT | AZ | 85298 | Maricopa | 2 | Open | 2010-02-23 | 10000 | Diesel | COMPARTMENT B | Double Walled | Fiberglass Reinforced Plastic | Pressure |  | Flexible
0-010407 | CIRCLE K STORE #2703405 | 2120 W NORTHERN AVE | PHOENIX | AZ | 85021 | Maricopa | 3 | Open | 2011-03-01 | 12000 | Diesel | COMPARTMENT A | Double Walled | Fiberglass Reinforced Plastic | Pressure | Double Walled | Fiberglass Reinforced Plastic
0-010425 | DISCOVERY CHEVRON | 2128 E FLORENCE BLVD | CASA GRANDE | AZ | 85122 | Pinal | 2 | Open | 2011-07-15 | 10000 | Gasoline (PUL) | COMPARTMENT A | Double Walled | Fiberglass Reinforced Plastic | Pressure | Double Walled | Fiberglass Reinforced Plastic
0-010435 | QUIKTRIP #1400 | 2150 E UNIVERSITY DR | TEMPE | AZ | 85281 | Maricopa | 3 | Open | 2011-09-22 | 12000 | Gasoline | COMPARTMENT A | Double Walled | Fiberglass Reinforced Plastic | Pressure | Double Walled | Fiberglass Reinforced Plastic
0-008875 | WOODY'S #116 | 480 E DEUCE OF CLUBS | SHOW LOW | AZ | 85901 | Navajo | 2 | Open | 1989-01-01 | 12000 | Gasoline | COMPARTMENT A | Single Walled | Fiberglass Reinforced Plastic | Pressure |  | Fiberglass Reinforced Plastic
0-001860 | NORTHERN SERVICE | 3502 W NORTHERN AVE | PHOENIX | AZ | 85051 | Maricopa | 6 | Open | 1997-05-30 | 15000 | Gasoline | COMPARTMENT A | Double Walled | Composite (Steel/Fiberglass) | Pressure | Double Walled | Fiberglass Reinforced Plastic
0-004632 | THE PIT STOP | 3345 N 16TH ST | PHOENIX | AZ | 85016 | Maricopa | 5 | Open | 1996-10-16 | 10000 | Gasoline | COMPARTMENT A | Double Walled | Fiberglass Reinforced Plastic | Pressure | Double Walled | Fiberglass Reinforced Plastic
0-010460 | FRYS FUEL CENTER #57 | 7840 N SILVERBELL RD | TUCSON | AZ | 85743 | Pima | 2 | Open | 2012-11-01 | 10000 | Diesel | COMPARTMENT A | Double Walled | Fiberglass Reinforced Plastic | Pressure | Double Walled | Flexible
0-010542 | CIRCLE K STORE #2741668 | 2182 E FLORENCE BLVD | CASA GRANDE | AZ | 85122 | Pinal | 2 | Open | 2015-05-19 | 12000 | Diesel | COMPARTMENT B | Double Walled | Fiberglass Reinforced Plastic | Pressure | Double Walled | Fiberglass Reinforced Plastic
0-009751 | SAFEWAY #1637 | 3606 E SOUTHERN AVE | MESA | AZ | 85206 | Maricopa | 1 | Open | 2001-01-22 | 10000 | Gasoline | COMPARTMENT B | Double Walled | Composite (Steel/Fiberglass)
0-005966 | CIRCLE K #2708556 | 2702 W DEER VALLEY RD | PHOENIX | AZ | 85027 | Maricopa | 1 | Open | 1988-02-25 | 10000 | Gasoline | COMPARTMENT A | Double Walled | Fiberglass Reinforced Plastic | Pressure |  | Fiberglass Reinforced Plastic
0-005966 | CIRCLE K #2708556 | 2702 W DEER VALLEY RD | PHOENIX | AZ | 85027 | Maricopa | 2 | Open | 1988-02-25 | 10000 | Gasoline | COMPARTMENT A | Double Walled | Fiberglass Reinforced Plastic | Pressure |  | Fiberglass Reinforced Plastic
0-005791 | EAST MESA SERVICE CENTER | 7115 E ADOBE ST | MESA | AZ | 85207 | Maricopa | 6 | Open | 1991-01-01 | 12000 | Gasoline | COMPARTMENT A | Double Walled | Fiberglass Reinforced Plastic | Pressure |  | Fiberglass Reinforced Plastic
0-005791 | EAST MESA SERVICE CENTER | 7115 E ADOBE ST | MESA | AZ | 85207 | Maricopa | 9 | Open | 1991-01-01 | 12000 | Gasoline | COMPARTMENT A | Double Walled | Fiberglass Reinforced Plastic | Pressure |  | Fiberglass Reinforced Plastic
0-005088 | EAST SIDE TEXACO | 2901 E ANDY DEVINE AVE | KINGMAN | AZ | 86401 | Mohave | 5 | Open | 1972-01-01 | 8000 | Gasoline | COMPARTMENT A | Single Walled | Asphalt coated or Bare Steel | Pressure |  | Fiberglass Reinforced Plastic
0-009551 | SPEEDWAY STORE #2985 | 7810 N SILVERBELL RD | MARANA | AZ | 85743 | Pima | 3 | Open | 1999-04-05 | 12000 | Diesel | COMPARTMENT A | Double Walled | Fiberglass Reinforced Plastic | Pressure | Double Walled | Fiberglass Reinforced Plastic
0-009824 | FRYS FUEL CENTER #116 | 950 FAIR ST | PRESCOTT | AZ | 86305 | Yavapai | 1 | Open | 2001-11-08 | 20000 | Gasoline | COMPARTMENT A | Double Walled | Composite (Steel/Fiberglass) | Pressure | Double Walled | Fiberglass Reinforced Plastic
0-010055 | CIRCLE K #2706639 | 21212 N JOHN WAYNE PKWY | MARICOPA | AZ | 85139 | Pinal | 1 | Open | 2005-04-12 | 15000 | Diesel | COMPARTMENT A | Double Walled | Fiberglass Reinforced Plastic | Pressure | Double Walled | Fiberglass Reinforced Plastic
0-000718 | SALOME SHOPPING CENTER | 67230 HIGHWAY 60 | SALOME | AZ | 85348 | La Paz | 4 | Open | 2019-11-22 | 15000 | Gasoline (UL) | COMPARTMENT A | Double Walled | Fiberglass Reinforced Plastic | Pressure | Double Walled | Flexible
0-009781 | ARCO #6360 | 37 N MCQUEEN RD | GILBERT | AZ | 85233 | Maricopa | 2 | Open | 2001-03-22 | 20000 | Gasoline | COMPARTMENT A | Double Walled | Fiberglass Reinforced Plastic | Pressure | Double Walled | Fiberglass Reinforced Plastic
0-001663 | CANYON GENERAL | 7298 S HIGHWAY 92 | NICKSVILLE | AZ | 85615 | Cochise | 1 | Open | 1988-01-01 | 6000 | Gasoline | COMPARTMENT A | Double Walled | Composite (Steel/Fiberglass) | Pressure |  | Fiberglass Reinforced Plastic
0-010701 | LAST STOP TRAVEL CENTER | 20331 N US-HWY 93 | WHITE HILLS | AZ | 86445 | Mohave | 1 | Open | 2020-07-29 | 20000 | Gasoline (UL) | COMPARTMENT A | Double Walled | Fiberglass Reinforced Plastic | Pressure | Double Walled | Fiberglass Reinforced Plastic
0-006261 | SHELL #10 | 11235 S FORTUNA RD | YUMA | AZ | 85367 | Yuma | 7 | Open | 2015-10-22 | 8000 | Gasoline (PUL) | COMPARTMENT B | Double Walled | Fiberglass Reinforced Plastic | Pressure | Double Walled | Fiberglass Reinforced Plastic
0-004171 | SUNMART #605 | 2521 W BUSINESS 1-10 | SAN SIMON | AZ | 85632 | Cochise | 4 | Open | 1985-01-01 | 10000 | Gasoline | COMPARTMENT A | Double Walled | Asphalt coated or Bare Steel | Pressure | Single Walled | Fiberglass Reinforced Plastic
0-009526 | FLYING J TRAVEL PLAZA #611 | 6700 W LATHAM ST | PHOENIX | AZ | 85043 | Maricopa | 1 | Open | 1999-04-18 | 20000 | Diesel | COMPARTMENT A | Double Walled | Fiberglass Reinforced Plastic | Pressure | Double Walled | Fiberglass Reinforced Plastic
0-001379 | CIRCLE K #2701202 | 2005 N POWER RD | MESA | AZ | 85215 | Maricopa | 5 | Open | 1997-12-08 | 15000 | Gasoline | COMPARTMENT A | Double Walled | Fiberglass Reinforced Plastic | Pressure | Double Walled | Fiberglass Reinforced Plastic
0-004257 | SPEEDWAY STORE #2949 | 2211 W US HIGHWAY 70 | THATCHER | AZ | 85552 | Graham | 5 | Open | 1992-04-03 | 10000 | Gasoline | COMPARTMENT A | Single Walled | Fiberglass Reinforced Plastic | Pressure | Double Walled | Fiberglass Reinforced Plastic
0-000533 | ARCO #1411 | 4245 W BETHANY HOME RD | PHOENIX | AZ | 85019 | Maricopa | 9 | Open | 1990-12-01 | 10000 | Gasoline | COMPARTMENT A | Double Walled | Fiberglass Reinforced Plastic | Pressure | Double Walled | Fiberglass Reinforced Plastic
0-003860 | CITY OF PHOENIX - UNION HILLS SERVICE CENTER | 138 E UNION HILLS DR | PHOENIX | AZ | 85024 | Maricopa | 15 | Open | 1992-01-01 | 12000 | Diesel | COMPARTMENT A | Double Walled | Fiberglass Reinforced Plastic | Pressure | Double Walled | Fiberglass Reinforced Plastic
0-003860 | CITY OF PHOENIX - UNION HILLS SERVICE CENTER | 138 E UNION HILLS DR | PHOENIX | AZ | 85024 | Maricopa | 18 | Open | 1992-01-01 | 550 | New Oil | COMPARTMENT A | Double Walled | Fiberglass Reinforced Plastic | Suction - Check Valve at the Tank Top | Double Walled | Fiberglass Reinforced Plastic
0-007711 | TOYOTA ARIZONA PROVING GROUND | 30700 W PATTON RD | WITTMANN | AZ | 85361 | Maricopa | 2 | Open | 1992-12-01 | 3000 | Gasoline | COMPARTMENT A | Double Walled | Fiberglass Reinforced Plastic | Pressure | Double Walled | Fiberglass Reinforced Plastic
0-001990 | SHELL #72 | 2401 E VAN BUREN ST | PHOENIX | AZ | 85008 | Maricopa | 6 | Open | 2020-02-17 | 12000 | Gasoline (UL) | COMPARTMENT A | Double Walled | Fiberglass Reinforced Plastic
0-001385 | CIRCLE K #2701225 | 12301 W LOWER BUCKEYE RD | AVONDALE | AZ | 85323 | Maricopa | 4 | Open | 1995-01-17 | 10000 | Gasoline | COMPARTMENT A | Single Walled | Fiberglass Reinforced Plastic | Pressure | Single Walled | Fiberglass Reinforced Plastic
0-009792 | CIRCLE K #5766 | 6972 N 83RD AVE | GLENDALE | AZ | 85303 | Maricopa | 3 | Open | 2001-06-01 | 15000 | Diesel | COMPARTMENT A | Double Walled | Fiberglass Reinforced Plastic | Pressure | Double Walled | Fiberglass Reinforced Plastic
0-000496 | SAM'S CHEVRON | 357 N STAPLEY DR | MESA | AZ | 85203 | Maricopa | 1 | Open | 1986-10-01 | 12000 | Gasoline | COMPARTMENT A | Double Walled | Fiberglass Reinforced Plastic | Pressure |  | Fiberglass Reinforced Plastic
0-000496 | SAM'S CHEVRON | 357 N STAPLEY DR | MESA | AZ | 85203 | Maricopa | 3 | Open | 1986-10-01 | 12000 | Gasoline | COMPARTMENT A | Double Walled | Fiberglass Reinforced Plastic | Pressure |  | Fiberglass Reinforced Plastic
0-007709 | ARCO #5815 | 3200 N STOCKTON HILL RD | KINGMAN | AZ | 86409 | Mohave | 1 | Open | 1991-08-01 | 10000 | Gasoline | COMPARTMENT A | Double Walled | Fiberglass Reinforced Plastic | Pressure | Double Walled | Fiberglass Reinforced Plastic
0-003100 | GOLDEN STATE FOODS | 5524 W BUCHANAN ST | PHOENIX | AZ | 85043 | Maricopa | 6 | Open | 1997-09-29 | 20000 | Diesel | COMPARTMENT A | Double Walled | Composite (Steel/Fiberglass) | Pressure | Double Walled | Flexible
0-001400 | CIRCLE K #2701356 | 7110 E US HIGHWAY 95 | YUMA | AZ | 85365 | Yuma | 1 | Open | 1986-01-01 | 10000 | Diesel | COMPARTMENT A | Single Walled | Fiberglass Reinforced Plastic | Pressure | Single Walled | Fiberglass Reinforced Plastic
0-003140 | DOBSON RANCH GOLF COURSE | 2155 S DOBSON RD | MESA | AZ | 85202 | Maricopa | 3 | Open | 2000-03-20 | 3000 | Gasoline | COMPARTMENT A | Double Walled | Fiberglass Reinforced Plastic | Pressure | Double Walled | Fiberglass Reinforced Plastic
0-000647 | ASP - EYMAN PRISON COMPLEX | 4374 E BUTTE AVE | FLORENCE | AZ | 85132 | Pinal | 2 | Open | 1992-07-20 | 10000 | Diesel | COMPARTMENT A | Double Walled | Fiberglass Reinforced Plastic | Pressure |  | Fiberglass Reinforced Plastic
0-009167 | CIRCLE K STORE #2741626 | 6691 W GREENWAY RD | GLENDALE | AZ | 85306 | Maricopa | 1 | Open | 1997-09-12 | 15000 | Gasoline | COMPARTMENT A | Double Walled | Composite (Steel/Fiberglass) | Pressure | Double Walled | Fiberglass Reinforced Plastic
0-009886 | COSTCO WHOLESALE #691 | 10000 W MCDOWELL RD | AVONDALE | AZ | 85392 | Maricopa | 3 | Open | 2002-06-20 | 20000 | Gasoline | COMPARTMENT A | Double Walled | Fiberglass Reinforced Plastic | Pressure | Double Walled | Flexible
0-001286 | CIRCLE K #2700684 | 2089 S AVENUE A | YUMA | AZ | 85364 | Yuma | 5 | Open | 2020-09-23 | 12000 | Gasoline (PUL) | COMPARTMENT A |  |  | Pressure | Double Walled | Flexible
0-008946 | CIRCLE K #2705320 | 4420 E SOUTHERN AVE | MESA | AZ | 85206 | Maricopa | 3 | Open | 1996-03-30 | 12000 | Diesel | COMPARTMENT A | Single Walled | Fiberglass Reinforced Plastic | Pressure | Double Walled | Fiberglass Reinforced Plastic
0-009194 | CIRCLE K #2705326 | 1910 N STATE ROUTE 89 | CHINO VALLEY | AZ | 86323 | Yavapai | 1 | Open | 1997-08-08 | 12000 | Gasoline (UL) | COMPARTMENT A | Double Walled | Fiberglass Reinforced Plastic | Pressure | Double Walled | Fiberglass Reinforced Plastic
0-001666 | ROUTE 66 AUTO CARE | 801 W ROUTE 66 | WILLIAMS | AZ | 86046 | Coconino | 10 | Open | 2018-12-27 | 12000 | Gasoline (UL) | COMPARTMENT A | Double Walled | Fiberglass Reinforced Plastic | Pressure | Double Walled | Fiberglass Reinforced Plastic
0-002227 | HONEYWELL ENGINES - SYSTEMS & SERVICES | 111 S 34TH ST | PHOENIX | AZ | 85034 | Maricopa | 8 | Open | 1986-01-01 | 20000 | Jet Fuel | COMPARTMENT A | Double Walled | Fiberglass Reinforced Plastic | Suction - Check Valve at the Tank Top | Double Walled | Fiberglass Reinforced Plastic
0-002227 | HONEYWELL ENGINES - SYSTEMS & SERVICES | 111 S 34TH ST | PHOENIX | AZ | 85034 | Maricopa | 14 | Open | 1986-01-01 | 20000 | Jet Fuel | COMPARTMENT A | Double Walled | Fiberglass Reinforced Plastic | Suction - Check Valve at the Tank Top | Double Walled | Fiberglass Reinforced Plastic
0-002227 | HONEYWELL ENGINES - SYSTEMS & SERVICES | 111 S 34TH ST | PHOENIX | AZ | 85034 | Maricopa | 6 | Open | 1986-01-01 | 10000 | Jet Fuel | COMPARTMENT A | Double Walled | Fiberglass Reinforced Plastic | Suction - Check Valve at the Tank Top | Double Walled | Fiberglass Reinforced Plastic
0-002227 | HONEYWELL ENGINES - SYSTEMS & SERVICES | 111 S 34TH ST | PHOENIX | AZ | 85034 | Maricopa | 12 | Open | 1986-01-01 | 20000 | Jet Fuel | COMPARTMENT A | Double Walled | Fiberglass Reinforced Plastic | Suction - Check Valve at the Tank Top | Double Walled | Fiberglass Reinforced Plastic
0-002227 | HONEYWELL ENGINES - SYSTEMS & SERVICES | 111 S 34TH ST | PHOENIX | AZ | 85034 | Maricopa | 10 | Open | 1986-01-01 | 20000 | Jet Fuel | COMPARTMENT A | Double Walled | Fiberglass Reinforced Plastic | Suction - Check Valve at the Tank Top | Double Walled | Fiberglass Reinforced Plastic
0-005629 | FUELCO #107 | 3839 S 7TH ST | PHOENIX | AZ | 85040 | Maricopa | 6 | Open | 1985-01-01 | 10000 | Diesel | COMPARTMENT A |  | Asphalt coated or Bare Steel | Pressure |  | Fiberglass Reinforced Plastic
0-002149 | FLAGSTAFF UNIFIED SCHOOL DISTRICT #1 - TRANSPORTATION | 5400 E RAILHEAD AVE | FLAGSTAFF | AZ | 86004 | Coconino | 1 | Open | 1983-10-07 | 10000 | Diesel | COMPARTMENT A | Single Walled | Asphalt coated or Bare Steel | Pressure
0-005891 | CIRCLE K #2701998 | 1834 W GRANT ST | PHOENIX | AZ | 85007 | Maricopa | 3 | Open | 1986-11-10 | 10000 | Gasoline | COMPARTMENT A | Double Walled | Fiberglass Reinforced Plastic | Pressure |  | Fiberglass Reinforced Plastic
0-000309 | ARCO #5522 | 1207 N 75TH AVE | PHOENIX | AZ | 85043 | Maricopa | 2 | Open | 1989-07-01 | 12000 | Gasoline | COMPARTMENT A | Double Walled | Fiberglass Reinforced Plastic | Pressure | Double Walled | Fiberglass Reinforced Plastic
0-005466 | CIRCLE K #2930 | 2194 N TREKELL RD | CASA GRANDE | AZ | 85122 | Pinal | 5 | Open | 1995-03-22 | 10000 | Gasoline | COMPARTMENT A | Single Walled | Fiberglass Reinforced Plastic | Pressure | Double Walled | Fiberglass Reinforced Plastic
0-005465 | CIRCLE K #2928 | 2000 W AMERICAN AVE | ORACLE | AZ | 85623 | Pinal | 3 | Open | 1995-12-02 | 10000 | Gasoline | COMPARTMENT A | Single Walled | Fiberglass Reinforced Plastic | Pressure | Double Walled | Fiberglass Reinforced Plastic
0-006875 | VETERANS AFFAIRS MEDICAL CENTER | 3601 S 6TH AVE | TUCSON | AZ | 85723 | Pima | 9 | Open | 2006-12-09 | 3000 | Diesel | COMPARTMENT A | Double Walled | Fiberglass Reinforced Plastic
0-003877 | CITY OF PHOENIX - SOUTH TRANSIT FACILITY | 2225 W LOWER BUCKEYE RD | PHOENIX | AZ | 85009 | Maricopa | 29 | Open | 2016-02-02 | 3000 | New Oil | COMPARTMENT A | Double Walled | Fiberglass Reinforced Plastic | Suction - Check Valve at the Tank Top | Double Walled | Fiberglass Reinforced Plastic
0-003877 | CITY OF PHOENIX - SOUTH TRANSIT FACILITY | 2225 W LOWER BUCKEYE RD | PHOENIX | AZ | 85009 | Maricopa | 26 | Open | 2017-02-21 | 2500 | Used Oil/Waste Oil | COMPARTMENT A | Double Walled | Fiberglass Reinforced Plastic | Pressure | Double Walled | Fiberglass Reinforced Plastic
0-000938 | SHELL #24 | 5904 W GREENWAY RD | GLENDALE | AZ | 85306 | Maricopa | 8 | Open | 1988-11-18 | 10000 | Gasoline | COMPARTMENT A | Double Walled | Fiberglass Reinforced Plastic | Pressure | Double Walled | Fiberglass Reinforced Plastic
0-001430 | CIRCLE K #27001574 | 2012 W SOUTHERN AVE | MESA | AZ | 85202 | Maricopa | 10 | Open | 2010-07-16 | 12000 | Diesel | COMPARTMENT A | Double Walled | Fiberglass Reinforced Plastic | Pressure | Double Walled | Fiberglass Reinforced Plastic
0-005476 | CIRCLE K #2941 | 500 S HASKELL AVE | WILLCOX | AZ | 85643 | Cochise | 2 | Open | 1981-01-01 | 10000 | Gasoline | COMPARTMENT A |  | Asphalt coated or Bare Steel | Pressure | Double Walled | Fiberglass Reinforced Plastic
0-004099 | BLUE RIDGE MARKET | 210 S STATE ROUTE 69 | DEWEY | AZ | 86327 | Yavapai | 4 | Open | 1996-05-17 | 6000 | Gasoline (PUL) | COMPARTMENT A | Double Walled | Fiberglass Reinforced Plastic | Pressure | Double Walled | Fiberglass Reinforced Plastic
0-007772 | PAULDEN MINI MART & RV PARK | 23310 N STATE ROUTE 89 | PAULDEN | AZ | 86334 | Yavapai | 4 | Open | 1993-08-10 | 4000 | Gasoline | COMPARTMENT A |  | Fiberglass Reinforced Plastic | Pressure | Double Walled | Fiberglass Reinforced Plastic
0-005433 | CIRCLE K #2885 | 3618 W BUCKEYE RD | PHOENIX | AZ | 85009 | Maricopa | 8 | Open | 1986-10-01 | 10000 | Gasoline (UL) | COMPARTMENT A | Double Walled | Fiberglass Reinforced Plastic | Pressure | Double Walled | Fiberglass Reinforced Plastic
0-009129 | ARCO AM/PM #81414 | 10001 S HARBOR AVE | MOHAVE VALLEY | AZ | 86440 | Mohave | 3 | Open | 1989-10-01 | 12000 | Gasoline | COMPARTMENT A |  | Asphalt coated or Bare Steel | Pressure | Double Walled
0-001679 | MOBIL - CANYON GATEWAY MOBIL | 711 N GRAND CANYON BLVD | WILLIAMS | AZ | 86046 | Coconino | 4 | Open | 1982-01-01 | 10000 | Gasoline (UL) | COMPARTMENT A | Single Walled | Asphalt coated or Bare Steel | Pressure | Single Walled | Bare or Galvanized Steel
0-001432 | CIRCLE K #2701569 | 699 E BUCKEYE RD | PHOENIX | AZ | 85004 | Maricopa | 10 | Open | 2008-12-19 | 12000 | Diesel | COMPARTMENT A | Double Walled | Fiberglass Reinforced Plastic | Pressure | Double Walled | Fiberglass Reinforced Plastic
0-001432 | CIRCLE K #2701569 | 699 E BUCKEYE RD | PHOENIX | AZ | 85004 | Maricopa | 8 | Open | 2008-12-19 | 20000 | Gasoline | COMPARTMENT A | Double Walled | Fiberglass Reinforced Plastic | Pressure | Double Walled | Fiberglass Reinforced Plastic
0-009922 | CIRCLE K #2706470 | 5365 N LA CHOLLA BLVD | TUCSON | AZ | 85741 | Pima | 2 | Open | 2003-01-15 | 12000 | Gasoline | COMPARTMENT A | Double Walled | Fiberglass Reinforced Plastic | Pressure | Double Walled | Fiberglass Reinforced Plastic
0-001413 | CIRCLE K #2701445 | 4303 E US HIGHWAY 60 | CLAYPOOL | AZ | 85532 | Gila | 1 | Open | 1982-01-01 | 10000 | Gasoline (PUL) | COMPARTMENT A | Single Walled | Fiberglass Reinforced Plastic | Pressure | Double Walled | Fiberglass Reinforced Plastic
0-001478 | CIRCLE K #2701779 | 5041 W LOWER BUCKEYE RD | PHOENIX | AZ | 85043 | Maricopa | 2 | Open | 1986-01-01 | 10000 | Gasoline | COMPARTMENT A | Single Walled | Fiberglass Reinforced Plastic | Pressure |  | Fiberglass Reinforced Plastic
0-010094 | QUIKTRIP #422 | 8302 W BUCKEYE RD | TOLLESON | AZ | 85353 | Maricopa | 2 | Open | 2005-06-20 | 20000 | Gasoline | COMPARTMENT A | Double Walled | Fiberglass Reinforced Plastic | Pressure | Double Walled | Flexible
0-003420 | PHOENIX SOUTHEAST CO #163210 | 5827 S 40TH ST | PHOENIX | AZ | 85040 | Maricopa | 2 | Open | 1999-07-15 | 2500 | Diesel | COMPARTMENT A | Double Walled | Fiberglass Reinforced Plastic | Gravity Feed |  | Fiberglass Reinforced Plastic
0-000850 | SOMBRERO SHELL | 501 E MONROE AVE | BUCKEYE | AZ | 85326 | Maricopa | 5 | Open | 1989-01-01 | 6000 | Gasoline (PUL) | COMPARTMENT A | Double Walled | Fiberglass Reinforced Plastic | Pressure |  | Fiberglass Reinforced Plastic
0-000850 | SOMBRERO SHELL | 501 E MONROE AVE | BUCKEYE | AZ | 85326 | Maricopa | 9 | Open | 2004-01-09 | 4000 | Diesel | COMPARTMENT A | Double Walled | Fiberglass Reinforced Plastic | Pressure | Double Walled | Fiberglass Reinforced Plastic
0-003694 | PETRO TRUCK STOP | 5265 N SUNLAND GIN RD | ELOY | AZ | 85131 | Pinal | 5 | Open | 1984-01-01 | 8000 | Used Oil/Waste Oil | COMPARTMENT A | Single Walled | Asphalt coated or Bare Steel | Gravity Feed | Single Walled | Fiberglass Reinforced Plastic
0-003694 | PETRO TRUCK STOP | 5265 N SUNLAND GIN RD | ELOY | AZ | 85131 | Pinal | 7 | Open | 1984-01-01 | 10000 | Gasoline (UL) | COMPARTMENT A | Single Walled | Asphalt coated or Bare Steel | Pressure | Single Walled | Fiberglass Reinforced Plastic
0-003694 | PETRO TRUCK STOP | 5265 N SUNLAND GIN RD | ELOY | AZ | 85131 | Pinal | 8 | Open | 1984-01-01 | 10000 | Gasoline (PUL) | COMPARTMENT A | Single Walled | Asphalt coated or Bare Steel | Pressure | Single Walled | Fiberglass Reinforced Plastic
0-005463 | SAMROSE MARKET | 5710 S CAMINO VERDE | TUCSON | AZ | 85757 | Pima | 3 | Open | 1998-02-04 | 10000 | Gasoline | COMPARTMENT A | Double Walled | Composite (Steel/Fiberglass) | Pressure | Double Walled | Flexible
0-000936 | SHELL #20 | 942 E PIMA ST | GILA BEND | AZ | 85337 | Maricopa | 6 | Open | 1999-01-01 | 15000 | Diesel | COMPARTMENT A | Double Walled | Fiberglass Reinforced Plastic | Pressure | Double Walled | Fiberglass Reinforced Plastic
0-001201 | CIRCLE K #230 | 401 GARDEN AVE | BISBEE | AZ | 85603 | Cochise | 4 | Open | 1998-12-03 | 12000 | Gasoline | COMPARTMENT A | Double Walled | Fiberglass Reinforced Plastic | Pressure | Double Walled | Fiberglass Reinforced Plastic
0-001375 | CIRCLE K #2701184 | 12707 W GRAND AVE | SURPRISE | AZ | 85374 | Maricopa | 3 | Open | 1994-12-21 | 10000 | Gasoline (PUL) | COMPARTMENT A | Single Walled | Fiberglass Reinforced Plastic | Pressure | Double Walled | Fiberglass Reinforced Plastic
0-001375 | CIRCLE K #2701184 | 12707 W GRAND AVE | SURPRISE | AZ | 85374 | Maricopa | 5 | Open | 1994-12-21 | 10000 | Gasoline (UL) | COMPARTMENT A | Single Walled | Fiberglass Reinforced Plastic | Pressure | Double Walled | Fiberglass Reinforced Plastic
0-009486 | EMPIRE 8126 | 2367 S VAL VISTA DR | GILBERT | AZ | 85295 | Maricopa | 1 | Open | 1998-07-29 | 15000 | Gasoline | COMPARTMENT A | Double Walled | Composite (Steel/Fiberglass) | Pressure | Double Walled | Fiberglass Reinforced Plastic
0-006984 | FOOD N THINGS | 4995 N GRANITE REEF RD | SCOTTSDALE | AZ | 85251 | Maricopa | 5 | Open | 2002-06-13 | 12000 | Gasoline | COMPARTMENT A | Double Walled | Composite (Steel/Fiberglass) | Pressure | Double Walled | Flexible
0-001490 | CIRCLE K #2701798 | 4702 E SPEEDWAY BLVD | TUCSON | AZ | 85712 | Pima | 3 | Open | 1985-01-01 | 10000 | Gasoline | COMPARTMENT A | Single Walled | Fiberglass Reinforced Plastic | Pressure | Single Walled | Fiberglass Reinforced Plastic
0-006583 | HOLBROOK CHEVRON | 950 NAVAJO BLVD | HOLBROOK | AZ | 86025 | Navajo | 4 | Open | 1988-12-19 | 8000 | Diesel | COMPARTMENT A | Single Walled | Fiberglass Reinforced Plastic | Pressure |  | Fiberglass Reinforced Plastic
0-006479 | TWIN LAKES MARKET | 3122 N STATE ROUTE 89 | PRESCOTT | AZ | 86301 | Yavapai | 4 | Open | 2019-06-13 | 10000 | Diesel #2 | COMPARTMENT B | Double Walled | Fiberglass Reinforced Plastic | Pressure | Double Walled | Fiberglass Reinforced Plastic
0-005120 | GOOD 2 GO STORES #503 | 1501 E ASH ST | GLOBE | AZ | 85501 | Gila | 4 | Open | 1985-04-22 | 12000 | Diesel | COMPARTMENT A | Double Walled | Fiberglass Reinforced Plastic | Pressure |  | Fiberglass Reinforced Plastic
0-005120 | GOOD 2 GO STORES #503 | 1501 E ASH ST | GLOBE | AZ | 85501 | Gila | 1 | Open | 1985-04-22 | 20000 | Gasoline | COMPARTMENT A | Double Walled | Fiberglass Reinforced Plastic | Pressure |  | Fiberglass Reinforced Plastic
0-005054 | CIRCLE K STORE #2709164 | 4001 E CHANDLER BLVD | PHOENIX | AZ | 85048 | Maricopa | 3 | Open | 1989-06-28 | 10000 | Gasoline | COMPARTMENT A | Double Walled | Fiberglass Reinforced Plastic | Pressure |  | Fiberglass Reinforced Plastic
0-008871 | CIRCLE K STORE #2709179 | 1203 S POWER RD | MESA | AZ | 85206 | Maricopa | 4 | Open | 1995-01-01 | 12000 | Diesel | COMPARTMENT A | Double Walled | Fiberglass Reinforced Plastic | Pressure | Double Walled | Fiberglass Reinforced Plastic
0-001461 | CIRCLE K #2701637 | 2402 E SOUTHERN AVE | PHOENIX | AZ | 85040 | Maricopa | 2 | Open | 1984-01-01 | 10000 | Gasoline (PUL) | COMPARTMENT A | Double Walled | Fiberglass Reinforced Plastic | Pressure |  | Fiberglass Reinforced Plastic
0-006253 | SPEEDWAY STORE #2998 | 2750 S KOLB RD | TUCSON | AZ | 85730 | Pima | 4 | Open | 1988-07-14 | 12000 | Gasoline | COMPARTMENT A | Double Walled | Composite (Steel/Fiberglass) | Pressure |  | Fiberglass Reinforced Plastic
0-004076 | HUALAPAI KWIK STOP #451 | 2500 HUALAPAI MOUNTAIN RD | KINGMAN | AZ | 86401 | Mohave | 2 | Open | 1979-01-01 | 6000 | Gasoline | COMPARTMENT A | Single Walled | Asphalt coated or Bare Steel | Pressure | Double Walled | Flexible
0-006994 | JACKSON OIL #5818 | 680 N OCOTILLO RD | BENSON | AZ | 85602 | Cochise | 2 | Open | 1990-09-01 | 10000 | Gasoline | COMPARTMENT A | Double Walled | Composite (Steel/Fiberglass) | Pressure |  | Fiberglass Reinforced Plastic
0-006909 | BERGE FORD | 460 E AUTO CENTER DR | MESA | AZ | 85204 | Maricopa | 2 | Open | 1990-01-01 | 2000 | Used Oil/Waste Oil | COMPARTMENT D | Double Walled | Composite (Steel/Fiberglass)
0-008603 | EXPRESS STOP #701 | 640 S HIGHWAY 90 | BENSON | AZ | 85602 | Cochise | 4 | Open | 1995-04-14 | 10000 | Diesel | COMPARTMENT A | Double Walled | Fiberglass Reinforced Plastic | Pressure | Double Walled | Fiberglass Reinforced Plastic
0-009069 | AIRWAYS EXPRESS | 3461 E ANDY DEVINE AVE | KINGMAN | AZ | 86401 | Mohave | 2 | Open | 1997-05-22 | 3000 | Diesel | COMPARTMENT A | Single Walled | Asphalt coated or Bare Steel | Pressure | Double Walled | Fiberglass Reinforced Plastic
0-010008 | COUNTRY CLUB CHEVRON | 414 W GUADALUPE RD | MESA | AZ | 85210 | Maricopa | 2 | Open | 1998-01-01 | 15000 | Gasoline | COMPARTMENT A |  | Fiberglass Reinforced Plastic
0-000277 | ADOT - KINGMAN MAINTENANCE | 3670 E ANDY DEVINE AVE | KINGMAN | AZ | 86401 | Mohave | 5 | Open | 1981-11-01 | 12000 | Diesel | COMPARTMENT A | Single Walled | Fiberglass Reinforced Plastic | Suction - Check Valve at the Dispenser | Single Walled | Fiberglass Reinforced Plastic
0-003556 | CLOVER HILL SERVICE | 2590 W ROUTE 66 | WILLIAMS | AZ | 86046 | Coconino | 6 | Open | 1990-02-01 | 10000 | Gasoline | COMPARTMENT A | Double Walled | Composite (Steel/Fiberglass) | Pressure | Single Walled | Fiberglass Reinforced Plastic
0-003556 | CLOVER HILL SERVICE | 2590 W ROUTE 66 | WILLIAMS | AZ | 86046 | Coconino | 7 | Open | 1990-02-01 | 10000 | Diesel | COMPARTMENT A | Double Walled | Composite (Steel/Fiberglass) | Pressure | Single Walled | Fiberglass Reinforced Plastic
0-001348 | CIRCLE K #2700990 | 29105 HWY 80 | WELLTON | AZ | 85356 | Yuma | 1 | Open | 1985-01-01 | 10000 | Diesel | COMPARTMENT A | Single Walled | Fiberglass Reinforced Plastic | Pressure |  | Fiberglass Reinforced Plastic
0-001435 | CIRCLE K #2701572 | 904 W BROADWAY RD | TEMPE | AZ | 85282 | Maricopa | 2 | Open | 1986-01-01 | 10000 | Gasoline | COMPARTMENT A | Double Walled | Fiberglass Reinforced Plastic | Pressure | Single Walled | Fiberglass Reinforced Plastic
0-009520 | CIRCLE K #2706346 | 1810 S COUNTRY CLUB DR | MESA | AZ | 85210 | Maricopa | 2 | Open | 1999-08-11 | 10000 | Gasoline | COMPARTMENT A | Single Walled | Fiberglass Reinforced Plastic | Pressure | Double Walled | Fiberglass Reinforced Plastic
0-002164 | CIRCLE K #2705281 | 6802 E CAVE CREEK RD | CAVE CREEK | AZ | 85331 | Maricopa | 1 | Open | 1984-01-01 | 10000 | Diesel | COMPARTMENT A | Single Walled | Asphalt coated or Bare Steel | Pressure | Double Walled | Fiberglass Reinforced Plastic
0-004208 | CIRCLE K #2705286 | 751 N ARIZONA AVE | GILBERT | AZ | 85233 | Maricopa | 4 | Open | 1987-05-03 | 8000 | Diesel | COMPARTMENT A | Double Walled | Fiberglass Reinforced Plastic | Pressure |  | Fiberglass Reinforced Plastic
0-001702 | CIRCLE K #2701918 | 3151 E BROADWAY RD | PHOENIX | AZ | 85040 | Maricopa | 3 | Open | 1987-01-01 | 10000 | Gasoline (UL) | COMPARTMENT A | Single Walled | Fiberglass Reinforced Plastic | Pressure |  | Fiberglass Reinforced Plastic
0-003902 | WINONA TRADING POST | 13644 TOWNSEND WINONA RD | FLAGSTAFF | AZ | 86004 | Coconino | 9 | Open | 2020-01-30 | 4000 | Gasoline (PUL) | COMPARTMENT B | Double Walled | Fiberglass Reinforced Plastic | Pressure
0-003211 | FAST FUEL | 3601 N ORACLE RD | TUCSON | AZ | 85705 | Pima | 5 | Open | 1999-07-29 | 20000 | Gasoline | COMPARTMENT A | Double Walled | Fiberglass Reinforced Plastic | Pressure | Double Walled | Fiberglass Reinforced Plastic
0-009501 | TOOR FACILITY #207202 | 3925 N 107TH AVE | AVONDALE | AZ | 85392 | Maricopa | 1 | Open | 1998-11-02 | 15000 | Gasoline | COMPARTMENT A | Double Walled | Fiberglass Reinforced Plastic | Pressure | Double Walled | Fiberglass Reinforced Plastic
0-010107 | SUPERSTAR CHEVRON | 1615 N 99TH AVE | AVONDALE | AZ | 85037 | Maricopa | 2 | Open | 2005-07-27 | 20000 | Gasoline | COMPARTMENT A | Double Walled | Composite (Steel/Fiberglass) | Pressure |  | Fiberglass Reinforced Plastic
0-010471 | CHEVRON FOOD MART | 3160 E CHANDLER HEIGHTS RD | GILBERT | AZ | 85298 | Maricopa | 1 | Open | 2013-02-01 | 20000 | Gasoline | COMPARTMENT A | Double Walled | Fiberglass Reinforced Plastic | Pressure | Double Walled | Fiberglass Reinforced Plastic
0-008557 | CAROLLO PROPERTY | 1215 N SCOTTSDALE RD | TEMPE | AZ | 85281 | Maricopa | 1 | Open | 2005-06-17 | 550 | Unidentified | COMPARTMENT A | Single Walled | Asphalt coated or Bare Steel
0-009989 | SAM'S CLUB #4830 | 1459 N DYSART RD | AVONDALE | AZ | 85323 | Maricopa | 2 | Open | 2004-01-29 | 20000 | Gasoline | COMPARTMENT A | Double Walled | Fiberglass Reinforced Plastic | Pressure |  | Flexible
0-009989 | SAM'S CLUB #4830 | 1459 N DYSART RD | AVONDALE | AZ | 85323 | Maricopa | 3 | Open | 2004-01-29 | 20000 | Gasoline | COMPARTMENT A | Double Walled | Fiberglass Reinforced Plastic | Pressure |  | Flexible
0-010509 | FRY'S FOOD & DRUG #0101-660 | 3232 S MILL AVE | TEMPE | AZ | 85282 | Maricopa | 2 | Open | 2014-04-17 | 8000 | Gasoline (PUL) | COMPARTMENT B | Double Walled | Fiberglass Reinforced Plastic | Pressure | Double Walled | Fiberglass Reinforced Plastic
0-010552 | CIRCLE K STORE #2703477 | 13051 W GLENDALE AVE | GLENDALE | AZ | 85307 | Maricopa | 1 | Open | 2015-12-03 | 20000 | Gasoline (UL) | COMPARTMENT A | Double Walled | Fiberglass Reinforced Plastic | Pressure | Double Walled | Fiberglass Reinforced Plastic
0-006696 | 76 GAS STATION | 2309 E UNIVERSITY DR | TEMPE | AZ | 85281 | Maricopa | 2 | Open | 1989-01-01 | 12000 | Gasoline | COMPARTMENT A | Double Walled | Fiberglass Reinforced Plastic | Pressure |  | Fiberglass Reinforced Plastic
0-010399 | FRYS FUEL CENTER #131 | 2480 N SWAN RD | TUCSON | AZ | 85712 | Pima | 1 | Open | 2010-12-03 | 20000 | Gasoline | COMPARTMENT A | Double Walled | Fiberglass Reinforced Plastic | Pressure | Double Walled | Flexible
0-010399 | FRYS FUEL CENTER #131 | 2480 N SWAN RD | TUCSON | AZ | 85712 | Pima | 2 | Open | 2010-12-03 | 8000 | Gasoline | COMPARTMENT A | Double Walled | Fiberglass Reinforced Plastic | Pressure | Double Walled | Flexible
0-010330 | FRYS FUEL CENTER #617 | 2727 W BELL RD | PHOENIX | AZ | 85053 | Maricopa | 1 | Open | 2009-11-01 | 20000 | Gasoline | COMPARTMENT A | Double Walled | Fiberglass Reinforced Plastic | Pressure |  | Flexible
0-006588 | PILOT TRAVEL CENTER #328 | 1201 W MAIN ST | QUARTZSITE | AZ | 85346 | La Paz | 3 | Open | 1988-11-01 | 10000 | Gasoline | COMPARTMENT A | Double Walled | Fiberglass Reinforced Plastic | Pressure |  | Fiberglass Reinforced Plastic
0-007522 | HATTAR CHEVRON | 6261 E BENSON HWY | TUCSON | AZ | 85756 | Pima | 18 | Open | 1999-12-22 | 10000 | Diesel | COMPARTMENT A | Double Walled | Fiberglass Reinforced Plastic | Pressure | Double Walled | Flexible
0-010593 | DOLAN SPRINGS CHEVRON | 14097 N PIERCE FERRY RD | DOLAN SPRINGS | AZ | 86441 | Mohave | 2 | Open | 2017-07-03 | 5000 | Gasoline (PUL) | COMPARTMENT B | Double Walled | Fiberglass Reinforced Plastic | Pressure | Double Walled | Flexible
0-010007 | MISTER CAR WASH & EXPRESS | 8175 N ORACLE RD | ORO VALLEY | AZ | 85704 | Pima | 1 | Open | 2003-08-20 | 8000 | Diesel | COMPARTMENT B |  | Asphalt coated or Bare Steel
0-010579 | CIRCLE K STORE #2703473 | 1541 N ARIZONA BLVD | COOLIDGE | AZ | 85128 | Pinal | 3 | Open | 2016-10-11 | 12000 | Diesel | COMPARTMENT A | Double Walled | Fiberglass Reinforced Plastic | Pressure | Double Walled | Fiberglass Reinforced Plastic
0-010608 | CIRCLE K STORE #2705578 | 9875 W CAMELBACK RD | PHOENIX | AZ | 85037 | Maricopa | 3 | Open | 2017-03-23 | 12000 | Diesel | COMPARTMENT A | Double Walled | Fiberglass Reinforced Plastic | Pressure | Double Walled | Fiberglass Reinforced Plastic
0-008499 | MARICOPA COUNTY SHERIFF'S OFFICE HEADQUARTERS | 550 W JACKSON ST | PHOENIX | AZ | 85003 | Maricopa | 5 | Open | 2013-02-13 | 5000 | Diesel | COMPARTMENT A | Double Walled | Fiberglass Reinforced Plastic | Pressure | Double Walled | Flexible
0-007363 | SILVER SADDLE TRADING POST | 9001 N US HIGHWAY 89 | FLAGSTAFF | AZ | 86004 | Coconino | 5 | Open | 2015-01-22 | 6000 | Diesel | COMPARTMENT A | Double Walled | Fiberglass Reinforced Plastic | Pressure | Double Walled | Fiberglass Reinforced Plastic
0-004023 | JACKSONS ENERGY #6798 | 3713 HIGHWAY 95 | BULLHEAD CITY | AZ | 86442 | Mohave | 3 | Open | 1996-03-01 | 12000 | Gasoline (UL) | COMPARTMENT A | Single Walled | Fiberglass Reinforced Plastic | Pressure |  | Fiberglass Reinforced Plastic
0-010672 | QUIKTRIP #1407 | 900 S WATSON RD | BUCKEYE | AZ | 85326 | Maricopa | 4 | Open | 2019-10-16 | 10000 | Unidentified | COMPARTMENT B | Double Walled | Fiberglass Reinforced Plastic | Pressure | Double Walled | Fiberglass Reinforced Plastic
0-005839 | HANKS TRADING POST | 31926 N US HIGHWAY 89 | FLAGSTAFF | AZ | 86004 | Coconino | 3 | Open | 1998-05-12 | 11000 | Gasoline | COMPARTMENT B | Double Walled | Composite (Steel/Fiberglass) | Pressure | Double Walled | Flexible
0-010225 | FRYS FUEL CENTER #34 | 7770 E SPEEDWAY BLVD | TUCSON | AZ | 85710 | Pima | 1 | Open | 2008-02-27 | 8000 | Diesel | COMPARTMENT B | Double Walled | Fiberglass Reinforced Plastic | Pressure | Double Walled | Flexible
0-010223 | FRYS FUEL CENTER #689 | 12020 N THORNYDALE RD | MARANA | AZ | 85658 | Pima | 2 | Open | 2007-12-01 | 20000 | Gasoline | COMPARTMENT A | Double Walled | Fiberglass Reinforced Plastic | Pressure |  | Flexible
0-009578 | SPEEDWAY STORE #2986 | 10505 N ORACLE RD | ORO VALLEY | AZ | 85737 | Pima | 1 | Open | 1999-09-09 | 12000 | Gasoline | COMPARTMENT A | Double Walled | Fiberglass Reinforced Plastic | Pressure | Double Walled | Fiberglass Reinforced Plastic
0-004427 | QUIK MART #31 | 2200 E BROADWAY BLVD | TUCSON | AZ | 85719 | Pima | 5 | Open | 1992-05-01 | 10000 | Gasoline | COMPARTMENT A | Double Walled | Fiberglass Reinforced Plastic | Pressure | Double Walled | Fiberglass Reinforced Plastic
0-005755 | LAKE HAVASU MAVERIK STORE #201 | 2197 MCCULLOCH BLVD N | LAKE HAVASU CITY | AZ | 86403 | Mohave | 7 | Open | 2015-10-21 | 12000 | Diesel | COMPARTMENT A | Double Walled | Fiberglass Reinforced Plastic
0-005755 | LAKE HAVASU MAVERIK STORE #201 | 2197 MCCULLOCH BLVD N | LAKE HAVASU CITY | AZ | 86403 | Mohave | 5 | Open | 2015-10-21 | 12000 | Gasoline | COMPARTMENT A | Double Walled | Fiberglass Reinforced Plastic | Pressure | Double Walled | Flexible
0-004688 | QUIKTRIP #447 | 5957 E MCDOWELL RD | MESA | AZ | 85215 | Maricopa | 4 | Open | 2004-11-16 | 12000 | Gasoline | COMPARTMENT A | Double Walled | Fiberglass Reinforced Plastic | Pressure | Double Walled | Flexible
0-010687 | COSTCO SURPRISE #1375 |  | SURPRISE |  |  | Maricopa | 1 | Open | 2020-08-05 | 40000 | Gasoline (UL) | COMPARTMENT A | Double Walled | Fiberglass Reinforced Plastic | Pressure | Double Walled | Fiberglass Reinforced Plastic
0-010258 | QUIKTRIP #499 | 20530 N JOHN WAYNE PKWY | MARICOPA | AZ | 85139 | Pinal | 4 | Open | 2014-07-31 | 10000 | Diesel | COMPARTMENT A | Double Walled | Fiberglass Reinforced Plastic | Pressure | Double Walled | Fiberglass Reinforced Plastic
0-000901 | SPEEDWAY STORE #2951 | 910 S BEELINE HWY | PAYSON | AZ | 85541 | Gila | 4 | Open | 2004-01-22 | 6000 | Gasoline | COMPARTMENT A | Double Walled | Fiberglass Reinforced Plastic
0-010294 | FRYS FUEL CENTER #21 | 695 E GRANT RD | TUCSON | AZ | 85705 | Pima | 2 | Open | 2009-02-12 | 8000 | Diesel | COMPARTMENT A | Double Walled | Fiberglass Reinforced Plastic | Pressure | Double Walled | Flexible
0-010304 | COBBLESTONE #30 | 22111 N SCOTTSDALE RD | SCOTTSDALE | AZ | 85255 | Maricopa | 3 | Open | 2008-07-01 | 10000 | E-85 | COMPARTMENT A | Double Walled | Fiberglass Reinforced Plastic | Pressure | Double Walled | Fiberglass Reinforced Plastic
0-010395 | QUIKTRIP #442 | 2010 S ARIZONA AVE | CHANDLER | AZ | 85286 | Maricopa | 2 | Open | 2010-09-30 | 20000 | Gasoline | COMPARTMENT A | Double Walled | Fiberglass Reinforced Plastic | Pressure | Double Walled | Fiberglass Reinforced Plastic
0-003210 | CIRCLE K STORE #2709170 | 10200 N SCOTTSDALE RD | SCOTTSDALE | AZ | 85253 | Maricopa | 7 | Open | 2019-01-03 | 12000 | Gasoline (PUL) | COMPARTMENT A | Double Walled | Fiberglass Reinforced Plastic | Pressure | Double Walled | Fiberglass Reinforced Plastic
0-008014 | CIRCLE K #5294 | 755 W WARNER RD | GILBERT | AZ | 85233 | Maricopa | 1 | Open | 1991-07-01 | 15000 | Gasoline | COMPARTMENT A | Single Walled | Fiberglass Reinforced Plastic | Pressure | Single Walled | Fiberglass Reinforced Plastic
0-001384 | CIRCLE K #1217 | 500 N CLARK RD | SHOW LOW | AZ | 85901 | Navajo | 4 | Open | 1995-06-20 | 10000 | Gasoline (UL) | COMPARTMENT A | Double Walled | Fiberglass Reinforced Plastic | Pressure | Double Walled | Fiberglass Reinforced Plastic
0-004337 | CIRCLE K #8553 | 1605 E BELL RD | PHOENIX | AZ | 85022 | Maricopa | 2 | Open | 1988-02-03 | 10000 | Gasoline | COMPARTMENT A | Double Walled | Fiberglass Reinforced Plastic | Pressure |  | Fiberglass Reinforced Plastic
0-004907 | CIRCLE K STORE #2706646 | 1619 W BASELINE RD | GUADALUPE | AZ | 85283 | Maricopa | 7 | Open | 2001-06-14 | 12000 | Gasoline | COMPARTMENT A | Double Walled | Fiberglass Reinforced Plastic | Pressure | Double Walled | Fiberglass Reinforced Plastic
0-003267 | FREEWAY TEXACO | 1203 W REX ALLEN DR | WILLCOX | AZ | 85643 | Cochise | 7 | Open | 1995-05-18 | 6000 | Diesel | COMPARTMENT A | Double Walled | Fiberglass Reinforced Plastic
0-001229 | CIRCLE K #424 | 2483 E WHITE MOUNTAIN BLVD | PINETOP-LAKESIDE | AZ | 85935 | Navajo | 5 | Open | 1995-03-28 | 10000 | Gasoline | COMPARTMENT A | Double Walled | Fiberglass Reinforced Plastic | Pressure | Double Walled | Fiberglass Reinforced Plastic
0-006427 | JUDD AUTO SERVICE | 623 S MAIN ST | FREDONIA | AZ | 86022 | Coconino | 4 | Open | 1999-02-17 | 12000 | Gasoline | COMPARTMENT A | Single Walled | Fiberglass Reinforced Plastic | Pressure | Single Walled | Fiberglass Reinforced Plastic
0-000922 | SHELL | 2165 E BASELINE RD | TEMPE | AZ | 85283 | Maricopa | 8 | Open | 1991-03-01 | 10000 | Gasoline | COMPARTMENT A | Double Walled | Fiberglass Reinforced Plastic | Pressure | Double Walled | Fiberglass Reinforced Plastic
0-000922 | SHELL | 2165 E BASELINE RD | TEMPE | AZ | 85283 | Maricopa | 7 | Open | 1991-03-01 | 10000 | Gasoline | COMPARTMENT A | Double Walled | Fiberglass Reinforced Plastic | Pressure | Double Walled | Fiberglass Reinforced Plastic
0-008521 | GPM #4595 | 4305 E RAY RD | PHOENIX | AZ | 85044 | Maricopa | 4 | Open | 1994-01-12 | 12000 | Gasoline | COMPARTMENT A | Double Walled | Fiberglass Reinforced Plastic | Pressure | Double Walled | Fiberglass Reinforced Plastic
0-008521 | GPM #4595 | 4305 E RAY RD | PHOENIX | AZ | 85044 | Maricopa | 5 | Open | 1994-01-12 | 12000 | Diesel | COMPARTMENT A | Double Walled | Fiberglass Reinforced Plastic | Pressure | Double Walled | Fiberglass Reinforced Plastic
0-005253 | JACKSONS ENERGY #6785 | 3960 N COUNTRY CLUB DR | FLAGSTAFF | AZ | 86004 | Coconino | 7 | Open | 1990-05-22 | 10000 | Gasoline (PUL) | COMPARTMENT A | Double Walled | Composite (Steel/Fiberglass) | Pressure |  | Fiberglass Reinforced Plastic
0-004561 | CIRCLE K #2701995 | 3101 WILLOW CREEK RD | PRESCOTT | AZ | 86301 | Yavapai | 2 | Open | 1986-07-13 | 10000 | Gasoline | COMPARTMENT A | Double Walled | Fiberglass Reinforced Plastic | Pressure |  | Fiberglass Reinforced Plastic
0-008742 | FIREBIRD FUEL CO | 22464 N 19TH AVE | PHOENIX | AZ | 85027 | Maricopa | 3 | Open | 1995-06-28 | 15000 | Diesel | COMPARTMENT A | Double Walled | Composite (Steel/Fiberglass) | Pressure | Double Walled | Fiberglass Reinforced Plastic
0-005843 | PIC-N-RUN INC | 2104 KACHINA BLVD | FLAGSTAFF | AZ | 86005 | Coconino | 1 | Open | 1987-01-01 | 10000 | Gasoline | COMPARTMENT A | Double Walled | Asphalt coated or Bare Steel | Pressure | Double Walled | Flexible
0-001986 | TIEMCO | 102 S 24TH ST | PHOENIX | AZ | 85034 | Maricopa | 11 | Open | 1995-03-21 | 10000 | Diesel | COMPARTMENT A | Double Walled | Composite (Steel/Fiberglass) | Pressure | Double Walled
0-006210 | FLYING J TRAVEL PLAZA #609 | 16189 S SUNSHINE BLVD | ELOY | AZ | 85131 | Pinal | 4 | Open | 1988-01-01 | 12000 | Gasoline | COMPARTMENT A | Single Walled | Fiberglass Reinforced Plastic | Pressure |  | Fiberglass Reinforced Plastic
0-004497 | FARR'S DOWNTOWN SHELL | 101 W HOPI DR | HOLBROOK | AZ | 86025 | Navajo | 6 | Open | 1989-12-01 | 10000 | Gasoline | COMPARTMENT A | Double Walled | Fiberglass Reinforced Plastic | Pressure |  | Fiberglass Reinforced Plastic
0-007313 | GAS PLUS #487 | 2266 KINGMAN AVE | KINGMAN | AZ | 86401 | Mohave | 2 | Open | 1991-04-02 | 6000 | Gasoline | COMPARTMENT A | Double Walled | Composite (Steel/Fiberglass) | Pressure |  | Fiberglass Reinforced Plastic
0-001381 | CIRCLE K #1213 | 1654 W WHITE MOUNTAIN BLVD | PINETOP-LAKESIDE | AZ | 85929 | Navajo | 4 | Open | 1995-11-08 | 10000 | Gasoline (UL) | COMPARTMENT A |  | Fiberglass Reinforced Plastic | Pressure | Double Walled | Fiberglass Reinforced Plastic
0-000894 | SHELL | 1957 N COUNTRY CLUB DR | MESA | AZ | 85201 | Maricopa | 4 | Open | 2005-09-01 | 7000 | Diesel | COMPARTMENT A | Double Walled | Fiberglass Reinforced Plastic | Pressure | Double Walled | Fiberglass Reinforced Plastic
0-006556 | PIMA COUNTY - INA ROAD AUTOMOTIVE SERVICES | 4901 W INA RD | MARANA | AZ | 85743 | Pima | 6 | Open | 1999-06-09 | 15000 | Diesel | COMPARTMENT A | Double Walled | Composite (Steel/Fiberglass) | Pressure | Double Walled | Fiberglass Reinforced Plastic
0-000880 | CIRCLE K #2706649 | 1953 E SOUTHERN AVE | MESA | AZ | 85204 | Maricopa | 1 | Open | 1986-01-01 | 20000 | Gasoline | COMPARTMENT A | Double Walled | Fiberglass Reinforced Plastic | Pressure | Double Walled | Fiberglass Reinforced Plastic
0-008901 | DEL SOL IGA | 29854 E LOS ANGELES AVE | WELLTON | AZ | 85356 | Yuma | 4 | Open | 1992-01-01 | 12000 | Diesel | COMPARTMENT A | Double Walled | Fiberglass Reinforced Plastic | Pressure | Double Walled | Fiberglass Reinforced Plastic
0-001422 | CIRCLE K #2701520 | 6090 S PARK AVE | TUCSON | AZ | 85706 | Pima | 2 | Open | 1984-04-04 | 10000 | Gasoline | COMPARTMENT A | Double Walled | Fiberglass Reinforced Plastic | Pressure |  | Fiberglass Reinforced Plastic
0-008876 | FEDEX GROUND | 3410 S 51ST AVE | PHOENIX | AZ | 85043 | Maricopa | 4 | Open | 2016-06-29 | 20000 | Biodiesel | COMPARTMENT A | Double Walled | Fiberglass Reinforced Plastic | Suction - Check Valve at the Dispenser | Double Walled | Flexible
0-007944 | SPEEDWAY STORE #2952 | 2830 S PACIFIC AVE | YUMA | AZ | 85365 | Yuma | 2 | Open | 1992-08-30 | 12000 | Gasoline | COMPARTMENT A | Double Walled | Fiberglass Reinforced Plastic | Pressure |  | Fiberglass Reinforced Plastic
0-005376 | CIRCLE K STORE #2703480 | 4810 E WARNER RD | PHOENIX | AZ | 85044 | Maricopa | 2 | Open | 1991-06-01 | 10000 | Gasoline | COMPARTMENT A | Double Walled | Fiberglass Reinforced Plastic | Pressure | Double Walled | Fiberglass Reinforced Plastic
0-005887 | CIRCLE K STORE #2706662 | 1146 N 35TH AVE | PHOENIX | AZ | 85009 | Maricopa | 3 | Open | 1988-11-05 | 12000 | Gasoline | COMPARTMENT A | Double Walled | Fiberglass Reinforced Plastic | Pressure | Double Walled | Fiberglass Reinforced Plastic
0-005887 | CIRCLE K STORE #2706662 | 1146 N 35TH AVE | PHOENIX | AZ | 85009 | Maricopa | 2 | Open | 1988-11-05 | 20000 | Gasoline | COMPARTMENT A | Double Walled | Fiberglass Reinforced Plastic | Pressure | Double Walled | Fiberglass Reinforced Plastic
0-004972 | ST MARY'S FOOD STORE | 880 W SAINT MARYS RD | TUCSON | AZ | 85745 | Pima | 4 | Open | 1984-01-01 | 8000 | Diesel | COMPARTMENT A | Single Walled | Fiberglass Reinforced Plastic | Gravity Feed | Single Walled | Fiberglass Reinforced Plastic
0-004972 | ST MARY'S FOOD STORE | 880 W SAINT MARYS RD | TUCSON | AZ | 85745 | Pima | 3 | Open | 1984-01-01 | 10000 | Gasoline | COMPARTMENT A | Single Walled | Fiberglass Reinforced Plastic | Pressure | Single Walled | Fiberglass Reinforced Plastic
0-009810 | ARCO #6354 | 2711 W UNION HILLS DR | PHOENIX | AZ | 85027 | Maricopa | 1 | Open | 1998-01-01 | 10000 | Diesel | COMPARTMENT B | Double Walled | Fiberglass Reinforced Plastic | Pressure |  | Fiberglass Reinforced Plastic
0-004552 | CIRCLE K #2701947 | 5501 E GOLF LINKS RD | TUCSON | AZ | 85711 | Pima | 2 | Open | 1986-01-01 | 10000 | Gasoline | COMPARTMENT A | Single Walled | Fiberglass Reinforced Plastic | Pressure |  | Fiberglass Reinforced Plastic
0-006159 | CIRCLE K #2705283 | 3201 E CHANDLER BLVD | PHOENIX | AZ | 85048 | Maricopa | 1 | Open | 1987-04-19 | 15000 | Gasoline (UL) | COMPARTMENT A | Double Walled | Fiberglass Reinforced Plastic | Pressure | Single Walled | Fiberglass Reinforced Plastic
0-005426 | CIRCLE K STORE #2703393 | 301 N 43RD AVE | PHOENIX | AZ | 85009 | Maricopa | 4 | Open | 2008-11-07 | 20000 | Gasoline | COMPARTMENT A | Double Walled | Fiberglass Reinforced Plastic | Pressure | Double Walled | Fiberglass Reinforced Plastic
0-010537 | CWIE HANGER | 7880 E BECK LN | SCOTTSDALE | AZ | 85260 | Maricopa | 1 | Open | 2006-01-01 | 20000 | Jet A (Kerosene-type Jet Fuel) | COMPARTMENT A | Double Walled | Fiberglass Reinforced Plastic | Suction - Check Valve at the Dispenser | Double Walled | Fiberglass Reinforced Plastic
0-010548 | CIRCLE K STORE #2703452 | 3033 N DOBSON RD | CHANDLER | AZ | 85224 | Maricopa | 1 | Open | 2015-10-01 | 20000 | Gasoline (UL) | COMPARTMENT A | Double Walled | Fiberglass Reinforced Plastic | Pressure | Double Walled | Fiberglass Reinforced Plastic
0-010021 | FRY FUEL CENTER #137 | 7050 E 22ND ST | TUCSON | AZ | 85710 | Pima | 2 | Open | 2003-10-02 | 20000 | Gasoline | COMPARTMENT A | Double Walled | Fiberglass Reinforced Plastic | Pressure | Double Walled | Flexible
0-008968 | GPM #4611 | 1810 W PRINCE RD | TUCSON | AZ | 85705 | Pima | 2 | Open | 1996-05-01 | 12000 | Gasoline (PUL) | COMPARTMENT A | Double Walled | Fiberglass Reinforced Plastic | Pressure | Double Walled | Fiberglass Reinforced Plastic
0-008968 | GPM #4611 | 1810 W PRINCE RD | TUCSON | AZ | 85705 | Pima | 3 | Open | 1996-05-01 | 6000 | Diesel | COMPARTMENT A | Double Walled | Fiberglass Reinforced Plastic | Pressure | Double Walled | Fiberglass Reinforced Plastic
0-009786 | CIRCLE K #2706348 | 995 W ELLIOT RD | TEMPE | AZ | 85284 | Maricopa | 2 | Open | 2001-03-23 | 12000 | Gasoline | COMPARTMENT B | Double Walled | Fiberglass Reinforced Plastic
0-009282 | CIRCLE K #2705549 | 4939 E RAY RD | PHOENIX | AZ | 85044 | Maricopa | 1 | Open | 1998-01-27 | 15000 | Gasoline | COMPARTMENT A | Double Walled | Fiberglass Reinforced Plastic | Pressure | Double Walled | Fiberglass Reinforced Plastic
0-009623 | CIRCLE K #2705598 | 6210 E CAVE CREEK RD | CAVE CREEK | AZ | 85331 | Maricopa | 2 | Open | 1998-11-12 | 10000 | Gasoline | COMPARTMENT A | Double Walled | Fiberglass Reinforced Plastic
0-009901 | CIRCLE K #2705918 | 320 E HUNT HWY | QUEEN CREEK | AZ | 85143 | Pinal | 1 | Open | 2002-10-15 | 15000 | Gasoline | COMPARTMENT A | Double Walled | Fiberglass Reinforced Plastic | Pressure | Double Walled | Fiberglass Reinforced Plastic
0-001668 | CIRCLE K #2708591 | 505 W GUADALUPE RD | TEMPE | AZ | 85283 | Maricopa | 1 | Open | 1988-01-19 | 10000 | Gasoline | COMPARTMENT A | Double Walled | Fiberglass Reinforced Plastic | Pressure | Single Walled | Fiberglass Reinforced Plastic
0-001668 | CIRCLE K #2708591 | 505 W GUADALUPE RD | TEMPE | AZ | 85283 | Maricopa | 3 | Open | 1988-01-19 | 10000 | Gasoline | COMPARTMENT A | Double Walled | Fiberglass Reinforced Plastic | Pressure | Single Walled | Fiberglass Reinforced Plastic
0-000934 | FLAGSTAFF MAVERIK STORE 290 | 5700 N US HIGHWAY 89 | FLAGSTAFF | AZ | 86004 | Coconino | 4 | Open | 2002-08-01 | 12000 | Gasoline | COMPARTMENT A | Single Walled | Fiberglass Reinforced Plastic | Pressure | Double Walled | Flexible
0-007360 | SPEEDWAY STORE #2936 | 8080 N ORACLE RD | ORO VALLEY | AZ | 85704 | Pima | 1 | Open | 1986-12-31 | 10000 | Gasoline | COMPARTMENT A | Double Walled | Fiberglass Reinforced Plastic | Pressure |  | Fiberglass Reinforced Plastic
0-010634 | FIREBIRD FUEL CO | 5821 W BUCKEYE RD | PHOENIX | AZ | 85043 | Maricopa | 3 | Open | 2019-03-08 | 12000 | Gasoline (UL) | COMPARTMENT A | Double Walled | Fiberglass Reinforced Plastic | Pressure | Double Walled | Fiberglass Reinforced Plastic
0-010654 | QUIKTRIP 473 | 20221 S GILBERT RD | CHANDLER | AZ | 85286 | Maricopa | 2 | Open | 2019-04-08 | 20000 | Gasoline (UL) | COMPARTMENT A | Double Walled | Fiberglass Reinforced Plastic | Pressure | Double Walled | Fiberglass Reinforced Plastic
0-010654 | QUIKTRIP 473 | 20221 S GILBERT RD | CHANDLER | AZ | 85286 | Maricopa | 3 | Open | 2019-04-08 | 12000 | Diesel #2 | COMPARTMENT A | Double Walled | Fiberglass Reinforced Plastic | Pressure | Double Walled | Fiberglass Reinforced Plastic
0-009130 | PACIFIC PRIDE | 214 W LONGHORN RD | PAYSON | AZ | 85541 | Gila | 3 | Open | 1997-01-05 | 5000 | Diesel | COMPARTMENT B | Double Walled | Fiberglass Reinforced Plastic | Pressure | Double Walled | Fiberglass Reinforced Plastic
0-009987 | SAFEWAY #1521 | 12122 N RANCHO VISTOSO BLVD | ORO VALLEY | AZ | 85755 | Pima | 1 | Open | 2003-10-01 | 10000 | Diesel | COMPARTMENT B | Double Walled | Composite (Steel/Fiberglass)
0-009987 | SAFEWAY #1521 | 12122 N RANCHO VISTOSO BLVD | ORO VALLEY | AZ | 85755 | Pima | 1 | Open | 2003-10-01 | 10000 | Gasoline | COMPARTMENT A | Double Walled | Composite (Steel/Fiberglass)
0-010653 | QUIKTRIP #431R | 1939 S MESA DR | MESA | AZ | 85210 | Maricopa | 4 | Open | 2019-04-23 | 10000 | Gasoline (PUL) | COMPARTMENT A | Double Walled | Fiberglass Reinforced Plastic | Pressure | Double Walled | Fiberglass Reinforced Plastic
0-010653 | QUIKTRIP #431R | 1939 S MESA DR | MESA | AZ | 85210 | Maricopa | 4 | Open | 2019-04-23 | 10000 | Other | COMPARTMENT B | Double Walled | Fiberglass Reinforced Plastic | Pressure | Double Walled | Fiberglass Reinforced Plastic
0-010652 | MAVERIK #600 | 784 W WICKENBURG WAY | WICKENBURG | AZ | 85390 | Maricopa | 2 | Open | 2018-12-04 | 8000 | Gasoline (UL) | COMPARTMENT A | Double Walled | Fiberglass Reinforced Plastic | Pressure | Double Walled | Fiberglass Reinforced Plastic
0-001448 | CIRCLE K #2701613 | 8001E E THOMAS RD | SCOTTSDALE | AZ | 85251 | Maricopa | 2 | Open | 1985-01-01 | 10000 | Gasoline | COMPARTMENT A | Double Walled | Fiberglass Reinforced Plastic | Pressure |  | Fiberglass Reinforced Plastic
0-010717 | SPEEDWAY #1509 |  | MESA |  |  | Maricopa | 1 | Open | 2020-12-10 |  | (Null) |  | Double Walled | Fiberglass Reinforced Plastic
0-009379 | JACKSONS #801 | 8369 W BELL RD | PEORIA | AZ | 85382 | Maricopa | 3 | Open | 1998-05-05 | 20000 | Gasoline | COMPARTMENT A | Double Walled | Fiberglass Reinforced Plastic | Pressure |  | Fiberglass Reinforced Plastic
0-006804 | SHAY OIL CO #6 | 39880 E HIGHWAY 80 | TACNA | AZ | 85352 | Yuma | 8 | Open | 2004-06-29 | 12000 | Diesel | COMPARTMENT A | Double Walled | Fiberglass Reinforced Plastic | Pressure | Double Walled | Flexible
0-002261 | GILBERT UNIFIED SCHOOL DISTRICT # 41 - MAINTENANCE FACILITY | 140 S GILBERT RD | GILBERT | AZ | 85296 | Maricopa | 8 | Open | 1990-01-01 | 550 | Used Oil/Waste Oil | COMPARTMENT A | Double Walled | Fiberglass Reinforced Plastic | Gravity Feed
0-001227 | CIRCLE K #2700420 | 1062 HIGHWAY 95 | BULLHEAD CITY | AZ | 86429 | Mohave | 6 | Open | 1997-02-04 | 10000 | Diesel | COMPARTMENT A | Double Walled | Fiberglass Reinforced Plastic
0-007670 | CHEVRON | 592 E 16TH ST | YUMA | AZ | 85365 | Yuma | 3 | Open | 1999-04-06 | 20000 | Gasoline | COMPARTMENT A | Double Walled | Fiberglass Reinforced Plastic | Pressure | Double Walled | Flexible
0-005200 | TUCSON UNIFIED SCHOOL DISTRICT #1 - MAINTENANCE YARD #2 | 9300 E BROADWAY BLVD | TUCSON | AZ | 85710 | Pima | 6 | Open | 1992-09-01 | 12000 | Gasoline | COMPARTMENT A | Double Walled | Composite (Steel/Fiberglass) | Pressure | Double Walled | Fiberglass Reinforced Plastic
0-002424 | JACKSONS ENERGY #6792 | 2205 N 4TH ST | FLAGSTAFF | AZ | 86004 | Coconino | 3 | Open | 1989-09-01 | 10000 | Gasoline (UL) | COMPARTMENT A | Single Walled | Asphalt coated or Bare Steel | Pressure | Single Walled | Fiberglass Reinforced Plastic
0-001127 | LONDON BRIDGE CHEVRON, INC | 1597 MCCULLOCH BLVD N | LAKE HAVASU CITY | AZ | 86403 | Mohave | 5 | Open | 1990-02-01 | 10000 | Gasoline | COMPARTMENT A | Double Walled | Composite (Steel/Fiberglass) | Pressure |  | Fiberglass Reinforced Plastic
0-005813 | ARCO #5447 | 7501 W PEORIA AVE | PEORIA | AZ | 85345 | Maricopa | 4 | Open | 2001-04-04 | 6000 | Diesel | COMPARTMENT A | Double Walled | Fiberglass Reinforced Plastic | Pressure | Double Walled | Fiberglass Reinforced Plastic
0-002652 | CIRCLE K #5032 | 6950 W CHANDLER BLVD | CHANDLER | AZ | 85226 | Maricopa | 3 | Open | 1989-06-22 | 10000 | Gasoline | COMPARTMENT A | Double Walled | Fiberglass Reinforced Plastic | Pressure |  | Fiberglass Reinforced Plastic
0-001113 | 4 SONS FOOD STORES #510 | 1205 W BASELINE RD | MESA | AZ | 85202 | Maricopa | 9 | Open | 1999-01-04 | 15000 | Gasoline | COMPARTMENT A | Double Walled | Fiberglass Reinforced Plastic | Pressure |  | Fiberglass Reinforced Plastic
0-004230 | S & G CONVENIENCE MARKET | 115 MAIN ST | BAGDAD | AZ | 86321 | Yavapai | 2 | Open | 1983-01-01 | 12000 | Gasoline | COMPARTMENT A | Single Walled | Asphalt coated or Bare Steel | Pressure | Double Walled | Fiberglass Reinforced Plastic
0-009983 | STADIUM CHEVRON | 9031 W NORTHERN AVE | GLENDALE | AZ | 85305 | Maricopa | 2 | Open | 2003-06-13 | 20000 | Gasoline | COMPARTMENT A | Double Walled | Fiberglass Reinforced Plastic | Pressure | Double Walled | Fiberglass Reinforced Plastic
0-001306 | CIRCLE K #2700781 | 10068 S STATE ROUTE 69 | MAYER | AZ | 86333 | Yavapai | 5 | Open | 1995-07-04 | 10000 | Gasoline (UL) | COMPARTMENT A | Double Walled | Fiberglass Reinforced Plastic | Pressure |  | Fiberglass Reinforced Plastic
0-010457 | QUIK TRIP #1461 | 1401 S ALVERNON WAY | TUCSON | AZ | 85711 | Pima | 4 | Open | 2012-06-01 | 12000 | Diesel | COMPARTMENT A | Double Walled | Fiberglass Reinforced Plastic | Pressure | Double Walled | Fiberglass Reinforced Plastic
0-010118 | COSTCO WHOLESALE #738 | 2450 E BEARDSLEY RD | PHOENIX | AZ | 85050 | Maricopa | 1 | Open | 2005-10-01 | 30000 | Gasoline | COMPARTMENT A | Double Walled | Fiberglass Reinforced Plastic | Pressure | Double Walled | Flexible
0-010109 | AVIS RENT-A-CAR | 1625 E BUCKEYE RD | PHOENIX | AZ | 85034 | Maricopa | 2 | Open | 2006-01-18 | 30000 | Gasoline | COMPARTMENT A | Double Walled | Fiberglass Reinforced Plastic | Pressure | Double Walled | Fiberglass Reinforced Plastic
0-006728 | SHELL | 999 N GRAND CANYON BLVD | WILLIAMS | AZ | 86046 | Coconino | 3 | Open | 1984-01-01 | 10000 | Gasoline (PUL) | COMPARTMENT A | Double Walled | Composite (Steel/Fiberglass) | Pressure | Double Walled | Fiberglass Reinforced Plastic
0-004192 | ROOSEVELT SCHOOL DISTRICT - MAINTENANCE FACILITY | 6000 S 7TH ST | PHOENIX | AZ | 85042 | Maricopa | 5 | Open | 2020-08-04 | 7500 | Diesel | COMPARTMENT B | Double Walled | Polyethylene Jacketed Steel
0-004192 | ROOSEVELT SCHOOL DISTRICT - MAINTENANCE FACILITY | 6000 S 7TH ST | PHOENIX | AZ | 85042 | Maricopa | 4 | Open | 2020-08-04 | 12000 | Red Diesel | COMPARTMENT A | Double Walled | Fiberglass Reinforced Plastic
0-006586 | CIRCLE K #2708592 | 2196 E APACHE BLVD | TEMPE | AZ | 85281 | Maricopa | 1 | Open | 1987-01-01 | 10000 | Gasoline | COMPARTMENT A | Single Walled | Fiberglass Reinforced Plastic | Pressure | Single Walled | Fiberglass Reinforced Plastic
0-005981 | NADABURG ELEMENTARY SCHOOL | 32919 N CENTER ST | WITTMANN | AZ | 85361 | Maricopa | 3 | Open | 2019-01-24 | 10000 | Diesel #2 | COMPARTMENT A | Double Walled | Fiberglass Reinforced Plastic | Pressure | Double Walled | Fiberglass Reinforced Plastic
0-009259 | 7-ELEVEN #32265 | 485 W WARNER RD | TEMPE | AZ | 85284 | Maricopa | 2 | Open | 1997-10-24 | 10000 | Gasoline | COMPARTMENT A | Double Walled | Fiberglass Reinforced Plastic | Pressure
0-001445 | CIRCLE K #2701584 | 2640 W VAN BUREN ST | PHOENIX | AZ | 85009 | Maricopa | 3 | Open | 1985-01-01 | 10000 | Gasoline | COMPARTMENT A | Single Walled | Fiberglass Reinforced Plastic | Pressure | Single Walled | Fiberglass Reinforced Plastic
0-010157 | QUIKTRIP #486 | 726 S GILBERT RD | GILBERT | AZ | 85296 | Maricopa | 3 | Open | 2006-06-14 | 12000 | Gasoline | COMPARTMENT A | Double Walled | Fiberglass Reinforced Plastic | Pressure | Double Walled | Flexible
0-010202 | SPEEDWAY STORE #2938 | 7335 S HOUGHTON RD | TUCSON | AZ | 85747 | Pima | 1 | Open | 2007-12-12 | 2000 | Gasoline | COMPARTMENT A | Double Walled | Composite (Steel/Fiberglass) | Pressure | Double Walled | Fiberglass Reinforced Plastic
0-010202 | SPEEDWAY STORE #2938 | 7335 S HOUGHTON RD | TUCSON | AZ | 85747 | Pima | 3 | Open | 2007-12-12 | 6000 | E-85 | COMPARTMENT A | Double Walled | Composite (Steel/Fiberglass) | Pressure | Double Walled | Fiberglass Reinforced Plastic
0-010226 | FAST LANE SHELL | 1999 E AJO WAY | TUCSON | AZ | 85713 | Pima | 1 | Open | 2007-11-12 | 20000 | Gasoline | COMPARTMENT A | Double Walled | Composite (Steel/Fiberglass) | Pressure | Double Walled | Flexible
0-010232 | CIRCLE K STORE #2703498 | 615 N MAIN ST | TAYLOR | AZ | 85939 | Navajo | 1 | Open | 2008-05-08 | 12000 | Diesel | COMPARTMENT B | Double Walled | Fiberglass Reinforced Plastic | Pressure | Double Walled | Fiberglass Reinforced Plastic
0-010232 | CIRCLE K STORE #2703498 | 615 N MAIN ST | TAYLOR | AZ | 85939 | Navajo | 2 | Open | 2008-05-08 | 20000 | Gasoline (UL) | COMPARTMENT A | Double Walled | Fiberglass Reinforced Plastic | Pressure | Double Walled | Fiberglass Reinforced Plastic
0-010057 | COBBLESTONE AUTO SPA | 1855 S SIGNAL BUTTE RD | MESA | AZ | 85209 | Maricopa | 2 | Open | 2008-04-11 | 8000 | Gasoline | COMPARTMENT A | Double Walled | Fiberglass Reinforced Plastic | Pressure | Double Walled | Fiberglass Reinforced Plastic
0-010344 | MAVERIK COUNTRY STORE #350 | 1060 S STATE ROUTE 89 | CHINO VALLEY | AZ | 86323 | Yavapai | 2 | Open | 2009-09-01 | 12000 | Gasoline | COMPARTMENT A | Double Walled | Fiberglass Reinforced Plastic | Pressure | Double Walled | Flexible
0-010344 | MAVERIK COUNTRY STORE #350 | 1060 S STATE ROUTE 89 | CHINO VALLEY | AZ | 86323 | Yavapai | 3 | Open | 2009-09-01 | 12000 | Gasoline | COMPARTMENT A | Double Walled | Fiberglass Reinforced Plastic | Pressure | Double Walled | Flexible
0-010089 | CIRCLE K STORE #2703410 | 2275 S BUFFALO SOLDIER TRL | SIERRA VISTA | AZ | 85635 | Cochise | 3 | Open | 2005-10-24 | 7500 | Diesel | COMPARTMENT B | Double Walled | Composite (Steel/Fiberglass) | Pressure | Double Walled | Flexible
0-002144 | BEAVER HOLLOW MINI MART | 1955 E CORNVILLE RD | RIMROCK | AZ | 86335 | Yavapai | 2 | Open | 1991-07-01 | 6000 | Diesel | COMPARTMENT C | Double Walled | Composite (Steel/Fiberglass) | Pressure |  | Fiberglass Reinforced Plastic
0-009303 | LOVE'S TRAVEL STOP #286 | 760 S QUARTZSITE BLVD | QUARTZSITE | AZ | 85346 | La Paz | 6 | Open | 1997-10-30 | 12000 | Gasoline | COMPARTMENT B | Double Walled | Composite (Steel/Fiberglass) | Pressure | Double Walled | Fiberglass Reinforced Plastic
0-009303 | LOVE'S TRAVEL STOP #286 | 760 S QUARTZSITE BLVD | QUARTZSITE | AZ | 85346 | La Paz | 3 | Open | 1997-10-30 | 20000 | Diesel | COMPARTMENT A | Double Walled | Composite (Steel/Fiberglass) | Pressure | Double Walled | Fiberglass Reinforced Plastic
0-005478 | CIRCLE K #2943 | 495 S ARIZONA BLVD | COOLIDGE | AZ | 85128 | Pinal | 1 | Open | 1981-04-25 | 10000 | Gasoline | COMPARTMENT A | Double Walled | Fiberglass Reinforced Plastic | Pressure | Double Walled | Fiberglass Reinforced Plastic
0-006624 | CIRCLE K #2705318 | 7510 E 22ND ST | TUCSON | AZ | 85710 | Pima | 1 | Open | 1989-02-02 | 15000 | Gasoline | COMPARTMENT A | Double Walled | Fiberglass Reinforced Plastic | Pressure |  | Fiberglass Reinforced Plastic
0-005481 | CIRCLE K #2702946 | 720 S 7TH ST | SIERRA VISTA | AZ | 85635 | Cochise | 2 | Open | 1981-08-01 | 10000 | Gasoline | COMPARTMENT A | Single Walled | Asphalt coated or Bare Steel | Pressure |  | Fiberglass Reinforced Plastic
0-002627 | CIRCLE K #2705287 | 4801 E ELLIOT RD | PHOENIX | AZ | 85044 | Maricopa | 4 | Open | 1988-05-26 | 10000 | Diesel | COMPARTMENT A | Double Walled | Fiberglass Reinforced Plastic | Pressure | Single Walled | Fiberglass Reinforced Plastic
0-009949 | QUIK MART #11 | 13142 E COLOSSAL CAVE RD | VAIL | AZ | 85641 | Pima | 2 | Open | 2003-05-23 | 14000 | Gasoline | COMPARTMENT A | Double Walled | Fiberglass Reinforced Plastic | Pressure | Double Walled | Flexible
0-009104 | 4 SONS FOOD STORES #506 | 15059 W R H JOHNSON BLVD | SUN CITY WEST | AZ | 85375 | Maricopa | 4 | Open | 1997-04-22 | 6000 | Diesel | COMPARTMENT A | Double Walled | Fiberglass Reinforced Plastic | Pressure | Double Walled | Fiberglass Reinforced Plastic
0-007779 | PARADISE VALLEY UNIFIED SCHOOL DISTRICT #69 - TRANSPORTATION | 20621 N 32ND ST | PHOENIX | AZ | 85050 | Maricopa | 3 | Open | 1993-08-10 | 20000 | Gasoline | COMPARTMENT A | Double Walled | Fiberglass Reinforced Plastic | Gravity Feed | Double Walled | Fiberglass Reinforced Plastic
0-006525 | ARCO AM/PM | 8271 W THUNDERBIRD RD | PEORIA | AZ | 85381 | Maricopa | 4 | Open | 1989-07-24 | 10000 | Diesel | COMPARTMENT A | Single Walled | Fiberglass Reinforced Plastic | Pressure | Single Walled | Fiberglass Reinforced Plastic
0-002076 | SUPERPUMPER #5 | 13240 N SCOTTSDALE RD | PHOENIX | AZ | 85254 | Maricopa | 3 | Open | 1991-09-01 | 20000 | Gasoline | COMPARTMENT A | Single Walled | Fiberglass Reinforced Plastic | Pressure | Double Walled | Fiberglass Reinforced Plastic
0-002076 | SUPERPUMPER #5 | 13240 N SCOTTSDALE RD | PHOENIX | AZ | 85254 | Maricopa | 1 | Open | 1991-09-01 | 12000 | Diesel | COMPARTMENT A | Single Walled | Fiberglass Reinforced Plastic | Pressure | Double Walled | Fiberglass Reinforced Plastic
0-008117 | SPEEDWAY STORE #2981 | 325 E HWY 70 | PIMA | AZ | 85543 | Graham | 4 | Open | 1994-10-01 | 10000 | Gasoline | COMPARTMENT A | Double Walled | Composite (Steel/Fiberglass) | Pressure | Double Walled | Fiberglass Reinforced Plastic
0-008117 | SPEEDWAY STORE #2981 | 325 E HWY 70 | PIMA | AZ | 85543 | Graham | 3 | Open | 1994-10-01 | 10000 | Gasoline | COMPARTMENT A | Double Walled | Composite (Steel/Fiberglass) | Pressure | Double Walled | Fiberglass Reinforced Plastic
0-007959 | CHEVRON #9-9454 | 2885 N 91ST AVE | PHOENIX | AZ | 85037 | Maricopa | 4 | Open | 2009-03-01 | 20000 | Gasoline | COMPARTMENT A | Double Walled | Fiberglass Reinforced Plastic | Pressure | Double Walled | Fiberglass Reinforced Plastic
0-001046 | JACKSON ENERGY #6790 | 4126 N 411TH AVE | TONOPAH | AZ | 85354 | Maricopa | 6 | Open | 2005-03-04 | 20000 | Gasoline (UL) | COMPARTMENT A | Double Walled | Composite (Steel/Fiberglass) | Pressure | Double Walled | Flexible
0-008555 | JACKSONS #809 | 1954 E HIGHLAND AVE | PHOENIX | AZ | 85016 | Maricopa | 2 | Open | 1994-12-20 | 10000 | Oxygenated Gasoline | COMPARTMENT A | Double Walled | Fiberglass Reinforced Plastic | Pressure | Double Walled | Fiberglass Reinforced Plastic
0-008937 | GRAB N GO #404 | 784 N MCQUEEN RD | GILBERT | AZ | 85233 | Maricopa | 2 | Open | 1996-03-12 | 15000 | Gasoline | COMPARTMENT A | Double Walled | Fiberglass Reinforced Plastic | Pressure | Double Walled | Fiberglass Reinforced Plastic
0-009782 | COSTCO WHOLESALE #674 | 17550 N 79TH AVE | GLENDALE | AZ | 85308 | Maricopa | 1 | Open | 2001-06-01 | 30000 | Gasoline | COMPARTMENT A | Double Walled | Fiberglass Reinforced Plastic | Pressure | Double Walled | Flexible
0-009630 | CIRCLE K #2706285 | 11339 W BELL RD | SURPRISE | AZ | 85378 | Maricopa | 3 | Open | 1999-12-01 | 10000 | Gasoline | COMPARTMENT A | Double Walled | Fiberglass Reinforced Plastic | Pressure | Double Walled | Flexible
0-004391 | CITY OF SCOTTSDALE - MCKELLIPS | 7601 E MCKELLIPS RD | SCOTTSDALE | AZ | 85257 | Maricopa | 7 | Open | 2008-07-24 | 20000 | Gasoline | COMPARTMENT A | Double Walled | Fiberglass Reinforced Plastic | Pressure | Double Walled | Fiberglass Reinforced Plastic
0-005435 | CIRCLE K #2702889 | 1342 W THOMAS RD | PHOENIX | AZ | 85013 | Maricopa | 1 | Open | 1985-01-01 | 10000 | Gasoline | COMPARTMENT A | Single Walled | Fiberglass Reinforced Plastic | Pressure | Single Walled | Fiberglass Reinforced Plastic
0-006433 | FASTRIP FOOD STORE #7795 | 1131 HIGHWAY 95 | BULLHEAD CITY | AZ | 86429 | Mohave | 1 | Open | 1987-09-01 | 12000 | Gasoline | COMPARTMENT A | Double Walled | Composite (Steel/Fiberglass) | Pressure | Single Walled | Fiberglass Reinforced Plastic
0-005049 | ARCO #5608 | 10809 N FRANK LLOYD WRIGHT BLVD | SCOTTSDALE | AZ | 85259 | Maricopa | 3 | Open | 1989-09-01 | 12000 | Gasoline | COMPARTMENT A | Double Walled | Fiberglass Reinforced Plastic | Pressure | Double Walled | Fiberglass Reinforced Plastic
0-009028 | ARCO AM/PM #5983 | 786 W GUADALUPE RD | GILBERT | AZ | 85233 | Maricopa | 4 | Open | 1996-10-01 | 10000 | Gasoline | COMPARTMENT A | Double Walled | Fiberglass Reinforced Plastic | Pressure | Double Walled | Fiberglass Reinforced Plastic
0-009028 | ARCO AM/PM #5983 | 786 W GUADALUPE RD | GILBERT | AZ | 85233 | Maricopa | 1 | Open | 1996-10-01 | 10000 | Gasoline | COMPARTMENT A | Double Walled | Fiberglass Reinforced Plastic | Pressure | Double Walled | Fiberglass Reinforced Plastic
0-008996 | 4 SONS FOOD STORES #505 | 75 E 29TH AVE | APACHE JUNCTION | AZ | 85119 | Pinal | 1 | Open | 1996-08-26 | 6000 | Diesel | COMPARTMENT A | Double Walled | Fiberglass Reinforced Plastic | Pressure | Double Walled | Fiberglass Reinforced Plastic
0-009905 | FRYS FUEL CENTER #63 | 3100 N GLASSFORD HILL RD | PRESCOTT VALLEY | AZ | 86314 | Yavapai | 1 | Open | 2001-05-08 | 8000 | Diesel | COMPARTMENT B | Double Walled | Fiberglass Reinforced Plastic
0-009559 | BROMAX #602 | 5439 E CAREFREE HWY | CAVE CREEK | AZ | 85331 | Maricopa | 1 | Open | 1999-05-12 | 15000 | Gasoline | COMPARTMENT A | Double Walled | Fiberglass Reinforced Plastic | Pressure | Double Walled | Fiberglass Reinforced Plastic
0-009252 | COSTCO WHOLESALE #436 | 1445 W ELLIOT RD | TEMPE | AZ | 85284 | Maricopa | 1 | Open | 1998-01-22 | 20000 | Gasoline | COMPARTMENT A | Double Walled | Fiberglass Reinforced Plastic | Pressure | Double Walled
0-002894 | DOUG KOHLER SERVICES | 665 N STATE ROUTE 89 | CHINO VALLEY | AZ | 86323 | Yavapai | 2 | Open | 1975-01-01 | 8000 | Gasoline | COMPARTMENT A | Double Walled | Composite (Steel/Fiberglass) | Pressure | Single Walled | Fiberglass Reinforced Plastic
0-005570 | WASHINGTON ELEMENTARY SCHOOL DISTRICT - SERVICE CENTER | 12641 N 39TH AVE | PHOENIX | AZ | 85029 | Maricopa | 4 | Open | 1993-05-04 | 12000 | Diesel | COMPARTMENT A | Double Walled | Fiberglass Reinforced Plastic | Pressure | Double Walled | Fiberglass Reinforced Plastic
0-003233 | CIRCLE K #2700127 | 7555 E CAMELBACK RD | SCOTTSDALE | AZ | 85251 | Maricopa | 9 | Open | 2017-03-09 | 10000 | Gasoline (PUL) | COMPARTMENT A | Double Walled | Fiberglass Reinforced Plastic | Pressure | Double Walled | Fiberglass Reinforced Plastic
0-003233 | CIRCLE K #2700127 | 7555 E CAMELBACK RD | SCOTTSDALE | AZ | 85251 | Maricopa | 9 | Open | 2017-03-09 | 10000 | Diesel | COMPARTMENT C | Double Walled | Fiberglass Reinforced Plastic | Pressure | Double Walled | Fiberglass Reinforced Plastic
0-004836 | CEMEX - 19TH AVE | 3640 S 19TH AVE | PHOENIX | AZ | 85009 | Maricopa | 8 | Open | 1989-03-20 | 8000 | Gasoline | COMPARTMENT A | Double Walled | Fiberglass Reinforced Plastic | Pressure | Single Walled | Bare or Galvanized Steel
0-010174 | TONTO BASIN MARKETPLACE | 45994 N HWY 188 | TONTO BASIN | AZ | 85553 | Gila | 1 | Open | 2007-02-01 | 15000 | Gasoline | COMPARTMENT A | Double Walled | Composite (Steel/Fiberglass)
0-010684 | CIRCLE K STORE #9530 | 8390 E STATE ROUTE 69 | PRESCOTT VALLEY | AZ | 86314 | Yavapai | 2 | Open | 2020-03-10 | 12000 | Gasoline (PUL) | COMPARTMENT A | Double Walled | Fiberglass Reinforced Plastic
0-010199 | QUIKTRIP #471 | 297 N 99TH AVE | TOLLESON | AZ | 85353 | Maricopa | 1 | Open | 2007-06-26 | 12000 | Gasoline | COMPARTMENT A | Double Walled | Fiberglass Reinforced Plastic | Pressure | Double Walled | Fiberglass Reinforced Plastic
0-010693 | QUIKTRIP #1469 | 5050 W INA RD | TUCSON | AZ | 85743 | Pima | 2 | Open | 2020-09-04 | 20000 | Gasoline (UL) | COMPARTMENT A | Double Walled | Fiberglass Reinforced Plastic
0-010277 | SAM'S CLUB #4955 | 16573 W BELL RD | SURPRISE | AZ | 85374 | Maricopa | 3 | Open | 2008-10-31 | 12000 | Gasoline | COMPARTMENT B | Double Walled | Fiberglass Reinforced Plastic | Pressure | Double Walled | Flexible
0-010277 | SAM'S CLUB #4955 | 16573 W BELL RD | SURPRISE | AZ | 85374 | Maricopa | 2 | Open | 2008-10-31 | 20000 | Gasoline | COMPARTMENT A | Double Walled | Fiberglass Reinforced Plastic | Pressure | Double Walled | Flexible
0-009680 | CIRCLE K STORE #2706665 | 1600 W DEUCE OF CLUBS | SHOW LOW | AZ | 85901 | Navajo | 1 | Open | 1999-01-27 | 20000 | Gasoline | COMPARTMENT A | Double Walled | Fiberglass Reinforced Plastic | Pressure | Double Walled | Fiberglass Reinforced Plastic
0-003219 | CIRCLE K STORE #2709152 | 5105 E ELLIOT RD | PHOENIX | AZ | 85044 | Maricopa | 7 | Open | 1988-01-01 | 10000 | Gasoline (UL) | COMPARTMENT A | Single Walled | Fiberglass Reinforced Plastic | Pressure | Single Walled | Fiberglass Reinforced Plastic
0-010312 | COSTCO WHOLESALE #1058 | 4570 E CACTUS RD | PHOENIX | AZ | 85032 | Maricopa | 2 | Open | 2009-06-16 | 30000 | Gasoline | COMPARTMENT A | Double Walled | Fiberglass Reinforced Plastic | Pressure | Double Walled | Fiberglass Reinforced Plastic
0-010374 | CIRCLE K STORE #2741665 | 10335 E DREXEL RD | TUCSON | AZ | 85747 | Pima | 2 | Open | 2010-04-20 | 15000 | Gasoline (PUL) | COMPARTMENT A | Double Walled | Composite (Steel/Fiberglass) | Pressure | Double Walled | Fiberglass Reinforced Plastic
0-010374 | CIRCLE K STORE #2741665 | 10335 E DREXEL RD | TUCSON | AZ | 85747 | Pima | 1 | Open | 2010-04-20 | 20000 | Gasoline (UL) | COMPARTMENT A | Double Walled | Composite (Steel/Fiberglass) | Pressure | Double Walled | Fiberglass Reinforced Plastic
0-009999 | SAFEWAY FUEL #1819 | 18495 E QUEEN CREEK RD | QUEEN CREEK | AZ | 85142 | Maricopa | 1 | Open | 2003-12-09 | 10000 | Diesel | COMPARTMENT B | Double Walled | Composite (Steel/Fiberglass)
0-010442 | QUIKTRIP STORE #1404 | 3720 S VAL VISTA DR | GILBERT | AZ | 85297 | Maricopa | 1 | Open | 2012-01-06 | 20000 | Gasoline | COMPARTMENT A | Double Walled | Fiberglass Reinforced Plastic | Pressure | Double Walled | Fiberglass Reinforced Plastic
0-010553 | QUIK TRIP #1463 | 6520 S I 19 FRONTAGE RD | TUCSON | AZ | 85756 | Pima | 4 | Open | 2015-06-15 | 12000 | Diesel | COMPARTMENT A | Double Walled | Fiberglass Reinforced Plastic | Pressure | Double Walled | Fiberglass Reinforced Plastic
0-010555 | GPM #4596 | 37657 N GANTZEL RD | SAN TAN VALLEY | AZ | 85140 | Pinal | 2 | Open | 2015-12-09 | 12000 | Diesel | COMPARTMENT B | Double Walled | Fiberglass Reinforced Plastic | Pressure | Double Walled | Flexible
0-003268 | FRYS FUEL CENTER #136 | 4301 W NORTHERN AVE | GLENDALE | AZ | 85301 | Maricopa | 8 | Open | 1988-12-01 | 10000 | Gasoline | COMPARTMENT A | Double Walled | Fiberglass Reinforced Plastic | Pressure |  | Fiberglass Reinforced Plastic
0-010576 | CIRCLE K STORE #2703472 | 1113 W US HIGHWAY 60 | SUPERIOR | AZ | 85173 | Pinal | 2 | Open | 2016-06-08 | 12000 | Gasoline (PUL) | COMPARTMENT A | Double Walled | Fiberglass Reinforced Plastic | Pressure | Double Walled | Fiberglass Reinforced Plastic
0-010530 | CIRCLE K #2703463 | 2737 S ELLSWORTH RD | MESA | AZ | 85209 | Maricopa | 3 | Open | 2015-05-01 | 12000 | Diesel | COMPARTMENT A | Double Walled | Fiberglass Reinforced Plastic | Pressure | Double Walled | Fiberglass Reinforced Plastic
0-010599 | CIRCLE K STORE #2703487 | 1875 W GREENWAY RD | PHOENIX | AZ | 85023 | Maricopa | 2 | Open | 2017-03-10 | 6000 | Diesel | COMPARTMENT B | Double Walled | Fiberglass Reinforced Plastic | Pressure | Double Walled | Fiberglass Reinforced Plastic
0-009834 | AJ'S MINI MART | 3940 S IRONWOOD DR | APACHE JUNCTION | AZ | 85120 | Pinal | 2 | Open | 2000-03-10 | 6000 | Gasoline | COMPARTMENT A | Double Walled | Composite (Steel/Fiberglass) | Pressure | Double Walled | Fiberglass Reinforced Plastic
0-010618 | FRY'S #43 FUEL CENTER | 5110 S WENDLER DR | TEMPE | AZ | 85282 | Maricopa | 2 | Open | 2017-11-08 | 10000 | Gasoline (PUL) | COMPARTMENT B | Double Walled | Fiberglass Reinforced Plastic | Pressure | Double Walled | Fiberglass Reinforced Plastic
0-010618 | FRY'S #43 FUEL CENTER | 5110 S WENDLER DR | TEMPE | AZ | 85282 | Maricopa | 2 | Open | 2017-11-08 | 8000 | Diesel | COMPARTMENT A | Double Walled | Fiberglass Reinforced Plastic | Pressure | Double Walled | Fiberglass Reinforced Plastic
0-010618 | FRY'S #43 FUEL CENTER | 5110 S WENDLER DR | TEMPE | AZ | 85282 | Maricopa | 1 | Open | 2017-11-08 | 20000 | Gasoline (UL) | COMPARTMENT A | Double Walled | Fiberglass Reinforced Plastic | Pressure | Double Walled | Fiberglass Reinforced Plastic
0-009863 | DENMART CONVENIENCE STORES #8755 | 2733 N RECKER RD | MESA | AZ | 85215 | Maricopa | 3 | Open | 2020-08-05 | 20000 | Gasoline (UL) | COMPARTMENT A | Double Walled | Fiberglass Reinforced Plastic | Pressure | Double Walled | Fiberglass Reinforced Plastic
0-009027 | ARCO #5978 | 286 N WALKER RD | PRESCOTT | AZ | 86303 | Yavapai | 4 | Open | 1996-09-17 | 10000 | Gasoline | COMPARTMENT A | Double Walled | Fiberglass Reinforced Plastic | Pressure | Double Walled | Fiberglass Reinforced Plastic
0-001662 | BISHOP'S CENTRAL STOREHOUSE | 235 S EL DORADO CIR | MESA | AZ | 85202 | Maricopa | 3 | Open | 1981-01-01 | 10000 | Diesel | COMPARTMENT A |  | Fiberglass Reinforced Plastic | Pressure |  | Fiberglass Reinforced Plastic
0-001065 | SPEEDWAY STORE #2941 | 7085 E BROADWAY BLVD | TUCSON | AZ | 85710 | Pima | 6 | Open | 2004-08-25 | 15000 | Gasoline | COMPARTMENT A | Double Walled | Composite (Steel/Fiberglass) | Pressure | Double Walled | Fiberglass Reinforced Plastic
0-001086 | SANDHU CHEVRON | 808 E BASELINE RD | TEMPE | AZ | 85283 | Maricopa | 10 | Open | 1993-10-29 | 10000 | Diesel | COMPARTMENT A | Double Walled | Fiberglass Reinforced Plastic | Pressure | Double Walled | Fiberglass Reinforced Plastic
0-005626 | FUELCO #110 | 9210 W VAN BUREN ST | TOLLESON | AZ | 85353 | Maricopa | 6 | Open | 1990-01-16 | 4000 | Diesel | COMPARTMENT A | Single Walled | Asphalt coated or Bare Steel | Pressure | Single Walled | Fiberglass Reinforced Plastic
0-005191 | TUCSON MEDICAL CENTER | 5301 E GRANT RD | TUCSON | AZ | 85712 | Pima | 10 | Open | 1987-01-01 | 10000 | Diesel | COMPARTMENT A | Double Walled | Composite (Steel/Fiberglass) | Pressure | Double Walled | Fiberglass Reinforced Plastic
0-001877 | AUTO REPAIR N GAS | 7504 W GLENDALE AVE | GLENDALE | AZ | 85303 | Maricopa | 7 | Open | 1991-12-01 | 12000 | Gasoline | COMPARTMENT A | Double Walled | Fiberglass Reinforced Plastic | Pressure | Double Walled | Fiberglass Reinforced Plastic
0-000153 | USARMY - FORT HUACHUCA |  | FORT HUACHUCA |  |  | Cochise | 82 | Open | 1998-03-01 | 500 | Jet Fuel | COMPARTMENT A | Double Walled | Fiberglass Reinforced Plastic | Suction - Check Valve at the Tank Top | Single Walled | Fiberglass Reinforced Plastic
0-009602 | FRYS FUEL CENTER #64 | 774 S VAL VISTA DR | GILBERT | AZ | 85296 | Maricopa | 2 | Open | 1999-08-30 | 20000 | Gasoline | COMPARTMENT A | Double Walled | Fiberglass Reinforced Plastic | Pressure | Double Walled | Fiberglass Reinforced Plastic
0-008638 | STRIPES LLC | 3597 N HIGHWAY 87 | PINE | AZ | 85544 | Gila | 5 | Open | 1998-01-01 | 3000 | Diesel | COMPARTMENT B | Double Walled | Composite (Steel/Fiberglass) | Pressure |  | Fiberglass Reinforced Plastic
0-001520 | CIRCLE K #2703745 | 3410 N HAYDEN RD | SCOTTSDALE | AZ | 85251 | Maricopa | 2 | Open | 1983-01-01 | 10000 | Gasoline | COMPARTMENT A |  | Fiberglass Reinforced Plastic | Pressure |  | Fiberglass Reinforced Plastic
0-003503 | PINNACLE PEAK GENERAL STORE | 8711 E PINNACLE PEAK RD | SCOTTSDALE | AZ | 85255 | Maricopa | 8 | Open | 2019-08-08 | 20000 | Gasoline (UL) | COMPARTMENT A | Double Walled | Fiberglass Reinforced Plastic | Pressure | Double Walled | Fiberglass Reinforced Plastic
0-003503 | PINNACLE PEAK GENERAL STORE | 8711 E PINNACLE PEAK RD | SCOTTSDALE | AZ | 85255 | Maricopa | 9 | Open | 2019-08-08 | 12000 | Gasoline (PUL) | COMPARTMENT A | Double Walled | Fiberglass Reinforced Plastic | Pressure | Double Walled | Fiberglass Reinforced Plastic
0-003503 | PINNACLE PEAK GENERAL STORE | 8711 E PINNACLE PEAK RD | SCOTTSDALE | AZ | 85255 | Maricopa | 9 | Open | 2019-08-08 | 8000 | Diesel | COMPARTMENT B | Double Walled | Fiberglass Reinforced Plastic | Pressure | Double Walled | Fiberglass Reinforced Plastic
0-001305 | CIRCLE K #2700779 | 1990 N LA CANADA DR | GREEN VALLEY | AZ | 85614 | Pima | 4 | Open | 1994-02-01 | 12000 | Gasoline (UL) | COMPARTMENT A | Double Walled | Fiberglass Reinforced Plastic | Pressure |  | Fiberglass Reinforced Plastic
0-001318 | CIRCLE K #2700809 | 4395 N ROMERO RD | TUCSON | AZ | 85705 | Pima | 6 | Open | 2016-03-22 | 12000 | Gasoline (UL) | COMPARTMENT A | Double Walled | Fiberglass Reinforced Plastic | Pressure | Double Walled | Fiberglass Reinforced Plastic
0-009870 | CIRCLE K #2706358 | 8248 W THOMAS RD | PHOENIX | AZ | 85033 | Maricopa | 2 | Open | 2000-04-28 | 10000 | Gasoline | COMPARTMENT A | Double Walled | Fiberglass Reinforced Plastic | Pressure |  | Fiberglass Reinforced Plastic
0-009870 | CIRCLE K #2706358 | 8248 W THOMAS RD | PHOENIX | AZ | 85033 | Maricopa | 3 | Open | 2000-04-28 | 10000 | Gasoline | COMPARTMENT A | Double Walled | Fiberglass Reinforced Plastic | Pressure |  | Fiberglass Reinforced Plastic
0-009742 | CIRCLE K #2706360 | 4410 E RAY RD | PHOENIX | AZ | 85044 | Maricopa | 2 | Open | 2000-09-29 | 10000 | Gasoline | COMPARTMENT A | Single Walled | Fiberglass Reinforced Plastic | Pressure | Double Walled | Flexible
0-009843 | CITIZEN AUTO STAGE | 67 E BAFFERT DR | NOGALES | AZ | 85621 | Santa Cruz | 1 | Open | 1986-01-01 | 1000 | Used Oil/Waste Oil | COMPARTMENT A | Single Walled | Asphalt coated or Bare Steel | Gravity Feed | Single Walled | Bare or Galvanized Steel
0-001528 | CIRCLE K #2701908 | 13843 W GLENDALE AVE | GLENDALE | AZ | 85307 | Maricopa | 2 | Open | 1986-01-01 | 10000 | Gasoline | COMPARTMENT A | Single Walled | Fiberglass Reinforced Plastic | Pressure |  | Fiberglass Reinforced Plastic
0-005927 | CIRCLE K #2701985 | 3055 E FORT LOWELL RD | TUCSON | AZ | 85716 | Pima | 2 | Open | 1986-11-30 | 10000 | Gasoline | COMPARTMENT A | Double Walled | Fiberglass Reinforced Plastic | Pressure |  | Fiberglass Reinforced Plastic
0-009636 | GPM #4592 | 719 E THUNDERBIRD RD | PHOENIX | AZ | 85022 | Maricopa | 2 | Open | 2000-04-26 | 20000 | Gasoline | COMPARTMENT A | Double Walled | Fiberglass Reinforced Plastic | Pressure | Double Walled | Fiberglass Reinforced Plastic
0-007975 | MOUNTAIN POINTE HIGH SCHOOL | 4201 E KNOX RD | PHOENIX | AZ | 85044 | Maricopa | 1 | Open | 1990-01-01 | 500 | Diesel #2 | COMPARTMENT A |  | Fiberglass Reinforced Plastic | Suction - Check Valve at the Tank Top |  | Fiberglass Reinforced Plastic
0-008860 | MOHAVE MARKET PLACE | 5480 S HIGHWAY 95 | MOHAVE VALLEY | AZ | 86426 | Mohave | 2 | Open | 1995-09-08 | 12000 | Diesel | COMPARTMENT A |  | Fiberglass Reinforced Plastic | Pressure | Double Walled | Fiberglass Reinforced Plastic
0-006458 | DAVES FAST STOP | 3933 N ROBERT RD | PRESCOTT VALLEY | AZ | 86314 | Yavapai | 3 | Open | 1996-04-11 | 12000 | Gasoline | COMPARTMENT A | Double Walled | Fiberglass Reinforced Plastic | Pressure | Double Walled | Flexible
0-005050 | CIRCLE K STORE #2709162 | 1995 W CHANDLER BLVD | CHANDLER | AZ | 85224 | Maricopa | 1 | Open | 1989-03-03 | 10000 | Gasoline | COMPARTMENT A | Double Walled | Fiberglass Reinforced Plastic | Pressure | Single Walled | Fiberglass Reinforced Plastic
0-005050 | CIRCLE K STORE #2709162 | 1995 W CHANDLER BLVD | CHANDLER | AZ | 85224 | Maricopa | 3 | Open | 1989-03-03 | 10000 | Gasoline | COMPARTMENT A | Double Walled | Fiberglass Reinforced Plastic | Pressure | Single Walled | Fiberglass Reinforced Plastic
0-000645 | SPEEDWAY #2958 | 10800 E NORTH FRONTAGE RD | YUMA | AZ | 85367 | Yuma | 4 | Open | 1983-01-01 | 20000 | Diesel | COMPARTMENT A | Double Walled | Composite (Steel/Fiberglass) | Pressure | Single Walled | Fiberglass Reinforced Plastic
0-005040 | SPEEDWAY STORE #2999 | 410 W HOPI DR | HOLBROOK | AZ | 86025 | Navajo | 5 | Open | 2007-09-26 | 7000 | Gasoline | COMPARTMENT A | Double Walled | Composite (Steel/Fiberglass) | Pressure
0-008708 | SUPERPUMPER #13 | 704 E GREENWAY PKWY | PHOENIX | AZ | 85022 | Maricopa | 2 | Open | 1995-08-01 | 12000 | Gasoline | COMPARTMENT A | Double Walled | Fiberglass Reinforced Plastic | Pressure | Double Walled | Fiberglass Reinforced Plastic
0-009319 | GOOD TO GO STORES #520 | 8333 N CORTARO RD | MARANA | AZ | 85743 | Pima | 1 | Open | 1997-09-02 | 15000 | Gasoline | COMPARTMENT A | Double Walled | Composite (Steel/Fiberglass) | Pressure | Double Walled | Fiberglass Reinforced Plastic
0-006449 | SPEEDWAY STORE #2886 | 101 E BUTLER AVE | FLAGSTAFF | AZ | 86001 | Coconino | 3 | Open | 1995-01-01 | 12000 | Gasoline | COMPARTMENT A | Single Walled | Asphalt coated or Bare Steel | Pressure | Double Walled | Fiberglass Reinforced Plastic
0-001287 | CIRCLE K #2700689 | 990 N BROAD ST | GLOBE | AZ | 85501 | Gila | 1 | Open | 1981-01-01 | 10000 | Gasoline | COMPARTMENT A | Double Walled | Fiberglass Reinforced Plastic | Pressure | Single Walled | Bare or Galvanized Steel
0-001287 | CIRCLE K #2700689 | 990 N BROAD ST | GLOBE | AZ | 85501 | Gila | 2 | Open | 1981-01-01 | 10000 | Gasoline | COMPARTMENT A | Double Walled | Fiberglass Reinforced Plastic | Pressure | Single Walled | Bare or Galvanized Steel
0-009817 | CIRCLE K STORE #2709192 | 4135 W ANTHEM WAY | PHOENIX | AZ | 85086 | Maricopa | 1 | Open | 2000-11-29 | 8000 | Diesel | COMPARTMENT A | Double Walled | Fiberglass Reinforced Plastic | Pressure | Double Walled | Flexible
0-002373 | GILA BEND FOOD MART LLC | 619 W PIMA ST | GILA BEND | AZ | 85337 | Maricopa | 7 | Open | 2019-08-08 | 12000 | Diesel | COMPARTMENT A | Double Walled | Fiberglass Reinforced Plastic | Pressure | Double Walled | Fiberglass Reinforced Plastic
0-000946 | SHELL #31 | 6705 W BETHANY HOME RD | GLENDALE | AZ | 85303 | Maricopa | 5 | Open | 2020-11-06 | 12000 | Gasoline (UL) | COMPARTMENT A | Double Walled | Fiberglass Reinforced Plastic | Pressure | Double Walled | Fiberglass Reinforced Plastic
0-009151 | TANQUE VERDE GUEST RANCH | 14301 E SPEEDWAY BLVD | TUCSON | AZ | 85748 | Pima | 3 | Open | 1998-05-14 | 2000 | Gasoline | COMPARTMENT A | Double Walled | Fiberglass Reinforced Plastic | Suction - Check Valve at the Tank Top |  | Fiberglass Reinforced Plastic
0-008893 | FEDEX FREIGHT INC | 5620 W LOWER BUCKEYE RD | PHOENIX | AZ | 85043 | Maricopa | 1 | Open | 1996-03-01 | 3000 | Diesel | COMPARTMENT B | Double Walled | Composite (Steel/Fiberglass) | Pressure | Double Walled | Fiberglass Reinforced Plastic
0-010092 | COSTCO #465 | 4502 E OAK ST | PHOENIX | AZ | 85008 | Maricopa | 4 | Open | 2012-01-16 | 1500 | Unidentified | COMPARTMENT A | Double Walled | Fiberglass Reinforced Plastic | Pressure | Double Walled | Fiberglass Reinforced Plastic
0-000902 | CIRCLE K STORE #2706654 | 15412 N 32ND ST | PHOENIX | AZ | 85032 | Maricopa | 4 | Open | 1985-01-01 | 12000 | Gasoline | COMPARTMENT A |  | Fiberglass Reinforced Plastic | Pressure | Double Walled | Fiberglass Reinforced Plastic
0-006229 | CIRCLE K #2708747 | 3196 E UNION HILLS DR | PHOENIX | AZ | 85050 | Maricopa | 2 | Open | 1987-01-01 | 10000 | Gasoline | COMPARTMENT A | Double Walled | Fiberglass Reinforced Plastic | Pressure |  | Fiberglass Reinforced Plastic
0-005474 | CIRCLE K #2939 | 3155 E SPEEDWAY BLVD | TUCSON | AZ | 85716 | Pima | 3 | Open | 1995-09-27 | 10000 | Gasoline | COMPARTMENT A | Single Walled | Fiberglass Reinforced Plastic | Pressure | Double Walled | Fiberglass Reinforced Plastic
0-000666 | SPEEDWAY STORE #2953 | 3200 E 32ND ST | YUMA | AZ | 85365 | Yuma | 7 | Open | 1991-02-25 | 12000 | Gasoline | COMPARTMENT A | Double Walled | Composite (Steel/Fiberglass) | Pressure | Single Walled | Fiberglass Reinforced Plastic
0-002169 | CITY OF PHOENIX - DESERT HORIZON POLICE STATION | 16030 N 56TH ST | PHOENIX | AZ | 85254 | Maricopa | 1 | Open | 1989-05-17 | 12000 | Gasoline | COMPARTMENT A | Double Walled | Fiberglass Reinforced Plastic | Pressure | Double Walled | Fiberglass Reinforced Plastic
0-002169 | CITY OF PHOENIX - DESERT HORIZON POLICE STATION | 16030 N 56TH ST | PHOENIX | AZ | 85254 | Maricopa | 3 | Open | 1989-05-17 | 550 | New Oil | COMPARTMENT A | Double Walled | Fiberglass Reinforced Plastic | Suction - Check Valve at the Tank Top | Double Walled | Fiberglass Reinforced Plastic
0-001207 | CIRCLE K #2700057 | 3602 N ORACLE RD | TUCSON | AZ | 85705 | Pima | 5 | Open | 1989-01-01 | 10000 | Gasoline | COMPARTMENT A | Double Walled | Fiberglass Reinforced Plastic | Pressure |  | Fiberglass Reinforced Plastic
0-001393 | CIRCLE K #2701310 | 24 N SUMMER ST | TOMBSTONE | AZ | 85638 | Cochise | 2 | Open | 1978-01-01 | 10000 | Gasoline | COMPARTMENT A |  | Asphalt coated or Bare Steel | Pressure | Double Walled | Fiberglass Reinforced Plastic
0-001498 | CIRCLE K #2701846 | 311 E DEUCE OF CLUBS | SHOW LOW | AZ | 85901 | Navajo | 2 | Open | 1985-01-01 | 10000 | Gasoline | COMPARTMENT A | Double Walled | Fiberglass Reinforced Plastic | Pressure |  | Fiberglass Reinforced Plastic
0-005892 | CIRCLE K #2707929 | 6000 WILLOW CREEK RD | PRESCOTT | AZ | 86301 | Yavapai | 1 | Open | 1982-01-10 | 10000 | Gasoline (PUL) | COMPARTMENT A |  | Asphalt coated or Bare Steel | Pressure |  | Fiberglass Reinforced Plastic
0-001526 | CIRCLE K #2701739 | 7440 S 7TH AVE | PHOENIX | AZ | 85041 | Maricopa | 2 | Open | 1986-01-01 | 10000 | Gasoline (PUL) | COMPARTMENT A | Single Walled | Fiberglass Reinforced Plastic | Pressure | Single Walled | Fiberglass Reinforced Plastic
0-001505 | CIRCLE K #2701923 | 637 E 32ND ST | YUMA | AZ | 85365 | Yuma | 3 | Open | 1985-01-01 | 10000 | Diesel | COMPARTMENT A | Single Walled | Fiberglass Reinforced Plastic | Pressure | Double Walled | Fiberglass Reinforced Plastic
0-004481 | SHAY OIL | 2002 S 4TH AVE | YUMA | AZ | 85364 | Yuma | 9 | Open | 1995-04-27 | 12000 | Diesel | COMPARTMENT A | Double Walled | Fiberglass Reinforced Plastic | Pressure | Double Walled | Fiberglass Reinforced Plastic
0-004481 | SHAY OIL | 2002 S 4TH AVE | YUMA | AZ | 85364 | Yuma | 7 | Open | 1995-04-27 | 12000 | Gasoline | COMPARTMENT A | Double Walled | Fiberglass Reinforced Plastic | Pressure | Double Walled | Fiberglass Reinforced Plastic
0-000916 | CIRCLE K STORE #2706648 | 2311 W DEER VALLEY RD | PHOENIX | AZ | 85027 | Maricopa | 7 | Open | 1991-08-01 | 20000 | Diesel | COMPARTMENT A | Double Walled | Fiberglass Reinforced Plastic | Pressure | Double Walled | Fiberglass Reinforced Plastic
0-001961 | PORTLAND CARDLOCK #19 | 1024 N 27TH AVE | PHOENIX | AZ | 85009 | Maricopa | 7 | Open | 2012-02-02 | 10000 | Red Diesel | COMPARTMENT A | Double Walled | Fiberglass Reinforced Plastic | Pressure | Double Walled | Fiberglass Reinforced Plastic
0-004437 | CVS HEALTH | 9501 E SHEA BLVD | SCOTTSDALE | AZ | 85260 | Maricopa | 5 | Open | 1988-04-01 | 8000 | Diesel | COMPARTMENT A | Double Walled | Fiberglass Reinforced Plastic | Suction - Check Valve at the Tank Top |  | Fiberglass Reinforced Plastic
0-005212 | PEAKVIEW COUNTRY STORE | 3400 N FORT VALLEY RD | FLAGSTAFF | AZ | 86001 | Coconino | 4 | Open | 1998-11-19 | 6000 | Gasoline | COMPARTMENT A | Double Walled | Composite (Steel/Fiberglass) | Pressure | Double Walled | Flexible
0-002125 | ROADRUNNER MARKET | 16121 S HOUGHTON RD | CORONA DE TUCSON | AZ | 85641 | Pima | 4 | Open | 1997-12-26 | 6000 | Diesel | COMPARTMENT B | Double Walled | Composite (Steel/Fiberglass)
0-005124 | GOOD 2 GO STORES #523 | 1050 E 10TH ST | DOUGLAS | AZ | 85607 | Cochise | 3 | Open | 1985-01-01 | 10000 | Gasoline | COMPARTMENT A | Double Walled | Composite (Steel/Fiberglass) | Pressure | Single Walled | Fiberglass Reinforced Plastic
0-010341 | CIRCLE K STORE #2703400 | 4540 W INA RD | MARANA | AZ | 85741 | Pima | 1 | Open | 2010-02-23 | 20000 | Gasoline | COMPARTMENT A | Double Walled | Fiberglass Reinforced Plastic | Pressure | Double Walled | Fiberglass Reinforced Plastic
0-000308 | ADOT - HOLBROOK SHOP | 2407 NAVAJO BLVD | HOLBROOK | AZ | 86025 | Navajo | 2 | Open | 1983-01-01 | 12000 | Diesel | COMPARTMENT A | Single Walled | Fiberglass Reinforced Plastic | Pressure | Double Walled | Flexible
0-000308 | ADOT - HOLBROOK SHOP | 2407 NAVAJO BLVD | HOLBROOK | AZ | 86025 | Navajo | 4 | Open | 1996-09-10 | 12000 | Gasoline | COMPARTMENT A | Single Walled | Fiberglass Reinforced Plastic | Pressure | Double Walled | Flexible
0-000438 | ASP - WINSLOW COMPLEX | 2100 S HIGHWAY 87 | WINSLOW | AZ | 86047 | Navajo | 2 | Open | 1990-11-07 | 6000 | Gasoline | COMPARTMENT A | Double Walled | Fiberglass Reinforced Plastic | Pressure | Double Walled | Fiberglass Reinforced Plastic
0-003895 | SKY HARBOR AIRPORT - AVIATION DEPARTMENT | 2908 E SKY HARBOR BLVD | PHOENIX | AZ | 85034 | Maricopa | 43 | Open | 1989-10-29 | 10000 | Biodiesel | COMPARTMENT A | Single Walled | Fiberglass Reinforced Plastic | Pressure | Double Walled | Fiberglass Reinforced Plastic
0-003895 | SKY HARBOR AIRPORT - AVIATION DEPARTMENT | 2908 E SKY HARBOR BLVD | PHOENIX | AZ | 85034 | Maricopa | 45 | Open | 1989-10-29 | 10000 | E-85 | COMPARTMENT A | Single Walled | Fiberglass Reinforced Plastic | Pressure | Double Walled | Fiberglass Reinforced Plastic
0-006664 | CIRCLE K STORE #2709166 | 3441 W UNION HILLS DR | PHOENIX | AZ | 85027 | Maricopa | 4 | Open | 1989-10-23 | 10000 | Gasoline | COMPARTMENT A | Double Walled | Fiberglass Reinforced Plastic | Pressure |  | Fiberglass Reinforced Plastic
0-000660 | CHAPMAN USED CARS ON SPEEDWAY | 6001 E SPEEDWAY BLVD | TUCSON | AZ | 85712 | Pima | 4 | Open | 1996-07-10 | 2000 | Diesel | COMPARTMENT B | Double Walled | Composite (Steel/Fiberglass) | Pressure | Double Walled | Flexible
0-000261 | ADOT - ST DAVID MAINTENANCE |  | SAINT DAVID |  |  | Cochise | 7 | Open | 1981-01-01 | 12000 | Gasoline | COMPARTMENT A | Double Walled | Fiberglass Reinforced Plastic | Pressure | Double Walled | Flexible
0-001288 | CIRCLE K #2700693 | 5850 S 19TH AVE | PHOENIX | AZ | 85041 | Maricopa | 6 | Open | 1994-10-14 | 10000 | Gasoline | COMPARTMENT A | Double Walled | Fiberglass Reinforced Plastic | Pressure | Double Walled | Fiberglass Reinforced Plastic
0-005885 | CIRCLE K STORE #2706657 | 5848 W OLIVE AVE | GLENDALE | AZ | 85302 | Maricopa | 1 | Open | 1988-01-01 | 20000 | Gasoline | COMPARTMENT A | Double Walled | Fiberglass Reinforced Plastic | Pressure | Double Walled | Fiberglass Reinforced Plastic
0-005885 | CIRCLE K STORE #2706657 | 5848 W OLIVE AVE | GLENDALE | AZ | 85302 | Maricopa | 3 | Open | 1988-01-01 | 12000 | Gasoline | COMPARTMENT A | Double Walled | Fiberglass Reinforced Plastic | Pressure | Double Walled | Fiberglass Reinforced Plastic
0-000680 | RIVERFRONT STATION | 646 N MAIN ST | COTTONWOOD | AZ | 86326 | Yavapai | 7 | Open | 1998-09-01 | 12000 | Gasoline | COMPARTMENT A | Double Walled | Composite (Steel/Fiberglass) | Pressure | Double Walled | Flexible
0-009871 | SAFEWAY FUEL - FLAGSTAFF | 5020 N US HIGHWAY 89 | FLAGSTAFF | AZ | 86004 | Coconino | 1 | Open | 2002-06-13 | 10000 | Diesel | COMPARTMENT A | Double Walled | Composite (Steel/Fiberglass)
0-010439 | FRY'S FUEL CENTER #36 | 3790 W INA RD | TUCSON | AZ | 85741 | Pima | 2 | Open | 2012-05-03 | 10000 | Diesel | COMPARTMENT B | Double Walled | Fiberglass Reinforced Plastic | Pressure | Double Walled | Fiberglass Reinforced Plastic
0-009339 | XPO LOGISTICS FREIGHT | 7002 W SHERMAN ST | PHOENIX | AZ | 85043 | Maricopa | 1 | Open | 1997-11-17 | 20000 | Diesel | COMPARTMENT A | Double Walled | Fiberglass Reinforced Plastic | Gravity Feed | Aboveground Piping (Partial) | Fiberglass Reinforced Plastic
0-001503 | CIRCLE K #2701856 | 453 E WHITE MOUNTAIN BLVD | PINETOP-LAKESIDE | AZ | 85935 | Navajo | 2 | Open | 1985-01-01 | 10000 | Gasoline | COMPARTMENT A | Double Walled | Fiberglass Reinforced Plastic | Pressure |  | Fiberglass Reinforced Plastic
0-009195 | CIRCLE K #2705302 | 6969 W RAY RD | CHANDLER | AZ | 85226 | Maricopa | 1 | Open | 1997-07-03 | 15000 | Gasoline | COMPARTMENT A | Double Walled | Fiberglass Reinforced Plastic | Pressure | Double Walled | Fiberglass Reinforced Plastic
0-001493 | CIRCLE K #2701832 | 3393 W ORANGE GROVE RD | TUCSON | AZ | 85741 | Pima | 3 | Open | 1985-09-22 | 10000 | Diesel | COMPARTMENT A | Double Walled | Fiberglass Reinforced Plastic | Pressure | Single Walled | Fiberglass Reinforced Plastic
0-005907 | SPEEDSMART SHELL | 3208 E INDIAN SCHOOL RD | PHOENIX | AZ | 85018 | Maricopa | 5 | Open | 1987-01-01 | 10000 | Diesel | COMPARTMENT A | Double Walled | Fiberglass Reinforced Plastic | Pressure |  | Fiberglass Reinforced Plastic
0-010105 | QUIKTRIP #439 | 7522 W DEER VALLEY RD | PEORIA | AZ | 85382 | Maricopa | 1 | Open | 2005-06-01 | 12000 | Gasoline | COMPARTMENT A | Double Walled | Fiberglass Reinforced Plastic | Pressure | Double Walled | Flexible
0-010105 | QUIKTRIP #439 | 7522 W DEER VALLEY RD | PEORIA | AZ | 85382 | Maricopa | 4 | Open | 2016-02-11 | 10000 | Other | COMPARTMENT B | Double Walled | Fiberglass Reinforced Plastic | Pressure | Double Walled | Fiberglass Reinforced Plastic
0-009555 | EXPRESS MINI MART | 439 STATE ROUTE 64 | GRAND CANYON | AZ | 86023 | Coconino | 3 | Open | 1999-03-16 | 8000 | Diesel | COMPARTMENT A | Double Walled | Composite (Steel/Fiberglass) | Pressure | Double Walled | Flexible
0-006981 | GURUDEV LAKE HAVASU | 311 LAKE HAVASU AVE N | LAKE HAVASU CITY | AZ | 86403 | Mohave | 1 | Open | 1989-12-19 | 10000 | Gasoline | COMPARTMENT A | Double Walled | Fiberglass Reinforced Plastic | Pressure | Double Walled | Fiberglass Reinforced Plastic
0-001630 | RUBEN CONDE STATION | 64503 S AGUA CALIENTE RD | DATELAND | AZ | 85333 | Maricopa | 4 | Open | 1999-04-28 | 3000 | Diesel | COMPARTMENT B | Single Walled | Fiberglass Reinforced Plastic | Pressure | Single Walled | Fiberglass Reinforced Plastic
0-009747 | SAFEWAY #1654 | 8141 W CAMELBACK RD | PHOENIX | AZ | 85033 | Maricopa | 1 | Open | 2000-11-01 | 10000 | Gasoline | COMPARTMENT A | Double Walled | Composite (Steel/Fiberglass)
0-010242 | COSTCO WHOLESALE #644 | 2887 S MARKET ST | GILBERT | AZ | 85295 | Maricopa | 3 | Open | 2005-12-16 | 30000 | Gasoline | COMPARTMENT A | Double Walled | Fiberglass Reinforced Plastic
0-010518 | CIRCLE K STORE #2703386 | 530 E VALENCIA RD | TUCSON | AZ | 85706 | Pima | 1 | Open | 2014-10-02 | 20000 | Gasoline (UL) | COMPARTMENT A | Double Walled | Fiberglass Reinforced Plastic | Pressure | Double Walled | Fiberglass Reinforced Plastic
0-010522 | QUIKTRIP #497R | 21050 N CAVE CREEK RD | PHOENIX | AZ | 85024 | Maricopa | 3 | Open | 2014-08-21 | 10000 | Other | COMPARTMENT A | Double Walled | Fiberglass Reinforced Plastic | Pressure | Double Walled | Fiberglass Reinforced Plastic
0-010527 | QUIKTRIP #405R | 9010 N 19TH AVE | PHOENIX | AZ | 85021 | Maricopa | 4 | Open | 2014-12-30 | 10000 | Gasoline | COMPARTMENT A | Double Walled | Fiberglass Reinforced Plastic | Pressure | Double Walled | Fiberglass Reinforced Plastic
0-010527 | QUIKTRIP #405R | 9010 N 19TH AVE | PHOENIX | AZ | 85021 | Maricopa | 2 | Open | 2014-12-30 | 20000 | Gasoline | COMPARTMENT A | Double Walled | Fiberglass Reinforced Plastic | Pressure | Double Walled | Fiberglass Reinforced Plastic
0-010527 | QUIKTRIP #405R | 9010 N 19TH AVE | PHOENIX | AZ | 85021 | Maricopa | 3 | Open | 2014-12-30 | 12000 | Gasoline | COMPARTMENT A | Double Walled | Fiberglass Reinforced Plastic | Pressure | Double Walled | Fiberglass Reinforced Plastic
0-000507 | ARCO #5285 | 2230 W INDIAN SCHOOL RD | PHOENIX | AZ | 85015 | Maricopa | 7 | Open | 1993-09-28 | 10000 | Gasoline | COMPARTMENT A | Double Walled | Fiberglass Reinforced Plastic | Pressure | Double Walled | Fiberglass Reinforced Plastic
0-009672 | CIRCLE K STORE #2703444 | 2933 S TOMAHAWK RD | APACHE JUNCTION | AZ | 85119 | Pinal | 2 | Open | 2000-04-07 | 7000 | Diesel | COMPARTMENT B | Double Walled | Composite (Steel/Fiberglass) | Pressure | Double Walled | Fiberglass Reinforced Plastic
0-009079 | COSTCO WHOLESALE #431 | 3901 W COSTCO DR | MARANA | AZ | 85741 | Pima | 3 | Open | 1997-07-01 | 30000 | Gasoline | COMPARTMENT A | Double Walled | Fiberglass Reinforced Plastic | Pressure | Double Walled | Fiberglass Reinforced Plastic
0-001465 | CIRCLE K #2701671 | 2815 E UNIVERSITY DR | MESA | AZ | 85213 | Maricopa | 2 | Open | 1985-01-01 | 10000 | Gasoline | COMPARTMENT A | Single Walled | Fiberglass Reinforced Plastic | Pressure | Single Walled | Fiberglass Reinforced Plastic
0-001397 | CIRCLE K #2701345 | 3101 W NORTHERN AVE | PHOENIX | AZ | 85051 | Maricopa | 3 | Open | 1979-01-01 | 10000 | Gasoline | COMPARTMENT A | Single Walled | Asphalt coated or Bare Steel | Pressure |  | Fiberglass Reinforced Plastic
0-010606 | CARIOCA SHELL #52 | 3906 W NEW RIVER RD | NEW RIVER | AZ | 85087 | Maricopa | 3 | Open | 2017-10-23 | 12000 | Diesel | COMPARTMENT A | Double Walled | Fiberglass Reinforced Plastic | Pressure | Double Walled | Fiberglass Reinforced Plastic
0-000523 | ARCO #5256 | 5101 W THOMAS RD | PHOENIX | AZ | 85031 | Maricopa | 7 | Open | 1988-12-19 | 10000 | Gasoline | COMPARTMENT A | Double Walled | Fiberglass Reinforced Plastic | Pressure | Double Walled | Fiberglass Reinforced Plastic
0-010572 | FRY'S FUEL #83 | 1805 W VALENCIA RD | TUCSON | AZ | 85746 | Pima | 2 | Open | 2016-06-15 | 10000 | Diesel | COMPARTMENT B | Double Walled | Fiberglass Reinforced Plastic | Pressure | Double Walled | Fiberglass Reinforced Plastic
0-010642 | CIRCLE K STORE #9523 | 9418 N 7TH ST | PHOENIX | AZ | 85020 | Maricopa | 1 | Open | 2019-02-06 | 20000 | Gasoline (UL) | COMPARTMENT A | Double Walled | Fiberglass Reinforced Plastic
0-010630 | CIRCLE K STORE #2703495 | 1542 E US HIGHWAY 70 | SAFFORD | AZ | 85546 | Graham | 2 | Open | 2018-10-02 | 12000 | Gasoline (UL) | COMPARTMENT A | Double Walled | Fiberglass Reinforced Plastic | Pressure | Double Walled | Fiberglass Reinforced Plastic
0-010625 | QUIKTRIP #1403 | 1550 E BASELINE RD | PHOENIX | AZ | 85042 | Maricopa | 4 | Open | 2018-04-19 | 10000 | Gasoline (PUL) | COMPARTMENT A | Double Walled | Fiberglass Reinforced Plastic | Pressure | Double Walled | Fiberglass Reinforced Plastic
0-010614 | SUPER STAR CARWASH AND GAS | 1905 W BASELINE RD | PHOENIX | AZ | 85041 | Maricopa | 2 | Open | 2015-11-01 | 15000 | Gasoline (UL) | COMPARTMENT A | Double Walled | Fiberglass Reinforced Plastic | Pressure | Double Walled | Fiberglass Reinforced Plastic
0-006516 | ALL AMERICAN FUEL | 1041 ACOMA BLVD S | LAKE HAVASU CITY | AZ | 86406 | Mohave | 3 | Open | 1987-07-01 | 10000 | Gasoline | COMPARTMENT A | Single Walled | Fiberglass Reinforced Plastic | Pressure |  | Fiberglass Reinforced Plastic
0-009502 | TROON NORTH GOLF MAINTENANCE YARD | 10550 E DYNAMITE BLVD | SCOTTSDALE | AZ | 85262 | Maricopa | 4 | Open | 2020-03-27 | 3000 | Red Diesel | COMPARTMENT A | Double Walled | Fiberglass Reinforced Plastic | Pressure | Double Walled | Fiberglass Reinforced Plastic
0-005886 | TEXACO #60-349-0339 | 6653 W MCDOWELL RD | PHOENIX | AZ | 85035 | Maricopa | 6 | Open | 2020-07-14 |  | Diesel | COMPARTMENT C | Double Walled | Polyethylene Jacketed Steel | Pressure | Double Walled | Fiberglass Reinforced Plastic
0-001452 | CIRCLE K #2701621 | 1406 W BROADWAY RD | TEMPE | AZ | 85282 | Maricopa | 1 | Open | 1986-01-01 | 10000 | Gasoline (UL) | COMPARTMENT A | Single Walled | Fiberglass Reinforced Plastic | Pressure | Single Walled | Fiberglass Reinforced Plastic
0-009458 | SHELL #22 | 26602 W US HIGHWAY 85 | BUCKEYE | AZ | 85326 | Maricopa | 1 | Open | 1998-11-06 | 12000 | Gasoline | COMPARTMENT A | Double Walled | Fiberglass Reinforced Plastic
0-005209 | TWIN PINES GASER | 2318 N 4TH ST | FLAGSTAFF | AZ | 86004 | Coconino | 11 | Open | 2019-11-20 | 15000 | Gasoline (UL) | COMPARTMENT A | Double Walled | Fiberglass Reinforced Plastic | Pressure | Double Walled | Fiberglass Reinforced Plastic
0-005209 | TWIN PINES GASER | 2318 N 4TH ST | FLAGSTAFF | AZ | 86004 | Coconino | 12 | Open | 2019-11-20 | 7000 | Gasoline (PUL) | COMPARTMENT B | Double Walled | Fiberglass Reinforced Plastic | Pressure | Double Walled | Fiberglass Reinforced Plastic
0-009552 | SPEEDWAY STORE #2987 | 12885 N ORACLE RD | ORO VALLEY | AZ | 85739 | Pima | 1 | Open | 1999-02-15 | 12000 | Gasoline (UL) | COMPARTMENT A | Double Walled | Fiberglass Reinforced Plastic | Pressure | Double Walled | Fiberglass Reinforced Plastic
0-009683 | MARICOPA COUNTY - FACILITIES MANAGEMENT | 222 E JAVELINA AVE | MESA | AZ | 85210 | Maricopa | 1 | Open | 1989-01-01 | 550 | Diesel | COMPARTMENT A | Double Walled | Fiberglass Reinforced Plastic | Suction - Check Valve at the Dispenser | Double Walled | Fiberglass Reinforced Plastic
0-010286 | CARIOCA #15 | 12170 N EL MIRAGE RD | EL MIRAGE | AZ | 85335 | Maricopa | 2 | Open | 2008-04-17 | 12000 | Diesel | COMPARTMENT A | Double Walled | Fiberglass Reinforced Plastic | Pressure | Double Walled | Fiberglass Reinforced Plastic
0-010303 | CIRCLE K STORE #2703391 | 3301 S 6TH AVE | TUCSON | AZ | 85713 | Pima | 2 | Open | 2008-12-19 | 12000 | Gasoline | COMPARTMENT A | Double Walled | Fiberglass Reinforced Plastic | Pressure | Double Walled | Fiberglass Reinforced Plastic
0-007940 | SHAY OIL CO #18 | 6868 E US HIGHWAY 95 | YUMA | AZ | 85365 | Yuma | 1 | Open | 1992-08-15 | 12000 | Gasoline | COMPARTMENT A | Double Walled | Fiberglass Reinforced Plastic | Pressure | Double Walled | Fiberglass Reinforced Plastic
0-007940 | SHAY OIL CO #18 | 6868 E US HIGHWAY 95 | YUMA | AZ | 85365 | Yuma | 2 | Open | 1992-08-15 | 12000 | Gasoline | COMPARTMENT A | Double Walled | Fiberglass Reinforced Plastic | Pressure | Double Walled | Fiberglass Reinforced Plastic
0-006399 | GAS-N-GRUB 6 | 101 E MEADVIEW BLVD | MEADVIEW | AZ | 86444 | Mohave | 3 | Open | 1992-08-11 | 6000 | Gasoline | COMPARTMENT A | Double Walled | Composite (Steel/Fiberglass) | Suction - Check Valve at the Tank Top | Single Walled | Fiberglass Reinforced Plastic
0-006399 | GAS-N-GRUB 6 | 101 E MEADVIEW BLVD | MEADVIEW | AZ | 86444 | Mohave | 4 | Open | 1992-08-11 | 4000 | Gasoline | COMPARTMENT A | Double Walled | Composite (Steel/Fiberglass) | Suction - Check Valve at the Tank Top | Single Walled | Fiberglass Reinforced Plastic
0-008502 | FIREBIRD FUEL COMPANY #310 | 4205 E WINSLOW AVE | PHOENIX | AZ | 85040 | Maricopa | 1 | Open | 1994-10-03 | 10000 | Red Diesel | COMPARTMENT A | Double Walled | Composite (Steel/Fiberglass) | Pressure | Double Walled | Fiberglass Reinforced Plastic
0-000676 | BENNETT OIL | 810 E SHELDON ST | PRESCOTT | AZ | 86301 | Yavapai | 4 | Open | 1984-01-01 | 10000 | Diesel | COMPARTMENT A | Single Walled | Asphalt coated or Bare Steel | Pressure | Double Walled | Fiberglass Reinforced Plastic
0-001222 | CIRCLE K #2700404 | 524 W THIRD ST | WINSLOW | AZ | 86047 | Navajo | 6 | Open | 1996-04-17 | 10000 | Gasoline (UL) | COMPARTMENT A |  | Fiberglass Reinforced Plastic | Pressure | Double Walled | Fiberglass Reinforced Plastic
0-010611 | QUIKTRIP #400 | 2111 W UNIVERSITY DR | TEMPE | AZ | 85281 | Maricopa | 4 | Open | 2017-09-07 | 10000 | Gasoline (PUL) | COMPARTMENT A | Double Walled | Fiberglass Reinforced Plastic | Pressure | Double Walled | Fiberglass Reinforced Plastic
0-002790 | CIRCLK K STORE #2741653 | 7550 S RURAL RD | TEMPE | AZ | 85283 | Maricopa | 1 | Open | 1979-01-01 | 12000 | Gasoline | COMPARTMENT A |  | Asphalt coated or Bare Steel | Pressure | Double Walled | Fiberglass Reinforced Plastic
0-007922 | KINGMAN REGIONAL MEDICAL CENTER | 3269 N STOCKTON HILL RD | KINGMAN | AZ | 86409 | Mohave | 3 | Open | 1984-08-01 | 10000 | Jet Fuel | COMPARTMENT A | Double Walled | Fiberglass Reinforced Plastic | Suction - Check Valve at the Tank Top |  | Fiberglass Reinforced Plastic
0-004906 | ROCKY SHELL | 80 E ESPERANZA BLVD | GREEN VALLEY | AZ | 85614 | Pima | 1 | Open | 1986-05-02 | 10000 | Gasoline | COMPARTMENT A | Double Walled | Fiberglass Reinforced Plastic | Pressure |  | Fiberglass Reinforced Plastic
0-004906 | ROCKY SHELL | 80 E ESPERANZA BLVD | GREEN VALLEY | AZ | 85614 | Pima | 3 | Open | 1986-05-02 | 6000 | Gasoline | COMPARTMENT A | Double Walled | Fiberglass Reinforced Plastic | Pressure |  | Fiberglass Reinforced Plastic
0-008173 | CUTTER AVIATION DEER VALLEY | 530 W DEER VALLEY RD | PHOENIX | AZ | 85027 | Maricopa | 1 | Open | 1992-05-01 | 20000 | Gasoline | COMPARTMENT A | Single Walled | Fiberglass Reinforced Plastic | Pressure | Double Walled | Fiberglass Reinforced Plastic
0-008963 | COSTCO WHOLESALE #427 | 15255 N HAYDEN RD | SCOTTSDALE | AZ | 85260 | Maricopa | 6 | Open | 2000-08-24 | 30000 | Gasoline (PUL) | COMPARTMENT A | Double Walled | Fiberglass Reinforced Plastic | Pressure | Double Walled | Fiberglass Reinforced Plastic
0-001850 | EL DORADO MEDICAL CENTER | 1400 N WILMOT RD | TUCSON | AZ | 85712 | Pima | 2 | Open | 1998-04-03 | 4000 | Diesel | COMPARTMENT A | Double Walled | Composite (Steel/Fiberglass) | Suction - Check Valve at the Tank Top | Double Walled | Fiberglass Reinforced Plastic
0-005125 | GOOD 2 GO STORES #524 | 101 ARIZONA ST | BISBEE | AZ | 85603 | Cochise | 1 | Open | 1986-04-22 | 10000 | Gasoline | COMPARTMENT A | Double Walled | Composite (Steel/Fiberglass) | Pressure |  | Fiberglass Reinforced Plastic
0-010067 | MAVERIK COUNTRY STORE #292 | 715 N BEELINE HWY | PAYSON | AZ | 85541 | Gila | 4 | Open | 2005-03-10 | 12000 | Gasoline | COMPARTMENT A | Double Walled | Fiberglass Reinforced Plastic | Pressure | Double Walled | Flexible
0-010082 | ASU - COMBINED HEAT & POWER FACILITY | 800 E LEMON ST | TEMPE | AZ | 85281 | Maricopa | 2 | Open | 2005-04-01 | 20000 | Diesel | COMPARTMENT A | Double Walled | Fiberglass Reinforced Plastic | Pressure | Double Walled | Fiberglass Reinforced Plastic
0-000611 | JACKSONS ENERGY #6794 | 500 W THIRD ST | WINSLOW | AZ | 86047 | Navajo | 5 | Open | 1987-09-01 | 6000 | Gasoline | COMPARTMENT A | Single Walled | Asphalt coated or Bare Steel | Pressure |  | Fiberglass Reinforced Plastic
0-000512 | ARCO AM/PM #82533 | 7849 N 43RD AVE | PHOENIX | AZ | 85051 | Maricopa | 7 | Open | 1985-01-01 | 12000 | Gasoline | COMPARTMENT A | Double Walled | Fiberglass Reinforced Plastic | Pressure |  | Fiberglass Reinforced Plastic
0-005265 | SAST MART | 1115 W WICKENBURG WAY | WICKENBURG | AZ | 85390 | Maricopa | 10 | Open | 2014-08-01 | 12000 | Diesel | COMPARTMENT A | Double Walled | Fiberglass Reinforced Plastic | Pressure | Double Walled | Fiberglass Reinforced Plastic
0-001616 | CIRCLE K #1939 | 121 E MAIN ST | SOMERTON | AZ | 85350 | Yuma | 3 | Open | 1986-03-16 | 10000 | Gasoline (PUL) | COMPARTMENT A | Single Walled | Fiberglass Reinforced Plastic | Pressure | Double Walled | Fiberglass Reinforced Plastic
0-000346 | ADOT - ADMINISTRATION | 206 S 17TH AVE | PHOENIX | AZ | 85007 | Maricopa | 1 | Open | 1980-01-01 | 8000 | Diesel | COMPARTMENT A | Single Walled | Fiberglass Reinforced Plastic | Suction - Check Valve at the Dispenser | Double Walled | Flexible
0-009395 | 7-ELEVEN #32602 | 785 S VAL VISTA DR | GILBERT | AZ | 85296 | Maricopa | 1 | Open | 1998-11-01 | 10000 | Gasoline | COMPARTMENT A | Double Walled | Fiberglass Reinforced Plastic | Pressure | Double Walled | Fiberglass Reinforced Plastic
0-001236 | CIRCLE K #2700483 | 1785 W PRINCE RD | TUCSON | AZ | 85705 | Pima | 4 | Open | 1996-02-20 | 10000 | Gasoline | COMPARTMENT A |  | Fiberglass Reinforced Plastic | Pressure | Double Walled | Fiberglass Reinforced Plastic
0-005800 | TUCSON ELECTRIC POWER - MAINTENANCE FACILITY | 4354 E IRVINGTON RD | TUCSON | AZ | 85714 | Pima | 1 | Open | 1989-02-01 | 15000 | Gasoline | COMPARTMENT A | Double Walled | Composite (Steel/Fiberglass) | Pressure | Double Walled | Fiberglass Reinforced Plastic
0-003218 | CIRCLE K STORE #2709165 | 9848 W BELL RD | SUN CITY | AZ | 85351 | Maricopa | 2 | Open | 1976-01-01 | 12000 | Gasoline (UL) | COMPARTMENT A | Single Walled | Fiberglass Reinforced Plastic | Pressure | Double Walled | Fiberglass Reinforced Plastic
0-005051 | CIRCLE K STORE NO. 9161 | 4040 W CHANDLER BLVD | CHANDLER | AZ | 85226 | Maricopa | 6 | Open | 2016-02-10 | 12000 | Gasoline (PUL) | COMPARTMENT A | Double Walled | Fiberglass Reinforced Plastic | Pressure | Double Walled | Fiberglass Reinforced Plastic
0-001502 | CIRCLE K #2701850 | 630 E BROADWAY RD | PHOENIX | AZ | 85040 | Maricopa | 1 | Open | 1985-01-01 | 10000 | Diesel | COMPARTMENT A | Single Walled | Fiberglass Reinforced Plastic | Pressure |  | Fiberglass Reinforced Plastic
0-009131 | CIRCLE K STORE #2741635 | 3980 E MCDOWELL RD | PHOENIX | AZ | 85008 | Maricopa | 2 | Open | 1997-01-01 | 12000 | Gasoline (PUL) | COMPARTMENT A | Double Walled | Composite (Steel/Fiberglass) | Pressure | Double Walled | Fiberglass Reinforced Plastic
0-001509 | CIRCLE K #2702873 | 3930 E SOUTHERN AVE | PHOENIX | AZ | 85040 | Maricopa | 3 | Open | 1986-07-01 | 10000 | Gasoline (UL) | COMPARTMENT A | Single Walled | Fiberglass Reinforced Plastic | Pressure |  | Fiberglass Reinforced Plastic
0-001447 | CIRCLE K #2701606 | 5680 S MISSION RD | TUCSON | AZ | 85746 | Pima | 2 | Open | 1985-01-01 | 10000 | Gasoline | COMPARTMENT A | Double Walled | Fiberglass Reinforced Plastic | Pressure |  | Fiberglass Reinforced Plastic
0-001455 | CIRCLE K #2701631 | 2 W VALENCIA RD | TUCSON | AZ | 85706 | Pima | 2 | Open | 1985-01-01 | 10000 | Gasoline | COMPARTMENT A | Single Walled | Fiberglass Reinforced Plastic | Pressure |  | Fiberglass Reinforced Plastic
0-001455 | CIRCLE K #2701631 | 2 W VALENCIA RD | TUCSON | AZ | 85706 | Pima | 3 | Open | 1985-01-01 | 10000 | Gasoline | COMPARTMENT A | Single Walled | Fiberglass Reinforced Plastic | Pressure |  | Fiberglass Reinforced Plastic
0-002444 | ALVAREZ AUTO CENTER | 81 N MAIN ST | SNOWFLAKE | AZ | 85937 | Navajo | 10 | Open | 2020-09-09 | 12000 | Diesel | COMPARTMENT A | Double Walled | Fiberglass Reinforced Plastic
0-005792 | AIRZONA AIRCRAFT INC | 7100 FLIGHTLINE DR | KINGMAN | AZ | 86401 | Mohave | 2 | Open | 1973-01-01 | 10000 | Gasoline | COMPARTMENT A |  | Asphalt coated or Bare Steel | Pressure | Double Walled | Flexible
0-005015 | KATHERINE LANDING AT LAKE MOHAVE MARINA | 2690 KATHERINE SPUR RD | BULLHEAD CITY | AZ | 86429 | Mohave | 3 | Open | 1981-01-01 | 12000 | Gasoline | COMPARTMENT A | Single Walled | Asphalt coated or Bare Steel | Pressure | Single Walled | Bare or Galvanized Steel
0-010564 | FRY'S FUEL FACILITY #686 | 2712 S SIGNAL BUTTE RD | MESA | AZ | 85209 | Maricopa | 2 | Open | 2016-05-23 | 8000 | Gasoline (PUL) | COMPARTMENT B | Double Walled | Fiberglass Reinforced Plastic | Pressure | Double Walled | Fiberglass Reinforced Plastic
0-010564 | FRY'S FUEL FACILITY #686 | 2712 S SIGNAL BUTTE RD | MESA | AZ | 85209 | Maricopa | 2 | Open | 2016-05-23 | 10000 | Diesel | COMPARTMENT A | Double Walled | Fiberglass Reinforced Plastic | Pressure | Double Walled | Fiberglass Reinforced Plastic
0-010616 | SPEEDWAY STORE #2931 | 1010 N COUNTRY CLUB DR | FLAGSTAFF | AZ | 86004 | Coconino | 1 | Open | 2016-08-09 | 15000 | Gasoline (UL) | COMPARTMENT A | Double Walled | Composite (Steel/Fiberglass) | Pressure | Double Walled | Fiberglass Reinforced Plastic
0-010616 | SPEEDWAY STORE #2931 | 1010 N COUNTRY CLUB DR | FLAGSTAFF | AZ | 86004 | Coconino | 2 | Open | 2016-08-09 | 8000 | Diesel | COMPARTMENT A | Double Walled | Composite (Steel/Fiberglass) | Pressure | Double Walled | Fiberglass Reinforced Plastic
0-010577 | QUIKTRIP CORPORATION #423 | 13067 W THOMAS RD | AVONDALE | AZ | 85392 | Maricopa | 4 | Open | 2016-10-13 | 12000 | Gasoline (PUL) | COMPARTMENT A | Double Walled | Fiberglass Reinforced Plastic | Pressure | Double Walled | Fiberglass Reinforced Plastic
0-010577 | QUIKTRIP CORPORATION #423 | 13067 W THOMAS RD | AVONDALE | AZ | 85392 | Maricopa | 3 | Open | 2016-10-13 | 10000 | Gasoline (PUL) | COMPARTMENT A | Double Walled | Fiberglass Reinforced Plastic | Pressure | Double Walled | Fiberglass Reinforced Plastic
0-010626 | QUIKTRIP #484 | 9541 W OLIVE AVE | PEORIA | AZ | 85345 | Maricopa | 1 | Open | 2018-07-27 | 20000 | Gasoline (UL) | COMPARTMENT A | Double Walled | Fiberglass Reinforced Plastic | Pressure | Double Walled | Fiberglass Reinforced Plastic
0-010682 | COSTCO WHOLESALE #466-R | 201 N WALKER RD | PRESCOTT | AZ | 86303 | Yavapai | 1 | Open | 2020-03-06 | 40000 | Gasoline (UL) | COMPARTMENT A | Double Walled | Fiberglass Reinforced Plastic | Pressure | Double Walled | Fiberglass Reinforced Plastic
0-004248 | SPEEDWAY STORE #2977 | 1060 E 18TH ST | DOUGLAS | AZ | 85607 | Cochise | 7 | Open | 1997-11-05 | 10000 | Diesel | COMPARTMENT A | Double Walled | Fiberglass Reinforced Plastic | Pressure | Double Walled | Fiberglass Reinforced Plastic
0-010448 | QUIKTRIP STORE # 1401 | 575 N ESTRELLA PKWY | GOODYEAR | AZ | 85338 | Maricopa | 3 | Open | 2012-03-28 | 12000 | Gasoline | COMPARTMENT A | Double Walled | Fiberglass Reinforced Plastic | Pressure | Double Walled | Fiberglass Reinforced Plastic
0-010453 | FRY'S FUEL CENTER #123 | 2651 E BROADWAY RD | MESA | AZ | 85204 | Maricopa | 2 | Open | 2012-09-28 | 8000 | Gasoline | COMPARTMENT B | Double Walled | Fiberglass Reinforced Plastic | Pressure | Double Walled | Fiberglass Reinforced Plastic
0-010099 | QUIKTRIP #429 | 1545 N SCOTTSDALE RD | TEMPE | AZ | 85281 | Maricopa | 3 | Open | 2005-10-24 | 20000 | Gasoline | COMPARTMENT A | Double Walled | Fiberglass Reinforced Plastic | Pressure | Double Walled | Flexible
0-010126 | QUIKTRIP #404 | 9229 E UNIVERSITY DR | MESA | AZ | 85207 | Maricopa | 4 | Open | 2014-08-26 | 10000 | Other | COMPARTMENT B | Double Walled | Fiberglass Reinforced Plastic | Pressure | Double Walled | Fiberglass Reinforced Plastic
0-010126 | QUIKTRIP #404 | 9229 E UNIVERSITY DR | MESA | AZ | 85207 | Maricopa | 2 | Open | 2006-01-30 | 20000 | Gasoline | COMPARTMENT A | Double Walled | Fiberglass Reinforced Plastic
0-010592 | FRYS FOOD & DRUG STORES #18 | 10661 N ORACLE RD | ORO VALLEY | AZ | 85737 | Pima | 2 | Open | 2017-03-16 | 10000 | Diesel | COMPARTMENT B | Double Walled | Fiberglass Reinforced Plastic
0-010352 | FRYS FUEL CENTER #618 | 3246 E BELL RD | PHOENIX | AZ | 85032 | Maricopa | 1 | Open | 2010-02-11 | 20000 | Gasoline | COMPARTMENT A | Double Walled | Fiberglass Reinforced Plastic | Pressure | Double Walled | Flexible
0-010526 | LOVES TRAVEL STOPS & COUNTRY STORES-WILLIAMS | 1055 N GRAND CANYON BLVD | WILLIAMS | AZ | 86046 | Coconino | 6 | Open | 2015-02-03 | 8000 | Gasoline (PUL) | COMPARTMENT B | Double Walled | Fiberglass Reinforced Plastic | Pressure | Double Walled | Fiberglass Reinforced Plastic
0-010526 | LOVES TRAVEL STOPS & COUNTRY STORES-WILLIAMS | 1055 N GRAND CANYON BLVD | WILLIAMS | AZ | 86046 | Coconino | 6 | Open | 2015-02-03 | 12000 | Diesel | COMPARTMENT A | Double Walled | Fiberglass Reinforced Plastic | Pressure | Double Walled | Fiberglass Reinforced Plastic
0-003553 | SPEEDWAY STORE #2992 | 4180 W INA RD | MARANA | AZ | 85741 | Pima | 1 | Open | 1980-01-01 | 10000 | Gasoline | COMPARTMENT A | Single Walled | Asphalt coated or Bare Steel | Pressure | Double Walled | Fiberglass Reinforced Plastic
0-000319 | ADOT - SPRINGERVILLE MAINTENANCE |  | SPRINGERVILLE |  |  | Apache | 1 | Open | 1985-01-01 | 12000 | Gasoline | COMPARTMENT A | Single Walled | Fiberglass Reinforced Plastic | Pressure | Double Walled | Flexible
0-004112 | RAY PUBLIC SCHOOLS | 701 N HIGHWAY 177 | KEARNY | AZ | 85137 | Pinal | 5 | Open | 2020-08-24 | 12000 | Diesel | COMPARTMENT A | Double Walled | Polyethylene Jacketed Steel
0-009128 | SUPERPUMPER #16 | 10356 E RIGGS RD | SUN LAKES | AZ | 85248 | Maricopa | 2 | Open | 1997-02-28 | 8000 | Diesel | COMPARTMENT A | Double Walled | Composite (Steel/Fiberglass) | Pressure | Double Walled | Flexible
0-010166 | QUIKTRIP #495 | 1766 W HUNT HWY | QUEEN CREEK | AZ | 85143 | Pinal | 2 | Open | 2007-04-12 | 20000 | Gasoline | COMPARTMENT A | Double Walled | Fiberglass Reinforced Plastic | Pressure | Double Walled | Fiberglass Reinforced Plastic
0-010166 | QUIKTRIP #495 | 1766 W HUNT HWY | QUEEN CREEK | AZ | 85143 | Pinal | 4 | Open | 2016-04-27 | 10000 | Other | COMPARTMENT B | Double Walled | Fiberglass Reinforced Plastic | Pressure | Double Walled | Fiberglass Reinforced Plastic
0-010299 | GENERAL MOTORS DESERT PROVING GROUND | 1500 E GM DR | YUMA | AZ | 85365 | Yuma | 4 | Open | 2009-04-02 | 4000 | Gasoline | COMPARTMENT A | Double Walled | Fiberglass Reinforced Plastic | Pressure | Double Walled | Flexible
0-010254 | CIRCLE K STORE #2703378 | 5880 W CAMELBACK RD | GLENDALE | AZ | 85301 | Maricopa | 2 | Open | 2008-06-18 | 20000 | Gasoline | COMPARTMENT A | Double Walled | Fiberglass Reinforced Plastic | Pressure | Double Walled | Fiberglass Reinforced Plastic
0-010261 | FRYS FUEL CENTER #79 | 2610 S 83RD AVE | PHOENIX | AZ | 85043 | Maricopa | 2 | Open | 2008-03-01 | 10000 | Gasoline | COMPARTMENT B | Double Walled | Fiberglass Reinforced Plastic | Pressure | Double Walled | Fiberglass Reinforced Plastic
0-010263 | SAFEWAY FUEL #2821 | 3780 W HAPPY VALLEY RD | PHOENIX | AZ | 85310 | Maricopa | 1 | Open | 2008-11-14 | 20000 | Gasoline | COMPARTMENT A | Double Walled | Fiberglass Reinforced Plastic | Pressure | Double Walled | Flexible
0-010357 | FRYS FUEL CENTER #103 | 1100 S STATE ROUTE 260 | COTTONWOOD | AZ | 86326 | Yavapai | 1 | Open | 2009-10-20 | 20000 | Gasoline | COMPARTMENT A | Double Walled | Fiberglass Reinforced Plastic | Pressure | Double Walled | Flexible
0-010339 | CIRCLE K STORE #2703398 | 5240 S RURAL RD | TEMPE | AZ | 85283 | Maricopa | 2 | Open | 2010-04-01 | 12000 | Gasoline | COMPARTMENT A | Double Walled | Fiberglass Reinforced Plastic | Pressure | Double Walled | Fiberglass Reinforced Plastic
0-010498 | FRY'S FUEL CENTER #12 | 1245 W UNION HILLS DR | PHOENIX | AZ | 85027 | Maricopa | 2 | Open | 2013-01-03 | 8000 | Gasoline (PUL) | COMPARTMENT A | Double Walled | Fiberglass Reinforced Plastic | Pressure | Double Walled | Fiberglass Reinforced Plastic
0-010498 | FRY'S FUEL CENTER #12 | 1245 W UNION HILLS DR | PHOENIX | AZ | 85027 | Maricopa | 2 | Open | 2013-01-03 | 10000 | Diesel | COMPARTMENT B | Double Walled | Fiberglass Reinforced Plastic | Pressure | Double Walled | Fiberglass Reinforced Plastic
0-010419 | COSTCO WHOLESALE #1079 | 1650 E TUCSON MARKETPLACE BLVD | TUCSON | AZ | 85713 | Pima | 1 | Open | 2011-04-14 | 30000 | Gasoline | COMPARTMENT A | Double Walled | Fiberglass Reinforced Plastic | Pressure | Double Walled | Fiberglass Reinforced Plastic
0-010404 | CIRCLE K STORE #2703406 | 1025 E AJO WAY | TUCSON | AZ | 85713 | Pima | 3 | Open | 2011-04-28 | 12000 | Diesel | COMPARTMENT A | Double Walled | Fiberglass Reinforced Plastic
0-005096 | CHEROKEE AVIATION HOLDINGS, LLC OFFICE/HANGER FACILITY | 15100 N 78TH WAY | SCOTTSDALE | AZ | 85260 | Maricopa | 4 | Open | 2019-09-10 | 15000 | Jet A (Kerosene-type Jet Fuel) | COMPARTMENT A | Double Walled | Fiberglass Reinforced Plastic | Suction - Check Valve at the Tank Top | Double Walled | Fiberglass Reinforced Plastic
0-002745 | CHIEFTAIN MOBIL |  | CHAMBERS |  |  | Apache | 8 | Open | 2000-08-11 | 8000 | Gasoline | COMPARTMENT A | Single Walled | Fiberglass Reinforced Plastic | Pressure | Double Walled | Flexible
0-002745 | CHIEFTAIN MOBIL |  | CHAMBERS |  |  | Apache | 8 | Open | 2000-08-11 | 7000 | Diesel | COMPARTMENT B | Single Walled | Fiberglass Reinforced Plastic | Pressure | Double Walled | Flexible
0-005414 | KINGMAN 76 AUTO/TRUCK STOP PLAZA | 946 W BEALE ST | KINGMAN | AZ | 86401 | Mohave | 2 | Open | 1982-01-01 | 20000 | Diesel | COMPARTMENT A | Double Walled | Composite (Steel/Fiberglass) | Pressure | Double Walled | Fiberglass Reinforced Plastic
0-000481 | FUEL STOP 101 | 701 E CAMELBACK RD | PHOENIX | AZ | 85014 | Maricopa | 1 | Open | 1982-01-01 | 10000 | Gasoline | COMPARTMENT A | Double Walled | Fiberglass Reinforced Plastic | Pressure | Double Walled | Fiberglass Reinforced Plastic
0-000269 | ADOT - DURANGO MAINTENANCE | 2209 W DURANGO ST | PHOENIX | AZ | 85009 | Maricopa | 6 | Open | 1990-07-25 | 12000 | Diesel | COMPARTMENT A | Double Walled | Composite (Steel/Fiberglass) | Pressure | Double Walled | Fiberglass Reinforced Plastic
0-008153 | H & Z INVESTMENTS INC | 825 E MONROE AVE | BUCKEYE | AZ | 85326 | Maricopa | 7 | Open | 2019-01-10 | 15000 | Gasoline (UL) | COMPARTMENT A | Double Walled | Fiberglass Reinforced Plastic | Pressure | Double Walled | Fiberglass Reinforced Plastic
0-007256 | FRY'S FUEL CENTER #665 | 150 E OLD WEST HWY | APACHE JUNCTION | AZ | 85119 | Pinal | 6 | Open | 2017-10-12 | 10000 | Diesel | COMPARTMENT A | Double Walled | Fiberglass Reinforced Plastic | Pressure | Double Walled | Fiberglass Reinforced Plastic
0-003310 | MORMON LAKE LODGE | 1 MAIN ST | MORMON LAKE | AZ | 86038 | Coconino | 4 | Open | 1989-05-01 | 6000 | Gasoline | COMPARTMENT A | Double Walled | Composite (Steel/Fiberglass) | Pressure |  | Fiberglass Reinforced Plastic
0-005123 | GOOD 2 GO STORES #505 | 1600 S AVENUE B | YUMA | AZ | 85364 | Yuma | 1 | Open | 1986-04-22 | 10000 | Gasoline | COMPARTMENT A | Single Walled | Fiberglass Reinforced Plastic | Pressure | Single Walled | Fiberglass Reinforced Plastic
0-005256 | 5 POINTS MOBIL | 222 S MILTON RD | FLAGSTAFF | AZ | 86001 | Coconino | 9 | Open | 2020-05-22 | 8000 | Gasoline (PUL) | COMPARTMENT A | Double Walled | Fiberglass Reinforced Plastic | Pressure | Double Walled | Fiberglass Reinforced Plastic
0-004922 | GRACE SHELL | 3455 W GLENDALE AVE | PHOENIX | AZ | 85051 | Maricopa | 2 | Open | 1984-05-07 | 10000 | Gasoline | COMPARTMENT A | Single Walled | Fiberglass Reinforced Plastic | Pressure |  | Fiberglass Reinforced Plastic
0-004922 | GRACE SHELL | 3455 W GLENDALE AVE | PHOENIX | AZ | 85051 | Maricopa | 3 | Open | 1984-05-07 | 10000 | Gasoline | COMPARTMENT A | Single Walled | Fiberglass Reinforced Plastic | Pressure |  | Fiberglass Reinforced Plastic
0-009845 | CIRCLE K STORE #2709186 | 1595 N AVONDALE BLVD | AVONDALE | AZ | 85392 | Maricopa | 3 | Open | 2001-12-26 | 20000 | Gasoline | COMPARTMENT A | Double Walled | Fiberglass Reinforced Plastic | Pressure | Double Walled | Fiberglass Reinforced Plastic
0-005387 | USMC YUMA MAIN SYSTEM | AVENUE 3E | YUMA | AZ | 85369 | Yuma | 72 | Open | 1997-12-03 | 12000 | Gasoline | COMPARTMENT A | Double Walled | Composite (Steel/Fiberglass) | Pressure | Double Walled | Fiberglass Reinforced Plastic
0-000887 | SPEEDSMART #107 | 1158 W UNIVERSITY DR | MESA | AZ | 85201 | Maricopa | 8 | Open | 1993-01-01 | 10000 | Diesel #2 | COMPARTMENT A | Double Walled | Fiberglass Reinforced Plastic | Pressure | Double Walled | Fiberglass Reinforced Plastic
0-008678 | CIRCLE K #5300 | 7530 S PRIEST DR | TEMPE | AZ | 85283 | Maricopa | 1 | Open | 1995-01-15 | 12000 | Gasoline | COMPARTMENT A | Single Walled | Fiberglass Reinforced Plastic | Pressure | Double Walled | Fiberglass Reinforced Plastic
0-009516 | GILLCO OPERATING | 315 W BELL RD | PHOENIX | AZ | 85023 | Maricopa | 2 | Open | 1999-05-01 | 15000 | Gasoline (UL) | COMPARTMENT A | Double Walled | Fiberglass Reinforced Plastic | Pressure | Double Walled | Fiberglass Reinforced Plastic
0-008903 | CIRCLE K #2705023 | 1523 E MCDOWELL RD | PHOENIX | AZ | 85006 | Maricopa | 2 | Open | 1996-02-23 | 10000 | Gasoline | COMPARTMENT A | Double Walled | Fiberglass Reinforced Plastic | Pressure | Double Walled | Fiberglass Reinforced Plastic
0-008816 | CIRCLE K #2705410 | 8890 E SHEA BLVD | SCOTTSDALE | AZ | 85260 | Maricopa | 3 | Open | 1995-10-01 | 12000 | Gasoline | COMPARTMENT A | Double Walled | Fiberglass Reinforced Plastic | Pressure | Double Walled | Fiberglass Reinforced Plastic
0-008816 | CIRCLE K #2705410 | 8890 E SHEA BLVD | SCOTTSDALE | AZ | 85260 | Maricopa | 1 | Open | 1995-10-01 | 15000 | Gasoline | COMPARTMENT A | Double Walled | Fiberglass Reinforced Plastic | Pressure | Double Walled | Fiberglass Reinforced Plastic
0-009316 | CIRCLE K #2705545 | 18422 N TATUM BLVD | PHOENIX | AZ | 85032 | Maricopa | 2 | Open | 1998-01-07 | 15000 | Gasoline | COMPARTMENT A | Double Walled | Fiberglass Reinforced Plastic | Pressure | Double Walled | Fiberglass Reinforced Plastic
0-005897 | CIRCLE K #2708853 | 1950 S MILTON RD | FLAGSTAFF | AZ | 86001 | Coconino | 3 | Open | 1986-11-10 | 10000 | Gasoline | COMPARTMENT A | Double Walled | Fiberglass Reinforced Plastic | Pressure |  | Fiberglass Reinforced Plastic
0-001473 | CIRCLE K #2701756 | 2400 S ARIZONA AVE | YUMA | AZ | 85364 | Yuma | 2 | Open | 1985-01-01 | 10000 | Gasoline | COMPARTMENT A | Single Walled | Fiberglass Reinforced Plastic | Pressure | Single Walled | Fiberglass Reinforced Plastic
0-007713 | SIERRA WINDS | 17300 N 88TH AVE | PEORIA | AZ | 85382 | Maricopa | 1 | Open | 1989-01-01 | 500 | Diesel | COMPARTMENT A | Single Walled | Fiberglass Reinforced Plastic | Suction - Check Valve at the Tank Top |  | Bare or Galvanized Steel
0-006254 | SPEEDWAY STORE #2997 | 9491 E 22ND ST | TUCSON | AZ | 85710 | Pima | 2 | Open | 1988-07-14 | 10000 | Gasoline | COMPARTMENT A | Single Walled | Fiberglass Reinforced Plastic | Pressure |  | Fiberglass Reinforced Plastic
0-002781 | SPEEDWAY #2993 | 1530 W SAINT MARYS RD | TUCSON | AZ | 85745 | Pima | 2 | Open | 1976-01-01 | 10000 | Gasoline (Mid-Grade UL) | COMPARTMENT A | Single Walled | Asphalt coated or Bare Steel | Pressure | Double Walled | Fiberglass Reinforced Plastic
0-006478 | ANTELOPE TRAVEL RECREATION | 910 COPPERMINE RD | PAGE | AZ | 86040 | Coconino | 1 | Open | 1987-10-05 | 12000 | Diesel | COMPARTMENT A | Single Walled | Fiberglass Reinforced Plastic | Pressure |  | Fiberglass Reinforced Plastic
0-009573 | ARCO #6363 | 6702 W THOMAS RD | PHOENIX | AZ | 85033 | Maricopa | 2 | Open | 1998-06-06 | 10000 | Gasoline | COMPARTMENT B | Double Walled | Fiberglass Reinforced Plastic
0-009573 | ARCO #6363 | 6702 W THOMAS RD | PHOENIX | AZ | 85033 | Maricopa | 1 | Open | 1998-06-06 | 20000 | Gasoline | COMPARTMENT A | Double Walled | Fiberglass Reinforced Plastic | Pressure | Double Walled | Fiberglass Reinforced Plastic
0-003595 | BIG LAKE TRADING POST | 1501 COPPERMINE RD | PAGE | AZ | 86040 | Coconino | 5 | Open | 2018-05-11 | 7000 | Gasoline (PUL) | COMPARTMENT B | Double Walled | Fiberglass Reinforced Plastic | Pressure | Double Walled | Fiberglass Reinforced Plastic
0-009116 | SPEEDWAY STORE #2939 | 3800 W LINDA VISTA BLVD | MARANA | AZ | 85742 | Pima | 2 | Open | 1997-04-22 | 12000 | Gasoline | COMPARTMENT A | Double Walled | Fiberglass Reinforced Plastic | Pressure | Double Walled | Fiberglass Reinforced Plastic
0-007159 | CORDES JUNCTION CHEVRON #207129 | 19625 E CORDES LAKES RD | CORDES JUNCTION | AZ | 86333 | Yavapai | 1 | Open | 1990-12-01 | 12000 | Gasoline | COMPARTMENT A | Single Walled | Fiberglass Reinforced Plastic | Pressure |  | Fiberglass Reinforced Plastic
0-009523 | CIRCLE K #2706287 | 4425 E MAIN ST | MESA | AZ | 85205 | Maricopa | 3 | Open | 1999-08-10 | 10000 | Gasoline | COMPARTMENT A | Double Walled | Fiberglass Reinforced Plastic | Pressure | Double Walled | Flexible
0-009700 | CIRCLE K #2705576 | 24831 N 67TH AVE | PHOENIX | AZ | 85308 | Maricopa | 1 | Open | 2000-11-20 | 20000 | Gasoline | COMPARTMENT A | Double Walled | Fiberglass Reinforced Plastic | Pressure | Double Walled | Fiberglass Reinforced Plastic
0-009828 | CIRCLE K #2705915 | 20721 N SCOTTSDALE RD | SCOTTSDALE | AZ | 85255 | Maricopa | 2 | Open | 2001-11-01 | 15000 | Gasoline | COMPARTMENT A | Double Walled | Fiberglass Reinforced Plastic | Pressure | Double Walled | Fiberglass Reinforced Plastic
0-003256 | ARCO AM/PM 43RD AVE | 1601 N 43RD AVE | PHOENIX | AZ | 85009 | Maricopa | 9 | Open | 2018-12-11 | 20000 | Gasoline (UL) | COMPARTMENT A | Double Walled | Fiberglass Reinforced Plastic
0-009807 | ARCO AM/PM | 950 E 16TH ST | YUMA | AZ | 85365 | Yuma | 3 | Open | 2000-02-04 | 10000 | Gasoline | COMPARTMENT A | Double Walled | Fiberglass Reinforced Plastic
0-004900 | TERRIBLE HERBST #148 | 1040 ACOMA BLVD S | LAKE HAVASU CITY | AZ | 86406 | Mohave | 5 | Open | 1997-02-01 | 10000 | Gasoline | COMPARTMENT A | Double Walled | Fiberglass Reinforced Plastic | Pressure |  | Fiberglass Reinforced Plastic
0-004900 | TERRIBLE HERBST #148 | 1040 ACOMA BLVD S | LAKE HAVASU CITY | AZ | 86406 | Mohave | 7 | Open | 1997-02-01 | 10000 | Gasoline | COMPARTMENT A | Double Walled | Fiberglass Reinforced Plastic | Pressure |  | Fiberglass Reinforced Plastic
0-008643 | SUPERPUMPER #15 | 8646 E FRANK LLOYD WRIGHT BLVD | SCOTTSDALE | AZ | 85260 | Maricopa | 2 | Open | 1995-07-13 | 12000 | Gasoline | COMPARTMENT A | Double Walled | Fiberglass Reinforced Plastic | Pressure | Double Walled | Flexible
0-008643 | SUPERPUMPER #15 | 8646 E FRANK LLOYD WRIGHT BLVD | SCOTTSDALE | AZ | 85260 | Maricopa | 3 | Open | 1995-07-13 | 12000 | Gasoline | COMPARTMENT A | Double Walled | Fiberglass Reinforced Plastic | Pressure | Double Walled | Flexible
0-008643 | SUPERPUMPER #15 | 8646 E FRANK LLOYD WRIGHT BLVD | SCOTTSDALE | AZ | 85260 | Maricopa | 1 | Open | 1995-07-13 | 12000 | Diesel | COMPARTMENT A | Double Walled | Fiberglass Reinforced Plastic | Pressure | Double Walled | Flexible
0-007752 | MC'S MARKET | 3303 N HIGHWAY 95 | PARKER | AZ | 85344 | La Paz | 1 | Open | 1993-04-01 | 10000 | Gasoline | COMPARTMENT A | Double Walled | Fiberglass Reinforced Plastic | Pressure | Double Walled | Fiberglass Reinforced Plastic
0-001403 | CIRCLE K #2701389 | 6051 STATE ROUTE 179 | VILLAGE OF OAK CREEK | AZ | 86351 | Yavapai | 5 | Open | 1995-08-17 | 10000 | Gasoline | COMPARTMENT A | Single Walled | Fiberglass Reinforced Plastic | Pressure | Double Walled | Fiberglass Reinforced Plastic
0-001809 | SPEEDWAY STORE #2991 | 1807 E 10TH ST | DOUGLAS | AZ | 85607 | Cochise | 5 | Open | 1971-01-01 | 4000 | Gasoline | COMPARTMENT A | Single Walled | Asphalt coated or Bare Steel | Pressure | Double Walled | Flexible
0-001809 | SPEEDWAY STORE #2991 | 1807 E 10TH ST | DOUGLAS | AZ | 85607 | Cochise | 3 | Open | 1971-01-01 | 4000 | Gasoline | COMPARTMENT A | Single Walled | Asphalt coated or Bare Steel | Pressure | Double Walled | Flexible
0-009030 | SAFEWAY #1225 | 1490 E CEDAR AVE | FLAGSTAFF | AZ | 86004 | Coconino | 3 | Open | 2003-08-13 | 10000 | Gasoline | COMPARTMENT A | Double Walled | Composite (Steel/Fiberglass)
0-009311 | BJS CHEVRON VIII | 1515 N 75TH AVE | PHOENIX | AZ | 85043 | Maricopa | 1 | Open | 1997-09-17 | 15000 | Gasoline | COMPARTMENT A | Double Walled | Fiberglass Reinforced Plastic | Suction - Check Valve at the Tank Top | Double Walled | Fiberglass Reinforced Plastic
0-000931 | SNOWFLAKE #499 | 730 S MAIN ST | SNOWFLAKE | AZ | 85937 | Navajo | 9 | Open | 2015-06-10 | 12000 | Diesel | COMPARTMENT A | Double Walled | Fiberglass Reinforced Plastic | Pressure | Double Walled | Flexible
0-004483 | SHAY OIL CO #4 | 2491 W 16TH ST | YUMA | AZ | 85364 | Yuma | 1 | Open | 1974-01-17 | 8000 | Gasoline | COMPARTMENT A | Double Walled | Fiberglass Reinforced Plastic | Pressure |  | Fiberglass Reinforced Plastic
0-009310 | SPEEDWAY STORE #2884 | 701 E STATE HIGHWAY 260 | PAYSON | AZ | 85541 | Gila | 2 | Open | 1997-11-14 | 12000 | Gasoline (PUL) | COMPARTMENT A | Double Walled | Fiberglass Reinforced Plastic | Pressure |  | Fiberglass Reinforced Plastic
0-007187 | MAVERIK COUNTRY STORE #376 | 5031 US HIGHWAY 68 | GOLDEN VALLEY | AZ | 86413 | Mohave | 6 | Open | 2007-11-01 | 12000 | Diesel | COMPARTMENT A | Double Walled | Fiberglass Reinforced Plastic | Pressure | Double Walled | Flexible
0-000216 | MAVERIK COUNTRY STORE #213 | 4495 S HIGHWAY 95 | MOHAVE VALLEY | AZ | 86426 | Mohave | 5 | Open | 2005-02-01 | 5000 | Gasoline | COMPARTMENT A | Double Walled | Fiberglass Reinforced Plastic | Pressure | Double Walled | Flexible
0-009168 | MINUTE MART #12 | 63715 E SADDLEBROOKE BLVD | SADDLEBROOKE | AZ | 85739 | Pinal | 4 | Open | 2020-05-15 | 12000 | Gasoline (UL) | COMPARTMENT A | Double Walled | Fiberglass Reinforced Plastic | Pressure | Double Walled | Fiberglass Reinforced Plastic
0-002168 | FCA US LLC ARIZONA PROVING GROUND | 1 PROVING GROUND ROAD | YUCCA | AZ | 86438 | Mohave | 12 | Open | 1993-05-01 | 10000 | Diesel | COMPARTMENT A | Double Walled | Fiberglass Reinforced Plastic | Pressure | Double Walled | Fiberglass Reinforced Plastic
0-002168 | FCA US LLC ARIZONA PROVING GROUND | 1 PROVING GROUND ROAD | YUCCA | AZ | 86438 | Mohave | 5 | Open | 1986-04-01 | 12000 | Gasoline (PUL) | COMPARTMENT A | Double Walled | Fiberglass Reinforced Plastic | Pressure | Double Walled | Fiberglass Reinforced Plastic
0-001408 | CIRCLE K #114 | 616 W ROOSEVELT ST | PHOENIX | AZ | 85003 | Maricopa | 1 | Open | 1982-04-24 | 10000 | Gasoline | COMPARTMENT A | Single Walled | Asphalt coated or Bare Steel | Pressure |  | Fiberglass Reinforced Plastic
0-000217 | SHELL BELL | 4121 W BELL RD | PHOENIX | AZ | 85053 | Maricopa | 7 | Open | 1996-04-01 | 12000 | Gasoline | COMPARTMENT A | Double Walled | Fiberglass Reinforced Plastic | Pressure | Double Walled | Fiberglass Reinforced Plastic
0-001245 | CIRCLE K #2700517 | 3155 N ALVERNON WAY | TUCSON | AZ | 85712 | Pima | 3 | Open | 1995-06-20 | 10000 | Gasoline (UL) | COMPARTMENT A | Single Walled | Fiberglass Reinforced Plastic | Pressure | Double Walled | Fiberglass Reinforced Plastic
0-010605 | SHAY OIL #25 | 11379 S FORTUNA RD | YUMA | AZ | 85367 | Yuma | 2 | Open | 2017-12-21 | 15000 | Diesel | COMPARTMENT A | Double Walled | Fiberglass Reinforced Plastic | Pressure | Double Walled | Fiberglass Reinforced Plastic
0-007173 | FIREBIRD FUEL COMPANY #305 | 2541 E JEFFERSON ST | PHOENIX | AZ | 85034 | Maricopa | 1 | Open | 1988-03-01 | 10000 | Diesel | COMPARTMENT A | Double Walled | Composite (Steel/Fiberglass) | Pressure | Single Walled | Fiberglass Reinforced Plastic
0-007173 | FIREBIRD FUEL COMPANY #305 | 2541 E JEFFERSON ST | PHOENIX | AZ | 85034 | Maricopa | 2 | Open | 1988-03-01 | 8000 | Gasoline (UL) | COMPARTMENT A | Double Walled | Composite (Steel/Fiberglass) | Pressure | Single Walled | Fiberglass Reinforced Plastic
0-008602 | TRIPLE B | 824 N WILLIAM BROOKS AVE | SAN LUIS | AZ | 85336 | Yuma | 9 | Open | 2020-07-08 | 30000 | Gasoline (UL) | COMPARTMENT A | Double Walled | Fiberglass Reinforced Plastic | Pressure | Double Walled | Fiberglass Reinforced Plastic
0-010285 | COSTCO WHOLESALE #1028 | 7525 E HAMPTON AVE | MESA | AZ | 85209 | Maricopa | 1 | Open | 2008-05-01 | 30000 | Gasoline (UL) | COMPARTMENT A | Double Walled | Fiberglass Reinforced Plastic | Pressure | Double Walled | Fiberglass Reinforced Plastic
0-010655 | SWIFT TRAVEL CENTER | 3051 W SHAMRELL BLVD | FLAGSTAFF | AZ | 86005 | Coconino | 2 | Open | 2019-01-09 | 12000 | Diesel | COMPARTMENT B | Double Walled | Fiberglass Reinforced Plastic | Pressure | Double Walled | Flexible
0-001105 | CHEVRON #9-6856 | 1901 W BELL RD | PHOENIX | AZ | 85023 | Maricopa | 8 | Open | 1996-08-15 | 10000 | Gasoline | COMPARTMENT A | Double Walled | Fiberglass Reinforced Plastic | Pressure | Double Walled | Fiberglass Reinforced Plastic
0-001105 | CHEVRON #9-6856 | 1901 W BELL RD | PHOENIX | AZ | 85023 | Maricopa | 9 | Open | 1996-08-15 | 10000 | Diesel | COMPARTMENT A | Double Walled | Fiberglass Reinforced Plastic | Pressure | Double Walled | Fiberglass Reinforced Plastic
0-003139 | CITY OF MESA - FLEET SUPPORT SERVICES | 310 E 6TH ST | MESA | AZ | 85201 | Maricopa | 18 | Open | 1993-01-01 | 1000 | New Oil | COMPARTMENT A | Double Walled | Fiberglass Reinforced Plastic | Suction - Check Valve at the Tank Top | Double Walled | Fiberglass Reinforced Plastic
0-008293 | HOLBROOK TRAVEL CENTER #246 | 3747 EXPRESS DR | HOLBROOK | AZ | 86025 | Navajo | 2 | Open | 2014-02-15 | 8000 | New Oil | COMPARTMENT A | Double Walled | Fiberglass Reinforced Plastic | Pressure | Double Walled | Fiberglass Reinforced Plastic
0-010140 | QUIKTRIP #478 | 5545 S POWER RD | MESA | AZ | 85212 | Maricopa | 3 | Open | 2008-03-27 | 20000 | Gasoline | COMPARTMENT A | Double Walled | Fiberglass Reinforced Plastic | Pressure | Double Walled | Fiberglass Reinforced Plastic
0-010249 | OLIVE CHEVRON | 9080 W OLIVE AVE | PEORIA | AZ | 85345 | Maricopa | 2 | Open | 2008-12-05 | 8000 | Diesel | COMPARTMENT A | Double Walled | Fiberglass Reinforced Plastic | Pressure | Double Walled | Flexible
0-001862 | CIRCLE K STORE #2705407 | 4259 W MCDOWELL RD | PHOENIX | AZ | 85009 | Maricopa | 8 | Open | 1988-01-01 | 6000 | Diesel | COMPARTMENT A | Single Walled | Fiberglass Reinforced Plastic | Pressure | Single Walled | Fiberglass Reinforced Plastic
0-003876 | CITY OF PHOENIX - NORTH TRANSIT FACILITY | 2010 W DESERT COVE AVE | PHOENIX | AZ | 85029 | Maricopa | 19 | Open | 2013-09-05 | 20000 | Diesel | COMPARTMENT A | Double Walled | Fiberglass Reinforced Plastic | Pressure | Double Walled | Fiberglass Reinforced Plastic
0-003876 | CITY OF PHOENIX - NORTH TRANSIT FACILITY | 2010 W DESERT COVE AVE | PHOENIX | AZ | 85029 | Maricopa | 23 | Open | 2013-09-05 | 1000 | New Oil | COMPARTMENT A | Double Walled | Fiberglass Reinforced Plastic | Pressure | Double Walled | Fiberglass Reinforced Plastic
0-000513 | ARCO AM/PM #82802 | 2341 W BETHANY HOME RD | PHOENIX | AZ | 85015 | Maricopa | 4 | Open | 1989-03-19 | 12000 | Gasoline | COMPARTMENT A | Double Walled | Fiberglass Reinforced Plastic | Pressure |  | Fiberglass Reinforced Plastic
0-010319 | SUPERSTAR CARWASH | 21695 N LAKE PLEASANT PKWY | PEORIA | AZ | 85382 | Maricopa | 2 | Open | 2009-08-03 | 10000 | Gasoline | COMPARTMENT C | Double Walled | Composite (Steel/Fiberglass) | Pressure | Double Walled | Fiberglass Reinforced Plastic
0-001258 | CIRCLE K #2700580 | 5818 S PALO VERDE RD | TUCSON | AZ | 85706 | Pima | 3 | Open | 1998-06-26 | 12000 | Gasoline | COMPARTMENT A | Double Walled | Fiberglass Reinforced Plastic | Pressure | Double Walled | Fiberglass Reinforced Plastic
0-000882 | CIRCLE K STORE #2706660 | 2005 W BROADWAY RD | MESA | AZ | 85202 | Maricopa | 5 | Open | 1997-08-14 | 12000 | Gasoline | COMPARTMENT A | Double Walled | Fiberglass Reinforced Plastic | Pressure | Double Walled | Fiberglass Reinforced Plastic
0-006063 | METEOR CRATER GAS STATION |  | METEOR CITY |  |  | Coconino | 5 | Open | 2018-06-06 | 10000 | Gasoline (UL) | COMPARTMENT A | Double Walled | Fiberglass Reinforced Plastic | Pressure | Double Walled | Fiberglass Reinforced Plastic
0-006063 | METEOR CRATER GAS STATION |  | METEOR CITY |  |  | Coconino | 4 | Open | 2018-06-06 | 10000 | Gasoline (UL) | COMPARTMENT A | Double Walled | Fiberglass Reinforced Plastic | Pressure | Double Walled | Fiberglass Reinforced Plastic
0-004075 | BELL GAS #450 | 49998 EHRENBERG POSTON HWY | EHRENBERG | AZ | 85334 | La Paz | 5 | Open | 1997-11-15 | 10000 | Gasoline | COMPARTMENT A | Double Walled | Asphalt coated or Bare Steel | Pressure | Double Walled | Fiberglass Reinforced Plastic
0-002534 | WAHWEAP SINCLAIR STATION | 100 LAKESHORE DR | PAGE | AZ | 86040 | Coconino | 2 | Open | 1987-04-01 | 20000 | Gasoline (UL) | COMPARTMENT A | Double Walled | Fiberglass Reinforced Plastic | Pressure | Single Walled | Fiberglass Reinforced Plastic
0-010415 | HANGARS AT KNUDSEN CORPORATE CENTER | 1825 W KNUDSEN DR | PHOENIX | AZ | 85027 | Maricopa | 1 | Open | 2008-10-01 | 15000 | Jet Fuel | COMPARTMENT A | Double Walled | Fiberglass Reinforced Plastic | Suction - Check Valve at the Tank Top | Double Walled | Fiberglass Reinforced Plastic
0-010534 | QUIKTRIP #468 | 11309 GRAND AVE | YOUNGTOWN | AZ | 85363 | Maricopa | 1 | Open | 2015-03-20 | 10000 | Diesel | COMPARTMENT A | Double Walled | Fiberglass Reinforced Plastic | Pressure | Double Walled | Flexible
0-003644 | CIRCLE K #2705291 | 1995 S ARIZONA AVE | CHANDLER | AZ | 85286 | Maricopa | 2 | Open | 1988-01-01 | 15000 | Gasoline | COMPARTMENT A | Single Walled | Fiberglass Reinforced Plastic | Pressure | Single Walled | Fiberglass Reinforced Plastic
0-010024 | FOWLER SCHOOL DISTRICT TRANSPORTATION | 1617 S 67TH AVE | PHOENIX | AZ | 85043 | Maricopa | 1 | Open | 1990-01-01 | 550 | Used Oil/Waste Oil | COMPARTMENT A | Double Walled | Fiberglass Reinforced Plastic | Gravity Feed |  | Fiberglass Reinforced Plastic
0-008872 | GPM #4599 | 7060 E BASELINE RD | MESA | AZ | 85209 | Maricopa | 1 | Open | 1995-12-13 | 15000 | Gasoline (UL) | COMPARTMENT A | Double Walled | Fiberglass Reinforced Plastic | Pressure | Double Walled | Fiberglass Reinforced Plastic
0-000527 | ARCO #1514 | 3202 E VAN BUREN ST | PHOENIX | AZ | 85008 | Maricopa | 9 | Open | 1994-10-05 | 10000 | Diesel | COMPARTMENT A | Double Walled | Fiberglass Reinforced Plastic | Pressure | Double Walled | Fiberglass Reinforced Plastic
0-010465 | QUIKTRIP #432 | 4075 S 32ND ST | PHOENIX | AZ | 85040 | Maricopa | 2 | Open | 2012-10-18 | 20000 | Gasoline | COMPARTMENT A | Double Walled | Fiberglass Reinforced Plastic | Pressure | Double Walled | Fiberglass Reinforced Plastic
0-001521 | CIRCLE K #2703746 | 12201 N CAVE CREEK RD | PHOENIX | AZ | 85022 | Maricopa | 2 | Open | 1983-01-01 | 10000 | Gasoline (PUL) | COMPARTMENT A | Single Walled | Fiberglass Reinforced Plastic | Pressure |  | Fiberglass Reinforced Plastic
0-009464 | CIRCLE K #2705573 | 8319 W BELL RD | PEORIA | AZ | 85382 | Maricopa | 4 | Open | 1999-01-19 | 15000 | Gasoline | COMPARTMENT A | Double Walled | Fiberglass Reinforced Plastic | Pressure | Double Walled | Fiberglass Reinforced Plastic
0-009768 | CIRCLE K #2705594 | 2425 ADOBE RD | BULLHEAD CITY | AZ | 86442 | Mohave | 3 | Open | 2001-06-19 | 15000 | Diesel | COMPARTMENT A | Double Walled | Fiberglass Reinforced Plastic | Pressure | Double Walled | Fiberglass Reinforced Plastic
0-005665 | CIRCLE K #2707964 | 1002 N 35TH AVE | PHOENIX | AZ | 85009 | Maricopa | 1 | Open | 1986-06-28 | 10000 | Gasoline | COMPARTMENT A | Double Walled | Fiberglass Reinforced Plastic | Pressure |  | Fiberglass Reinforced Plastic
0-005970 | CIRCLE K #2708692 | 2524 W THUNDERBIRD RD | PHOENIX | AZ | 85023 | Maricopa | 1 | Open | 1987-02-25 | 10000 | Gasoline | COMPARTMENT A | Double Walled | Fiberglass Reinforced Plastic | Pressure |  | Fiberglass Reinforced Plastic
0-008610 | FLYING J TRAVEL PLAZA #612 | 400 TRANSCON LN | WINSLOW | AZ | 86047 | Navajo | 3 | Open | 1995-01-25 | 20000 | Diesel | COMPARTMENT A | Double Walled | Fiberglass Reinforced Plastic | Pressure | Double Walled | Fiberglass Reinforced Plastic
0-009232 | FASTRIP FOOD STORE #9915/9916 | 1620 N PINAL AVE | CASA GRANDE | AZ | 85122 | Pinal | 1 | Open | 1997-11-02 | 12000 | Gasoline | COMPARTMENT A | Double Walled | Fiberglass Reinforced Plastic | Pressure | Double Walled | Fiberglass Reinforced Plastic
0-009232 | FASTRIP FOOD STORE #9915/9916 | 1620 N PINAL AVE | CASA GRANDE | AZ | 85122 | Pinal | 5 | Open | 1997-11-02 | 12000 | Diesel | COMPARTMENT A | Double Walled | Fiberglass Reinforced Plastic | Pressure | Double Walled | Fiberglass Reinforced Plastic
0-008111 | 6TH ST CARDLOCK | 2453 S 6TH ST | PHOENIX | AZ | 85004 | Maricopa | 1 | Open | 1992-12-01 | 12000 | Diesel | COMPARTMENT A | Double Walled | Composite (Steel/Fiberglass) | Pressure | Single Walled | Fiberglass Reinforced Plastic
0-009713 | BASELINE CARDLOCK & TANK WAGON | 822 E BASELINE RD | MESA | AZ | 85204 | Maricopa | 5 | Open | 2018-08-13 | 30000 | Red Diesel | COMPARTMENT A | Double Walled | Polyethylene Jacketed Steel
0-010481 | FIESTA DISTRICT POLICE STATION | 1010 W GROVE AVE | MESA | AZ | 85210 | Maricopa | 1 | Open | 2012-11-01 | 15000 | Gasoline | COMPARTMENT A | Double Walled | Fiberglass Reinforced Plastic | Pressure | Double Walled | Fiberglass Reinforced Plastic
0-010485 | CIRCLE K STORE #2703448 | 5155 W OLIVE AVE | GLENDALE | AZ | 85302 | Maricopa | 1 | Open | 2013-08-01 | 20000 | Gasoline (UL) | COMPARTMENT A | Double Walled | Fiberglass Reinforced Plastic | Pressure | Double Walled | Fiberglass Reinforced Plastic
0-010503 | QUIKTRIP STORE #443R | 4275 W INDIAN SCHOOL RD | PHOENIX | AZ | 85019 | Maricopa | 3 | Open | 2014-03-07 | 10000 | Gasoline | COMPARTMENT A | Double Walled | Fiberglass Reinforced Plastic
0-010503 | QUIKTRIP STORE #443R | 4275 W INDIAN SCHOOL RD | PHOENIX | AZ | 85019 | Maricopa | 3 | Open | 2014-03-07 | 10000 | Gasoline | COMPARTMENT B | Double Walled | Fiberglass Reinforced Plastic
0-010503 | QUIKTRIP STORE #443R | 4275 W INDIAN SCHOOL RD | PHOENIX | AZ | 85019 | Maricopa | 1 | Open | 2014-03-07 | 20000 | Gasoline | COMPARTMENT A | Double Walled | Fiberglass Reinforced Plastic | Pressure | Double Walled | Fiberglass Reinforced Plastic
0-010123 | TREKELL CHEVRON | 2012 N TREKELL RD | CASA GRANDE | AZ | 85122 | Pinal | 1 | Open | 2005-04-01 | 6000 | Gasoline | COMPARTMENT A | Double Walled | Fiberglass Reinforced Plastic | Pressure | Double Walled | Fiberglass Reinforced Plastic
0-010111 | CITY OF PHOENIX - NORTH GATEWAY TRANSFER STATION | 30205 N BLACK CANYON HWY | PHOENIX | AZ | 85085 | Maricopa | 1 | Open | 2005-10-07 | 12000 | Gasoline | COMPARTMENT A | Double Walled | Fiberglass Reinforced Plastic | Pressure | Double Walled | Fiberglass Reinforced Plastic
0-008868 | MOBILE INN ASSOCIATES LP | 7944 E BECK LN | SCOTTSDALE | AZ | 85260 | Maricopa | 1 | Open | 1995-10-10 | 15000 | Jet Fuel | COMPARTMENT A | Double Walled | Fiberglass Reinforced Plastic | Pressure | Double Walled | Fiberglass Reinforced Plastic
0-010160 | VENTURA MARKET | 2528 E COPPER MINE RD | QUEEN CREEK | AZ | 85143 | Pinal | 1 | Open | 2006-11-02 | 8000 | Diesel | COMPARTMENT A | Double Walled | Composite (Steel/Fiberglass) | Pressure | Double Walled | Fiberglass Reinforced Plastic
0-009654 | AWS - PHOENIX #753C | 3046 N MAPLE | MESA | AZ | 85215 | Maricopa | 1 | Open | 1999-02-03 | 10000 | Diesel | COMPARTMENT A | Double Walled | Fiberglass Reinforced Plastic | Pressure | Double Walled | Fiberglass Reinforced Plastic
0-010179 | GPM #4609 | 3999 E FRY BLVD | SIERRA VISTA | AZ | 85635 | Cochise | 1 | Open | 2007-03-15 | 6000 | E-85 | COMPARTMENT A | Double Walled | Composite (Steel/Fiberglass) | Pressure | Double Walled | Flexible
0-010603 | CIRCLE K STORE #2703482 | 18675 S NOGALES HWY | GREEN VALLEY | AZ | 85614 | Pima | 2 | Open | 2017-01-23 | 20000 | Gasoline (PUL) | COMPARTMENT A | Double Walled | Fiberglass Reinforced Plastic | Pressure | Double Walled | Fiberglass Reinforced Plastic
0-010569 | LOVE'S TRAVEL STOP #659 | 8313 W ROOSEVELT ST | TOLLESON | AZ | 85353 | Maricopa | 6 | Open | 2019-12-30 | 2000 | New Oil | COMPARTMENT C | Double Walled | Fiberglass Reinforced Plastic | Suction - Check Valve at the Tank Top | Double Walled | Fiberglass Reinforced Plastic
0-008508 | AAA SAFE STORAGE & MINI MART | 3179 HARRISON ST | KINGMAN | AZ | 86401 | Mohave | 2 | Open | 1994-03-29 | 5000 | Diesel | COMPARTMENT B | Double Walled | Composite (Steel/Fiberglass) | Pressure | Double Walled | Fiberglass Reinforced Plastic
0-009094 | B & Z INVESTMENTS 1 | 5965 E BROWN RD | MESA | AZ | 85205 | Maricopa | 3 | Open | 1997-02-07 | 10000 | Gasoline | COMPARTMENT A | Double Walled | Fiberglass Reinforced Plastic | Pressure | Double Walled | Fiberglass Reinforced Plastic
0-004953 | SPEEDWAY #2965 | 4301 E BROADWAY BLVD | TUCSON | AZ | 85711 | Pima | 8 | Open | 2003-12-17 | 6000 | Gasoline (PUL) | COMPARTMENT A | Single Walled | Fiberglass Reinforced Plastic
0-009445 | WERNER ENTERPRISES | 4801 W MAGNOLIA ST | PHOENIX | AZ | 85043 | Maricopa | 2 | Open | 1996-01-01 | 4000 | Used Oil/Waste Oil | COMPARTMENT B | Double Walled | Fiberglass Reinforced Plastic | Pressure | Double Walled | Fiberglass Reinforced Plastic
0-009852 | MESA STAR CHEVRON | 7956 E UNIVERSITY DR | MESA | AZ | 85207 | Maricopa | 1 | Open | 2001-01-18 | 5000 | Diesel | COMPARTMENT A | Double Walled | Asphalt coated or Bare Steel
0-009278 | MAVERIK COUNTY STORE #545 | 690 W STATE ROUTE 89A | COTTONWOOD | AZ | 86326 | Yavapai | 4 | Open | 2017-10-24 | 7000 | Gasoline (UL) | COMPARTMENT A | Double Walled | Fiberglass Reinforced Plastic | Pressure | Double Walled | Flexible
0-004201 | ROSS AVIATION | 15115 N AIRPORT DR | SCOTTSDALE | AZ | 85260 | Maricopa | 9 | Open | 1990-08-01 | 15000 | Jet Fuel | COMPARTMENT A | Single Walled | Asphalt coated or Bare Steel | Suction - Check Valve at the Tank Top |  | Bare or Galvanized Steel
0-002010 | CIRCLE K #5579 | 655 W 22ND ST | TUCSON | AZ | 85713 | Pima | 6 | Open | 2000-10-27 | 15000 | Gasoline | COMPARTMENT A | Double Walled | Fiberglass Reinforced Plastic | Pressure | Double Walled | Fiberglass Reinforced Plastic
0-002770 | SPEEDWAY STORE #2988 | 201 N HASKELL AVE | WILLCOX | AZ | 85643 | Cochise | 4 | Open | 1986-04-08 | 10000 | Gasoline | COMPARTMENT A | Double Walled | Composite (Steel/Fiberglass) | Pressure |  | Fiberglass Reinforced Plastic
0-006236 | LAKE HAVASU TRI-MART | 2201 MCCULLOCH BLVD N | LAKE HAVASU CITY | AZ | 86403 | Mohave | 6 | Open | 2019-09-27 | 5000 | Diesel | COMPARTMENT B | Double Walled | Fiberglass Reinforced Plastic
0-006236 | LAKE HAVASU TRI-MART | 2201 MCCULLOCH BLVD N | LAKE HAVASU CITY | AZ | 86403 | Mohave | 6 | Open | 2019-09-27 | 5000 | Gasoline (PUL) | COMPARTMENT A | Double Walled | Fiberglass Reinforced Plastic
0-006135 | CIRCLE K #2701785 | 7460 W CACTUS RD | PEORIA | AZ | 85381 | Maricopa | 3 | Open | 1985-01-01 | 10000 | Gasoline | COMPARTMENT A | Single Walled | Fiberglass Reinforced Plastic | Pressure | Single Walled | Fiberglass Reinforced Plastic
0-004440 | CIRCLE K #2701996 | 3550 E MAIN ST | MESA | AZ | 85213 | Maricopa | 3 | Open | 1987-01-01 | 10000 | Gasoline | COMPARTMENT A | Single Walled | Fiberglass Reinforced Plastic | Pressure | Single Walled | Fiberglass Reinforced Plastic
0-005053 | CIRCLE K STORE #2709163 | 2020 W WARNER RD | CHANDLER | AZ | 85224 | Maricopa | 3 | Open | 1989-07-12 | 10000 | Gasoline | COMPARTMENT A | Double Walled | Fiberglass Reinforced Plastic | Pressure | Single Walled | Fiberglass Reinforced Plastic
0-010068 | AHWATUKEE AUTO SPA | 4601 E CHANDLER BLVD | PHOENIX | AZ | 85048 | Maricopa | 2 | Open | 2001-05-03 | 12000 | Gasoline | COMPARTMENT B | Double Walled | Fiberglass Reinforced Plastic | Pressure | Double Walled | Fiberglass Reinforced Plastic
0-009889 | SPEEDWAY STORE #2969 | 6890 N SANDARIO RD | MARANA | AZ | 85743 | Pima | 1 | Open | 2001-10-13 | 5000 | Diesel | COMPARTMENT A | Unknown | Asphalt coated or Bare Steel | Pressure | Single Walled | Fiberglass Reinforced Plastic
0-004042 | TUCSON JET CENTER | 6720 S PLUMER AVE | TUCSON | AZ | 85756 | Pima | 2 | Open | 1978-01-01 | 10000 | Gasoline | COMPARTMENT A | Single Walled | Asphalt coated or Bare Steel | Pressure | Single Walled | Bare or Galvanized Steel
0-005996 | PEORIA FUEL LLC | 9102 W PEORIA AVE | PEORIA | AZ | 85345 | Maricopa | 3 | Open | 1988-01-10 | 12000 | Gasoline | COMPARTMENT A | Double Walled | Fiberglass Reinforced Plastic | Pressure |  | Fiberglass Reinforced Plastic
0-009758 | DIGITAL 2121 SOUTH PRICE | 2121 S PRICE RD | CHANDLER | AZ | 85286 | Maricopa | 5 | Open | 2007-09-13 | 25000 | Diesel | COMPARTMENT A | Double Walled | Fiberglass Reinforced Plastic | Suction - Check Valve at the Dispenser | Double Walled | Flexible
0-001062 | IKE'S MINI MARKET | 117 E FREMONT ST | TOMBSTONE | AZ | 85638 | Cochise | 8 | Open | 1989-03-01 | 6000 | Gasoline | COMPARTMENT A | Double Walled | Composite (Steel/Fiberglass) | Suction - Check Valve at the Tank Top | Single Walled | Bare or Galvanized Steel
0-007561 | CITY OF MESA - EAST MESA SERVICE CENTER | 6935 E DECATUR ST | MESA | AZ | 85207 | Maricopa | 5 | Open | 1990-10-24 | 2500 | Automatic Transmission Fluid | COMPARTMENT A | Double Walled | Fiberglass Reinforced Plastic | Suction - Check Valve at the Tank Top |  | Fiberglass Reinforced Plastic
0-008815 | WILLIAMS CHEVRON | 1050 N GRAND CANYON BLVD | WILLIAMS | AZ | 86046 | Coconino | 2 | Open | 1995-11-01 | 10000 | Gasoline (UL) | COMPARTMENT A |  | Fiberglass Reinforced Plastic | Pressure | Double Walled | Fiberglass Reinforced Plastic
0-001368 | CIRCLE K #2701130 | 11450 W SOUTHERN AVE | TOLLESON | AZ | 85353 | Maricopa | 1 | Open | 1978-01-01 | 10000 | Gasoline | COMPARTMENT A |  | Asphalt coated or Bare Steel | Pressure | Double Walled | Fiberglass Reinforced Plastic
0-008701 | UNITED DAIRYMEN OF ARIZONA - WAREHOUSE | 2601 S HARDY DR | TEMPE | AZ | 85282 | Maricopa | 1 | Open | 1995-05-03 | 20000 | Gasoline | COMPARTMENT A | Double Walled | Fiberglass Reinforced Plastic | Pressure |  | Fiberglass Reinforced Plastic
0-006403 | LAKE POWELL TRAVEL PLAZA | 101 W GLEN DR | GREENHAVEN | AZ | 86036 | Coconino | 5 | Open | 2020-06-18 | 30000 | Diesel #2 | COMPARTMENT A | Double Walled | Fiberglass Reinforced Plastic | Pressure | Double Walled | Flexible
0-009532 | QUIKTRIP #461 | 2535 W CAMELBACK RD | PHOENIX | AZ | 85017 | Maricopa | 6 | Open | 2017-02-17 | 20000 | Gasoline | COMPARTMENT A | Double Walled | Fiberglass Reinforced Plastic | Pressure | Double Walled | Fiberglass Reinforced Plastic
0-006228 | CIRCLE K #2703747 | 2730 N SCOTTSDALE RD | TEMPE | AZ | 85281 | Maricopa | 2 | Open | 1987-06-30 | 10000 | Gasoline | COMPARTMENT A | Double Walled | Fiberglass Reinforced Plastic | Pressure | Single Walled | Fiberglass Reinforced Plastic
0-009086 | CIRCLE K #2705322 | 24838 N 35TH AVE | PHOENIX | AZ | 85027 | Maricopa | 3 | Open | 1996-11-09 | 10000 | Gasoline | COMPARTMENT A | Double Walled | Fiberglass Reinforced Plastic | Pressure | Double Walled | Fiberglass Reinforced Plastic
0-006010 | CIRCLE K #2708598 | 15410 N 40TH ST | PHOENIX | AZ | 85032 | Maricopa | 1 | Open | 1988-02-24 | 10000 | Gasoline | COMPARTMENT A | Double Walled | Fiberglass Reinforced Plastic | Pressure |  | Fiberglass Reinforced Plastic
0-006010 | CIRCLE K #2708598 | 15410 N 40TH ST | PHOENIX | AZ | 85032 | Maricopa | 2 | Open | 1988-02-24 | 10000 | Gasoline | COMPARTMENT A | Double Walled | Fiberglass Reinforced Plastic | Pressure |  | Fiberglass Reinforced Plastic
0-006472 | CIRCLE K #2708778 | 2880 W INA RD | TUCSON | AZ | 85741 | Pima | 2 | Open | 1987-10-06 | 10000 | Gasoline | COMPARTMENT A | Double Walled | Fiberglass Reinforced Plastic | Pressure |  | Fiberglass Reinforced Plastic
0-008273 | CITY OF PEORIA - FIRE DEPARTMENT #93 | 8380 W EMILE ZOLA AVE | PEORIA | AZ | 85381 | Maricopa | 1 | Open | 1991-01-21 | 2000 | Diesel | COMPARTMENT A | Double Walled | Fiberglass Reinforced Plastic | Pressure |  | Fiberglass Reinforced Plastic
0-008299 | MOUNT GRAHAM INTERNATIONAL OBSERVATORY | 1480 W STATE ROUTE 366 | SAFFORD | AZ | 85546 | Graham | 2 | Open | 1990-01-01 | 1000 | Diesel | COMPARTMENT A | Double Walled | Fiberglass Reinforced Plastic | Suction - Check Valve at the Tank Top | Aboveground Piping
0-008276 | RENTAL CAR QUICK TURNAROUND | 2620 E AIRPORT DR | TUCSON | AZ | 85756 | Pima | 6 | Open | 1995-03-03 | 12000 | Gasoline | COMPARTMENT A | Double Walled | Fiberglass Reinforced Plastic | Pressure | Double Walled | Fiberglass Reinforced Plastic
0-001200 | BISBEE CHEVRON | 1288 W HIGHWAY 92 | BISBEE | AZ | 85603 | Cochise | 4 | Open | 1998-05-27 | 6000 | Diesel | COMPARTMENT B | Double Walled | Composite (Steel/Fiberglass)
0-001200 | BISBEE CHEVRON | 1288 W HIGHWAY 92 | BISBEE | AZ | 85603 | Cochise | 4 | Open | 1998-05-27 | 6000 | Gasoline | COMPARTMENT A | Double Walled | Composite (Steel/Fiberglass)
0-001396 | CIRCLE K #1344 | 1002 N 32ND ST | PHOENIX | AZ | 85008 | Maricopa | 2 | Open | 1979-01-01 | 6000 | Gasoline | COMPARTMENT A |  | Asphalt coated or Bare Steel | Pressure |  | Fiberglass Reinforced Plastic
0-000534 | ARCO #5271 | 1825 N 24TH ST | PHOENIX | AZ | 85008 | Maricopa | 9 | Open | 2019-12-18 | 15000 | Gasoline (UL) | COMPARTMENT A | Double Walled | Fiberglass Reinforced Plastic | Pressure | Double Walled | Fiberglass Reinforced Plastic
0-008456 | CIRCLE K STORE #2703445 | 2990 N ARIZONA AVE | CHANDLER | AZ | 85225 | Maricopa | 2 | Open | 2013-06-01 | 20000 | Gasoline | COMPARTMENT A | Double Walled | Fiberglass Reinforced Plastic | Pressure | Double Walled | Fiberglass Reinforced Plastic
0-009930 | PARKS MERCANTILE & FEED | 518 N PARKS RD | PARKS | AZ | 86018 | Coconino | 1 | Open | 2003-01-14 | 5000 | Diesel | COMPARTMENT B | Double Walled | Composite (Steel/Fiberglass) | Pressure | Double Walled | Flexible
0-004986 | FLYERS ENERGY 3057 | 3555 S RICHEY BLVD | TUCSON | AZ | 85713 | Pima | 1 | Open | 1979-01-01 | 20000 | Diesel #2 | COMPARTMENT A |  | Asphalt coated or Bare Steel | Pressure | Double Walled | Fiberglass Reinforced Plastic
0-003904 | PRIDE TRAVEL CENTER (ELOY) | 5240 N SUNLAND GIN RD | ELOY | AZ | 85131 | Pinal | 5 | Open | 1986-01-01 | 10000 | Gasoline (UL) | COMPARTMENT A | Double Walled | Composite (Steel/Fiberglass) | Pressure |  | Fiberglass Reinforced Plastic
0-003904 | PRIDE TRAVEL CENTER (ELOY) | 5240 N SUNLAND GIN RD | ELOY | AZ | 85131 | Pinal | 2 | Open | 1986-01-01 | 20000 | Diesel | COMPARTMENT A | Double Walled | Composite (Steel/Fiberglass) | Pressure |  | Fiberglass Reinforced Plastic
0-000909 | CIRCLE K STORE #2706644 | 1850 W UNION HILLS DR | PHOENIX | AZ | 85027 | Maricopa | 8 | Open | 1991-06-01 | 10000 | Gasoline | COMPARTMENT A | Double Walled | Fiberglass Reinforced Plastic | Pressure | Double Walled | Fiberglass Reinforced Plastic
0-001527 | CIRCLE K #2701859 | 702 W MCDOWELL RD | PHOENIX | AZ | 85007 | Maricopa | 2 | Open | 1986-01-01 | 10000 | Gasoline (PUL) | COMPARTMENT A | Single Walled | Fiberglass Reinforced Plastic | Pressure |  | Fiberglass Reinforced Plastic
0-009924 | SIGNATURE FLIGHT SUPPORT | 15290 N 78TH WAY | SCOTTSDALE | AZ | 85260 | Maricopa | 2 | Open | 2003-02-17 | 30000 | Jet Fuel | COMPARTMENT A | Double Walled | Fiberglass Reinforced Plastic | Suction - Check Valve at the Dispenser | Double Walled | Fiberglass Reinforced Plastic
0-008829 | CIRCLE K #2700085 | 1154 W RIO SALADO PKWY | MESA | AZ | 85201 | Maricopa | 1 | Open | 1995-11-01 | 12000 | Gasoline | COMPARTMENT A | Single Walled | Fiberglass Reinforced Plastic | Pressure | Double Walled | Fiberglass Reinforced Plastic
0-004301 | CIRCLE K #2708520 | 550 W AJO WAY | TUCSON | AZ | 85713 | Pima | 3 | Open | 1987-01-22 | 10000 | Gasoline (PUL) | COMPARTMENT A | Double Walled | Fiberglass Reinforced Plastic | Pressure |  | Fiberglass Reinforced Plastic
0-001533 | CIRCLE K #2701967 | 5902 W BELL RD | GLENDALE | AZ | 85308 | Maricopa | 3 | Open | 1986-01-01 | 10000 | Gasoline | COMPARTMENT A | Double Walled | Fiberglass Reinforced Plastic | Pressure | Double Walled | Fiberglass Reinforced Plastic
0-001869 | SPEEDSMART #119 | 3501 W CAMELBACK RD | PHOENIX | AZ | 85019 | Maricopa | 3 | Open | 1984-04-26 | 10000 | Diesel | COMPARTMENT A | Single Walled | Fiberglass Reinforced Plastic | Pressure | Double Walled | Flexible
0-010617 | QUIKTRIP #451 | 6702 W MCDOWELL RD | PHOENIX | AZ | 85035 | Maricopa | 1 | Open | 2018-02-26 | 12000 | Diesel #2 | COMPARTMENT A | Double Walled | Fiberglass Reinforced Plastic | Pressure | Double Walled | Fiberglass Reinforced Plastic
0-004486 | HOLBROOK CHEVRON | 2702 NAVAJO BLVD | HOLBROOK | AZ | 86025 | Navajo | 3 | Open | 1986-06-27 | 20000 | Gasoline | COMPARTMENT A | Double Walled | Composite (Steel/Fiberglass) | Pressure | Double Walled | Fiberglass Reinforced Plastic
0-010639 | CIRCLE K STORE #9525 | 940 WILLOW CREEK RD | PRESCOTT | AZ | 86301 | Yavapai | 3 | Open | 2018-11-13 | 12000 | Diesel | COMPARTMENT A | Double Walled | Fiberglass Reinforced Plastic | Pressure | Double Walled | Fiberglass Reinforced Plastic
0-009986 | QUIKTRIP #412 | 8004 N 27TH AVE | PHOENIX | AZ | 85051 | Maricopa | 3 | Open | 2003-09-04 | 20000 | Gasoline | COMPARTMENT A | Double Walled | Fiberglass Reinforced Plastic | Pressure | Double Walled | Flexible
0-009874 | SPEEDWAY STORE #2959 | 11200 S SIERRITA MOUNTAIN RD | TUCSON | AZ | 85736 | Pima | 1 | Open | 2002-07-22 | 6000 | Gasoline (PUL) | COMPARTMENT B | Double Walled | Composite (Steel/Fiberglass)
0-006312 | THE WHY NOT TRAVEL STORE | 230 S SONOYTA WAY | WHY | AZ | 85321 | Pima | 4 | Open | 1998-09-14 | 6000 | Gasoline | COMPARTMENT A | Double Walled | Composite (Steel/Fiberglass) | Pressure | Double Walled
0-001358 | CIRCLE K #2701054 | 18610 N 107TH AVE | PEORIA | AZ | 85373 | Maricopa | 5 | Open | 1995-01-31 | 10000 | Gasoline | COMPARTMENT A | Single Walled | Fiberglass Reinforced Plastic | Pressure | Double Walled | Fiberglass Reinforced Plastic
0-001360 | CIRCLE K #2701065 | 9049 W PEORIA AVE | PEORIA | AZ | 85345 | Maricopa | 6 | Open | 1994-09-26 | 10000 | Gasoline | COMPARTMENT A | Double Walled | Fiberglass Reinforced Plastic | Pressure | Single Walled | Fiberglass Reinforced Plastic
0-009892 | SUPERPUMPER #12 | 15550 N THOMPSON PEAK PKWY | SCOTTSDALE | AZ | 85260 | Maricopa | 3 | Open | 2000-06-22 | 12000 | Diesel | COMPARTMENT A | Double Walled | Fiberglass Reinforced Plastic | Pressure | Double Walled | Fiberglass Reinforced Plastic
0-007874 | TRAVEL CENTERS OF AMERICA | 2949 N TOLTEC RD | ELOY | AZ | 85131 | Pinal | 5 | Open | 1989-08-01 | 20000 | Diesel | COMPARTMENT A | Double Walled | Fiberglass Reinforced Plastic | Pressure |  | Fiberglass Reinforced Plastic
0-007874 | TRAVEL CENTERS OF AMERICA | 2949 N TOLTEC RD | ELOY | AZ | 85131 | Pinal | 4 | Open | 1989-08-01 | 20000 | Diesel | COMPARTMENT A | Double Walled | Fiberglass Reinforced Plastic | Pressure |  | Fiberglass Reinforced Plastic
0-007874 | TRAVEL CENTERS OF AMERICA | 2949 N TOLTEC RD | ELOY | AZ | 85131 | Pinal | 6 | Open | 1989-08-01 | 10000 | Gasoline | COMPARTMENT A | Double Walled | Fiberglass Reinforced Plastic | Pressure |  | Fiberglass Reinforced Plastic
0-007874 | TRAVEL CENTERS OF AMERICA | 2949 N TOLTEC RD | ELOY | AZ | 85131 | Pinal | 10 | Open | 1989-08-01 | 1000 | Used Oil/Waste Oil | COMPARTMENT A | Double Walled | Fiberglass Reinforced Plastic | Gravity Feed |  | Fiberglass Reinforced Plastic
0-007307 | CITY OF GLENDALE - FIRE STATION #155 | 6255 W UNION HILLS DR | GLENDALE | AZ | 85308 | Maricopa | 4 | Open | 2019-12-06 | 12000 | Diesel | COMPARTMENT A | Double Walled | Polyethylene Jacketed Steel | Pressure | Double Walled | Flexible
0-005751 | GOLDEN SHORES GENERAL STORE #481 | 5031 POWELL LAKE RD | TOPOCK | AZ | 86436 | Mohave | 2 | Open | 1987-02-21 | 6000 | Gasoline | COMPARTMENT A | Single Walled | Asphalt coated or Bare Steel | Pressure | Single Walled | Bare or Galvanized Steel
0-004562 | CIRCLE K #2701948 | 6544 E US HIGHWAY 80 | YUMA | AZ | 85365 | Yuma | 4 | Open | 1986-01-01 | 10000 | Gasoline | COMPARTMENT A | Single Walled | Fiberglass Reinforced Plastic | Pressure | Single Walled | Fiberglass Reinforced Plastic
0-001213 | CIRCLE K #259 | 753 N WESTERN AVE | NOGALES | AZ | 85621 | Santa Cruz | 3 | Open | 1995-11-20 | 10000 | Gasoline | COMPARTMENT A | Double Walled | Fiberglass Reinforced Plastic | Pressure | Double Walled | Fiberglass Reinforced Plastic
0-001730 | DAVIS-MONTHAN AFB | 3775 S 5TH ST | DAVIS MONTHAN AFB | AZ | 85707 | Pima | 11 | Open | 1952-01-01 | 39500 | Gasoline | COMPARTMENT A | Single Walled | Asphalt coated or Bare Steel
0-001730 | DAVIS-MONTHAN AFB | 3775 S 5TH ST | DAVIS MONTHAN AFB | AZ | 85707 | Pima | 38 | Open | 1952-01-01 | 5000 | Biodiesel | COMPARTMENT A | Single Walled | Asphalt coated or Bare Steel
0-001730 | DAVIS-MONTHAN AFB | 3775 S 5TH ST | DAVIS MONTHAN AFB | AZ | 85707 | Pima | 12 | Open | 1952-01-01 | 50000 | Diesel | COMPARTMENT A | Single Walled | Asphalt coated or Bare Steel
0-009765 | MAVERIK COUNTRY STORE #398 | 701 TUNNEL RD | PAGE | AZ | 86040 | Coconino | 3 | Open | 2001-05-03 | 12000 | Gasoline | COMPARTMENT A | Double Walled | Composite (Steel/Fiberglass) | Pressure | Double Walled | Flexible
0-009765 | MAVERIK COUNTRY STORE #398 | 701 TUNNEL RD | PAGE | AZ | 86040 | Coconino | 1 | Open | 2001-05-03 | 12000 | Gasoline | COMPARTMENT A | Double Walled | Composite (Steel/Fiberglass) | Pressure | Double Walled | Flexible
0-006234 | BULLHEAD CITY FOOD MART | 2540 HIGHWAY 95 | BULLHEAD CITY | AZ | 86442 | Mohave | 5 | Open | 2020-01-17 | 5000 | Gasoline (PUL) | COMPARTMENT B | Double Walled | Fiberglass Reinforced Plastic | Pressure | Double Walled | Flexible
0-004504 | HOPI TRAVEL PLAZA | 1851 SR 77 | HOLBROOK | AZ | 86025 | Navajo | 9 | Open | 2020-07-24 | 30000 | Diesel | COMPARTMENT A | Double Walled | Fiberglass Reinforced Plastic
0-001387 | CIRCLE K #1247 | 5202 S CENTRAL AVE | PHOENIX | AZ | 85040 | Maricopa | 1 | Open | 1981-01-01 | 10000 | Gasoline | COMPARTMENT A | Single Walled | Asphalt coated or Bare Steel | Pressure |  | Fiberglass Reinforced Plastic
0-005808 | GILA BEND AIR FORCE AUXILLARY FIELD |  | GILA BEND |  |  | Maricopa | 12 | Open | 1992-01-01 | 10000 | Jet Fuel | COMPARTMENT A | Double Walled | Fiberglass Reinforced Plastic
0-005812 | QUIK FILL | 8296 W CAMELBACK RD | GLENDALE | AZ | 85303 | Maricopa | 6 | Open | 2019-11-21 | 6000 | Gasoline (PUL) | COMPARTMENT A | Double Walled | Fiberglass Reinforced Plastic | Pressure | Double Walled | Fiberglass Reinforced Plastic
0-010402 | QUIKTRIP STORE #1470 | 1375 W AJO WAY | TUCSON | AZ | 85713 | Pima | 3 | Open | 2010-11-14 | 12000 | Gasoline | COMPARTMENT A | Double Walled | Fiberglass Reinforced Plastic | Pressure | Double Walled | Fiberglass Reinforced Plastic
0-004966 | TEXACO #60-351-1000 | 5460 E 5TH ST | TUCSON | AZ | 85711 | Pima | 5 | Open | 1994-04-01 | 12000 | Gasoline (UL) | COMPARTMENT A | Double Walled | Fiberglass Reinforced Plastic | Pressure | Double Walled | Fiberglass Reinforced Plastic
0-010464 | FIREBIRD FUEL COMPANY #6196 | 11171 N SOLAR CANYON WAY | SURPRISE | AZ | 85379 | Maricopa | 3 | Open | 2013-01-04 | 10000 | Gasoline | COMPARTMENT A | Double Walled | Composite (Steel/Fiberglass) | Pressure | Double Walled | Fiberglass Reinforced Plastic
0-010533 | SPEEDWAY STORE #2962 | 5620 S HIGHWAY 92 | HEREFORD | AZ | 85615 | Cochise | 2 | Open | 2013-03-27 | 15000 | Gasoline (UL) | COMPARTMENT A | Double Walled | Fiberglass Reinforced Plastic | Pressure | Double Walled | Fiberglass Reinforced Plastic
0-007023 | PHOENIX FUEL | 1001 N 53RD AVE | PHOENIX | AZ | 85043 | Maricopa | 3 | Open | 1991-03-01 | 10000 | Gasoline | COMPARTMENT A | Double Walled | Composite (Steel/Fiberglass) | Pressure | Single Walled | Fiberglass Reinforced Plastic
0-009567 | SUPER PLUS CHEVRON | 4356 E UNIVERSITY DR | MESA | AZ | 85205 | Maricopa | 3 | Open | 1999-05-01 | 8000 | Diesel | COMPARTMENT A | Double Walled | Fiberglass Reinforced Plastic | Pressure | Double Walled | Fiberglass Reinforced Plastic
0-010169 | LOVE'S TRAVEL STOP #349 | 2931 E GILA RIDGE RD | YUMA | AZ | 85365 | Yuma | 2 | Open | 2007-02-27 | 12000 | Diesel | COMPARTMENT B | Double Walled | Composite (Steel/Fiberglass) | Pressure | Double Walled | Fiberglass Reinforced Plastic
0-010169 | LOVE'S TRAVEL STOP #349 | 2931 E GILA RIDGE RD | YUMA | AZ | 85365 | Yuma | 1 | Open | 2007-02-27 | 6000 | Gasoline | COMPARTMENT A | Double Walled | Composite (Steel/Fiberglass) | Pressure | Double Walled | Fiberglass Reinforced Plastic
0-010195 | CIRCLE K STORE #2706672 | 23336 N LAKE PLEASANT PKWY | PEORIA | AZ | 85383 | Maricopa | 3 | Open | 2007-09-26 | 20000 | Diesel | COMPARTMENT A | Double Walled | Fiberglass Reinforced Plastic | Pressure | Double Walled | Fiberglass Reinforced Plastic
0-010201 | TOM'S THUMB FRESH MARKET | 9393 E BELL RD | SCOTTSDALE | AZ | 85260 | Maricopa | 1 | Open | 2007-02-22 | 20000 | Gasoline | COMPARTMENT A | Double Walled | Composite (Steel/Fiberglass) | Pressure | Double Walled | Fiberglass Reinforced Plastic
0-010272 | SAM'S CLUB #4829 | 2655 S MARKET ST | GILBERT | AZ | 85295 | Maricopa | 1 | Open | 2008-11-20 | 20000 | Gasoline | COMPARTMENT A | Double Walled | Fiberglass Reinforced Plastic | Pressure | Double Walled | Flexible
0-010237 | OLD STAGE STOP COUNTRY STORE | 4155 W OUTER LOOP RD | PRESCOTT | AZ | 86305 | Yavapai | 2 | Open | 2006-09-15 | 10000 | Diesel | COMPARTMENT B | Double Walled | Fiberglass Reinforced Plastic | Pressure |  | Flexible
0-010237 | OLD STAGE STOP COUNTRY STORE | 4155 W OUTER LOOP RD | PRESCOTT | AZ | 86305 | Yavapai | 2 | Open | 2006-09-15 | 10000 | Gasoline | COMPARTMENT A | Double Walled | Fiberglass Reinforced Plastic | Pressure |  | Flexible
0-010349 | QUIKTRIP #410 | 14007 W GRAND AVE | SURPRISE | AZ | 85374 | Maricopa | 3 | Open | 2010-04-22 | 12000 | Gasoline | COMPARTMENT A | Double Walled | Fiberglass Reinforced Plastic | Pressure | Double Walled | Fiberglass Reinforced Plastic
0-005894 | CIRCLE K #2708841 | 966 E VAN BUREN ST | PHOENIX | AZ | 85006 | Maricopa | 2 | Open | 1986-11-10 | 10000 | Gasoline | COMPARTMENT A | Double Walled | Fiberglass Reinforced Plastic | Pressure |  | Fiberglass Reinforced Plastic
0-001489 | CIRCLE K #2701797 | 7602 E MCKELLIPS RD | SCOTTSDALE | AZ | 85257 | Maricopa | 1 | Open | 1985-01-01 | 10000 | Gasoline | COMPARTMENT A | Double Walled | Fiberglass Reinforced Plastic | Pressure | Single Walled | Fiberglass Reinforced Plastic
0-000659 | CHAPMAN AUTOMOTIVE GROUP - STRIP | 4646 E 22ND ST | TUCSON | AZ | 85711 | Pima | 6 | Open | 1996-09-17 | 2000 | Gasoline | COMPARTMENT B | Double Walled | Composite (Steel/Fiberglass) | Pressure | Double Walled | Fiberglass Reinforced Plastic
0-000502 | ARCO AM/PM #5286 | 1201 E NORTHERN AVE | PHOENIX | AZ | 85020 | Maricopa | 9 | Open | 1993-09-01 | 10000 | Gasoline | COMPARTMENT A | Double Walled | Fiberglass Reinforced Plastic | Pressure | Double Walled | Fiberglass Reinforced Plastic
0-002425 | MOBIL - HALLUM MOBIL | 4501 N US HIGHWAY 89 | FLAGSTAFF | AZ | 86004 | Coconino | 5 | Open | 2019-09-11 | 12000 | Gasoline (UL) | COMPARTMENT A | Double Walled | Fiberglass Reinforced Plastic | Pressure | Double Walled | Fiberglass Reinforced Plastic
0-005479 | CIRCLE K #2944 | 1610 E 6TH ST | TUCSON | AZ | 85719 | Pima | 1 | Open | 1981-01-01 | 10000 | Gasoline | COMPARTMENT A |  | Asphalt coated or Bare Steel | Pressure
0-002426 | BAKER CONOCO | 932 W BEALE ST | KINGMAN | AZ | 86401 | Mohave | 2 | Open | 1978-01-01 | 6000 | Gasoline (Mid-Grade UL) | COMPARTMENT A | Single Walled | Asphalt coated or Bare Steel | Pressure | Single Walled | Fiberglass Reinforced Plastic
0-002284 | GILLIGANS ON IRON SPRINGS LLC | 1253 W IRON SPRINGS RD | PRESCOTT | AZ | 86305 | Yavapai | 2 | Open | 1985-03-17 | 10000 | Diesel | COMPARTMENT A | Single Walled | Fiberglass Reinforced Plastic | Pressure |  | Fiberglass Reinforced Plastic
0-001099 | VALERO FOOD MART | 1949 E OSBORN RD | PHOENIX | AZ | 85016 | Maricopa | 7 | Open | 1990-06-15 | 10000 | Gasoline | COMPARTMENT A | Double Walled | Composite (Steel/Fiberglass) | Pressure | Double Walled | Fiberglass Reinforced Plastic
0-009785 | CIRCLE K #2706359 | 309 E OSBORN RD | PHOENIX | AZ | 85012 | Maricopa | 2 | Open | 2001-03-15 | 8000 | Diesel | COMPARTMENT A | Double Walled | Fiberglass Reinforced Plastic
0-008078 | SAFARI GAS & REPAIR | 145 W STATE ROUTE 89A | SEDONA | AZ | 86336 | Coconino | 5 | Open | 1993-05-16 | 10000 | Gasoline | COMPARTMENT A |  | Fiberglass Reinforced Plastic | Pressure |  | Fiberglass Reinforced Plastic
0-001339 | CIRCLE K #2700867 | 1587 N TREKELL RD | CASA GRANDE | AZ | 85122 | Pinal | 4 | Open | 1995-04-24 | 10000 | Gasoline | COMPARTMENT A |  | Fiberglass Reinforced Plastic | Pressure | Double Walled | Fiberglass Reinforced Plastic
0-001339 | CIRCLE K #2700867 | 1587 N TREKELL RD | CASA GRANDE | AZ | 85122 | Pinal | 5 | Open | 1995-04-24 | 10000 | Gasoline | COMPARTMENT A |  | Fiberglass Reinforced Plastic | Pressure | Double Walled | Fiberglass Reinforced Plastic
0-001296 | CIRCLE K #2700733 | 95 E HWY 90 | SIERRA VISTA | AZ | 85635 | Cochise | 3 | Open | 1995-05-11 | 10000 | Gasoline | COMPARTMENT A | Single Walled | Fiberglass Reinforced Plastic | Pressure | Double Walled | Fiberglass Reinforced Plastic
0-004467 | SHAY'S MART & SELF SERVE | 4120 W 8TH ST | YUMA | AZ | 85364 | Yuma | 4 | Open | 2007-01-26 | 12000 | Gasoline | COMPARTMENT A | Double Walled | Fiberglass Reinforced Plastic | Pressure | Double Walled | Fiberglass Reinforced Plastic
0-004247 | SPEEDWAY STORE #2976 | 101 E 16TH ST | DOUGLAS | AZ | 85607 | Cochise | 3 | Open | 1986-10-27 | 10000 | Diesel | COMPARTMENT A | Double Walled | Fiberglass Reinforced Plastic | Pressure |  | Fiberglass Reinforced Plastic
0-001794 | SCOTTSDALE UNIFIED SCHOOL DISTRICT #48 | 9288 E SAN SALVADOR DR | SCOTTSDALE | AZ | 85258 | Maricopa | 7 | Open | 1989-05-15 | 10000 | Diesel | COMPARTMENT A | Double Walled | Fiberglass Reinforced Plastic | Pressure | Double Walled | Fiberglass Reinforced Plastic
0-002514 | GILA BEND PILOT TRAVEL CENTER | 3006 S BUTTERFIELD TRL | GILA BEND | AZ | 85337 | Maricopa | 14 | Open | 2020-09-17 | 30000 | Gasoline (UL) | COMPARTMENT A | Double Walled | Fiberglass Reinforced Plastic | Pressure | Double Walled | Fiberglass Reinforced Plastic
0-009122 | CIRCLE K STORE #2701624 | 8395 N THORNYDALE RD | MARANA | AZ | 85741 | Pima | 1 | Open | 1997-01-17 | 15000 | Gasoline (UL) | COMPARTMENT A | Double Walled | Composite (Steel/Fiberglass) | Pressure | Double Walled | Fiberglass Reinforced Plastic
0-001476 | CIRCLE K #2701772 | 236 N GRAND AVE | NOGALES | AZ | 85621 | Santa Cruz | 1 | Open | 1985-01-01 | 10000 | Gasoline | COMPARTMENT A | Double Walled | Fiberglass Reinforced Plastic | Pressure |  | Fiberglass Reinforced Plastic
0-001501 | CIRCLE K #2701849 | 1798 S 4TH AVE | YUMA | AZ | 85364 | Yuma | 1 | Open | 1985-01-01 | 10000 | Gasoline | COMPARTMENT A | Double Walled | Fiberglass Reinforced Plastic | Pressure | Single Walled | Fiberglass Reinforced Plastic
0-005447 | CIRCLE K #2702907 | 1675 N WILMOT RD | TUCSON | AZ | 85712 | Pima | 2 | Open | 1985-01-01 | 10000 | Gasoline | COMPARTMENT A | Single Walled | Fiberglass Reinforced Plastic | Pressure |  | Fiberglass Reinforced Plastic
0-002251 | CIRCLE K #2705415 | 3840 E 22ND ST | TUCSON | AZ | 85713 | Pima | 1 | Open | 1989-07-12 | 10000 | Gasoline (UL) | COMPARTMENT A | Double Walled | Fiberglass Reinforced Plastic | Pressure |  | Fiberglass Reinforced Plastic
0-005965 | CIRCLE K #2708555 | 4005 E UNION HILLS DR | PHOENIX | AZ | 85050 | Maricopa | 3 | Open | 1988-02-01 | 10000 | Gasoline | COMPARTMENT A | Double Walled | Fiberglass Reinforced Plastic | Pressure | Single Walled | Fiberglass Reinforced Plastic
0-001193 | CIRCLE K #2700212 | 3640 W 8TH ST | YUMA | AZ | 85364 | Yuma | 3 | Open | 1986-01-01 | 10000 | Gasoline | COMPARTMENT A | Double Walled | Fiberglass Reinforced Plastic | Pressure | Single Walled | Fiberglass Reinforced Plastic
0-009439 | SAFEWAY #1474 | 4823 S HIGHWAY 95 | MOHAVE VALLEY | AZ | 86426 | Mohave | 1 | Open | 1998-10-01 | 20000 | Gasoline | COMPARTMENT B | Double Walled | Fiberglass Reinforced Plastic | Pressure | Double Walled | Fiberglass Reinforced Plastic
0-009775 | ARCO AM/PM | 3610 E BELL RD | PHOENIX | AZ | 85032 | Maricopa | 2 | Open | 1999-05-01 | 10000 | Gasoline | COMPARTMENT B | Double Walled | Fiberglass Reinforced Plastic | Pressure | Double Walled | Fiberglass Reinforced Plastic
0-009409 | ARCO AM/PM | 1990 W STATE ROUTE 89A | SEDONA | AZ | 86336 | Yavapai | 2 | Open | 1998-08-26 | 20000 | Gasoline | COMPARTMENT A | Double Walled | Fiberglass Reinforced Plastic | Pressure | Double Walled | Fiberglass Reinforced Plastic
0-005696 | WICKENBURG CHEVRON | 1075 N TEGNER ST | WICKENBURG | AZ | 85390 | Maricopa | 2 | Open | 1981-01-01 | 15000 | Gasoline (UL) | COMPARTMENT A | Single Walled | Fiberglass Reinforced Plastic | Pressure |  | Fiberglass Reinforced Plastic
0-002143 | GASHOPPER STOPPER | 2035 W STATE ROUTE 89A | SEDONA | AZ | 86336 | Yavapai | 4 | Open | 1978-01-01 | 10000 | Diesel | COMPARTMENT A | Single Walled | Asphalt coated or Bare Steel | Pressure | Double Walled
0-009143 | CAVE CREEK CHEVRON | 15827 N CAVE CREEK RD | PHOENIX | AZ | 85032 | Maricopa | 3 | Open | 1996-07-09 | 12000 | Gasoline | COMPARTMENT A | Double Walled | Fiberglass Reinforced Plastic | Pressure | Double Walled | Fiberglass Reinforced Plastic
0-010551 | CIRCLE K STORE #2703385 | 1776 E MCCARTNEY RD | CASA GRANDE | AZ | 85122 | Pinal | 3 | Open | 2015-12-01 | 12000 | Diesel | COMPARTMENT A | Double Walled | Fiberglass Reinforced Plastic
0-010563 | CIRCLE K STORE #2741676 | 809 N DOBSON RD | MESA | AZ | 85201 | Maricopa | 2 | Open | 2016-03-23 | 8000 | Gasoline (PUL) | COMPARTMENT B | Double Walled | Fiberglass Reinforced Plastic | Pressure | Double Walled | Fiberglass Reinforced Plastic
0-010102 | SAFEWAY FUEL #1997 | 17013 W BELL RD | SURPRISE | AZ | 85374 | Maricopa | 1 | Open | 2006-01-07 | 10000 | Gasoline | COMPARTMENT A | Double Walled | Fiberglass Reinforced Plastic | Pressure | Double Walled | Flexible
0-010102 | SAFEWAY FUEL #1997 | 17013 W BELL RD | SURPRISE | AZ | 85374 | Maricopa | 2 | Open | 2006-01-07 | 20000 | Gasoline | COMPARTMENT A | Double Walled | Fiberglass Reinforced Plastic | Pressure | Double Walled | Flexible
0-010641 | CIRCLE K STORE | 15935 N ORACLE RD | CATALINA | AZ | 85739 | Pima | 2 | Open | 2019-10-01 | 12000 | Gasoline (PUL) | COMPARTMENT A | Double Walled | Fiberglass Reinforced Plastic | Pressure | Double Walled | Fiberglass Reinforced Plastic
0-010646 | QUIKTRIP #1406 | 2420 E GREENWAY RD | PHOENIX | AZ | 85032 | Maricopa | 3 | Open | 2019-01-31 | 12000 | Diesel #2 | COMPARTMENT A | Double Walled | Fiberglass Reinforced Plastic | Pressure | Double Walled | Fiberglass Reinforced Plastic
0-000114 | TUCSON INTERNATIONAL AIRPORT | 7005 S PLUMER AVE | TUCSON | AZ | 85756 | Pima | 37 | Open | 1972-01-01 | 40000 | Jet Fuel | COMPARTMENT A | Single Walled | Asphalt coated or Bare Steel | Pressure | Single Walled | Bare or Galvanized Steel
0-000114 | TUCSON INTERNATIONAL AIRPORT | 7005 S PLUMER AVE | TUCSON | AZ | 85756 | Pima | 33 | Open | 1972-01-01 | 30000 | Jet Fuel | COMPARTMENT A | Single Walled | Asphalt coated or Bare Steel | Pressure | Single Walled | Bare or Galvanized Steel
0-005012 | TEXMO OIL CO INC | 2950 E ANDY DEVINE AVE | KINGMAN | AZ | 86401 | Mohave | 3 | Open | 1975-01-01 | 12000 | Gasoline | COMPARTMENT A | Single Walled | Asphalt coated or Bare Steel | Pressure
0-010183 | FRYS FUEL CENTER #674 | 14024 W WADDELL RD | SURPRISE | AZ | 85379 | Maricopa | 1 | Open | 2007-06-27 | 8000 | Diesel | COMPARTMENT B | Double Walled | Fiberglass Reinforced Plastic | Pressure |  | Flexible
0-010660 | DESERT SPRINGS TRAVEL PLAZA & TIRE | 4031 E FLEET ST | LITTLEFIELD | AZ | 86432 | Mohave | 3 | Open | 2019-04-18 | 20000 | Diesel | COMPARTMENT A | Double Walled | Fiberglass Reinforced Plastic
0-010196 | SPEEDWAY #2945 | 12030 N DOVE MOUNTAIN BLVD | MARANA | AZ | 85658 | Pima | 3 | Open | 2007-10-13 | 7500 | Gasoline (PUL) | COMPARTMENT A | Double Walled | Composite (Steel/Fiberglass) | Pressure | Double Walled | Flexible
0-010216 | QUIK MART | 10265 E IRVINGTON RD | TUCSON | AZ | 85730 | Pima | 1 | Open | 2008-02-01 | 6000 | E-85 | COMPARTMENT B | Double Walled | Composite (Steel/Fiberglass) | Pressure | Double Walled | Flexible
0-010309 | CIRCLE K STORE #2703381 | 1202 N POWER RD | MESA | AZ | 85205 | Maricopa | 2 | Open | 2008-12-19 | 12000 | Gasoline | COMPARTMENT A | Double Walled | Fiberglass Reinforced Plastic | Pressure | Double Walled | Fiberglass Reinforced Plastic
0-010309 | CIRCLE K STORE #2703381 | 1202 N POWER RD | MESA | AZ | 85205 | Maricopa | 3 | Open | 2008-12-19 | 12000 | Gasoline | COMPARTMENT A | Double Walled | Fiberglass Reinforced Plastic | Pressure | Double Walled | Fiberglass Reinforced Plastic
0-002165 | CIRCLE K #2705282 | 5060 E WARNER RD | PHOENIX | AZ | 85044 | Maricopa | 4 | Open | 1985-01-01 | 12000 | Gasoline | COMPARTMENT A | Single Walled | Fiberglass Reinforced Plastic | Pressure | Single Walled | Fiberglass Reinforced Plastic
0-010447 | QUIKTRIP #1479 | 3636 N CRAYCROFT RD | TUCSON | AZ | 85718 | Pima | 4 | Open | 2012-03-08 | 12000 | Diesel | COMPARTMENT A | Double Walled | Fiberglass Reinforced Plastic | Pressure | Double Walled | Fiberglass Reinforced Plastic
0-010447 | QUIKTRIP #1479 | 3636 N CRAYCROFT RD | TUCSON | AZ | 85718 | Pima | 3 | Open | 2012-03-08 | 12000 | Gasoline | COMPARTMENT A | Double Walled | Fiberglass Reinforced Plastic | Pressure | Double Walled | Fiberglass Reinforced Plastic
0-010467 | QUIKTRIP STORE #492 | 1850 S MILLER RD | BUCKEYE | AZ | 85326 | Maricopa | 2 | Open | 2012-08-14 | 20000 | Gasoline | COMPARTMENT A | Double Walled | Fiberglass Reinforced Plastic | Pressure | Double Walled | Fiberglass Reinforced Plastic
0-010469 | SHAY STATION #24 | 41 N RIGGLES AVE | QUARTZSITE | AZ | 85346 | La Paz | 4 | Open | 2013-03-09 | 20000 | Gasoline | COMPARTMENT A | Double Walled | Fiberglass Reinforced Plastic | Pressure | Double Walled | Fiberglass Reinforced Plastic
0-009542 | CIRCLE SEVEN MART | 415 E MCKELLIPS RD | MESA | AZ | 85203 | Maricopa | 1 | Open | 1999-03-23 | 15000 | Gasoline | COMPARTMENT A | Double Walled | Fiberglass Reinforced Plastic | Pressure | Double Walled | Fiberglass Reinforced Plastic
0-009751 | SAFEWAY #1637 | 3606 E SOUTHERN AVE | MESA | AZ | 85206 | Maricopa | 2 | Open | 2001-01-22 | 20000 | Gasoline | COMPARTMENT A | Double Walled | Composite (Steel/Fiberglass) | Pressure | Double Walled | Fiberglass Reinforced Plastic
0-010070 | SAFEWAY FUEL #2699 | 13884 W WADDELL RD | SURPRISE | AZ | 85379 | Maricopa | 2 | Open | 2005-07-12 | 20000 | Gasoline | COMPARTMENT A | Double Walled | Composite (Steel/Fiberglass) | Pressure | Double Walled | Fiberglass Reinforced Plastic
0-004152 | DAVE'S FAST STOP | 727 W LIVE OAK ST | MIAMI | AZ | 85539 | Gila | 6 | Open | 2020-08-12 | 8000 | Diesel | COMPARTMENT A | Double Walled | Fiberglass Reinforced Plastic
0-005791 | EAST MESA SERVICE CENTER | 7115 E ADOBE ST | MESA | AZ | 85207 | Maricopa | 3 | Open | 1991-01-01 | 12000 | Diesel | COMPARTMENT A | Double Walled | Fiberglass Reinforced Plastic | Pressure |  | Fiberglass Reinforced Plastic
0-005088 | EAST SIDE TEXACO | 2901 E ANDY DEVINE AVE | KINGMAN | AZ | 86401 | Mohave | 3 | Open | 1972-01-01 | 6000 | Gasoline | COMPARTMENT A | Single Walled | Asphalt coated or Bare Steel | Pressure
0-006559 | PIMA COUNTY - CORRECTIONAL FACILITY | 1270 W SILVERLAKE RD | TUCSON | AZ | 85713 | Pima | 4 | Open | 1990-05-01 | 2500 | Diesel | COMPARTMENT A | Double Walled | Asphalt coated or Bare Steel | Suction - Check Valve at the Tank Top | Double Walled
0-008827 | CIRCLE K STORE #2709177 | 1264 N LITCHFIELD RD | GOODYEAR | AZ | 85395 | Maricopa | 4 | Open | 1995-10-18 | 20000 | Gasoline | COMPARTMENT A | Double Walled | Fiberglass Reinforced Plastic | Pressure | Double Walled | Fiberglass Reinforced Plastic
0-007214 | GIANT #670 | 105 E US HIGHWAY 70 | SAFFORD | AZ | 85546 | Graham | 3 | Open | 1989-01-01 | 10000 | Gasoline | COMPARTMENT A | Double Walled | Composite (Steel/Fiberglass) | Pressure |  | Fiberglass Reinforced Plastic
0-008518 | YUMA COUNTY WATER USERS ASSOCIATION | 3800 W COUNTY 15TH ST | SOMERTON | AZ | 85350 | Yuma | 6 | Open | 2018-08-02 | 6000 | Diesel | COMPARTMENT A | Double Walled | Fiberglass Reinforced Plastic | Pressure | Double Walled | Fiberglass Reinforced Plastic
0-009722 | AJO CHEVRON | 2001 N AJO GILA BEND HWY | AJO | AZ | 85321 | Pima | 1 | Open | 1999-10-19 | 12000 | Gasoline | COMPARTMENT A | Double Walled | Composite (Steel/Fiberglass) | Pressure | Double Walled | Flexible
0-008972 | CARIOCA #62 | 4596 N ROBERT RD | PRESCOTT VALLEY | AZ | 86314 | Yavapai | 1 | Open | 1997-01-15 | 12000 | Gasoline | COMPARTMENT A | Double Walled | Fiberglass Reinforced Plastic | Pressure | Double Walled | Flexible
0-009824 | FRYS FUEL CENTER #116 | 950 FAIR ST | PRESCOTT | AZ | 86305 | Yavapai | 2 | Open | 2001-11-08 | 8000 | Diesel | COMPARTMENT A | Double Walled | Composite (Steel/Fiberglass)
0-009728 | 4 SONS FOOD STORES #509 | 1442 E CHANDLER BLVD | PHOENIX | AZ | 85048 | Maricopa | 1 | Open | 2000-11-30 | 15000 | Gasoline | COMPARTMENT A | Single Walled | Fiberglass Reinforced Plastic | Pressure | Double Walled | Fiberglass Reinforced Plastic
0-003866 | CITY OF PHOENIX - GLENROSA SERVICE CENTER | 4020 W GLENROSA AVE | PHOENIX | AZ | 85019 | Maricopa | 22 | Open | 1991-01-01 | 550 | New Oil | COMPARTMENT A | Double Walled | Fiberglass Reinforced Plastic | Suction - Check Valve at the Dispenser | Double Walled | Fiberglass Reinforced Plastic
0-009707 | CARIOCA #91 | 9060 W NORTHERN AVE | PEORIA | AZ | 85305 | Maricopa | 1 | Open | 2000-08-01 | 6000 | Diesel | COMPARTMENT A | Double Walled | Fiberglass Reinforced Plastic | Pressure |  | Fiberglass Reinforced Plastic
0-007440 | CIRCLE K STORE #2709155 | 8720 W BELL RD | PEORIA | AZ | 85382 | Maricopa | 2 | Open | 1989-06-01 | 10000 | Gasoline | COMPARTMENT A | Single Walled | Fiberglass Reinforced Plastic | Pressure |  | Fiberglass Reinforced Plastic
0-009894 | SAM'S CLUB #6605 | 1225 N GILBERT RD | GILBERT | AZ | 85234 | Maricopa | 1 | Open | 2002-08-08 | 20000 | Gasoline | COMPARTMENT A | Double Walled | Fiberglass Reinforced Plastic | Pressure | Double Walled
0-000718 | SALOME SHOPPING CENTER | 67230 HIGHWAY 60 | SALOME | AZ | 85348 | La Paz | 4 | Open | 2019-11-22 | 8000 | Diesel | COMPARTMENT C | Double Walled | Fiberglass Reinforced Plastic | Pressure | Double Walled | Flexible
0-001456 | CIRCLE K #2701632 | 5505 E GRANT RD | TUCSON | AZ | 85712 | Pima | 3 | Open | 1985-01-01 | 10000 | Gasoline | COMPARTMENT A | Double Walled | Fiberglass Reinforced Plastic | Pressure |  | Fiberglass Reinforced Plastic
0-009781 | ARCO #6360 | 37 N MCQUEEN RD | GILBERT | AZ | 85233 | Maricopa | 1 | Open | 2001-03-22 | 12000 | Diesel | COMPARTMENT B | Double Walled | Fiberglass Reinforced Plastic
0-001663 | CANYON GENERAL | 7298 S HIGHWAY 92 | NICKSVILLE | AZ | 85615 | Cochise | 2 | Open | 1988-01-01 | 6000 | Gasoline | COMPARTMENT A | Double Walled | Composite (Steel/Fiberglass) | Pressure |  | Fiberglass Reinforced Plastic
0-009533 | BLUE HILLS MARKET #495 | 8470 E STATE ROUTE 69 | PRESCOTT VALLEY | AZ | 86314 | Yavapai | 1 | Open | 1999-09-01 | 15000 | Gasoline | COMPARTMENT A | Double Walled | Fiberglass Reinforced Plastic | Pressure | Double Walled | Flexible
0-009533 | BLUE HILLS MARKET #495 | 8470 E STATE ROUTE 69 | PRESCOTT VALLEY | AZ | 86314 | Yavapai | 2 | Open | 1999-09-01 | 6000 | Gasoline | COMPARTMENT A | Double Walled | Fiberglass Reinforced Plastic | Pressure | Double Walled | Flexible
0-007758 | TERRIBLE HERBST #180 | 1815 HIGHWAY 95 | BULLHEAD CITY | AZ | 86442 | Mohave | 8 | Open | 1993-08-01 | 4000 | New Oil | COMPARTMENT A | Double Walled | Fiberglass Reinforced Plastic | Suction - Check Valve at the Dispenser |  | Fiberglass Reinforced Plastic
0-007758 | TERRIBLE HERBST #180 | 1815 HIGHWAY 95 | BULLHEAD CITY | AZ | 86442 | Mohave | 4 | Open | 1993-08-01 | 10000 | Gasoline | COMPARTMENT A | Double Walled | Fiberglass Reinforced Plastic | Pressure |  | Fiberglass Reinforced Plastic
0-007758 | TERRIBLE HERBST #180 | 1815 HIGHWAY 95 | BULLHEAD CITY | AZ | 86442 | Mohave | 2 | Open | 1993-08-01 | 10000 | Gasoline | COMPARTMENT A | Double Walled | Fiberglass Reinforced Plastic | Pressure |  | Fiberglass Reinforced Plastic
0-003144 | MESA UNIFIED SCHOOL DISTRICT - STAPLEY ADMINISTRATION | 549 N STAPLEY DR | MESA | AZ | 85203 | Maricopa | 9 | Open | 2019-07-31 | 15000 | Gasoline (UL) | COMPARTMENT A | Double Walled | Polyethylene Jacketed Steel | Pressure | Double Walled | Fiberglass Reinforced Plastic
0-009012 | SPEEDWAY STORE #2881 | 2960 W STATE ROUTE 89A | SEDONA | AZ | 86336 | Yavapai | 3 | Open | 1996-09-26 | 12000 | Gasoline (PUL) | COMPARTMENT A | Double Walled | Fiberglass Reinforced Plastic | Pressure | Double Walled | Fiberglass Reinforced Plastic
0-005045 | SPEEDWAY STORE #3003 | 310 N MAIN ST | TAYLOR | AZ | 85939 | Navajo | 3 | Open | 1987-01-01 | 6000 | Gasoline | COMPARTMENT A | Single Walled | Asphalt coated or Bare Steel | Pressure |  | Fiberglass Reinforced Plastic
0-006193 | SPEEDWAY STORE #2885 | 2300 E BUTLER AVE | FLAGSTAFF | AZ | 86004 | Coconino | 5 | Open | 1995-09-01 | 12000 | Diesel | COMPARTMENT A | Double Walled | Fiberglass Reinforced Plastic | Pressure | Double Walled | Fiberglass Reinforced Plastic
0-005214 | FORT VALLEY GASER | 990 N FORT VALLEY RD | FLAGSTAFF | AZ | 86001 | Coconino | 5 | Open | 2020-04-23 | 15000 | Gasoline (UL) | COMPARTMENT A | Double Walled | Polyethylene Jacketed Steel | Pressure | Double Walled | Fiberglass Reinforced Plastic
0-000825 | SHORTSTOP MARKET | 12 S MAIN ST | EAGAR | AZ | 85925 | Apache | 10 | Open | 2000-05-11 | 15000 | Gasoline | COMPARTMENT A | Double Walled | Fiberglass Reinforced Plastic | Pressure | Double Walled | Fiberglass Reinforced Plastic
0-006261 | SHELL #10 | 11235 S FORTUNA RD | YUMA | AZ | 85367 | Yuma | 7 | Open | 2015-10-22 | 12000 | Diesel | COMPARTMENT A | Double Walled | Fiberglass Reinforced Plastic | Pressure | Double Walled | Fiberglass Reinforced Plastic
0-007212 | SPRING CREEK STORE #13 | 18749 N AZ HIGHWAY 188 | ROOSEVELT | AZ | 85545 | Gila | 6 | Open | 1994-03-01 | 10000 | Gasoline | COMPARTMENT A | Double Walled | Composite (Steel/Fiberglass) | Pressure | Double Walled | Flexible
0-001409 | CIRCLE K #1431 | 1103 W REX ALLEN DR | WILLCOX | AZ | 85643 | Cochise | 2 | Open | 1981-01-01 | 10000 | Gasoline | COMPARTMENT A | Single Walled | Asphalt coated or Bare Steel | Pressure |  | Fiberglass Reinforced Plastic
0-006184 | GOOD 2 GO STORES #515 | 805 W US HIGHWAY 60 | SUPERIOR | AZ | 85173 | Pinal | 2 | Open | 1988-05-14 | 10000 | Gasoline | COMPARTMENT A | Single Walled | Fiberglass Reinforced Plastic | Pressure | Single Walled | Fiberglass Reinforced Plastic
0-009297 | MAJED MINI MART IV | 6807 E BROADWAY RD | MESA | AZ | 85208 | Maricopa | 2 | Open | 1997-11-06 | 12000 | Gasoline | COMPARTMENT A | Double Walled | Fiberglass Reinforced Plastic | Pressure | Double Walled | Fiberglass Reinforced Plastic
0-003480 | CAMP NAVAJO |  | BELLEMONT |  | 86015 | Coconino | 17 | Open | 1989-01-13 | 15000 | Gasoline | COMPARTMENT A | Double Walled | Fiberglass Reinforced Plastic | Pressure | Double Walled | Fiberglass Reinforced Plastic
0-002760 | EXXONMOBIL OIL CORP | 100 S 4TH AVE | YUMA | AZ | 85364 | Yuma | 7 | Open | 1998-10-16 | 20000 | Gasoline | COMPARTMENT A | Double Walled | Fiberglass Reinforced Plastic | Pressure | Double Walled
0-004482 | SHAY OIL - W 8TH ST | 2003 W 8TH ST | YUMA | AZ | 85364 | Yuma | 8 | Open | 2015-10-22 | 12000 | Gasoline (Mid-Grade UL) | COMPARTMENT A | Double Walled | Fiberglass Reinforced Plastic | Pressure | Double Walled | Fiberglass Reinforced Plastic
0-006121 | PENSKE TRUCK LEASING CO | 3519 E 34TH ST | TUCSON | AZ | 85713 | Pima | 4 | Open | 2000-05-10 | 12000 | Gasoline (UL) | COMPARTMENT A | Double Walled | Composite (Steel/Fiberglass) | Pressure | Double Walled | Flexible
0-005935 | PETRO STOPPING CENTER | 970 S BLAKE RANCH RD | KINGMAN | AZ | 86401 | Mohave | 4 | Open | 1987-12-15 | 10000 | Gasoline | COMPARTMENT A | Single Walled | Fiberglass Reinforced Plastic | Pressure |  | Fiberglass Reinforced Plastic
0-000533 | ARCO #1411 | 4245 W BETHANY HOME RD | PHOENIX | AZ | 85019 | Maricopa | 8 | Open | 1990-12-01 | 10000 | Gasoline | COMPARTMENT A | Double Walled | Fiberglass Reinforced Plastic | Pressure | Double Walled | Fiberglass Reinforced Plastic
0-003860 | CITY OF PHOENIX - UNION HILLS SERVICE CENTER | 138 E UNION HILLS DR | PHOENIX | AZ | 85024 | Maricopa | 17 | Open | 1992-01-01 | 550 | New Oil | COMPARTMENT A | Double Walled | Fiberglass Reinforced Plastic | Suction - Check Valve at the Tank Top | Double Walled | Fiberglass Reinforced Plastic
0-006160 | CIRCLE K #5285 | 23447 S POWER RD | QUEEN CREEK | AZ | 85142 | Maricopa | 4 | Open | 1987-01-01 | 8000 | Diesel | COMPARTMENT A | Single Walled | Fiberglass Reinforced Plastic | Pressure |  | Fiberglass Reinforced Plastic
0-001400 | CIRCLE K #2701356 | 7110 E US HIGHWAY 95 | YUMA | AZ | 85365 | Yuma | 2 | Open | 1986-01-01 | 10000 | Gasoline (UL) | COMPARTMENT A | Single Walled | Fiberglass Reinforced Plastic | Pressure | Single Walled | Fiberglass Reinforced Plastic
0-000647 | ASP - EYMAN PRISON COMPLEX | 4374 E BUTTE AVE | FLORENCE | AZ | 85132 | Pinal | 1 | Open | 1992-07-20 | 10000 | Gasoline (UL) | COMPARTMENT A | Double Walled | Fiberglass Reinforced Plastic | Pressure |  | Fiberglass Reinforced Plastic
0-003152 | SPEEDWAY STORE #2972 | 104 E 4TH ST | BENSON | AZ | 85602 | Cochise | 1 | Open | 1990-09-01 | 6000 | Diesel | COMPARTMENT A | Double Walled | Fiberglass Reinforced Plastic | Pressure | Double Walled | Fiberglass Reinforced Plastic
0-006585 | CIRCLE K #2708749 | 1145 W MAIN ST | MESA | AZ | 85201 | Maricopa | 2 | Open | 1988-12-11 | 10000 | Gasoline | COMPARTMENT A | Double Walled | Fiberglass Reinforced Plastic | Pressure |  | Fiberglass Reinforced Plastic
0-008946 | CIRCLE K #2705320 | 4420 E SOUTHERN AVE | MESA | AZ | 85206 | Maricopa | 1 | Open | 1996-03-30 | 10000 | Gasoline (UL) | COMPARTMENT A | Single Walled | Fiberglass Reinforced Plastic | Pressure | Double Walled | Fiberglass Reinforced Plastic
0-005889 | CIRCLE K #2701950 | 9040 S CENTRAL AVE | PHOENIX | AZ | 85042 | Maricopa | 3 | Open | 1986-01-01 | 10000 | Gasoline | COMPARTMENT A | Single Walled | Fiberglass Reinforced Plastic | Pressure | Single Walled | Fiberglass Reinforced Plastic
0-005889 | CIRCLE K #2701950 | 9040 S CENTRAL AVE | PHOENIX | AZ | 85042 | Maricopa | 2 | Open | 1986-01-01 | 10000 | Gasoline | COMPARTMENT A | Single Walled | Fiberglass Reinforced Plastic | Pressure | Single Walled | Fiberglass Reinforced Plastic
0-002227 | HONEYWELL ENGINES - SYSTEMS & SERVICES | 111 S 34TH ST | PHOENIX | AZ | 85034 | Maricopa | 11 | Open | 1986-01-01 | 20000 | Jet Fuel | COMPARTMENT A | Double Walled | Fiberglass Reinforced Plastic | Suction - Check Valve at the Tank Top | Double Walled | Fiberglass Reinforced Plastic
0-005629 | FUELCO #107 | 3839 S 7TH ST | PHOENIX | AZ | 85040 | Maricopa | 3 | Open | 1984-01-01 | 12000 | Gasoline (UL) | COMPARTMENT A |  | Asphalt coated or Bare Steel | Pressure |  | Fiberglass Reinforced Plastic
0-002149 | FLAGSTAFF UNIFIED SCHOOL DISTRICT #1 - TRANSPORTATION | 5400 E RAILHEAD AVE | FLAGSTAFF | AZ | 86004 | Coconino | 2 | Open | 1983-10-07 | 10000 | Diesel | COMPARTMENT A | Single Walled | Asphalt coated or Bare Steel | Pressure
0-001681 | WINSLOW CHEVRON | 2001 N PARK DR | WINSLOW | AZ | 86047 | Navajo | 2 | Open | 1982-01-01 | 10000 | Gasoline (UL) | COMPARTMENT A | Single Walled | Asphalt coated or Bare Steel | Pressure |  | Fiberglass Reinforced Plastic
0-001821 | LITTLE GENERAL CHEVRON | 1860 S HIGHWAY 92 | SIERRA VISTA | AZ | 85635 | Cochise | 1 | Open | 1985-11-01 | 12000 | Gasoline | COMPARTMENT A | Double Walled | Composite (Steel/Fiberglass) | Pressure | Double Walled | Flexible
0-001821 | LITTLE GENERAL CHEVRON | 1860 S HIGHWAY 92 | SIERRA VISTA | AZ | 85635 | Cochise | 4 | Open | 1985-11-01 | 12000 | Diesel | COMPARTMENT A | Double Walled | Composite (Steel/Fiberglass) | Pressure | Double Walled | Flexible
0-005891 | CIRCLE K #2701998 | 1834 W GRANT ST | PHOENIX | AZ | 85007 | Maricopa | 2 | Open | 1986-11-10 | 10000 | Gasoline | COMPARTMENT A | Double Walled | Fiberglass Reinforced Plastic | Pressure |  | Fiberglass Reinforced Plastic
0-008447 | LAKE HAVASU CITY POLICE DEPT | 2360 MCCULLOCH BLVD N | LAKE HAVASU CITY | AZ | 86403 | Mohave | 2 | Open | 1994-04-01 | 2500 | Diesel | COMPARTMENT A | Double Walled | Fiberglass Reinforced Plastic | Suction - Check Valve at the Tank Top | Double Walled | Fiberglass Reinforced Plastic
0-009855 | CIRCLE K #2703470 | 2382 N PINAL AVE | CASA GRANDE | AZ | 85122 | Pinal | 2 | Open | 2002-04-10 | 15000 | Gasoline (UL) | COMPARTMENT A | Double Walled | Fiberglass Reinforced Plastic | Pressure | Double Walled | Fiberglass Reinforced Plastic
0-006875 | VETERANS AFFAIRS MEDICAL CENTER | 3601 S 6TH AVE | TUCSON | AZ | 85723 | Pima | 7 | Open | 2000-08-24 | 10000 | Diesel | COMPARTMENT A | Double Walled | Fiberglass Reinforced Plastic | Suction - Check Valve at the Tank Top | Double Walled | Flexible
0-006875 | VETERANS AFFAIRS MEDICAL CENTER | 3601 S 6TH AVE | TUCSON | AZ | 85723 | Pima | 8 | Open | 2000-08-24 | 600 | Diesel | COMPARTMENT A | Double Walled | Fiberglass Reinforced Plastic | Suction - Check Valve at the Tank Top | Double Walled | Flexible
0-001319 | CIRCLE K #811 | 4875 S PARK AVE | TUCSON | AZ | 85714 | Pima | 6 | Open | 1995-10-27 | 10000 | Gasoline | COMPARTMENT A | Double Walled | Fiberglass Reinforced Plastic | Pressure | Double Walled | Fiberglass Reinforced Plastic
0-003877 | CITY OF PHOENIX - SOUTH TRANSIT FACILITY | 2225 W LOWER BUCKEYE RD | PHOENIX | AZ | 85009 | Maricopa | 21 | Open | 2016-02-01 | 2500 | New Oil | COMPARTMENT A | Double Walled | Fiberglass Reinforced Plastic | Suction - Check Valve at the Tank Top | Double Walled | Fiberglass Reinforced Plastic
0-000526 | ARCO #1519 | 3501 W PEORIA AVE | PHOENIX | AZ | 85029 | Maricopa | 9 | Open | 2003-07-08 | 10000 | Gasoline | COMPARTMENT A | Double Walled | Fiberglass Reinforced Plastic | Pressure | Double Walled | Fiberglass Reinforced Plastic
0-001430 | CIRCLE K #27001574 | 2012 W SOUTHERN AVE | MESA | AZ | 85202 | Maricopa | 9 | Open | 2010-07-16 | 12000 | Gasoline | COMPARTMENT A | Double Walled | Fiberglass Reinforced Plastic | Pressure | Double Walled | Fiberglass Reinforced Plastic
0-005485 | CIRCLE K #2950 | 3651 S HIGHWAY 92 | SIERRA VISTA | AZ | 85650 | Cochise | 5 | Open | 1996-01-23 | 10000 | Gasoline | COMPARTMENT A | Double Walled | Fiberglass Reinforced Plastic | Pressure | Double Walled | Fiberglass Reinforced Plastic
0-004565 | SMITHSONIAN INST II | 670 MT HOPKINS RD | AMADO | AZ | 85645 | Pima | 3 | Open | 1991-01-01 | 2500 | Gasoline | COMPARTMENT A | Double Walled | Fiberglass Reinforced Plastic | Pressure | Double Walled | Fiberglass Reinforced Plastic
0-004826 | RICK MURPHY'S SHELL | 1198 W OLD HWY 66 | ASH FORK | AZ | 86320 | Yavapai | 10 | Open | 2018-03-30 | 5000 | Diesel | COMPARTMENT B | Double Walled | Fiberglass Reinforced Plastic | Pressure | Double Walled | Flexible
0-007772 | PAULDEN MINI MART & RV PARK | 23310 N STATE ROUTE 89 | PAULDEN | AZ | 86334 | Yavapai | 2 | Open | 1993-08-10 | 4000 | Gasoline | COMPARTMENT C | Single Walled | Asphalt coated or Bare Steel | Pressure
0-009129 | ARCO AM/PM #81414 | 10001 S HARBOR AVE | MOHAVE VALLEY | AZ | 86440 | Mohave | 2 | Open | 1989-10-01 | 12000 | Gasoline | COMPARTMENT A |  | Asphalt coated or Bare Steel | Pressure | Double Walled
0-001469 | CIRCLE K #1737 | 3845 S COUNTRY CLUB RD | TUCSON | AZ | 85714 | Pima | 3 | Open | 1987-01-08 | 10000 | Diesel | COMPARTMENT A | Single Walled | Fiberglass Reinforced Plastic | Pressure |  | Fiberglass Reinforced Plastic
0-006607 | SATNAM LLC MINIMARKET | 2308 GRAND AVE | PHOENIX | AZ | 85009 | Maricopa | 4 | Open | 2020-06-08 |  | (Null) |  | Double Walled | Fiberglass Reinforced Plastic
0-009268 | GPM #4615 | 9520 E 22ND ST | TUCSON | AZ | 85748 | Pima | 1 | Open | 1997-12-12 | 15000 | Gasoline | COMPARTMENT A | Double Walled | Composite (Steel/Fiberglass) | Pressure | Double Walled | Fiberglass Reinforced Plastic
0-003253 | ONE STOP SERVICE CENTER | 6702 W INDIAN SCHOOL RD | PHOENIX | AZ | 85033 | Maricopa | 1 | Open | 1985-04-21 | 12000 | Gasoline | COMPARTMENT A | Single Walled | Fiberglass Reinforced Plastic | Pressure |  | Fiberglass Reinforced Plastic
0-006012 | CIRCLE K #2708600 | 13802 N 40TH ST | PHOENIX | AZ | 85032 | Maricopa | 1 | Open | 1988-02-24 | 10000 | Gasoline | COMPARTMENT A | Double Walled | Fiberglass Reinforced Plastic | Pressure |  | Fiberglass Reinforced Plastic
0-006033 | OSBORN SCHOOL DISTRICT #8 | 1226 W OSBORN RD | PHOENIX | AZ | 85013 | Maricopa | 4 | Open | 2020-11-01 | 7000 | Diesel | COMPARTMENT A | Double Walled | Fiberglass Reinforced Plastic
0-000850 | SOMBRERO SHELL | 501 E MONROE AVE | BUCKEYE | AZ | 85326 | Maricopa | 6 | Open | 1989-01-01 | 6000 | Gasoline (UL) | COMPARTMENT A | Double Walled | Fiberglass Reinforced Plastic | Pressure |  | Fiberglass Reinforced Plastic
0-005463 | SAMROSE MARKET | 5710 S CAMINO VERDE | TUCSON | AZ | 85757 | Pima | 4 | Open | 1998-02-04 | 4000 | Diesel | COMPARTMENT A | Double Walled | Composite (Steel/Fiberglass) | Pressure | Double Walled
0-009748 | SAFEWAY #1706 | 1637 N TREKELL RD | CASA GRANDE | AZ | 85122 | Pinal | 1 | Open | 2000-10-17 | 10000 | Gasoline | COMPARTMENT A | Double Walled | Composite (Steel/Fiberglass)
0-007786 | CIRCLE K #2706674 | 1791 KIOWA AVE | LAKE HAVASU CITY | AZ | 86403 | Mohave | 1 | Open | 1993-06-15 | 12000 | Gasoline | COMPARTMENT A | Double Walled | Fiberglass Reinforced Plastic | Pressure | Double Walled | Fiberglass Reinforced Plastic
0-007786 | CIRCLE K #2706674 | 1791 KIOWA AVE | LAKE HAVASU CITY | AZ | 86403 | Mohave | 3 | Open | 1993-06-15 | 12000 | Gasoline | COMPARTMENT A | Double Walled | Fiberglass Reinforced Plastic | Pressure | Double Walled | Fiberglass Reinforced Plastic
0-009738 | KJ'S CONVENIENT STOP | 15150 W AJO HWY | TUCSON | AZ | 85735 | Pima | 2 | Open | 2001-01-25 | 4000 | Diesel | COMPARTMENT B | Double Walled | Asphalt coated or Bare Steel
0-001457 | CIRCLE K #2701633 | 8590 E 22ND ST | TUCSON | AZ | 85710 | Pima | 3 | Open | 1985-01-01 | 10000 | Gasoline (PUL) | COMPARTMENT A | Single Walled | Fiberglass Reinforced Plastic | Pressure | Single Walled | Fiberglass Reinforced Plastic
0-002711 | 7705 E GREENWAY OWNERS ASSOCIATION | 7705 E GREENWAY RD | SCOTTSDALE | AZ | 85260 | Maricopa | 1 | Open | 1983-01-01 | 12000 | Jet Fuel | COMPARTMENT A | Single Walled | Fiberglass Reinforced Plastic | Pressure | Double Walled | Fiberglass Reinforced Plastic
0-008846 | PACIFIC PRIDE | 1700 E ADAMS | SHOW LOW | AZ | 85901 | Navajo | 3 | Open | 1995-11-13 | 15000 | Gasoline | COMPARTMENT A | Double Walled | Fiberglass Reinforced Plastic | Pressure | Double Walled | Fiberglass Reinforced Plastic
0-009047 | CIRCLE K STORE #2741621 | 5158 E UNIVERSITY DR | MESA | AZ | 85205 | Maricopa | 1 | Open | 1996-11-07 | 15000 | Gasoline (UL) | COMPARTMENT A | Double Walled | Fiberglass Reinforced Plastic | Pressure | Double Walled | Fiberglass Reinforced Plastic
0-001534 | CIRCLE K #2701968 | 4305 S 19TH AVE | PHOENIX | AZ | 85041 | Maricopa | 1 | Open | 1986-01-01 | 10000 | Gasoline | COMPARTMENT A | Double Walled | Fiberglass Reinforced Plastic | Pressure |  | Fiberglass Reinforced Plastic
0-001490 | CIRCLE K #2701798 | 4702 E SPEEDWAY BLVD | TUCSON | AZ | 85712 | Pima | 2 | Open | 1985-01-01 | 10000 | Gasoline | COMPARTMENT A | Single Walled | Fiberglass Reinforced Plastic | Pressure | Single Walled | Fiberglass Reinforced Plastic
0-006479 | TWIN LAKES MARKET | 3122 N STATE ROUTE 89 | PRESCOTT | AZ | 86301 | Yavapai | 4 | Open | 2019-06-13 | 10000 | Gasoline (UL) | COMPARTMENT A | Double Walled | Fiberglass Reinforced Plastic | Pressure | Double Walled | Fiberglass Reinforced Plastic
0-010012 | SAFEWAY #2618 - FUELING STATION | 440 N ESTRELLA PKWY | GOODYEAR | AZ | 85338 | Maricopa | 1 | Open | 2004-01-08 | 10000 | Gasoline | COMPARTMENT A | Double Walled | Composite (Steel/Fiberglass) | Pressure | Double Walled | Fiberglass Reinforced Plastic
0-006253 | SPEEDWAY STORE #2998 | 2750 S KOLB RD | TUCSON | AZ | 85730 | Pima | 3 | Open | 1988-07-14 | 12000 | Gasoline | COMPARTMENT A | Double Walled | Composite (Steel/Fiberglass) | Pressure |  | Fiberglass Reinforced Plastic
0-006253 | SPEEDWAY STORE #2998 | 2750 S KOLB RD | TUCSON | AZ | 85730 | Pima | 5 | Open | 1988-07-14 | 12000 | Diesel | COMPARTMENT A | Double Walled | Composite (Steel/Fiberglass) | Pressure |  | Fiberglass Reinforced Plastic
0-001399 | CIRCLE K #2701347 | 4502 N 19TH AVE | PHOENIX | AZ | 85015 | Maricopa | 5 | Open | 2004-07-22 | 10000 | Gasoline | COMPARTMENT A | Double Walled | Fiberglass Reinforced Plastic | Pressure |  | Fiberglass Reinforced Plastic
0-010355 | MAVERIK COUNTRY STORE #387 | 2110 N PARK DR | WINSLOW | AZ | 86047 | Navajo | 5 | Open | 2016-09-28 | 8000 | Other | COMPARTMENT B | Double Walled | Fiberglass Reinforced Plastic | Pressure |  | Flexible
0-000148 | CIRCLE K #8834 | 13549 E CHANDLER BLVD | CHANDLER | AZ | 85225 | Maricopa | 1 | Open | 1987-01-01 | 10000 | Gasoline | COMPARTMENT A | Double Walled | Fiberglass Reinforced Plastic | Pressure | Single Walled | Fiberglass Reinforced Plastic
0-000338 | PARKER OIL PRODUCTS | 785 KIOWA AVE | LAKE HAVASU CITY | AZ | 86403 | Mohave | 6 | Open | 1997-11-07 | 12000 | Gasoline | COMPARTMENT A | Double Walled | Composite (Steel/Fiberglass) | Pressure | Double Walled | Fiberglass Reinforced Plastic
0-006909 | BERGE FORD | 460 E AUTO CENTER DR | MESA | AZ | 85204 | Maricopa | 2 | Open | 1990-01-01 | 2000 | Antifreeze / Ethylene Glycol | COMPARTMENT B | Double Walled | Composite (Steel/Fiberglass)
0-005627 | AMIGO FUELS | 801 N 16TH ST | PHOENIX | AZ | 85006 | Maricopa | 5 | Open | 1985-01-01 | 10000 | Gasoline (PUL) | COMPARTMENT A |  | Asphalt coated or Bare Steel | Pressure |  | Fiberglass Reinforced Plastic
0-003146 | MESA UNIFIED SCHOOL DISTRICT - MAINTENANCE FACILITY | 837 S POWER RD | MESA | AZ | 85206 | Maricopa | 10 | Open | 2019-06-26 | 15000 | Diesel | COMPARTMENT A | Double Walled | Polyethylene Jacketed Steel | Pressure | Double Walled | Fiberglass Reinforced Plastic
0-010414 | FRYS FUEL CENTER #699 | 11203 E SOUTH FRONTAGE RD | YUMA | AZ | 85365 | Yuma | 2 | Open | 2011-04-21 | 10000 | Diesel | COMPARTMENT A | Double Walled | Fiberglass Reinforced Plastic | Pressure | Double Walled | Flexible
0-010433 | QUIKTRIP #1496 | 6385 E GOLF LINKS RD | TUCSON | AZ | 85730 | Pima | 3 | Open | 2011-08-11 | 12000 | Gasoline | COMPARTMENT A | Double Walled | Fiberglass Reinforced Plastic | Pressure | Double Walled | Fiberglass Reinforced Plastic
0-003209 | CIRCLE K STORE #2709169 | 4101 N HAYDEN RD | SCOTTSDALE | AZ | 85251 | Maricopa | 8 | Open | 2019-04-15 | 12000 | Gasoline (PUL) | COMPARTMENT A | Double Walled | Fiberglass Reinforced Plastic
0-009808 | PILOT TRAVEL CENTER #459 | 900 N 99TH AVE | AVONDALE | AZ | 85323 | Maricopa | 3 | Open | 2001-10-04 | 20000 | Gasoline | COMPARTMENT A | Double Walled | Fiberglass Reinforced Plastic | Pressure | Double Walled | Fiberglass Reinforced Plastic
0-009808 | PILOT TRAVEL CENTER #459 | 900 N 99TH AVE | AVONDALE | AZ | 85323 | Maricopa | 6 | Open | 2001-10-04 | 20000 | Gasoline | COMPARTMENT A | Double Walled | Fiberglass Reinforced Plastic | Pressure | Double Walled | Fiberglass Reinforced Plastic
0-009821 | CIRCLE K #2706461 | 2808 S DOBSON RD | MESA | AZ | 85202 | Maricopa | 1 | Open | 2001-07-26 | 10000 | Gasoline | COMPARTMENT A | Double Walled | Fiberglass Reinforced Plastic | Pressure | Double Walled | Flexible
0-004208 | CIRCLE K #2705286 | 751 N ARIZONA AVE | GILBERT | AZ | 85233 | Maricopa | 3 | Open | 1987-01-03 | 8000 | Gasoline | COMPARTMENT A | Double Walled | Fiberglass Reinforced Plastic | Pressure |  | Fiberglass Reinforced Plastic
0-008015 | CIRCLE K #2705296 | 13880 N FRANK LLOYD WRIGHT BLVD | SCOTTSDALE | AZ | 85260 | Maricopa | 4 | Open | 1992-04-01 | 12000 | Gasoline | COMPARTMENT A | Double Walled | Fiberglass Reinforced Plastic | Pressure |  | Fiberglass Reinforced Plastic
0-005967 | CIRCLE K #2708512 | 6005 E MCKELLIPS RD | MESA | AZ | 85215 | Maricopa | 2 | Open | 1987-02-25 | 10000 | Gasoline | COMPARTMENT A | Double Walled | Fiberglass Reinforced Plastic | Pressure | Single Walled | Fiberglass Reinforced Plastic
0-005967 | CIRCLE K #2708512 | 6005 E MCKELLIPS RD | MESA | AZ | 85215 | Maricopa | 3 | Open | 1987-02-25 | 10000 | Gasoline | COMPARTMENT A | Double Walled | Fiberglass Reinforced Plastic | Pressure | Single Walled | Fiberglass Reinforced Plastic
0-001535 | CIRCLE K #2701974 | 2402 E MCDOWELL RD | PHOENIX | AZ | 85008 | Maricopa | 5 | Open | 2020-04-10 | 12000 | Gasoline (PUL) | COMPARTMENT A | Double Walled | Fiberglass Reinforced Plastic
0-004563 | CIRCLE K #2701997 | 1581 MAINLINE RD | HEBER | AZ | 85928 | Navajo | 1 | Open | 1986-07-13 | 10000 | Gasoline (Mid-Grade UL) | COMPARTMENT A | Single Walled | Fiberglass Reinforced Plastic | Pressure | Single Walled | Fiberglass Reinforced Plastic
0-004563 | CIRCLE K #2701997 | 1581 MAINLINE RD | HEBER | AZ | 85928 | Navajo | 2 | Open | 1986-07-13 | 10000 | Gasoline (PUL) | COMPARTMENT A | Single Walled | Fiberglass Reinforced Plastic | Pressure | Single Walled | Fiberglass Reinforced Plastic
0-007398 | FIESTA MARKET #2 | 1360 N MARIPOSA RD | NOGALES | AZ | 85621 | Santa Cruz | 1 | Open | 1991-07-15 | 12000 | Gasoline | COMPARTMENT A | Double Walled | Composite (Steel/Fiberglass) | Pressure | Single Walled | Fiberglass Reinforced Plastic
0-010450 | CIRCLE K STORE #2703425 | 3950 E BASELINE RD | PHOENIX | AZ | 85042 | Maricopa | 2 | Open | 2012-08-27 | 12000 | Gasoline | COMPARTMENT A | Double Walled | Fiberglass Reinforced Plastic | Pressure | Double Walled | Fiberglass Reinforced Plastic
0-010451 | CHANDLER MIDWAY | 5710 W CHANDLER BLVD | CHANDLER | AZ | 85226 | Maricopa | 1 | Open | 2012-10-01 | 4000 | Diesel | COMPARTMENT A | Double Walled | Fiberglass Reinforced Plastic | Pressure | Double Walled | Fiberglass Reinforced Plastic
0-002796 | SPEEDWAY STORE #2989 | 2946 W US HIGHWAY 70 | THATCHER | AZ | 85552 | Graham | 6 | Open | 2006-06-30 | 7000 | Gasoline (PUL) | COMPARTMENT A | Double Walled | Composite (Steel/Fiberglass) | Pressure | Double Walled | Fiberglass Reinforced Plastic
0-006793 | JACKSONS #808 | 12020 N TATUM BLVD | PHOENIX | AZ | 85028 | Maricopa | 2 | Open | 1990-01-01 | 20000 | Gasoline | COMPARTMENT A | Double Walled | Fiberglass Reinforced Plastic | Pressure | Double Walled | Fiberglass Reinforced Plastic
0-008964 | CITY OF PHOENIX - OKEMAH PARK | 3828 E ANNE ST | PHOENIX | AZ | 85040 | Maricopa | 1 | Open | 1996-06-17 | 12000 | Diesel | COMPARTMENT A | Double Walled | Fiberglass Reinforced Plastic | Pressure | Double Walled | Fiberglass Reinforced Plastic
0-010509 | FRY'S FOOD & DRUG #0101-660 | 3232 S MILL AVE | TEMPE | AZ | 85282 | Maricopa | 2 | Open | 2014-04-17 | 10000 | Diesel | COMPARTMENT A | Double Walled | Fiberglass Reinforced Plastic | Pressure | Double Walled | Fiberglass Reinforced Plastic
0-010524 | FRY'S FUEL #23 | 2041 N RECKER RD | MESA | AZ | 85215 | Maricopa | 2 | Open | 2015-01-20 | 8000 | Gasoline | COMPARTMENT A | Double Walled | Fiberglass Reinforced Plastic | Pressure | Double Walled | Fiberglass Reinforced Plastic
0-010330 | FRYS FUEL CENTER #617 | 2727 W BELL RD | PHOENIX | AZ | 85053 | Maricopa | 2 | Open | 2009-11-01 | 12000 | Diesel | COMPARTMENT B | Double Walled | Fiberglass Reinforced Plastic | Pressure |  | Flexible
0-009042 | CIRCLE K STORES #2741612 | 5850 W MCDOWELL RD | PHOENIX | AZ | 85035 | Maricopa | 1 | Open | 1996-10-20 | 15000 | Gasoline (UL) | COMPARTMENT A | Double Walled | Fiberglass Reinforced Plastic | Pressure | Double Walled | Fiberglass Reinforced Plastic
0-008472 | ARCO AM/PM #5925 | 1150 W BASELINE RD | MESA | AZ | 85210 | Maricopa | 4 | Open | 1993-12-01 | 10000 | Gasoline | COMPARTMENT A | Double Walled | Fiberglass Reinforced Plastic | Pressure | Double Walled | Fiberglass Reinforced Plastic
0-010560 | FOOTHILLS MINI MART | 12870 S FOOTHILLS BLVD | YUMA | AZ | 85367 | Yuma | 3 | Open | 2001-08-01 | 12000 | Diesel | COMPARTMENT A | Double Walled | Fiberglass Reinforced Plastic | Pressure | Double Walled | Flexible
0-005521 | CARIOCA #56 | 1325 W IRON SPRINGS RD | PRESCOTT | AZ | 86305 | Yavapai | 3 | Open | 1989-04-19 | 20000 | Diesel | COMPARTMENT A | Single Walled | Fiberglass Reinforced Plastic | Pressure |  | Fiberglass Reinforced Plastic
0-005521 | CARIOCA #56 | 1325 W IRON SPRINGS RD | PRESCOTT | AZ | 86305 | Yavapai | 1 | Open | 1989-04-19 | 12000 | Gasoline | COMPARTMENT A | Single Walled | Fiberglass Reinforced Plastic | Pressure |  | Fiberglass Reinforced Plastic
0-009909 | TERRIBLE HERBST #233 | 14768 S HIGHWAY 95 | LAKE HAVASU CITY | AZ | 86404 | Mohave | 4 | Open | 2002-10-22 | 10000 | Gasoline | COMPARTMENT A | Double Walled | Fiberglass Reinforced Plastic | Pressure | Double Walled | Flexible
0-000879 | AT YOUR CONVENIENCE | 8461 E BROADWAY RD | MESA | AZ | 85208 | Maricopa | 7 | Open | 2005-01-01 | 12000 | Gasoline (UL) | COMPARTMENT A | Double Walled | Composite (Steel/Fiberglass)
0-010638 | SAFEWAY RETAIL FUEL FACILITY #2032 | 10773 N SCOTTSDALE RD | SCOTTSDALE | AZ | 85254 | Maricopa | 2 | Open | 2016-11-03 | 10000 | Gasoline (PUL) | COMPARTMENT A | Double Walled | Fiberglass Reinforced Plastic | Pressure | Double Walled | Fiberglass Reinforced Plastic
0-010225 | FRYS FUEL CENTER #34 | 7770 E SPEEDWAY BLVD | TUCSON | AZ | 85710 | Pima | 1 | Open | 2008-02-27 | 8000 | Gasoline | COMPARTMENT A | Double Walled | Fiberglass Reinforced Plastic | Pressure | Double Walled | Flexible
0-010223 | FRYS FUEL CENTER #689 | 12020 N THORNYDALE RD | MARANA | AZ | 85658 | Pima | 1 | Open | 2007-12-01 | 8000 | Diesel | COMPARTMENT B | Double Walled | Fiberglass Reinforced Plastic | Pressure |  | Flexible
0-005755 | LAKE HAVASU MAVERIK STORE #201 | 2197 MCCULLOCH BLVD N | LAKE HAVASU CITY | AZ | 86403 | Mohave | 6 | Open | 2015-10-21 | 12000 | Gasoline | COMPARTMENT A | Double Walled | Fiberglass Reinforced Plastic
0-010687 | COSTCO SURPRISE #1375 |  | SURPRISE |  |  | Maricopa | 3 | Open | 2020-08-05 | 40000 | Gasoline (PUL) | COMPARTMENT A | Double Walled | Fiberglass Reinforced Plastic | Pressure | Double Walled | Fiberglass Reinforced Plastic
0-000901 | SPEEDWAY STORE #2951 | 910 S BEELINE HWY | PAYSON | AZ | 85541 | Gila | 4 | Open | 2004-01-22 | 6000 | Gasoline | COMPARTMENT B | Double Walled | Fiberglass Reinforced Plastic
0-010304 | COBBLESTONE #30 | 22111 N SCOTTSDALE RD | SCOTTSDALE | AZ | 85255 | Maricopa | 2 | Open | 2008-07-01 | 10000 | Diesel | COMPARTMENT B | Double Walled | Fiberglass Reinforced Plastic | Pressure | Double Walled | Fiberglass Reinforced Plastic
0-010310 | QUIKTRIP #421 | 19990 N 19TH AVE | PHOENIX | AZ | 85027 | Maricopa | 3 | Open | 2009-05-04 | 8000 | Diesel | COMPARTMENT B | Double Walled | Fiberglass Reinforced Plastic | Pressure | Double Walled | Fiberglass Reinforced Plastic
0-001268 | CIRCLE K #599 | 1440 W BELL RD | PHOENIX | AZ | 85023 | Maricopa | 3 | Open | 1994-10-25 | 10000 | Gasoline | COMPARTMENT A | Double Walled | Fiberglass Reinforced Plastic | Pressure | Double Walled | Fiberglass Reinforced Plastic
0-000531 | ARCO #1399 | 5105 W CAMELBACK RD | PHOENIX | AZ | 85031 | Maricopa | 13 | Open | 2020-05-28 | 6000 | Diesel | COMPARTMENT A | Double Walled | Composite (Steel/Fiberglass)
0-010395 | QUIKTRIP #442 | 2010 S ARIZONA AVE | CHANDLER | AZ | 85286 | Maricopa | 1 | Open | 2010-09-30 | 20000 | Gasoline | COMPARTMENT A | Double Walled | Fiberglass Reinforced Plastic | Pressure | Double Walled | Fiberglass Reinforced Plastic
0-003267 | FREEWAY TEXACO | 1203 W REX ALLEN DR | WILLCOX | AZ | 85643 | Cochise | 6 | Open | 1995-05-18 | 6000 | Gasoline | COMPARTMENT B | Double Walled | Fiberglass Reinforced Plastic
0-001114 | SPEEDSMART #117 | 1951 E BROWN RD | MESA | AZ | 85203 | Maricopa | 5 | Open | 2000-09-11 | 15000 | Gasoline | COMPARTMENT A | Double Walled | Fiberglass Reinforced Plastic | Pressure | Double Walled | Fiberglass Reinforced Plastic
0-000530 | SAL MARKETS | 1201 E MISSOURI AVE | PHOENIX | AZ | 85014 | Maricopa | 7 | Open | 1992-11-01 | 10000 | Gasoline | COMPARTMENT A | Double Walled | Fiberglass Reinforced Plastic | Pressure | Double Walled | Fiberglass Reinforced Plastic
0-000530 | SAL MARKETS | 1201 E MISSOURI AVE | PHOENIX | AZ | 85014 | Maricopa | 8 | Open | 1992-11-01 | 10000 | Gasoline | COMPARTMENT A | Double Walled | Fiberglass Reinforced Plastic | Pressure | Double Walled | Fiberglass Reinforced Plastic
0-001229 | CIRCLE K #424 | 2483 E WHITE MOUNTAIN BLVD | PINETOP-LAKESIDE | AZ | 85935 | Navajo | 4 | Open | 1995-03-28 | 10000 | Gasoline | COMPARTMENT A | Double Walled | Fiberglass Reinforced Plastic | Pressure | Double Walled | Fiberglass Reinforced Plastic
0-006427 | JUDD AUTO SERVICE | 623 S MAIN ST | FREDONIA | AZ | 86022 | Coconino | 6 | Open | 1999-02-17 | 10000 | Gasoline | COMPARTMENT A | Single Walled | Fiberglass Reinforced Plastic | Pressure | Single Walled | Fiberglass Reinforced Plastic
0-000922 | SHELL | 2165 E BASELINE RD | TEMPE | AZ | 85283 | Maricopa | 6 | Open | 1991-03-01 | 10000 | Gasoline | COMPARTMENT A | Double Walled | Fiberglass Reinforced Plastic | Pressure | Double Walled | Fiberglass Reinforced Plastic
0-008067 | SPEEDWAY STORE #2887 | 1050 S MILTON RD | FLAGSTAFF | AZ | 86001 | Coconino | 6 | Open | 1996-01-01 | 7000 | Diesel | COMPARTMENT B | Single Walled | Fiberglass Reinforced Plastic
0-010040 | QUIKTRIP #417 | 3563 E MAIN ST | MESA | AZ | 85213 | Maricopa | 1 | Open | 2004-12-03 | 12000 | Gasoline | COMPARTMENT A | Double Walled | Fiberglass Reinforced Plastic | Pressure | Double Walled | Flexible
0-008779 | PACIFIC MARINE LOGISTICS | 14300 N 76TH PL | SCOTTSDALE | AZ | 85260 | Maricopa | 4 | Open | 2020-03-04 | 15000 | Jet A (Kerosene-type Jet Fuel) | COMPARTMENT A | Double Walled | Composite (Steel/Fiberglass) | Pressure | Double Walled | Fiberglass Reinforced Plastic
0-002475 | CIRCLE K #2708869 | 4160 N 1ST AVE | TUCSON | AZ | 85719 | Pima | 1 | Open | 1987-01-01 | 10000 | Gasoline | COMPARTMENT A | Single Walled | Fiberglass Reinforced Plastic | Pressure |  | Fiberglass Reinforced Plastic
0-008742 | FIREBIRD FUEL CO | 22464 N 19TH AVE | PHOENIX | AZ | 85027 | Maricopa | 2 | Open | 1995-06-28 | 12000 | Gasoline | COMPARTMENT A | Double Walled | Composite (Steel/Fiberglass) | Pressure | Double Walled | Fiberglass Reinforced Plastic
0-006712 | ADOT - MESA LANDSCAPE MAINTENANCE | 1540 S RECKER RD | MESA | AZ | 85206 | Maricopa | 2 | Open | 1984-01-01 | 12000 | Diesel | COMPARTMENT A | Single Walled | Fiberglass Reinforced Plastic | Suction - Check Valve at the Dispenser | Double Walled | Fiberglass Reinforced Plastic
0-007104 | CHEVRON - SHAY OIL CO INC #17 | 3919 S AVENUE 3 E | YUMA | AZ | 85365 | Yuma | 1 | Open | 1989-07-01 | 12000 | Gasoline | COMPARTMENT A | Double Walled | Fiberglass Reinforced Plastic | Pressure |  | Fiberglass Reinforced Plastic
0-004028 | FLYING J TRAVEL PLAZA #610 | 3300 E ANDY DEVINE AVE | KINGMAN | AZ | 86401 | Mohave | 14 | Open | 2015-08-25 | 20000 | Biodiesel | COMPARTMENT A | Double Walled | Fiberglass Reinforced Plastic | Pressure | Double Walled | Fiberglass Reinforced Plastic
0-001986 | TIEMCO | 102 S 24TH ST | PHOENIX | AZ | 85034 | Maricopa | 8 | Open | 1995-03-21 | 10000 | Gasoline | COMPARTMENT A | Double Walled | Composite (Steel/Fiberglass) | Pressure | Double Walled
0-000344 | QUICK N EASY | 6806 E BROWN RD | MESA | AZ | 85207 | Maricopa | 2 | Open | 1988-04-19 | 20000 | Diesel | COMPARTMENT A | Double Walled | Fiberglass Reinforced Plastic | Pressure |  | Fiberglass Reinforced Plastic
0-009557 | CIRCLE K STORE #2706655 | 20207 N 59TH AVE | GLENDALE | AZ | 85308 | Maricopa | 1 | Open | 1999-07-01 | 20000 | Gasoline | COMPARTMENT A | Double Walled | Fiberglass Reinforced Plastic | Pressure | Double Walled | Fiberglass Reinforced Plastic
0-005215 | TYRELL-MARXEN CHEV/OLDS/CAD INC | 1118 W ROUTE 66 | FLAGSTAFF | AZ | 86001 | Coconino | 4 | Open | 1993-08-09 | 2000 | Used Oil/Waste Oil | COMPARTMENT A | Double Walled | Composite (Steel/Fiberglass) | Suction - Check Valve at the Tank Top | Single Walled | Bare or Galvanized Steel
0-000777 | CITY OF SCOTTSDALE - CORPORATE YARD | 9191 E SAN SALVADOR DR | SCOTTSDALE | AZ | 85258 | Maricopa | 17 | Open | 2019-07-24 | 10000 | E-85 | COMPARTMENT B | Double Walled | Fiberglass Reinforced Plastic | Pressure | Double Walled | Fiberglass Reinforced Plastic
0-008777 | HISTORIC ROUTE 66 AUTO | 22840 W OLD HIGHWAY 66 | SELIGMAN | AZ | 86337 | Yavapai | 2 | Open | 1979-01-01 | 3000 | Diesel #2 | COMPARTMENT A | Single Walled | Asphalt coated or Bare Steel | Pressure |  | Fiberglass Reinforced Plastic
0-008777 | HISTORIC ROUTE 66 AUTO | 22840 W OLD HIGHWAY 66 | SELIGMAN | AZ | 86337 | Yavapai | 3 | Open | 1979-01-01 | 3000 | Gasoline (PUL) | COMPARTMENT A | Single Walled | Asphalt coated or Bare Steel | Pressure |  | Fiberglass Reinforced Plastic
0-004712 | UA BIOSPHERE 2 | 32540 S BIOSPHERE RD | ORACLE | AZ | 85623 | Pinal | 10 | Open | 1991-01-01 | 500 | New Oil | COMPARTMENT A | Double Walled | Fiberglass Reinforced Plastic | Suction - Check Valve at the Tank Top | Double Walled
0-007769 | GOOD 2 GO STORES #507 | 1897 PUEBLO | CAMP VERDE | AZ | 86322 | Yavapai | 6 | Open | 2004-04-01 | 20000 | Gasoline | COMPARTMENT A | Double Walled | Fiberglass Reinforced Plastic | Pressure | Double Walled | Fiberglass Reinforced Plastic
0-007769 | GOOD 2 GO STORES #507 | 1897 PUEBLO | CAMP VERDE | AZ | 86322 | Yavapai | 5 | Open | 2004-04-01 | 10000 | Gasoline | COMPARTMENT A | Double Walled | Fiberglass Reinforced Plastic
0-001488 | CIRCLE K #2701796 | 3795 S PALO VERDE RD | TUCSON | AZ | 85713 | Pima | 1 | Open | 1985-01-01 | 10000 | Gasoline (PUL) | COMPARTMENT A | Double Walled | Fiberglass Reinforced Plastic | Pressure |  | Fiberglass Reinforced Plastic
0-009323 | JACKSONS #805 | 16610 N SCOTTSDALE RD | PHOENIX | AZ | 85254 | Maricopa | 2 | Open | 1998-09-25 | 20000 | Gasoline | COMPARTMENT A | Single Walled | Fiberglass Reinforced Plastic | Pressure |  | Fiberglass Reinforced Plastic
0-009323 | JACKSONS #805 | 16610 N SCOTTSDALE RD | PHOENIX | AZ | 85254 | Maricopa | 4 | Open | 2015-05-26 | 8000 | Diesel | COMPARTMENT A | Double Walled | Fiberglass Reinforced Plastic | Pressure | Double Walled | Fiberglass Reinforced Plastic
0-008901 | DEL SOL IGA | 29854 E LOS ANGELES AVE | WELLTON | AZ | 85356 | Yuma | 2 | Open | 1993-09-01 | 8000 | Gasoline | COMPARTMENT A | Double Walled | Fiberglass Reinforced Plastic | Pressure | Double Walled | Fiberglass Reinforced Plastic
0-005337 | CIRCLE K #2708599 | 1601 N 67TH AVE | PHOENIX | AZ | 85035 | Maricopa | 1 | Open | 1988-01-01 | 10000 | Gasoline | COMPARTMENT A | Double Walled | Fiberglass Reinforced Plastic | Pressure |  | Fiberglass Reinforced Plastic
0-008876 | FEDEX GROUND | 3410 S 51ST AVE | PHOENIX | AZ | 85043 | Maricopa | 3 | Open | 2011-08-01 | 30000 | Diesel | COMPARTMENT A | Double Walled | Fiberglass Reinforced Plastic | Pressure |  | Flexible
0-007944 | SPEEDWAY STORE #2952 | 2830 S PACIFIC AVE | YUMA | AZ | 85365 | Yuma | 3 | Open | 1992-08-30 | 8000 | Gasoline | COMPARTMENT A | Double Walled | Fiberglass Reinforced Plastic | Pressure |  | Fiberglass Reinforced Plastic
0-001451 | CIRCLE K #2701620 | 3554 E INDIAN SCHOOL RD | PHOENIX | AZ | 85018 | Maricopa | 1 | Open | 1985-01-01 | 10000 | Gasoline | COMPARTMENT A | Double Walled | Fiberglass Reinforced Plastic | Pressure | Single Walled | Fiberglass Reinforced Plastic
0-004972 | ST MARY'S FOOD STORE | 880 W SAINT MARYS RD | TUCSON | AZ | 85745 | Pima | 2 | Open | 1984-01-01 | 10000 | Gasoline | COMPARTMENT A | Single Walled | Fiberglass Reinforced Plastic | Pressure | Single Walled | Fiberglass Reinforced Plastic
0-009472 | NORMS IGA | 345 W ALDEN RD | KEARNY | AZ | 85137 | Pinal | 1 | Open | 1998-12-01 | 12000 | Gasoline (UL) | COMPARTMENT A | Double Walled | Composite (Steel/Fiberglass) | Pressure | Double Walled | Fiberglass Reinforced Plastic
0-001292 | CIRCLE K #2700720 | 2359 E BEARDSLEY RD | PHOENIX | AZ | 85024 | Maricopa | 1 | Open | 1985-08-01 | 10000 | Gasoline | COMPARTMENT A | Double Walled | Fiberglass Reinforced Plastic | Pressure |  | Fiberglass Reinforced Plastic
0-001292 | CIRCLE K #2700720 | 2359 E BEARDSLEY RD | PHOENIX | AZ | 85024 | Maricopa | 3 | Open | 1985-08-01 | 10000 | Gasoline | COMPARTMENT A | Double Walled | Fiberglass Reinforced Plastic | Pressure |  | Fiberglass Reinforced Plastic
0-009810 | ARCO #6354 | 2711 W UNION HILLS DR | PHOENIX | AZ | 85027 | Maricopa | 3 | Open | 1998-01-01 | 20000 | Gasoline (UL) | COMPARTMENT A | Double Walled | Fiberglass Reinforced Plastic | Pressure |  | Fiberglass Reinforced Plastic
0-000905 | SAPRA ENTERPRISES | 9202 E MAIN ST | MESA | AZ | 85207 | Maricopa | 2 | Open | 1986-01-01 | 20000 | Gasoline | COMPARTMENT A | Double Walled | Fiberglass Reinforced Plastic | Pressure | Double Walled | Fiberglass Reinforced Plastic
0-007688 | TOOR ENTERPRISES | 710 E INDIAN SCHOOL RD | PHOENIX | AZ | 85014 | Maricopa | 5 | Open | 2002-08-01 | 15000 | Gasoline (UL) | COMPARTMENT A | Double Walled | Fiberglass Reinforced Plastic | Pressure | Double Walled | Flexible
0-004065 | HAPPY FOOD MART | 6262 E MAIN ST | MESA | AZ | 85205 | Maricopa | 5 | Open | 2019-12-09 | 6000 | Gasoline (PUL) | COMPARTMENT A | Double Walled | Fiberglass Reinforced Plastic | Pressure | Double Walled | Fiberglass Reinforced Plastic
0-009732 | PILOT TRAVEL CENTER #458 | 619 S SUNSHINE BLVD | ELOY | AZ | 85131 | Pinal | 1 | Open | 2001-02-15 | 12000 | Gasoline | COMPARTMENT A | Double Walled | Fiberglass Reinforced Plastic
0-009685 | SUPER C | 1645 E JUAN SANCHEZ | SAN LUIS | AZ | 85349 | Yuma | 1 | Open | 2000-03-25 | 15000 | Gasoline | COMPARTMENT A | Double Walled | Fiberglass Reinforced Plastic | Pressure | Double Walled | Fiberglass Reinforced Plastic
0-009396 | SHELL FOOD MART | 530 E WICKENBURG WAY | WICKENBURG | AZ | 85390 | Maricopa | 3 | Open | 1998-07-30 | 6000 | Gasoline (UL) | COMPARTMENT A | Double Walled | Fiberglass Reinforced Plastic | Pressure | Double Walled | Fiberglass Reinforced Plastic
0-009934 | NCD | 5060 W BELL RD | PHOENIX | AZ | 85308 | Maricopa | 1 | Open | 2001-05-01 | 8000 | Diesel | COMPARTMENT A | Double Walled | Fiberglass Reinforced Plastic
0-001395 | CIRCLE K #2701343 | 1550 N COUNTRY CLUB DR | MESA | AZ | 85201 | Maricopa | 3 | Open | 1985-04-01 | 10000 | Gasoline | COMPARTMENT A | Double Walled | Fiberglass Reinforced Plastic | Pressure | Single Walled | Fiberglass Reinforced Plastic
0-009711 | CIRCLE K #2705914 | 8325 W DEER VALLEY RD | PEORIA | AZ | 85382 | Maricopa | 1 | Open | 2000-10-10 | 20000 | Gasoline | COMPARTMENT A | Double Walled | Fiberglass Reinforced Plastic | Pressure | Double Walled | Fiberglass Reinforced Plastic
0-006636 | CIRCLE K #2708744 | 9515 E GOLF LINKS RD | TUCSON | AZ | 85730 | Pima | 2 | Open | 1988-02-12 | 10000 | Gasoline | COMPARTMENT A | Double Walled | Fiberglass Reinforced Plastic | Pressure |  | Fiberglass Reinforced Plastic
0-006636 | CIRCLE K #2708744 | 9515 E GOLF LINKS RD | TUCSON | AZ | 85730 | Pima | 1 | Open | 1988-02-12 | 10000 | Gasoline | COMPARTMENT A | Double Walled | Fiberglass Reinforced Plastic | Pressure |  | Fiberglass Reinforced Plastic
0-001472 | CIRCLE K #2701754 | 820 W 32ND ST | YUMA | AZ | 85364 | Yuma | 3 | Open | 1986-01-01 | 10000 | Gasoline | COMPARTMENT A | Single Walled | Fiberglass Reinforced Plastic | Pressure | Single Walled | Fiberglass Reinforced Plastic
0-010601 | DOT FOOD ARIZONA DISTRIBUTION CENTER | 2665 LANDON DR | BULLHEAD CITY | AZ | 86429 | Mohave | 1 | Open | 2018-03-21 | 30000 | Diesel | COMPARTMENT A | Double Walled | Fiberglass Reinforced Plastic | Pressure | Double Walled | Flexible
0-010584 | CIRCLE K STORE #2703485 | 1415 E FLORENCE BLVD | CASA GRANDE | AZ | 85122 | Pinal | 1 | Open | 2016-10-24 | 20000 | Gasoline (UL) | COMPARTMENT A | Double Walled | Fiberglass Reinforced Plastic | Pressure | Double Walled | Fiberglass Reinforced Plastic
0-010624 | CIRCLE K STORE #2703493 | 4600 W VALENCIA RD | TUCSON | AZ | 85757 | Pima | 1 | Open | 2018-01-26 | 20000 | Gasoline (UL) | COMPARTMENT A | Double Walled | Fiberglass Reinforced Plastic | Pressure | Double Walled | Fiberglass Reinforced Plastic
0-007360 | SPEEDWAY STORE #2936 | 8080 N ORACLE RD | ORO VALLEY | AZ | 85704 | Pima | 2 | Open | 1986-01-01 | 10000 | Gasoline | COMPARTMENT A | Double Walled | Fiberglass Reinforced Plastic | Pressure |  | Fiberglass Reinforced Plastic
0-010666 | CIRCLE K STORE #2741604 | 1015 S COOPER | CHANDLER | AZ | 85286 |  | 3 | Open | 2019-08-20 | 12000 | Diesel | COMPARTMENT A | Double Walled | Fiberglass Reinforced Plastic | Pressure | Double Walled | Fiberglass Reinforced Plastic
0-010644 | PENSKE TRUCK LEASING | 1100 N 43RD AVE | PHOENIX | AZ | 85043 | Maricopa | 2 | Open | 2019-06-11 | 4000 | Gasoline (UL) | COMPARTMENT A | Double Walled | Fiberglass Reinforced Plastic | Pressure | Double Walled | Fiberglass Reinforced Plastic
0-010627 | CIRCLE K STORE #3492 | 255 S MAIN STREET | FLORENCE | AZ | 85132 | Pinal | 1 | Open | 2018-05-18 | 20000 | Gasoline (UL) | COMPARTMENT A | Double Walled | Fiberglass Reinforced Plastic | Pressure | Double Walled | Fiberglass Reinforced Plastic
0-009130 | PACIFIC PRIDE | 214 W LONGHORN RD | PAYSON | AZ | 85541 | Gila | 3 | Open | 1997-01-05 | 8000 | Gasoline | COMPARTMENT A | Double Walled | Fiberglass Reinforced Plastic | Pressure | Double Walled | Fiberglass Reinforced Plastic
0-009699 | CIRCLE K #3461 | 2840 N 75TH AVE | PHOENIX | AZ | 85035 | Maricopa | 2 | Open | 2000-07-11 | 8000 | Diesel | COMPARTMENT B | Double Walled | Fiberglass Reinforced Plastic
0-009221 | ARCO #5985 | 2398 E HIGHWAY 60 | MIAMI | AZ | 85539 | Gila | 4 | Open | 1997-04-03 | 10000 | Diesel | COMPARTMENT A | Double Walled | Fiberglass Reinforced Plastic | Pressure | Double Walled | Fiberglass Reinforced Plastic
0-009611 | CHARLES SCHWAB | 4701 E FRANCISCO DR | PHOENIX | AZ | 85044 | Maricopa | 4 | Open | 1999-10-07 | 10000 | Diesel | COMPARTMENT A | Double Walled | Fiberglass Reinforced Plastic | Suction - Check Valve at the Dispenser | Double Walled | Fiberglass Reinforced Plastic
0-010717 | SPEEDWAY #1509 |  | MESA |  |  | Maricopa | 2 | Open | 2020-12-10 |  | (Null) |  | Double Walled | Fiberglass Reinforced Plastic
0-006524 | THRIFTWAY #281 |  | GRAY MOUNTAIN |  |  | Coconino | 5 | Open | 1994-12-01 | 10000 | Gasoline | COMPARTMENT A | Double Walled | Composite (Steel/Fiberglass) | Pressure |  | Fiberglass Reinforced Plastic
0-006524 | THRIFTWAY #281 |  | GRAY MOUNTAIN |  |  | Coconino | 4 | Open | 1994-12-01 | 10000 | Gasoline | COMPARTMENT A | Double Walled | Composite (Steel/Fiberglass) | Pressure |  | Fiberglass Reinforced Plastic
0-009379 | JACKSONS #801 | 8369 W BELL RD | PEORIA | AZ | 85382 | Maricopa | 1 | Open | 1998-05-05 | 20000 | Gasoline | COMPARTMENT A | Double Walled | Fiberglass Reinforced Plastic | Pressure | Double Walled | Fiberglass Reinforced Plastic
0-009379 | JACKSONS #801 | 8369 W BELL RD | PEORIA | AZ | 85382 | Maricopa | 2 | Open | 1998-05-05 | 20000 | Gasoline | COMPARTMENT A | Double Walled | Fiberglass Reinforced Plastic | Pressure | Double Walled | Fiberglass Reinforced Plastic
0-006804 | SHAY OIL CO #6 | 39880 E HIGHWAY 80 | TACNA | AZ | 85352 | Yuma | 9 | Open | 2004-06-29 | 12000 | Gasoline | COMPARTMENT A | Double Walled | Fiberglass Reinforced Plastic | Pressure | Double Walled | Flexible
0-004719 | BARON FUELS | 2315 E COUNTY 9TH ST | YUMA | AZ | 85365 | Yuma | 5 | Open | 1992-10-14 | 12000 | Gasoline | COMPARTMENT A | Double Walled | Composite (Steel/Fiberglass) | Pressure | Double Walled | Fiberglass Reinforced Plastic
0-004719 | BARON FUELS | 2315 E COUNTY 9TH ST | YUMA | AZ | 85365 | Yuma | 6 | Open | 1992-10-14 | 8000 | Gasoline | COMPARTMENT A | Double Walled | Composite (Steel/Fiberglass) | Pressure | Double Walled | Fiberglass Reinforced Plastic
0-004719 | BARON FUELS | 2315 E COUNTY 9TH ST | YUMA | AZ | 85365 | Yuma | 7 | Open | 1992-10-14 | 8000 | Diesel | COMPARTMENT A | Double Walled | Composite (Steel/Fiberglass) | Pressure | Double Walled | Fiberglass Reinforced Plastic
0-009347 | TRI-M MINI MART | 250 SWANSON AVE | LAKE HAVASU CITY | AZ | 86403 | Mohave | 4 | Open | 1999-01-01 | 4000 | Gasoline | COMPARTMENT A | Double Walled | Composite (Steel/Fiberglass) | Pressure | Double Walled | Fiberglass Reinforced Plastic
0-001227 | CIRCLE K #2700420 | 1062 HIGHWAY 95 | BULLHEAD CITY | AZ | 86429 | Mohave | 5 | Open | 1997-02-04 | 10000 | Gasoline | COMPARTMENT A | Double Walled | Fiberglass Reinforced Plastic | Pressure | Double Walled | Fiberglass Reinforced Plastic
0-005200 | TUCSON UNIFIED SCHOOL DISTRICT #1 - MAINTENANCE YARD #2 | 9300 E BROADWAY BLVD | TUCSON | AZ | 85710 | Pima | 7 | Open | 1992-09-01 | 12000 | Diesel | COMPARTMENT A | Double Walled | Composite (Steel/Fiberglass) | Pressure | Double Walled | Fiberglass Reinforced Plastic
0-002424 | JACKSONS ENERGY #6792 | 2205 N 4TH ST | FLAGSTAFF | AZ | 86004 | Coconino | 5 | Open | 1989-09-01 | 10000 | Oxygenated Gasoline | COMPARTMENT A | Single Walled | Asphalt coated or Bare Steel | Pressure | Single Walled | Fiberglass Reinforced Plastic
0-006446 | HAVASU SUPER FUELS LLC | 54 LAKE HAVASU AVE N | LAKE HAVASU CITY | AZ | 86403 | Mohave | 1 | Open | 1987-09-13 | 12000 | Gasoline | COMPARTMENT A | Double Walled | Composite (Steel/Fiberglass) | Pressure |  | Fiberglass Reinforced Plastic
0-009320 | AZ OASIS GAS STATION | 1626 HIGHWAY 95 | BULLHEAD CITY | AZ | 86442 | Mohave | 1 | Open | 1998-06-01 | 12000 | Gasoline (UL) | COMPARTMENT A | Double Walled | Fiberglass Reinforced Plastic | Pressure | Double Walled | Flexible
0-001307 | CIRCLE K #2700785 | 5690 S 12TH AVE | TUCSON | AZ | 85706 | Pima | 5 | Open | 1996-06-24 | 10000 | Gasoline | COMPARTMENT A | Single Walled | Fiberglass Reinforced Plastic | Pressure | Double Walled | Fiberglass Reinforced Plastic
0-001307 | CIRCLE K #2700785 | 5690 S 12TH AVE | TUCSON | AZ | 85706 | Pima | 4 | Open | 1996-06-24 | 10000 | Gasoline | COMPARTMENT A | Single Walled | Fiberglass Reinforced Plastic | Pressure | Double Walled | Fiberglass Reinforced Plastic
0-006200 | CANADA MART | 210 W ANDY DEVINE AVE | KINGMAN | AZ | 86401 | Mohave | 6 | Open | 1999-02-01 | 12000 | Gasoline | COMPARTMENT A | Double Walled | Fiberglass Reinforced Plastic | Pressure | Double Walled | Fiberglass Reinforced Plastic
0-009794 | POWER & MCDOWELL SHELL | 2737 N POWER RD | MESA | AZ | 85215 | Maricopa | 1 | Open | 2000-11-20 | 10000 | Diesel | COMPARTMENT A | Double Walled | Fiberglass Reinforced Plastic | Pressure | Double Walled | Fiberglass Reinforced Plastic
0-009438 | POTTS PROPERTIES | 15834 N 80TH ST | SCOTTSDALE | AZ | 85260 | Maricopa | 1 | Open | 1998-08-14 | 2000 | Jet A (Kerosene-type Jet Fuel) | COMPARTMENT B | Double Walled | Fiberglass Reinforced Plastic | Pressure |  | Fiberglass Reinforced Plastic
0-005813 | ARCO #5447 | 7501 W PEORIA AVE | PEORIA | AZ | 85345 | Maricopa | 1 | Open | 1987-01-01 | 12000 | Gasoline | COMPARTMENT A | Double Walled | Fiberglass Reinforced Plastic | Pressure |  | Fiberglass Reinforced Plastic
0-006058 | DYSART HIGH SCHOOL | 11405 N DYSART RD | EL MIRAGE | AZ | 85335 | Maricopa | 7 | Open | 1994-01-01 | 12000 | Gasoline | COMPARTMENT A | Double Walled | Fiberglass Reinforced Plastic | Pressure | Double Walled | Fiberglass Reinforced Plastic
0-002812 | 4 SONS FOOD STORES #502 | 445 E CAREFREE HWY | PHOENIX | AZ | 85085 | Maricopa | 1 | Open | 1989-01-20 | 10000 | Gasoline | COMPARTMENT A | Double Walled | Fiberglass Reinforced Plastic | Pressure | Double Walled | Fiberglass Reinforced Plastic
0-000921 | SHELL #81 | 808 S PRIEST DR | TEMPE | AZ | 85281 | Maricopa | 9 | Open | 1996-05-01 | 10000 | Diesel | COMPARTMENT A | Double Walled | Fiberglass Reinforced Plastic | Pressure | Double Walled | Fiberglass Reinforced Plastic
0-000921 | SHELL #81 | 808 S PRIEST DR | TEMPE | AZ | 85281 | Maricopa | 6 | Open | 1996-05-01 | 20000 | Gasoline | COMPARTMENT A | Double Walled | Fiberglass Reinforced Plastic | Pressure | Double Walled | Fiberglass Reinforced Plastic
0-000132 | DESERT VIEW SERVICE STATION |  | DESERT VIEW |  |  | Coconino | 6 | Open | 1999-03-30 | 6000 | Gasoline | COMPARTMENT A | Single Walled | Asphalt coated or Bare Steel | Pressure |  | Fiberglass Reinforced Plastic
0-000132 | DESERT VIEW SERVICE STATION |  | DESERT VIEW |  |  | Coconino | 7 | Open | 1999-03-30 | 6000 | Gasoline | COMPARTMENT A | Single Walled | Asphalt coated or Bare Steel | Pressure |  | Fiberglass Reinforced Plastic
0-009983 | STADIUM CHEVRON | 9031 W NORTHERN AVE | GLENDALE | AZ | 85305 | Maricopa | 1 | Open | 2003-06-13 | 15000 | Gasoline | COMPARTMENT A | Double Walled | Fiberglass Reinforced Plastic | Pressure | Double Walled | Fiberglass Reinforced Plastic
0-010486 | FRYS FUEL CENTER #117 | 10450 N LA CANADA DR | ORO VALLEY | AZ | 85737 | Pima | 2 | Open | 2013-02-07 | 8000 | Gasoline | COMPARTMENT B | Double Walled | Fiberglass Reinforced Plastic | Pressure | Double Walled | Flexible
0-006728 | SHELL | 999 N GRAND CANYON BLVD | WILLIAMS | AZ | 86046 | Coconino | 4 | Open | 1984-01-01 | 10000 | Diesel #2 | COMPARTMENT A | Double Walled | Composite (Steel/Fiberglass) | Pressure | Double Walled | Fiberglass Reinforced Plastic
0-001446 | CIRCLE K #2701603 | 1501 W MCDOWELL RD | PHOENIX | AZ | 85007 | Maricopa | 1 | Open | 1985-01-01 | 10000 | Gasoline | COMPARTMENT A | Double Walled | Fiberglass Reinforced Plastic | Pressure |  | Fiberglass Reinforced Plastic
0-004914 | GRAND CHEVRON | 811 N GRAND AVE | NOGALES | AZ | 85621 | Santa Cruz | 3 | Open | 1984-05-08 | 10000 | Gasoline | COMPARTMENT A | Double Walled | Fiberglass Reinforced Plastic | Pressure | Double Walled | Fiberglass Reinforced Plastic
0-000920 | CIRCLE K STORE #2706663 | 6349 S MCCLINTOCK DR | TEMPE | AZ | 85283 | Maricopa | 9 | Open | 1997-01-03 | 12000 | Gasoline | COMPARTMENT A | Double Walled | Fiberglass Reinforced Plastic | Pressure | Double Walled | Fiberglass Reinforced Plastic
0-009259 | 7-ELEVEN #32265 | 485 W WARNER RD | TEMPE | AZ | 85284 | Maricopa | 1 | Open | 1997-10-24 | 10000 | Gasoline | COMPARTMENT A | Double Walled | Fiberglass Reinforced Plastic | Pressure
0-001445 | CIRCLE K #2701584 | 2640 W VAN BUREN ST | PHOENIX | AZ | 85009 | Maricopa | 1 | Open | 1985-01-01 | 10000 | Gasoline | COMPARTMENT A | Single Walled | Fiberglass Reinforced Plastic | Pressure | Single Walled | Fiberglass Reinforced Plastic
0-010157 | QUIKTRIP #486 | 726 S GILBERT RD | GILBERT | AZ | 85296 | Maricopa | 1 | Open | 2006-06-14 | 20000 | Gasoline | COMPARTMENT A | Double Walled | Fiberglass Reinforced Plastic | Pressure | Double Walled | Flexible
0-010150 | MJ I-10 SHELL | 7710 S WILMOT RD | TUCSON | AZ | 85756 | Pima | 2 | Open | 2006-05-22 | 8000 | Gasoline | COMPARTMENT B | Double Walled | Composite (Steel/Fiberglass) | Pressure | Double Walled | Flexible
0-010165 | ROSE CARDLOCK | 5720 W ROSE LN | GLENDALE | AZ | 85301 | Maricopa | 1 | Open | 2006-12-01 | 7000 | Gasoline (UL) | COMPARTMENT A | Double Walled | Fiberglass Reinforced Plastic | Pressure | Double Walled | Fiberglass Reinforced Plastic
0-005991 | ARCO #5429 | 2816 E MCKELLIPS RD | MESA | AZ | 85213 | Maricopa | 4 | Open | 2019-05-08 | 15000 | Gasoline (UL) | COMPARTMENT A | Double Walled | Fiberglass Reinforced Plastic | Pressure | Double Walled | Fiberglass Reinforced Plastic
0-010226 | FAST LANE SHELL | 1999 E AJO WAY | TUCSON | AZ | 85713 | Pima | 2 | Open | 2007-11-12 | 5000 | Diesel | COMPARTMENT B | Double Walled | Composite (Steel/Fiberglass) | Pressure | Double Walled | Flexible
0-010227 | 4 SONS FOOD STORES | 15445 W WADDELL RD | SURPRISE | AZ | 85379 | Maricopa | 2 | Open | 2007-11-01 | 15000 | Gasoline | COMPARTMENT A | Double Walled | Fiberglass Reinforced Plastic | Pressure | Double Walled | Fiberglass Reinforced Plastic
0-010227 | 4 SONS FOOD STORES | 15445 W WADDELL RD | SURPRISE | AZ | 85379 | Maricopa | 1 | Open | 2007-11-01 | 8000 | Diesel | COMPARTMENT A | Double Walled | Fiberglass Reinforced Plastic | Pressure | Double Walled | Fiberglass Reinforced Plastic
0-010089 | CIRCLE K STORE #2703410 | 2275 S BUFFALO SOLDIER TRL | SIERRA VISTA | AZ | 85635 | Cochise | 1 | Open | 2005-10-24 | 2000 | Gasoline | COMPARTMENT A | Double Walled | Composite (Steel/Fiberglass) | Pressure | Double Walled | Flexible
0-010089 | CIRCLE K STORE #2703410 | 2275 S BUFFALO SOLDIER TRL | SIERRA VISTA | AZ | 85635 | Cochise | 4 | Open | 2005-10-24 | 15000 | Gasoline | COMPARTMENT A | Double Walled | Composite (Steel/Fiberglass) | Pressure | Double Walled | Flexible
0-010426 | QUIKTRIP #1450 | 68 W RIVER RD | TUCSON | AZ | 85704 | Pima | 4 | Open | 2011-07-14 | 12000 | Diesel | COMPARTMENT A | Double Walled | Fiberglass Reinforced Plastic | Pressure | Double Walled | Fiberglass Reinforced Plastic
0-002144 | BEAVER HOLLOW MINI MART | 1955 E CORNVILLE RD | RIMROCK | AZ | 86335 | Yavapai | 2 | Open | 1991-07-01 | 2000 | Gasoline | COMPARTMENT A | Double Walled | Composite (Steel/Fiberglass) | Pressure |  | Fiberglass Reinforced Plastic
0-009303 | LOVE'S TRAVEL STOP #286 | 760 S QUARTZSITE BLVD | QUARTZSITE | AZ | 85346 | La Paz | 4 | Open | 1997-10-30 | 20000 | Diesel | COMPARTMENT A | Double Walled | Composite (Steel/Fiberglass) | Pressure | Double Walled | Fiberglass Reinforced Plastic
0-005478 | CIRCLE K #2943 | 495 S ARIZONA BLVD | COOLIDGE | AZ | 85128 | Pinal | 2 | Open | 1981-04-25 | 10000 | Gasoline | COMPARTMENT A | Double Walled | Fiberglass Reinforced Plastic | Pressure | Double Walled | Fiberglass Reinforced Plastic
0-006624 | CIRCLE K #2705318 | 7510 E 22ND ST | TUCSON | AZ | 85710 | Pima | 4 | Open | 1989-02-02 | 12000 | Diesel | COMPARTMENT A | Double Walled | Fiberglass Reinforced Plastic | Pressure |  | Fiberglass Reinforced Plastic
0-005481 | CIRCLE K #2702946 | 720 S 7TH ST | SIERRA VISTA | AZ | 85635 | Cochise | 1 | Open | 1981-08-01 | 10000 | Gasoline | COMPARTMENT A | Single Walled | Asphalt coated or Bare Steel | Pressure |  | Fiberglass Reinforced Plastic
0-001421 | CIRCLE K #2701503 | 959 E GUADALUPE RD | TEMPE | AZ | 85283 | Maricopa | 2 | Open | 1985-01-01 | 10000 | Gasoline | COMPARTMENT A | Double Walled | Fiberglass Reinforced Plastic | Pressure | Single Walled | Fiberglass Reinforced Plastic
0-001421 | CIRCLE K #2701503 | 959 E GUADALUPE RD | TEMPE | AZ | 85283 | Maricopa | 3 | Open | 1985-01-01 | 10000 | Gasoline | COMPARTMENT A | Double Walled | Fiberglass Reinforced Plastic | Pressure | Single Walled | Fiberglass Reinforced Plastic
0-000342 | CIRCLE K #2705027 | 7140 E SHEA BLVD | SCOTTSDALE | AZ | 85254 | Maricopa | 1 | Open | 1988-01-01 | 10000 | Gasoline | COMPARTMENT A | Double Walled | Fiberglass Reinforced Plastic | Pressure | Single Walled | Fiberglass Reinforced Plastic
0-008979 | CIRCLE K #2705325 | 20202 N 7TH AVE | PHOENIX | AZ | 85027 | Maricopa | 1 | Open | 1996-07-19 | 12000 | Gasoline | COMPARTMENT A | Double Walled | Fiberglass Reinforced Plastic | Pressure | Double Walled | Fiberglass Reinforced Plastic
0-008979 | CIRCLE K #2705325 | 20202 N 7TH AVE | PHOENIX | AZ | 85027 | Maricopa | 2 | Open | 1996-07-19 | 10000 | Gasoline (PUL) | COMPARTMENT A | Double Walled | Fiberglass Reinforced Plastic | Pressure | Double Walled | Fiberglass Reinforced Plastic
0-009951 | SAFEWAY #1566 | 4910 S ALMA SCHOOL RD | CHANDLER | AZ | 85248 | Maricopa | 2 | Open | 2003-01-09 | 20000 | Gasoline | COMPARTMENT A | Double Walled | Composite (Steel/Fiberglass) | Pressure | Double Walled | Fiberglass Reinforced Plastic
0-009951 | SAFEWAY #1566 | 4910 S ALMA SCHOOL RD | CHANDLER | AZ | 85248 | Maricopa | 1 | Open | 2003-01-09 | 10000 | Gasoline | COMPARTMENT B | Double Walled | Composite (Steel/Fiberglass)
0-009411 | MAJI BROTHERS | 8201 S RITA RD | TUCSON | AZ | 85747 | Pima | 2 | Open | 1999-01-07 | 8000 | Gasoline | COMPARTMENT A | Double Walled | Composite (Steel/Fiberglass) | Pressure | Double Walled
0-006719 | CIRCLE K STORE #2709529 | 5601 E BELL RD | SCOTTSDALE | AZ | 85254 | Maricopa | 3 | Open | 1990-07-24 | 12000 | Gasoline | COMPARTMENT A | Double Walled | Composite (Steel/Fiberglass) | Pressure |  | Fiberglass Reinforced Plastic
0-006525 | ARCO AM/PM | 8271 W THUNDERBIRD RD | PEORIA | AZ | 85381 | Maricopa | 3 | Open | 1989-07-24 | 10000 | Gasoline | COMPARTMENT A | Single Walled | Fiberglass Reinforced Plastic | Pressure | Single Walled | Fiberglass Reinforced Plastic
0-002076 | SUPERPUMPER #5 | 13240 N SCOTTSDALE RD | PHOENIX | AZ | 85254 | Maricopa | 4 | Open | 1991-09-01 | 20000 | Gasoline | COMPARTMENT A | Single Walled | Fiberglass Reinforced Plastic | Pressure | Double Walled | Fiberglass Reinforced Plastic
0-007147 | STARR PASS GOLF CLUB MAINTENANCE YARD | 3555 W STARR PASS BLVD | TUCSON | AZ | 85745 | Pima | 1 | Open | 1987-01-01 | 2000 | Diesel | COMPARTMENT A | Single Walled | Fiberglass Reinforced Plastic | Suction - Check Valve at the Dispenser |  | Fiberglass Reinforced Plastic
0-007174 | SHEPHERD EXPRESS #108 | 620 S MONTEZUMA ST | PRESCOTT | AZ | 86303 | Yavapai | 5 | Open | 1994-12-07 | 4000 | Diesel | COMPARTMENT A | Single Walled | Composite (Steel/Fiberglass) | Pressure | Single Walled | Fiberglass Reinforced Plastic
0-007174 | SHEPHERD EXPRESS #108 | 620 S MONTEZUMA ST | PRESCOTT | AZ | 86303 | Yavapai | 7 | Open | 1994-12-07 | 10000 | Gasoline | COMPARTMENT A | Double Walled | Composite (Steel/Fiberglass) | Pressure | Single Walled | Fiberglass Reinforced Plastic
0-006384 | PARADISE CAR SPA | 12621 N PARADISE VILLAGE PKWY W | PHOENIX | AZ | 85032 | Maricopa | 9 | Open | 2019-05-17 | 10000 | Gasoline (PUL) | COMPARTMENT A | Double Walled | Fiberglass Reinforced Plastic | Pressure | Double Walled | Fiberglass Reinforced Plastic
0-007959 | CHEVRON #9-9454 | 2885 N 91ST AVE | PHOENIX | AZ | 85037 | Maricopa | 5 | Open | 2009-03-01 | 10000 | Diesel | COMPARTMENT A | Double Walled | Fiberglass Reinforced Plastic | Pressure | Double Walled | Fiberglass Reinforced Plastic
0-008807 | TEXACO MAX MINI MART LTD | 1571 PALO VERDE BLVD S | LAKE HAVASU CITY | AZ | 86403 | Mohave | 4 | Open | 2020-02-25 | 5000 | Gasoline (UL) | COMPARTMENT A | Double Walled | Fiberglass Reinforced Plastic
0-009239 | FIRST DATA CORP | 240 N ROOSEVELT AVE | CHANDLER | AZ | 85226 | Maricopa | 2 | Open | 1997-05-08 | 25000 | Diesel | COMPARTMENT A | Double Walled | Fiberglass Reinforced Plastic | Suction - Check Valve at the Tank Top | Double Walled | Fiberglass Reinforced Plastic
0-001468 | CIRCLE K #2701736 | 695 S 4TH AVE | YUMA | AZ | 85364 | Yuma | 2 | Open | 1985-01-01 | 10000 | Gasoline | COMPARTMENT A | Single Walled | Fiberglass Reinforced Plastic | Pressure | Single Walled | Fiberglass Reinforced Plastic
0-006433 | FASTRIP FOOD STORE #7795 | 1131 HIGHWAY 95 | BULLHEAD CITY | AZ | 86429 | Mohave | 2 | Open | 1987-09-01 | 12000 | Gasoline | COMPARTMENT A | Double Walled | Composite (Steel/Fiberglass) | Pressure | Single Walled | Fiberglass Reinforced Plastic
0-004831 | SPEEDWAY STORE #2968 | 101 W 2ND ST | WINKELMAN | AZ | 85192 | Pinal | 3 | Open | 1999-03-26 | 12000 | Gasoline | COMPARTMENT A | Double Walled | Composite (Steel/Fiberglass) | Pressure |  | Fiberglass Reinforced Plastic
0-008996 | 4 SONS FOOD STORES #505 | 75 E 29TH AVE | APACHE JUNCTION | AZ | 85119 | Pinal | 2 | Open | 1996-08-26 | 8000 | Gasoline | COMPARTMENT A | Double Walled | Fiberglass Reinforced Plastic | Pressure | Double Walled | Fiberglass Reinforced Plastic
0-009252 | COSTCO WHOLESALE #436 | 1445 W ELLIOT RD | TEMPE | AZ | 85284 | Maricopa | 3 | Open | 1998-01-22 | 20000 | Gasoline | COMPARTMENT A | Double Walled | Fiberglass Reinforced Plastic | Pressure | Double Walled
0-007259 | CIRCLE K #5295 | 29816 N TATUM BLVD | PHOENIX | AZ | 85331 | Maricopa | 1 | Open | 1991-03-01 | 15000 | Gasoline | COMPARTMENT A | Single Walled | Fiberglass Reinforced Plastic | Pressure | Single Walled | Fiberglass Reinforced Plastic
0-004836 | CEMEX - 19TH AVE | 3640 S 19TH AVE | PHOENIX | AZ | 85009 | Maricopa | 6 | Open | 1989-03-20 | 15000 | Diesel | COMPARTMENT A | Double Walled | Fiberglass Reinforced Plastic | Pressure | Single Walled | Bare or Galvanized Steel
0-010174 | TONTO BASIN MARKETPLACE | 45994 N HWY 188 | TONTO BASIN | AZ | 85553 | Gila | 2 | Open | 2007-02-01 | 7000 | Diesel | COMPARTMENT A | Double Walled | Composite (Steel/Fiberglass)
0-010650 | CIRCLE K STORE | 41433 W HONEYCUTT RD | MARICOPA | AZ | 85138 | Pinal | 2 | Open | 2019-05-16 | 10000 | Gasoline (PUL) | COMPARTMENT A | Double Walled | Fiberglass Reinforced Plastic | Pressure | Double Walled | Fiberglass Reinforced Plastic
0-010650 | CIRCLE K STORE | 41433 W HONEYCUTT RD | MARICOPA | AZ | 85138 | Pinal | 3 | Open | 2019-05-16 | 10000 | Diesel | COMPARTMENT A | Double Walled | Fiberglass Reinforced Plastic | Pressure | Double Walled | Fiberglass Reinforced Plastic
0-010700 | FRY'S #615 | 1425 N HIGLEY RD | GILBERT | AZ | 85234 |  | 2 | Open | 2020-08-25 | 8000 | Gasoline (PUL) | COMPARTMENT B | Double Walled | Fiberglass Reinforced Plastic | Pressure | Double Walled | Fiberglass Reinforced Plastic
0-010693 | QUIKTRIP #1469 | 5050 W INA RD | TUCSON | AZ | 85743 | Pima | 1 | Open | 2020-09-04 | 20000 | Gasoline (UL) | COMPARTMENT A | Double Walled | Fiberglass Reinforced Plastic
0-010693 | QUIKTRIP #1469 | 5050 W INA RD | TUCSON | AZ | 85743 | Pima | 3 | Open | 2020-09-04 | 12000 | Gasoline (PUL) | COMPARTMENT A | Double Walled | Fiberglass Reinforced Plastic
0-010277 | SAM'S CLUB #4955 | 16573 W BELL RD | SURPRISE | AZ | 85374 | Maricopa | 3 | Open | 2008-10-31 | 8000 | Diesel | COMPARTMENT A | Double Walled | Fiberglass Reinforced Plastic | Pressure | Double Walled | Flexible
0-010273 | QUIKTRIP #496 | 2657 S POWER RD | MESA | AZ | 85209 | Maricopa | 2 | Open | 2008-08-13 | 20000 | Gasoline | COMPARTMENT A | Double Walled | Fiberglass Reinforced Plastic | Pressure | Double Walled | Fiberglass Reinforced Plastic
0-010302 | CIRCLE K STORE #2703387 | 4650 S PALO VERDE RD | TUCSON | AZ | 85714 | Pima | 1 | Open | 2008-12-09 | 20000 | Gasoline | COMPARTMENT A | Double Walled | Fiberglass Reinforced Plastic | Pressure | Double Walled | Fiberglass Reinforced Plastic
0-003219 | CIRCLE K STORE #2709152 | 5105 E ELLIOT RD | PHOENIX | AZ | 85044 | Maricopa | 4 | Open | 1988-01-01 | 10000 | Diesel | COMPARTMENT A | Single Walled | Fiberglass Reinforced Plastic | Pressure | Single Walled | Fiberglass Reinforced Plastic
0-010312 | COSTCO WHOLESALE #1058 | 4570 E CACTUS RD | PHOENIX | AZ | 85032 | Maricopa | 1 | Open | 2009-06-16 | 30000 | Gasoline | COMPARTMENT A | Double Walled | Fiberglass Reinforced Plastic | Pressure | Double Walled | Fiberglass Reinforced Plastic
0-010317 | TERRIBLE HERBST #321 | 6501 SHOWPLACE AVE | LAKE HAVASU CITY | AZ | 86404 | Mohave | 4 | Open | 2009-09-01 | 10000 | Diesel | COMPARTMENT A | Double Walled | Fiberglass Reinforced Plastic | Pressure | Double Walled | Flexible
0-010317 | TERRIBLE HERBST #321 | 6501 SHOWPLACE AVE | LAKE HAVASU CITY | AZ | 86404 | Mohave | 2 | Open | 2009-09-01 | 10000 | Gasoline | COMPARTMENT A | Double Walled | Fiberglass Reinforced Plastic | Pressure | Double Walled | Flexible
0-010403 | FIREBIRD FUEL CO | 941 W FAIRVIEW BUSINESS PARK PL | TUCSON | AZ | 85705 | Pima | 2 | Open | 2010-11-04 | 12000 | Diesel | COMPARTMENT A | Double Walled | Composite (Steel/Fiberglass) | Pressure | Double Walled | Fiberglass Reinforced Plastic
0-010442 | QUIKTRIP STORE #1404 | 3720 S VAL VISTA DR | GILBERT | AZ | 85297 | Maricopa | 4 | Open | 2012-01-06 | 12000 | Diesel | COMPARTMENT A | Double Walled | Fiberglass Reinforced Plastic | Pressure | Double Walled | Fiberglass Reinforced Plastic
0-010452 | FRY'S FUEL CENTER #54 | 4235 E BELL RD | PHOENIX | AZ | 85032 | Maricopa | 1 | Open | 2012-06-01 | 20000 | Gasoline | COMPARTMENT A | Double Walled | Fiberglass Reinforced Plastic | Pressure | Double Walled | Fiberglass Reinforced Plastic
0-010487 | CORNVILLE COUNTRY MARKET PLACE | 1220 S EASTERN DR | CORNVILLE | AZ | 86325 | Yavapai | 1 | Open | 2013-11-14 | 12000 | Gasoline (UL) | COMPARTMENT A | Double Walled | Fiberglass Reinforced Plastic | Pressure | Double Walled | Fiberglass Reinforced Plastic
0-010487 | CORNVILLE COUNTRY MARKET PLACE | 1220 S EASTERN DR | CORNVILLE | AZ | 86325 | Yavapai | 2 | Open | 2013-11-14 | 4000 | Gasoline (PUL) | COMPARTMENT A | Double Walled | Fiberglass Reinforced Plastic | Pressure | Double Walled | Fiberglass Reinforced Plastic
0-010480 | ESHOA FUEL FARM | 15879 N 80TH ST | SCOTTSDALE | AZ | 85260 | Maricopa | 1 | Open | 2006-09-28 | 15000 | Jet Fuel | COMPARTMENT A | Double Walled | Fiberglass Reinforced Plastic | Pressure | Double Walled | Flexible
0-010553 | QUIK TRIP #1463 | 6520 S I 19 FRONTAGE RD | TUCSON | AZ | 85756 | Pima | 2 | Open | 2015-06-15 | 20000 | Gasoline | COMPARTMENT A | Double Walled | Fiberglass Reinforced Plastic | Pressure | Double Walled | Fiberglass Reinforced Plastic
0-010553 | QUIK TRIP #1463 | 6520 S I 19 FRONTAGE RD | TUCSON | AZ | 85756 | Pima | 3 | Open | 2015-06-15 | 10000 | Gasoline (PUL) | COMPARTMENT A | Double Walled | Fiberglass Reinforced Plastic | Pressure | Double Walled | Fiberglass Reinforced Plastic
0-009554 | SUPERSTITION POLICE SUBSTANTION/FIRE STATION 212 | 2430 S ELLSWORTH RD | MESA | AZ | 85209 | Maricopa | 1 | Open | 1996-11-18 | 12000 | Gasoline | COMPARTMENT A | Double Walled | Fiberglass Reinforced Plastic | Suction - Check Valve at the Tank Top | Double Walled | Fiberglass Reinforced Plastic
0-010114 | SPEEDWAY STORE #2978 | 6225 W AJO HWY | TUCSON | AZ | 85735 | Pima | 1 | Open | 2002-10-13 | 6000 | Gasoline (PUL) | COMPARTMENT B | Double Walled | Fiberglass Reinforced Plastic | Pressure |  | Fiberglass Reinforced Plastic
0-010135 | QUIKTRIP #444 | 1155 N 51ST AVE | PHOENIX | AZ | 85043 | Maricopa | 4 | Open | 2005-08-12 | 20000 | Diesel | COMPARTMENT A | Double Walled | Fiberglass Reinforced Plastic | Pressure | Double Walled | Flexible
0-010462 | FRYS FOOD & DRUG #72 | 87 E WILLIAMS FIELD RD | GILBERT | AZ | 85295 | Maricopa | 2 | Open | 2012-10-01 | 8000 | Gasoline | COMPARTMENT A | Double Walled | Fiberglass Reinforced Plastic | Pressure |  | Flexible
0-007387 | ARCO AM/PM #82524 | 2891 W VALENCIA RD | TUCSON | AZ | 85746 | Pima | 4 | Open | 1991-03-01 | 10000 | Gasoline | COMPARTMENT A | Double Walled | Fiberglass Reinforced Plastic | Pressure | Double Walled | Fiberglass Reinforced Plastic
0-010587 | CIRCLE K STORE #2741683 | 28472 N VISTANCIA BLVD | PEORIA | AZ | 85383 | Maricopa | 2 | Open | 2016-11-03 | 8000 | Gasoline (PUL) | COMPARTMENT A | Double Walled | Fiberglass Reinforced Plastic | Pressure | Double Walled | Fiberglass Reinforced Plastic
0-008431 | MARICOPA CHEVRON | 19680 N JOHN WAYNE PKWY | MARICOPA | AZ | 85139 | Pinal | 4 | Open | 1994-08-01 | 10000 | Gasoline (UL) | COMPARTMENT A | Double Walled | Fiberglass Reinforced Plastic | Pressure | Double Walled | Fiberglass Reinforced Plastic
0-005704 | TAYLOR'S CAR WASH | 1145 W WICKENBURG WAY | WICKENBURG | AZ | 85390 | Maricopa | 1 | Open | 1973-01-01 | 10000 | Gasoline (UL) | COMPARTMENT A | Double Walled | Composite (Steel/Fiberglass) | Pressure | Single Walled | Fiberglass Reinforced Plastic
0-001086 | SANDHU CHEVRON | 808 E BASELINE RD | TEMPE | AZ | 85283 | Maricopa | 8 | Open | 1993-10-29 | 10000 | Gasoline | COMPARTMENT A | Double Walled | Fiberglass Reinforced Plastic | Pressure | Double Walled | Fiberglass Reinforced Plastic
0-005626 | FUELCO #110 | 9210 W VAN BUREN ST | TOLLESON | AZ | 85353 | Maricopa | 3 | Open | 1978-01-01 | 5000 | Diesel | COMPARTMENT A | Single Walled | Asphalt coated or Bare Steel | Pressure | Single Walled | Fiberglass Reinforced Plastic
0-005626 | FUELCO #110 | 9210 W VAN BUREN ST | TOLLESON | AZ | 85353 | Maricopa | 5 | Open | 1990-01-16 | 4000 | Diesel | COMPARTMENT A | Single Walled | Asphalt coated or Bare Steel | Pressure | Single Walled | Fiberglass Reinforced Plastic
0-006731 | AVFLIGHT MESA | 4766 E FALCON DR | MESA | AZ | 85215 | Maricopa | 6 | Open | 2020-11-03 | 12000 | Jet A (Kerosene-type Jet Fuel) | COMPARTMENT A | Double Walled | Fiberglass Reinforced Plastic
0-005062 | REDDAWAY - PHOENIX TERMINAL | 3045 S 43RD AVE | PHOENIX | AZ | 85009 | Maricopa | 5 | Open | 1988-07-01 | 18000 | Diesel #2 | COMPARTMENT A | Double Walled | Fiberglass Reinforced Plastic | Pressure |  | Fiberglass Reinforced Plastic
0-003862 | CITY OF PHOENIX - EQUIPMENT MANAGEMENT | 2441 S 22ND AVE | PHOENIX | AZ | 85009 | Maricopa | 16 | Open | 1993-06-01 | 2500 | Other | COMPARTMENT A | Double Walled | Fiberglass Reinforced Plastic | Pressure | Double Walled | Fiberglass Reinforced Plastic
0-008471 | FRYS FUEL CENTER #627 | 9970 S RURAL RD | TEMPE | AZ | 85284 | Maricopa | 2 | Open | 1994-05-23 | 10000 | Gasoline | COMPARTMENT A | Double Walled | Fiberglass Reinforced Plastic | Pressure | Double Walled | Fiberglass Reinforced Plastic
0-008873 | GOOD 2 GO STORES #508 | 3179 WILLOW CREEK RD | PRESCOTT | AZ | 86301 | Yavapai | 1 | Open | 1996-03-01 | 12000 | Diesel | COMPARTMENT A | Single Walled | Fiberglass Reinforced Plastic | Pressure | Double Walled | Fiberglass Reinforced Plastic
0-000153 | USARMY - FORT HUACHUCA |  | FORT HUACHUCA |  |  | Cochise | 70 | Open | 1994-11-01 | 10000 | Gasoline | COMPARTMENT A | Double Walled | Fiberglass Reinforced Plastic | Pressure | Double Walled | Fiberglass Reinforced Plastic
0-000153 | USARMY - FORT HUACHUCA |  | FORT HUACHUCA |  |  | Cochise | 82 | Open | 1998-03-01 | 500 | JP-8 (Kerosene-type Jet Fuel) | COMPARTMENT A | Double Walled | Fiberglass Reinforced Plastic | Suction - Check Valve at the Tank Top | Single Walled | Fiberglass Reinforced Plastic
0-000153 | USARMY - FORT HUACHUCA |  | FORT HUACHUCA |  |  | Cochise | 81 | Open | 1998-03-01 | 500 | JP-8 (Kerosene-type Jet Fuel) | COMPARTMENT A | Double Walled | Fiberglass Reinforced Plastic | Suction - Check Valve at the Tank Top | Single Walled | Fiberglass Reinforced Plastic
0-004539 | CIRCLE K STORE #2706650 | 4760 E BROADWAY RD | PHOENIX | AZ | 85040 | Maricopa | 7 | Open | 1990-11-01 | 10000 | Gasoline | COMPARTMENT A | Double Walled | Fiberglass Reinforced Plastic | Pressure | Double Walled | Fiberglass Reinforced Plastic
0-001520 | CIRCLE K #2703745 | 3410 N HAYDEN RD | SCOTTSDALE | AZ | 85251 | Maricopa | 3 | Open | 1983-01-01 | 10000 | Gasoline | COMPARTMENT A |  | Fiberglass Reinforced Plastic | Pressure |  | Fiberglass Reinforced Plastic
0-003864 | CITY OF PHOENIX - SOUTHWEST SERVICE CENTER | 3045 S 22ND AVE | PHOENIX | AZ | 85009 | Maricopa | 27 | Open | 2020-07-24 | 12000 | Other | COMPARTMENT A | Double Walled | Composite (Steel/Fiberglass) | Pressure | Double Walled | Fiberglass Reinforced Plastic
0-001762 | USDOE WAPA | 615 S 43RD AVE | PHOENIX | AZ | 85009 | Maricopa | 6 | Open | 1991-04-15 | 15000 | Gasoline | COMPARTMENT A | Double Walled | Fiberglass Reinforced Plastic | Pressure | Double Walled | Fiberglass Reinforced Plastic
0-001405 | CIRCLE K #2701394 | 2409 S 8TH AVE | YUMA | AZ | 85364 | Yuma | 6 | Open | 2004-06-17 | 10000 | Gasoline | COMPARTMENT A | Double Walled | Fiberglass Reinforced Plastic | Pressure | Double Walled | Fiberglass Reinforced Plastic
0-009870 | CIRCLE K #2706358 | 8248 W THOMAS RD | PHOENIX | AZ | 85033 | Maricopa | 4 | Open | 2000-04-28 | 10000 | Gasoline | COMPARTMENT A | Double Walled | Fiberglass Reinforced Plastic | Pressure |  | Fiberglass Reinforced Plastic
0-009742 | CIRCLE K #2706360 | 4410 E RAY RD | PHOENIX | AZ | 85044 | Maricopa | 4 | Open | 2000-09-29 | 12000 | Gasoline | COMPARTMENT A | Single Walled | Fiberglass Reinforced Plastic | Pressure | Double Walled | Flexible
0-000663 | CIRCLE K #2708872 | 9110 W VAN BUREN ST | TOLLESON | AZ | 85353 | Maricopa | 1 | Open | 1987-01-01 | 10000 | Gasoline (UL) | COMPARTMENT A | Single Walled | Fiberglass Reinforced Plastic | Pressure | Single Walled | Fiberglass Reinforced Plastic
0-005898 | CIRCLE K #2708875 | 3402 N 16TH ST | PHOENIX | AZ | 85016 | Maricopa | 3 | Open | 1986-11-10 | 10000 | Gasoline | COMPARTMENT A | Double Walled | Fiberglass Reinforced Plastic | Pressure | Double Walled | Fiberglass Reinforced Plastic
0-003594 | ALL AMERICAN FUEL | 57 S LAKE POWELL BLVD | PAGE | AZ | 86040 | Coconino | 7 | Open | 1996-12-01 | 6000 | Gasoline | COMPARTMENT A | Double Walled | Fiberglass Reinforced Plastic | Pressure | Double Walled
0-009560 | CARTER TRAVEL CENTER | 7180 N US HIGHWAY 89 | FLAGSTAFF | AZ | 86004 | Coconino | 2 | Open | 1999-10-01 | 20000 | Diesel | COMPARTMENT A | Double Walled | Composite (Steel/Fiberglass) | Pressure | Double Walled | Flexible
0-005527 | THE TACKLE SHOP LLC | 25373 HIGHWAY 191 | ALPINE | AZ | 85920 | Apache | 5 | Open | 1990-05-12 | 6000 | Gasoline | COMPARTMENT A | Double Walled | Composite (Steel/Fiberglass) | Pressure | Single Walled | Fiberglass Reinforced Plastic
0-007148 | SHELL #78 | 3444 S 40TH ST | PHOENIX | AZ | 85040 | Maricopa | 5 | Open | 2017-04-01 | 12000 | Diesel | COMPARTMENT A | Double Walled | Fiberglass Reinforced Plastic | Pressure | Double Walled | Fiberglass Reinforced Plastic
0-008708 | SUPERPUMPER #13 | 704 E GREENWAY PKWY | PHOENIX | AZ | 85022 | Maricopa | 1 | Open | 1995-08-01 | 12000 | Diesel | COMPARTMENT A | Double Walled | Fiberglass Reinforced Plastic | Pressure | Double Walled | Fiberglass Reinforced Plastic
0-009931 | THE OUTPOST | 3685 US HIGHWAY 68 | GOLDEN VALLEY | AZ | 86413 | Mohave | 1 | Open | 1999-05-12 | 4000 | Diesel | COMPARTMENT A | Double Walled | Composite (Steel/Fiberglass) | Pressure | Double Walled | Flexible
0-009304 | LOVE'S TRAVEL STOP | 4703 MAIN ST | JOSEPH CITY | AZ | 86032 | Navajo | 4 | Open | 1997-10-01 | 20000 | Diesel | COMPARTMENT A | Double Walled | Composite (Steel/Fiberglass) | Pressure | Double Walled | Flexible
0-009304 | LOVE'S TRAVEL STOP | 4703 MAIN ST | JOSEPH CITY | AZ | 86032 | Navajo | 2 | Open | 1997-10-01 | 8000 | Gasoline | COMPARTMENT A | Double Walled | Composite (Steel/Fiberglass) | Pressure | Double Walled | Flexible
0-009513 | SAL STORES | 420 N APACHE TRL | APACHE JUNCTION | AZ | 85120 | Pinal | 4 | Open | 2005-05-11 | 6000 | Gasoline (Mid-Grade UL) | COMPARTMENT B | Double Walled | Composite (Steel/Fiberglass) | Pressure | Double Walled | Fiberglass Reinforced Plastic
0-001449 | CIRCLE K #2701618 | 6002 N 7TH AVE | PHOENIX | AZ | 85013 | Maricopa | 2 | Open | 1985-01-01 | 10000 | Gasoline | COMPARTMENT A | Single Walled | Fiberglass Reinforced Plastic | Pressure |  | Fiberglass Reinforced Plastic
0-000568 | AT&T - MESA AZ4190 | 1355 W UNIVERSITY DR | MESA | AZ | 85201 | Maricopa | 2 | Open | 1998-08-14 | 15000 | Diesel | COMPARTMENT A | Double Walled | Composite (Steel/Fiberglass) | Suction - Check Valve at the Tank Top | Double Walled | Fiberglass Reinforced Plastic
0-008517 | AJO WAY FUEL CENTER | 2545 E AJO WAY | TUCSON | AZ | 85713 | Pima | 1 | Open | 1994-09-01 | 15000 | Gasoline | COMPARTMENT A | Double Walled | Composite (Steel/Fiberglass) | Pressure | Double Walled | Fiberglass Reinforced Plastic
0-002373 | GILA BEND FOOD MART LLC | 619 W PIMA ST | GILA BEND | AZ | 85337 | Maricopa | 6 | Open | 2019-08-08 | 12000 | Gasoline (UL) | COMPARTMENT A | Double Walled | Fiberglass Reinforced Plastic | Pressure | Double Walled | Fiberglass Reinforced Plastic
0-008717 | SUPERPUMPER #6 | 15752 N FRANK LLOYD WRIGHT BLVD | SCOTTSDALE | AZ | 85260 | Maricopa | 4 | Open | 1995-08-30 | 20000 | Gasoline | COMPARTMENT A | Double Walled | Fiberglass Reinforced Plastic | Pressure | Double Walled | Fiberglass Reinforced Plastic
0-008717 | SUPERPUMPER #6 | 15752 N FRANK LLOYD WRIGHT BLVD | SCOTTSDALE | AZ | 85260 | Maricopa | 1 | Open | 1995-08-30 | 12000 | Diesel | COMPARTMENT A | Double Walled | Fiberglass Reinforced Plastic | Pressure | Double Walled | Fiberglass Reinforced Plastic
0-005122 | GOOD 2 GO STORES #504 | 1000 W GILA BEND HWY | CASA GRANDE | AZ | 85122 | Pinal | 3 | Open | 1985-01-01 | 10000 | Gasoline | COMPARTMENT A | Double Walled | Composite (Steel/Fiberglass) | Pressure | Single Walled | Fiberglass Reinforced Plastic
0-009457 | VALERO FOOD MART | 3333 E GREENWAY RD | PHOENIX | AZ | 85032 | Maricopa | 3 | Open | 1999-03-01 | 12000 | Gasoline | COMPARTMENT A | Double Walled | Fiberglass Reinforced Plastic | Pressure | Double Walled | Fiberglass Reinforced Plastic
0-004474 | EXXON - SHAY OIL CO INC EXXON SELF SERVE | 280 E MAIN ST | QUARTZSITE | AZ | 85346 | La Paz | 5 | Open | 2003-03-05 | 10000 | Gasoline | COMPARTMENT A | Double Walled | Fiberglass Reinforced Plastic | Pressure | Double Walled | Flexible
0-005420 | CIRCLE K #2854 | 1262 W CHANDLER BLVD | CHANDLER | AZ | 85224 | Maricopa | 3 | Open | 1972-01-01 | 6000 | Gasoline | COMPARTMENT A | Single Walled | Fiberglass Reinforced Plastic | Pressure | Double Walled | Fiberglass Reinforced Plastic
0-005974 | HUMBOLDT MARKET | 2735 S HIGHWAY 69 | DEWEY | AZ | 86327 | Yavapai | 15 | Open | 2020-06-12 | 6000 | Diesel | COMPARTMENT B | Double Walled | Fiberglass Reinforced Plastic
0-000902 | CIRCLE K STORE #2706654 | 15412 N 32ND ST | PHOENIX | AZ | 85032 | Maricopa | 1 | Open | 1985-01-01 | 12000 | Diesel | COMPARTMENT A |  | Fiberglass Reinforced Plastic | Pressure | Double Walled | Fiberglass Reinforced Plastic
0-006229 | CIRCLE K #2708747 | 3196 E UNION HILLS DR | PHOENIX | AZ | 85050 | Maricopa | 1 | Open | 1987-01-01 | 10000 | Gasoline | COMPARTMENT A | Double Walled | Fiberglass Reinforced Plastic | Pressure |  | Fiberglass Reinforced Plastic
0-001039 | SHELL #21 | 85 W PINEWOOD BLVD | MUNDS PARK | AZ | 86017 | Coconino | 10 | Open | 2020-09-30 | 6000 | Gasoline (PUL) | COMPARTMENT A | Double Walled | Fiberglass Reinforced Plastic | Pressure | Double Walled | Fiberglass Reinforced Plastic
0-005044 | SPEEDWAY STORE #3002 | 1981 E DEUCE OF CLUBS | SHOW LOW | AZ | 85901 | Navajo | 4 | Open | 2006-09-27 | 15000 | Gasoline (UL) | COMPARTMENT A | Double Walled | Fiberglass Reinforced Plastic | Pressure | Double Walled | Fiberglass Reinforced Plastic
0-005044 | SPEEDWAY STORE #3002 | 1981 E DEUCE OF CLUBS | SHOW LOW | AZ | 85901 | Navajo | 5 | Open | 2006-09-27 | 8000 | Diesel | COMPARTMENT B | Double Walled | Fiberglass Reinforced Plastic | Pressure | Double Walled | Fiberglass Reinforced Plastic
0-000666 | SPEEDWAY STORE #2953 | 3200 E 32ND ST | YUMA | AZ | 85365 | Yuma | 10 | Open | 1991-02-25 | 20000 | Diesel | COMPARTMENT A | Double Walled | Composite (Steel/Fiberglass) | Pressure | Single Walled | Fiberglass Reinforced Plastic
0-002616 | DAVE'S FAST STOP | 2060 HIGHWAY 60 | GLOBE | AZ | 85001 | Gila | 6 | Open | 2020-03-27 | 15000 | Gasoline (UL) | COMPARTMENT A | Double Walled | Fiberglass Reinforced Plastic | Pressure | Double Walled | Fiberglass Reinforced Plastic
0-001264 | CIRCLE K #2700592 | 2080 W RUTHRAUFF RD | TUCSON | AZ | 85705 | Pima | 3 | Open | 1987-01-01 | 10000 | Gasoline | COMPARTMENT A | Single Walled | Fiberglass Reinforced Plastic | Pressure | Single Walled | Fiberglass Reinforced Plastic
0-001393 | CIRCLE K #2701310 | 24 N SUMMER ST | TOMBSTONE | AZ | 85638 | Cochise | 3 | Open | 1978-01-01 | 10000 | Gasoline | COMPARTMENT A |  | Asphalt coated or Bare Steel | Pressure | Double Walled | Fiberglass Reinforced Plastic
0-002216 | CIRCLE K #2708514 | 13961 N SANDARIO RD | MARANA | AZ | 85653 | Pima | 2 | Open | 1987-01-27 | 10000 | Gasoline | COMPARTMENT A | Double Walled | Fiberglass Reinforced Plastic | Pressure |  | Fiberglass Reinforced Plastic
0-004481 | SHAY OIL | 2002 S 4TH AVE | YUMA | AZ | 85364 | Yuma | 8 | Open | 1995-04-27 | 12000 | Gasoline | COMPARTMENT A | Double Walled | Fiberglass Reinforced Plastic | Pressure | Double Walled | Fiberglass Reinforced Plastic
0-000916 | CIRCLE K STORE #2706648 | 2311 W DEER VALLEY RD | PHOENIX | AZ | 85027 | Maricopa | 4 | Open | 1991-08-01 | 10000 | Gasoline | COMPARTMENT A | Double Walled | Fiberglass Reinforced Plastic | Pressure | Double Walled | Fiberglass Reinforced Plastic
0-002125 | ROADRUNNER MARKET | 16121 S HOUGHTON RD | CORONA DE TUCSON | AZ | 85641 | Pima | 3 | Open | 1997-12-26 | 12000 | Gasoline | COMPARTMENT A | Double Walled | Composite (Steel/Fiberglass) | Pressure | Double Walled
0-009491 | PILOT TRAVEL CENTER #279 | 769 E FRONTAGE RD | RIO RICO | AZ | 85648 | Santa Cruz | 1 | Open | 1999-05-12 | 20000 | Diesel | COMPARTMENT A | Double Walled | Fiberglass Reinforced Plastic | Pressure | Double Walled | Fiberglass Reinforced Plastic
0-010341 | CIRCLE K STORE #2703400 | 4540 W INA RD | MARANA | AZ | 85741 | Pima | 3 | Open | 2010-02-23 | 12000 | Diesel | COMPARTMENT A | Double Walled | Fiberglass Reinforced Plastic | Pressure | Double Walled | Fiberglass Reinforced Plastic
0-010341 | CIRCLE K STORE #2703400 | 4540 W INA RD | MARANA | AZ | 85741 | Pima | 2 | Open | 2010-02-23 | 12000 | Gasoline | COMPARTMENT A | Double Walled | Fiberglass Reinforced Plastic | Pressure | Double Walled | Fiberglass Reinforced Plastic
0-000144 | CIRCLE K #8593 | 21895 S ELLSWORTH RD | QUEEN CREEK | AZ | 85142 | Maricopa | 2 | Open | 1987-01-01 | 10000 | Gasoline | COMPARTMENT A | Double Walled | Fiberglass Reinforced Plastic | Pressure |  | Fiberglass Reinforced Plastic
0-000144 | CIRCLE K #8593 | 21895 S ELLSWORTH RD | QUEEN CREEK | AZ | 85142 | Maricopa | 3 | Open | 1987-01-01 | 10000 | Diesel | COMPARTMENT A | Double Walled | Fiberglass Reinforced Plastic | Pressure |  | Fiberglass Reinforced Plastic
0-010373 | FRYS FUEL CENTER #28 | 4315 W BELL RD | PHOENIX | AZ | 85308 | Maricopa | 2 | Open | 2009-12-03 | 10000 | Gasoline | COMPARTMENT A | Double Walled | Fiberglass Reinforced Plastic | Pressure | Double Walled | Flexible
0-010380 | SPEEDSMART #112 | 2075 S MILLER RD | BUCKEYE | AZ | 85326 | Maricopa | 1 | Open | 2010-12-18 | 20000 | Gasoline | COMPARTMENT A | Double Walled | Fiberglass Reinforced Plastic | Pressure | Double Walled | Fiberglass Reinforced Plastic
0-010382 | FRYS FUEL CENTER #55 | 1915 S POWER RD | MESA | AZ | 85206 | Maricopa | 2 | Open | 2010-11-22 | 8000 | Gasoline | COMPARTMENT A | Double Walled | Fiberglass Reinforced Plastic | Pressure |  | Flexible
0-002039 | VALLEY MART | 16560 W AVRA VALLEY RD | MARANA | AZ | 85653 | Pima | 4 | Open | 1999-10-25 | 4000 | Gasoline (UL) | COMPARTMENT A | Double Walled | Composite (Steel/Fiberglass) | Pressure | Double Walled | Fiberglass Reinforced Plastic
0-001323 | CIRCLE K #2700817 | 222 W ROUTE 66 | WILLIAMS | AZ | 86046 | Coconino | 9 | Open | 1994-03-22 | 8000 | Gasoline | COMPARTMENT A |  | Fiberglass Reinforced Plastic | Pressure |  | Fiberglass Reinforced Plastic
0-004937 | BRIDWELL AUTO SERVICE | 7171 E LINCOLN DR | SCOTTSDALE | AZ | 85253 | Maricopa | 11 | Open | 2020-08-28 | 7000 | E-100 | COMPARTMENT B | Double Walled | Fiberglass Reinforced Plastic
0-003238 | VALERO IN THE ZONE VII | 1925 N SCOTTSDALE RD | TEMPE | AZ | 85281 | Maricopa | 8 | Open | 2009-06-01 | 7000 | E-85 | COMPARTMENT A | Double Walled | Fiberglass Reinforced Plastic | Pressure | Double Walled | Fiberglass Reinforced Plastic
0-010019 | AEROHEAD AVIATION HANGAR | 7431 E GREENWAY RD | SCOTTSDALE | AZ | 85260 | Maricopa | 1 | Open | 2004-04-12 | 20000 | Jet Fuel | COMPARTMENT A | Double Walled | Composite (Steel/Fiberglass) | Pressure | Double Walled | Fiberglass Reinforced Plastic
0-010539 | QUIKTRIP #490 | 8877 W THUNDERBIRD RD | PEORIA | AZ | 85381 | Maricopa | 3 | Open | 2015-06-18 | 10000 | Diesel | COMPARTMENT B | Double Walled | Fiberglass Reinforced Plastic | Pressure | Double Walled | Fiberglass Reinforced Plastic
0-010428 | FRYS FUEL CENTER #17 | 4150 E 22ND ST | TUCSON | AZ | 85711 | Pima | 1 | Open | 2011-10-06 | 20000 | Gasoline | COMPARTMENT A | Double Walled | Fiberglass Reinforced Plastic | Pressure | Double Walled | Flexible
0-005992 | ARCO AM/PM | 2310 N 32ND ST | PHOENIX | AZ | 85008 | Maricopa | 3 | Open | 1987-11-28 | 12000 | Gasoline | COMPARTMENT A | Double Walled | Fiberglass Reinforced Plastic | Pressure | Single Walled | Fiberglass Reinforced Plastic
0-000508 | ARCO #5284 | 4249 E THOMAS RD | PHOENIX | AZ | 85018 | Maricopa | 7 | Open | 1993-11-22 | 10000 | Gasoline (UL) | COMPARTMENT A | Double Walled | Fiberglass Reinforced Plastic | Pressure | Double Walled | Fiberglass Reinforced Plastic
0-001092 | CHEVRON #9-0463 | 4350 E INDIAN SCHOOL RD | PHOENIX | AZ | 85018 | Maricopa | 7 | Open | 1998-07-23 | 20000 | Gasoline | COMPARTMENT A | Double Walled | Fiberglass Reinforced Plastic | Pressure | Double Walled | Fiberglass Reinforced Plastic
0-005327 | CIRCLE K #2708557 | 8001 E MCDOWELL RD | SCOTTSDALE | AZ | 85257 | Maricopa | 2 | Open | 1988-05-06 | 10000 | Gasoline | COMPARTMENT A | Double Walled | Fiberglass Reinforced Plastic | Pressure | Single Walled | Fiberglass Reinforced Plastic
0-005327 | CIRCLE K #2708557 | 8001 E MCDOWELL RD | SCOTTSDALE | AZ | 85257 | Maricopa | 1 | Open | 1988-05-06 | 10000 | Gasoline | COMPARTMENT A | Double Walled | Fiberglass Reinforced Plastic | Pressure | Single Walled | Fiberglass Reinforced Plastic
0-009871 | SAFEWAY FUEL - FLAGSTAFF | 5020 N US HIGHWAY 89 | FLAGSTAFF | AZ | 86004 | Coconino | 2 | Open | 2002-06-13 | 20000 | Gasoline | COMPARTMENT A | Double Walled | Composite (Steel/Fiberglass) | Pressure | Double Walled
0-010727 | FRY'S #668 FUELING CENTER | 12132 E RIGGS RD | CHANDLER | AZ | 85249 | Maricopa | 1 | Open | 2013-03-07 | 20000 | Gasoline | COMPARTMENT A | Double Walled | Fiberglass Reinforced Plastic | Pressure | Double Walled | Flexible
0-010440 | CIRCLE K STORE #2741669 | 13777 N DYSART RD | EL MIRAGE | AZ | 85335 | Maricopa | 3 | Open | 2012-04-01 | 10000 | E-85 | COMPARTMENT A | Double Walled | Composite (Steel/Fiberglass) | Pressure | Double Walled | Fiberglass Reinforced Plastic
0-009339 | XPO LOGISTICS FREIGHT | 7002 W SHERMAN ST | PHOENIX | AZ | 85043 | Maricopa | 2 | Open | 1997-11-17 | 20000 | Diesel | COMPARTMENT A | Double Walled | Fiberglass Reinforced Plastic | Pressure | Double Walled | Fiberglass Reinforced Plastic
0-000384 | CIRCLE K #2708833 | 6649 W THOMAS RD | PHOENIX | AZ | 85033 | Maricopa | 1 | Open | 1987-01-12 | 10000 | Gasoline | COMPARTMENT A | Double Walled | Fiberglass Reinforced Plastic | Pressure | Single Walled | Fiberglass Reinforced Plastic
0-001493 | CIRCLE K #2701832 | 3393 W ORANGE GROVE RD | TUCSON | AZ | 85741 | Pima | 1 | Open | 1985-09-22 | 10000 | Gasoline (PUL) | COMPARTMENT A | Double Walled | Fiberglass Reinforced Plastic | Pressure | Single Walled | Fiberglass Reinforced Plastic
0-010459 | CIRCLE K STORE #2703439 | 4701 E 22ND ST | TUCSON | AZ | 85711 | Pima | 1 | Open | 2012-10-29 | 20000 | Gasoline | COMPARTMENT A | Double Walled | Fiberglass Reinforced Plastic
0-010499 | CIRCLE K STORE #2703441 | 4303 W GLENDALE AVE | GLENDALE | AZ | 85301 | Maricopa | 2 | Open | 2014-02-01 | 12000 | Gasoline (PUL) | COMPARTMENT A | Double Walled | Fiberglass Reinforced Plastic | Pressure | Double Walled | Fiberglass Reinforced Plastic
0-001630 | RUBEN CONDE STATION | 64503 S AGUA CALIENTE RD | DATELAND | AZ | 85333 | Maricopa | 5 | Open | 1999-04-28 | 4000 | Diesel #2 | COMPARTMENT A | Single Walled | Fiberglass Reinforced Plastic | Pressure |  | Fiberglass Reinforced Plastic
0-000507 | ARCO #5285 | 2230 W INDIAN SCHOOL RD | PHOENIX | AZ | 85015 | Maricopa | 5 | Open | 1993-09-28 | 10000 | Gasoline | COMPARTMENT A | Double Walled | Fiberglass Reinforced Plastic | Pressure | Double Walled | Fiberglass Reinforced Plastic
0-002975 | LITTLE AMERICA HOTEL | 2515 E BUTLER AVE | FLAGSTAFF | AZ | 86004 | Coconino | 19 | Open | 1996-10-18 | 10000 | Gasoline | COMPARTMENT A | Double Walled | Fiberglass Reinforced Plastic | Pressure | Double Walled | Flexible
0-002975 | LITTLE AMERICA HOTEL | 2515 E BUTLER AVE | FLAGSTAFF | AZ | 86004 | Coconino | 25 | Open | 2016-10-13 | 20000 | Diesel | COMPARTMENT A | Double Walled | Fiberglass Reinforced Plastic | Pressure | Double Walled | Fiberglass Reinforced Plastic
0-010558 | GPM #4608 | 1520 N VERRADO WAY | BUCKEYE | AZ | 85396 | Maricopa | 2 | Open | 2016-01-12 | 12000 | Diesel | COMPARTMENT B | Double Walled | Fiberglass Reinforced Plastic | Pressure | Double Walled | Fiberglass Reinforced Plastic
0-010571 | FRY'S FUEL #90 | 8260 S HOUGHTON RD | TUCSON | AZ | 85747 | Pima | 2 | Open | 2016-04-14 | 10000 | Diesel | COMPARTMENT B | Double Walled | Fiberglass Reinforced Plastic | Pressure | Double Walled | Fiberglass Reinforced Plastic
0-010004 | QUIKTRIP #435 | 1610 E HIGHLAND AVE | PHOENIX | AZ | 85016 | Maricopa | 2 | Open | 2003-11-26 | 20000 | Gasoline | COMPARTMENT A | Double Walled | Fiberglass Reinforced Plastic | Pressure | Double Walled | Flexible
0-005719 | UPS TUC FREIGHT | 1871 W GRANT RD | TUCSON | AZ | 85745 | Pima | 3 | Open | 1989-04-16 | 10000 | Diesel | COMPARTMENT A | Double Walled | Fiberglass Reinforced Plastic | Pressure | Double Walled | Fiberglass Reinforced Plastic
0-010595 | QUIK TRIP #472 | 8293 W LAKE PLEASANT PKWY | PEORIA | AZ | 85382 | Maricopa | 1 | Open | 2016-12-22 | 20000 | Gasoline | COMPARTMENT A | Double Walled | Fiberglass Reinforced Plastic | Pressure | Double Walled | Fiberglass Reinforced Plastic
0-010642 | CIRCLE K STORE #9523 | 9418 N 7TH ST | PHOENIX | AZ | 85020 | Maricopa | 2 | Open | 2019-02-06 | 12000 | Gasoline (PUL) | COMPARTMENT A | Double Walled | Fiberglass Reinforced Plastic
0-010620 | CIRCLE K STORE #3489 | 700 W FINNIE FLAT RD | CAMP VERDE | AZ | 86322 | Yavapai | 1 | Open | 2018-03-22 | 20000 | Gasoline (UL) | COMPARTMENT A | Double Walled | Fiberglass Reinforced Plastic | Pressure | Double Walled | Fiberglass Reinforced Plastic
0-009605 | SPEEDWAY STORE #2964 | 520 N PINAL PKWY | FLORENCE | AZ | 85132 | Pinal | 2 | Open | 1999-09-17 | 5000 | Diesel | COMPARTMENT A | Double Walled | Fiberglass Reinforced Plastic
0-006516 | ALL AMERICAN FUEL | 1041 ACOMA BLVD S | LAKE HAVASU CITY | AZ | 86406 | Mohave | 2 | Open | 1987-07-01 | 10000 | Diesel | COMPARTMENT A | Single Walled | Fiberglass Reinforced Plastic | Pressure |  | Fiberglass Reinforced Plastic
0-009613 | DEER VALLEY CARDLOCK | 1932 W DEER VALLEY RD | PHOENIX | AZ | 85027 | Maricopa | 2 | Open | 1999-01-20 | 12000 | Gasoline (UL) | COMPARTMENT A | Double Walled | Fiberglass Reinforced Plastic
0-000939 | SHELL #26 | 1380 N SCOTTSDALE RD | TEMPE | AZ | 85281 | Maricopa | 5 | Open | 2020-08-24 | 12000 | Gasoline (UL) | COMPARTMENT A | Double Walled | Fiberglass Reinforced Plastic | Pressure | Double Walled | Fiberglass Reinforced Plastic
0-000636 | STAGE STOP MINI MARKET | 103 OLD WEST HWY | DUNCAN | AZ | 85534 | Greenlee | 5 | Open | 1989-01-01 | 4000 | Gasoline | COMPARTMENT A |  | Composite (Steel/Fiberglass) | Pressure |  | Fiberglass Reinforced Plastic
0-009626 | SHORT STOP MINI MARKET | 1732 MCCULLOCH BLVD S | LAKE HAVASU CITY | AZ | 86406 | Mohave | 2 | Open | 1999-04-01 | 8000 | Gasoline (PUL) | COMPARTMENT A | Double Walled | Composite (Steel/Fiberglass)
0-009626 | SHORT STOP MINI MARKET | 1732 MCCULLOCH BLVD S | LAKE HAVASU CITY | AZ | 86406 | Mohave | 1 | Open | 1999-04-01 | 10000 | Gasoline (UL) | COMPARTMENT A | Double Walled | Composite (Steel/Fiberglass) | Pressure | Double Walled | Flexible
0-005209 | TWIN PINES GASER | 2318 N 4TH ST | FLAGSTAFF | AZ | 86004 | Coconino | 12 | Open | 2019-11-20 | 8000 | Diesel #2 | COMPARTMENT A | Double Walled | Fiberglass Reinforced Plastic | Pressure | Double Walled | Fiberglass Reinforced Plastic
0-007297 | LAKE HAVASU CITY AIRPORT | 5600 HIGHWAY 95 N | LAKE HAVASU CITY | AZ | 86404 | Mohave | 3 | Open | 1991-03-06 | 12000 | Kerosene | COMPARTMENT A | Unknown | Asphalt coated or Bare Steel
0-004059 | JIFFY STORE #426 | 36 COMMERCIAL DRIVE | CONCHO | AZ | 85924 | Apache | 1 | Open | 1978-04-22 | 10000 | Gasoline | COMPARTMENT A | Single Walled | Asphalt coated or Bare Steel | Pressure
0-002087 | OLSON'S SELIGMAN MINI MART | 21145 W I-40 BUSINESS LOOP | SELIGMAN | AZ | 86337 | Yavapai | 3 | Open | 1985-02-27 | 10000 | Gasoline | COMPARTMENT A | Single Walled | Asphalt coated or Bare Steel
0-002087 | OLSON'S SELIGMAN MINI MART | 21145 W I-40 BUSINESS LOOP | SELIGMAN | AZ | 86337 | Yavapai | 1 | Open | 1985-02-27 | 10000 | Gasoline | COMPARTMENT A | Single Walled | Asphalt coated or Bare Steel
0-001333 | CIRCLE K #2700849 | 9615 E UNIVERSITY DR | MESA | AZ | 85207 | Maricopa | 3 | Open | 1981-01-01 | 10000 | Gasoline | COMPARTMENT A |  | Asphalt coated or Bare Steel | Pressure | Double Walled | Fiberglass Reinforced Plastic
0-001125 | CHEVRON #9-0172 | 777 W BEALE ST | KINGMAN | AZ | 86401 | Mohave | 8 | Open | 2020-04-06 | 15000 | Gasoline (UL) | COMPARTMENT A | Double Walled | Fiberglass Reinforced Plastic | Pressure | Double Walled | Fiberglass Reinforced Plastic
0-010303 | CIRCLE K STORE #2703391 | 3301 S 6TH AVE | TUCSON | AZ | 85713 | Pima | 3 | Open | 2008-12-19 | 12000 | Diesel | COMPARTMENT A | Double Walled | Fiberglass Reinforced Plastic | Pressure | Double Walled | Fiberglass Reinforced Plastic
0-010347 | FRYS FUEL CENTER #676 | 16380 W YUMA RD | GOODYEAR | AZ | 85338 | Maricopa | 1 | Open | 2010-04-22 | 20000 | Gasoline | COMPARTMENT A | Double Walled | Fiberglass Reinforced Plastic | Pressure |  | Flexible
0-000676 | BENNETT OIL | 810 E SHELDON ST | PRESCOTT | AZ | 86301 | Yavapai | 3 | Open | 1984-01-01 | 10000 | Gasoline (UL) | COMPARTMENT A | Single Walled | Asphalt coated or Bare Steel | Pressure | Double Walled | Fiberglass Reinforced Plastic
0-005482 | CIRCLE K #2947 | 3125 N TOLTEC RD | ELOY | AZ | 85131 | Pinal | 2 | Open | 1982-01-01 | 12000 | Diesel | COMPARTMENT A |  | Asphalt coated or Bare Steel | Pressure |  | Bare or Galvanized Steel
0-005482 | CIRCLE K #2947 | 3125 N TOLTEC RD | ELOY | AZ | 85131 | Pinal | 1 | Open | 1982-01-01 | 12000 | Diesel | COMPARTMENT A |  | Asphalt coated or Bare Steel | Pressure |  | Bare or Galvanized Steel
0-004933 | ARCO AM/PM | 7502 W INDIAN SCHOOL RD | PHOENIX | AZ | 85033 | Maricopa | 11 | Open | 2004-08-01 | 15000 | Gasoline | COMPARTMENT A | Double Walled | Fiberglass Reinforced Plastic
0-004269 | DIGNITY HEALTH -ST. JOSEPH'S HOSPITAL AND MEDICAL CENTER | 350 W THOMAS RD | PHOENIX | AZ | 85013 | Maricopa | 4 | Open | 1995-05-10 | 20000 | Diesel | COMPARTMENT A | Double Walled | Fiberglass Reinforced Plastic | Suction - Check Valve at the Dispenser | Double Walled | Fiberglass Reinforced Plastic
0-004269 | DIGNITY HEALTH -ST. JOSEPH'S HOSPITAL AND MEDICAL CENTER | 350 W THOMAS RD | PHOENIX | AZ | 85013 | Maricopa | 5 | Open | 1995-05-10 | 20000 | Diesel | COMPARTMENT A | Double Walled | Fiberglass Reinforced Plastic | Suction - Check Valve at the Dispenser | Double Walled | Fiberglass Reinforced Plastic
0-003612 | THREE POINTS GENERAL STORE | 16225 W AJO HWY | TUCSON | AZ | 85735 | Pima | 12 | Open | 1995-02-16 | 10000 | Gasoline (UL) | COMPARTMENT A | Double Walled | Composite (Steel/Fiberglass) | Pressure | Double Walled | Fiberglass Reinforced Plastic
0-004928 | TEXACO #60-349-1025 | 5201 E THOMAS RD | PHOENIX | AZ | 85018 | Maricopa | 7 | Open | 1988-07-26 | 12000 | Gasoline | COMPARTMENT A | Double Walled | Fiberglass Reinforced Plastic | Pressure | Double Walled | Fiberglass Reinforced Plastic
0-004928 | TEXACO #60-349-1025 | 5201 E THOMAS RD | PHOENIX | AZ | 85018 | Maricopa | 8 | Open | 1988-07-26 | 10000 | Gasoline | COMPARTMENT A | Double Walled | Fiberglass Reinforced Plastic | Pressure | Double Walled | Fiberglass Reinforced Plastic
0-006251 | SPEEDWAY STORE #2932 | 8845 E TANQUE VERDE RD | TUCSON | AZ | 85749 | Pima | 1 | Open | 1988-07-01 | 12000 | Diesel | COMPARTMENT A | Double Walled | Fiberglass Reinforced Plastic | Pressure | Double Walled | Fiberglass Reinforced Plastic
0-010610 | QUIKTRIP #402 | 1331 S COUNTRY CLUB DR | MESA | AZ | 85210 | Maricopa | 1 | Open | 2017-12-20 | 10000 | Other | COMPARTMENT B | Double Walled | Fiberglass Reinforced Plastic | Pressure | Double Walled | Fiberglass Reinforced Plastic
0-010520 | FRYS FOOD & DRUG STORES #114 | 9245 W UNION HILLS DR | PEORIA | AZ | 85382 | Maricopa | 2 | Open | 2014-08-29 | 8000 | Gasoline (PUL) | COMPARTMENT B | Double Walled | Fiberglass Reinforced Plastic | Pressure | Double Walled | Fiberglass Reinforced Plastic
0-007922 | KINGMAN REGIONAL MEDICAL CENTER | 3269 N STOCKTON HILL RD | KINGMAN | AZ | 86409 | Mohave | 2 | Open | 1992-08-07 | 6000 | Diesel | COMPARTMENT A | Double Walled | Fiberglass Reinforced Plastic | Suction - Check Valve at the Tank Top |  | Fiberglass Reinforced Plastic
0-004906 | ROCKY SHELL | 80 E ESPERANZA BLVD | GREEN VALLEY | AZ | 85614 | Pima | 2 | Open | 1986-05-02 | 8000 | Gasoline | COMPARTMENT A | Double Walled | Fiberglass Reinforced Plastic | Pressure |  | Fiberglass Reinforced Plastic
0-008963 | COSTCO WHOLESALE #427 | 15255 N HAYDEN RD | SCOTTSDALE | AZ | 85260 | Maricopa | 5 | Open | 2000-08-24 | 30000 | Gasoline (UL) | COMPARTMENT A | Double Walled | Fiberglass Reinforced Plastic | Pressure | Double Walled | Fiberglass Reinforced Plastic
0-009906 | CIRCLE K #2705954 | 4815 E CAREFREE HWY | PHOENIX | AZ | 85331 | Maricopa | 3 | Open | 2002-11-04 | 20000 | Gasoline | COMPARTMENT A | Double Walled | Fiberglass Reinforced Plastic | Pressure | Double Walled | Fiberglass Reinforced Plastic
0-009933 | CIRCLE K #2705795 | 6710 W BUCKEYE RD | PHOENIX | AZ | 85043 | Maricopa | 3 | Open | 2002-12-01 | 20000 | Gasoline | COMPARTMENT A | Double Walled | Fiberglass Reinforced Plastic | Pressure | Double Walled | Fiberglass Reinforced Plastic
0-009933 | CIRCLE K #2705795 | 6710 W BUCKEYE RD | PHOENIX | AZ | 85043 | Maricopa | 2 | Open | 2002-12-01 | 12000 | Gasoline | COMPARTMENT A | Double Walled | Fiberglass Reinforced Plastic | Pressure | Double Walled | Fiberglass Reinforced Plastic
0-006600 | CIRCLE K #2701994 | 310 N MESA DR | MESA | AZ | 85201 | Maricopa | 3 | Open | 1988-01-01 | 10000 | Gasoline | COMPARTMENT A | Double Walled | Fiberglass Reinforced Plastic | Pressure | Single Walled | Fiberglass Reinforced Plastic
0-010005 | KING'S MINI MART | 4150 N 35TH AVE | PHOENIX | AZ | 85017 | Maricopa | 1 | Open | 2000-06-01 | 8000 | Gasoline | COMPARTMENT A | Double Walled | Fiberglass Reinforced Plastic | Pressure | Double Walled | Flexible
0-009219 | TUCSON MOUNTAIN #8159 | 7120 W HIDDEN CANYON DR | TUCSON | AZ | 85745 | Pima | 1 | Open | 1989-02-01 | 2000 | Diesel | COMPARTMENT A | Double Walled | Composite (Steel/Fiberglass) | Gravity Feed |  | Bare or Galvanized Steel
0-010067 | MAVERIK COUNTRY STORE #292 | 715 N BEELINE HWY | PAYSON | AZ | 85541 | Gila | 2 | Open | 2005-03-10 | 12000 | Gasoline | COMPARTMENT A | Double Walled | Fiberglass Reinforced Plastic | Pressure | Double Walled | Flexible
0-003033 | SAN MANUEL HIGH SCHOOL | 711 S MCNAB PKWY | SAN MANUEL | AZ | 85631 | Pinal | 4 | Open | 1988-07-28 | 10000 | Diesel | COMPARTMENT A | Double Walled | Fiberglass Reinforced Plastic | Pressure | Double Walled | Fiberglass Reinforced Plastic
0-001236 | CIRCLE K #2700483 | 1785 W PRINCE RD | TUCSON | AZ | 85705 | Pima | 5 | Open | 1996-02-20 | 10000 | Gasoline | COMPARTMENT A |  | Fiberglass Reinforced Plastic | Pressure | Double Walled | Fiberglass Reinforced Plastic
0-001236 | CIRCLE K #2700483 | 1785 W PRINCE RD | TUCSON | AZ | 85705 | Pima | 6 | Open | 1996-02-20 | 10000 | Gasoline | COMPARTMENT A |  | Fiberglass Reinforced Plastic | Pressure | Double Walled | Fiberglass Reinforced Plastic
0-003176 | MINIT SERVE GAS | 1251 BASELINE RD | BULLHEAD CITY | AZ | 86442 | Mohave | 1 | Open | 1985-01-30 | 12000 | Gasoline | COMPARTMENT A |  | Asphalt coated or Bare Steel | Pressure
0-010561 | QUIKTRIP #419 | 2026 W BROADWAY RD | MESA | AZ | 85202 | Maricopa | 2 | Open | 2016-01-25 | 20000 | Gasoline | COMPARTMENT A | Double Walled | Fiberglass Reinforced Plastic | Pressure | Double Walled | Fiberglass Reinforced Plastic
0-003218 | CIRCLE K STORE #2709165 | 9848 W BELL RD | SUN CITY | AZ | 85351 | Maricopa | 3 | Open | 1976-01-01 | 8000 | Gasoline (PUL) | COMPARTMENT A | Single Walled | Fiberglass Reinforced Plastic | Pressure | Double Walled | Fiberglass Reinforced Plastic
0-005051 | CIRCLE K STORE NO. 9161 | 4040 W CHANDLER BLVD | CHANDLER | AZ | 85226 | Maricopa | 5 | Open | 2016-02-10 | 20000 | Gasoline (UL) | COMPARTMENT A | Double Walled | Fiberglass Reinforced Plastic | Pressure | Double Walled | Fiberglass Reinforced Plastic
0-009131 | CIRCLE K STORE #2741635 | 3980 E MCDOWELL RD | PHOENIX | AZ | 85008 | Maricopa | 1 | Open | 1997-01-01 | 15000 | Gasoline (UL) | COMPARTMENT A | Double Walled | Composite (Steel/Fiberglass) | Pressure | Double Walled | Fiberglass Reinforced Plastic
0-004234 | QUIK MART #24 | 7895 E GOLF LINKS RD | TUCSON | AZ | 85730 | Pima | 2 | Open | 1989-05-15 | 10000 | Gasoline | COMPARTMENT A | Double Walled | Composite (Steel/Fiberglass) | Pressure | Double Walled | Fiberglass Reinforced Plastic
0-001455 | CIRCLE K #2701631 | 2 W VALENCIA RD | TUCSON | AZ | 85706 | Pima | 1 | Open | 1985-01-01 | 10000 | Gasoline | COMPARTMENT A | Single Walled | Fiberglass Reinforced Plastic | Pressure |  | Fiberglass Reinforced Plastic
0-001750 | ADOA | 1700 W WASHINGTON ST | PHOENIX | AZ | 85007 | Maricopa | 1 | Open | 1974-01-01 | 10000 | Diesel | COMPARTMENT A |  | Asphalt coated or Bare Steel | Suction - Check Valve at the Tank Top | Double Walled
0-009735 | CIRCLE K STORE #2741707 | 2011 S ELLSWORTH RD | MESA | AZ | 85209 | Maricopa | 2 | Open | 2001-02-20 | 15000 | Gasoline (UL) | COMPARTMENT A | Double Walled | Fiberglass Reinforced Plastic | Pressure | Double Walled | Flexible
0-010543 | CHANDLER HEIGHTS AM/PM | 5050 S ARIZONA AVE | CHANDLER | AZ | 85248 | Maricopa | 2 | Open | 2012-02-24 | 12000 | Gasoline | COMPARTMENT A | Double Walled | Fiberglass Reinforced Plastic | Pressure | Double Walled | Fiberglass Reinforced Plastic
0-010559 | GPM #4603 | 1636 S HIGLEY RD | GILBERT | AZ | 85295 | Maricopa | 2 | Open | 2015-12-09 | 8000 | Gasoline (UL) | COMPARTMENT A | Double Walled | Fiberglass Reinforced Plastic | Pressure | Double Walled | Fiberglass Reinforced Plastic
0-010577 | QUIKTRIP CORPORATION #423 | 13067 W THOMAS RD | AVONDALE | AZ | 85392 | Maricopa | 2 | Open | 2016-10-13 | 20000 | Gasoline (UL) | COMPARTMENT A | Double Walled | Fiberglass Reinforced Plastic | Pressure | Double Walled | Fiberglass Reinforced Plastic
0-010682 | COSTCO WHOLESALE #466-R | 201 N WALKER RD | PRESCOTT | AZ | 86303 | Yavapai | 3 | Open | 2020-03-06 | 40000 | Gasoline (PUL) | COMPARTMENT A | Double Walled | Fiberglass Reinforced Plastic | Pressure | Double Walled | Fiberglass Reinforced Plastic
0-010441 | QUIKTRIP #1475 | 11045 N ORACLE RD | ORO VALLEY | AZ | 85737 | Pima | 3 | Open | 2011-11-29 | 12000 | Gasoline | COMPARTMENT A | Double Walled | Fiberglass Reinforced Plastic | Pressure | Double Walled | Fiberglass Reinforced Plastic
0-010446 | FIREBIRD FUEL #6146 | 802 N 97TH AVE | TOLLESON | AZ | 85353 | Maricopa | 2 | Open | 2012-03-01 | 12000 | Diesel | COMPARTMENT A | Double Walled | Fiberglass Reinforced Plastic | Pressure | Double Walled | Fiberglass Reinforced Plastic
0-010448 | QUIKTRIP STORE # 1401 | 575 N ESTRELLA PKWY | GOODYEAR | AZ | 85338 | Maricopa | 2 | Open | 2012-03-28 | 20000 | Gasoline | COMPARTMENT A | Double Walled | Fiberglass Reinforced Plastic | Pressure | Double Walled | Fiberglass Reinforced Plastic
0-010099 | QUIKTRIP #429 | 1545 N SCOTTSDALE RD | TEMPE | AZ | 85281 | Maricopa | 4 | Open | 2016-07-14 | 12000 | Diesel | COMPARTMENT A | Double Walled | Fiberglass Reinforced Plastic | Pressure | Double Walled | Flexible
0-010126 | QUIKTRIP #404 | 9229 E UNIVERSITY DR | MESA | AZ | 85207 | Maricopa | 1 | Open | 2006-01-30 | 12000 | Gasoline | COMPARTMENT A | Double Walled | Fiberglass Reinforced Plastic
0-010491 | MERCEDES-BENZ OF SCOTTSDALE | 4725 N SCOTTSDALE RD | SCOTTSDALE | AZ | 85251 | Maricopa | 1 | Open | 2013-12-27 | 4000 | Diesel | COMPARTMENT A | Double Walled | Fiberglass Reinforced Plastic | Pressure | Double Walled | Fiberglass Reinforced Plastic
0-010592 | FRYS FOOD & DRUG STORES #18 | 10661 N ORACLE RD | ORO VALLEY | AZ | 85737 | Pima | 2 | Open | 2017-03-16 | 8000 | Gasoline (PUL) | COMPARTMENT A | Double Walled | Fiberglass Reinforced Plastic
0-010334 | FRYS FUEL CENTER #610 | 4230 W MCDOWELL RD | PHOENIX | AZ | 85009 | Maricopa | 1 | Open | 2009-07-06 | 20000 | Gasoline | COMPARTMENT A | Double Walled | Fiberglass Reinforced Plastic | Pressure |  | Flexible
0-010376 | FRYS FUEL CENTER #624 | 1845 E BASELINE RD | GILBERT | AZ | 85233 | Maricopa | 2 | Open | 2010-10-01 | 10000 | Diesel | COMPARTMENT B | Double Walled | Fiberglass Reinforced Plastic | Pressure | Double Walled | Flexible
0-010526 | LOVES TRAVEL STOPS & COUNTRY STORES-WILLIAMS | 1055 N GRAND CANYON BLVD | WILLIAMS | AZ | 86046 | Coconino | 5 | Open | 2015-02-03 | 30000 | Gasoline (UL) | COMPARTMENT A | Double Walled | Fiberglass Reinforced Plastic | Pressure | Double Walled | Fiberglass Reinforced Plastic
0-010144 | MAVERIK COUNTRY STORE #356 | 2612 DESERT FOOTHILLS BLVD | BULLHEAD CITY | AZ | 86429 | Mohave | 3 | Open | 2006-05-02 | 12000 | Gasoline | COMPARTMENT A | Double Walled | Fiberglass Reinforced Plastic | Pressure | Double Walled | Flexible
0-003553 | SPEEDWAY STORE #2992 | 4180 W INA RD | MARANA | AZ | 85741 | Pima | 3 | Open | 1980-01-01 | 10000 | Diesel | COMPARTMENT A | Single Walled | Asphalt coated or Bare Steel | Pressure | Double Walled | Fiberglass Reinforced Plastic
0-007785 | ARROWHEAD COMMUNITY HOSPITAL | 18701 N 67TH AVE | GLENDALE | AZ | 85308 | Maricopa | 1 | Open | 1988-06-01 | 6000 | Diesel | COMPARTMENT A | Double Walled | Fiberglass Reinforced Plastic | Suction - Check Valve at the Dispenser |  | Bare or Galvanized Steel
0-010299 | GENERAL MOTORS DESERT PROVING GROUND | 1500 E GM DR | YUMA | AZ | 85365 | Yuma | 16 | Open | 2009-04-08 | 4000 | Gasoline | COMPARTMENT A | Double Walled | Fiberglass Reinforced Plastic | Pressure | Double Walled | Flexible
0-010299 | GENERAL MOTORS DESERT PROVING GROUND | 1500 E GM DR | YUMA | AZ | 85365 | Yuma | 14 | Open | 2009-04-08 | 12000 | Gasoline | COMPARTMENT A | Double Walled | Fiberglass Reinforced Plastic | Pressure | Double Walled | Flexible
0-010229 | CARMAX #7662 | 1480 E MOTORPLEX LOOP | GILBERT | AZ | 85297 | Maricopa | 1 | Open | 2008-01-02 | 12000 | Gasoline | COMPARTMENT A | Double Walled | Fiberglass Reinforced Plastic | Pressure | Double Walled | Fiberglass Reinforced Plastic
0-010250 | GREENFIELD CARDLOCK | 3353 N GREENFIELD RD | MESA | AZ | 85215 | Maricopa | 2 | Open | 2008-05-30 | 15000 | Gasoline | COMPARTMENT A | Double Walled | Fiberglass Reinforced Plastic | Pressure | Double Walled | Fiberglass Reinforced Plastic
0-010260 | DISCOVERY FUELS | 295 S ARIZONA BLVD | COOLIDGE | AZ | 85128 | Pinal | 2 | Open | 2008-07-02 | 6000 | Diesel | COMPARTMENT B | Double Walled | Fiberglass Reinforced Plastic | Pressure | Double Walled | Fiberglass Reinforced Plastic
0-010476 | CIRCLE K STORE #2741657 | 4685 E VALENCIA RD | TUCSON | AZ | 85706 | Pima | 1 | Open | 2009-10-08 | 20000 | Gasoline (UL) | COMPARTMENT A | Double Walled | Composite (Steel/Fiberglass) | Pressure | Double Walled | Fiberglass Reinforced Plastic
0-010340 | CHANDLER AIRPARK ARCO AM/PM | 1735 S COOPER RD | CHANDLER | AZ | 85286 | Maricopa | 1 | Open | 2009-09-03 | 30000 | Gasoline | COMPARTMENT A | Double Walled | Fiberglass Reinforced Plastic | Pressure | Double Walled | Fiberglass Reinforced Plastic
0-010079 | CIRCLE K STORE #2706671 | 39414 N DAISY MOUNTAIN DR | ANTHEM | AZ | 85086 | Maricopa | 1 | Open | 2007-04-19 | 20000 | Diesel | COMPARTMENT A | Double Walled | Fiberglass Reinforced Plastic | Pressure | Double Walled | Fiberglass Reinforced Plastic
0-010498 | FRY'S FUEL CENTER #12 | 1245 W UNION HILLS DR | PHOENIX | AZ | 85027 | Maricopa | 1 | Open | 2013-01-03 | 20000 | Gasoline (UL) | COMPARTMENT A | Double Walled | Fiberglass Reinforced Plastic | Pressure | Double Walled | Fiberglass Reinforced Plastic
0-010372 | FRYS FUEL CENTER #81 | 2246 E BASELINE RD | PHOENIX | AZ | 85042 | Maricopa | 2 | Open | 2010-06-01 | 12000 | Diesel | COMPARTMENT B | Double Walled | Fiberglass Reinforced Plastic | Pressure |  | Flexible
0-010375 | JA'S ARCO | 935 N 43RD AVE | PHOENIX | AZ | 85009 | Maricopa | 2 | Open | 2010-04-15 | 12000 | Gasoline | COMPARTMENT A | Double Walled | Fiberglass Reinforced Plastic | Pressure | Double Walled | Fiberglass Reinforced Plastic
0-010396 | QUIKTRIP #1482 | 3345 W VALENCIA RD | TUCSON | AZ | 85746 | Pima | 2 | Open | 2010-10-01 | 20000 | Gasoline | COMPARTMENT A | Double Walled | Fiberglass Reinforced Plastic | Pressure | Double Walled | Fiberglass Reinforced Plastic
0-010404 | CIRCLE K STORE #2703406 | 1025 E AJO WAY | TUCSON | AZ | 85713 | Pima | 1 | Open | 2011-04-28 | 20000 | Gasoline | COMPARTMENT A | Double Walled | Fiberglass Reinforced Plastic | Pressure | Double Walled | Fiberglass Reinforced Plastic
0-004405 | MOUNTAIN VIEW RV PARK | 1120 W BUSINESS LOOP | BOWIE | AZ | 85605 | Cochise | 3 | Open | 1985-01-01 | 8000 | Diesel | COMPARTMENT A |  | Asphalt coated or Bare Steel | Pressure |  | Bare or Galvanized Steel
0-001487 | CIRCLE K #2701795 | 1732 W VAN BUREN ST | PHOENIX | AZ | 85007 | Maricopa | 2 | Open | 1985-01-01 | 10000 | Gasoline | COMPARTMENT A | Single Walled | Fiberglass Reinforced Plastic | Pressure | Single Walled | Fiberglass Reinforced Plastic
0-005414 | KINGMAN 76 AUTO/TRUCK STOP PLAZA | 946 W BEALE ST | KINGMAN | AZ | 86401 | Mohave | 1 | Open | 1982-01-01 | 20000 | Diesel | COMPARTMENT A | Double Walled | Composite (Steel/Fiberglass) | Pressure | Double Walled | Fiberglass Reinforced Plastic
0-005414 | KINGMAN 76 AUTO/TRUCK STOP PLAZA | 946 W BEALE ST | KINGMAN | AZ | 86401 | Mohave | 8 | Open | 1982-01-01 | 10000 | Used Oil/Waste Oil | COMPARTMENT A | Double Walled | Fiberglass Reinforced Plastic | Gravity Feed |  | Fiberglass Reinforced Plastic
0-006173 | CITY OF PEORIA - FLEET MAINTENANCE | 8850 N 79TH AVE | PEORIA | AZ | 85345 | Maricopa | 4 | Open | 2016-09-02 | 20000 | Diesel | COMPARTMENT A | Double Walled | Fiberglass Reinforced Plastic | Pressure | Double Walled | Fiberglass Reinforced Plastic
0-003049 | MARICOPA COUNTY - DURANGO SERVICE CENTER | 3325 W DURANGO ST | PHOENIX | AZ | 85009 | Maricopa | 6 | Open | 1988-01-01 | 12000 | Gasoline | COMPARTMENT A | Double Walled | Fiberglass Reinforced Plastic | Pressure |  | Fiberglass Reinforced Plastic
0-001441 | CIRCLE K #1580 | 1602 E BROADWAY BLVD | TUCSON | AZ | 85719 | Pima | 3 | Open | 1982-01-01 | 15000 | Gasoline (PUL) | COMPARTMENT A | Single Walled | Asphalt coated or Bare Steel | Pressure | Single Walled | Bare or Galvanized Steel
0-005123 | GOOD 2 GO STORES #505 | 1600 S AVENUE B | YUMA | AZ | 85364 | Yuma | 3 | Open | 1986-04-22 | 10000 | Gasoline | COMPARTMENT A | Single Walled | Fiberglass Reinforced Plastic | Pressure | Single Walled | Fiberglass Reinforced Plastic
0-008525 | MOHAVE CARDLOCK | 608 E MOHAVE ST | PHOENIX | AZ | 85004 | Maricopa | 1 | Open | 1994-08-01 | 20000 | Diesel | COMPARTMENT B | Double Walled | Fiberglass Reinforced Plastic | Pressure | Double Walled | Fiberglass Reinforced Plastic
0-009745 | SAFEWAY #1732 | 1449 N ARIZONA BLVD | COOLIDGE | AZ | 85128 | Pinal | 1 | Open | 2000-08-01 | 10000 | Gasoline | COMPARTMENT A | Double Walled | Composite (Steel/Fiberglass)
0-004066 | QUIK MART #25 | 3499 S WILMOT RD | TUCSON | AZ | 85730 | Pima | 2 | Open | 1989-07-18 | 6000 | Gasoline | COMPARTMENT A | Double Walled | Composite (Steel/Fiberglass) | Pressure | Double Walled | Fiberglass Reinforced Plastic
0-004066 | QUIK MART #25 | 3499 S WILMOT RD | TUCSON | AZ | 85730 | Pima | 1 | Open | 1989-07-18 | 8000 | Gasoline | COMPARTMENT A | Double Walled | Composite (Steel/Fiberglass) | Pressure | Double Walled | Fiberglass Reinforced Plastic
0-009973 | SKY HARBOR AIRPORT - OPERATIONS CENTER | 1820 E SKY HARBOR CIR S | PHOENIX | AZ | 85034 | Maricopa | 1 | Open | 2003-08-21 | 10000 | Diesel | COMPARTMENT A | Double Walled | Fiberglass Reinforced Plastic | Suction - Check Valve at the Tank Top | Double Walled | Flexible
0-005256 | 5 POINTS MOBIL | 222 S MILTON RD | FLAGSTAFF | AZ | 86001 | Coconino | 9 | Open | 2020-05-22 | 6000 | Diesel | COMPARTMENT B | Double Walled | Fiberglass Reinforced Plastic | Pressure | Double Walled | Fiberglass Reinforced Plastic
0-005933 | BANNER - DESERT MEDICAL CENTER | 1400 S DOBSON RD | MESA | AZ | 85202 | Maricopa | 6 | Open | 2008-07-10 | 30000 | Diesel | COMPARTMENT A | Double Walled | Fiberglass Reinforced Plastic | Pressure | Double Walled | Flexible
0-004917 | SHELL #121382 | 5402 W INDIAN SCHOOL RD | PHOENIX | AZ | 85031 | Maricopa | 7 | Open | 1998-01-28 | 10000 | Diesel | COMPARTMENT A | Double Walled | Fiberglass Reinforced Plastic | Pressure | Double Walled | Fiberglass Reinforced Plastic
0-005754 | SPEEDWAY STORE #3000 |  | SANDERS |  |  | Apache | 2 | Open | 1991-08-01 | 8000 | Gasoline | COMPARTMENT A | Double Walled | Composite (Steel/Fiberglass) | Pressure | Double Walled | Fiberglass Reinforced Plastic
0-009845 | CIRCLE K STORE #2709186 | 1595 N AVONDALE BLVD | AVONDALE | AZ | 85392 | Maricopa | 2 | Open | 2001-12-26 | 12000 | Gasoline | COMPARTMENT A | Double Walled | Fiberglass Reinforced Plastic | Pressure | Double Walled | Fiberglass Reinforced Plastic
0-002806 | SPEEDWAY STORE #2944 | 1850 E PRINCE RD | TUCSON | AZ | 85719 | Pima | 11 | Open | 1990-12-01 | 10000 | Gasoline (PUL) | COMPARTMENT A | Double Walled | Fiberglass Reinforced Plastic | Pressure | Double Walled | Fiberglass Reinforced Plastic
0-008678 | CIRCLE K #5300 | 7530 S PRIEST DR | TEMPE | AZ | 85283 | Maricopa | 2 | Open | 1995-01-15 | 10000 | Diesel | COMPARTMENT A | Single Walled | Fiberglass Reinforced Plastic | Pressure | Double Walled | Fiberglass Reinforced Plastic
0-010035 | SMITH'S FOOD & DRUG #188 | 80 ACOMA BLVD N | LAKE HAVASU CITY | AZ | 86403 | Mohave | 2 | Open | 2004-09-22 | 8000 | Gasoline | COMPARTMENT A | Double Walled | Fiberglass Reinforced Plastic
0-001420 | CIRCLE K #2701502 | 1323 W SOUTHERN AVE | TEMPE | AZ | 85282 | Maricopa | 3 | Open | 1985-01-01 | 10000 | Gasoline | COMPARTMENT A | Double Walled | Fiberglass Reinforced Plastic | Pressure |  | Fiberglass Reinforced Plastic
0-005888 | CIRCLE K #2701773 | 6525 S COUNTRY CLUB RD | TUCSON | AZ | 85756 | Pima | 4 | Open | 1997-06-01 | 10000 | Gasoline (UL) | COMPARTMENT A | Single Walled | Fiberglass Reinforced Plastic | Pressure | Single Walled | Fiberglass Reinforced Plastic
0-008903 | CIRCLE K #2705023 | 1523 E MCDOWELL RD | PHOENIX | AZ | 85006 | Maricopa | 3 | Open | 1996-02-23 | 10000 | Gasoline | COMPARTMENT A | Double Walled | Fiberglass Reinforced Plastic | Pressure | Double Walled | Fiberglass Reinforced Plastic
0-008816 | CIRCLE K #2705410 | 8890 E SHEA BLVD | SCOTTSDALE | AZ | 85260 | Maricopa | 2 | Open | 1995-10-01 | 12000 | Gasoline | COMPARTMENT A | Double Walled | Fiberglass Reinforced Plastic | Pressure | Double Walled | Fiberglass Reinforced Plastic
0-004854 | CIRCLE K #2708776 | 1544 E SOUTHERN AVE | PHOENIX | AZ | 85040 | Maricopa | 5 | Open | 2017-03-15 | 12000 | Gasoline (UL) | COMPARTMENT A | Double Walled | Fiberglass Reinforced Plastic | Pressure | Double Walled | Fiberglass Reinforced Plastic
0-005897 | CIRCLE K #2708853 | 1950 S MILTON RD | FLAGSTAFF | AZ | 86001 | Coconino | 1 | Open | 1986-11-10 | 10000 | Gasoline | COMPARTMENT A | Double Walled | Fiberglass Reinforced Plastic | Pressure |  | Fiberglass Reinforced Plastic
0-004307 | CIRCLE K #2701933 | 10290 E SPEEDWAY BLVD | TUCSON | AZ | 85748 | Pima | 3 | Open | 1987-01-01 | 10000 | Gasoline | COMPARTMENT A | Single Walled | Fiberglass Reinforced Plastic | Pressure |  | Fiberglass Reinforced Plastic
0-009837 | CIRCLE K STORE #2703366 | 1564 E RAY RD | GILBERT | AZ | 85296 | Maricopa | 3 | Open | 2001-07-17 | 20000 | Gasoline | COMPARTMENT A | Double Walled | Fiberglass Reinforced Plastic | Pressure | Double Walled | Fiberglass Reinforced Plastic
0-002344 | QUIKTRIP STORE #1464 | 3200 N ORACLE RD | TUCSON | AZ | 85705 | Pima | 5 | Open | 2015-09-01 | 12000 | Diesel | COMPARTMENT A | Double Walled | Fiberglass Reinforced Plastic | Pressure | Double Walled | Fiberglass Reinforced Plastic
0-006254 | SPEEDWAY STORE #2997 | 9491 E 22ND ST | TUCSON | AZ | 85710 | Pima | 1 | Open | 1988-07-14 | 10000 | Gasoline | COMPARTMENT A | Single Walled | Fiberglass Reinforced Plastic | Pressure |  | Fiberglass Reinforced Plastic
0-002781 | SPEEDWAY #2993 | 1530 W SAINT MARYS RD | TUCSON | AZ | 85745 | Pima | 3 | Open | 1976-01-01 | 12000 | Gasoline | COMPARTMENT A | Single Walled | Asphalt coated or Bare Steel | Pressure | Double Walled | Fiberglass Reinforced Plastic
0-002781 | SPEEDWAY #2993 | 1530 W SAINT MARYS RD | TUCSON | AZ | 85745 | Pima | 1 | Open | 1976-01-01 | 12000 | Gasoline | COMPARTMENT A | Single Walled | Fiberglass Reinforced Plastic | Pressure | Double Walled | Fiberglass Reinforced Plastic
0-008391 | ARCO AM/PM #82525 | 2800 N ORACLE RD | TUCSON | AZ | 85705 | Pima | 3 | Open | 1994-04-15 | 10000 | Gasoline | COMPARTMENT A | Double Walled | Fiberglass Reinforced Plastic | Pressure |  | Fiberglass Reinforced Plastic
0-009876 | VALERO #8037 | 831 E WARNER RD | GILBERT | AZ | 85296 | Maricopa | 2 | Open | 2002-06-04 | 15000 | Gasoline | COMPARTMENT A | Double Walled | Fiberglass Reinforced Plastic | Pressure | Double Walled | Flexible
0-005881 | ABRAZO SCOTTSDALE CAMPUS | 3929 E BELL RD | PHOENIX | AZ | 85032 | Maricopa | 1 | Open | 1982-10-23 | 5000 | Diesel | COMPARTMENT A |  | Fiberglass Reinforced Plastic | Pressure | Double Walled | Fiberglass Reinforced Plastic
0-003256 | ARCO AM/PM 43RD AVE | 1601 N 43RD AVE | PHOENIX | AZ | 85009 | Maricopa | 10 | Open | 2020-01-09 | 10000 | Gasoline (PUL) | COMPARTMENT B | Double Walled | Fiberglass Reinforced Plastic
0-009398 | SPEEDWAY STORE #2956 | 2381 S AVENUE B | YUMA | AZ | 85364 | Yuma | 2 | Open | 1998-11-25 | 15000 | Gasoline | COMPARTMENT A | Double Walled | Fiberglass Reinforced Plastic | Pressure | Double Walled | Fiberglass Reinforced Plastic
0-007945 | ARCO AM/PM #82654 | 3825 W ORANGE GROVE RD | MARANA | AZ | 85741 | Pima | 4 | Open | 1992-01-01 | 10000 | Gasoline | COMPARTMENT A | Double Walled | Fiberglass Reinforced Plastic | Pressure
0-009807 | ARCO AM/PM | 950 E 16TH ST | YUMA | AZ | 85365 | Yuma | 1 | Open | 2000-02-04 | 12000 | Diesel | COMPARTMENT A | Double Walled | Fiberglass Reinforced Plastic | Pressure | Double Walled | Fiberglass Reinforced Plastic
0-009923 | CIRCLE K STORE #2741702 | 2955 E RIGGS RD | CHANDLER | AZ | 85249 | Maricopa | 1 | Open | 2003-01-31 | 10000 | Gasoline (PUL) | COMPARTMENT A | Double Walled | Fiberglass Reinforced Plastic | Pressure | Double Walled | Flexible
0-001809 | SPEEDWAY STORE #2991 | 1807 E 10TH ST | DOUGLAS | AZ | 85607 | Cochise | 4 | Open | 1971-01-01 | 4000 | Gasoline | COMPARTMENT A | Single Walled | Asphalt coated or Bare Steel | Pressure | Double Walled | Flexible
0-009345 | 7-ELEVEN #27876 | 785 W ELLIOT RD | GILBERT | AZ | 85233 | Maricopa | 3 | Open | 1998-08-19 | 10000 | Gasoline (PUL) | COMPARTMENT A | Double Walled | Fiberglass Reinforced Plastic | Pressure | Double Walled | Fiberglass Reinforced Plastic
0-006227 | CIRCLE K #2708691 | 766 N MAIN ST | SAN LUIS | AZ | 85336 | Yuma | 2 | Open | 1987-01-01 | 10000 | Gasoline | COMPARTMENT A | Single Walled | Fiberglass Reinforced Plastic | Pressure | Single Walled | Fiberglass Reinforced Plastic
0-004550 | CIRCLE K #2701855 | 15400 N 7TH ST | PHOENIX | AZ | 85022 | Maricopa | 3 | Open | 1986-01-01 | 10000 | Gasoline | COMPARTMENT A | Single Walled | Fiberglass Reinforced Plastic | Pressure |  | Fiberglass Reinforced Plastic
0-009031 | MOBIL MART | 1395 W MAIN ST | QUARTZSITE | AZ | 85346 | La Paz | 2 | Open | 1996-09-01 | 6000 | Gasoline (PUL) | COMPARTMENT B | Double Walled | Composite (Steel/Fiberglass) | Pressure | Double Walled | Flexible
0-004957 | SPEEDWAY STORE #2963 | 3902 E SPEEDWAY BLVD | TUCSON | AZ | 85712 | Pima | 8 | Open | 1995-07-01 | 10000 | Gasoline (UL) | COMPARTMENT A | Double Walled | Fiberglass Reinforced Plastic | Pressure | Double Walled
0-009881 | CIRCLE K #2706670 | 255524 E HWY 260 | STAR VALLEY | AZ | 85541 | Gila | 2 | Open | 2000-09-20 | 10000 | Gasoline | COMPARTMENT A | Double Walled | Fiberglass Reinforced Plastic | Pressure | Double Walled | Fiberglass Reinforced Plastic
0-009881 | CIRCLE K #2706670 | 255524 E HWY 260 | STAR VALLEY | AZ | 85541 | Gila | 3 | Open | 2000-09-20 | 15000 | Gasoline | COMPARTMENT A | Double Walled | Fiberglass Reinforced Plastic | Pressure | Double Walled | Fiberglass Reinforced Plastic
0-000931 | SNOWFLAKE #499 | 730 S MAIN ST | SNOWFLAKE | AZ | 85937 | Navajo | 7 | Open | 2015-06-10 | 12000 | Gasoline | COMPARTMENT A | Double Walled | Fiberglass Reinforced Plastic | Pressure | Double Walled | Flexible
0-004483 | SHAY OIL CO #4 | 2491 W 16TH ST | YUMA | AZ | 85364 | Yuma | 4 | Open | 1974-01-17 | 8000 | Gasoline | COMPARTMENT A | Double Walled | Fiberglass Reinforced Plastic | Pressure |  | Fiberglass Reinforced Plastic
0-007187 | MAVERIK COUNTRY STORE #376 | 5031 US HIGHWAY 68 | GOLDEN VALLEY | AZ | 86413 | Mohave | 3 | Open | 2007-11-01 | 12000 | Gasoline | COMPARTMENT A | Double Walled | Fiberglass Reinforced Plastic | Pressure | Double Walled | Flexible
0-009037 | ARCO AM/PM | 1989 W RAY RD | CHANDLER | AZ | 85224 | Maricopa | 1 | Open | 1996-07-17 | 20000 | Gasoline | COMPARTMENT A | Double Walled | Fiberglass Reinforced Plastic | Pressure | Double Walled | Fiberglass Reinforced Plastic
0-009168 | MINUTE MART #12 | 63715 E SADDLEBROOKE BLVD | SADDLEBROOKE | AZ | 85739 | Pinal | 4 | Open | 2020-05-15 | 4000 | Gasoline (PUL) | COMPARTMENT B | Double Walled | Fiberglass Reinforced Plastic | Pressure | Double Walled | Fiberglass Reinforced Plastic
0-000875 | CIRCLE K STORE #2706659 | 6937 N 75TH AVE | GLENDALE | AZ | 85303 | Maricopa | 11 | Open | 2004-11-12 | 20000 | Gasoline | COMPARTMENT A | Double Walled | Fiberglass Reinforced Plastic | Pressure | Double Walled | Fiberglass Reinforced Plastic
0-000540 | ARCO #1509 | 10303 GRAND AVE | SUN CITY | AZ | 85351 | Maricopa | 7 | Open | 1990-02-02 | 10000 | Gasoline | COMPARTMENT A | Double Walled | Fiberglass Reinforced Plastic | Pressure | Double Walled | Fiberglass Reinforced Plastic
0-003368 | QWEST - PRESCOTT MAIN CENTRAL OFFICE | 140 N MARINA ST | PRESCOTT | AZ | 86301 | Yavapai | 1 | Open | 1984-01-07 | 15000 | Diesel | COMPARTMENT A | Single Walled | Fiberglass Reinforced Plastic | Suction - Check Valve at the Dispenser |  | Fiberglass Reinforced Plastic
0-001380 | CIRCLE K #1204 | 3700 W ORANGE GROVE RD | MARANA | AZ | 85741 | Pima | 5 | Open | 1991-05-01 | 10000 | Gasoline | COMPARTMENT A | Single Walled | Fiberglass Reinforced Plastic | Pressure | Single Walled | Fiberglass Reinforced Plastic
0-010605 | SHAY OIL #25 | 11379 S FORTUNA RD | YUMA | AZ | 85367 | Yuma | 2 | Open | 2017-12-21 | 15000 | Gasoline (PUL) | COMPARTMENT B | Double Walled | Fiberglass Reinforced Plastic | Pressure | Double Walled | Fiberglass Reinforced Plastic
0-010605 | SHAY OIL #25 | 11379 S FORTUNA RD | YUMA | AZ | 85367 | Yuma | 1 | Open | 2017-12-21 | 30000 | Gasoline (UL) | COMPARTMENT A | Double Walled | Fiberglass Reinforced Plastic | Pressure | Double Walled | Fiberglass Reinforced Plastic
0-000944 | CARIOCA #36 | 447 W WICKENBURG WAY | WICKENBURG | AZ | 85390 | Maricopa | 3 | Open | 1971-01-01 | 8000 | Gasoline | COMPARTMENT A | Single Walled | Fiberglass Reinforced Plastic | Pressure | Double Walled | Fiberglass Reinforced Plastic
0-009318 | BORDER MART SHELL | 100 E 3RD ST | DOUGLAS | AZ | 85607 | Cochise | 2 | Open | 1997-07-01 | 4000 | Gasoline | COMPARTMENT B | Double Walled | Composite (Steel/Fiberglass) | Pressure | Double Walled | Fiberglass Reinforced Plastic
0-009318 | BORDER MART SHELL | 100 E 3RD ST | DOUGLAS | AZ | 85607 | Cochise | 2 | Open | 1997-07-01 | 8000 | Gasoline | COMPARTMENT A | Double Walled | Composite (Steel/Fiberglass) | Pressure | Double Walled | Fiberglass Reinforced Plastic
0-010678 | CIRCLE K #2709528 |  | GOODYEAR |  |  | Maricopa | 1 | Open | 2019-11-22 | 20000 | Gasoline (UL) | COMPARTMENT A | Double Walled | Fiberglass Reinforced Plastic | Pressure | Double Walled | Fiberglass Reinforced Plastic
0-002803 | SPEEDWAY STORE #2990 | 300 E US HIGHWAY 70 | SAFFORD | AZ | 85546 | Graham | 6 | Open | 1989-01-01 | 12000 | Gasoline | COMPARTMENT A | Double Walled | Fiberglass Reinforced Plastic | Pressure |  | Fiberglass Reinforced Plastic
0-009647 | TONY'S SHELL | 282 N GRAND AVE | NOGALES | AZ | 85621 | Santa Cruz | 2 | Open | 1999-01-07 | 8000 | Gasoline | COMPARTMENT A | Double Walled | Composite (Steel/Fiberglass)
0-009647 | TONY'S SHELL | 282 N GRAND AVE | NOGALES | AZ | 85621 | Santa Cruz | 1 | Open | 1999-01-07 | 12000 | Gasoline | COMPARTMENT A | Double Walled | Composite (Steel/Fiberglass) | Pressure | Double Walled | Flexible
0-008548 | JENSEN PRECAST | 2410 W BROADWAY RD | PHOENIX | AZ | 85041 | Maricopa | 2 | Open | 1970-01-01 | 8000 | Gasoline | COMPARTMENT A | Single Walled | Asphalt coated or Bare Steel | Suction - Check Valve at the Tank Top | Single Walled | Fiberglass Reinforced Plastic
0-010214 | QUIKTRIP #437 | 21 E OLD WEST HWY | APACHE JUNCTION | AZ | 85119 | Pinal | 3 | Open | 2007-10-11 | 20000 | Gasoline | COMPARTMENT A | Double Walled | Fiberglass Reinforced Plastic | Pressure | Double Walled | Fiberglass Reinforced Plastic
0-010228 | QUIKTRIP #469 | 2761 E BASELINE RD | GILBERT | AZ | 85234 | Maricopa | 1 | Open | 2007-09-11 | 12000 | Gasoline | COMPARTMENT A | Double Walled | Fiberglass Reinforced Plastic | Pressure | Double Walled | Fiberglass Reinforced Plastic
0-010655 | SWIFT TRAVEL CENTER | 3051 W SHAMRELL BLVD | FLAGSTAFF | AZ | 86005 | Coconino | 1 | Open | 2019-01-09 | 20000 | Gasoline (UL) | COMPARTMENT A | Double Walled | Fiberglass Reinforced Plastic | Pressure | Double Walled | Flexible
0-010659 | CARIOCA SHELL | 12683 W WHITE HILLS RD | WHITE HILLS | AZ | 86445 | Mohave | 1 | Open | 2019-05-15 | 6000 | Gasoline (PUL) | COMPARTMENT B | Double Walled | Fiberglass Reinforced Plastic | Pressure | Double Walled | Fiberglass Reinforced Plastic
0-001105 | CHEVRON #9-6856 | 1901 W BELL RD | PHOENIX | AZ | 85023 | Maricopa | 6 | Open | 1996-08-15 | 10000 | Gasoline | COMPARTMENT A | Double Walled | Fiberglass Reinforced Plastic | Pressure | Double Walled | Fiberglass Reinforced Plastic
0-010140 | QUIKTRIP #478 | 5545 S POWER RD | MESA | AZ | 85212 | Maricopa | 1 | Open | 2008-03-27 | 12000 | Gasoline | COMPARTMENT A | Double Walled | Fiberglass Reinforced Plastic | Pressure | Double Walled | Fiberglass Reinforced Plastic
0-010141 | FRYS FUEL CENTER #682 | 205 W COMBS RD | QUEEN CREEK | AZ | 85140 | Pinal | 2 | Open | 2008-08-12 | 12000 | Gasoline | COMPARTMENT B | Double Walled | Fiberglass Reinforced Plastic | Pressure | Double Walled | Fiberglass Reinforced Plastic
0-005461 | CIRCLE K #2924 | 5680 S CAMPBELL AVE | TUCSON | AZ | 85706 | Pima | 4 | Open | 1995-11-03 | 10000 | Gasoline (UL) | COMPARTMENT A | Single Walled | Fiberglass Reinforced Plastic | Pressure | Double Walled | Fiberglass Reinforced Plastic
0-004890 | COMPADRE HIGH SCHOOL | 500 W GUADALUPE RD | TEMPE | AZ | 85283 | Maricopa | 6 | Open | 1995-08-01 | 12000 | Diesel | COMPARTMENT A | Double Walled | Fiberglass Reinforced Plastic
0-009940 | FRYS FUEL CENTER #61 | 15502 W BELL RD | SURPRISE | AZ | 85374 | Maricopa | 1 | Open | 2001-11-07 | 7000 | Gasoline | COMPARTMENT A | Double Walled | Fiberglass Reinforced Plastic
0-008890 | LAKE POWELL CONVENIENCE CENTER | 901 US HIGHWAY 89 | PAGE | AZ | 86040 | Coconino | 3 | Open | 2019-02-08 | 6000 | Other | COMPARTMENT B | Double Walled | Fiberglass Reinforced Plastic | Pressure | Double Walled | Fiberglass Reinforced Plastic
0-008455 | JAY'S SUPER SERVICE | 1051 NAVAJO BLVD | HOLBROOK | AZ | 86025 | Navajo | 1 | Open | 1988-01-01 | 6000 | Diesel | COMPARTMENT A | Double Walled | Composite (Steel/Fiberglass) | Pressure |  | Fiberglass Reinforced Plastic
0-008455 | JAY'S SUPER SERVICE | 1051 NAVAJO BLVD | HOLBROOK | AZ | 86025 | Navajo | 5 | Open | 1987-01-01 | 190 | Used Oil/Waste Oil | COMPARTMENT A | Double Walled | Fiberglass Reinforced Plastic
0-010282 | 4 SONS FOOD STORES #201 | 2905 S 99TH AVE | PHOENIX | AZ | 85353 | Maricopa | 1 | Open | 2008-11-01 | 20000 | Gasoline | COMPARTMENT A | Double Walled | Fiberglass Reinforced Plastic | Pressure | Double Walled | Fiberglass Reinforced Plastic
0-006365 | CARIOCA TC # 11 - WIKIEUP | 18183 US HIGHWAY 93 | WIKIEUP | AZ | 85360 | Mohave | 6 | Open | 1988-12-01 | 8000 | Diesel | COMPARTMENT A |  | Fiberglass Reinforced Plastic | Pressure |  | Fiberglass Reinforced Plastic
0-010367 | QUICKTRIP STORE NO 1492 | 1425 W GRANT RD | TUCSON | AZ | 85745 | Pima | 3 | Open | 2010-04-29 | 10000 | Diesel | COMPARTMENT B | Double Walled | Fiberglass Reinforced Plastic | Pressure | Double Walled | Fiberglass Reinforced Plastic
0-010367 | QUICKTRIP STORE NO 1492 | 1425 W GRANT RD | TUCSON | AZ | 85745 | Pima | 3 | Open | 2010-04-29 | 10000 | Gasoline | COMPARTMENT A | Double Walled | Fiberglass Reinforced Plastic | Pressure | Double Walled | Fiberglass Reinforced Plastic
0-006215 | 4 SONS FOOD STORES #501 | 1633 W SUPERSTITION BLVD | APACHE JUNCTION | AZ | 85120 | Pinal | 3 | Open | 1988-06-13 | 10000 | Gasoline | COMPARTMENT A | Single Walled | Fiberglass Reinforced Plastic | Pressure |  | Fiberglass Reinforced Plastic
0-006215 | 4 SONS FOOD STORES #501 | 1633 W SUPERSTITION BLVD | APACHE JUNCTION | AZ | 85120 | Pinal | 4 | Open | 1988-06-13 | 4000 | Diesel | COMPARTMENT A | Single Walled | Fiberglass Reinforced Plastic | Pressure |  | Fiberglass Reinforced Plastic
0-006215 | 4 SONS FOOD STORES #501 | 1633 W SUPERSTITION BLVD | APACHE JUNCTION | AZ | 85120 | Pinal | 2 | Open | 1988-06-13 | 10000 | Gasoline | COMPARTMENT A | Single Walled | Fiberglass Reinforced Plastic | Pressure | Double Walled | Fiberglass Reinforced Plastic
0-006465 | ARCO #5502 | 702 W BROADWAY RD | PHOENIX | AZ | 85041 | Maricopa | 5 | Open | 2019-06-28 | 8000 | Gasoline (PUL) | COMPARTMENT A | Double Walled | Composite (Steel/Fiberglass) | Pressure | Double Walled | Fiberglass Reinforced Plastic
0-010116 | BEAVER CREEK GAS MART | 3625 E BEAVER CREEK RD | RIMROCK | AZ | 86335 | Yavapai | 1 | Open | 2005-08-04 | 5000 | Diesel | COMPARTMENT A | Double Walled | Fiberglass Reinforced Plastic | Pressure | Double Walled | Fiberglass Reinforced Plastic
0-010024 | FOWLER SCHOOL DISTRICT TRANSPORTATION | 1617 S 67TH AVE | PHOENIX | AZ | 85043 | Maricopa | 4 | Open | 1990-01-01 | 4000 | Diesel | COMPARTMENT A | Double Walled | Fiberglass Reinforced Plastic | Pressure |  | Fiberglass Reinforced Plastic
0-010474 | MAVERIK #471 | 3480 E ANDY DEVINE AVE | KINGMAN | AZ | 86401 | Mohave | 2 | Open | 2012-08-21 | 12000 | Gasoline | COMPARTMENT A | Double Walled | Fiberglass Reinforced Plastic | Pressure | Double Walled | Flexible
0-010474 | MAVERIK #471 | 3480 E ANDY DEVINE AVE | KINGMAN | AZ | 86401 | Mohave | 3 | Open | 2012-08-21 | 12000 | Gasoline | COMPARTMENT A | Double Walled | Fiberglass Reinforced Plastic | Pressure | Double Walled | Flexible
0-009152 | PEORIA GAS & C STORE LLC | 8322 W OLIVE AVE | PEORIA | AZ | 85345 | Maricopa | 2 | Open | 1997-01-01 | 12000 | Gasoline | COMPARTMENT A | Double Walled | Composite (Steel/Fiberglass) | Pressure | Double Walled | Fiberglass Reinforced Plastic
0-009727 | COSTCO WHOLESALE #490 | 19001 N 27TH AVE | PHOENIX | AZ | 85027 | Maricopa | 4 | Open | 2012-02-20 | 1500 | Unidentified | COMPARTMENT A | Double Walled | Fiberglass Reinforced Plastic | Pressure | Double Walled | Fiberglass Reinforced Plastic
0-000527 | ARCO #1514 | 3202 E VAN BUREN ST | PHOENIX | AZ | 85008 | Maricopa | 8 | Open | 1994-10-05 | 10000 | Gasoline (UL) | COMPARTMENT A | Double Walled | Fiberglass Reinforced Plastic | Pressure | Double Walled | Fiberglass Reinforced Plastic
0-001671 | COULTER CADILLAC INC | 1188 E CAMELBACK RD | PHOENIX | AZ | 85014 | Maricopa | 8 | Open | 1990-12-06 | 4000 | Used Oil/Waste Oil | COMPARTMENT A | Double Walled | Composite (Steel/Fiberglass) | Gravity Feed | Double Walled | Fiberglass Reinforced Plastic
0-001389 | CIRCLE K #2701250 | 330 E BROADWAY RD | MESA | AZ | 85210 | Maricopa | 3 | Open | 1985-01-01 | 10000 | Gasoline | COMPARTMENT A | Single Walled | Fiberglass Reinforced Plastic | Pressure | Single Walled | Fiberglass Reinforced Plastic
0-001407 | CIRCLE K #2701422 | 2450 E GRANT RD | TUCSON | AZ | 85719 | Pima | 1 | Open | 1980-01-01 | 10000 | Gasoline | COMPARTMENT A |  | Asphalt coated or Bare Steel | Pressure | Double Walled | Fiberglass Reinforced Plastic
0-005970 | CIRCLE K #2708692 | 2524 W THUNDERBIRD RD | PHOENIX | AZ | 85023 | Maricopa | 2 | Open | 1987-02-25 | 10000 | Gasoline | COMPARTMENT A | Double Walled | Fiberglass Reinforced Plastic | Pressure |  | Fiberglass Reinforced Plastic
0-001168 | CIRCLE K #2700041 | 6002 NW GRAND AVE | GLENDALE | AZ | 85301 | Maricopa | 3 | Open | 1985-01-01 | 10000 | Gasoline | COMPARTMENT A | Double Walled | Fiberglass Reinforced Plastic | Pressure | Single Walled | Fiberglass Reinforced Plastic
0-008610 | FLYING J TRAVEL PLAZA #612 | 400 TRANSCON LN | WINSLOW | AZ | 86047 | Navajo | 2 | Open | 1995-01-25 | 20000 | Diesel | COMPARTMENT A | Double Walled | Fiberglass Reinforced Plastic | Pressure | Double Walled | Fiberglass Reinforced Plastic
0-008610 | FLYING J TRAVEL PLAZA #612 | 400 TRANSCON LN | WINSLOW | AZ | 86047 | Navajo | 4 | Open | 1995-01-25 | 12000 | Gasoline | COMPARTMENT A | Double Walled | Fiberglass Reinforced Plastic | Pressure | Double Walled | Fiberglass Reinforced Plastic
0-010483 | QUIKTRIP #1428 | 2840 W CACTUS RD | PHOENIX | AZ | 85029 | Maricopa | 4 | Open | 2013-05-13 | 12000 | Diesel | COMPARTMENT A | Double Walled | Fiberglass Reinforced Plastic | Pressure | Double Walled | Fiberglass Reinforced Plastic
0-010514 | CIRCLE K STORE #2703462 | 3155 S GILBERT RD | GILBERT | AZ | 85295 | Maricopa | 2 | Open | 2014-11-25 | 12000 | Gasoline (PUL) | COMPARTMENT A | Double Walled | Fiberglass Reinforced Plastic | Pressure | Double Walled | Fiberglass Reinforced Plastic
0-001378 | CIRCLE K #2701200 | 2702 W GLENDALE AVE | PHOENIX | AZ | 85051 | Maricopa | 2 | Open | 1982-01-01 | 10000 | Gasoline | COMPARTMENT A | Single Walled | Fiberglass Reinforced Plastic | Pressure |  | Fiberglass Reinforced Plastic
0-010492 | FRYS FOOD & DRUG STORES #113 | 1245 W MAIN ST | MESA | AZ | 85201 | Maricopa | 2 | Open | 2013-07-11 | 8000 | Gasoline (UL) | COMPARTMENT B | Double Walled | Fiberglass Reinforced Plastic | Pressure | Double Walled | Flexible
0-010345 | FRYS FUEL CENTER #127 | 4202 W CACTUS RD | PHOENIX | AZ | 85029 | Maricopa | 2 | Open | 2002-12-01 | 8000 | Diesel | COMPARTMENT B | Double Walled | Fiberglass Reinforced Plastic | Pressure | Double Walled | Flexible
0-000517 | ARCO #5272 | 12222 N 32ND ST | PHOENIX | AZ | 85032 | Maricopa | 5 | Open | 1993-01-27 | 10000 | Gasoline | COMPARTMENT A | Double Walled | Fiberglass Reinforced Plastic | Pressure | Double Walled | Fiberglass Reinforced Plastic
0-001410 | CIRCLE K #2701437 | 4008 N STOCKTON HILL RD | KINGMAN | AZ | 86409 | Mohave | 4 | Open | 2018-06-15 | 20000 | Gasoline (UL) | COMPARTMENT A | Double Walled | Fiberglass Reinforced Plastic
0-001466 | CIRCLE K #2701673 | 1910 W DEER VALLEY RD | PHOENIX | AZ | 85027 | Maricopa | 1 | Open | 1985-01-01 | 10000 | Gasoline | COMPARTMENT A | Single Walled | Fiberglass Reinforced Plastic | Pressure | Single Walled | Fiberglass Reinforced Plastic
0-010151 | JACKSONS ENERGY #6782 | 1785 S RAILROAD SPRINGS BLVD | FLAGSTAFF | AZ | 86001 | Coconino | 1 | Open | 2006-03-23 | 15000 | Gasoline | COMPARTMENT A | Double Walled | Fiberglass Reinforced Plastic | Pressure | Double Walled | Flexible
0-010149 | HAMADEH MART | 808 E MCKELLIPS RD | MESA | AZ | 85203 | Maricopa | 1 | Open | 1997-01-01 | 8000 | Diesel | COMPARTMENT A | Double Walled | Fiberglass Reinforced Plastic | Pressure | Double Walled | Fiberglass Reinforced Plastic
0-010149 | HAMADEH MART | 808 E MCKELLIPS RD | MESA | AZ | 85203 | Maricopa | 3 | Open | 1997-01-01 | 15000 | Oxygenated Gasoline | COMPARTMENT A | Double Walled | Fiberglass Reinforced Plastic | Pressure | Double Walled | Fiberglass Reinforced Plastic
0-010078 | FRYS FUEL CENTER #672 | 20797 N JOHN WAYNE PKWY | MARICOPA | AZ | 85139 | Pinal | 2 | Open | 2007-06-11 | 20000 | Gasoline | COMPARTMENT A | Double Walled | Fiberglass Reinforced Plastic | Pressure | Double Walled | Fiberglass Reinforced Plastic
0-010603 | CIRCLE K STORE #2703482 | 18675 S NOGALES HWY | GREEN VALLEY | AZ | 85614 | Pima | 1 | Open | 2017-01-23 | 20000 | Gasoline (UL) | COMPARTMENT A | Double Walled | Fiberglass Reinforced Plastic | Pressure | Double Walled | Fiberglass Reinforced Plastic
0-010569 | LOVE'S TRAVEL STOP #659 | 8313 W ROOSEVELT ST | TOLLESON | AZ | 85353 | Maricopa | 6 | Open | 2019-12-30 | 7000 | Used Oil/Waste Oil | COMPARTMENT F | Double Walled | Fiberglass Reinforced Plastic | Suction - Check Valve at the Tank Top | Double Walled | Fiberglass Reinforced Plastic
0-006980 | ARCO #5601 | 2198 HIGHWAY 95 | BULLHEAD CITY | AZ | 86442 | Mohave | 1 | Open | 1988-10-19 | 12000 | Gasoline | COMPARTMENT A | Double Walled | Fiberglass Reinforced Plastic | Pressure | Double Walled | Fiberglass Reinforced Plastic
0-003286 | WOODYS FOOD STORE #138 | 3260 N HWY 66 | KINGMAN | AZ | 86401 | Mohave | 1 | Open | 1970-01-01 | 10000 | Gasoline (UL) | COMPARTMENT A |  | Asphalt coated or Bare Steel | Pressure | Double Walled | Fiberglass Reinforced Plastic
0-007738 | HACIENDA MINI MART | 3618 JAMAICA BLVD S | LAKE HAVASU CITY | AZ | 86406 | Mohave | 1 | Open | 1993-09-25 | 8000 | Gasoline | COMPARTMENT A | Single Walled | Fiberglass Reinforced Plastic | Pressure |  | Fiberglass Reinforced Plastic
0-007738 | HACIENDA MINI MART | 3618 JAMAICA BLVD S | LAKE HAVASU CITY | AZ | 86406 | Mohave | 2 | Open | 1993-09-25 | 8000 | Gasoline | COMPARTMENT A | Single Walled | Fiberglass Reinforced Plastic | Pressure |  | Fiberglass Reinforced Plastic
0-003142 | CITY OF MESA - FIRE STATION 208 | 4530 E MCKELLIPS RD | MESA | AZ | 85215 | Maricopa | 4 | Open | 2001-02-27 | 10000 | Gasoline | COMPARTMENT A | Double Walled | Fiberglass Reinforced Plastic | Pressure | Double Walled | Fiberglass Reinforced Plastic
0-009800 | CIRCLE K #2706356 | 1203 E SOUTHERN AVE | MESA | AZ | 85204 | Maricopa | 2 | Open | 2001-04-17 | 10000 | Gasoline | COMPARTMENT A | Double Walled | Fiberglass Reinforced Plastic | Pressure | Double Walled | Flexible
0-009800 | CIRCLE K #2706356 | 1203 E SOUTHERN AVE | MESA | AZ | 85204 | Maricopa | 4 | Open | 2001-04-17 | 12000 | Gasoline | COMPARTMENT A | Double Walled | Fiberglass Reinforced Plastic | Pressure | Double Walled | Flexible
0-008261 | GOOD 2 GO STORES #506 | 915 W BEALE ST | KINGMAN | AZ | 86401 | Mohave | 2 | Open | 1994-03-24 | 12000 | Diesel | COMPARTMENT A | Double Walled | Composite (Steel/Fiberglass) | Pressure | Double Walled | Fiberglass Reinforced Plastic
0-002010 | CIRCLE K #5579 | 655 W 22ND ST | TUCSON | AZ | 85713 | Pima | 5 | Open | 2000-10-27 | 15000 | Diesel | COMPARTMENT A | Double Walled | Fiberglass Reinforced Plastic | Pressure | Double Walled | Fiberglass Reinforced Plastic
0-001985 | DUNLAP CHEVRON | 2710 W DUNLAP AVE | PHOENIX | AZ | 85051 | Maricopa | 10 | Open | 1989-11-01 | 10000 | Gasoline | COMPARTMENT A | Double Walled | Fiberglass Reinforced Plastic | Pressure |  | Fiberglass Reinforced Plastic
0-001985 | DUNLAP CHEVRON | 2710 W DUNLAP AVE | PHOENIX | AZ | 85051 | Maricopa | 12 | Open | 1989-11-01 | 10000 | Diesel | COMPARTMENT A | Double Walled | Fiberglass Reinforced Plastic | Pressure |  | Fiberglass Reinforced Plastic
0-001985 | DUNLAP CHEVRON | 2710 W DUNLAP AVE | PHOENIX | AZ | 85051 | Maricopa | 9 | Open | 1989-11-01 | 10000 | Gasoline | COMPARTMENT A | Double Walled | Fiberglass Reinforced Plastic | Pressure |  | Fiberglass Reinforced Plastic
0-005318 | CHEVRON - QUICK MART | 3686 E SANTA FE AVE | FLAGSTAFF | AZ | 86004 | Coconino | 6 | Open | 1996-05-02 | 6000 | Gasoline | COMPARTMENT A | Double Walled | Composite (Steel/Fiberglass) | Pressure |  | Fiberglass Reinforced Plastic
0-006568 | PIMA COUNTY - AJO AUTOMOTIVE SERVICES | 1295 N WELL RD | AJO | AZ | 85321 | Pima | 5 | Open | 2002-05-09 | 12000 | Diesel | COMPARTMENT A | Double Walled | Composite (Steel/Fiberglass)
0-007130 | MESA UNIFIED SCHOOL DISTRICT - TRANSPORTATION | 109 E BROADWAY RD | MESA | AZ | 85210 | Maricopa | 8 | Open | 2019-04-08 | 15000 | Gasoline (UL) | COMPARTMENT A | Double Walled | Fiberglass Reinforced Plastic | Pressure | Double Walled | Fiberglass Reinforced Plastic
0-007277 | SPEEDWAY STORE #2933 | 3550 N CAMPBELL AVE | TUCSON | AZ | 85719 | Pima | 1 | Open | 1988-01-01 | 10000 | Gasoline (PUL) | COMPARTMENT A | Double Walled | Fiberglass Reinforced Plastic | Pressure | Double Walled | Fiberglass Reinforced Plastic
0-004564 | ROBERT'S MARKETPLACE #6450 | 6450 N VIEWPOINT DR | PRESCOTT VALLEY | AZ | 86314 | Yavapai | 4 | Open | 1994-09-01 | 14000 | Gasoline | COMPARTMENT A | Double Walled | Fiberglass Reinforced Plastic | Pressure | Double Walled | Fiberglass Reinforced Plastic
0-009108 | CIRCLE K STORE #2741630 | 401 S ELLSWORTH RD | MESA | AZ | 85208 | Maricopa | 1 | Open | 1997-03-25 | 15000 | Gasoline (UL) | COMPARTMENT A | Double Walled | Composite (Steel/Fiberglass) | Pressure | Double Walled | Fiberglass Reinforced Plastic
0-009108 | CIRCLE K STORE #2741630 | 401 S ELLSWORTH RD | MESA | AZ | 85208 | Maricopa | 2 | Open | 1997-03-25 | 12000 | Gasoline (PUL) | COMPARTMENT A | Double Walled | Composite (Steel/Fiberglass) | Pressure | Double Walled | Fiberglass Reinforced Plastic
0-004440 | CIRCLE K #2701996 | 3550 E MAIN ST | MESA | AZ | 85213 | Maricopa | 1 | Open | 1987-01-01 | 10000 | Gasoline | COMPARTMENT A | Single Walled | Fiberglass Reinforced Plastic | Pressure | Single Walled | Fiberglass Reinforced Plastic
0-004440 | CIRCLE K #2701996 | 3550 E MAIN ST | MESA | AZ | 85213 | Maricopa | 2 | Open | 1987-01-01 | 10000 | Gasoline | COMPARTMENT A | Single Walled | Fiberglass Reinforced Plastic | Pressure | Single Walled | Fiberglass Reinforced Plastic
0-010063 | SHAY STATION #21 | 2092 E 24TH ST | YUMA | AZ | 85365 | Yuma | 3 | Open | 2004-11-22 | 20000 | Gasoline | COMPARTMENT A | Double Walled | Fiberglass Reinforced Plastic | Pressure | Double Walled | Flexible
0-009889 | SPEEDWAY STORE #2969 | 6890 N SANDARIO RD | MARANA | AZ | 85743 | Pima | 1 | Open | 2001-10-13 | 6000 | Gasoline | COMPARTMENT B | Unknown | Asphalt coated or Bare Steel | Pressure | Single Walled | Fiberglass Reinforced Plastic
0-010003 | QUIKTRIP #467 | 3875 S PRIEST DR | TEMPE | AZ | 85282 | Maricopa | 3 | Open | 2003-12-22 | 20000 | Gasoline | COMPARTMENT A | Double Walled | Fiberglass Reinforced Plastic | Pressure | Double Walled | Flexible
0-005994 | ARCO #5439 | 25 W MCKELLIPS RD | MESA | AZ | 85201 | Maricopa | 3 | Open | 1988-01-01 | 12000 | Gasoline | COMPARTMENT A | Double Walled | Fiberglass Reinforced Plastic | Pressure | Double Walled | Fiberglass Reinforced Plastic
0-005994 | ARCO #5439 | 25 W MCKELLIPS RD | MESA | AZ | 85201 | Maricopa | 2 | Open | 1988-01-01 | 12000 | Gasoline | COMPARTMENT A | Double Walled | Fiberglass Reinforced Plastic | Pressure | Double Walled | Fiberglass Reinforced Plastic
0-003274 | SPEEDSMART #120 | 2402 E WASHINGTON ST | PHOENIX | AZ | 85034 | Maricopa | 9 | Open | 2018-02-23 | 8000 | Gasoline (PUL) | COMPARTMENT A | Double Walled | Fiberglass Reinforced Plastic | Pressure | Double Walled | Fiberglass Reinforced Plastic
0-007561 | CITY OF MESA - EAST MESA SERVICE CENTER | 6935 E DECATUR ST | MESA | AZ | 85207 | Maricopa | 2 | Open | 1990-10-24 | 1000 | New Oil | COMPARTMENT A | Double Walled | Fiberglass Reinforced Plastic | Suction - Check Valve at the Tank Top |  | Fiberglass Reinforced Plastic
0-006447 | SPEEDWAY STORE #2975 | 906 W HIGHWAY 92 | BISBEE | AZ | 85603 | Cochise | 1 | Open | 1987-03-15 | 10000 | Gasoline | COMPARTMENT A | Single Walled | Fiberglass Reinforced Plastic | Pressure |  | Bare or Galvanized Steel
0-000682 | THUMB BUTTE EXXON | 1451 W GURLEY ST | PRESCOTT | AZ | 86305 | Yavapai | 6 | Open | 1988-01-01 | 4000 | Diesel | COMPARTMENT A | Double Walled | Composite (Steel/Fiberglass)
0-007103 | R & D CONOCO | 3780 W MAGEE RD | TUCSON | AZ | 85741 | Pima | 1 | Open | 1988-01-01 | 12000 | Gasoline | COMPARTMENT A | Double Walled | Composite (Steel/Fiberglass) | Pressure |  | Fiberglass Reinforced Plastic
0-006403 | LAKE POWELL TRAVEL PLAZA | 101 W GLEN DR | GREENHAVEN | AZ | 86036 | Coconino | 7 | Open | 2020-06-18 | 12000 | Other | COMPARTMENT B | Double Walled | Fiberglass Reinforced Plastic | Pressure | Double Walled | Flexible
0-006403 | LAKE POWELL TRAVEL PLAZA | 101 W GLEN DR | GREENHAVEN | AZ | 86036 | Coconino | 7 | Open | 2020-06-18 | 8000 | Gasoline (No Ethanol) | COMPARTMENT A | Double Walled | Fiberglass Reinforced Plastic | Pressure | Double Walled | Flexible
0-009885 | AM/PM | 2635 W DEER VALLEY RD | PHOENIX | AZ | 85027 | Maricopa | 1 | Open | 2000-01-01 | 10000 | Diesel | COMPARTMENT A | Double Walled | Fiberglass Reinforced Plastic
0-009818 | CIRCLE K #2706459 | 1557 S VAL VISTA DR | MESA | AZ | 85204 | Maricopa | 2 | Open | 2001-06-29 | 10000 | Gasoline | COMPARTMENT A | Double Walled | Fiberglass Reinforced Plastic | Pressure | Double Walled | Fiberglass Reinforced Plastic
0-009818 | CIRCLE K #2706459 | 1557 S VAL VISTA DR | MESA | AZ | 85204 | Maricopa | 3 | Open | 2001-06-29 | 10000 | Gasoline | COMPARTMENT A | Double Walled | Fiberglass Reinforced Plastic | Pressure | Double Walled | Fiberglass Reinforced Plastic
0-006472 | CIRCLE K #2708778 | 2880 W INA RD | TUCSON | AZ | 85741 | Pima | 1 | Open | 1987-10-06 | 10000 | Gasoline | COMPARTMENT A | Double Walled | Fiberglass Reinforced Plastic | Pressure |  | Fiberglass Reinforced Plastic
0-004557 | CIRCLE K #2708850 | 4965 W AJO HWY | TUCSON | AZ | 85757 | Pima | 6 | Open | 2020-04-07 | 12000 | Diesel | COMPARTMENT A | Double Walled | Fiberglass Reinforced Plastic | Pressure | Double Walled | Fiberglass Reinforced Plastic
0-004557 | CIRCLE K #2708850 | 4965 W AJO HWY | TUCSON | AZ | 85757 | Pima | 5 | Open | 2020-04-07 | 12000 | Gasoline (PUL) | COMPARTMENT A | Double Walled | Fiberglass Reinforced Plastic | Pressure | Double Walled | Fiberglass Reinforced Plastic
0-008276 | RENTAL CAR QUICK TURNAROUND | 2620 E AIRPORT DR | TUCSON | AZ | 85756 | Pima | 5 | Open | 1995-03-03 | 12000 | Gasoline | COMPARTMENT A | Double Walled | Fiberglass Reinforced Plastic | Pressure | Double Walled | Fiberglass Reinforced Plastic
0-000534 | ARCO #5271 | 1825 N 24TH ST | PHOENIX | AZ | 85008 | Maricopa | 10 | Open | 2019-12-18 | 7000 | Gasoline (PUL) | COMPARTMENT A | Double Walled | Fiberglass Reinforced Plastic | Pressure | Double Walled | Fiberglass Reinforced Plastic
0-000546 | CHEVRON #9-8190 | 1901 W BETHANY HOME RD | PHOENIX | AZ | 85015 | Maricopa | 7 | Open | 1996-03-01 | 12000 | Gasoline | COMPARTMENT A | Double Walled | Fiberglass Reinforced Plastic | Pressure | Double Walled | Fiberglass Reinforced Plastic
0-005956 | YAVAPAI COUNTY - ROADS 1 & 2 | 1100 COMMERCE DR | PRESCOTT | AZ | 86305 | Yavapai | 4 | Open | 2018-02-10 | 10000 | Gasoline (UL) | COMPARTMENT A | Double Walled | Fiberglass Reinforced Plastic | Pressure | Double Walled | Fiberglass Reinforced Plastic
0-010103 | DOLLAR RENT A CAR | 1722 E RENTAL CAR WAY | PHOENIX | AZ | 85034 | Maricopa | 1 | Open | 2006-01-18 | 30000 | Gasoline | COMPARTMENT A | Double Walled | Fiberglass Reinforced Plastic | Pressure | Double Walled | Fiberglass Reinforced Plastic
0-004986 | FLYERS ENERGY 3057 | 3555 S RICHEY BLVD | TUCSON | AZ | 85713 | Pima | 4 | Open | 1979-01-01 | 12000 | Gasoline (UL) | COMPARTMENT A |  | Asphalt coated or Bare Steel | Pressure | Double Walled | Fiberglass Reinforced Plastic
0-004986 | FLYERS ENERGY 3057 | 3555 S RICHEY BLVD | TUCSON | AZ | 85713 | Pima | 6 | Open | 1979-01-01 | 12000 | Diesel #2 | COMPARTMENT A | Single Walled | Asphalt coated or Bare Steel | Pressure | Double Walled | Fiberglass Reinforced Plastic
0-004986 | FLYERS ENERGY 3057 | 3555 S RICHEY BLVD | TUCSON | AZ | 85713 | Pima | 3 | Open | 1979-01-01 | 20000 | Dyed Diesel | COMPARTMENT A |  | Asphalt coated or Bare Steel | Pressure | Double Walled | Fiberglass Reinforced Plastic
0-010270 | SMITH'S FOOD & DRUG #191 | 1775 LAKESIDE DR | BULLHEAD CITY | AZ | 86442 | Mohave | 2 | Open | 2008-11-19 | 20000 | Gasoline | COMPARTMENT A | Double Walled | Fiberglass Reinforced Plastic | Pressure | Double Walled | Fiberglass Reinforced Plastic
0-000909 | CIRCLE K STORE #2706644 | 1850 W UNION HILLS DR | PHOENIX | AZ | 85027 | Maricopa | 7 | Open | 1991-06-01 | 12000 | Gasoline | COMPARTMENT A | Double Walled | Fiberglass Reinforced Plastic | Pressure | Double Walled | Fiberglass Reinforced Plastic
0-001527 | CIRCLE K #2701859 | 702 W MCDOWELL RD | PHOENIX | AZ | 85007 | Maricopa | 1 | Open | 1986-01-01 | 10000 | Gasoline | COMPARTMENT A | Single Walled | Fiberglass Reinforced Plastic | Pressure |  | Fiberglass Reinforced Plastic
0-010589 | FRY'S FUEL CENTER #657 | 25371 N LAKE PLEASANT PKWY | PEORIA | AZ | 85383 | Maricopa | 1 | Open | 2016-11-17 | 20000 | Gasoline (UL) | COMPARTMENT A | Double Walled | Fiberglass Reinforced Plastic | Pressure | Double Walled | Fiberglass Reinforced Plastic
0-001442 | CIRCLE K #2701581 | 2004 S 6TH AVE | TUCSON | AZ | 85713 | Pima | 1 | Open | 1985-01-01 | 10000 | Gasoline | COMPARTMENT A | Double Walled | Fiberglass Reinforced Plastic | Pressure | Double Walled | Fiberglass Reinforced Plastic
0-006601 | CIRCLE K #2705024 | 5105 W MCDOWELL RD | PHOENIX | AZ | 85035 | Maricopa | 2 | Open | 1989-01-21 | 10000 | Gasoline | COMPARTMENT A | Double Walled | Fiberglass Reinforced Plastic | Pressure | Single Walled | Fiberglass Reinforced Plastic
0-001500 | CIRCLE K #2701848 | 10 W FORT LOWELL RD | TUCSON | AZ | 85705 | Pima | 3 | Open | 1985-01-01 | 10000 | Gasoline | COMPARTMENT A | Single Walled | Fiberglass Reinforced Plastic | Pressure |  | Fiberglass Reinforced Plastic
0-010512 | CIRCLE K STORE #3442 | 1550 W APACHE TRL | APACHE JUNCTION | AZ | 85120 | Pinal | 1 | Open | 2014-09-19 | 20000 | Gasoline (UL) | COMPARTMENT A | Double Walled | Fiberglass Reinforced Plastic | Pressure | Double Walled | Fiberglass Reinforced Plastic
0-010532 | QUIKTRIP STORE NO. 436 | 6739 W HAPPY VALLEY RD | PEORIA | AZ | 85383 | Maricopa | 2 | Open | 2015-04-21 | 10000 | Gasoline | COMPARTMENT B | Double Walled | Fiberglass Reinforced Plastic | Pressure | Double Walled | Fiberglass Reinforced Plastic
0-004169 | YRC INC - #841 | 2021 S 51ST AVE | PHOENIX | AZ | 85043 | Maricopa | 2 | Open | 1981-01-01 | 12000 | Diesel | COMPARTMENT A | Single Walled | Fiberglass Reinforced Plastic | Pressure | Double Walled | Fiberglass Reinforced Plastic
0-004486 | HOLBROOK CHEVRON | 2702 NAVAJO BLVD | HOLBROOK | AZ | 86025 | Navajo | 1 | Open | 1986-06-27 | 20000 | Gasoline | COMPARTMENT A | Double Walled | Composite (Steel/Fiberglass) | Pressure | Double Walled | Fiberglass Reinforced Plastic
0-010621 | CIRCLE K STORE | 5725 W INA RD | TUCSON | AZ | 85743 | Pima | 1 | Open | 2018-11-13 | 20000 | Gasoline (UL) | COMPARTMENT A | Double Walled | Fiberglass Reinforced Plastic | Pressure | Double Walled | Fiberglass Reinforced Plastic
0-010639 | CIRCLE K STORE #9525 | 940 WILLOW CREEK RD | PRESCOTT | AZ | 86301 | Yavapai | 1 | Open | 2018-11-13 | 20000 | Gasoline (UL) | COMPARTMENT A | Double Walled | Fiberglass Reinforced Plastic | Pressure | Double Walled | Fiberglass Reinforced Plastic
0-010669 | SAFEWAY STORE #2922 FUEL STATION | 4264 S SIGNAL BUTTE ROAD | MESA | AZ | 85212 | Maricopa | 1 | Open | 2019-11-14 | 10000 | Gasoline (PUL) | COMPARTMENT B | Double Walled | Fiberglass Reinforced Plastic | Pressure | Double Walled | Flexible
0-005646 | CIRCLE K STORE #2709184 | 15262 N TATUM BLVD | PHOENIX | AZ | 85032 | Maricopa | 3 | Open | 1992-03-01 | 20000 | Gasoline | COMPARTMENT A | Double Walled | Fiberglass Reinforced Plastic | Pressure | Double Walled | Fiberglass Reinforced Plastic
0-007213 | SPEEDWAY STORE #2984 | 750 S 8TH AVE | SAFFORD | AZ | 85546 | Graham | 3 | Open | 1989-01-01 | 10000 | Gasoline | COMPARTMENT A | Single Walled | Fiberglass Reinforced Plastic | Pressure |  | Fiberglass Reinforced Plastic
0-009750 | SAFEWAY #1662 | 10671 W OLIVE AVE | PEORIA | AZ | 85345 | Maricopa | 1 | Open | 2001-03-27 | 10000 | Gasoline | COMPARTMENT B | Double Walled | Composite (Steel/Fiberglass)
0-009956 | SAFEWAY #1771 | 1365 W DUVAL MINE RD | GREEN VALLEY | AZ | 85614 | Pima | 2 | Open | 2003-03-20 | 10000 | Gasoline | COMPARTMENT A | Double Walled | Composite (Steel/Fiberglass)
0-000667 | SPEEDWAY STORE #2955 | 2900 S 4TH AVE | YUMA | AZ | 85364 | Yuma | 4 | Open | 1982-12-13 | 6000 | Diesel | COMPARTMENT A | Double Walled | Fiberglass Reinforced Plastic | Pressure | Single Walled | Fiberglass Reinforced Plastic
0-001091 | 4 SONS FOOD STORES #801 | 10444 N 32ND ST | PHOENIX | AZ | 85028 | Maricopa | 5 | Open | 1988-02-01 | 10000 | Gasoline | COMPARTMENT A | Single Walled | Fiberglass Reinforced Plastic | Pressure | Double Walled | Fiberglass Reinforced Plastic
0-009614 | CANYON GENERAL INC | 9500 S HIGHWAY 92 | HEREFORD | AZ | 85615 | Cochise | 1 | Open | 1999-07-07 | 10000 | Gasoline | COMPARTMENT A | Double Walled | Composite (Steel/Fiberglass) | Pressure | Double Walled | Flexible
0-009655 | 7-ELEVEN #32824 | 9910 W INDIAN SCHOOL RD | PHOENIX | AZ | 85037 | Maricopa | 4 | Open | 2020-12-10 | 8000 | Gasoline (PUL) | COMPARTMENT A | Double Walled | Fiberglass Reinforced Plastic | Pressure | Double Walled | Flexible
0-001360 | CIRCLE K #2701065 | 9049 W PEORIA AVE | PEORIA | AZ | 85345 | Maricopa | 5 | Open | 1994-09-26 | 10000 | Gasoline | COMPARTMENT A | Double Walled | Fiberglass Reinforced Plastic | Pressure | Single Walled | Fiberglass Reinforced Plastic
0-004806 | SUPERPUMPER #1 | 4934 E SHEA BLVD | PHOENIX | AZ | 85028 | Maricopa | 8 | Open | 2020-11-14 | 7000 | Diesel #2 | COMPARTMENT B | Double Walled | Fiberglass Reinforced Plastic | Pressure | Double Walled | Fiberglass Reinforced Plastic
0-007345 | ATLAS LOGISTICS | 500 S 99TH AVE | TOLLESON | AZ | 85353 | Maricopa | 3 | Open | 1991-05-14 | 10000 | Diesel | COMPARTMENT A | Double Walled | Fiberglass Reinforced Plastic | Pressure | Double Walled | Fiberglass Reinforced Plastic
0-007874 | TRAVEL CENTERS OF AMERICA | 2949 N TOLTEC RD | ELOY | AZ | 85131 | Pinal | 8 | Open | 1989-08-01 | 10000 | Gasoline | COMPARTMENT A | Double Walled | Fiberglass Reinforced Plastic | Pressure |  | Fiberglass Reinforced Plastic
0-005470 | CIRCLE K #2935 | 612 W FRONTIER ST | ELOY | AZ | 85131 | Pinal | 4 | Open | 1995-05-22 | 10000 | Gasoline | COMPARTMENT A | Double Walled | Fiberglass Reinforced Plastic | Pressure | Double Walled | Fiberglass Reinforced Plastic
0-005470 | CIRCLE K #2935 | 612 W FRONTIER ST | ELOY | AZ | 85131 | Pinal | 5 | Open | 1995-05-22 | 10000 | Gasoline | COMPARTMENT A | Double Walled | Fiberglass Reinforced Plastic | Pressure | Double Walled | Fiberglass Reinforced Plastic
0-006654 | GRAND CANYON EXXON | 189 S STATE ROUTE 64 | WILLIAMS | AZ | 86046 | Coconino | 5 | Open | 1992-03-01 | 3000 | Gasoline (UL) | COMPARTMENT B | Double Walled | Composite (Steel/Fiberglass) | Pressure |  | Fiberglass Reinforced Plastic
0-006654 | GRAND CANYON EXXON | 189 S STATE ROUTE 64 | WILLIAMS | AZ | 86046 | Coconino | 5 | Open | 1992-03-01 | 6000 | Gasoline (UL) | COMPARTMENT C | Double Walled | Composite (Steel/Fiberglass) | Pressure |  | Fiberglass Reinforced Plastic
0-008432 | WEST COAST CHEVRON | 1224 W BEALE ST | KINGMAN | AZ | 86401 | Mohave | 3 | Open | 1994-03-24 | 10000 | Gasoline | COMPARTMENT A | Double Walled | Fiberglass Reinforced Plastic | Pressure |  | Fiberglass Reinforced Plastic
0-006539 | SPEEDWAY STORE #2937 | 7910 E GOLF LINKS RD | TUCSON | AZ | 85730 | Pima | 1 | Open | 1988-11-01 | 10000 | Gasoline | COMPARTMENT A | Double Walled | Composite (Steel/Fiberglass) | Pressure | Double Walled | Fiberglass Reinforced Plastic
0-001730 | DAVIS-MONTHAN AFB | 3775 S 5TH ST | DAVIS MONTHAN AFB | AZ | 85707 | Pima | 36 | Open | 1952-01-01 | 5000 | Biodiesel | COMPARTMENT A | Single Walled | Asphalt coated or Bare Steel
0-006234 | BULLHEAD CITY FOOD MART | 2540 HIGHWAY 95 | BULLHEAD CITY | AZ | 86442 | Mohave | 5 | Open | 2020-01-17 | 5000 | Diesel | COMPARTMENT A | Double Walled | Fiberglass Reinforced Plastic | Pressure | Double Walled | Flexible
0-004504 | HOPI TRAVEL PLAZA | 1851 SR 77 | HOLBROOK | AZ | 86025 | Navajo | 10 | Open | 2020-07-24 | 10000 | Other | COMPARTMENT B | Double Walled | Fiberglass Reinforced Plastic
0-004504 | HOPI TRAVEL PLAZA | 1851 SR 77 | HOLBROOK | AZ | 86025 | Navajo | 5 | Open | 1990-09-01 | 12000 | Diesel | COMPARTMENT A | Double Walled | Fiberglass Reinforced Plastic | Pressure | Double Walled | Flexible
0-004504 | HOPI TRAVEL PLAZA | 1851 SR 77 | HOLBROOK | AZ | 86025 | Navajo | 8 | Open | 1990-09-01 | 12000 | Gasoline | COMPARTMENT A | Double Walled | Fiberglass Reinforced Plastic | Pressure | Double Walled | Flexible
0-000873 | SPEEDSMART #111 | 1981 N ALMA SCHOOL RD | CHANDLER | AZ | 85224 | Maricopa | 10 | Open | 1997-05-27 | 10000 | Diesel | COMPARTMENT A | Double Walled | Fiberglass Reinforced Plastic | Pressure | Double Walled | Fiberglass Reinforced Plastic
0-000873 | SPEEDSMART #111 | 1981 N ALMA SCHOOL RD | CHANDLER | AZ | 85224 | Maricopa | 9 | Open | 1997-05-27 | 10000 | Gasoline | COMPARTMENT A | Double Walled | Fiberglass Reinforced Plastic | Pressure | Double Walled | Fiberglass Reinforced Plastic
0-010351 | QUIKTRIP #414 | 847 N ARIZONA AVE | GILBERT | AZ | 85233 | Maricopa | 3 | Open | 2010-01-14 | 8000 | Diesel | COMPARTMENT B | Double Walled | Fiberglass Reinforced Plastic | Pressure | Double Walled | Fiberglass Reinforced Plastic
0-010408 | CIRCLE K STORE #2703392 | 8277 W OLIVE AVE | PEORIA | AZ | 85345 | Maricopa | 1 | Open | 2011-02-21 | 20000 | Gasoline | COMPARTMENT A | Double Walled | Fiberglass Reinforced Plastic | Pressure | Double Walled | Fiberglass Reinforced Plastic
0-005718 | ESTES EXPRESS LINES INC | 2425 S 43RD AVE | PHOENIX | AZ | 85009 | Maricopa | 1 | Open | 1978-01-01 | 40000 | Diesel | COMPARTMENT A | Single Walled | Fiberglass Reinforced Plastic | Pressure | Single Walled | Fiberglass Reinforced Plastic
0-007023 | PHOENIX FUEL | 1001 N 53RD AVE | PHOENIX | AZ | 85043 | Maricopa | 1 | Open | 1991-03-01 | 15000 | Diesel | COMPARTMENT A | Double Walled | Composite (Steel/Fiberglass) | Pressure | Single Walled | Fiberglass Reinforced Plastic
0-010110 | ENTERPRISE LEASING COMPANY OF PHOENIX | 1815 E SKY HARBOR CIR S | PHOENIX | AZ | 85034 | Maricopa | 1 | Open | 2005-08-01 | 12000 | Gasoline (UL) | COMPARTMENT A | Double Walled | Fiberglass Reinforced Plastic | Pressure | Double Walled | Fiberglass Reinforced Plastic
0-010272 | SAM'S CLUB #4829 | 2655 S MARKET ST | GILBERT | AZ | 85295 | Maricopa | 3 | Open | 2008-11-20 | 12000 | Gasoline | COMPARTMENT A | Double Walled | Fiberglass Reinforced Plastic | Pressure | Double Walled | Flexible
0-010209 | QUIKTRIP #482 | 1627 N PINAL AVE | CASA GRANDE | AZ | 85122 | Pinal | 2 | Open | 2007-07-06 | 20000 | Gasoline | COMPARTMENT A | Double Walled | Fiberglass Reinforced Plastic | Pressure |  | Fiberglass Reinforced Plastic
0-010251 | CIRCLE K STORE #2703383 | 7260 S POWER RD | GILBERT | AZ | 85297 | Maricopa | 1 | Open | 2008-08-18 | 20000 | Gasoline | COMPARTMENT A | Double Walled | Fiberglass Reinforced Plastic | Pressure | Double Walled | Fiberglass Reinforced Plastic
0-010252 | SPEEDWAY STORE #2890 | 2010 N BEELINE HWY | PAYSON | AZ | 85541 | Gila | 1 | Open | 2008-06-30 | 15000 | Gasoline | COMPARTMENT A | Double Walled | Fiberglass Reinforced Plastic | Pressure | Double Walled | Fiberglass Reinforced Plastic
0-010327 | FRYS FUEL CENTER #48 | 1349 E FLORENCE BLVD | CASA GRANDE | AZ | 85122 | Pinal | 2 | Open | 2009-09-29 | 8000 | Gasoline | COMPARTMENT A | Double Walled | Fiberglass Reinforced Plastic | Pressure | Double Walled | Flexible
0-010349 | QUIKTRIP #410 | 14007 W GRAND AVE | SURPRISE | AZ | 85374 | Maricopa | 2 | Open | 2010-04-22 | 20000 | Gasoline | COMPARTMENT A | Double Walled | Fiberglass Reinforced Plastic | Pressure | Double Walled | Fiberglass Reinforced Plastic
0-004505 | CITY OF PHOENIX - POLICE SOUTH RESOURCE BUREAU | 3443 S CENTRAL AVE | PHOENIX | AZ | 85040 | Maricopa | 7 | Open | 1990-01-01 | 550 | New Oil | COMPARTMENT A | Double Walled | Fiberglass Reinforced Plastic | Suction - Check Valve at the Tank Top | Double Walled | Fiberglass Reinforced Plastic
0-000538 | ARCO AM/PM | 10601 N SCOTTSDALE RD | SCOTTSDALE | AZ | 85254 | Maricopa | 12 | Open | 2010-07-28 | 20000 | Gasoline | COMPARTMENT A | Double Walled | Fiberglass Reinforced Plastic | Pressure | Double Walled | Fiberglass Reinforced Plastic
0-001878 | CIRCLE K STORE #2705400 | 7351 W CHANDLER BLVD | CHANDLER | AZ | 85226 | Maricopa | 10 | Open | 1998-11-17 | 12000 | Diesel | COMPARTMENT A | Double Walled | Fiberglass Reinforced Plastic | Pressure | Double Walled | Fiberglass Reinforced Plastic
0-002425 | MOBIL - HALLUM MOBIL | 4501 N US HIGHWAY 89 | FLAGSTAFF | AZ | 86004 | Coconino | 6 | Open | 2019-09-11 | 6000 | Gasoline (PUL) | COMPARTMENT A | Double Walled | Fiberglass Reinforced Plastic | Pressure | Double Walled | Fiberglass Reinforced Plastic
0-001220 | CIRCLE K #2700401 | 11 E MCKELLIPS RD | MESA | AZ | 85201 | Maricopa | 1 | Open | 1981-01-01 | 10000 | Gasoline | COMPARTMENT A | Single Walled | Asphalt coated or Bare Steel | Pressure | Single Walled | Bare or Galvanized Steel
0-004987 | FIREBIRD FUEL COMPANY #304 | 2343 N 27TH AVE | PHOENIX | AZ | 85009 | Maricopa | 3 | Open | 1974-01-01 | 20000 | Diesel | COMPARTMENT A |  | Asphalt coated or Bare Steel | Pressure |  | Fiberglass Reinforced Plastic
0-002426 | BAKER CONOCO | 932 W BEALE ST | KINGMAN | AZ | 86401 | Mohave | 5 | Open | 1978-01-01 | 10000 | Gasoline (PUL) | COMPARTMENT A | Single Walled | Asphalt coated or Bare Steel | Pressure | Single Walled | Fiberglass Reinforced Plastic
0-009785 | CIRCLE K #2706359 | 309 E OSBORN RD | PHOENIX | AZ | 85012 | Maricopa | 2 | Open | 2001-03-15 | 12000 | Gasoline | COMPARTMENT B | Double Walled | Fiberglass Reinforced Plastic
0-004897 | TERRIBLE HERBST #101 | 60 LAKE HAVASU AVE N | LAKE HAVASU CITY | AZ | 86403 | Mohave | 4 | Open | 2002-05-24 | 5000 | Diesel | COMPARTMENT B | Double Walled | Asphalt coated or Bare Steel
0-005809 | ARCO #5486 | 1602 E BELL RD | PHOENIX | AZ | 85022 | Maricopa | 1 | Open | 1987-11-19 | 12000 | Gasoline | COMPARTMENT A | Double Walled | Fiberglass Reinforced Plastic | Pressure |  | Fiberglass Reinforced Plastic
0-004926 | CIRCLE K STORE #2708517 | 7601 S CENTRAL AVE | PHOENIX | AZ | 85042 | Maricopa | 5 | Open | 1987-10-05 | 10000 | Gasoline | COMPARTMENT A | Double Walled | Fiberglass Reinforced Plastic | Pressure |  | Fiberglass Reinforced Plastic
0-008078 | SAFARI GAS & REPAIR | 145 W STATE ROUTE 89A | SEDONA | AZ | 86336 | Coconino | 6 | Open | 1993-05-16 | 12000 | Gasoline | COMPARTMENT A |  | Fiberglass Reinforced Plastic | Pressure |  | Fiberglass Reinforced Plastic
0-001228 | CIRCLE K #2700423 | 1951 E ASH ST | GLOBE | AZ | 85501 | Gila | 2 | Open | 1980-01-01 | 10000 | Gasoline | COMPARTMENT A | Single Walled | Asphalt coated or Bare Steel | Pressure | Single Walled | Fiberglass Reinforced Plastic
0-002789 | CIRCLE K STORE #2741652 | 5049 W BUCKEYE RD | PHOENIX | AZ | 85043 | Maricopa | 7 | Open | 1988-03-21 | 12000 | Gasoline (PUL) | COMPARTMENT A | Double Walled | Fiberglass Reinforced Plastic | Pressure | Double Walled | Fiberglass Reinforced Plastic
0-000544 | PRIDE TRAVEL CENTER (TEMPE) | 1734 E APACHE BLVD | TEMPE | AZ | 85281 | Maricopa | 3 | Open | 1986-01-01 | 12000 | Gasoline (PUL) | COMPARTMENT A | Double Walled | Fiberglass Reinforced Plastic | Pressure |  | Fiberglass Reinforced Plastic
0-000641 | WIZZ MART INC | 4302 W THOMAS RD | PHOENIX | AZ | 85031 | Maricopa | 11 | Open | 2019-05-24 | 30000 | Gasoline (UL) | COMPARTMENT A | Double Walled | Fiberglass Reinforced Plastic | Pressure | Double Walled | Fiberglass Reinforced Plastic
0-001416 | CIRCLE K #2701479 | 809 E SOUTHERN AVE | MESA | AZ | 85204 | Maricopa | 1 | Open | 1985-01-01 | 10000 | Gasoline | COMPARTMENT A | Double Walled | Fiberglass Reinforced Plastic | Pressure |  | Fiberglass Reinforced Plastic
0-001501 | CIRCLE K #2701849 | 1798 S 4TH AVE | YUMA | AZ | 85364 | Yuma | 3 | Open | 1985-01-01 | 10000 | Gasoline | COMPARTMENT A | Double Walled | Fiberglass Reinforced Plastic | Pressure | Single Walled | Fiberglass Reinforced Plastic
0-001193 | CIRCLE K #2700212 | 3640 W 8TH ST | YUMA | AZ | 85364 | Yuma | 2 | Open | 1986-01-01 | 10000 | Gasoline | COMPARTMENT A | Double Walled | Fiberglass Reinforced Plastic | Pressure |  | Fiberglass Reinforced Plastic
0-009439 | SAFEWAY #1474 | 4823 S HIGHWAY 95 | MOHAVE VALLEY | AZ | 86426 | Mohave | 1 | Open | 1998-10-01 | 10000 | Gasoline | COMPARTMENT A | Double Walled | Fiberglass Reinforced Plastic | Pressure | Double Walled | Fiberglass Reinforced Plastic
0-005696 | WICKENBURG CHEVRON | 1075 N TEGNER ST | WICKENBURG | AZ | 85390 | Maricopa | 1 | Open | 1981-01-01 | 20000 | Gasoline (UL) | COMPARTMENT A | Single Walled | Fiberglass Reinforced Plastic | Pressure |  | Fiberglass Reinforced Plastic
0-009620 | WESTSIDE MOBIL | 999 W BEALE ST | KINGMAN | AZ | 86401 | Mohave | 2 | Open | 1999-07-01 | 7500 | Gasoline | COMPARTMENT A | Double Walled | Composite (Steel/Fiberglass)
0-005139 | CIRCLE K #2700243 | 11025 W BUCKEYE RD | AVONDALE | AZ | 85323 | Maricopa | 3 | Open | 1983-10-17 | 10000 | Gasoline (UL) | COMPARTMENT A | Double Walled | Fiberglass Reinforced Plastic | Pressure |  | Fiberglass Reinforced Plastic
0-010551 | CIRCLE K STORE #2703385 | 1776 E MCCARTNEY RD | CASA GRANDE | AZ | 85122 | Pinal | 2 | Open | 2015-12-01 | 12000 | Gasoline (PUL) | COMPARTMENT A | Double Walled | Fiberglass Reinforced Plastic | Pressure | Double Walled | Fiberglass Reinforced Plastic
0-005340 | USAF - LUKE AFB - 56 CES/CEV | 13970 GILLESPIE ST | LUKE AFB | AZ | 85309 | Maricopa | 104 | Open | 2009-04-02 | 20000 | Gasoline | COMPARTMENT A | Double Walled | Fiberglass Reinforced Plastic | Pressure | Double Walled | Fiberglass Reinforced Plastic
0-005340 | USAF - LUKE AFB - 56 CES/CEV | 13970 GILLESPIE ST | LUKE AFB | AZ | 85309 | Maricopa | 1 | Open | 1989-01-01 | 500 | Diesel | COMPARTMENT A | Double Walled | Fiberglass Reinforced Plastic | Suction - Check Valve at the Tank Top |  | Bare or Galvanized Steel
0-010477 | CARIOCA #70 | 1515 E BUCKEYE RD | PHOENIX | AZ | 85034 | Maricopa | 1 | Open | 2013-03-01 | 12000 | Gasoline | COMPARTMENT A | Double Walled | Fiberglass Reinforced Plastic | Pressure | Double Walled | Fiberglass Reinforced Plastic
0-010505 | FRY'S FUEL CENTER #86 | 19403 N R H JOHNSON BLVD | SUN CITY WEST | AZ | 85375 | Maricopa | 1 | Open | 2014-07-29 | 20000 | Gasoline (UL) | COMPARTMENT A | Double Walled | Fiberglass Reinforced Plastic | Pressure | Double Walled | Fiberglass Reinforced Plastic
0-004946 | CHEVRON | 1345 N STONE AVE | TUCSON | AZ | 85705 | Pima | 1 | Open | 1983-01-01 | 12000 | Gasoline | COMPARTMENT A | Double Walled | Fiberglass Reinforced Plastic | Pressure | Double Walled | Fiberglass Reinforced Plastic
0-010145 | QUIKTRIP #463 | 4725 E BASELINE RD | PHOENIX | AZ | 85042 | Maricopa | 4 | Open | 2016-05-13 | 12000 | Diesel | COMPARTMENT A | Double Walled | Fiberglass Reinforced Plastic | Pressure |  | Flexible
0-010145 | QUIKTRIP #463 | 4725 E BASELINE RD | PHOENIX | AZ | 85042 | Maricopa | 3 | Open | 2005-12-21 | 12000 | Oxygenated Gasoline | COMPARTMENT A | Double Walled | Fiberglass Reinforced Plastic | Pressure |  | Flexible
0-010145 | QUIKTRIP #463 | 4725 E BASELINE RD | PHOENIX | AZ | 85042 | Maricopa | 2 | Open | 2005-12-21 | 12000 | Gasoline | COMPARTMENT A | Double Walled | Fiberglass Reinforced Plastic | Pressure | Double Walled | Flexible
0-010384 | FRYS FUEL CENTER #121 | 4025 E THUNDERBIRD RD | PHOENIX | AZ | 85032 | Maricopa | 2 | Open | 2010-09-22 | 8000 | Gasoline | COMPARTMENT A | Double Walled | Fiberglass Reinforced Plastic | Pressure | Double Walled | Flexible
0-010429 | FRYS FUEL CENTER #122 | 10660 GRAND AVE | SUN CITY | AZ | 85351 | Maricopa | 1 | Open | 2011-06-15 | 20000 | Gasoline | COMPARTMENT A | Double Walled | Fiberglass Reinforced Plastic | Pressure | Double Walled | Fiberglass Reinforced Plastic
0-010430 | FRYS FUEL CENTER #27 | 3616 E RAY RD | PHOENIX | AZ | 85044 | Maricopa | 2 | Open | 2011-09-01 | 8000 | Gasoline | COMPARTMENT B | Double Walled | Fiberglass Reinforced Plastic | Pressure | Double Walled | Fiberglass Reinforced Plastic
0-010158 | FRYS FUEL CENTER #675 | 1380 S WATSON RD | BUCKEYE | AZ | 85326 | Maricopa | 1 | Open | 2006-08-02 | 8000 | Gasoline | COMPARTMENT B | Double Walled | Fiberglass Reinforced Plastic | Pressure |  | Flexible
0-010619 | SAFEWAY FUELING STATION #2809 | 13380 E MARY ANN CLEVELAND WAY | VAIL | AZ | 85641 | Pima | 2 | Open | 2018-04-02 | 10000 | (Null) | COMPARTMENT B | Double Walled | Fiberglass Reinforced Plastic | Pressure | Double Walled | Fiberglass Reinforced Plastic
0-010183 | FRYS FUEL CENTER #674 | 14024 W WADDELL RD | SURPRISE | AZ | 85379 | Maricopa | 2 | Open | 2007-06-27 | 20000 | Gasoline | COMPARTMENT A | Double Walled | Fiberglass Reinforced Plastic | Pressure |  | Flexible
0-010216 | QUIK MART | 10265 E IRVINGTON RD | TUCSON | AZ | 85730 | Pima | 2 | Open | 2008-02-01 | 8000 | Gasoline | COMPARTMENT A | Double Walled | Composite (Steel/Fiberglass) | Pressure | Double Walled | Flexible
0-010216 | QUIK MART | 10265 E IRVINGTON RD | TUCSON | AZ | 85730 | Pima | 2 | Open | 2008-02-01 | 6000 | Gasoline | COMPARTMENT C | Double Walled | Composite (Steel/Fiberglass) | Pressure | Double Walled | Flexible
0-010241 | MAVERIK COUNTRY STORE #388 | 901 N PENROD RD | SHOW LOW | AZ | 85901 | Navajo | 5 | Open | 2017-03-08 | 15000 | Diesel | COMPARTMENT A | Double Walled | Fiberglass Reinforced Plastic | Pressure | Double Walled | Fiberglass Reinforced Plastic
0-010241 | MAVERIK COUNTRY STORE #388 | 901 N PENROD RD | SHOW LOW | AZ | 85901 | Navajo | 3 | Open | 2007-12-01 | 12000 | Gasoline | COMPARTMENT A | Double Walled | Fiberglass Reinforced Plastic | Pressure |  | Flexible
0-010241 | MAVERIK COUNTRY STORE #388 | 901 N PENROD RD | SHOW LOW | AZ | 85901 | Navajo | 2 | Open | 2007-12-01 | 12000 | Gasoline | COMPARTMENT A | Double Walled | Fiberglass Reinforced Plastic | Pressure |  | Flexible
0-010412 | QUIKTRIP #1420 | 1190 W ELLIOT RD | TEMPE | AZ | 85284 | Maricopa | 2 | Open | 2011-01-26 | 20000 | Gasoline | COMPARTMENT A | Double Walled | Fiberglass Reinforced Plastic | Pressure | Double Walled | Fiberglass Reinforced Plastic
0-010412 | QUIKTRIP #1420 | 1190 W ELLIOT RD | TEMPE | AZ | 85284 | Maricopa | 4 | Open | 2011-01-26 | 12000 | Diesel | COMPARTMENT A | Double Walled | Fiberglass Reinforced Plastic | Pressure | Double Walled | Fiberglass Reinforced Plastic
0-010425 | DISCOVERY CHEVRON | 2128 E FLORENCE BLVD | CASA GRANDE | AZ | 85122 | Pinal | 2 | Open | 2011-07-15 | 6000 | Diesel | COMPARTMENT B | Double Walled | Fiberglass Reinforced Plastic | Pressure | Double Walled | Fiberglass Reinforced Plastic
0-010435 | QUIKTRIP #1400 | 2150 E UNIVERSITY DR | TEMPE | AZ | 85281 | Maricopa | 4 | Open | 2011-09-22 | 12000 | Diesel | COMPARTMENT A | Double Walled | Fiberglass Reinforced Plastic | Pressure | Double Walled | Fiberglass Reinforced Plastic
0-002165 | CIRCLE K #2705282 | 5060 E WARNER RD | PHOENIX | AZ | 85044 | Maricopa | 1 | Open | 1985-01-01 | 12000 | Diesel | COMPARTMENT A | Single Walled | Fiberglass Reinforced Plastic | Pressure | Single Walled | Fiberglass Reinforced Plastic
0-000233 | ADOT - TUCSON EAST CONSTRUCTION | 633 E 22ND ST | TUCSON | AZ | 85713 | Pima | 8 | Open | 1992-10-01 | 10000 | Gasoline (UL) | COMPARTMENT A | Double Walled | Composite (Steel/Fiberglass) | Pressure | Double Walled | Fiberglass Reinforced Plastic
0-000528 | CASCO FOODS | 3502 W THOMAS RD | PHOENIX | AZ | 85019 | Maricopa | 5 | Open | 2018-12-06 | 6000 | Gasoline (PUL) | COMPARTMENT B | Double Walled | Fiberglass Reinforced Plastic | Pressure | Double Walled | Fiberglass Reinforced Plastic
0-001117 | FASTRIP #9906/9907 | 1891 N GRAND AVE | NOGALES | AZ | 85621 | Santa Cruz | 8 | Open | 1996-03-22 | 12000 | Diesel | COMPARTMENT A | Double Walled | Fiberglass Reinforced Plastic | Pressure | Double Walled | Fiberglass Reinforced Plastic
0-010467 | QUIKTRIP STORE #492 | 1850 S MILLER RD | BUCKEYE | AZ | 85326 | Maricopa | 4 | Open | 2012-08-14 | 12000 | Diesel | COMPARTMENT A | Double Walled | Fiberglass Reinforced Plastic | Pressure | Double Walled | Fiberglass Reinforced Plastic
0-010467 | QUIKTRIP STORE #492 | 1850 S MILLER RD | BUCKEYE | AZ | 85326 | Maricopa | 8 | Open | 2012-08-20 | 8000 | Diesel | COMPARTMENT A | Double Walled | Fiberglass Reinforced Plastic | Pressure | Double Walled | Fiberglass Reinforced Plastic
0-010542 | CIRCLE K STORE #2741668 | 2182 E FLORENCE BLVD | CASA GRANDE | AZ | 85122 | Pinal | 2 | Open | 2015-05-19 | 10000 | E-85 | COMPARTMENT C | Double Walled | Fiberglass Reinforced Plastic | Pressure | Double Walled | Fiberglass Reinforced Plastic
0-009767 | CIRCLE K STORE #2706645 | 1595 N DYSART RD | AVONDALE | AZ | 85392 | Maricopa | 6 | Open | 2004-11-04 | 20000 | Gasoline | COMPARTMENT A | Double Walled | Fiberglass Reinforced Plastic | Pressure | Double Walled | Fiberglass Reinforced Plastic
0-009767 | CIRCLE K STORE #2706645 | 1595 N DYSART RD | AVONDALE | AZ | 85392 | Maricopa | 4 | Open | 2004-11-04 | 12000 | Diesel | COMPARTMENT A | Double Walled | Fiberglass Reinforced Plastic | Pressure | Double Walled | Fiberglass Reinforced Plastic
0-009597 | PENSKE TRUCK LEASING CO | 1041 N 75TH AVE | PHOENIX | AZ | 85043 | Maricopa | 1 | Open | 1999-11-01 | 20000 | Diesel | COMPARTMENT A | Double Walled | Composite (Steel/Fiberglass) | Pressure | Double Walled | Flexible
0-009902 | SAM'S CLUB #4732 | 18501 N 83RD AVE | GLENDALE | AZ | 85308 | Maricopa | 3 | Open | 2002-09-27 | 20000 | Gasoline | COMPARTMENT A | Double Walled | Fiberglass Reinforced Plastic | Pressure | Double Walled | Flexible
0-009836 | CIRCLE K STORE #2706643 | 19830 N 7TH ST | PHOENIX | AZ | 85024 | Maricopa | 1 | Open | 2002-01-03 | 10000 | Diesel | COMPARTMENT A | Double Walled | Fiberglass Reinforced Plastic | Pressure | Double Walled | Fiberglass Reinforced Plastic
0-009836 | CIRCLE K STORE #2706643 | 19830 N 7TH ST | PHOENIX | AZ | 85024 | Maricopa | 3 | Open | 2002-01-03 | 20000 | Gasoline | COMPARTMENT A | Double Walled | Fiberglass Reinforced Plastic | Pressure | Double Walled | Fiberglass Reinforced Plastic
0-009551 | SPEEDWAY STORE #2985 | 7810 N SILVERBELL RD | MARANA | AZ | 85743 | Pima | 1 | Open | 1999-04-05 | 12000 | Gasoline | COMPARTMENT A | Double Walled | Fiberglass Reinforced Plastic | Pressure | Double Walled | Fiberglass Reinforced Plastic
0-003866 | CITY OF PHOENIX - GLENROSA SERVICE CENTER | 4020 W GLENROSA AVE | PHOENIX | AZ | 85019 | Maricopa | 21 | Open | 1991-01-01 | 550 | Antifreeze / Ethylene Glycol | COMPARTMENT A | Double Walled | Fiberglass Reinforced Plastic | Pressure | Double Walled | Fiberglass Reinforced Plastic
0-003866 | CITY OF PHOENIX - GLENROSA SERVICE CENTER | 4020 W GLENROSA AVE | PHOENIX | AZ | 85019 | Maricopa | 17 | Open | 1991-01-01 | 12000 | Diesel | COMPARTMENT A | Double Walled | Fiberglass Reinforced Plastic | Pressure | Double Walled | Fiberglass Reinforced Plastic
0-003866 | CITY OF PHOENIX - GLENROSA SERVICE CENTER | 4020 W GLENROSA AVE | PHOENIX | AZ | 85019 | Maricopa | 18 | Open | 1991-01-01 | 12000 | Diesel | COMPARTMENT A | Double Walled | Fiberglass Reinforced Plastic | Pressure | Double Walled | Fiberglass Reinforced Plastic
0-007440 | CIRCLE K STORE #2709155 | 8720 W BELL RD | PEORIA | AZ | 85382 | Maricopa | 4 | Open | 1989-06-01 | 10000 | Gasoline | COMPARTMENT A | Single Walled | Fiberglass Reinforced Plastic | Pressure |  | Fiberglass Reinforced Plastic
0-007440 | CIRCLE K STORE #2709155 | 8720 W BELL RD | PEORIA | AZ | 85382 | Maricopa | 3 | Open | 1989-06-01 | 10000 | Gasoline | COMPARTMENT A | Single Walled | Fiberglass Reinforced Plastic | Pressure |  | Fiberglass Reinforced Plastic
0-009255 | CHEVRON | 5002 E CHANDLER BLVD | PHOENIX | AZ | 85048 | Maricopa | 3 | Open | 1998-02-26 | 8000 | Gasoline | COMPARTMENT A | Double Walled | Fiberglass Reinforced Plastic | Pressure | Double Walled | Fiberglass Reinforced Plastic
0-007758 | TERRIBLE HERBST #180 | 1815 HIGHWAY 95 | BULLHEAD CITY | AZ | 86442 | Mohave | 10 | Open | 1993-08-01 | 4000 | New Oil | COMPARTMENT A | Double Walled | Fiberglass Reinforced Plastic | Suction - Check Valve at the Dispenser |  | Fiberglass Reinforced Plastic
0-007758 | TERRIBLE HERBST #180 | 1815 HIGHWAY 95 | BULLHEAD CITY | AZ | 86442 | Mohave | 5 | Open | 1993-08-01 | 4000 | Gasoline | COMPARTMENT A | Double Walled | Fiberglass Reinforced Plastic | Pressure |  | Fiberglass Reinforced Plastic
0-009548 | SUPERPUMPER #9 | 21015 N CAVE CREEK RD | PHOENIX | AZ | 85024 | Maricopa | 3 | Open | 1999-08-01 | 10000 | Diesel | COMPARTMENT A | Double Walled | Fiberglass Reinforced Plastic | Pressure | Double Walled | Fiberglass Reinforced Plastic
0-010701 | LAST STOP TRAVEL CENTER | 20331 N US-HWY 93 | WHITE HILLS | AZ | 86445 | Mohave | 3 | Open | 2020-07-29 | 15000 | Diesel | COMPARTMENT A | Double Walled | Fiberglass Reinforced Plastic | Pressure | Double Walled | Fiberglass Reinforced Plastic
0-009756 | HAVA GAS | 2085 PALO VERDE BLVD N | LAKE HAVASU CITY | AZ | 86404 | Mohave | 1 | Open | 2001-04-12 | 6000 | Gasoline | COMPARTMENT A | Double Walled | Asphalt coated or Bare Steel
0-009012 | SPEEDWAY STORE #2881 | 2960 W STATE ROUTE 89A | SEDONA | AZ | 86336 | Yavapai | 2 | Open | 1996-09-26 | 12000 | Gasoline (UL) | COMPARTMENT A | Double Walled | Fiberglass Reinforced Plastic | Pressure | Double Walled | Fiberglass Reinforced Plastic
0-009012 | SPEEDWAY STORE #2881 | 2960 W STATE ROUTE 89A | SEDONA | AZ | 86336 | Yavapai | 1 | Open | 1996-09-26 | 12000 | Gasoline (UL) | COMPARTMENT A | Double Walled | Fiberglass Reinforced Plastic | Pressure | Double Walled | Fiberglass Reinforced Plastic
0-009390 | 4 SONS FOOD STORES #507 | 4266 W ANTHEM WAY | PHOENIX | AZ | 85086 | Maricopa | 1 | Open | 1998-08-01 | 12000 | Gasoline | COMPARTMENT A | Single Walled | Fiberglass Reinforced Plastic | Pressure | Double Walled | Fiberglass Reinforced Plastic
0-006184 | GOOD 2 GO STORES #515 | 805 W US HIGHWAY 60 | SUPERIOR | AZ | 85173 | Pinal | 1 | Open | 1988-05-14 | 10000 | Gasoline | COMPARTMENT A | Single Walled | Fiberglass Reinforced Plastic | Pressure | Single Walled | Fiberglass Reinforced Plastic
0-006184 | GOOD 2 GO STORES #515 | 805 W US HIGHWAY 60 | SUPERIOR | AZ | 85173 | Pinal | 3 | Open | 1988-05-14 | 10000 | Gasoline | COMPARTMENT A | Single Walled | Fiberglass Reinforced Plastic | Pressure | Single Walled | Fiberglass Reinforced Plastic
0-009297 | MAJED MINI MART IV | 6807 E BROADWAY RD | MESA | AZ | 85208 | Maricopa | 1 | Open | 1997-11-06 | 8000 | Diesel | COMPARTMENT A | Double Walled | Fiberglass Reinforced Plastic | Pressure | Double Walled | Fiberglass Reinforced Plastic
0-009297 | MAJED MINI MART IV | 6807 E BROADWAY RD | MESA | AZ | 85208 | Maricopa | 3 | Open | 1997-11-06 | 8000 | Gasoline | COMPARTMENT A | Double Walled | Fiberglass Reinforced Plastic | Pressure | Double Walled | Fiberglass Reinforced Plastic
0-004257 | SPEEDWAY STORE #2949 | 2211 W US HIGHWAY 70 | THATCHER | AZ | 85552 | Graham | 7 | Open | 1992-04-03 | 10000 | Diesel | COMPARTMENT A | Single Walled | Fiberglass Reinforced Plastic | Pressure | Double Walled | Fiberglass Reinforced Plastic
0-002760 | EXXONMOBIL OIL CORP | 100 S 4TH AVE | YUMA | AZ | 85364 | Yuma | 8 | Open | 1998-10-16 | 12000 | Gasoline | COMPARTMENT A | Double Walled | Fiberglass Reinforced Plastic | Pressure | Double Walled
0-002075 | #1 FOOD STORE | 755 HIGHWAY 89A | CLARKDALE | AZ | 86324 | Yavapai | 5 | Open | 2019-06-04 | 8000 | Gasoline (PUL) | COMPARTMENT A | Double Walled | Fiberglass Reinforced Plastic | Pressure | Double Walled | Fiberglass Reinforced Plastic
0-002075 | #1 FOOD STORE | 755 HIGHWAY 89A | CLARKDALE | AZ | 86324 | Yavapai | 4 | Open | 2019-06-04 | 15000 | Gasoline (UL) | COMPARTMENT A | Double Walled | Fiberglass Reinforced Plastic | Pressure | Double Walled | Fiberglass Reinforced Plastic
0-001224 | CIRCLE K #2700415 | 110 S MAIN ST | SNOWFLAKE | AZ | 85937 | Navajo | 4 | Open | 1995-03-07 | 10000 | Gasoline | COMPARTMENT A | Double Walled | Fiberglass Reinforced Plastic | Gravity Feed | Double Walled | Fiberglass Reinforced Plastic
0-003860 | CITY OF PHOENIX - UNION HILLS SERVICE CENTER | 138 E UNION HILLS DR | PHOENIX | AZ | 85024 | Maricopa | 14 | Open | 1992-01-01 | 12000 | Gasoline | COMPARTMENT A | Double Walled | Fiberglass Reinforced Plastic | Pressure | Double Walled | Fiberglass Reinforced Plastic
0-007711 | TOYOTA ARIZONA PROVING GROUND | 30700 W PATTON RD | WITTMANN | AZ | 85361 | Maricopa | 3 | Open | 1992-11-23 | 550 | Used Oil/Waste Oil | COMPARTMENT A | Double Walled | Fiberglass Reinforced Plastic | Gravity Feed | Double Walled | Fiberglass Reinforced Plastic
0-006160 | CIRCLE K #5285 | 23447 S POWER RD | QUEEN CREEK | AZ | 85142 | Maricopa | 1 | Open | 1987-01-01 | 15000 | Gasoline | COMPARTMENT A | Single Walled | Fiberglass Reinforced Plastic | Pressure | Double Walled | Fiberglass Reinforced Plastic
0-001620 | BAGDAD CONOCO | 117 MAIN ST | BAGDAD | AZ | 86321 | Yavapai | 2 | Open | 1971-01-01 | 5000 | Gasoline | COMPARTMENT A |  | Asphalt coated or Bare Steel | Pressure |  | Fiberglass Reinforced Plastic
0-001385 | CIRCLE K #2701225 | 12301 W LOWER BUCKEYE RD | AVONDALE | AZ | 85323 | Maricopa | 5 | Open | 1995-01-25 | 10000 | Gasoline | COMPARTMENT A | Single Walled | Fiberglass Reinforced Plastic | Pressure | Single Walled | Fiberglass Reinforced Plastic
0-000496 | SAM'S CHEVRON | 357 N STAPLEY DR | MESA | AZ | 85203 | Maricopa | 2 | Open | 1986-10-01 | 12000 | Gasoline | COMPARTMENT A | Double Walled | Fiberglass Reinforced Plastic | Pressure |  | Fiberglass Reinforced Plastic
0-007709 | ARCO #5815 | 3200 N STOCKTON HILL RD | KINGMAN | AZ | 86409 | Mohave | 4 | Open | 1991-08-01 | 10000 | Gasoline | COMPARTMENT A | Double Walled | Fiberglass Reinforced Plastic | Pressure | Double Walled | Fiberglass Reinforced Plastic
0-001400 | CIRCLE K #2701356 | 7110 E US HIGHWAY 95 | YUMA | AZ | 85365 | Yuma | 3 | Open | 1986-01-01 | 10000 | Gasoline (PUL) | COMPARTMENT A | Single Walled | Fiberglass Reinforced Plastic | Pressure | Single Walled | Fiberglass Reinforced Plastic
0-006337 | JACOB LAKE LODGE |  | JACOB LAKE |  |  | Coconino | 8 | Open | 1998-05-26 | 5000 | Diesel | COMPARTMENT A | Double Walled | Fiberglass Reinforced Plastic | Pressure | Double Walled
0-003140 | DOBSON RANCH GOLF COURSE | 2155 S DOBSON RD | MESA | AZ | 85202 | Maricopa | 4 | Open | 2000-03-20 | 3000 | Diesel | COMPARTMENT A | Double Walled | Fiberglass Reinforced Plastic | Pressure | Double Walled | Fiberglass Reinforced Plastic
0-000883 | MOBIL | 2015 W UNIVERSITY DR | MESA | AZ | 85201 | Maricopa | 4 | Open | 1991-01-01 | 10000 | Gasoline | COMPARTMENT A | Double Walled | Fiberglass Reinforced Plastic | Pressure | Double Walled | Fiberglass Reinforced Plastic
0-006585 | CIRCLE K #2708749 | 1145 W MAIN ST | MESA | AZ | 85201 | Maricopa | 1 | Open | 1988-12-11 | 10000 | Gasoline | COMPARTMENT A | Double Walled | Fiberglass Reinforced Plastic | Pressure |  | Fiberglass Reinforced Plastic
0-010017 | SMITH'S FOOD & DRUG #190 | 3490 N STOCKTON HILL RD | KINGMAN | AZ | 86409 | Mohave | 2 | Open | 2002-09-05 | 20000 | Gasoline | COMPARTMENT A | Double Walled | Fiberglass Reinforced Plastic | Pressure | Double Walled | Fiberglass Reinforced Plastic
0-008799 | WALLCON | 1709 W SAHUARO DR | TUCSON | AZ | 85745 | Pima | 1 | Open | 1986-08-08 | 10000 | Gasoline | COMPARTMENT A | Single Walled | Asphalt coated or Bare Steel | Pressure
0-004468 | SHAY MART #11 | 1825 S 4TH AVE | YUMA | AZ | 85364 | Yuma | 3 | Open | 1986-10-01 | 12000 | Gasoline | COMPARTMENT A | Double Walled | Fiberglass Reinforced Plastic | Pressure |  | Fiberglass Reinforced Plastic
0-002142 | SPEEDI CAR WASH & FUEL | 915 S MILTON RD | FLAGSTAFF | AZ | 86001 | Coconino | 8 | Open | 2020-05-22 | 8000 | Gasoline (PUL) | COMPARTMENT A | Double Walled | Fiberglass Reinforced Plastic | Pressure | Double Walled | Fiberglass Reinforced Plastic
0-002227 | HONEYWELL ENGINES - SYSTEMS & SERVICES | 111 S 34TH ST | PHOENIX | AZ | 85034 | Maricopa | 16 | Open | 1986-01-01 | 20000 | Jet Fuel | COMPARTMENT A | Double Walled | Fiberglass Reinforced Plastic | Pressure | Double Walled | Fiberglass Reinforced Plastic
0-002227 | HONEYWELL ENGINES - SYSTEMS & SERVICES | 111 S 34TH ST | PHOENIX | AZ | 85034 | Maricopa | 18 | Open | 1986-01-01 | 20000 | Unidentified | COMPARTMENT A | Double Walled | Fiberglass Reinforced Plastic | Suction - Check Valve at the Tank Top | Double Walled | Fiberglass Reinforced Plastic
0-005629 | FUELCO #107 | 3839 S 7TH ST | PHOENIX | AZ | 85040 | Maricopa | 7 | Open | 1985-01-01 | 8000 | Diesel | COMPARTMENT A |  | Asphalt coated or Bare Steel | Pressure |  | Fiberglass Reinforced Plastic
0-005701 | WOODYS FOOD STORE #112 | 3401 N STOCKTON HILL RD | KINGMAN | AZ | 86409 | Mohave | 1 | Open | 1985-10-22 | 12000 | Gasoline (UL) | COMPARTMENT A | Single Walled | Fiberglass Reinforced Plastic | Pressure |  | Fiberglass Reinforced Plastic
0-001821 | LITTLE GENERAL CHEVRON | 1860 S HIGHWAY 92 | SIERRA VISTA | AZ | 85635 | Cochise | 3 | Open | 1985-11-01 | 12000 | Gasoline | COMPARTMENT A | Double Walled | Composite (Steel/Fiberglass) | Pressure | Double Walled | Flexible
0-000309 | ARCO #5522 | 1207 N 75TH AVE | PHOENIX | AZ | 85043 | Maricopa | 3 | Open | 1989-07-01 | 12000 | Gasoline | COMPARTMENT A | Double Walled | Fiberglass Reinforced Plastic | Pressure | Double Walled | Fiberglass Reinforced Plastic
0-005498 | UPS TUCSON | 899 E SILVERLAKE RD | TUCSON | AZ | 85713 | Pima | 3 | Open | 1993-10-01 | 12000 | Gasoline | COMPARTMENT A | Double Walled | Fiberglass Reinforced Plastic | Pressure | Double Walled | Fiberglass Reinforced Plastic
0-001444 | CIRCLE K #1583 | 1401 W GRANT RD | TUCSON | AZ | 85745 | Pima | 5 | Open | 1995-02-08 | 10000 | Gasoline (UL) | COMPARTMENT A | Double Walled | Fiberglass Reinforced Plastic | Pressure | Double Walled | Fiberglass Reinforced Plastic
0-000938 | SHELL #24 | 5904 W GREENWAY RD | GLENDALE | AZ | 85306 | Maricopa | 7 | Open | 1988-11-18 | 10000 | Gasoline | COMPARTMENT A | Double Walled | Fiberglass Reinforced Plastic | Pressure | Double Walled | Fiberglass Reinforced Plastic
0-000938 | SHELL #24 | 5904 W GREENWAY RD | GLENDALE | AZ | 85306 | Maricopa | 9 | Open | 1988-11-18 | 12000 | Gasoline | COMPARTMENT A | Double Walled | Fiberglass Reinforced Plastic | Pressure | Double Walled | Fiberglass Reinforced Plastic
0-005341 | USARMY - YUMA PROVING GROUNDS | 301 C ST | YUMA | AZ | 85365 | Yuma | 30 | Open | 2005-02-02 | 10000 | Gasoline | COMPARTMENT B | Double Walled | Fiberglass Reinforced Plastic | Pressure | Double Walled | Flexible
0-000526 | ARCO #1519 | 3501 W PEORIA AVE | PHOENIX | AZ | 85029 | Maricopa | 8 | Open | 2003-07-08 | 20000 | Gasoline | COMPARTMENT A | Double Walled | Fiberglass Reinforced Plastic | Pressure | Double Walled | Fiberglass Reinforced Plastic
0-001430 | CIRCLE K #27001574 | 2012 W SOUTHERN AVE | MESA | AZ | 85202 | Maricopa | 8 | Open | 2010-07-16 | 20000 | Gasoline | COMPARTMENT A | Double Walled | Fiberglass Reinforced Plastic | Pressure | Double Walled | Fiberglass Reinforced Plastic
0-004099 | BLUE RIDGE MARKET | 210 S STATE ROUTE 69 | DEWEY | AZ | 86327 | Yavapai | 5 | Open | 1996-05-17 | 12000 | Gasoline | COMPARTMENT A | Double Walled | Fiberglass Reinforced Plastic | Pressure | Double Walled | Fiberglass Reinforced Plastic
0-005433 | CIRCLE K #2885 | 3618 W BUCKEYE RD | PHOENIX | AZ | 85009 | Maricopa | 6 | Open | 1986-10-01 | 10000 | Gasoline (PUL) | COMPARTMENT A | Double Walled | Fiberglass Reinforced Plastic | Pressure | Double Walled | Fiberglass Reinforced Plastic
0-000101 | ALEXANDER FORD | 801 E 32ND ST | YUMA | AZ | 85365 | Yuma | 2 | Open | 1990-07-01 | 1000 | Gasoline | COMPARTMENT A | Double Walled | Fiberglass Reinforced Plastic | Suction - Check Valve at the Tank Top |  | Fiberglass Reinforced Plastic
0-000555 | AT&T - TUCSON CENTRAL OFFICE | 126 E ALAMEDA ST | TUCSON | AZ | 85701 | Pima | 4 | Open | 1994-12-28 | 10000 | Diesel | COMPARTMENT A | Double Walled | Composite (Steel/Fiberglass) | Suction - Check Valve at the Tank Top | Double Walled | Copper
0-006607 | SATNAM LLC MINIMARKET | 2308 GRAND AVE | PHOENIX | AZ | 85009 | Maricopa | 6 | Open | 2020-06-08 | 7000 | Diesel | COMPARTMENT B | Double Walled | Fiberglass Reinforced Plastic | Pressure | Double Walled | Fiberglass Reinforced Plastic
0-000522 | ARCO #5250 | 2740 W NORTHERN AVE | PHOENIX | AZ | 85051 | Maricopa | 6 | Open | 1988-01-01 | 12000 | Gasoline | COMPARTMENT A | Double Walled | Composite (Steel/Fiberglass) | Pressure | Double Walled | Fiberglass Reinforced Plastic
0-001679 | MOBIL - CANYON GATEWAY MOBIL | 711 N GRAND CANYON BLVD | WILLIAMS | AZ | 86046 | Coconino | 2 | Open | 1982-01-01 | 10000 | Gasoline (PUL) | COMPARTMENT A | Single Walled | Asphalt coated or Bare Steel | Pressure | Single Walled | Bare or Galvanized Steel
0-006012 | CIRCLE K #2708600 | 13802 N 40TH ST | PHOENIX | AZ | 85032 | Maricopa | 3 | Open | 1988-02-24 | 10000 | Gasoline | COMPARTMENT A | Double Walled | Fiberglass Reinforced Plastic | Pressure |  | Fiberglass Reinforced Plastic
0-006033 | OSBORN SCHOOL DISTRICT #8 | 1226 W OSBORN RD | PHOENIX | AZ | 85013 | Maricopa | 4 | Open | 2020-11-01 | 5000 | Gasoline (UL) | COMPARTMENT B | Double Walled | Fiberglass Reinforced Plastic
0-003694 | PETRO TRUCK STOP | 5265 N SUNLAND GIN RD | ELOY | AZ | 85131 | Pinal | 4 | Open | 1984-01-01 | 8000 | New Oil | COMPARTMENT A | Single Walled | Asphalt coated or Bare Steel | Suction - Check Valve at the Dispenser | Single Walled | Fiberglass Reinforced Plastic
0-000936 | SHELL #20 | 942 E PIMA ST | GILA BEND | AZ | 85337 | Maricopa | 5 | Open | 1999-01-01 | 15000 | Gasoline | COMPARTMENT A | Double Walled | Fiberglass Reinforced Plastic | Pressure | Double Walled | Fiberglass Reinforced Plastic
0-001457 | CIRCLE K #2701633 | 8590 E 22ND ST | TUCSON | AZ | 85710 | Pima | 1 | Open | 1985-01-01 | 10000 | Diesel | COMPARTMENT A | Single Walled | Fiberglass Reinforced Plastic | Pressure | Single Walled | Fiberglass Reinforced Plastic
0-007226 | SIMAR DEEP INVESTMENTS | 802 W SPEEDWAY BLVD | TUCSON | AZ | 85745 | Pima | 3 | Open | 1990-11-01 | 10000 | Gasoline | COMPARTMENT A | Double Walled | Fiberglass Reinforced Plastic | Pressure | Double Walled | Fiberglass Reinforced Plastic
0-001789 | WICKENBURG SHELL/PACK PRIDE | 30210 W HIGHWAY 60 | WICKENBURG | AZ | 85390 | Maricopa | 2 | Open | 1986-01-01 | 10000 | Gasoline | COMPARTMENT A | Single Walled | Asphalt coated or Bare Steel | Pressure |  | Fiberglass Reinforced Plastic
0-003188 | HAREE MART | 10444 N SCOTTSDALE RD | SCOTTSDALE | AZ | 85253 | Maricopa | 6 | Open | 2001-03-01 | 15000 | Gasoline | COMPARTMENT A | Double Walled | Fiberglass Reinforced Plastic | Pressure | Double Walled | Flexible
0-005814 | ARCO #5435 | 406 N COUNTRY CLUB DR | MESA | AZ | 85201 | Maricopa | 3 | Open | 1987-01-01 | 12000 | Gasoline | COMPARTMENT A | Double Walled | Fiberglass Reinforced Plastic | Pressure |  | Fiberglass Reinforced Plastic
0-005814 | ARCO #5435 | 406 N COUNTRY CLUB DR | MESA | AZ | 85201 | Maricopa | 1 | Open | 1987-01-01 | 12000 | Gasoline | COMPARTMENT A | Double Walled | Fiberglass Reinforced Plastic | Pressure |  | Fiberglass Reinforced Plastic
0-008834 | GPM #4598 | 7542 E SOUTHERN AVE | MESA | AZ | 85209 | Maricopa | 1 | Open | 1995-11-22 | 15000 | Gasoline | COMPARTMENT A | Double Walled | Fiberglass Reinforced Plastic | Pressure | Double Walled | Fiberglass Reinforced Plastic
0-004551 | CIRCLE K #2701897 | 5845 W MCDOWELL RD | PHOENIX | AZ | 85035 | Maricopa | 3 | Open | 1986-01-01 | 10000 | Gasoline | COMPARTMENT A | Single Walled | Fiberglass Reinforced Plastic | Pressure | Single Walled | Fiberglass Reinforced Plastic
0-006984 | FOOD N THINGS | 4995 N GRANITE REEF RD | SCOTTSDALE | AZ | 85251 | Maricopa | 4 | Open | 2002-06-13 | 8000 | Gasoline | COMPARTMENT A | Double Walled | Composite (Steel/Fiberglass) | Pressure | Double Walled | Flexible
0-005054 | CIRCLE K STORE #2709164 | 4001 E CHANDLER BLVD | PHOENIX | AZ | 85048 | Maricopa | 4 | Open | 1989-06-28 | 10000 | Gasoline | COMPARTMENT A | Double Walled | Fiberglass Reinforced Plastic | Pressure |  | Fiberglass Reinforced Plastic
0-001461 | CIRCLE K #2701637 | 2402 E SOUTHERN AVE | PHOENIX | AZ | 85040 | Maricopa | 3 | Open | 1984-01-01 | 10000 | Gasoline (UL) | COMPARTMENT A | Double Walled | Fiberglass Reinforced Plastic | Pressure |  | Fiberglass Reinforced Plastic
0-000087 | ALTA MESA COUNTRY CLUB | 1460 N ALTA MESA DR | MESA | AZ | 85205 | Maricopa | 1 | Open | 1985-01-24 | 2000 | Gasoline | COMPARTMENT A | Single Walled | Asphalt coated or Bare Steel | Suction - Check Valve at the Tank Top
0-008474 | ARCO AM/PM | 2785 W BASELINE RD | TEMPE | AZ | 85283 | Maricopa | 2 | Open | 1993-12-29 | 10000 | Gasoline | COMPARTMENT A | Double Walled | Fiberglass Reinforced Plastic | Pressure | Double Walled | Fiberglass Reinforced Plastic
0-004324 | 4 SONS FOOD STORES #503 | 13779 N FOUNTAIN HILLS BLVD | FOUNTAIN HILLS | AZ | 85268 | Maricopa | 3 | Open | 1992-05-01 | 8000 | Gasoline | COMPARTMENT A | Double Walled | Fiberglass Reinforced Plastic | Pressure | Double Walled | Fiberglass Reinforced Plastic
0-006994 | JACKSON OIL #5818 | 680 N OCOTILLO RD | BENSON | AZ | 85602 | Cochise | 3 | Open | 1990-09-01 | 10000 | Gasoline | COMPARTMENT A | Double Walled | Composite (Steel/Fiberglass) | Pressure |  | Fiberglass Reinforced Plastic
0-010355 | MAVERIK COUNTRY STORE #387 | 2110 N PARK DR | WINSLOW | AZ | 86047 | Navajo | 2 | Open | 2010-03-01 | 12000 | Gasoline | COMPARTMENT A | Double Walled | Fiberglass Reinforced Plastic | Pressure | Double Walled | Flexible
0-010602 | WALMART #4203 | 5210 S HWY 95 | MOHAVE VALLEY | AZ | 86426 | Mohave | 2 | Open | 2017-02-15 | 7000 | (Null) | COMPARTMENT B | Double Walled | Fiberglass Reinforced Plastic | Pressure | Double Walled | Fiberglass Reinforced Plastic
0-005409 | CIRCLE K #2817 | 2120 N 35TH AVE | PHOENIX | AZ | 85009 | Maricopa | 4 | Open | 1995-02-01 | 10000 | Gasoline | COMPARTMENT A | Double Walled | Fiberglass Reinforced Plastic | Pressure | Double Walled | Fiberglass Reinforced Plastic
0-006909 | BERGE FORD | 460 E AUTO CENTER DR | MESA | AZ | 85204 | Maricopa | 2 | Open | 1990-01-01 | 2000 | New Oil | COMPARTMENT A | Double Walled | Composite (Steel/Fiberglass) | Gravity Feed | Double Walled | Fiberglass Reinforced Plastic
0-009695 | CIRCLE K #2706357 | 1850 S STAPLEY DR | MESA | AZ | 85204 | Maricopa | 4 | Open | 2000-06-12 | 10000 | Diesel | COMPARTMENT A | Double Walled | Fiberglass Reinforced Plastic | Pressure | Double Walled | Flexible
0-009695 | CIRCLE K #2706357 | 1850 S STAPLEY DR | MESA | AZ | 85204 | Maricopa | 1 | Open | 2000-06-12 | 12000 | Gasoline | COMPARTMENT A | Double Walled | Fiberglass Reinforced Plastic | Pressure | Double Walled | Flexible
0-006496 | CIRCLE K #2708475 | 2505 W 8TH ST | YUMA | AZ | 85364 | Yuma | 3 | Open | 1987-11-03 | 10000 | Gasoline (PUL) | COMPARTMENT A | Double Walled | Fiberglass Reinforced Plastic | Pressure |  | Fiberglass Reinforced Plastic
0-010409 | SHELL #34 | 24805 N LAKE PLEASANT PKWY | PEORIA | AZ | 85383 | Maricopa | 2 | Open | 2011-05-30 | 8000 | Diesel | COMPARTMENT A | Double Walled | Fiberglass Reinforced Plastic | Pressure | Double Walled | Fiberglass Reinforced Plastic
0-008603 | EXPRESS STOP #701 | 640 S HIGHWAY 90 | BENSON | AZ | 85602 | Cochise | 2 | Open | 1995-04-14 | 10000 | Gasoline | COMPARTMENT A | Double Walled | Fiberglass Reinforced Plastic | Pressure | Double Walled | Fiberglass Reinforced Plastic
0-010049 | PARK PLACE TRAVEL CENTER | 185 N RIGGLES RD | QUARTZSITE | AZ | 85346 | La Paz | 3 | Open | 2008-07-15 | 10000 | Diesel | COMPARTMENT A | Double Walled | Fiberglass Reinforced Plastic | Pressure | Double Walled | Fiberglass Reinforced Plastic
0-010049 | PARK PLACE TRAVEL CENTER | 185 N RIGGLES RD | QUARTZSITE | AZ | 85346 | La Paz | 4 | Open | 2008-07-15 | 25000 | Diesel | COMPARTMENT A | Double Walled | Fiberglass Reinforced Plastic | Pressure | Double Walled | Fiberglass Reinforced Plastic
0-009069 | AIRWAYS EXPRESS | 3461 E ANDY DEVINE AVE | KINGMAN | AZ | 86401 | Mohave | 2 | Open | 1997-05-22 | 6000 | Gasoline (PUL) | COMPARTMENT C | Single Walled | Asphalt coated or Bare Steel | Pressure | Double Walled | Fiberglass Reinforced Plastic
0-010041 | QUIKTRIP #409 | 6705 W BUCKEYE RD | PHOENIX | AZ | 85043 | Maricopa | 3 | Open | 2004-06-09 | 12000 | Gasoline | COMPARTMENT A | Double Walled | Fiberglass Reinforced Plastic | Pressure | Double Walled | Flexible
0-010424 | QUIKTRIP #1487 | 10230 E GOLF LINKS RD | TUCSON | AZ | 85730 | Pima | 1 | Open | 2011-06-23 | 20000 | Gasoline | COMPARTMENT A | Double Walled | Fiberglass Reinforced Plastic | Pressure | Double Walled | Fiberglass Reinforced Plastic
0-010424 | QUIKTRIP #1487 | 10230 E GOLF LINKS RD | TUCSON | AZ | 85730 | Pima | 2 | Open | 2011-06-23 | 20000 | Gasoline | COMPARTMENT A | Double Walled | Fiberglass Reinforced Plastic | Pressure | Double Walled | Fiberglass Reinforced Plastic
0-009808 | PILOT TRAVEL CENTER #459 | 900 N 99TH AVE | AVONDALE | AZ | 85323 | Maricopa | 7 | Open | 2001-10-04 | 20000 | Gasoline | COMPARTMENT A | Double Walled | Fiberglass Reinforced Plastic | Pressure | Double Walled | Fiberglass Reinforced Plastic
0-009808 | PILOT TRAVEL CENTER #459 | 900 N 99TH AVE | AVONDALE | AZ | 85323 | Maricopa | 5 | Open | 2001-10-04 | 20000 | Gasoline | COMPARTMENT A | Double Walled | Fiberglass Reinforced Plastic | Pressure | Double Walled | Fiberglass Reinforced Plastic
0-000341 | CIRCLE K #2708750 | 5555 E BELL RD | PHOENIX | AZ | 85254 | Maricopa | 1 | Open | 1988-01-01 | 10000 | Gasoline | COMPARTMENT A | Double Walled | Fiberglass Reinforced Plastic | Pressure |  | Fiberglass Reinforced Plastic
0-004208 | CIRCLE K #2705286 | 751 N ARIZONA AVE | GILBERT | AZ | 85233 | Maricopa | 2 | Open | 1987-01-03 | 15000 | Gasoline | COMPARTMENT A | Double Walled | Fiberglass Reinforced Plastic | Pressure |  | Fiberglass Reinforced Plastic
0-001864 | DENMART #877 | 809 S RURAL RD | TEMPE | AZ | 85281 | Maricopa | 7 | Open | 2019-08-15 | 14000 | Gasoline (UL) | COMPARTMENT A | Double Walled | Fiberglass Reinforced Plastic | Pressure | Double Walled | Fiberglass Reinforced Plastic
0-006295 | EAGLE PRODUCE LTD PARTNERSHIP | 7332 E BUTHERUS DR | SCOTTSDALE | AZ | 85260 | Maricopa | 1 | Open | 1985-01-01 | 15000 | Jet Fuel | COMPARTMENT A | Single Walled | Fiberglass Reinforced Plastic | Pressure |  | Fiberglass Reinforced Plastic
0-003397 | SCOTTSDALE MAIN CO #142180 | 7145 E 1ST ST | SCOTTSDALE | AZ | 85251 | Maricopa | 2 | Open | 1990-10-01 | 2500 | Diesel | COMPARTMENT A | Double Walled | Fiberglass Reinforced Plastic | Suction - Check Valve at the Tank Top | Double Walled | Fiberglass Reinforced Plastic
0-010478 | PILOT TRAVEL CENTER #593 | 5570 E TRAVEL PLAZA WAY | TUCSON | AZ | 85756 | Pima | 1 | Open | 2013-08-12 | 9000 | Gasoline (PUL) | COMPARTMENT B | Double Walled | Fiberglass Reinforced Plastic | Pressure | Double Walled | Fiberglass Reinforced Plastic
0-009299 | QUIK MART #30 | 8685 N SILVERBELL RD | MARANA | AZ | 85743 | Pima | 1 | Open | 1997-09-01 | 12000 | Gasoline | COMPARTMENT A | Double Walled | Composite (Steel/Fiberglass) | Pressure | Double Walled | Fiberglass Reinforced Plastic
0-009848 | QUIK MART #33 | 5642 S ALVERNON WAY | TUCSON | AZ | 85706 | Pima | 1 | Open | 2002-02-25 | 4000 | Diesel | COMPARTMENT A | Double Walled | Fiberglass Reinforced Plastic
0-010524 | FRY'S FUEL #23 | 2041 N RECKER RD | MESA | AZ | 85215 | Maricopa | 1 | Open | 2015-01-20 | 20000 | Gasoline | COMPARTMENT A | Double Walled | Fiberglass Reinforced Plastic
0-010524 | FRY'S FUEL #23 | 2041 N RECKER RD | MESA | AZ | 85215 | Maricopa | 2 | Open | 2015-01-20 | 10000 | Diesel | COMPARTMENT B | Double Walled | Fiberglass Reinforced Plastic | Pressure | Double Walled | Fiberglass Reinforced Plastic
0-005890 | CIRCLE K #2701989 | 3135 W SUPERSTITION BLVD | APACHE JUNCTION | AZ | 85120 | Pinal | 2 | Open | 1986-11-10 | 10000 | Gasoline | COMPARTMENT A | Double Walled | Fiberglass Reinforced Plastic | Pressure | Single Walled | Fiberglass Reinforced Plastic
0-006696 | 76 GAS STATION | 2309 E UNIVERSITY DR | TEMPE | AZ | 85281 | Maricopa | 1 | Open | 1989-01-01 | 12000 | Gasoline | COMPARTMENT A | Double Walled | Fiberglass Reinforced Plastic | Pressure |  | Fiberglass Reinforced Plastic
0-008473 | ARCO AM/PM | 4881 S CAMPBELL AVE | TUCSON | AZ | 85714 | Pima | 1 | Open | 1994-04-19 | 10000 | Gasoline | COMPARTMENT A | Double Walled | Fiberglass Reinforced Plastic | Pressure | Double Walled | Fiberglass Reinforced Plastic
0-008473 | ARCO AM/PM | 4881 S CAMPBELL AVE | TUCSON | AZ | 85714 | Pima | 2 | Open | 1994-04-19 | 10000 | Gasoline | COMPARTMENT A | Double Walled | Fiberglass Reinforced Plastic | Pressure | Double Walled | Fiberglass Reinforced Plastic
0-008473 | ARCO AM/PM | 4881 S CAMPBELL AVE | TUCSON | AZ | 85714 | Pima | 3 | Open | 1994-04-19 | 10000 | Gasoline | COMPARTMENT A | Double Walled | Fiberglass Reinforced Plastic | Pressure | Double Walled | Fiberglass Reinforced Plastic
0-008194 | ARCO AM/PM #42423 | 7601 E TANQUE VERDE RD | TUCSON | AZ | 85715 | Pima | 3 | Open | 1991-07-15 | 10000 | Gasoline | COMPARTMENT A | Double Walled | Fiberglass Reinforced Plastic | Pressure |  | Fiberglass Reinforced Plastic
0-008472 | ARCO AM/PM #5925 | 1150 W BASELINE RD | MESA | AZ | 85210 | Maricopa | 3 | Open | 1993-12-01 | 10000 | Gasoline | COMPARTMENT A | Double Walled | Fiberglass Reinforced Plastic | Pressure | Double Walled | Fiberglass Reinforced Plastic
0-010560 | FOOTHILLS MINI MART | 12870 S FOOTHILLS BLVD | YUMA | AZ | 85367 | Yuma | 2 | Open | 2001-08-01 | 12000 | Gasoline (PUL) | COMPARTMENT A | Double Walled | Fiberglass Reinforced Plastic | Pressure | Double Walled | Flexible
0-010007 | MISTER CAR WASH & EXPRESS | 8175 N ORACLE RD | ORO VALLEY | AZ | 85704 | Pima | 2 | Open | 2003-08-20 | 15000 | Gasoline | COMPARTMENT A | Double Walled | Composite (Steel/Fiberglass) | Pressure | Double Walled | Fiberglass Reinforced Plastic
0-010608 | CIRCLE K STORE #2705578 | 9875 W CAMELBACK RD | PHOENIX | AZ | 85037 | Maricopa | 1 | Open | 2017-03-23 | 20000 | Gasoline (UL) | COMPARTMENT A | Double Walled | Fiberglass Reinforced Plastic | Pressure | Double Walled | Fiberglass Reinforced Plastic
0-010608 | CIRCLE K STORE #2705578 | 9875 W CAMELBACK RD | PHOENIX | AZ | 85037 | Maricopa | 2 | Open | 2017-03-23 | 12000 | Gasoline (PUL) | COMPARTMENT A | Double Walled | Fiberglass Reinforced Plastic | Pressure | Double Walled | Fiberglass Reinforced Plastic
0-008277 | THE LIQUOR MART | 13015 GOLDEN SHORES PKWY | GOLDEN SHORES | AZ | 86436 | Mohave | 1 | Open | 1993-10-01 | 5000 | Diesel | COMPARTMENT A | Double Walled | Asphalt coated or Bare Steel | Pressure |  | Fiberglass Reinforced Plastic
0-009733 | CAVE CREEK SHELL & CARLS JR | 31414 N CAVE CREEK RD | PHOENIX | AZ | 85331 | Maricopa | 1 | Open | 2000-09-01 | 8000 | Diesel | COMPARTMENT A | Double Walled | Fiberglass Reinforced Plastic | Pressure | Double Walled | Fiberglass Reinforced Plastic
0-000879 | AT YOUR CONVENIENCE | 8461 E BROADWAY RD | MESA | AZ | 85208 | Maricopa | 7 | Open | 2005-01-01 | 6000 | Diesel | COMPARTMENT C | Double Walled | Composite (Steel/Fiberglass)
0-000879 | AT YOUR CONVENIENCE | 8461 E BROADWAY RD | MESA | AZ | 85208 | Maricopa | 7 | Open | 2005-01-01 | 6000 | Gasoline (PUL) | COMPARTMENT B | Double Walled | Composite (Steel/Fiberglass)
0-000893 | CIRCLE K STORE #2706656 | 2011 E MCKELLIPS RD | MESA | AZ | 85213 | Maricopa | 6 | Open | 1999-10-01 | 10000 | Diesel | COMPARTMENT A | Double Walled | Fiberglass Reinforced Plastic | Pressure | Double Walled | Fiberglass Reinforced Plastic
0-010633 | WIPRO DATA CENTER AND CLOUD SERVICES | 2005 E TECHNOLOGY CIR | TEMPE | AZ | 85284 | Maricopa | 1 | Open | 1998-01-01 | 25000 | Red Diesel | COMPARTMENT A | Double Walled | Fiberglass Reinforced Plastic | Pressure | Double Walled | Fiberglass Reinforced Plastic
0-003386 | SUPERSTITION WEST CO #141230 | 4755 E UNIVERSITY DR | MESA | AZ | 85205 | Maricopa | 3 | Open | 1999-06-01 | 2500 | Diesel | COMPARTMENT A | Double Walled | Fiberglass Reinforced Plastic | Suction - Check Valve at the Tank Top |  | Fiberglass Reinforced Plastic
0-007363 | SILVER SADDLE TRADING POST | 9001 N US HIGHWAY 89 | FLAGSTAFF | AZ | 86004 | Coconino | 4 | Open | 2015-01-22 | 12000 | Gasoline (UL) | COMPARTMENT A | Double Walled | Fiberglass Reinforced Plastic | Pressure | Double Walled | Fiberglass Reinforced Plastic
0-004023 | JACKSONS ENERGY #6798 | 3713 HIGHWAY 95 | BULLHEAD CITY | AZ | 86442 | Mohave | 2 | Open | 1986-04-01 | 12000 | Diesel | COMPARTMENT A | Double Walled | Composite (Steel/Fiberglass) | Pressure |  | Fiberglass Reinforced Plastic
0-010638 | SAFEWAY RETAIL FUEL FACILITY #2032 | 10773 N SCOTTSDALE RD | SCOTTSDALE | AZ | 85254 | Maricopa | 2 | Open | 2016-11-03 | 10000 | Diesel | COMPARTMENT B | Double Walled | Fiberglass Reinforced Plastic
0-010671 | PARCEL NO. #800-11-044T |  | PRESCOTT |  |  | Yavapai | 1 | Open | 2019-04-02 |  | (Null) |  |  | Unknown
0-010672 | QUIKTRIP #1407 | 900 S WATSON RD | BUCKEYE | AZ | 85326 | Maricopa | 4 | Open | 2019-10-16 | 10000 | Gasoline (PUL) | COMPARTMENT A | Double Walled | Fiberglass Reinforced Plastic | Pressure | Double Walled | Fiberglass Reinforced Plastic
0-002134 | WELLS FARGO BANK | 1305 W 23RD ST | TEMPE | AZ | 85282 | Maricopa | 5 | Open | 2005-05-01 | 30000 | Diesel | COMPARTMENT A | Double Walled | Fiberglass Reinforced Plastic | Pressure | Double Walled | Fiberglass Reinforced Plastic
0-010210 | WELLTON CHEVRON | 28864 COMMERCE WAY | WELLTON | AZ | 85356 | Yuma | 1 | Open | 2007-11-08 | 12000 | Diesel | COMPARTMENT A | Double Walled | Fiberglass Reinforced Plastic | Pressure | Double Walled | Fiberglass Reinforced Plastic
0-010210 | WELLTON CHEVRON | 28864 COMMERCE WAY | WELLTON | AZ | 85356 | Yuma | 3 | Open | 2007-11-08 | 20000 | Gasoline (UL) | COMPARTMENT A | Double Walled | Fiberglass Reinforced Plastic | Pressure | Double Walled | Fiberglass Reinforced Plastic
0-010210 | WELLTON CHEVRON | 28864 COMMERCE WAY | WELLTON | AZ | 85356 | Yuma | 4 | Open | 2008-04-01 | 1000 | Gasoline (Leaded) | COMPARTMENT A | Double Walled | Fiberglass Reinforced Plastic | Pressure | Double Walled | Fiberglass Reinforced Plastic
0-010223 | FRYS FUEL CENTER #689 | 12020 N THORNYDALE RD | MARANA | AZ | 85658 | Pima | 1 | Open | 2007-12-01 | 8000 | Gasoline | COMPARTMENT A | Double Walled | Fiberglass Reinforced Plastic | Pressure |  | Flexible
0-010264 | SAFEWAY FUEL #2709 | 5075 W BASELINE RD | PHOENIX | AZ | 85339 | Maricopa | 2 | Open | 2008-11-14 | 10000 | Diesel | COMPARTMENT B | Double Walled | Fiberglass Reinforced Plastic | Pressure | Double Walled | Flexible
0-010325 | QUIKTRIP #493 | 3445 W BASELINE RD | PHOENIX | AZ | 85339 | Maricopa | 1 | Open | 2009-09-03 | 20000 | Gasoline | COMPARTMENT A | Double Walled | Fiberglass Reinforced Plastic | Pressure | Double Walled | Fiberglass Reinforced Plastic
0-010304 | COBBLESTONE #30 | 22111 N SCOTTSDALE RD | SCOTTSDALE | AZ | 85255 | Maricopa | 1 | Open | 2008-07-01 | 20000 | Gasoline | COMPARTMENT A | Double Walled | Fiberglass Reinforced Plastic | Pressure | Double Walled | Fiberglass Reinforced Plastic
0-000531 | ARCO #1399 | 5105 W CAMELBACK RD | PHOENIX | AZ | 85031 | Maricopa | 12 | Open | 2020-05-28 | 12000 | Gasoline (UL) | COMPARTMENT A | Double Walled | Composite (Steel/Fiberglass)
0-002091 | FLAGSTAFF GOLF MAINTENANCE | 2461 N OAKMONT DR | FLAGSTAFF | AZ | 86004 | Coconino | 5 | Open | 1997-12-17 | 1000 | Gasoline | COMPARTMENT B | Double Walled | Composite (Steel/Fiberglass) | Pressure
0-008408 | PILOT TRAVEL CENTER #1215 | 48710 VICKSBURG RD | SALOME | AZ | 85348 | La Paz | 5 | Open | 2005-06-17 | 12000 | Diesel | COMPARTMENT A | Single Walled | Asphalt coated or Bare Steel | Pressure |  | Fiberglass Reinforced Plastic
0-008408 | PILOT TRAVEL CENTER #1215 | 48710 VICKSBURG RD | SALOME | AZ | 85348 | La Paz | 4 | Open | 2005-06-17 | 12000 | Diesel | COMPARTMENT A | Single Walled | Asphalt coated or Bare Steel | Pressure |  | Fiberglass Reinforced Plastic
0-000885 | SPEEDY MARKET | 1510 S COUNTRY CLUB DR | MESA | AZ | 85210 | Maricopa | 7 | Open | 1994-01-13 | 12000 | Diesel | COMPARTMENT A | Single Walled | Fiberglass Reinforced Plastic | Pressure |  | Fiberglass Reinforced Plastic
0-001102 | CHEVRON FOOD MART #94781 | 2475 E GRANT RD | TUCSON | AZ | 85719 | Pima | 6 | Open | 1998-03-09 | 15000 | Gasoline | COMPARTMENT A | Double Walled | Fiberglass Reinforced Plastic | Pressure | Double Walled | Fiberglass Reinforced Plastic
0-000530 | SAL MARKETS | 1201 E MISSOURI AVE | PHOENIX | AZ | 85014 | Maricopa | 6 | Open | 1992-11-01 | 10000 | Gasoline | COMPARTMENT A | Double Walled | Fiberglass Reinforced Plastic | Pressure | Double Walled | Fiberglass Reinforced Plastic
0-000539 | SCOTTSDALE MINI MART | 6842 E THOMAS RD | SCOTTSDALE | AZ | 85251 | Maricopa | 6 | Open | 1985-04-28 | 12000 | Gasoline | COMPARTMENT A | Double Walled | Fiberglass Reinforced Plastic
0-008521 | GPM #4595 | 4305 E RAY RD | PHOENIX | AZ | 85044 | Maricopa | 2 | Open | 1994-01-12 | 12000 | Gasoline | COMPARTMENT A | Double Walled | Fiberglass Reinforced Plastic | Pressure | Double Walled | Fiberglass Reinforced Plastic
0-009773 | CIRCLE K STORE #2706355 | 33 S VAL VISTA DR | GILBERT | AZ | 85296 | Maricopa | 1 | Open | 2001-03-01 | 20000 | Gasoline | COMPARTMENT A | Double Walled | Fiberglass Reinforced Plastic | Pressure | Double Walled | Flexible
0-009283 | ELLIOT MARKET SHELL | 17750 W ELLIOT RD | GOODYEAR | AZ | 85338 | Maricopa | 1 | Open | 1998-01-05 | 12000 | Gasoline | COMPARTMENT A | Double Walled | Composite (Steel/Fiberglass) | Pressure | Double Walled
0-005843 | PIC-N-RUN INC | 2104 KACHINA BLVD | FLAGSTAFF | AZ | 86005 | Coconino | 2 | Open | 1987-01-01 | 10000 | Gasoline | COMPARTMENT A | Double Walled | Asphalt coated or Bare Steel | Pressure | Double Walled | Flexible
0-009942 | SAM?S CLUB 6241 | 15255 N NORTHSIGHT BLVD | SCOTTSDALE | AZ | 85260 | Maricopa | 2 | Open | 2003-02-28 | 20000 | Gasoline (UL) | COMPARTMENT A | Double Walled | Fiberglass Reinforced Plastic | Pressure | Double Walled | Flexible
0-009942 | SAM?S CLUB 6241 | 15255 N NORTHSIGHT BLVD | SCOTTSDALE | AZ | 85260 | Maricopa | 1 | Open | 2003-02-28 | 20000 | Gasoline (UL) | COMPARTMENT A | Double Walled | Fiberglass Reinforced Plastic | Pressure | Double Walled | Flexible
0-002067 | QUIK MART #15 | 3250 W CORTARO FARMS RD | TUCSON | AZ | 85742 | Pima | 1 | Open | 1982-01-01 | 10000 | Gasoline | COMPARTMENT A |  | Asphalt coated or Bare Steel | Pressure | Double Walled | Fiberglass Reinforced Plastic
0-002067 | QUIK MART #15 | 3250 W CORTARO FARMS RD | TUCSON | AZ | 85742 | Pima | 2 | Open | 1982-01-01 | 10000 | Gasoline | COMPARTMENT A |  | Asphalt coated or Bare Steel | Pressure | Double Walled | Fiberglass Reinforced Plastic
0-005317 | CIRCLE K #2705709 | 1415 E 16TH ST | YUMA | AZ | 85365 | Yuma | 5 | Open | 1993-08-27 | 12000 | Gasoline | COMPARTMENT A | Double Walled | Composite (Steel/Fiberglass) | Pressure | Double Walled | Fiberglass Reinforced Plastic
0-000344 | QUICK N EASY | 6806 E BROWN RD | MESA | AZ | 85207 | Maricopa | 1 | Open | 1989-01-01 | 12000 | Gasoline | COMPARTMENT A | Double Walled | Fiberglass Reinforced Plastic | Pressure |  | Fiberglass Reinforced Plastic
0-004735 | CHEVRON - MARANA CHEVRON | 13960 N SANDARIO RD | MARANA | AZ | 85653 | Pima | 4 | Open | 1991-09-01 | 10000 | Diesel | COMPARTMENT B | Double Walled | Composite (Steel/Fiberglass) | Pressure |  | Fiberglass Reinforced Plastic
0-004497 | FARR'S DOWNTOWN SHELL | 101 W HOPI DR | HOLBROOK | AZ | 86025 | Navajo | 4 | Open | 1989-12-01 | 10000 | Gasoline | COMPARTMENT A | Double Walled | Fiberglass Reinforced Plastic | Pressure |  | Fiberglass Reinforced Plastic
0-005215 | TYRELL-MARXEN CHEV/OLDS/CAD INC | 1118 W ROUTE 66 | FLAGSTAFF | AZ | 86001 | Coconino | 6 | Open | 1993-08-09 | 500 | Used Oil/Waste Oil | COMPARTMENT A | Double Walled | Composite (Steel/Fiberglass) | Suction - Check Valve at the Tank Top | Single Walled | Bare or Galvanized Steel
0-000894 | SHELL | 1957 N COUNTRY CLUB DR | MESA | AZ | 85201 | Maricopa | 4 | Open | 2005-09-01 | 8000 | Gasoline | COMPARTMENT B | Double Walled | Fiberglass Reinforced Plastic | Pressure | Double Walled | Fiberglass Reinforced Plastic
0-009978 | SAFEWAY FUEL | 3123 N STOCKTON HILL RD | KINGMAN | AZ | 86401 | Mohave | 2 | Open | 2003-07-01 | 10000 | Diesel | COMPARTMENT A | Double Walled | Composite (Steel/Fiberglass)
0-000880 | CIRCLE K #2706649 | 1953 E SOUTHERN AVE | MESA | AZ | 85204 | Maricopa | 3 | Open | 1986-01-01 | 20000 | Gasoline | COMPARTMENT A | Double Walled | Fiberglass Reinforced Plastic | Pressure | Double Walled | Fiberglass Reinforced Plastic
0-008901 | DEL SOL IGA | 29854 E LOS ANGELES AVE | WELLTON | AZ | 85356 | Yuma | 3 | Open | 1992-01-01 | 10000 | Gasoline | COMPARTMENT A | Double Walled | Fiberglass Reinforced Plastic | Pressure | Double Walled | Fiberglass Reinforced Plastic
0-001316 | CIRCLE K #2700805 | 3655 S KOLB RD | TUCSON | AZ | 85730 | Pima | 2 | Open | 1985-08-01 | 10000 | Diesel | COMPARTMENT A | Single Walled | Fiberglass Reinforced Plastic | Pressure | Single Walled | Fiberglass Reinforced Plastic
0-005337 | CIRCLE K #2708599 | 1601 N 67TH AVE | PHOENIX | AZ | 85035 | Maricopa | 2 | Open | 1988-01-01 | 10000 | Gasoline | COMPARTMENT A | Double Walled | Fiberglass Reinforced Plastic | Pressure |  | Fiberglass Reinforced Plastic
0-005337 | CIRCLE K #2708599 | 1601 N 67TH AVE | PHOENIX | AZ | 85035 | Maricopa | 3 | Open | 1988-01-01 | 10000 | Gasoline | COMPARTMENT A | Double Walled | Fiberglass Reinforced Plastic | Pressure |  | Fiberglass Reinforced Plastic
0-009182 | CIRCLE K STORE #2709180 | 315 N LITCHFIELD RD | GOODYEAR | AZ | 85338 | Maricopa | 1 | Open | 1997-03-25 | 10000 | Diesel | COMPARTMENT A | Double Walled | Fiberglass Reinforced Plastic | Pressure | Double Walled | Fiberglass Reinforced Plastic
0-005376 | CIRCLE K STORE #2703480 | 4810 E WARNER RD | PHOENIX | AZ | 85044 | Maricopa | 4 | Open | 1991-06-01 | 10000 | Gasoline | COMPARTMENT A | Double Walled | Fiberglass Reinforced Plastic | Pressure | Double Walled | Fiberglass Reinforced Plastic
0-009612 | STANFIELD FOOD MART | 36622 W HIGHWAY 84 | STANFIELD | AZ | 85172 | Pinal | 1 | Open | 1999-11-16 | 12000 | Gasoline (UL) | COMPARTMENT A | Double Walled | Fiberglass Reinforced Plastic | Pressure | Double Walled | Flexible
0-005697 | SKY RANCH AIRPORT AT CAREFREE | 8302 E CAVE CREEK RD | CAREFREE | AZ | 85377 | Maricopa | 6 | Open | 2020-06-17 | 10000 | Jet A (Kerosene-type Jet Fuel) | COMPARTMENT A | Double Walled | Fiberglass Reinforced Plastic | Pressure | Double Walled | Fiberglass Reinforced Plastic
0-009236 | MAYER MARKET | 9985 S STATE ROUTE 69 | MAYER | AZ | 86333 | Yavapai | 2 | Open | 1997-09-23 | 6000 | Gasoline (PUL) | COMPARTMENT A | Double Walled | Composite (Steel/Fiberglass) | Pressure | Double Walled | Fiberglass Reinforced Plastic
0-009992 | EXPRESS FUELS | 261 N WHITE MOUNTAIN RD | SHOW LOW | AZ | 85901 | Navajo | 1 | Open | 2003-11-04 | 15000 | Gasoline | COMPARTMENT A | Double Walled | Fiberglass Reinforced Plastic | Pressure | Double Walled | Fiberglass Reinforced Plastic
0-001292 | CIRCLE K #2700720 | 2359 E BEARDSLEY RD | PHOENIX | AZ | 85024 | Maricopa | 2 | Open | 1985-08-01 | 10000 | Gasoline | COMPARTMENT A | Double Walled | Fiberglass Reinforced Plastic | Pressure |  | Fiberglass Reinforced Plastic
0-009370 | HENRY HOLDINGS | 1977 HWY 260 | HEBER | AZ | 85928 | Navajo | 2 | Open | 1997-09-19 | 12000 | Gasoline (PUL) | COMPARTMENT A | Double Walled | Fiberglass Reinforced Plastic | Pressure | Double Walled | Fiberglass Reinforced Plastic
0-009810 | ARCO #6354 | 2711 W UNION HILLS DR | PHOENIX | AZ | 85027 | Maricopa | 1 | Open | 1998-01-01 | 10000 | Gasoline (PUL) | COMPARTMENT A | Double Walled | Fiberglass Reinforced Plastic | Pressure |  | Fiberglass Reinforced Plastic
0-004552 | CIRCLE K #2701947 | 5501 E GOLF LINKS RD | TUCSON | AZ | 85711 | Pima | 1 | Open | 1986-01-01 | 10000 | Gasoline | COMPARTMENT A | Single Walled | Fiberglass Reinforced Plastic | Pressure |  | Fiberglass Reinforced Plastic
0-005971 | MUNDS PARK CHEVRON | 17700 S MUNDS RANCH RD | MUNDS PARK | AZ | 86017 | Coconino | 1 | Open | 1989-01-01 | 10000 | Gasoline | COMPARTMENT A | Double Walled | Composite (Steel/Fiberglass) | Pressure | Single Walled | Bare or Galvanized Steel
0-007688 | TOOR ENTERPRISES | 710 E INDIAN SCHOOL RD | PHOENIX | AZ | 85014 | Maricopa | 4 | Open | 2002-08-01 | 8000 | Other | COMPARTMENT A | Double Walled | Fiberglass Reinforced Plastic | Pressure | Double Walled | Flexible
0-006159 | CIRCLE K #2705283 | 3201 E CHANDLER BLVD | PHOENIX | AZ | 85048 | Maricopa | 2 | Open | 1987-04-19 | 15000 | Gasoline (UL) | COMPARTMENT A | Double Walled | Fiberglass Reinforced Plastic | Pressure | Single Walled | Fiberglass Reinforced Plastic
0-006159 | CIRCLE K #2705283 | 3201 E CHANDLER BLVD | PHOENIX | AZ | 85048 | Maricopa | 3 | Open | 1987-04-19 | 8000 | Gasoline (PUL) | COMPARTMENT A | Double Walled | Fiberglass Reinforced Plastic | Pressure | Single Walled | Fiberglass Reinforced Plastic
0-006159 | CIRCLE K #2705283 | 3201 E CHANDLER BLVD | PHOENIX | AZ | 85048 | Maricopa | 4 | Open | 1987-04-19 | 8000 | Diesel | COMPARTMENT A | Double Walled | Fiberglass Reinforced Plastic | Pressure | Single Walled | Fiberglass Reinforced Plastic
0-010259 | CIRCLE K STORE #2703377 | 3010 S GILBERT RD | CHANDLER | AZ | 85286 | Maricopa | 2 | Open | 2008-10-21 | 20000 | Gasoline | COMPARTMENT A | Double Walled | Fiberglass Reinforced Plastic | Pressure | Double Walled | Fiberglass Reinforced Plastic
0-005426 | CIRCLE K STORE #2703393 | 301 N 43RD AVE | PHOENIX | AZ | 85009 | Maricopa | 3 | Open | 2008-11-07 | 20000 | Gasoline | COMPARTMENT A | Double Walled | Fiberglass Reinforced Plastic | Pressure | Double Walled | Fiberglass Reinforced Plastic
0-009732 | PILOT TRAVEL CENTER #458 | 619 S SUNSHINE BLVD | ELOY | AZ | 85131 | Pinal | 2 | Open | 2001-02-15 | 20000 | Gasoline | COMPARTMENT A | Double Walled | Fiberglass Reinforced Plastic | Pressure | Double Walled | Fiberglass Reinforced Plastic
0-009732 | PILOT TRAVEL CENTER #458 | 619 S SUNSHINE BLVD | ELOY | AZ | 85131 | Pinal | 6 | Open | 2001-02-15 | 20000 | Diesel | COMPARTMENT A | Double Walled | Fiberglass Reinforced Plastic | Pressure | Double Walled | Fiberglass Reinforced Plastic
0-010548 | CIRCLE K STORE #2703452 | 3033 N DOBSON RD | CHANDLER | AZ | 85224 | Maricopa | 3 | Open | 2015-10-01 | 12000 | Diesel | COMPARTMENT A | Double Walled | Fiberglass Reinforced Plastic | Pressure | Double Walled | Fiberglass Reinforced Plastic
0-008968 | GPM #4611 | 1810 W PRINCE RD | TUCSON | AZ | 85705 | Pima | 1 | Open | 1996-05-01 | 15000 | Gasoline (UL) | COMPARTMENT A | Double Walled | Fiberglass Reinforced Plastic | Pressure | Double Walled | Fiberglass Reinforced Plastic
0-009073 | VALERO #8034 | 480 W WARNER RD | TEMPE | AZ | 85284 | Maricopa | 2 | Open | 1997-02-01 | 15000 | Gasoline | COMPARTMENT A | Double Walled | Composite (Steel/Fiberglass) | Pressure | Double Walled | Fiberglass Reinforced Plastic
0-002709 | GAS-N-GRUB 5 | 2805 E NORTHERN AVE | KINGMAN | AZ | 86409 | Mohave | 4 | Open | 2019-04-08 | 12000 | Gasoline (UL) | COMPARTMENT A | Double Walled | Fiberglass Reinforced Plastic | Pressure | Double Walled | Flexible
0-001395 | CIRCLE K #2701343 | 1550 N COUNTRY CLUB DR | MESA | AZ | 85201 | Maricopa | 2 | Open | 1985-04-01 | 10000 | Gasoline | COMPARTMENT A | Double Walled | Fiberglass Reinforced Plastic | Pressure | Single Walled | Fiberglass Reinforced Plastic
0-001415 | CIRCLE K #2701473 | 1731 INDUSTRIAL BLVD | LAKE HAVASU CITY | AZ | 86403 | Mohave | 2 | Open | 1982-01-01 | 10000 | Gasoline | COMPARTMENT A | Single Walled | Fiberglass Reinforced Plastic | Pressure | Double Walled | Fiberglass Reinforced Plastic
0-009786 | CIRCLE K #2706348 | 995 W ELLIOT RD | TEMPE | AZ | 85284 | Maricopa | 2 | Open | 2001-03-23 | 8000 | Diesel | COMPARTMENT A | Double Walled | Fiberglass Reinforced Plastic
0-000934 | FLAGSTAFF MAVERIK STORE 290 | 5700 N US HIGHWAY 89 | FLAGSTAFF | AZ | 86004 | Coconino | 3 | Open | 2002-08-01 | 12000 | Gasoline | COMPARTMENT A | Single Walled | Fiberglass Reinforced Plastic | Pressure | Double Walled | Flexible
0-010624 | CIRCLE K STORE #2703493 | 4600 W VALENCIA RD | TUCSON | AZ | 85757 | Pima | 3 | Open | 2018-05-24 | 12000 | Gasoline (UL) | COMPARTMENT A | Double Walled | Fiberglass Reinforced Plastic | Pressure | Double Walled | Fiberglass Reinforced Plastic
0-010624 | CIRCLE K STORE #2703493 | 4600 W VALENCIA RD | TUCSON | AZ | 85757 | Pima | 2 | Open | 2018-01-26 | 12000 | Gasoline (PUL) | COMPARTMENT A | Double Walled | Fiberglass Reinforced Plastic | Pressure | Double Walled | Fiberglass Reinforced Plastic
0-010664 | CARIOCA #8 | 9250 S AVE 40E | TACNA | AZ | 85352 | Yuma | 1 | Open | 2019-07-17 | 14000 | Gasoline (UL) | COMPARTMENT A | Double Walled | Fiberglass Reinforced Plastic | Pressure | Double Walled | Fiberglass Reinforced Plastic
0-010664 | CARIOCA #8 | 9250 S AVE 40E | TACNA | AZ | 85352 | Yuma | 1 | Open | 2019-07-17 | 6000 | Gasoline (PUL) | COMPARTMENT B | Double Walled | Fiberglass Reinforced Plastic | Pressure | Double Walled | Fiberglass Reinforced Plastic
0-009221 | ARCO #5985 | 2398 E HIGHWAY 60 | MIAMI | AZ | 85539 | Gila | 1 | Open | 1997-04-03 | 10000 | Gasoline | COMPARTMENT A | Double Walled | Fiberglass Reinforced Plastic | Pressure | Double Walled | Fiberglass Reinforced Plastic
0-001710 | ANDY DEVINE 76 | 3041 E ANDY DEVINE AVE | KINGMAN | AZ | 86401 | Mohave | 2 | Open | 1973-01-01 | 10000 | Gasoline | COMPARTMENT A | Single Walled | Asphalt coated or Bare Steel | Pressure |  | Fiberglass Reinforced Plastic
0-009736 | FRY'S FOOD STORES | 7509 W CACTUS RD | PEORIA | AZ | 85381 | Maricopa | 3 | Open | 2014-01-29 | 20000 | Gasoline (UL) | COMPARTMENT A | Double Walled | Fiberglass Reinforced Plastic | Pressure | Double Walled | Fiberglass Reinforced Plastic
0-009736 | FRY'S FOOD STORES | 7509 W CACTUS RD | PEORIA | AZ | 85381 | Maricopa | 4 | Open | 2014-01-29 | 8000 | Gasoline (PUL) | COMPARTMENT A | Double Walled | Fiberglass Reinforced Plastic | Pressure | Double Walled | Fiberglass Reinforced Plastic
0-009443 | GILLIGAN'S SPRING VALLEY 76 | 17257 E SPRING VALLEY RD | SPRING VALLEY | AZ | 86333 | Yavapai | 1 | Open | 1998-02-05 | 12000 | Gasoline | COMPARTMENT A | Double Walled | Fiberglass Reinforced Plastic | Pressure | Double Walled | Flexible
0-009132 | BETA SHELL | 1051 W BETA ST | SAHUARITA | AZ | 85614 | Pima | 3 | Open | 1997-08-29 | 12000 | Gasoline | COMPARTMENT A | Double Walled | Fiberglass Reinforced Plastic | Pressure | Double Walled | Fiberglass Reinforced Plastic
0-009544 | SANDHU CHEVRON | 1155 S HIGLEY RD | MESA | AZ | 85206 | Maricopa | 1 | Open | 1998-05-07 | 15000 | Gasoline | COMPARTMENT A | Double Walled | Fiberglass Reinforced Plastic | Pressure | Double Walled | Fiberglass Reinforced Plastic
0-002206 | SPRINT SWITCH | 401 W HARRISON ST | PHOENIX | AZ | 85003 | Maricopa | 2 | Open | 1990-12-11 | 4000 | Diesel | COMPARTMENT A | Double Walled | Fiberglass Reinforced Plastic | Suction - Check Valve at the Tank Top | Double Walled | Fiberglass Reinforced Plastic
0-001362 | CIRCLE K #1097 | 200 S HIGHWAY 92 | SIERRA VISTA | AZ | 85635 | Cochise | 4 | Open | 1996-01-23 | 10000 | Gasoline | COMPARTMENT A | Double Walled | Fiberglass Reinforced Plastic | Pressure | Double Walled | Fiberglass Reinforced Plastic
0-002261 | GILBERT UNIFIED SCHOOL DISTRICT # 41 - MAINTENANCE FACILITY | 140 S GILBERT RD | GILBERT | AZ | 85296 | Maricopa | 7 | Open | 1990-01-01 | 10000 | Diesel | COMPARTMENT A | Double Walled | Composite (Steel/Fiberglass) | Pressure | Double Walled | Fiberglass Reinforced Plastic
0-001227 | CIRCLE K #2700420 | 1062 HIGHWAY 95 | BULLHEAD CITY | AZ | 86429 | Mohave | 4 | Open | 1997-02-04 | 10000 | Gasoline | COMPARTMENT A | Double Walled | Fiberglass Reinforced Plastic | Pressure | Double Walled | Fiberglass Reinforced Plastic
0-009320 | AZ OASIS GAS STATION | 1626 HIGHWAY 95 | BULLHEAD CITY | AZ | 86442 | Mohave | 2 | Open | 1998-06-01 | 6000 | Gasoline (UL) | COMPARTMENT A | Double Walled | Fiberglass Reinforced Plastic | Pressure | Double Walled | Flexible
0-001127 | LONDON BRIDGE CHEVRON, INC | 1597 MCCULLOCH BLVD N | LAKE HAVASU CITY | AZ | 86403 | Mohave | 6 | Open | 1990-02-01 | 10000 | Gasoline | COMPARTMENT A | Double Walled | Composite (Steel/Fiberglass) | Pressure |  | Fiberglass Reinforced Plastic
0-002812 | 4 SONS FOOD STORES #502 | 445 E CAREFREE HWY | PHOENIX | AZ | 85085 | Maricopa | 2 | Open | 1989-01-20 | 10000 | Gasoline | COMPARTMENT A | Double Walled | Fiberglass Reinforced Plastic | Pressure | Double Walled | Fiberglass Reinforced Plastic
0-000921 | SHELL #81 | 808 S PRIEST DR | TEMPE | AZ | 85281 | Maricopa | 8 | Open | 1996-05-01 | 10000 | Gasoline | COMPARTMENT A | Double Walled | Fiberglass Reinforced Plastic | Pressure | Double Walled | Fiberglass Reinforced Plastic
0-005635 | CAREFREE SHELL | 7201 E CAVE CREEK RD | CAREFREE | AZ | 85331 | Maricopa | 6 | Open | 2012-01-09 | 5000 | Diesel | COMPARTMENT A | Double Walled | Fiberglass Reinforced Plastic | Pressure | Double Walled | Fiberglass Reinforced Plastic
0-006750 | PACIFIC PRIDE CARDLOCK | 1002 S WALNUT AVE | YUMA | AZ | 85364 | Yuma | 1 | Open | 1983-11-07 | 12000 | Diesel | COMPARTMENT A | Double Walled | Fiberglass Reinforced Plastic | Pressure |  | Fiberglass Reinforced Plastic
0-001995 | CAMELBACK MOUNTAIN SINCLAIR | 3940 E CAMELBACK RD | PHOENIX | AZ | 85018 | Maricopa | 5 | Open | 1997-05-14 | 12000 | Gasoline | COMPARTMENT A | Double Walled | Fiberglass Reinforced Plastic | Pressure | Double Walled | Fiberglass Reinforced Plastic
0-001995 | CAMELBACK MOUNTAIN SINCLAIR | 3940 E CAMELBACK RD | PHOENIX | AZ | 85018 | Maricopa | 6 | Open | 1997-05-14 | 12000 | Gasoline | COMPARTMENT A | Double Walled | Fiberglass Reinforced Plastic | Pressure | Double Walled | Fiberglass Reinforced Plastic
0-001306 | CIRCLE K #2700781 | 10068 S STATE ROUTE 69 | MAYER | AZ | 86333 | Yavapai | 4 | Open | 1995-07-04 | 10000 | Gasoline (PUL) | COMPARTMENT A | Double Walled | Fiberglass Reinforced Plastic | Pressure |  | Fiberglass Reinforced Plastic
0-010118 | COSTCO WHOLESALE #738 | 2450 E BEARDSLEY RD | PHOENIX | AZ | 85050 | Maricopa | 4 | Open | 2012-01-05 | 1500 | Other | COMPARTMENT A | Double Walled | Fiberglass Reinforced Plastic | Pressure | Double Walled | Fiberglass Reinforced Plastic
0-005048 | CENTURY LINK TOWER - CENTRAL PHOENIX ADMINISTRATION CENTER #160321 | 20 E THOMAS RD | PHOENIX | AZ | 85012 | Maricopa | 1 | Open | 1989-10-05 | 5000 | Diesel | COMPARTMENT A | Double Walled | Fiberglass Reinforced Plastic | Suction - Check Valve at the Tank Top |  | Fiberglass Reinforced Plastic
0-008908 | CIRCLE K STORE #2703404 | 1909 S CRAYCROFT RD | TUCSON | AZ | 85711 | Pima | 1 | Open | 1996-01-31 | 15000 | Gasoline | COMPARTMENT A | Double Walled | Fiberglass Reinforced Plastic | Pressure | Double Walled | Fiberglass Reinforced Plastic
0-010421 | AVNET | 60 S MCKEMY AVE | CHANDLER | AZ | 85226 | Maricopa | 1 | Open | 1985-01-01 | 6000 | Diesel | COMPARTMENT A | Double Walled | Fiberglass Reinforced Plastic | Suction - Check Valve at the Tank Top | Double Walled | Fiberglass Reinforced Plastic
0-010335 | FRYS FUEL CENTER #611 | 4440 E MAIN ST | MESA | AZ | 85205 | Maricopa | 1 | Open | 2009-09-01 | 20000 | Gasoline | COMPARTMENT A | Double Walled | Fiberglass Reinforced Plastic | Pressure | Double Walled | Flexible
0-010335 | FRYS FUEL CENTER #611 | 4440 E MAIN ST | MESA | AZ | 85205 | Maricopa | 2 | Open | 2009-09-01 | 10000 | Gasoline | COMPARTMENT A | Double Walled | Fiberglass Reinforced Plastic | Pressure | Double Walled | Flexible
0-010335 | FRYS FUEL CENTER #611 | 4440 E MAIN ST | MESA | AZ | 85205 | Maricopa | 2 | Open | 2009-09-01 | 8000 | Diesel | COMPARTMENT B | Double Walled | Fiberglass Reinforced Plastic | Pressure | Double Walled | Flexible
0-010348 | FRYS FUEL CENTER #622 | 1935 N STAPLEY DR | MESA | AZ | 85203 | Maricopa | 1 | Open | 2008-01-31 | 20000 | Gasoline | COMPARTMENT A | Double Walled | Fiberglass Reinforced Plastic | Pressure | Double Walled | Flexible
0-005776 | PING INC | 2201 W DESERT COVE AVE | PHOENIX | AZ | 85029 | Maricopa | 5 | Open | 1988-12-01 | 6000 | Gasoline | COMPARTMENT A | Double Walled | Fiberglass Reinforced Plastic | Pressure | Double Walled | Fiberglass Reinforced Plastic
0-006728 | SHELL | 999 N GRAND CANYON BLVD | WILLIAMS | AZ | 86046 | Coconino | 1 | Open | 1984-01-01 | 10000 | Gasoline (UL) | COMPARTMENT A | Double Walled | Composite (Steel/Fiberglass) | Pressure | Double Walled | Fiberglass Reinforced Plastic
0-006586 | CIRCLE K #2708592 | 2196 E APACHE BLVD | TEMPE | AZ | 85281 | Maricopa | 2 | Open | 1987-01-01 | 10000 | Gasoline | COMPARTMENT A | Single Walled | Fiberglass Reinforced Plastic | Pressure | Single Walled | Fiberglass Reinforced Plastic
0-000920 | CIRCLE K STORE #2706663 | 6349 S MCCLINTOCK DR | TEMPE | AZ | 85283 | Maricopa | 7 | Open | 1997-01-03 | 15000 | Gasoline | COMPARTMENT A | Double Walled | Fiberglass Reinforced Plastic | Pressure | Double Walled | Fiberglass Reinforced Plastic
0-010159 | SUPERPUMPER #21 | 26725 S HIGHWAY 89 | CONGRESS | AZ | 85332 | Yavapai | 2 | Open | 2006-08-05 | 10000 | Diesel | COMPARTMENT B | Double Walled | Fiberglass Reinforced Plastic | Pressure | Double Walled | Fiberglass Reinforced Plastic
0-010150 | MJ I-10 SHELL | 7710 S WILMOT RD | TUCSON | AZ | 85756 | Pima | 1 | Open | 2006-05-22 | 15000 | Gasoline | COMPARTMENT A | Double Walled | Composite (Steel/Fiberglass) | Pressure | Double Walled | Flexible
0-010202 | SPEEDWAY STORE #2938 | 7335 S HOUGHTON RD | TUCSON | AZ | 85747 | Pima | 3 | Open | 2007-12-12 | 8000 | Diesel | COMPARTMENT B | Double Walled | Composite (Steel/Fiberglass) | Pressure | Double Walled | Fiberglass Reinforced Plastic
0-005991 | ARCO #5429 | 2816 E MCKELLIPS RD | MESA | AZ | 85213 | Maricopa | 5 | Open | 2019-05-08 | 7000 | Diesel | COMPARTMENT B | Double Walled | Fiberglass Reinforced Plastic | Pressure | Double Walled | Fiberglass Reinforced Plastic
0-010226 | FAST LANE SHELL | 1999 E AJO WAY | TUCSON | AZ | 85713 | Pima | 2 | Open | 2007-11-12 | 5000 | Gasoline | COMPARTMENT C | Double Walled | Composite (Steel/Fiberglass) | Pressure | Double Walled | Flexible
0-010057 | COBBLESTONE AUTO SPA | 1855 S SIGNAL BUTTE RD | MESA | AZ | 85209 | Maricopa | 1 | Open | 2008-04-11 | 15000 | Gasoline | COMPARTMENT A | Double Walled | Fiberglass Reinforced Plastic | Pressure | Double Walled | Fiberglass Reinforced Plastic
0-010291 | QUIKTRIP #487 | 9120 W INDIAN SCHOOL RD | PHOENIX | AZ | 85037 | Maricopa | 4 | Open | 2014-09-11 | 10000 | Diesel | COMPARTMENT B | Double Walled | Fiberglass Reinforced Plastic | Pressure | Double Walled | Fiberglass Reinforced Plastic
0-010468 | MARICOPA COUNTY - SOUTH COURT TOWER | 175 W MADISON ST | PHOENIX | AZ | 85003 | Maricopa | 1 | Open | 2010-09-30 | 8000 | Diesel | COMPARTMENT A | Double Walled | Fiberglass Reinforced Plastic | Pressure |  | Flexible
0-010362 | QUIKTRIP #1460 | 1250 S PANTANO RD | TUCSON | AZ | 85710 | Pima | 3 | Open | 2010-04-15 | 12000 | Gasoline | COMPARTMENT A | Double Walled | Fiberglass Reinforced Plastic | Pressure | Double Walled | Fiberglass Reinforced Plastic
0-010344 | MAVERIK COUNTRY STORE #350 | 1060 S STATE ROUTE 89 | CHINO VALLEY | AZ | 86323 | Yavapai | 1 | Open | 2009-09-01 | 12000 | Gasoline | COMPARTMENT A | Double Walled | Fiberglass Reinforced Plastic | Pressure | Double Walled | Flexible
0-010089 | CIRCLE K STORE #2703410 | 2275 S BUFFALO SOLDIER TRL | SIERRA VISTA | AZ | 85635 | Cochise | 3 | Open | 2005-10-24 | 7500 | Gasoline | COMPARTMENT A | Double Walled | Composite (Steel/Fiberglass) | Pressure | Double Walled | Flexible
0-010089 | CIRCLE K STORE #2703410 | 2275 S BUFFALO SOLDIER TRL | SIERRA VISTA | AZ | 85635 | Cochise | 2 | Open | 2005-10-24 | 6000 | E-85 | COMPARTMENT A | Double Walled | Composite (Steel/Fiberglass) | Pressure | Double Walled | Flexible
0-007784 | PHOENIX BAPTIST HOSPITAL | 2000 W BETHANY HOME RD | PHOENIX | AZ | 85015 | Maricopa | 3 | Open | 1998-12-11 | 3000 | Diesel | COMPARTMENT A | Double Walled | Fiberglass Reinforced Plastic | Suction - Check Valve at the Tank Top |  | Fiberglass Reinforced Plastic
0-008813 | CIRCLE K STORE #2741603 | 5205 E MCKELLIPS RD | MESA | AZ | 85215 | Maricopa | 2 | Open | 1995-11-30 | 15000 | Gasoline (UL) | COMPARTMENT A | Double Walled | Fiberglass Reinforced Plastic | Pressure | Double Walled | Fiberglass Reinforced Plastic
0-009737 | CIRCLE K #2706362 | 4950 E CHANDLER BLVD | PHOENIX | AZ | 85048 | Maricopa | 4 | Open | 2000-12-01 | 12000 | Gasoline | COMPARTMENT A | Double Walled | Fiberglass Reinforced Plastic | Pressure | Double Walled | Flexible
0-006300 | QUIKTRIP #1454 | 2802 N 1ST AVE | TUCSON | AZ | 85719 | Pima | 3 | Open | 2011-11-18 | 20000 | Gasoline | COMPARTMENT A | Double Walled | Fiberglass Reinforced Plastic | Pressure | Double Walled | Fiberglass Reinforced Plastic
0-006300 | QUIKTRIP #1454 | 2802 N 1ST AVE | TUCSON | AZ | 85719 | Pima | 5 | Open | 2011-11-18 | 12000 | Diesel | COMPARTMENT A | Double Walled | Fiberglass Reinforced Plastic | Pressure | Double Walled | Fiberglass Reinforced Plastic
0-006011 | CIRCLE K #2708558 | 8303 W MCDOWELL RD | TOLLESON | AZ | 85353 | Maricopa | 2 | Open | 1988-01-01 | 10000 | Gasoline (PUL) | COMPARTMENT A | Single Walled | Fiberglass Reinforced Plastic | Pressure | Single Walled | Fiberglass Reinforced Plastic
0-006011 | CIRCLE K #2708558 | 8303 W MCDOWELL RD | TOLLESON | AZ | 85353 | Maricopa | 1 | Open | 1988-01-01 | 10000 | Gasoline (UL) | COMPARTMENT A | Single Walled | Fiberglass Reinforced Plastic | Pressure | Single Walled | Fiberglass Reinforced Plastic
0-002527 | CIRCLE K #2708689 | 2708 W BUCKEYE RD | PHOENIX | AZ | 85009 | Maricopa | 3 | Open | 1988-05-07 | 10000 | Gasoline | COMPARTMENT A | Double Walled | Fiberglass Reinforced Plastic | Pressure |  | Fiberglass Reinforced Plastic
0-009411 | MAJI BROTHERS | 8201 S RITA RD | TUCSON | AZ | 85747 | Pima | 2 | Open | 1999-01-07 | 4000 | Diesel | COMPARTMENT B | Double Walled | Composite (Steel/Fiberglass) | Pressure | Double Walled
0-009949 | QUIK MART #11 | 13142 E COLOSSAL CAVE RD | VAIL | AZ | 85641 | Pima | 1 | Open | 2003-05-23 | 6000 | Gasoline | COMPARTMENT A | Double Walled | Asphalt coated or Bare Steel
0-010071 | CHEVRON - SELF SERVE #22 | 6440 E 32ND ST | YUMA | AZ | 85365 | Yuma | 1 | Open | 2005-07-01 | 8000 | Diesel | COMPARTMENT A | Double Walled | Fiberglass Reinforced Plastic | Pressure | Double Walled | Fiberglass Reinforced Plastic
0-009104 | 4 SONS FOOD STORES #506 | 15059 W R H JOHNSON BLVD | SUN CITY WEST | AZ | 85375 | Maricopa | 3 | Open | 1997-04-22 | 8000 | Gasoline | COMPARTMENT A | Double Walled | Fiberglass Reinforced Plastic | Pressure | Double Walled | Fiberglass Reinforced Plastic
0-008295 | CARTER-CARDLOCK INC | 2201 E HUNTINGTON DR | FLAGSTAFF | AZ | 86004 | Coconino | 2 | Open | 1993-12-01 | 12000 | E-10 | COMPARTMENT A | Double Walled | Fiberglass Reinforced Plastic | Pressure | Double Walled | Fiberglass Reinforced Plastic
0-007779 | PARADISE VALLEY UNIFIED SCHOOL DISTRICT #69 - TRANSPORTATION | 20621 N 32ND ST | PHOENIX | AZ | 85050 | Maricopa | 1 | Open | 1993-08-10 | 20000 | Diesel | COMPARTMENT A | Double Walled | Fiberglass Reinforced Plastic | Gravity Feed | Double Walled | Fiberglass Reinforced Plastic
0-006525 | ARCO AM/PM | 8271 W THUNDERBIRD RD | PEORIA | AZ | 85381 | Maricopa | 1 | Open | 1989-07-24 | 10000 | Gasoline | COMPARTMENT A | Single Walled | Fiberglass Reinforced Plastic | Pressure | Single Walled | Fiberglass Reinforced Plastic
0-007147 | STARR PASS GOLF CLUB MAINTENANCE YARD | 3555 W STARR PASS BLVD | TUCSON | AZ | 85745 | Pima | 2 | Open | 1987-01-01 | 2000 | Gasoline | COMPARTMENT A |  | Fiberglass Reinforced Plastic | Suction - Check Valve at the Dispenser |  | Fiberglass Reinforced Plastic
0-007174 | SHEPHERD EXPRESS #108 | 620 S MONTEZUMA ST | PRESCOTT | AZ | 86303 | Yavapai | 5 | Open | 1994-12-07 | 6000 | Gasoline | COMPARTMENT B | Single Walled | Composite (Steel/Fiberglass) | Pressure | Single Walled | Fiberglass Reinforced Plastic
0-007174 | SHEPHERD EXPRESS #108 | 620 S MONTEZUMA ST | PRESCOTT | AZ | 86303 | Yavapai | 8 | Open | 1994-12-07 | 3000 | Kerosene | COMPARTMENT A | Double Walled | Composite (Steel/Fiberglass) | Pressure | Single Walled | Fiberglass Reinforced Plastic
0-007470 | MORIN HANGAR | 8726 E AUTOPLANE DR | CAREFREE | AZ | 85377 | Maricopa | 3 | Open | 2018-06-08 | 12000 | Jet A (Kerosene-type Jet Fuel) | COMPARTMENT A | Double Walled | Fiberglass Reinforced Plastic | Suction - Check Valve at the Dispenser | Double Walled | Fiberglass Reinforced Plastic
0-001072 | CHEVRON #9-6180 | 1808 E BROADWAY RD | TEMPE | AZ | 85282 | Maricopa | 9 | Open | 2000-09-06 | 15000 | Gasoline | COMPARTMENT A | Double Walled | Fiberglass Reinforced Plastic | Pressure | Double Walled | Fiberglass Reinforced Plastic
0-001118 | CIRCLE K STORE #2709176 | 6735 W PEORIA AVE | PEORIA | AZ | 85345 | Maricopa | 3 | Open | 1987-07-02 | 10000 | Gasoline (UL) | COMPARTMENT A | Double Walled | Fiberglass Reinforced Plastic | Pressure |  | Fiberglass Reinforced Plastic
0-008807 | TEXACO MAX MINI MART LTD | 1571 PALO VERDE BLVD S | LAKE HAVASU CITY | AZ | 86403 | Mohave | 4 | Open | 2020-02-25 | 5000 | Gasoline (PUL) | COMPARTMENT B | Double Walled | Fiberglass Reinforced Plastic
0-009547 | CIRCLE K #1649 | 6175 S KOLB RD | TUCSON | AZ | 85756 | Pima | 3 | Open | 1999-02-11 | 6000 | Diesel | COMPARTMENT A | Double Walled | Composite (Steel/Fiberglass) | Pressure | Double Walled | Fiberglass Reinforced Plastic
0-009782 | COSTCO WHOLESALE #674 | 17550 N 79TH AVE | GLENDALE | AZ | 85308 | Maricopa | 3 | Open | 2001-06-01 | 30000 | Gasoline | COMPARTMENT A | Double Walled | Fiberglass Reinforced Plastic | Pressure | Double Walled | Flexible
0-005435 | CIRCLE K #2702889 | 1342 W THOMAS RD | PHOENIX | AZ | 85013 | Maricopa | 3 | Open | 1985-01-01 | 10000 | Gasoline | COMPARTMENT A | Single Walled | Fiberglass Reinforced Plastic | Pressure | Single Walled | Fiberglass Reinforced Plastic
0-009028 | ARCO AM/PM #5983 | 786 W GUADALUPE RD | GILBERT | AZ | 85233 | Maricopa | 2 | Open | 1996-10-01 | 10000 | Gasoline | COMPARTMENT A | Double Walled | Fiberglass Reinforced Plastic | Pressure | Double Walled | Fiberglass Reinforced Plastic
0-009734 | CIRCLE K STORE #2741711 | 2865 N SCOTTSDALE RD | SCOTTSDALE | AZ | 85257 | Maricopa | 1 | Open | 2000-11-13 | 10000 | Gasoline (PUL) | COMPARTMENT A | Double Walled | Fiberglass Reinforced Plastic | Pressure | Double Walled | Flexible
0-009734 | CIRCLE K STORE #2741711 | 2865 N SCOTTSDALE RD | SCOTTSDALE | AZ | 85257 | Maricopa | 2 | Open | 2000-11-13 | 15000 | Gasoline (UL) | COMPARTMENT A | Double Walled | Fiberglass Reinforced Plastic | Pressure | Double Walled | Flexible
0-009574 | CIRCLE K STORE #2706664 | 17125 E SHEA BLVD | FOUNTAIN HILLS | AZ | 85268 | Maricopa | 1 | Open | 1999-11-01 | 20000 | Gasoline | COMPARTMENT A | Double Walled | Fiberglass Reinforced Plastic | Pressure | Double Walled | Fiberglass Reinforced Plastic
0-003383 | MESA MAIN CO #141120 | 25 W PEPPER PL | MESA | AZ | 85201 | Maricopa | 2 | Open | 1991-05-01 | 2000 | Diesel | COMPARTMENT A | Double Walled | Fiberglass Reinforced Plastic | Suction - Check Valve at the Tank Top |  | Fiberglass Reinforced Plastic
0-009905 | FRYS FUEL CENTER #63 | 3100 N GLASSFORD HILL RD | PRESCOTT VALLEY | AZ | 86314 | Yavapai | 1 | Open | 2001-05-08 | 7000 | Gasoline | COMPARTMENT A | Double Walled | Fiberglass Reinforced Plastic
0-008401 | SPEEDWAY STORE #2979 | 1690 E ASH ST | GLOBE | AZ | 85501 | Gila | 3 | Open | 1994-05-01 | 10000 | Gasoline (UL) | COMPARTMENT A | Double Walled | Fiberglass Reinforced Plastic | Pressure | Double Walled | Fiberglass Reinforced Plastic
0-001103 | CHEVRON #9-8544 | 7001 N 16TH ST | PHOENIX | AZ | 85020 | Maricopa | 10 | Open | 2017-08-29 | 10000 | Gasoline (PUL) | COMPARTMENT A | Double Walled | Polyethylene Jacketed Steel | Pressure | Double Walled | Fiberglass Reinforced Plastic
0-007259 | CIRCLE K #5295 | 29816 N TATUM BLVD | PHOENIX | AZ | 85331 | Maricopa | 3 | Open | 1991-03-01 | 10000 | Gasoline | COMPARTMENT A | Single Walled | Fiberglass Reinforced Plastic | Pressure | Single Walled | Fiberglass Reinforced Plastic
0-004836 | CEMEX - 19TH AVE | 3640 S 19TH AVE | PHOENIX | AZ | 85009 | Maricopa | 9 | Open | 1989-03-20 | 8000 | Diesel | COMPARTMENT A | Double Walled | Fiberglass Reinforced Plastic | Pressure | Single Walled | Bare or Galvanized Steel
0-005119 | GOOD 2 GO STORES #501 | 2632 E FRY BLVD | SIERRA VISTA | AZ | 85635 | Cochise | 5 | Open | 2008-04-17 | 20000 | Gasoline | COMPARTMENT A | Double Walled | Fiberglass Reinforced Plastic | Pressure | Double Walled | Fiberglass Reinforced Plastic
0-005119 | GOOD 2 GO STORES #501 | 2632 E FRY BLVD | SIERRA VISTA | AZ | 85635 | Cochise | 6 | Open | 2008-04-17 | 10000 | Diesel | COMPARTMENT B | Double Walled | Fiberglass Reinforced Plastic | Pressure | Double Walled | Fiberglass Reinforced Plastic
0-009596 | FRY'S FUEL #120 | 6347 E GREENWAY RD | PHOENIX | AZ | 85254 | Maricopa | 3 | Open | 2016-04-01 | 20000 | Gasoline | COMPARTMENT A | Double Walled | Fiberglass Reinforced Plastic | Pressure | Double Walled | Fiberglass Reinforced Plastic
0-010681 | CARIOCA #3 | 16520 W GREENWAY | SURPRISE | AZ | 85388 |  | 2 | Open | 2020-01-31 | 6000 | Gasoline (PUL) | COMPARTMENT B | Double Walled | Fiberglass Reinforced Plastic | Pressure | Double Walled | Fiberglass Reinforced Plastic
0-010273 | QUIKTRIP #496 | 2657 S POWER RD | MESA | AZ | 85209 | Maricopa | 3 | Open | 2008-08-13 | 12000 | Gasoline | COMPARTMENT A | Double Walled | Fiberglass Reinforced Plastic | Pressure | Double Walled | Fiberglass Reinforced Plastic
0-010377 | CHEVRON #832 | 832 N HIGLEY RD | GILBERT | AZ | 85234 | Maricopa | 2 | Open | 2010-09-21 | 15000 | Gasoline | COMPARTMENT A | Double Walled | Fiberglass Reinforced Plastic | Pressure | Double Walled | Fiberglass Reinforced Plastic
0-010377 | CHEVRON #832 | 832 N HIGLEY RD | GILBERT | AZ | 85234 | Maricopa | 1 | Open | 2010-09-21 | 20000 | Gasoline | COMPARTMENT A | Double Walled | Fiberglass Reinforced Plastic | Pressure | Double Walled | Fiberglass Reinforced Plastic
0-010416 | FLEXENTIAL COLORADO | 1802 W DEER VALLEY RD | PHOENIX | AZ | 85027 | Maricopa | 2 | Open | 2010-09-13 | 20000 | Red Diesel | COMPARTMENT A | Double Walled | Fiberglass Reinforced Plastic | Pressure | Double Walled | Fiberglass Reinforced Plastic
0-009999 | SAFEWAY FUEL #1819 | 18495 E QUEEN CREEK RD | QUEEN CREEK | AZ | 85142 | Maricopa | 2 | Open | 2003-12-09 | 20000 | Gasoline | COMPARTMENT A | Double Walled | Composite (Steel/Fiberglass) | Pressure | Double Walled | Fiberglass Reinforced Plastic
0-010423 | MAVERIK COUNTRY STORE #445 | 4555 W WHITE MOUNTAIN BLVD | LAKESIDE | AZ | 85929 | Navajo | 2 | Open | 2011-07-01 | 12000 | Gasoline | COMPARTMENT A | Double Walled | Fiberglass Reinforced Plastic | Pressure | Double Walled | Flexible
0-010434 | QUIKTRIP #454 | 2725 W PEORIA AVE | PHOENIX | AZ | 85029 | Maricopa | 4 | Open | 2011-08-31 | 12000 | Diesel | COMPARTMENT A | Double Walled | Fiberglass Reinforced Plastic | Pressure | Double Walled | Fiberglass Reinforced Plastic
0-001270 | CIRCLE K STORE #2700607 | 10 S MAIN ST | COTTONWOOD | AZ | 86326 | Yavapai | 6 | Open | 1995-07-27 | 10000 | Gasoline (UL) | COMPARTMENT A | Double Walled | Fiberglass Reinforced Plastic | Pressure | Double Walled | Fiberglass Reinforced Plastic
0-001270 | CIRCLE K STORE #2700607 | 10 S MAIN ST | COTTONWOOD | AZ | 86326 | Yavapai | 4 | Open | 1995-07-27 | 10000 | Gasoline (UL) | COMPARTMENT A | Double Walled | Fiberglass Reinforced Plastic | Pressure | Double Walled | Fiberglass Reinforced Plastic
0-010289 | FRYS FUEL CENTER #77 | 3184 WILLOW CREEK RD | PRESCOTT | AZ | 86301 | Yavapai | 1 | Open | 2009-01-01 | 20000 | Gasoline | COMPARTMENT A | Double Walled | Fiberglass Reinforced Plastic | Pressure | Double Walled | Flexible
0-010488 | FRY'S FOOD DRUG 0010-660 | 4353 W BETHANY HOME RD | GLENDALE | AZ | 85301 | Maricopa | 1 | Open | 2013-09-19 | 20000 | Gasoline (UL) | COMPARTMENT A | Double Walled | Fiberglass Reinforced Plastic | Pressure | Double Walled | Flexible
0-010545 | CIRCLE K STORE #2741675 | 1025 N 99TH AVE | TOLLESON | AZ | 85353 | Maricopa | 3 | Open | 2015-09-29 | 30000 | Diesel | COMPARTMENT A | Double Walled | Fiberglass Reinforced Plastic | Pressure | Double Walled | Fiberglass Reinforced Plastic
0-010554 | WALMART NEIGHBORHOOD MARKET #4490 | 2565 EAST COMMERCE CENTER PL | TUCSON | AZ | 85706 | Pima | 1 | Open | 2016-01-08 | 15000 | Gasoline | COMPARTMENT A | Double Walled | Fiberglass Reinforced Plastic | Pressure | Double Walled | Flexible
0-010554 | WALMART NEIGHBORHOOD MARKET #4490 | 2565 EAST COMMERCE CENTER PL | TUCSON | AZ | 85706 | Pima | 2 | Open | 2016-01-08 | 7000 | Diesel | COMPARTMENT B | Double Walled | Fiberglass Reinforced Plastic | Pressure | Double Walled | Flexible
0-008934 | CIRCLE K #2705307 | 3589 E BASELINE RD | GILBERT | AZ | 85234 | Maricopa | 1 | Open | 1995-12-20 | 10000 | Gasoline | COMPARTMENT A | Single Walled | Fiberglass Reinforced Plastic | Pressure | Double Walled | Fiberglass Reinforced Plastic
0-008934 | CIRCLE K #2705307 | 3589 E BASELINE RD | GILBERT | AZ | 85234 | Maricopa | 3 | Open | 1995-12-20 | 12000 | Gasoline | COMPARTMENT A | Single Walled | Fiberglass Reinforced Plastic | Pressure | Double Walled | Fiberglass Reinforced Plastic
0-007439 | CIRCLE K STORE #2709153 | 1210 S HIGLEY RD | MESA | AZ | 85206 | Maricopa | 4 | Open | 1989-06-01 | 10000 | Gasoline (UL) | COMPARTMENT A | Double Walled | Fiberglass Reinforced Plastic | Pressure | Double Walled | Fiberglass Reinforced Plastic
0-010502 | CIRCLE K STORE #2703459 | 2650 W CAMELBACK RD | PHOENIX | AZ | 85017 | Maricopa | 1 | Open | 2014-02-01 | 20000 | Gasoline (UL) | COMPARTMENT A | Double Walled | Fiberglass Reinforced Plastic | Pressure | Double Walled | Fiberglass Reinforced Plastic
0-010583 | CIRCLE K STORE #2741639 | 2575 W SONORAN DESERT DR | PHOENIX | AZ | 85085 | Maricopa | 1 | Open | 2016-08-25 | 20000 | Gasoline (UL) | COMPARTMENT A | Double Walled | Fiberglass Reinforced Plastic | Pressure |  | Flexible
0-010583 | CIRCLE K STORE #2741639 | 2575 W SONORAN DESERT DR | PHOENIX | AZ | 85085 | Maricopa | 2 | Open | 2016-08-25 | 8000 | Gasoline (PUL) | COMPARTMENT A | Double Walled | Fiberglass Reinforced Plastic | Pressure |  | Flexible
0-010115 | 7689, LLC | 15957 N 81ST ST | SCOTTSDALE | AZ | 85260 | Maricopa | 1 | Open | 2005-02-17 | 20000 | Jet A (Kerosene-type Jet Fuel) | COMPARTMENT A | Double Walled | Fiberglass Reinforced Plastic | Pressure
0-010135 | QUIKTRIP #444 | 1155 N 51ST AVE | PHOENIX | AZ | 85043 | Maricopa | 6 | Open | 2005-08-12 | 20000 | Diesel | COMPARTMENT A | Double Walled | Fiberglass Reinforced Plastic | Pressure | Double Walled | Flexible
0-010322 | FRYS FUEL CENTER #74 | 8375 W DEER VALLEY RD | PEORIA | AZ | 85382 | Maricopa | 2 | Open | 2009-11-19 | 10000 | Gasoline | COMPARTMENT B | Double Walled | Fiberglass Reinforced Plastic | Pressure | Double Walled | Flexible
0-010322 | FRYS FUEL CENTER #74 | 8375 W DEER VALLEY RD | PEORIA | AZ | 85382 | Maricopa | 2 | Open | 2009-11-19 | 8000 | Diesel | COMPARTMENT A | Double Walled | Fiberglass Reinforced Plastic | Pressure | Double Walled | Flexible
0-009307 | SPEEDWAY STORE #2942 | 6855 E SUNRISE DR | TUCSON | AZ | 85750 | Pima | 2 | Open | 1997-06-01 | 8000 | Diesel | COMPARTMENT B | Double Walled | Fiberglass Reinforced Plastic
0-010587 | CIRCLE K STORE #2741683 | 28472 N VISTANCIA BLVD | PEORIA | AZ | 85383 | Maricopa | 1 | Open | 2016-11-03 | 20000 | Gasoline (UL) | COMPARTMENT A | Double Walled | Fiberglass Reinforced Plastic | Pressure | Double Walled | Fiberglass Reinforced Plastic
0-010162 | QUIKTRIP #433 | 414 S STAPLEY DR | MESA | AZ | 85204 | Maricopa | 1 | Open | 2006-07-19 | 12000 | Gasoline | COMPARTMENT A | Double Walled | Fiberglass Reinforced Plastic | Pressure | Double Walled | Flexible
0-009966 | WALMART DISTRIBUTION CENTER #7013 | 868 W PETERS RD | CASA GRANDE | AZ | 85193 | Pinal | 1 | Open | 2003-05-07 | 1000 | Used Oil/Waste Oil | COMPARTMENT A | Double Walled | Fiberglass Reinforced Plastic | Pressure | Double Walled | Flexible
0-009027 | ARCO #5978 | 286 N WALKER RD | PRESCOTT | AZ | 86303 | Yavapai | 2 | Open | 1996-09-17 | 10000 | Gasoline | COMPARTMENT A | Double Walled | Fiberglass Reinforced Plastic | Pressure | Double Walled | Fiberglass Reinforced Plastic
0-008092 | RAV DEEP INVESTMENTS | 501 W IRVINGTON RD | TUCSON | AZ | 85714 | Pima | 2 | Open | 1992-11-01 | 10000 | Gasoline | COMPARTMENT A | Double Walled | Fiberglass Reinforced Plastic | Pressure | Double Walled | Fiberglass Reinforced Plastic
0-000304 | ADOT - FREDONIA SHOP |  | FREDONIA |  |  | Coconino | 3 | Open | 1987-01-01 | 12000 | Gasoline (UL) | COMPARTMENT A | Single Walled | Fiberglass Reinforced Plastic | Pressure | Double Walled | Flexible
0-000304 | ADOT - FREDONIA SHOP |  | FREDONIA |  |  | Coconino | 4 | Open | 1987-01-01 | 12000 | Diesel | COMPARTMENT A | Single Walled | Fiberglass Reinforced Plastic | Pressure | Double Walled | Flexible
0-001662 | BISHOP'S CENTRAL STOREHOUSE | 235 S EL DORADO CIR | MESA | AZ | 85202 | Maricopa | 1 | Open | 1981-01-01 | 10000 | Diesel | COMPARTMENT A |  | Fiberglass Reinforced Plastic | Pressure |  | Fiberglass Reinforced Plastic
0-004970 | ADIBA FAS FUEL | 8530 E SPEEDWAY BLVD | TUCSON | AZ | 85710 | Pima | 8 | Open | 1992-06-01 | 10000 | Gasoline | COMPARTMENT A | Double Walled | Fiberglass Reinforced Plastic | Pressure | Double Walled | Fiberglass Reinforced Plastic
0-008431 | MARICOPA CHEVRON | 19680 N JOHN WAYNE PKWY | MARICOPA | AZ | 85139 | Pinal | 3 | Open | 1994-08-01 | 10000 | Diesel #2 | COMPARTMENT A | Double Walled | Fiberglass Reinforced Plastic | Pressure | Double Walled | Fiberglass Reinforced Plastic
0-005705 | TROY INVESTMENT | 51348 W HIGHWAY 60 | AGUILA | AZ | 85320 | Maricopa | 1 | Open | 1970-01-21 | 10000 | Diesel | COMPARTMENT A | Single Walled | Asphalt coated or Bare Steel | Pressure | Single Walled | Fiberglass Reinforced Plastic
0-003549 | GREAT GAS | 607 E STATE ROUTE 89A | COTTONWOOD | AZ | 86326 | Yavapai | 4 | Open | 1993-12-09 | 7000 | Gasoline (Mid-Grade UL) | COMPARTMENT A | Single Walled | Asphalt coated or Bare Steel | Pressure | Single Walled | Fiberglass Reinforced Plastic
0-003549 | GREAT GAS | 607 E STATE ROUTE 89A | COTTONWOOD | AZ | 86326 | Yavapai | 4 | Open | 1993-12-09 | 5000 | Gasoline (PUL) | COMPARTMENT B | Single Walled | Asphalt coated or Bare Steel | Pressure | Single Walled | Fiberglass Reinforced Plastic
0-001086 | SANDHU CHEVRON | 808 E BASELINE RD | TEMPE | AZ | 85283 | Maricopa | 9 | Open | 1993-10-29 | 10000 | Gasoline | COMPARTMENT A | Double Walled | Fiberglass Reinforced Plastic | Pressure | Double Walled | Fiberglass Reinforced Plastic
0-001261 | CIRCLE K #586 | 3130 N STOCKTON HILL RD | KINGMAN | AZ | 86401 | Mohave | 4 | Open | 1995-07-12 | 10000 | Gasoline (UL) | COMPARTMENT A | Double Walled | Fiberglass Reinforced Plastic | Pressure | Double Walled | Fiberglass Reinforced Plastic
0-001331 | CIRCLE K #843 | 6750 S CRAYCROFT RD | TUCSON | AZ | 85756 | Pima | 4 | Open | 1995-06-30 | 10000 | Gasoline | COMPARTMENT A | Single Walled | Fiberglass Reinforced Plastic | Pressure | Double Walled | Fiberglass Reinforced Plastic
0-004224 | RYDER TRANSPORTATION SERVICES #0983 | 2122 W 4TH ST | TEMPE | AZ | 85281 | Maricopa | 6 | Open | 1994-09-06 | 12000 | Diesel | COMPARTMENT A | Double Walled | Fiberglass Reinforced Plastic | Pressure | Double Walled | Fiberglass Reinforced Plastic
0-001898 | GRANITE REEF MOBIL | 6002 N GRANITE REEF RD | SCOTTSDALE | AZ | 85250 | Maricopa | 9 | Open | 2020-10-28 | 12000 | Gasoline (UL) | COMPARTMENT A | Double Walled | Fiberglass Reinforced Plastic | Pressure | Double Walled | Fiberglass Reinforced Plastic
0-003862 | CITY OF PHOENIX - EQUIPMENT MANAGEMENT | 2441 S 22ND AVE | PHOENIX | AZ | 85009 | Maricopa | 18 | Open | 1993-06-01 | 2500 | New Oil | COMPARTMENT A | Double Walled | Fiberglass Reinforced Plastic | Pressure | Double Walled | Fiberglass Reinforced Plastic
0-008471 | FRYS FUEL CENTER #627 | 9970 S RURAL RD | TEMPE | AZ | 85284 | Maricopa | 3 | Open | 1994-05-23 | 10000 | Gasoline | COMPARTMENT A | Double Walled | Fiberglass Reinforced Plastic | Pressure | Double Walled | Fiberglass Reinforced Plastic
0-001291 | CIRCLE K #2700719 | 11271 E TANQUE VERDE RD | TUCSON | AZ | 85749 | Pima | 7 | Open | 1998-07-10 | 12000 | Diesel | COMPARTMENT A | Double Walled | Fiberglass Reinforced Plastic | Pressure | Double Walled | Fiberglass Reinforced Plastic
0-008873 | GOOD 2 GO STORES #508 | 3179 WILLOW CREEK RD | PRESCOTT | AZ | 86301 | Yavapai | 5 | Open | 1996-03-01 | 12000 | Gasoline | COMPARTMENT A | Single Walled | Fiberglass Reinforced Plastic | Pressure | Double Walled | Fiberglass Reinforced Plastic
0-008873 | GOOD 2 GO STORES #508 | 3179 WILLOW CREEK RD | PRESCOTT | AZ | 86301 | Yavapai | 3 | Open | 1996-03-01 | 12000 | Gasoline | COMPARTMENT A | Single Walled | Fiberglass Reinforced Plastic | Pressure | Double Walled | Fiberglass Reinforced Plastic
0-002016 | CIRCLE K #5401 | 417 S DOBSON RD | MESA | AZ | 85202 | Maricopa | 9 | Open | 1998-12-18 | 15000 | Gasoline | COMPARTMENT A | Double Walled | Fiberglass Reinforced Plastic | Pressure | Double Walled | Fiberglass Reinforced Plastic
0-002070 | QUICK MART #3 | 1140 S 4TH AVE | TUCSON | AZ | 85701 | Pima | 4 | Open | 1998-09-01 | 12000 | Gasoline | COMPARTMENT A | Double Walled | Composite (Steel/Fiberglass) | Pressure | Double Walled | Flexible
0-000153 | USARMY - FORT HUACHUCA |  | FORT HUACHUCA |  |  | Cochise | 79 | Open | 1993-01-01 | 6000 | Jet Fuel | COMPARTMENT A | Double Walled | Fiberglass Reinforced Plastic | Gravity Feed
0-000153 | USARMY - FORT HUACHUCA |  | FORT HUACHUCA |  |  | Cochise | 69 | Open | 1994-11-01 | 10000 | Gasoline | COMPARTMENT A | Double Walled | Fiberglass Reinforced Plastic | Pressure | Double Walled | Fiberglass Reinforced Plastic
0-000153 | USARMY - FORT HUACHUCA |  | FORT HUACHUCA |  |  | Cochise | 68 | Open | 1994-11-01 | 10000 | Gasoline | COMPARTMENT A | Double Walled | Fiberglass Reinforced Plastic | Pressure | Double Walled | Fiberglass Reinforced Plastic
0-000153 | USARMY - FORT HUACHUCA |  | FORT HUACHUCA |  |  | Cochise | 7 | Open | 1993-03-11 | 8000 | JP-8 (Kerosene-type Jet Fuel) | COMPARTMENT A | Double Walled | Fiberglass Reinforced Plastic | Suction - Check Valve at the Tank Top | Double Walled | Fiberglass Reinforced Plastic
0-000153 | USARMY - FORT HUACHUCA |  | FORT HUACHUCA |  |  | Cochise | 86 | Open | 2004-02-12 | 15000 | Gasoline | COMPARTMENT A | Double Walled | Fiberglass Reinforced Plastic | Pressure | Double Walled | Flexible
0-000924 | CIRCLE K #5319 | 7900 E BROADWAY BLVD | TUCSON | AZ | 85710 | Pima | 2 | Open | 1985-01-01 | 20000 | Gasoline | COMPARTMENT A | Double Walled | Fiberglass Reinforced Plastic | Pressure |  | Fiberglass Reinforced Plastic
0-009900 | LOVE'S TRAVEL STOP #272 | 6035 E MINERVA LN | KINGMAN | AZ | 86401 | Mohave | 1 | Open | 2002-06-24 | 8000 | Diesel | COMPARTMENT A | Double Walled | Asphalt coated or Bare Steel
0-000137 | AMPHITHEATER PUBLIC SCHOOLS - MAINTENANCE FACILITY | 241 E PASTIME RD | TUCSON | AZ | 85705 | Pima | 6 | Open | 1990-06-06 | 10000 | Gasoline (Mid-Grade UL) | COMPARTMENT A | Single Walled | Fiberglass Reinforced Plastic | Pressure |  | Fiberglass Reinforced Plastic
0-002782 | SPEEDWAY #2994 | 761 W AJO WAY | TUCSON | AZ | 85713 | Pima | 3 | Open | 1986-04-08 | 12000 | Gasoline | COMPARTMENT A | Double Walled | Composite (Steel/Fiberglass) | Pressure |  | Fiberglass Reinforced Plastic
0-008469 | GOOD 2 GO STORES #509 | 19590 N JOHN WAYNE PKWY | MARICOPA | AZ | 85139 | Pinal | 1 | Open | 1994-07-06 | 12000 | Gasoline | COMPARTMENT A | Single Walled | Fiberglass Reinforced Plastic | Pressure | Double Walled | Fiberglass Reinforced Plastic
0-009742 | CIRCLE K #2706360 | 4410 E RAY RD | PHOENIX | AZ | 85044 | Maricopa | 1 | Open | 2000-09-29 | 10000 | Gasoline | COMPARTMENT A | Single Walled | Fiberglass Reinforced Plastic | Pressure | Double Walled | Flexible
0-009742 | CIRCLE K #2706360 | 4410 E RAY RD | PHOENIX | AZ | 85044 | Maricopa | 3 | Open | 2000-09-29 | 10000 | Diesel | COMPARTMENT A | Single Walled | Fiberglass Reinforced Plastic | Pressure | Double Walled | Flexible
0-000340 | CIRCLE K #2705030 | 9618 N SAGUARO BLVD | FOUNTAIN HILLS | AZ | 85268 | Maricopa | 1 | Open | 1988-01-01 | 10000 | Gasoline | COMPARTMENT A | Double Walled | Fiberglass Reinforced Plastic | Pressure | Single Walled | Fiberglass Reinforced Plastic
0-002175 | CIRCLE K #2708597 | 4849 N 83RD AVE | PHOENIX | AZ | 85033 | Maricopa | 2 | Open | 1987-01-01 | 10000 | Gasoline | COMPARTMENT A | Double Walled | Fiberglass Reinforced Plastic | Pressure |  | Fiberglass Reinforced Plastic
0-003594 | ALL AMERICAN FUEL | 57 S LAKE POWELL BLVD | PAGE | AZ | 86040 | Coconino | 8 | Open | 1996-12-01 | 10000 | Gasoline | COMPARTMENT A | Double Walled | Fiberglass Reinforced Plastic | Pressure | Double Walled
0-009101 | PAYSON MARKETPLACE | 1116 N BEELINE HWY | PAYSON | AZ | 85541 | Gila | 1 | Open | 1997-04-01 | 6000 | Gasoline (PUL) | COMPARTMENT B | Double Walled | Composite (Steel/Fiberglass) | Pressure | Double Walled | Fiberglass Reinforced Plastic
0-008860 | MOHAVE MARKET PLACE | 5480 S HIGHWAY 95 | MOHAVE VALLEY | AZ | 86426 | Mohave | 1 | Open | 1995-09-08 | 15000 | Gasoline (UL) | COMPARTMENT A |  | Fiberglass Reinforced Plastic | Pressure | Double Walled | Fiberglass Reinforced Plastic
0-009985 | SAM'S CLUB GAS #6213 | 700 N 54TH ST | CHANDLER | AZ | 85226 | Maricopa | 2 | Open | 2003-11-21 | 20000 | Gasoline | COMPARTMENT A | Double Walled | Fiberglass Reinforced Plastic | Pressure | Double Walled | Flexible
0-000653 | SUN CITY AUTO BODY | 10120 W BELL RD | SUN CITY | AZ | 85351 | Maricopa | 3 | Open | 1988-01-01 | 12000 | Gasoline | COMPARTMENT A | Double Walled | Composite (Steel/Fiberglass) | Pressure |  | Fiberglass Reinforced Plastic
0-009764 | JACKRABBIT CHEVRON | 1419 N JACKRABBIT TRL | BUCKEYE | AZ | 85396 | Maricopa | 1 | Open | 2001-06-08 | 20000 | Gasoline | COMPARTMENT A | Double Walled | Fiberglass Reinforced Plastic | Pressure | Double Walled | Fiberglass Reinforced Plastic
0-005439 | CIRCLE K #2893 | 51 E VAN BUREN ST | AVONDALE | AZ | 85323 | Maricopa | 1 | Open | 1983-04-24 | 10000 | Gasoline | COMPARTMENT A | Double Walled | Fiberglass Reinforced Plastic | Pressure |  | Fiberglass Reinforced Plastic
0-009560 | CARTER TRAVEL CENTER | 7180 N US HIGHWAY 89 | FLAGSTAFF | AZ | 86004 | Coconino | 1 | Open | 1999-10-01 | 12000 | Gasoline | COMPARTMENT A | Double Walled | Composite (Steel/Fiberglass) | Pressure | Double Walled | Flexible
0-005040 | SPEEDWAY STORE #2999 | 410 W HOPI DR | HOLBROOK | AZ | 86025 | Navajo | 5 | Open | 2007-09-26 | 8000 | Diesel | COMPARTMENT B | Double Walled | Composite (Steel/Fiberglass) | Pressure
0-007148 | SHELL #78 | 3444 S 40TH ST | PHOENIX | AZ | 85040 | Maricopa | 6 | Open | 2017-04-01 | 6000 | Gasoline (PUL) | COMPARTMENT B | Double Walled | Fiberglass Reinforced Plastic | Pressure | Double Walled | Fiberglass Reinforced Plastic
0-004395 | ARIZONA REGIONAL MEDICAL CENTER | 515 N MESA DR | MESA | AZ | 85201 | Maricopa | 1 | Open | 1983-01-01 | 6000 | Diesel | COMPARTMENT A | Single Walled | Fiberglass Reinforced Plastic | Suction - Check Valve at the Dispenser |  | Flexible
0-009304 | LOVE'S TRAVEL STOP | 4703 MAIN ST | JOSEPH CITY | AZ | 86032 | Navajo | 2 | Open | 1997-10-01 | 12000 | Gasoline | COMPARTMENT B | Double Walled | Composite (Steel/Fiberglass) | Pressure | Double Walled | Flexible
0-009817 | CIRCLE K STORE #2709192 | 4135 W ANTHEM WAY | PHOENIX | AZ | 85086 | Maricopa | 3 | Open | 2000-11-29 | 20000 | Gasoline | COMPARTMENT A | Double Walled | Fiberglass Reinforced Plastic | Pressure | Double Walled | Flexible
0-001694 | MCNEECE SHELL #20 | 2400 S 4TH AVE | YUMA | AZ | 85364 | Yuma | 6 | Open | 1994-09-09 | 12000 | Gasoline | COMPARTMENT A | Double Walled | Fiberglass Reinforced Plastic | Pressure | Double Walled | Fiberglass Reinforced Plastic
0-001694 | MCNEECE SHELL #20 | 2400 S 4TH AVE | YUMA | AZ | 85364 | Yuma | 5 | Open | 1994-09-09 | 12000 | Gasoline | COMPARTMENT A | Double Walled | Fiberglass Reinforced Plastic | Pressure | Double Walled | Flexible
0-006291 | RIO RICO SERVICE CENTER INC | 1041 YAVAPAI DR | RIO RICO | AZ | 85648 | Santa Cruz | 5 | Open | 2020-05-15 | 5000 | Gasoline (PUL) | COMPARTMENT B | Double Walled | Fiberglass Reinforced Plastic | Pressure | Double Walled | Fiberglass Reinforced Plastic
0-001297 | CIRCLE K #742 | 8661 RIVERSIDE DR | PARKER | AZ | 85344 | La Paz | 3 | Open | 1996-04-05 | 10000 | Gasoline | COMPARTMENT A | Double Walled | Fiberglass Reinforced Plastic | Pressure | Double Walled | Fiberglass Reinforced Plastic
0-000902 | CIRCLE K STORE #2706654 | 15412 N 32ND ST | PHOENIX | AZ | 85032 | Maricopa | 2 | Open | 1985-01-01 | 12000 | Gasoline | COMPARTMENT A |  | Fiberglass Reinforced Plastic | Pressure | Double Walled | Fiberglass Reinforced Plastic
0-001039 | SHELL #21 | 85 W PINEWOOD BLVD | MUNDS PARK | AZ | 86017 | Coconino | 10 | Open | 2020-09-30 | 6000 | Diesel | COMPARTMENT B | Double Walled | Fiberglass Reinforced Plastic | Pressure | Double Walled | Fiberglass Reinforced Plastic
0-003610 | RYDER TRUCK RENTAL AND LEASING | 5502 W LATHAM ST | PHOENIX | AZ | 85043 | Maricopa | 6 | Open | 2001-04-06 | 15000 | Diesel | COMPARTMENT A | Double Walled | Fiberglass Reinforced Plastic | Pressure | Double Walled | Fiberglass Reinforced Plastic
0-001264 | CIRCLE K #2700592 | 2080 W RUTHRAUFF RD | TUCSON | AZ | 85705 | Pima | 2 | Open | 1987-01-01 | 10000 | Gasoline | COMPARTMENT A | Single Walled | Fiberglass Reinforced Plastic | Pressure | Single Walled | Fiberglass Reinforced Plastic
0-001393 | CIRCLE K #2701310 | 24 N SUMMER ST | TOMBSTONE | AZ | 85638 | Cochise | 4 | Open | 1978-01-01 | 10000 | Diesel | COMPARTMENT A |  | Asphalt coated or Bare Steel | Pressure | Double Walled | Fiberglass Reinforced Plastic
0-005892 | CIRCLE K #2707929 | 6000 WILLOW CREEK RD | PRESCOTT | AZ | 86301 | Yavapai | 2 | Open | 1982-01-10 | 8000 | Gasoline (UL) | COMPARTMENT A |  | Asphalt coated or Bare Steel | Pressure |  | Fiberglass Reinforced Plastic
0-005969 | CIRCLE K #2708652 | 1502 W INDIAN SCHOOL RD | PHOENIX | AZ | 85015 | Maricopa | 2 | Open | 1988-02-25 | 10000 | Gasoline | COMPARTMENT A | Double Walled | Fiberglass Reinforced Plastic | Pressure |  | Fiberglass Reinforced Plastic
0-001634 | CIRCLE K #2701957 | 6700 E TANQUE VERDE RD | TUCSON | AZ | 85715 | Pima | 1 | Open | 1985-01-01 | 10000 | Gasoline (UL) | COMPARTMENT A | Single Walled | Fiberglass Reinforced Plastic | Pressure | Single Walled | Fiberglass Reinforced Plastic
0-002710 | FASTRIP FOOD STORE #7770 | 2199 HIGHWAY 95 | BULLHEAD CITY | AZ | 86442 | Mohave | 4 | Open | 1982-01-01 | 12000 | Gasoline | COMPARTMENT A | Single Walled | Asphalt coated or Bare Steel | Pressure | Double Walled | Fiberglass Reinforced Plastic
0-001961 | PORTLAND CARDLOCK #19 | 1024 N 27TH AVE | PHOENIX | AZ | 85009 | Maricopa | 5 | Open | 2012-02-02 | 10000 | Gasoline (UL) | COMPARTMENT A | Double Walled | Fiberglass Reinforced Plastic | Pressure | Double Walled | Fiberglass Reinforced Plastic
0-006565 | PIMA COUNTY - AUTO SERVICES DOWNTO | 190 W PENNINGTON ST | TUCSON | AZ | 85701 | Pima | 3 | Open | 2005-11-19 | 12000 | Gasoline | COMPARTMENT A | Double Walled | Composite (Steel/Fiberglass) | Pressure |  | Flexible
0-005020 | GAS UP SHELL | 1182 W BEALE ST | KINGMAN | AZ | 86401 | Mohave | 5 | Open | 1991-01-01 | 6000 | Gasoline | COMPARTMENT A | Single Walled | Fiberglass Reinforced Plastic | Pressure | Single Walled | Fiberglass Reinforced Plastic
0-005020 | GAS UP SHELL | 1182 W BEALE ST | KINGMAN | AZ | 86401 | Mohave | 6 | Open | 1991-01-01 | 8000 | Gasoline | COMPARTMENT A | Single Walled | Fiberglass Reinforced Plastic | Pressure | Single Walled | Fiberglass Reinforced Plastic
0-005212 | PEAKVIEW COUNTRY STORE | 3400 N FORT VALLEY RD | FLAGSTAFF | AZ | 86001 | Coconino | 3 | Open | 1998-11-19 | 10000 | Gasoline | COMPARTMENT A | Double Walled | Composite (Steel/Fiberglass) | Pressure | Double Walled | Flexible
0-009823 | SAM'S CLUB #6692 | 4701 N STONE AVE | TUCSON | AZ | 85704 | Pima | 3 | Open | 2001-11-06 | 20000 | Gasoline | COMPARTMENT A | Double Walled | Fiberglass Reinforced Plastic | Pressure | Double Walled | Flexible
0-005124 | GOOD 2 GO STORES #523 | 1050 E 10TH ST | DOUGLAS | AZ | 85607 | Cochise | 2 | Open | 1985-01-01 | 20000 | Diesel | COMPARTMENT A | Double Walled | Composite (Steel/Fiberglass) | Pressure | Single Walled | Fiberglass Reinforced Plastic
0-001223 | CIRCLE K #2700412 | 503 N GILBERT RD | GILBERT | AZ | 85234 | Maricopa | 5 | Open | 1994-12-02 | 10000 | Gasoline | COMPARTMENT A | Single Walled | Fiberglass Reinforced Plastic | Pressure | Double Walled | Fiberglass Reinforced Plastic
0-001223 | CIRCLE K #2700412 | 503 N GILBERT RD | GILBERT | AZ | 85234 | Maricopa | 6 | Open | 1994-12-02 | 10000 | Gasoline | COMPARTMENT A | Single Walled | Fiberglass Reinforced Plastic | Pressure | Double Walled | Fiberglass Reinforced Plastic
0-001202 | CIRCLE K #2700233 | 817 N MAIN ST | ELOY | AZ | 85131 | Pinal | 5 | Open | 1996-04-30 | 10000 | Gasoline | COMPARTMENT A | Double Walled | Fiberglass Reinforced Plastic | Pressure | Double Walled | Fiberglass Reinforced Plastic
0-010358 | HELIPONENTS, INC. | 4930 E FALCON DR | MESA | AZ | 85215 | Maricopa | 1 | Open | 2008-09-01 | 20000 | Jet Fuel | COMPARTMENT A | Double Walled | Fiberglass Reinforced Plastic | Suction - Check Valve at the Tank Top | Single Walled | Fiberglass Reinforced Plastic
0-010380 | SPEEDSMART #112 | 2075 S MILLER RD | BUCKEYE | AZ | 85326 | Maricopa | 4 | Open | 2010-12-18 | 14000 | Diesel | COMPARTMENT A | Double Walled | Fiberglass Reinforced Plastic | Pressure | Double Walled | Fiberglass Reinforced Plastic
0-002589 | SPEEDWAY STORE #2935 | 4390 N 1ST AVE | TUCSON | AZ | 85719 | Pima | 3 | Open | 1989-10-01 | 10000 | Gasoline (PUL) | COMPARTMENT A | Double Walled | Fiberglass Reinforced Plastic | Pressure | Double Walled | Flexible
0-004363 | BILL'S OAK GROVE GAS & FOODMART INC | 7000 W CHANDLER BLVD | CHANDLER | AZ | 85226 | Maricopa | 11 | Open | 2001-07-03 | 8000 | Diesel | COMPARTMENT A | Double Walled | Fiberglass Reinforced Plastic | Pressure | Double Walled | Flexible
0-001354 | CIRCLE K #1011 | 3102 E BENSON HWY | TUCSON | AZ | 85706 | Pima | 1 | Open | 1979-01-01 | 10000 | Gasoline | COMPARTMENT A |  | Asphalt coated or Bare Steel | Pressure |  | Fiberglass Reinforced Plastic
0-002039 | VALLEY MART | 16560 W AVRA VALLEY RD | MARANA | AZ | 85653 | Pima | 3 | Open | 1999-10-25 | 10000 | Gasoline (UL) | COMPARTMENT A | Double Walled | Composite (Steel/Fiberglass) | Suction - Check Valve at the Dispenser |  | Fiberglass Reinforced Plastic
0-004937 | BRIDWELL AUTO SERVICE | 7171 E LINCOLN DR | SCOTTSDALE | AZ | 85253 | Maricopa | 11 | Open | 2020-08-28 | 8000 | Gasoline (UL) | COMPARTMENT A | Double Walled | Fiberglass Reinforced Plastic
0-003895 | SKY HARBOR AIRPORT - AVIATION DEPARTMENT | 2908 E SKY HARBOR BLVD | PHOENIX | AZ | 85034 | Maricopa | 44 | Open | 1989-10-29 | 10000 | Gasoline | COMPARTMENT A | Single Walled | Fiberglass Reinforced Plastic | Pressure | Double Walled | Fiberglass Reinforced Plastic
0-004341 | SANDERSON FORD SERVICE CENTER | 6400 N 51ST AVE | GLENDALE | AZ | 85301 | Maricopa | 11 | Open | 1990-09-01 | 10000 | Gasoline | COMPARTMENT A | Single Walled | Fiberglass Reinforced Plastic | Pressure | Single Walled | Fiberglass Reinforced Plastic
0-006664 | CIRCLE K STORE #2709166 | 3441 W UNION HILLS DR | PHOENIX | AZ | 85027 | Maricopa | 3 | Open | 1989-10-23 | 10000 | Gasoline | COMPARTMENT A | Double Walled | Fiberglass Reinforced Plastic | Pressure |  | Fiberglass Reinforced Plastic
0-006664 | CIRCLE K STORE #2709166 | 3441 W UNION HILLS DR | PHOENIX | AZ | 85027 | Maricopa | 1 | Open | 1989-10-23 | 10000 | Gasoline | COMPARTMENT A | Double Walled | Fiberglass Reinforced Plastic | Pressure |  | Fiberglass Reinforced Plastic
0-010539 | QUIKTRIP #490 | 8877 W THUNDERBIRD RD | PEORIA | AZ | 85381 | Maricopa | 4 | Open | 2015-06-18 | 12000 | Diesel | COMPARTMENT A | Double Walled | Fiberglass Reinforced Plastic | Pressure | Double Walled | Fiberglass Reinforced Plastic
0-010436 | QUIKTRIP #460 | 2195 E SOUTHERN AVE | TEMPE | AZ | 85282 | Maricopa | 3 | Open | 2011-10-21 | 12000 | Gasoline | COMPARTMENT A | Double Walled | Fiberglass Reinforced Plastic | Pressure | Double Walled | Fiberglass Reinforced Plastic
0-010436 | QUIKTRIP #460 | 2195 E SOUTHERN AVE | TEMPE | AZ | 85282 | Maricopa | 1 | Open | 2011-10-21 | 20000 | Gasoline | COMPARTMENT A | Double Walled | Fiberglass Reinforced Plastic | Pressure | Double Walled | Fiberglass Reinforced Plastic
0-001034 | GOGO GAS & STORE LLC | 22 S CORONADO BLVD | CLIFTON | AZ | 85533 | Greenlee | 6 | Open | 1997-10-01 | 10000 | Gasoline | COMPARTMENT A | Double Walled | Composite (Steel/Fiberglass) | Pressure | Double Walled
0-010727 | FRY'S #668 FUELING CENTER | 12132 E RIGGS RD | CHANDLER | AZ | 85249 | Maricopa | 2 | Open | 2013-03-07 | 10000 | Diesel | COMPARTMENT A | Double Walled | Fiberglass Reinforced Plastic | Pressure | Double Walled | Flexible
0-002849 | SPEEDWAY STORE #2943 | 2075 W RUTHRAUFF RD | TUCSON | AZ | 85705 | Pima | 5 | Open | 2005-07-27 | 6000 | Gasoline | COMPARTMENT B | Double Walled | Composite (Steel/Fiberglass) | Pressure | Double Walled | Fiberglass Reinforced Plastic
0-001503 | CIRCLE K #2701856 | 453 E WHITE MOUNTAIN BLVD | PINETOP-LAKESIDE | AZ | 85935 | Navajo | 1 | Open | 1985-01-01 | 10000 | Gasoline | COMPARTMENT A | Double Walled | Fiberglass Reinforced Plastic | Pressure |  | Fiberglass Reinforced Plastic
0-009822 | CIRCLE K #2706460 | 2174 E UNIVERSITY DR | TEMPE | AZ | 85281 | Maricopa | 2 | Open | 2001-08-13 | 12000 | Gasoline | COMPARTMENT B | Double Walled | Fiberglass Reinforced Plastic
0-000384 | CIRCLE K #2708833 | 6649 W THOMAS RD | PHOENIX | AZ | 85033 | Maricopa | 2 | Open | 1987-01-12 | 10000 | Gasoline | COMPARTMENT A | Double Walled | Fiberglass Reinforced Plastic | Pressure | Single Walled | Fiberglass Reinforced Plastic
0-010105 | QUIKTRIP #439 | 7522 W DEER VALLEY RD | PEORIA | AZ | 85382 | Maricopa | 2 | Open | 2005-06-01 | 20000 | Gasoline | COMPARTMENT A | Double Walled | Fiberglass Reinforced Plastic | Pressure | Double Walled | Flexible
0-010105 | QUIKTRIP #439 | 7522 W DEER VALLEY RD | PEORIA | AZ | 85382 | Maricopa | 4 | Open | 2016-02-11 | 12000 | Diesel | COMPARTMENT A | Double Walled | Fiberglass Reinforced Plastic | Pressure | Double Walled | Fiberglass Reinforced Plastic
0-009555 | EXPRESS MINI MART | 439 STATE ROUTE 64 | GRAND CANYON | AZ | 86023 | Coconino | 2 | Open | 1999-03-16 | 12000 | Gasoline | COMPARTMENT A | Double Walled | Composite (Steel/Fiberglass) | Pressure | Double Walled | Flexible
0-009864 | SAFEWAY #1536 | 201 E STATE HIGHWAY 260 | PAYSON | AZ | 85541 | Gila | 1 | Open | 2002-03-28 | 10000 | Diesel | COMPARTMENT B | Double Walled | Fiberglass Reinforced Plastic
0-009864 | SAFEWAY #1536 | 201 E STATE HIGHWAY 260 | PAYSON | AZ | 85541 | Gila | 2 | Open | 2002-03-28 | 20000 | Gasoline | COMPARTMENT A | Double Walled | Composite (Steel/Fiberglass) | Pressure | Double Walled
0-010242 | COSTCO WHOLESALE #644 | 2887 S MARKET ST | GILBERT | AZ | 85295 | Maricopa | 2 | Open | 2005-12-16 | 30000 | Gasoline | COMPARTMENT A | Double Walled | Fiberglass Reinforced Plastic
0-002975 | LITTLE AMERICA HOTEL | 2515 E BUTLER AVE | FLAGSTAFF | AZ | 86004 | Coconino | 27 | Open | 2016-10-13 | 20000 | Diesel | COMPARTMENT A | Double Walled | Fiberglass Reinforced Plastic | Pressure | Double Walled | Fiberglass Reinforced Plastic
0-010558 | GPM #4608 | 1520 N VERRADO WAY | BUCKEYE | AZ | 85396 | Maricopa | 2 | Open | 2016-01-12 | 8000 | Gasoline (PUL) | COMPARTMENT A | Double Walled | Fiberglass Reinforced Plastic | Pressure | Double Walled | Fiberglass Reinforced Plastic
0-010558 | GPM #4608 | 1520 N VERRADO WAY | BUCKEYE | AZ | 85396 | Maricopa | 1 | Open | 2016-01-12 | 30000 | Gasoline (UL) | COMPARTMENT A | Double Walled | Fiberglass Reinforced Plastic | Pressure | Double Walled | Fiberglass Reinforced Plastic
0-010571 | FRY'S FUEL #90 | 8260 S HOUGHTON RD | TUCSON | AZ | 85747 | Pima | 1 | Open | 2016-04-14 | 20000 | Gasoline (UL) | COMPARTMENT A | Double Walled | Fiberglass Reinforced Plastic | Pressure | Double Walled | Fiberglass Reinforced Plastic
0-009079 | COSTCO WHOLESALE #431 | 3901 W COSTCO DR | MARANA | AZ | 85741 | Pima | 2 | Open | 1997-07-01 | 30000 | Gasoline | COMPARTMENT A | Double Walled | Fiberglass Reinforced Plastic | Pressure | Double Walled | Fiberglass Reinforced Plastic
0-001397 | CIRCLE K #2701345 | 3101 W NORTHERN AVE | PHOENIX | AZ | 85051 | Maricopa | 2 | Open | 1979-01-01 | 10000 | Gasoline | COMPARTMENT A | Single Walled | Asphalt coated or Bare Steel | Pressure |  | Fiberglass Reinforced Plastic
0-000523 | ARCO #5256 | 5101 W THOMAS RD | PHOENIX | AZ | 85031 | Maricopa | 6 | Open | 1988-12-19 | 10000 | Gasoline | COMPARTMENT A | Double Walled | Fiberglass Reinforced Plastic | Pressure | Double Walled | Fiberglass Reinforced Plastic
0-000007 | CBS OUTDOOR INC | 2400 N BLACK CANYON HWY | PHOENIX | AZ | 85009 | Maricopa | 3 | Open | 1986-04-05 | 12000 | Gasoline | COMPARTMENT A | Double Walled | Fiberglass Reinforced Plastic | Suction - Check Valve at the Dispenser | Double Walled | Fiberglass Reinforced Plastic
0-010298 | CIRCLE K STORE #2703394 | 3880 W TANGERINE RD | MARANA | AZ | 85658 | Pima | 2 | Open | 2008-12-19 | 12000 | Gasoline | COMPARTMENT A | Double Walled | Fiberglass Reinforced Plastic | Pressure | Double Walled | Fiberglass Reinforced Plastic
0-010595 | QUIK TRIP #472 | 8293 W LAKE PLEASANT PKWY | PEORIA | AZ | 85382 | Maricopa | 2 | Open | 2016-12-22 | 20000 | Gasoline | COMPARTMENT A | Double Walled | Fiberglass Reinforced Plastic | Pressure | Double Walled | Fiberglass Reinforced Plastic
0-010612 | CIRCLE K STORE # 3479 | 710 W PIMA STREET | GILA BEND | AZ | 85337 | Maricopa | 1 | Open | 2018-02-27 | 20000 | Gasoline (UL) | COMPARTMENT A | Double Walled | Fiberglass Reinforced Plastic | Pressure
0-010620 | CIRCLE K STORE #3489 | 700 W FINNIE FLAT RD | CAMP VERDE | AZ | 86322 | Yavapai | 2 | Open | 2018-03-22 | 12000 | Gasoline (PUL) | COMPARTMENT A | Double Walled | Fiberglass Reinforced Plastic | Pressure | Double Walled | Fiberglass Reinforced Plastic
0-010630 | CIRCLE K STORE #2703495 | 1542 E US HIGHWAY 70 | SAFFORD | AZ | 85546 | Graham | 3 | Open | 2018-10-02 | 12000 | Diesel | COMPARTMENT A | Double Walled | Fiberglass Reinforced Plastic | Pressure | Double Walled | Fiberglass Reinforced Plastic
0-010630 | CIRCLE K STORE #2703495 | 1542 E US HIGHWAY 70 | SAFFORD | AZ | 85546 | Graham | 1 | Open | 2018-10-02 | 20000 | Gasoline (UL) | COMPARTMENT A | Double Walled | Fiberglass Reinforced Plastic | Pressure | Double Walled | Fiberglass Reinforced Plastic
0-010625 | QUIKTRIP #1403 | 1550 E BASELINE RD | PHOENIX | AZ | 85042 | Maricopa | 3 | Open | 2018-04-19 | 12000 | Diesel #2 | COMPARTMENT A | Double Walled | Fiberglass Reinforced Plastic | Pressure | Double Walled | Fiberglass Reinforced Plastic
0-010625 | QUIKTRIP #1403 | 1550 E BASELINE RD | PHOENIX | AZ | 85042 | Maricopa | 1 | Open | 2018-04-19 | 20000 | Gasoline (UL) | COMPARTMENT A | Double Walled | Fiberglass Reinforced Plastic | Pressure | Double Walled | Fiberglass Reinforced Plastic
0-010625 | QUIKTRIP #1403 | 1550 E BASELINE RD | PHOENIX | AZ | 85042 | Maricopa | 2 | Open | 2018-04-19 | 20000 | Gasoline (UL) | COMPARTMENT A | Double Walled | Fiberglass Reinforced Plastic | Pressure | Double Walled | Fiberglass Reinforced Plastic
0-010205 | PILOT TRAVEL CENTER #180 | 12500 W I-40 | BELLEMONT | AZ | 86015 | Coconino | 1 | Open | 2007-05-25 | 16000 | Gasoline | COMPARTMENT B | Double Walled | Composite (Steel/Fiberglass) | Pressure | Double Walled | Fiberglass Reinforced Plastic
0-010235 | FIRST TRANSIT INC #55506 | 405 N 79TH AVE | PHOENIX | AZ | 85043 | Maricopa | 1 | Open | 2007-01-12 | 20000 | Diesel | COMPARTMENT A | Double Walled | Fiberglass Reinforced Plastic | Pressure | Double Walled | Fiberglass Reinforced Plastic
0-010154 | FESTIVAL MARKETPLACE | 19491 N CANYON SPRINGS BLVD | BUCKEYE | AZ | 85396 | Maricopa | 2 | Open | 2007-09-01 | 12000 | Diesel | COMPARTMENT B | Double Walled | Fiberglass Reinforced Plastic | Pressure | Double Walled | Fiberglass Reinforced Plastic
0-009552 | SPEEDWAY STORE #2987 | 12885 N ORACLE RD | ORO VALLEY | AZ | 85739 | Pima | 3 | Open | 1999-02-15 | 12000 | Diesel | COMPARTMENT A | Double Walled | Fiberglass Reinforced Plastic | Pressure | Double Walled | Fiberglass Reinforced Plastic
0-007297 | LAKE HAVASU CITY AIRPORT | 5600 HIGHWAY 95 N | LAKE HAVASU CITY | AZ | 86404 | Mohave | 2 | Open | 1991-03-06 | 12000 | Gasoline | COMPARTMENT A | Unknown | Asphalt coated or Bare Steel
0-010702 | FRY'S FUEL CENTER #658 | 4133 E WILLIAMS FIELD ROAD | GILBERT | AZ | 85295 | Maricopa | 1 | Open | 2020-10-19 | 20000 | Gasoline (UL) | COMPARTMENT A | Double Walled | Fiberglass Reinforced Plastic | Pressure | Double Walled | Fiberglass Reinforced Plastic
0-006735 | QUICK KORNER COBBLESTONE | 1869 W SOUTHERN AVE | PHOENIX | AZ | 85041 | Maricopa | 3 | Open | 1990-01-22 | 10000 | Gasoline | COMPARTMENT A | Double Walled | Fiberglass Reinforced Plastic | Pressure |  | Fiberglass Reinforced Plastic
0-002087 | OLSON'S SELIGMAN MINI MART | 21145 W I-40 BUSINESS LOOP | SELIGMAN | AZ | 86337 | Yavapai | 4 | Open | 1985-02-27 | 10000 | Diesel | COMPARTMENT A | Single Walled | Asphalt coated or Bare Steel
0-001333 | CIRCLE K #2700849 | 9615 E UNIVERSITY DR | MESA | AZ | 85207 | Maricopa | 2 | Open | 1981-01-01 | 10000 | Gasoline | COMPARTMENT A |  | Asphalt coated or Bare Steel | Pressure | Double Walled | Fiberglass Reinforced Plastic
0-006519 | ARCO #5511 | 20838 N 19TH AVE | PHOENIX | AZ | 85027 | Maricopa | 5 | Open | 2020-02-17 | 8000 | Gasoline (UL) | COMPARTMENT A | Double Walled | Fiberglass Reinforced Plastic | Pressure | Double Walled | Fiberglass Reinforced Plastic
0-006518 | TONOPAH TRAVEL CENTER | 1010 N 339TH AVE | TONOPAH | AZ | 85354 | Maricopa | 3 | Open | 1989-05-01 | 20000 | Gasoline | COMPARTMENT A | Single Walled | Fiberglass Reinforced Plastic | Pressure | Single Walled | Fiberglass Reinforced Plastic
0-000676 | BENNETT OIL | 810 E SHELDON ST | PRESCOTT | AZ | 86301 | Yavapai | 2 | Open | 1984-01-01 | 10000 | Gasoline (UL) | COMPARTMENT A | Single Walled | Asphalt coated or Bare Steel | Pressure | Double Walled | Fiberglass Reinforced Plastic
0-000676 | BENNETT OIL | 810 E SHELDON ST | PRESCOTT | AZ | 86301 | Yavapai | 1 | Open | 1984-01-01 | 10000 | Diesel | COMPARTMENT A | Single Walled | Asphalt coated or Bare Steel | Pressure | Double Walled | Fiberglass Reinforced Plastic
0-005482 | CIRCLE K #2947 | 3125 N TOLTEC RD | ELOY | AZ | 85131 | Pinal | 5 | Open | 1982-01-01 | 12000 | Gasoline | COMPARTMENT A |  | Asphalt coated or Bare Steel | Pressure |  | Bare or Galvanized Steel
0-004933 | ARCO AM/PM | 7502 W INDIAN SCHOOL RD | PHOENIX | AZ | 85033 | Maricopa | 10 | Open | 2004-08-01 | 5000 | Diesel | COMPARTMENT A | Double Walled | Fiberglass Reinforced Plastic
0-003612 | THREE POINTS GENERAL STORE | 16225 W AJO HWY | TUCSON | AZ | 85735 | Pima | 11 | Open | 1995-02-16 | 10000 | Gasoline (PUL) | COMPARTMENT A | Double Walled | Composite (Steel/Fiberglass) | Pressure | Double Walled | Fiberglass Reinforced Plastic
0-006308 | CIRCLE K STORE #2706669 | 3201 HIGHWAY 95 N | LAKE HAVASU CITY | AZ | 86404 | Mohave | 4 | Open | 1992-06-01 | 6000 | Diesel | COMPARTMENT A | Single Walled | Fiberglass Reinforced Plastic | Pressure |  | Fiberglass Reinforced Plastic
0-006308 | CIRCLE K STORE #2706669 | 3201 HIGHWAY 95 N | LAKE HAVASU CITY | AZ | 86404 | Mohave | 1 | Open | 1986-02-20 | 12000 | Gasoline | COMPARTMENT A | Single Walled | Fiberglass Reinforced Plastic | Pressure |  | Fiberglass Reinforced Plastic
0-004928 | TEXACO #60-349-1025 | 5201 E THOMAS RD | PHOENIX | AZ | 85018 | Maricopa | 9 | Open | 1988-07-26 | 10000 | Gasoline | COMPARTMENT A | Double Walled | Fiberglass Reinforced Plastic | Pressure | Double Walled | Fiberglass Reinforced Plastic
0-010611 | QUIKTRIP #400 | 2111 W UNIVERSITY DR | TEMPE | AZ | 85281 | Maricopa | 2 | Open | 2017-09-07 | 20000 | Gasoline (UL) | COMPARTMENT A | Double Walled | Fiberglass Reinforced Plastic | Pressure | Double Walled | Fiberglass Reinforced Plastic
0-006251 | SPEEDWAY STORE #2932 | 8845 E TANQUE VERDE RD | TUCSON | AZ | 85749 | Pima | 3 | Open | 1988-07-01 | 10000 | Gasoline (UL) | COMPARTMENT A | Double Walled | Fiberglass Reinforced Plastic | Pressure | Double Walled | Fiberglass Reinforced Plastic
0-008812 | VALERO #1600 | 4360 E BROADWAY RD | MESA | AZ | 85206 | Maricopa | 2 | Open | 1995-10-09 | 12000 | Gasoline | COMPARTMENT A | Double Walled | Fiberglass Reinforced Plastic | Pressure | Double Walled | Fiberglass Reinforced Plastic
0-006580 | AUTO ACTION | 202 N 19TH AVE | PHOENIX | AZ | 85009 | Maricopa | 1 | Open | 1988-01-01 | 500 | Used Oil/Waste Oil | COMPARTMENT A | Double Walled | Composite (Steel/Fiberglass) | Gravity Feed
0-009588 | CIRCLE K STORE #2703365 | 1959 S GREENFIELD RD | MESA | AZ | 85206 | Maricopa | 1 | Open | 1999-11-01 | 20000 | Gasoline | COMPARTMENT A | Double Walled | Fiberglass Reinforced Plastic | Pressure | Double Walled | Fiberglass Reinforced Plastic
0-005511 | SUNNYSLOPE SHELL | 8941 N CENTRAL AVE | PHOENIX | AZ | 85020 | Maricopa | 4 | Open | 1998-05-21 | 12000 | Gasoline | COMPARTMENT A | Double Walled | Composite (Steel/Fiberglass) | Pressure | Double Walled
0-000512 | ARCO AM/PM #82533 | 7849 N 43RD AVE | PHOENIX | AZ | 85051 | Maricopa | 5 | Open | 1985-01-01 | 12000 | Gasoline | COMPARTMENT A | Double Walled | Fiberglass Reinforced Plastic | Pressure |  | Fiberglass Reinforced Plastic
0-005265 | SAST MART | 1115 W WICKENBURG WAY | WICKENBURG | AZ | 85390 | Maricopa | 11 | Open | 2014-08-01 | 6000 | Red Diesel | COMPARTMENT A | Double Walled | Fiberglass Reinforced Plastic | Pressure | Double Walled | Fiberglass Reinforced Plastic
0-005265 | SAST MART | 1115 W WICKENBURG WAY | WICKENBURG | AZ | 85390 | Maricopa | 9 | Open | 2014-08-01 | 12000 | Gasoline (Leaded) | COMPARTMENT A | Double Walled | Fiberglass Reinforced Plastic | Pressure | Double Walled | Fiberglass Reinforced Plastic
0-003176 | MINIT SERVE GAS | 1251 BASELINE RD | BULLHEAD CITY | AZ | 86442 | Mohave | 3 | Open | 1985-01-30 | 8000 | Gasoline | COMPARTMENT A |  | Asphalt coated or Bare Steel | Pressure
0-004932 | QUIK TRIP #488 | 4949 N 51ST AVE | PHOENIX | AZ | 85031 | Maricopa | 9 | Open | 2017-06-02 | 10000 | Gasoline (PUL) | COMPARTMENT A | Double Walled | Fiberglass Reinforced Plastic | Pressure | Double Walled | Fiberglass Reinforced Plastic
0-004932 | QUIK TRIP #488 | 4949 N 51ST AVE | PHOENIX | AZ | 85031 | Maricopa | 9 | Open | 2017-06-02 | 10000 | Other | COMPARTMENT B | Double Walled | Fiberglass Reinforced Plastic | Pressure | Double Walled | Fiberglass Reinforced Plastic
0-000511 | FOOD MART | 9853 N 19TH AVE | PHOENIX | AZ | 85021 | Maricopa | 8 | Open | 1989-11-01 | 10000 | Gasoline | COMPARTMENT A | Double Walled | Fiberglass Reinforced Plastic | Pressure |  | Fiberglass Reinforced Plastic
0-004360 | SAV-ON GAS | 5107 W BUCKEYE RD | PHOENIX | AZ | 85043 | Maricopa | 9 | Open | 2020-08-13 | 15000 | Gasoline (UL) | COMPARTMENT A | Double Walled | Polyethylene Jacketed Steel
0-010561 | QUIKTRIP #419 | 2026 W BROADWAY RD | MESA | AZ | 85202 | Maricopa | 4 | Open | 2016-01-25 | 10000 | Other | COMPARTMENT B | Double Walled | Fiberglass Reinforced Plastic | Pressure | Double Walled | Fiberglass Reinforced Plastic
0-009916 | CIRCLE K #2706469 | 1720 W IRVINGTON RD | TUCSON | AZ | 85746 | Pima | 1 | Open | 2002-12-02 | 10000 | Diesel | COMPARTMENT A | Double Walled | Fiberglass Reinforced Plastic | Pressure | Double Walled | Fiberglass Reinforced Plastic
0-004151 | SALT N PEPPER #3 | 110 N REDINGTON RD | SAN MANUEL | AZ | 85631 | Pinal | 5 | Open | 1990-01-01 | 10000 | Gasoline | COMPARTMENT A | Double Walled | Fiberglass Reinforced Plastic | Pressure |  | Fiberglass Reinforced Plastic
0-004151 | SALT N PEPPER #3 | 110 N REDINGTON RD | SAN MANUEL | AZ | 85631 | Pinal | 4 | Open | 1990-01-01 | 10000 | Gasoline | COMPARTMENT A | Double Walled | Fiberglass Reinforced Plastic | Pressure |  | Fiberglass Reinforced Plastic
0-009096 | DISH GILBERT | 801 N DISH DR | GILBERT | AZ | 85233 | Maricopa | 1 | Open | 1997-06-09 | 15000 | Diesel | COMPARTMENT A | Double Walled | Fiberglass Reinforced Plastic | Suction - Check Valve at the Tank Top | Double Walled | Fiberglass Reinforced Plastic
0-001447 | CIRCLE K #2701606 | 5680 S MISSION RD | TUCSON | AZ | 85746 | Pima | 3 | Open | 1985-01-01 | 10000 | Gasoline | COMPARTMENT A | Double Walled | Fiberglass Reinforced Plastic | Pressure |  | Fiberglass Reinforced Plastic
0-004234 | QUIK MART #24 | 7895 E GOLF LINKS RD | TUCSON | AZ | 85730 | Pima | 3 | Open | 1989-05-15 | 10000 | Gasoline | COMPARTMENT A | Double Walled | Composite (Steel/Fiberglass) | Pressure | Double Walled | Fiberglass Reinforced Plastic
0-005792 | AIRZONA AIRCRAFT INC | 7100 FLIGHTLINE DR | KINGMAN | AZ | 86401 | Mohave | 3 | Open | 1973-01-01 | 10000 | Gasoline | COMPARTMENT A |  | Asphalt coated or Bare Steel | Pressure | Double Walled | Flexible
0-005792 | AIRZONA AIRCRAFT INC | 7100 FLIGHTLINE DR | KINGMAN | AZ | 86401 | Mohave | 1 | Open | 1973-01-01 | 12000 | Jet A (Kerosene-type Jet Fuel) | COMPARTMENT A |  | Asphalt coated or Bare Steel | Pressure | Double Walled | Flexible
0-010577 | QUIKTRIP CORPORATION #423 | 13067 W THOMAS RD | AVONDALE | AZ | 85392 | Maricopa | 1 | Open | 2016-10-13 | 20000 | Gasoline (UL) | COMPARTMENT A | Double Walled | Fiberglass Reinforced Plastic | Pressure | Double Walled | Fiberglass Reinforced Plastic
0-010577 | QUIKTRIP CORPORATION #423 | 13067 W THOMAS RD | AVONDALE | AZ | 85392 | Maricopa | 3 | Open | 2016-10-13 | 10000 | Other | COMPARTMENT B | Double Walled | Fiberglass Reinforced Plastic | Pressure | Double Walled | Fiberglass Reinforced Plastic
0-004248 | SPEEDWAY STORE #2977 | 1060 E 18TH ST | DOUGLAS | AZ | 85607 | Cochise | 6 | Open | 1997-11-05 | 12000 | Gasoline (PUL) | COMPARTMENT A | Double Walled | Fiberglass Reinforced Plastic | Pressure | Double Walled | Fiberglass Reinforced Plastic
0-010446 | FIREBIRD FUEL #6146 | 802 N 97TH AVE | TOLLESON | AZ | 85353 | Maricopa | 1 | Open | 2012-03-01 | 12000 | Diesel | COMPARTMENT A | Double Walled | Fiberglass Reinforced Plastic | Pressure | Double Walled | Fiberglass Reinforced Plastic
0-010592 | FRYS FOOD & DRUG STORES #18 | 10661 N ORACLE RD | ORO VALLEY | AZ | 85737 | Pima | 1 | Open | 2017-03-16 | 20000 | Gasoline (UL) | COMPARTMENT A | Double Walled | Fiberglass Reinforced Plastic
0-010334 | FRYS FUEL CENTER #610 | 4230 W MCDOWELL RD | PHOENIX | AZ | 85009 | Maricopa | 2 | Open | 2009-07-06 | 8000 | Gasoline | COMPARTMENT B | Double Walled | Fiberglass Reinforced Plastic | Pressure |  | Flexible
0-010352 | FRYS FUEL CENTER #618 | 3246 E BELL RD | PHOENIX | AZ | 85032 | Maricopa | 2 | Open | 2010-02-11 | 8000 | Gasoline | COMPARTMENT A | Double Walled | Fiberglass Reinforced Plastic | Pressure | Double Walled | Flexible
0-010495 | QUIK TRIP #1483 | 3390 W INA RD | TUCSON | AZ | 85741 | Pima | 1 | Open | 2013-12-19 | 12000 | Diesel | COMPARTMENT A | Double Walled | Fiberglass Reinforced Plastic | Pressure | Double Walled | Fiberglass Reinforced Plastic
0-010495 | QUIK TRIP #1483 | 3390 W INA RD | TUCSON | AZ | 85741 | Pima | 3 | Open | 2013-12-19 | 20000 | Gasoline (UL) | COMPARTMENT A | Double Walled | Fiberglass Reinforced Plastic | Pressure | Double Walled | Fiberglass Reinforced Plastic
0-010148 | 76 GAS STATION | 1033 N 24TH ST | PHOENIX | AZ | 85008 | Maricopa | 1 | Open | 1999-11-01 | 12000 | Gasoline | COMPARTMENT A | Double Walled | Fiberglass Reinforced Plastic | Pressure | Double Walled | Fiberglass Reinforced Plastic
0-010529 | CIRCLE K STORE #2741628 | 1111 N 67TH AVE | PHOENIX | AZ | 85043 | Maricopa | 2 | Open | 2015-03-31 | 8000 | Gasoline (PUL) | COMPARTMENT C | Double Walled | Composite (Steel/Fiberglass) | Pressure | Double Walled | Fiberglass Reinforced Plastic
0-010167 | QUIKTRIP #453 | 11604 W OLIVE AVE | YOUNGTOWN | AZ | 85363 | Maricopa | 4 | Open | 2014-10-22 | 10000 | Diesel | COMPARTMENT A | Double Walled | Fiberglass Reinforced Plastic | Pressure | Double Walled | Fiberglass Reinforced Plastic
0-010167 | QUIKTRIP #453 | 11604 W OLIVE AVE | YOUNGTOWN | AZ | 85363 | Maricopa | 3 | Open | 2006-11-16 | 20000 | Gasoline | COMPARTMENT A | Double Walled | Fiberglass Reinforced Plastic | Pressure | Double Walled | Fiberglass Reinforced Plastic
0-010181 | SAFEWAY #2835 | 3313 N HUNT HWY | FLORENCE | AZ | 85132 | Pinal | 1 | Open | 2007-04-23 | 20000 | Gasoline | COMPARTMENT A | Double Walled | Fiberglass Reinforced Plastic | Pressure | Double Walled | Flexible
0-010181 | SAFEWAY #2835 | 3313 N HUNT HWY | FLORENCE | AZ | 85132 | Pinal | 3 | Open | 2007-04-23 | 10000 | Diesel | COMPARTMENT B | Double Walled | Fiberglass Reinforced Plastic | Pressure | Double Walled | Flexible
0-010299 | GENERAL MOTORS DESERT PROVING GROUND | 1500 E GM DR | YUMA | AZ | 85365 | Yuma | 1 | Open | 2009-04-08 | 12000 | Gasoline | COMPARTMENT A | Double Walled | Fiberglass Reinforced Plastic | Pressure | Double Walled | Flexible
0-010299 | GENERAL MOTORS DESERT PROVING GROUND | 1500 E GM DR | YUMA | AZ | 85365 | Yuma | 9 | Open | 2009-04-08 | 12000 | Gasoline | COMPARTMENT A | Double Walled | Fiberglass Reinforced Plastic | Pressure | Double Walled | Flexible
0-010299 | GENERAL MOTORS DESERT PROVING GROUND | 1500 E GM DR | YUMA | AZ | 85365 | Yuma | 11 | Open | 2009-04-02 | 12000 | Gasoline | COMPARTMENT A | Single Walled | Asphalt coated or Bare Steel | Pressure | Double Walled | Flexible
0-010212 | CIRCLE K STORE #2703372 | 3077 S VAL VISTA DR | GILBERT | AZ | 85295 | Maricopa | 2 | Open | 2007-10-15 | 20000 | Gasoline | COMPARTMENT A | Double Walled | Fiberglass Reinforced Plastic | Pressure | Double Walled | Fiberglass Reinforced Plastic
0-010254 | CIRCLE K STORE #2703378 | 5880 W CAMELBACK RD | GLENDALE | AZ | 85301 | Maricopa | 3 | Open | 2008-06-18 | 20000 | Diesel | COMPARTMENT A | Double Walled | Fiberglass Reinforced Plastic | Pressure | Double Walled | Fiberglass Reinforced Plastic
0-010316 | CESSNA/CITATION MESA SERVICE CENTER | 5533 S SOSSAMAN RD | MESA | AZ | 85212 | Maricopa | 1 | Open | 2009-11-06 | 20000 | Jet Fuel | COMPARTMENT B | Double Walled | Fiberglass Reinforced Plastic | Pressure | Single Walled | Fiberglass Reinforced Plastic
0-010079 | CIRCLE K STORE #2706671 | 39414 N DAISY MOUNTAIN DR | ANTHEM | AZ | 85086 | Maricopa | 3 | Open | 2007-04-19 | 20000 | Gasoline | COMPARTMENT A | Double Walled | Fiberglass Reinforced Plastic | Pressure | Double Walled | Fiberglass Reinforced Plastic
0-010350 | QUIKTRIP #445 | 2775 S 51ST AVE | PHOENIX | AZ | 85043 | Maricopa | 3 | Open | 2010-05-10 | 8000 | Diesel | COMPARTMENT B | Double Walled | Fiberglass Reinforced Plastic | Pressure | Double Walled | Fiberglass Reinforced Plastic
0-010375 | JA'S ARCO | 935 N 43RD AVE | PHOENIX | AZ | 85009 | Maricopa | 1 | Open | 2010-04-15 | 20000 | Gasoline | COMPARTMENT A | Double Walled | Fiberglass Reinforced Plastic | Pressure | Double Walled | Fiberglass Reinforced Plastic
0-010419 | COSTCO WHOLESALE #1079 | 1650 E TUCSON MARKETPLACE BLVD | TUCSON | AZ | 85713 | Pima | 4 | Open | 2011-04-14 | 1500 | Solvent | COMPARTMENT A | Double Walled | Fiberglass Reinforced Plastic | Pressure | Double Walled | Fiberglass Reinforced Plastic
0-010398 | FRYS FUEL CENTER #46 | 7430 S 7TH ST | PHOENIX | AZ | 85042 | Maricopa | 1 | Open | 2010-12-02 | 20000 | Gasoline | COMPARTMENT A | Double Walled | Fiberglass Reinforced Plastic | Pressure |  | Flexible
0-001365 | CIRCLE K #1116 | 101 MISSION LN | HOLBROOK | AZ | 86025 | Navajo | 4 | Open | 1996-01-05 | 10000 | Gasoline (UL) | COMPARTMENT A |  | Fiberglass Reinforced Plastic | Pressure | Double Walled | Fiberglass Reinforced Plastic
0-009298 | ROOSEVELT CARDLOCK | 1001 N 57TH AVE | PHOENIX | AZ | 85043 | Maricopa | 2 | Open | 1998-03-12 | 12000 | Gasoline | COMPARTMENT B | Double Walled | Fiberglass Reinforced Plastic
0-001441 | CIRCLE K #1580 | 1602 E BROADWAY BLVD | TUCSON | AZ | 85719 | Pima | 2 | Open | 1982-01-01 | 20000 | Gasoline (UL) | COMPARTMENT A | Single Walled | Asphalt coated or Bare Steel | Pressure | Single Walled | Bare or Galvanized Steel
0-001419 | CIRCLE K #1488 | 97 N GARDEN AVE | SIERRA VISTA | AZ | 85635 | Cochise | 3 | Open | 1973-01-01 | 10000 | Gasoline (UL) | COMPARTMENT A | Single Walled | Fiberglass Reinforced Plastic | Pressure | Double Walled | Fiberglass Reinforced Plastic
0-001462 | CIRCLE K #2701662 | 4402 E OSBORN RD | PHOENIX | AZ | 85018 | Maricopa | 6 | Open | 2015-03-09 | 12000 | Diesel | COMPARTMENT A | Double Walled | Fiberglass Reinforced Plastic | Pressure | Double Walled | Fiberglass Reinforced Plastic
0-004917 | SHELL #121382 | 5402 W INDIAN SCHOOL RD | PHOENIX | AZ | 85031 | Maricopa | 5 | Open | 1998-01-28 | 20000 | Gasoline | COMPARTMENT A | Double Walled | Fiberglass Reinforced Plastic | Pressure | Double Walled | Fiberglass Reinforced Plastic
0-004917 | SHELL #121382 | 5402 W INDIAN SCHOOL RD | PHOENIX | AZ | 85031 | Maricopa | 6 | Open | 1998-01-28 | 12000 | Gasoline | COMPARTMENT A | Double Walled | Fiberglass Reinforced Plastic | Pressure | Double Walled | Fiberglass Reinforced Plastic
0-000326 | ADOT - WILLIAMS MAINTENANCE |  | WILLIAMS |  |  | Coconino | 2 | Open | 1984-01-01 | 12000 | Diesel | COMPARTMENT A | Single Walled | Fiberglass Reinforced Plastic | Pressure | Double Walled | Flexible
0-004965 | SHELL | 5470 E GRANT RD | TUCSON | AZ | 85712 | Pima | 12 | Open | 2005-09-26 | 14000 | Gasoline | COMPARTMENT A | Double Walled | Fiberglass Reinforced Plastic | Pressure | Double Walled | Flexible
0-004965 | SHELL | 5470 E GRANT RD | TUCSON | AZ | 85712 | Pima | 11 | Open | 2005-09-26 | 8000 | Gasoline | COMPARTMENT B | Double Walled | Fiberglass Reinforced Plastic | Pressure | Double Walled | Flexible
0-003922 | PATS GAS & SERVICES | 300 NAUGLE AVE | PATAGONIA | AZ | 85624 | Santa Cruz | 4 | Open | 1991-01-01 | 3000 | Gasoline | COMPARTMENT A | Double Walled | Fiberglass Reinforced Plastic
0-000887 | SPEEDSMART #107 | 1158 W UNIVERSITY DR | MESA | AZ | 85201 | Maricopa | 5 | Open | 1993-01-01 | 12000 | Gasoline (UL) | COMPARTMENT A | Double Walled | Fiberglass Reinforced Plastic | Pressure | Double Walled | Fiberglass Reinforced Plastic
0-004494 | JJ GAS | 627 E MAIN ST | AVONDALE | AZ | 85323 | Maricopa | 6 | Open | 1994-04-01 | 6000 | Gasoline | COMPARTMENT A | Double Walled | Fiberglass Reinforced Plastic | Pressure | Double Walled | Flexible
0-010027 | SAM'S CLUB #6205 GAS STATION | 1520 S PACIFIC AVE | YUMA | AZ | 85365 | Yuma | 2 | Open | 2004-10-07 | 20000 | Gasoline | COMPARTMENT A | Double Walled | Fiberglass Reinforced Plastic | Pressure | Double Walled | Flexible
0-010035 | SMITH'S FOOD & DRUG #188 | 80 ACOMA BLVD N | LAKE HAVASU CITY | AZ | 86403 | Mohave | 1 | Open | 2004-09-22 | 8000 | Diesel | COMPARTMENT B | Double Walled | Fiberglass Reinforced Plastic
0-009516 | GILLCO OPERATING | 315 W BELL RD | PHOENIX | AZ | 85023 | Maricopa | 1 | Open | 1999-05-01 | 15000 | Gasoline (UL) | COMPARTMENT A | Double Walled | Fiberglass Reinforced Plastic | Pressure | Double Walled | Fiberglass Reinforced Plastic
0-001420 | CIRCLE K #2701502 | 1323 W SOUTHERN AVE | TEMPE | AZ | 85282 | Maricopa | 1 | Open | 1985-01-01 | 10000 | Gasoline | COMPARTMENT A | Double Walled | Fiberglass Reinforced Plastic | Pressure |  | Fiberglass Reinforced Plastic
0-001423 | CIRCLE K #2701535 | 2570 W STATE ROUTE 89A | SEDONA | AZ | 86336 | Yavapai | 3 | Open | 1984-01-01 | 10000 | Diesel | COMPARTMENT A | Double Walled | Fiberglass Reinforced Plastic | Pressure |  | Fiberglass Reinforced Plastic
0-005888 | CIRCLE K #2701773 | 6525 S COUNTRY CLUB RD | TUCSON | AZ | 85756 | Pima | 1 | Open | 1986-11-10 | 10000 | Diesel | COMPARTMENT A | Single Walled | Fiberglass Reinforced Plastic | Pressure | Single Walled | Fiberglass Reinforced Plastic
0-009819 | CIRCLE K #2706458 | 1609 N 91ST AVE | PHOENIX | AZ | 85037 | Maricopa | 1 | Open | 2001-03-08 | 20000 | Gasoline | COMPARTMENT A | Double Walled | Fiberglass Reinforced Plastic | Pressure | Double Walled | Fiberglass Reinforced Plastic
0-005897 | CIRCLE K #2708853 | 1950 S MILTON RD | FLAGSTAFF | AZ | 86001 | Coconino | 2 | Open | 1986-11-10 | 10000 | Gasoline | COMPARTMENT A | Double Walled | Fiberglass Reinforced Plastic | Pressure |  | Fiberglass Reinforced Plastic
0-001529 | CIRCLE K #2701921 | 3149 E VAN BUREN ST | PHOENIX | AZ | 85008 | Maricopa | 3 | Open | 1986-01-01 | 10000 | Diesel | COMPARTMENT A | Single Walled | Fiberglass Reinforced Plastic | Pressure | Single Walled | Fiberglass Reinforced Plastic
0-009492 | SUPERPUMPER #14 | 4740 E DYNAMITE BLVD | PHOENIX | AZ | 85331 | Maricopa | 2 | Open | 1998-11-19 | 12000 | Gasoline | COMPARTMENT A | Double Walled | Fiberglass Reinforced Plastic | Pressure | Double Walled | Fiberglass Reinforced Plastic
0-006254 | SPEEDWAY STORE #2997 | 9491 E 22ND ST | TUCSON | AZ | 85710 | Pima | 3 | Open | 1988-07-14 | 12000 | Gasoline | COMPARTMENT A | Single Walled | Fiberglass Reinforced Plastic | Pressure |  | Fiberglass Reinforced Plastic
0-009858 | GAS-N-GRUB DAIRY-N-SUB | 2201 HUALAPAI MOUNTAIN RD | KINGMAN | AZ | 86401 | Mohave | 1 | Open | 2001-12-18 | 4000 | Diesel | COMPARTMENT A | Double Walled | Fiberglass Reinforced Plastic
0-006478 | ANTELOPE TRAVEL RECREATION | 910 COPPERMINE RD | PAGE | AZ | 86040 | Coconino | 4 | Open | 1987-10-05 | 12000 | Gasoline (PUL) | COMPARTMENT A | Single Walled | Fiberglass Reinforced Plastic | Pressure |  | Fiberglass Reinforced Plastic
0-009876 | VALERO #8037 | 831 E WARNER RD | GILBERT | AZ | 85296 | Maricopa | 1 | Open | 2002-06-04 | 10000 | Gasoline | COMPARTMENT A | Double Walled | Fiberglass Reinforced Plastic | Pressure | Double Walled | Flexible
0-009116 | SPEEDWAY STORE #2939 | 3800 W LINDA VISTA BLVD | MARANA | AZ | 85742 | Pima | 1 | Open | 1997-04-22 | 12000 | Gasoline | COMPARTMENT A | Double Walled | Fiberglass Reinforced Plastic | Pressure | Double Walled | Fiberglass Reinforced Plastic
0-009523 | CIRCLE K #2706287 | 4425 E MAIN ST | MESA | AZ | 85205 | Maricopa | 4 | Open | 1999-08-10 | 12000 | Gasoline | COMPARTMENT A | Double Walled | Fiberglass Reinforced Plastic | Pressure | Double Walled | Flexible
0-002674 | CIRCLE K #2701576 | 1245 E GURLEY ST | PRESCOTT | AZ | 86301 | Yavapai | 2 | Open | 1986-08-09 | 10000 | Gasoline | COMPARTMENT A |  | Fiberglass Reinforced Plastic | Pressure |  | Fiberglass Reinforced Plastic
0-004881 | KIWANIS PARK MAINTENANCE YARD | 6390 S ALL AMERICAN DR | TEMPE | AZ | 85283 | Maricopa | 2 | Open | 1992-07-01 | 12000 | Gasoline | COMPARTMENT A | Double Walled | Composite (Steel/Fiberglass) | Pressure | Double Walled
0-009398 | SPEEDWAY STORE #2956 | 2381 S AVENUE B | YUMA | AZ | 85364 | Yuma | 1 | Open | 1998-11-25 | 8000 | Diesel | COMPARTMENT A | Double Walled | Fiberglass Reinforced Plastic | Pressure | Double Walled | Fiberglass Reinforced Plastic
0-009807 | ARCO AM/PM | 950 E 16TH ST | YUMA | AZ | 85365 | Yuma | 3 | Open | 2000-02-04 | 12000 | Gasoline | COMPARTMENT B | Double Walled | Fiberglass Reinforced Plastic
0-006459 | BRIDES AUTO CENTER | 1310 W CLEVELAND | SAINT JOHNS | AZ | 85936 | Apache | 1 | Open | 1978-01-01 | 12000 | Gasoline | COMPARTMENT A | Double Walled | Composite (Steel/Fiberglass) | Pressure |  | Bare or Galvanized Steel
0-009759 | GANTZEL FARMS | 25 W OCOTILLO RD | QUEEN CREEK | AZ | 85140 | Pinal | 2 | Open | 2000-12-28 | 8000 | Diesel | COMPARTMENT A | Double Walled | Fiberglass Reinforced Plastic
0-009410 | PILOT TRAVEL CENTER #211 | 14750 S HIGHWAY 95 | LAKE HAVASU CITY | AZ | 86404 | Mohave | 2 | Open | 1998-06-01 | 12000 | Gasoline | COMPARTMENT A | Double Walled | Fiberglass Reinforced Plastic | Pressure |  | Fiberglass Reinforced Plastic
0-005774 | SAYA MUSTANG | 609 E ROUTE 66 | WILLIAMS | AZ | 86046 | Coconino | 6 | Open | 1995-02-01 | 10000 | Gasoline | COMPARTMENT A | Double Walled | Composite (Steel/Fiberglass) | Pressure |  | Fiberglass Reinforced Plastic
0-001512 | CIRCLE K #3735 | 4301 W CACTUS RD | PHOENIX | AZ | 85304 | Maricopa | 3 | Open | 1982-01-01 | 10000 | Gasoline | COMPARTMENT A | Single Walled | Fiberglass Reinforced Plastic | Pressure |  | Fiberglass Reinforced Plastic
0-001479 | CIRCLE K #2701781 | 1540 E BROADWAY RD | PHOENIX | AZ | 85040 | Maricopa | 3 | Open | 1985-01-01 | 10000 | Diesel | COMPARTMENT A | Double Walled | Fiberglass Reinforced Plastic | Pressure |  | Fiberglass Reinforced Plastic
0-004550 | CIRCLE K #2701855 | 15400 N 7TH ST | PHOENIX | AZ | 85022 | Maricopa | 2 | Open | 1986-01-01 | 10000 | Gasoline | COMPARTMENT A | Single Walled | Fiberglass Reinforced Plastic | Pressure |  | Fiberglass Reinforced Plastic
0-007143 | CITY OF PHOENIX - ENCANTO PARK MAINTENANCE | 1801 W ENCANTO BLVD | PHOENIX | AZ | 85007 | Maricopa | 2 | Open | 1989-12-19 | 6000 | Diesel | COMPARTMENT A | Double Walled | Fiberglass Reinforced Plastic | Pressure | Double Walled | Fiberglass Reinforced Plastic
0-008971 | NEIGHBORS MART | 2890 JAMAICA BLVD S | LAKE HAVASU CITY | AZ | 86406 | Mohave | 1 | Open | 1997-05-16 | 12000 | Gasoline | COMPARTMENT A | Double Walled | Fiberglass Reinforced Plastic | Pressure | Double Walled | Fiberglass Reinforced Plastic
0-009031 | MOBIL MART | 1395 W MAIN ST | QUARTZSITE | AZ | 85346 | La Paz | 3 | Open | 2005-09-23 | 10000 | Diesel | COMPARTMENT A | Double Walled | Composite (Steel/Fiberglass) | Pressure | Double Walled | Flexible
0-009031 | MOBIL MART | 1395 W MAIN ST | QUARTZSITE | AZ | 85346 | La Paz | 1 | Open | 1996-09-01 | 12000 | Gasoline | COMPARTMENT A | Double Walled | Composite (Steel/Fiberglass) | Pressure | Double Walled | Flexible
0-006279 | TOWN OF GILBERT - PUBLIC WORKS DEPARTMENT | 900 E JUNIPER AVE | GILBERT | AZ | 85234 | Maricopa | 3 | Open | 1988-05-12 | 12000 | Gasoline | COMPARTMENT A | Double Walled | Fiberglass Reinforced Plastic | Pressure | Double Walled | Fiberglass Reinforced Plastic
0-004939 | FRY'S FUEL CENTER #5 | 7949 E THOMAS RD | SCOTTSDALE | AZ | 85251 | Maricopa | 5 | Open | 2005-11-01 | 9000 | Gasoline (PUL) | COMPARTMENT B | Double Walled | Composite (Steel/Fiberglass) | Pressure | Double Walled | Flexible
0-004957 | SPEEDWAY STORE #2963 | 3902 E SPEEDWAY BLVD | TUCSON | AZ | 85712 | Pima | 6 | Open | 1995-07-01 | 20000 | Gasoline (UL) | COMPARTMENT A | Double Walled | Fiberglass Reinforced Plastic | Pressure | Double Walled
0-009310 | SPEEDWAY STORE #2884 | 701 E STATE HIGHWAY 260 | PAYSON | AZ | 85541 | Gila | 1 | Open | 1997-11-14 | 12000 | Diesel #2 | COMPARTMENT A | Double Walled | Fiberglass Reinforced Plastic | Pressure |  | Fiberglass Reinforced Plastic
0-009037 | ARCO AM/PM | 1989 W RAY RD | CHANDLER | AZ | 85224 | Maricopa | 3 | Open | 1996-07-17 | 15000 | Gasoline | COMPARTMENT A | Double Walled | Fiberglass Reinforced Plastic | Pressure | Double Walled | Fiberglass Reinforced Plastic
0-000216 | MAVERIK COUNTRY STORE #213 | 4495 S HIGHWAY 95 | MOHAVE VALLEY | AZ | 86426 | Mohave | 2 | Open | 1988-03-01 | 12000 | Gasoline | COMPARTMENT A | Double Walled | Composite (Steel/Fiberglass) | Pressure | Double Walled | Flexible
0-000875 | CIRCLE K STORE #2706659 | 6937 N 75TH AVE | GLENDALE | AZ | 85303 | Maricopa | 9 | Open | 2004-11-12 | 12000 | Diesel | COMPARTMENT A | Double Walled | Fiberglass Reinforced Plastic | Pressure | Double Walled | Fiberglass Reinforced Plastic
0-009761 | CIRCLE K #2706286 | 8630 E GOLF LINKS RD | TUCSON | AZ | 85730 | Pima | 1 | Open | 2001-01-01 | 10000 | Diesel | COMPARTMENT A | Double Walled | Fiberglass Reinforced Plastic | Pressure | Double Walled | Flexible
0-001481 | CIRCLE K #2701789 | 9000 N CAMINO DE OESTE | MARANA | AZ | 85742 | Pima | 3 | Open | 1985-01-01 | 10000 | Gasoline | COMPARTMENT A | Double Walled | Fiberglass Reinforced Plastic | Pressure | Single Walled | Fiberglass Reinforced Plastic
0-001481 | CIRCLE K #2701789 | 9000 N CAMINO DE OESTE | MARANA | AZ | 85742 | Pima | 2 | Open | 1985-01-01 | 10000 | Gasoline | COMPARTMENT A | Double Walled | Fiberglass Reinforced Plastic | Pressure | Single Walled | Fiberglass Reinforced Plastic
0-000540 | ARCO #1509 | 10303 GRAND AVE | SUN CITY | AZ | 85351 | Maricopa | 8 | Open | 1990-02-02 | 10000 | Gasoline | COMPARTMENT A | Double Walled | Fiberglass Reinforced Plastic | Pressure | Double Walled | Fiberglass Reinforced Plastic
0-000217 | SHELL BELL | 4121 W BELL RD | PHOENIX | AZ | 85053 | Maricopa | 8 | Open | 1996-04-01 | 12000 | Gasoline | COMPARTMENT A | Double Walled | Fiberglass Reinforced Plastic | Pressure | Double Walled | Fiberglass Reinforced Plastic
0-005490 | CIRCLE K #2702835 | 3402 N 35TH AVE | PHOENIX | AZ | 85017 | Maricopa | 4 | Open | 1994-07-28 | 8000 | Gasoline | COMPARTMENT A | Single Walled | Fiberglass Reinforced Plastic | Pressure | Single Walled | Fiberglass Reinforced Plastic
0-001380 | CIRCLE K #1204 | 3700 W ORANGE GROVE RD | MARANA | AZ | 85741 | Pima | 3 | Open | 1991-05-01 | 10000 | Gasoline | COMPARTMENT A | Single Walled | Fiberglass Reinforced Plastic | Pressure | Single Walled | Fiberglass Reinforced Plastic
0-001245 | CIRCLE K #2700517 | 3155 N ALVERNON WAY | TUCSON | AZ | 85712 | Pima | 4 | Open | 1995-06-20 | 10000 | Gasoline (UL) | COMPARTMENT A | Single Walled | Fiberglass Reinforced Plastic | Pressure | Double Walled | Fiberglass Reinforced Plastic
0-003196 | CIRCLE K STORE #2709172 | 1435 W BASELINE RD | TEMPE | AZ | 85283 | Maricopa | 9 | Open | 1999-05-20 | 20000 | Gasoline | COMPARTMENT A | Double Walled | Fiberglass Reinforced Plastic | Pressure |  | Fiberglass Reinforced Plastic
0-010586 | FRY'S FUEL FACILITY #694 | 2800 W DOVE VALLEY RD | PHOENIX | AZ | 85085 | Maricopa | 2 | Open | 2016-12-01 | 10000 | Diesel | COMPARTMENT A | Double Walled | Fiberglass Reinforced Plastic | Pressure | Double Walled | Fiberglass Reinforced Plastic
0-010636 | FRY'S FUEL #619 | 4120 N 103RD AVE | PHOENIX | AZ | 85037 | Maricopa | 2 | Open | 2014-10-09 | 10000 | Diesel | COMPARTMENT B | Double Walled | Fiberglass Reinforced Plastic | Pressure | Double Walled | Fiberglass Reinforced Plastic
0-008602 | TRIPLE B | 824 N WILLIAM BROOKS AVE | SAN LUIS | AZ | 85336 | Yuma | 10 | Open | 2020-07-08 | 15000 | Diesel | COMPARTMENT B | Double Walled | Fiberglass Reinforced Plastic | Pressure | Double Walled | Fiberglass Reinforced Plastic
0-009875 | CIRCLE K STORE #2703367 | 8327 W THUNDERBIRD RD | PEORIA | AZ | 85381 | Maricopa | 2 | Open | 2002-06-27 | 12000 | Gasoline | COMPARTMENT A | Double Walled | Fiberglass Reinforced Plastic | Pressure | Double Walled | Fiberglass Reinforced Plastic
0-010285 | COSTCO WHOLESALE #1028 | 7525 E HAMPTON AVE | MESA | AZ | 85209 | Maricopa | 2 | Open | 2008-05-01 | 30000 | Gasoline (UL) | COMPARTMENT A | Double Walled | Fiberglass Reinforced Plastic | Pressure | Double Walled | Fiberglass Reinforced Plastic
0-010221 | SAFEWAY FUEL #1849 | 32551 N SCOTTSDALE RD | SCOTTSDALE | AZ | 85266 | Maricopa | 1 | Open | 2008-02-13 | 20000 | Gasoline | COMPARTMENT A | Double Walled | Fiberglass Reinforced Plastic | Pressure | Double Walled | Flexible
0-003139 | CITY OF MESA - FLEET SUPPORT SERVICES | 310 E 6TH ST | MESA | AZ | 85201 | Maricopa | 20 | Open | 1993-01-01 | 1000 | New Oil | COMPARTMENT A | Double Walled | Fiberglass Reinforced Plastic | Suction - Check Valve at the Tank Top | Double Walled | Fiberglass Reinforced Plastic
0-006661 | FORT VALLEY CHEVRON | 1312 N FORT VALLEY RD | FLAGSTAFF | AZ | 86001 | Coconino | 4 | Open | 2019-11-07 | 12000 | Gasoline (UL) | COMPARTMENT A | Double Walled | Fiberglass Reinforced Plastic | Pressure | Double Walled | Fiberglass Reinforced Plastic
0-008293 | HOLBROOK TRAVEL CENTER #246 | 3747 EXPRESS DR | HOLBROOK | AZ | 86025 | Navajo | 1 | Open | 1992-08-10 | 7000 | Gasoline | COMPARTMENT A | Double Walled | Composite (Steel/Fiberglass) | Pressure | Double Walled | Fiberglass Reinforced Plastic
0-010140 | QUIKTRIP #478 | 5545 S POWER RD | MESA | AZ | 85212 | Maricopa | 2 | Open | 2008-03-27 | 20000 | Gasoline | COMPARTMENT A | Double Walled | Fiberglass Reinforced Plastic | Pressure | Double Walled | Fiberglass Reinforced Plastic
0-010140 | QUIKTRIP #478 | 5545 S POWER RD | MESA | AZ | 85212 | Maricopa | 4 | Open | 2015-12-08 | 10000 | Other | COMPARTMENT B | Double Walled | Fiberglass Reinforced Plastic | Pressure | Double Walled | Fiberglass Reinforced Plastic
0-005461 | CIRCLE K #2924 | 5680 S CAMPBELL AVE | TUCSON | AZ | 85706 | Pima | 3 | Open | 1995-11-03 | 10000 | Gasoline (PUL) | COMPARTMENT A | Single Walled | Fiberglass Reinforced Plastic | Pressure | Double Walled | Fiberglass Reinforced Plastic
0-004890 | COMPADRE HIGH SCHOOL | 500 W GUADALUPE RD | TEMPE | AZ | 85283 | Maricopa | 5 | Open | 1995-08-01 | 12000 | Gasoline | COMPARTMENT A | Double Walled | Fiberglass Reinforced Plastic | Pressure | Double Walled | Fiberglass Reinforced Plastic
0-005408 | MARICOPA AGRICULTURAL CENTER | 37860 W SMITH ENKE RD | MARICOPA | AZ | 85138 | Pinal | 2 | Open | 1985-05-05 | 10000 | Gasoline | COMPARTMENT A | Double Walled | Fiberglass Reinforced Plastic | Pressure | Double Walled | Fiberglass Reinforced Plastic
0-001862 | CIRCLE K STORE #2705407 | 4259 W MCDOWELL RD | PHOENIX | AZ | 85009 | Maricopa | 7 | Open | 1988-01-01 | 10000 | Gasoline | COMPARTMENT A | Single Walled | Fiberglass Reinforced Plastic | Pressure | Single Walled | Fiberglass Reinforced Plastic
0-000917 | TEXACO #60-349-0332 | 6701 W INDIAN SCHOOL RD | PHOENIX | AZ | 85033 | Maricopa | 4 | Open | 2020-04-07 | 15000 | Gasoline (UL) | COMPARTMENT A | Double Walled | Polyethylene Jacketed Steel | Pressure | Double Walled | Fiberglass Reinforced Plastic
0-001325 | CIRCLE K #2700822 | 3 E MAIN ST | AVONDALE | AZ | 85323 | Maricopa | 2 | Open | 1985-12-01 | 10000 | Gasoline | COMPARTMENT A |  | Fiberglass Reinforced Plastic | Pressure |  | Fiberglass Reinforced Plastic
0-010301 | CIRCLE K STORE #2703379 | 507 W BROADWAY RD | TEMPE | AZ | 85282 | Maricopa | 2 | Open | 2009-02-02 | 12000 | Gasoline | COMPARTMENT A | Double Walled | Fiberglass Reinforced Plastic | Pressure | Double Walled | Fiberglass Reinforced Plastic
0-003876 | CITY OF PHOENIX - NORTH TRANSIT FACILITY | 2010 W DESERT COVE AVE | PHOENIX | AZ | 85029 | Maricopa | 24 | Open | 2013-09-05 | 1000 | Used Oil/Waste Oil | COMPARTMENT A | Double Walled | Fiberglass Reinforced Plastic | Pressure | Double Walled | Fiberglass Reinforced Plastic
0-003876 | CITY OF PHOENIX - NORTH TRANSIT FACILITY | 2010 W DESERT COVE AVE | PHOENIX | AZ | 85029 | Maricopa | 21 | Open | 2013-09-05 | 1000 | Antifreeze / Ethylene Glycol | COMPARTMENT A | Double Walled | Fiberglass Reinforced Plastic | Pressure | Double Walled | Fiberglass Reinforced Plastic
0-003197 | CIRCLE K STORE #2709173 | 1817 W BASELINE RD | MESA | AZ | 85202 | Maricopa | 8 | Open | 1987-07-01 | 10000 | Gasoline | COMPARTMENT A | Single Walled | Fiberglass Reinforced Plastic | Pressure | Double Walled | Fiberglass Reinforced Plastic
0-000882 | CIRCLE K STORE #2706660 | 2005 W BROADWAY RD | MESA | AZ | 85202 | Maricopa | 4 | Open | 1997-08-14 | 20000 | Gasoline | COMPARTMENT A | Double Walled | Fiberglass Reinforced Plastic | Pressure | Double Walled | Fiberglass Reinforced Plastic
0-009595 | CHEVRON #208047 | 14445 W GRAND AVE | SURPRISE | AZ | 85374 | Maricopa | 1 | Open | 1999-08-01 | 15000 | Gasoline | COMPARTMENT A | Double Walled | Fiberglass Reinforced Plastic | Pressure | Double Walled | Fiberglass Reinforced Plastic
0-006172 | 4 SONS FOOD STORES #802 | 9070 W BELL RD | PEORIA | AZ | 85382 | Maricopa | 3 | Open | 1997-01-24 | 12000 | Gasoline | COMPARTMENT A | Double Walled | Fiberglass Reinforced Plastic | Pressure | Double Walled | Fiberglass Reinforced Plastic
0-006172 | 4 SONS FOOD STORES #802 | 9070 W BELL RD | PEORIA | AZ | 85382 | Maricopa | 4 | Open | 1997-01-24 | 12000 | Diesel | COMPARTMENT A | Double Walled | Fiberglass Reinforced Plastic | Pressure | Double Walled | Fiberglass Reinforced Plastic
0-004075 | BELL GAS #450 | 49998 EHRENBERG POSTON HWY | EHRENBERG | AZ | 85334 | La Paz | 4 | Open | 1997-11-15 | 15000 | Gasoline | COMPARTMENT A | Double Walled | Asphalt coated or Bare Steel | Pressure | Double Walled | Fiberglass Reinforced Plastic
0-000313 | CIRCLE K STORE #2705194 | 12042 N 32ND ST | PHOENIX | AZ | 85028 | Maricopa | 3 | Open | 1986-01-01 | 10000 | Diesel | COMPARTMENT A |  | Fiberglass Reinforced Plastic | Pressure |  | Fiberglass Reinforced Plastic
0-002534 | WAHWEAP SINCLAIR STATION | 100 LAKESHORE DR | PAGE | AZ | 86040 | Coconino | 6 | Open | 1987-04-01 | 10000 | Diesel | COMPARTMENT A | Double Walled | Fiberglass Reinforced Plastic | Pressure | Single Walled | Fiberglass Reinforced Plastic
0-006465 | ARCO #5502 | 702 W BROADWAY RD | PHOENIX | AZ | 85041 | Maricopa | 4 | Open | 2019-06-28 | 15000 | Gasoline (UL) | COMPARTMENT A | Double Walled | Composite (Steel/Fiberglass) | Pressure | Double Walled | Fiberglass Reinforced Plastic
0-010417 | IN & OUT BURGER DISTRIBUTION CENTER | 1750 E RIVERVIEW DR | PHOENIX | AZ | 85034 | Maricopa | 1 | Open | 2010-10-19 | 20000 | Diesel | COMPARTMENT A | Double Walled | Fiberglass Reinforced Plastic | Pressure | Double Walled | Fiberglass Reinforced Plastic
0-010415 | HANGARS AT KNUDSEN CORPORATE CENTER | 1825 W KNUDSEN DR | PHOENIX | AZ | 85027 | Maricopa | 2 | Open | 2008-10-01 | 12000 | Gasoline | COMPARTMENT A | Double Walled | Fiberglass Reinforced Plastic | Pressure | Double Walled | Fiberglass Reinforced Plastic
0-003849 | CITY OF PHOENIX - SOUTH MOUNTAIN BRIEFING STATION | 400 W SOUTHERN AVE | PHOENIX | AZ | 85041 | Maricopa | 5 | Open | 1990-08-06 | 12000 | Gasoline | COMPARTMENT A | Double Walled | Fiberglass Reinforced Plastic | Pressure | Double Walled | Fiberglass Reinforced Plastic
0-003849 | CITY OF PHOENIX - SOUTH MOUNTAIN BRIEFING STATION | 400 W SOUTHERN AVE | PHOENIX | AZ | 85041 | Maricopa | 6 | Open | 1990-08-06 | 12000 | Gasoline | COMPARTMENT A | Double Walled | Fiberglass Reinforced Plastic | Pressure | Double Walled | Fiberglass Reinforced Plastic
0-010116 | BEAVER CREEK GAS MART | 3625 E BEAVER CREEK RD | RIMROCK | AZ | 86335 | Yavapai | 1 | Open | 2005-08-04 | 10000 | Gasoline | COMPARTMENT B | Double Walled | Fiberglass Reinforced Plastic | Pressure | Double Walled | Fiberglass Reinforced Plastic
0-003644 | CIRCLE K #2705291 | 1995 S ARIZONA AVE | CHANDLER | AZ | 85286 | Maricopa | 1 | Open | 1988-01-01 | 15000 | Gasoline | COMPARTMENT A | Single Walled | Fiberglass Reinforced Plastic | Pressure | Single Walled | Fiberglass Reinforced Plastic
0-004580 | SONOITA MERCANTILE WATER SYSTEM | 3235 STATE HIGHWAY 83 | SONOITA | AZ | 85637 | Santa Cruz | 5 | Open | 1999-11-23 | 6000 | Gasoline | COMPARTMENT A | Double Walled | Composite (Steel/Fiberglass)
0-004580 | SONOITA MERCANTILE WATER SYSTEM | 3235 STATE HIGHWAY 83 | SONOITA | AZ | 85637 | Santa Cruz | 4 | Open | 1999-11-23 | 12000 | Gasoline | COMPARTMENT A | Double Walled | Composite (Steel/Fiberglass) | Pressure | Double Walled | Flexible
0-009847 | CIRCLE K #5189 | 298 N 83RD AVE | TOLLESON | AZ | 85353 | Maricopa | 1 | Open | 2002-03-04 | 15000 | Gasoline | COMPARTMENT A | Double Walled | Fiberglass Reinforced Plastic | Pressure | Double Walled | Fiberglass Reinforced Plastic
0-009847 | CIRCLE K #5189 | 298 N 83RD AVE | TOLLESON | AZ | 85353 | Maricopa | 3 | Open | 2002-03-04 | 15000 | Diesel | COMPARTMENT A | Double Walled | Fiberglass Reinforced Plastic | Pressure | Double Walled | Fiberglass Reinforced Plastic
0-010219 | SAM'S CLUB #4915 | 600 HIGHWAY 95 | BULLHEAD CITY | AZ | 86429 | Mohave | 3 | Open | 2005-10-27 | 12000 | Gasoline | COMPARTMENT B | Double Walled | Fiberglass Reinforced Plastic | Pressure | Double Walled | Flexible
0-009464 | CIRCLE K #2705573 | 8319 W BELL RD | PEORIA | AZ | 85382 | Maricopa | 2 | Open | 1999-01-19 | 15000 | Gasoline | COMPARTMENT A | Double Walled | Fiberglass Reinforced Plastic | Pressure | Double Walled | Fiberglass Reinforced Plastic
0-001168 | CIRCLE K #2700041 | 6002 NW GRAND AVE | GLENDALE | AZ | 85301 | Maricopa | 2 | Open | 1985-01-01 | 10000 | Gasoline | COMPARTMENT A | Double Walled | Fiberglass Reinforced Plastic | Pressure | Single Walled | Fiberglass Reinforced Plastic
0-001168 | CIRCLE K #2700041 | 6002 NW GRAND AVE | GLENDALE | AZ | 85301 | Maricopa | 1 | Open | 1985-01-01 | 10000 | Gasoline | COMPARTMENT A | Double Walled | Fiberglass Reinforced Plastic | Pressure | Single Walled | Fiberglass Reinforced Plastic
0-009713 | BASELINE CARDLOCK & TANK WAGON | 822 E BASELINE RD | MESA | AZ | 85204 | Maricopa | 2 | Open | 2000-10-30 | 8000 | Gasoline (PUL) | COMPARTMENT B | Double Walled | Fiberglass Reinforced Plastic
0-009713 | BASELINE CARDLOCK & TANK WAGON | 822 E BASELINE RD | MESA | AZ | 85204 | Maricopa | 4 | Open | 2018-08-13 | 30000 | Diesel #2 | COMPARTMENT A | Double Walled | Polyethylene Jacketed Steel
0-010123 | TREKELL CHEVRON | 2012 N TREKELL RD | CASA GRANDE | AZ | 85122 | Pinal | 1 | Open | 2005-04-01 | 6000 | Diesel | COMPARTMENT B | Double Walled | Fiberglass Reinforced Plastic | Pressure | Double Walled | Fiberglass Reinforced Plastic
0-010111 | CITY OF PHOENIX - NORTH GATEWAY TRANSFER STATION | 30205 N BLACK CANYON HWY | PHOENIX | AZ | 85085 | Maricopa | 3 | Open | 2005-10-07 | 12000 | Diesel | COMPARTMENT A | Double Walled | Fiberglass Reinforced Plastic | Pressure | Double Walled | Fiberglass Reinforced Plastic
0-010338 | FRYS FUEL CENTER #126 | 6615 W INDIAN SCHOOL RD | PHOENIX | AZ | 85033 | Maricopa | 1 | Open | 2002-12-01 | 20000 | Gasoline | COMPARTMENT A | Double Walled | Fiberglass Reinforced Plastic | Pressure | Double Walled | Flexible
0-010338 | FRYS FUEL CENTER #126 | 6615 W INDIAN SCHOOL RD | PHOENIX | AZ | 85033 | Maricopa | 2 | Open | 2002-12-01 | 8000 | Diesel | COMPARTMENT B | Double Walled | Fiberglass Reinforced Plastic | Pressure | Double Walled | Flexible
0-001309 | CIRCLE K #2700787 | 939 W BASELINE RD | TEMPE | AZ | 85283 | Maricopa | 3 | Open | 1994-11-10 | 10000 | Gasoline (UL) | COMPARTMENT A | Double Walled | Fiberglass Reinforced Plastic | Pressure | Double Walled | Fiberglass Reinforced Plastic
0-001458 | CIRCLE K #2701634 | 5801 N ORACLE RD | TUCSON | AZ | 85704 | Pima | 2 | Open | 1984-01-01 | 10000 | Gasoline (PUL) | COMPARTMENT A | Single Walled | Fiberglass Reinforced Plastic | Pressure |  | Fiberglass Reinforced Plastic
0-010151 | JACKSONS ENERGY #6782 | 1785 S RAILROAD SPRINGS BLVD | FLAGSTAFF | AZ | 86001 | Coconino | 3 | Open | 2006-03-23 | 5000 | Gasoline | COMPARTMENT A | Double Walled | Fiberglass Reinforced Plastic | Pressure | Double Walled | Flexible
0-010574 | FRY'S FUEL FACILITY #681 | 2955 E OCOTILLO RD | CHANDLER | AZ | 85249 | Maricopa | 1 | Open | 2016-10-20 | 20000 | Gasoline | COMPARTMENT A | Double Walled | Fiberglass Reinforced Plastic | Pressure | Double Walled | Fiberglass Reinforced Plastic
0-010569 | LOVE'S TRAVEL STOP #659 | 8313 W ROOSEVELT ST | TOLLESON | AZ | 85353 | Maricopa | 6 | Open | 2019-12-30 | 2000 | New Oil | COMPARTMENT A | Double Walled | Fiberglass Reinforced Plastic | Suction - Check Valve at the Tank Top | Double Walled | Fiberglass Reinforced Plastic
0-009094 | B & Z INVESTMENTS 1 | 5965 E BROWN RD | MESA | AZ | 85205 | Maricopa | 1 | Open | 1997-02-07 | 10000 | Gasoline | COMPARTMENT A | Double Walled | Fiberglass Reinforced Plastic | Pressure | Double Walled | Fiberglass Reinforced Plastic
0-009127 | WOOD CARDLOCK | 3225 E WOOD ST | PHOENIX | AZ | 85040 | Maricopa | 2 | Open | 1997-07-10 | 4000 | Red Diesel | COMPARTMENT B | Double Walled | Fiberglass Reinforced Plastic | Pressure | Double Walled | Fiberglass Reinforced Plastic
0-006001 | COBBLESTONE 11 | 616 W BASELINE RD | TEMPE | AZ | 85283 | Maricopa | 3 | Open | 1986-11-01 | 10000 | Gasoline | COMPARTMENT A | Single Walled | Fiberglass Reinforced Plastic | Suction - Check Valve at the Tank Top | Double Walled | Fiberglass Reinforced Plastic
0-009445 | WERNER ENTERPRISES | 4801 W MAGNOLIA ST | PHOENIX | AZ | 85043 | Maricopa | 2 | Open | 1996-01-01 | 6000 | New Oil | COMPARTMENT A | Double Walled | Fiberglass Reinforced Plastic | Pressure | Double Walled | Fiberglass Reinforced Plastic
0-009852 | MESA STAR CHEVRON | 7956 E UNIVERSITY DR | MESA | AZ | 85207 | Maricopa | 2 | Open | 2001-01-18 | 15000 | Gasoline | COMPARTMENT A | Double Walled | Fiberglass Reinforced Plastic | Pressure | Double Walled | Fiberglass Reinforced Plastic
0-009278 | MAVERIK COUNTY STORE #545 | 690 W STATE ROUTE 89A | COTTONWOOD | AZ | 86326 | Yavapai | 4 | Open | 2017-10-24 | 8000 | Gasoline (PUL) | COMPARTMENT B | Double Walled | Fiberglass Reinforced Plastic | Pressure | Double Walled | Flexible
0-009800 | CIRCLE K #2706356 | 1203 E SOUTHERN AVE | MESA | AZ | 85204 | Maricopa | 3 | Open | 2001-04-17 | 10000 | Gasoline | COMPARTMENT A | Double Walled | Fiberglass Reinforced Plastic | Pressure | Double Walled | Flexible
0-004984 | UPS FLAGSTAFF | 2300 E HUNTINGTON DR | FLAGSTAFF | AZ | 86004 | Coconino | 3 | Open | 1992-12-01 | 12000 | Gasoline | COMPARTMENT A | Single Walled | Fiberglass Reinforced Plastic | Pressure |  | Fiberglass Reinforced Plastic
0-005318 | CHEVRON - QUICK MART | 3686 E SANTA FE AVE | FLAGSTAFF | AZ | 86004 | Coconino | 6 | Open | 1996-05-02 | 6000 | Diesel | COMPARTMENT B | Double Walled | Composite (Steel/Fiberglass) | Pressure |  | Fiberglass Reinforced Plastic
0-007180 | CHEVRON #9-6574 | 825 E APACHE BLVD | TEMPE | AZ | 85281 | Maricopa | 6 | Open | 1997-06-05 | 10000 | Gasoline | COMPARTMENT A | Double Walled | Fiberglass Reinforced Plastic | Pressure | Double Walled | Fiberglass Reinforced Plastic
0-008125 | CHINO VALLEY STATION | 995 S STATE ROUTE 89 | CHINO VALLEY | AZ | 86323 | Yavapai | 5 | Open | 1994-01-18 | 8000 | Gasoline | COMPARTMENT A | Single Walled | Asphalt coated or Bare Steel | Pressure | Single Walled | Bare or Galvanized Steel
0-002001 | CHEVRON | 5960 N ORACLE RD | TUCSON | AZ | 85704 | Pima | 1 | Open | 1985-01-01 | 12000 | Gasoline (UL) | COMPARTMENT A | Double Walled | Fiberglass Reinforced Plastic | Pressure |  | Fiberglass Reinforced Plastic
0-006236 | LAKE HAVASU TRI-MART | 2201 MCCULLOCH BLVD N | LAKE HAVASU CITY | AZ | 86403 | Mohave | 5 | Open | 2019-09-27 | 12000 | Gasoline (UL) | COMPARTMENT A | Double Walled | Fiberglass Reinforced Plastic
0-009575 | CIRCLE K STORE #2709183 | 3033 W QUEEN CREEK RD | CHANDLER | AZ | 85248 | Maricopa | 1 | Open | 1999-10-01 | 20000 | Gasoline | COMPARTMENT A | Double Walled | Fiberglass Reinforced Plastic | Pressure | Double Walled | Flexible
0-006135 | CIRCLE K #2701785 | 7460 W CACTUS RD | PEORIA | AZ | 85381 | Maricopa | 1 | Open | 1985-01-01 | 10000 | Gasoline | COMPARTMENT A | Single Walled | Fiberglass Reinforced Plastic | Pressure | Single Walled | Fiberglass Reinforced Plastic
0-009889 | SPEEDWAY STORE #2969 | 6890 N SANDARIO RD | MARANA | AZ | 85743 | Pima | 2 | Open | 2002-01-22 | 15000 | Gasoline | COMPARTMENT A | Double Walled | Fiberglass Reinforced Plastic | Pressure | Single Walled | Fiberglass Reinforced Plastic
0-000464 | ARMOUR PROCESSED MEAT COMPANY | 407 S 3RD AVE | PHOENIX | AZ | 85003 | Maricopa | 1 | Open | 1966-01-01 | 2000 | Gasoline | COMPARTMENT A |  | Asphalt coated or Bare Steel
0-009758 | DIGITAL 2121 SOUTH PRICE | 2121 S PRICE RD | CHANDLER | AZ | 85286 | Maricopa | 3 | Open | 2007-07-15 | 25000 | Diesel | COMPARTMENT A | Double Walled | Fiberglass Reinforced Plastic | Suction - Check Valve at the Dispenser | Double Walled | Flexible
0-001042 | RAJWANI INVESTMENTS, LLC (FOOD MART) | 5105 W GLENDALE AVE | GLENDALE | AZ | 85301 | Maricopa | 7 | Open | 1996-11-15 | 8000 | Diesel | COMPARTMENT A | Single Walled | Fiberglass Reinforced Plastic | Pressure |  | Fiberglass Reinforced Plastic
0-004116 | CARIOCA #60 | 8233 E STATE ROUTE 69 | PRESCOTT VALLEY | AZ | 86314 | Yavapai | 2 | Open | 1987-05-26 | 10000 | Gasoline | COMPARTMENT A | Single Walled | Fiberglass Reinforced Plastic | Pressure |  | Fiberglass Reinforced Plastic
0-001062 | IKE'S MINI MARKET | 117 E FREMONT ST | TOMBSTONE | AZ | 85638 | Cochise | 6 | Open | 1989-03-01 | 6000 | Gasoline | COMPARTMENT A | Double Walled | Composite (Steel/Fiberglass) | Suction - Check Valve at the Tank Top | Single Walled | Bare or Galvanized Steel
0-003446 | ARCO AM/PM | 1349 S 4TH AVE | YUMA | AZ | 85364 | Yuma | 6 | Open | 2008-05-23 | 20000 | Gasoline | COMPARTMENT A | Double Walled | Fiberglass Reinforced Plastic | Pressure | Double Walled | Fiberglass Reinforced Plastic
0-007561 | CITY OF MESA - EAST MESA SERVICE CENTER | 6935 E DECATUR ST | MESA | AZ | 85207 | Maricopa | 1 | Open | 1990-10-24 | 1000 | Antifreeze / Ethylene Glycol | COMPARTMENT A | Double Walled | Fiberglass Reinforced Plastic | Suction - Check Valve at the Tank Top |  | Fiberglass Reinforced Plastic
0-005840 | PILOT TRAVEL CENTER #1180 | 41112 W INDIAN SCHOOL RD | TONOPAH | AZ | 85354 | Maricopa | 6 | Open | 2019-02-15 | 16000 | Gasoline (UL) | COMPARTMENT A | Double Walled | Fiberglass Reinforced Plastic | Pressure | Double Walled | Fiberglass Reinforced Plastic
0-008815 | WILLIAMS CHEVRON | 1050 N GRAND CANYON BLVD | WILLIAMS | AZ | 86046 | Coconino | 3 | Open | 1995-11-01 | 6000 | Gasoline (UL) | COMPARTMENT A |  | Fiberglass Reinforced Plastic | Pressure | Double Walled | Fiberglass Reinforced Plastic
0-008815 | WILLIAMS CHEVRON | 1050 N GRAND CANYON BLVD | WILLIAMS | AZ | 86046 | Coconino | 3 | Open | 1995-11-01 | 4000 | Diesel | COMPARTMENT B |  | Fiberglass Reinforced Plastic
0-009723 | VALLE TRAVEL STOP LLC | 313 AZ-64 | WILLIAMS | AZ | 86046 | Coconino | 2 | Open | 1999-03-01 | 6000 | Gasoline | COMPARTMENT A | Double Walled | Composite (Steel/Fiberglass)
0-007103 | R & D CONOCO | 3780 W MAGEE RD | TUCSON | AZ | 85741 | Pima | 3 | Open | 1988-01-01 | 12000 | Gasoline | COMPARTMENT A | Double Walled | Composite (Steel/Fiberglass) | Pressure |  | Fiberglass Reinforced Plastic
0-006335 | SPEEDWAY STORE #2883 | 999 S MAIN ST | COTTONWOOD | AZ | 86326 | Yavapai | 4 | Open | 1988-11-25 | 12000 | Diesel | COMPARTMENT A | Double Walled | Fiberglass Reinforced Plastic | Pressure |  | Fiberglass Reinforced Plastic
0-006209 | GLENDALE ELEMENTARY SCHOOL DISTRICT #40 | 7015 W MARYLAND AVE | GLENDALE | AZ | 85303 | Maricopa | 4 | Open | 1990-10-01 | 560 | Used Oil/Waste Oil | COMPARTMENT A | Double Walled | Fiberglass Reinforced Plastic | Gravity Feed
0-009885 | AM/PM | 2635 W DEER VALLEY RD | PHOENIX | AZ | 85027 | Maricopa | 1 | Open | 2000-01-01 | 12000 | Gasoline | COMPARTMENT B | Double Walled | Fiberglass Reinforced Plastic
0-005819 | CIRCLE K #2705069 | 4301 W THOMAS RD | PHOENIX | AZ | 85031 | Maricopa | 3 | Open | 1989-06-01 | 10000 | Gasoline | COMPARTMENT A | Double Walled | Fiberglass Reinforced Plastic | Pressure |  | Fiberglass Reinforced Plastic
0-009818 | CIRCLE K #2706459 | 1557 S VAL VISTA DR | MESA | AZ | 85204 | Maricopa | 4 | Open | 2001-06-29 | 12000 | Gasoline | COMPARTMENT A | Double Walled | Fiberglass Reinforced Plastic | Pressure | Double Walled | Fiberglass Reinforced Plastic
0-006228 | CIRCLE K #2703747 | 2730 N SCOTTSDALE RD | TEMPE | AZ | 85281 | Maricopa | 3 | Open | 1987-06-30 | 10000 | Gasoline | COMPARTMENT A | Double Walled | Fiberglass Reinforced Plastic | Pressure | Single Walled | Fiberglass Reinforced Plastic
0-006228 | CIRCLE K #2703747 | 2730 N SCOTTSDALE RD | TEMPE | AZ | 85281 | Maricopa | 1 | Open | 1987-06-30 | 10000 | Gasoline | COMPARTMENT A | Double Walled | Fiberglass Reinforced Plastic | Pressure | Single Walled | Fiberglass Reinforced Plastic
0-007434 | CIRCLE K #2701750 | 5049 W PEORIA AVE | GLENDALE | AZ | 85302 | Maricopa | 4 | Open | 1987-09-01 | 10000 | Gasoline | COMPARTMENT A | Single Walled | Fiberglass Reinforced Plastic | Pressure | Single Walled | Fiberglass Reinforced Plastic
0-008299 | MOUNT GRAHAM INTERNATIONAL OBSERVATORY | 1480 W STATE ROUTE 366 | SAFFORD | AZ | 85546 | Graham | 1 | Open | 1990-01-01 | 1000 | Diesel | COMPARTMENT A | Double Walled | Fiberglass Reinforced Plastic | Suction - Check Valve at the Tank Top | Aboveground Piping
0-009085 | ROYAL ROAD MARKET | 1200 E PATAGONIA HWY | NOGALES | AZ | 85621 | Santa Cruz | 1 | Open | 1996-11-01 | 12000 | Gasoline | COMPARTMENT A | Single Walled | Fiberglass Reinforced Plastic | Pressure | Double Walled | Fiberglass Reinforced Plastic
0-008276 | RENTAL CAR QUICK TURNAROUND | 2620 E AIRPORT DR | TUCSON | AZ | 85756 | Pima | 3 | Open | 1995-03-03 | 12000 | Gasoline | COMPARTMENT A | Double Walled | Fiberglass Reinforced Plastic | Pressure | Double Walled | Fiberglass Reinforced Plastic
0-009326 | QUICK BREAK | 3095 E IRVINGTON RD | TUCSON | AZ | 85714 | Pima | 2 | Open | 1998-06-01 | 4000 | Diesel | COMPARTMENT B | Double Walled | Composite (Steel/Fiberglass) | Pressure | Double Walled | Fiberglass Reinforced Plastic
0-001871 | CIRCLE K STORE #2705405 | 2515 W GLENDALE AVE | PHOENIX | AZ | 85051 | Maricopa | 4 | Open | 1984-01-01 | 12000 | Gasoline | COMPARTMENT A | Double Walled | Fiberglass Reinforced Plastic | Pressure |  | Fiberglass Reinforced Plastic
0-010556 | QUIKTRIP #430 | 6721 W THUNDERBIRD RD | PEORIA | AZ | 85381 | Maricopa | 1 | Open | 2015-12-24 | 12000 | Diesel | COMPARTMENT A | Double Walled | Fiberglass Reinforced Plastic | Pressure | Double Walled | Flexible
0-008456 | CIRCLE K STORE #2703445 | 2990 N ARIZONA AVE | CHANDLER | AZ | 85225 | Maricopa | 4 | Open | 2013-06-01 | 12000 | Diesel | COMPARTMENT A | Double Walled | Fiberglass Reinforced Plastic | Pressure | Double Walled | Fiberglass Reinforced Plastic
0-009510 | LOVE'S TRAVEL STOP | 5000 N SUNLAND GIN RD | ELOY | AZ | 85131 | Pinal | 1 | Open | 1999-03-05 | 20000 | Gasoline | COMPARTMENT A | Double Walled | Composite (Steel/Fiberglass) | Pressure | Double Walled | Flexible
0-003904 | PRIDE TRAVEL CENTER (ELOY) | 5240 N SUNLAND GIN RD | ELOY | AZ | 85131 | Pinal | 1 | Open | 1986-01-01 | 20000 | Diesel | COMPARTMENT A | Double Walled | Composite (Steel/Fiberglass) | Pressure |  | Fiberglass Reinforced Plastic
0-009135 | GPM #4612 | 1895 E VALENCIA RD | TUCSON | AZ | 85706 | Pima | 2 | Open | 1997-06-20 | 12000 | Gasoline (PUL) | COMPARTMENT A | Double Walled | Composite (Steel/Fiberglass) | Pressure | Double Walled | Fiberglass Reinforced Plastic
0-009135 | GPM #4612 | 1895 E VALENCIA RD | TUCSON | AZ | 85706 | Pima | 1 | Open | 1997-06-20 | 15000 | Gasoline (UL) | COMPARTMENT A | Double Walled | Composite (Steel/Fiberglass) | Pressure | Double Walled | Fiberglass Reinforced Plastic
0-008829 | CIRCLE K #2700085 | 1154 W RIO SALADO PKWY | MESA | AZ | 85201 | Maricopa | 3 | Open | 1995-11-01 | 10000 | Gasoline | COMPARTMENT A | Single Walled | Fiberglass Reinforced Plastic | Pressure | Double Walled | Fiberglass Reinforced Plastic
0-004301 | CIRCLE K #2708520 | 550 W AJO WAY | TUCSON | AZ | 85713 | Pima | 2 | Open | 1987-01-22 | 10000 | Gasoline (UL) | COMPARTMENT A | Double Walled | Fiberglass Reinforced Plastic | Pressure |  | Fiberglass Reinforced Plastic
0-010532 | QUIKTRIP STORE NO. 436 | 6739 W HAPPY VALLEY RD | PEORIA | AZ | 85383 | Maricopa | 2 | Open | 2015-04-21 | 10000 | Other | COMPARTMENT A | Double Walled | Fiberglass Reinforced Plastic | Pressure | Double Walled | Fiberglass Reinforced Plastic
0-001869 | SPEEDSMART #119 | 3501 W CAMELBACK RD | PHOENIX | AZ | 85019 | Maricopa | 1 | Open | 1984-04-26 | 10000 | Gasoline | COMPARTMENT A | Single Walled | Fiberglass Reinforced Plastic | Pressure | Double Walled | Flexible
0-010622 | SPEEDWAY STORE #2891 | 2161 N EAST ST | FLAGSTAFF | AZ | 86004 | Coconino | 1 | Open | 2017-06-28 | 15000 | Gasoline (UL) | COMPARTMENT A | Double Walled | Fiberglass Reinforced Plastic | Pressure | Double Walled | Fiberglass Reinforced Plastic
0-010622 | SPEEDWAY STORE #2891 | 2161 N EAST ST | FLAGSTAFF | AZ | 86004 | Coconino | 2 | Open | 2017-06-28 | 7000 | Gasoline (PUL) | COMPARTMENT B | Double Walled | Fiberglass Reinforced Plastic | Pressure | Double Walled | Fiberglass Reinforced Plastic
0-005136 | CITY OF PHOENIX - FIRE STATION #3 (NEW) | 1257 W PIERCE ST | PHOENIX | AZ | 85007 | Maricopa | 1 | Open | 1991-07-01 | 1000 | Diesel | COMPARTMENT A | Double Walled | Fiberglass Reinforced Plastic | Pressure | Double Walled | Fiberglass Reinforced Plastic
0-010651 | SHAY SAN LUIS | 1661 N MAIN ST | SAN LUIS | AZ | 85336 | Yuma | 1 | Open | 2019-03-26 | 30000 | Gasoline (UL) | COMPARTMENT A | Double Walled | Fiberglass Reinforced Plastic | Pressure | Double Walled | Fiberglass Reinforced Plastic
0-010669 | SAFEWAY STORE #2922 FUEL STATION | 4264 S SIGNAL BUTTE ROAD | MESA | AZ | 85212 | Maricopa | 1 | Open | 2019-11-14 | 20000 | Diesel | COMPARTMENT A | Double Walled | Fiberglass Reinforced Plastic | Pressure | Double Walled | Flexible
0-007213 | SPEEDWAY STORE #2984 | 750 S 8TH AVE | SAFFORD | AZ | 85546 | Graham | 1 | Open | 1989-01-01 | 10000 | Gasoline | COMPARTMENT A | Single Walled | Fiberglass Reinforced Plastic | Pressure |  | Fiberglass Reinforced Plastic
0-009750 | SAFEWAY #1662 | 10671 W OLIVE AVE | PEORIA | AZ | 85345 | Maricopa | 2 | Open | 2001-03-27 | 20000 | Gasoline | COMPARTMENT A | Double Walled | Composite (Steel/Fiberglass) | Pressure | Double Walled | Fiberglass Reinforced Plastic
0-004049 | QUICK PIC MARKET | 62 N OAK DR | BENSON | AZ | 85602 | Cochise | 2 | Open | 1977-01-01 | 10000 | Gasoline | COMPARTMENT A |  | Asphalt coated or Bare Steel | Pressure | Double Walled | Fiberglass Reinforced Plastic
0-009986 | QUIKTRIP #412 | 8004 N 27TH AVE | PHOENIX | AZ | 85051 | Maricopa | 4 | Open | 2018-02-23 | 10000 | Other | COMPARTMENT B | Double Walled | Fiberglass Reinforced Plastic | Pressure | Double Walled | Flexible
0-009986 | QUIKTRIP #412 | 8004 N 27TH AVE | PHOENIX | AZ | 85051 | Maricopa | 4 | Open | 2018-02-23 | 12000 | Diesel #2 | COMPARTMENT A | Double Walled | Fiberglass Reinforced Plastic | Pressure | Double Walled | Flexible
0-000667 | SPEEDWAY STORE #2955 | 2900 S 4TH AVE | YUMA | AZ | 85364 | Yuma | 3 | Open | 1982-12-13 | 12000 | Gasoline | COMPARTMENT A | Double Walled | Fiberglass Reinforced Plastic | Pressure | Single Walled | Fiberglass Reinforced Plastic
0-004643 | 7-ELEVEN #20196 | 1595 W SAINT MARYS RD | TUCSON | AZ | 85745 | Pima | 5 | Open | 2007-06-27 | 15000 | Gasoline | COMPARTMENT A | Double Walled | Fiberglass Reinforced Plastic | Pressure | Double Walled | Fiberglass Reinforced Plastic
0-000877 | CIRCLE K STORE #2706658 | 5881 W CACTUS RD | GLENDALE | AZ | 85304 | Maricopa | 4 | Open | 1986-01-01 | 20000 | Gasoline | COMPARTMENT A | Double Walled | Fiberglass Reinforced Plastic | Pressure | Double Walled | Fiberglass Reinforced Plastic
0-009405 | CIRCLE K STORE #2706651 | 1010 E CHANDLER BLVD | CHANDLER | AZ | 85225 | Maricopa | 3 | Open | 1998-03-01 | 10000 | Diesel | COMPARTMENT A | Double Walled | Fiberglass Reinforced Plastic | Pressure | Double Walled | Fiberglass Reinforced Plastic
0-007874 | TRAVEL CENTERS OF AMERICA | 2949 N TOLTEC RD | ELOY | AZ | 85131 | Pinal | 7 | Open | 1989-08-01 | 10000 | Gasoline | COMPARTMENT A | Double Walled | Fiberglass Reinforced Plastic | Pressure |  | Fiberglass Reinforced Plastic
0-007307 | CITY OF GLENDALE - FIRE STATION #155 | 6255 W UNION HILLS DR | GLENDALE | AZ | 85308 | Maricopa | 3 | Open | 2019-12-06 | 12000 | Gasoline (UL) | COMPARTMENT A | Double Walled | Polyethylene Jacketed Steel | Pressure | Double Walled | Flexible
0-005751 | GOLDEN SHORES GENERAL STORE #481 | 5031 POWELL LAKE RD | TOPOCK | AZ | 86436 | Mohave | 1 | Open | 1987-02-21 | 10000 | Gasoline | COMPARTMENT A | Single Walled | Asphalt coated or Bare Steel | Pressure | Single Walled | Bare or Galvanized Steel
0-004562 | CIRCLE K #2701948 | 6544 E US HIGHWAY 80 | YUMA | AZ | 85365 | Yuma | 2 | Open | 1986-01-01 | 10000 | Gasoline | COMPARTMENT A | Single Walled | Fiberglass Reinforced Plastic | Pressure | Single Walled | Fiberglass Reinforced Plastic
0-001730 | DAVIS-MONTHAN AFB | 3775 S 5TH ST | DAVIS MONTHAN AFB | AZ | 85707 | Pima | 40 | Open | 1971-01-01 | 5000 | Jet Fuel | COMPARTMENT A | Single Walled | Asphalt coated or Bare Steel
0-009765 | MAVERIK COUNTRY STORE #398 | 701 TUNNEL RD | PAGE | AZ | 86040 | Coconino | 5 | Open | 2015-03-05 | 12000 | Gasoline | COMPARTMENT A | Double Walled | Fiberglass Reinforced Plastic | Pressure | Double Walled | Flexible
0-004504 | HOPI TRAVEL PLAZA | 1851 SR 77 | HOLBROOK | AZ | 86025 | Navajo | 6 | Open | 1990-09-01 | 12000 | Gasoline | COMPARTMENT A | Double Walled | Fiberglass Reinforced Plastic | Pressure | Double Walled | Flexible
0-000873 | SPEEDSMART #111 | 1981 N ALMA SCHOOL RD | CHANDLER | AZ | 85224 | Maricopa | 7 | Open | 1997-05-27 | 20000 | Gasoline | COMPARTMENT A | Double Walled | Fiberglass Reinforced Plastic | Pressure | Double Walled | Fiberglass Reinforced Plastic
0-005437 | CIRCLE K #2891 | 5146 E MCDOWELL RD | PHOENIX | AZ | 85008 | Maricopa | 6 | Open | 2015-04-13 | 12000 | Gasoline (PUL) | COMPARTMENT A | Double Walled | Fiberglass Reinforced Plastic | Pressure | Double Walled | Fiberglass Reinforced Plastic
0-005437 | CIRCLE K #2891 | 5146 E MCDOWELL RD | PHOENIX | AZ | 85008 | Maricopa | 7 | Open | 2015-04-13 | 12000 | Diesel | COMPARTMENT A | Double Walled | Fiberglass Reinforced Plastic | Pressure | Double Walled | Fiberglass Reinforced Plastic
0-010402 | QUIKTRIP STORE #1470 | 1375 W AJO WAY | TUCSON | AZ | 85713 | Pima | 1 | Open | 2010-11-14 | 20000 | Gasoline | COMPARTMENT A | Double Walled | Fiberglass Reinforced Plastic | Pressure | Double Walled | Fiberglass Reinforced Plastic
0-010402 | QUIKTRIP STORE #1470 | 1375 W AJO WAY | TUCSON | AZ | 85713 | Pima | 2 | Open | 2010-11-14 | 20000 | Gasoline | COMPARTMENT A | Double Walled | Fiberglass Reinforced Plastic | Pressure | Double Walled | Fiberglass Reinforced Plastic
0-010402 | QUIKTRIP STORE #1470 | 1375 W AJO WAY | TUCSON | AZ | 85713 | Pima | 4 | Open | 2010-11-14 | 12000 | Diesel | COMPARTMENT A | Double Walled | Fiberglass Reinforced Plastic | Pressure | Double Walled | Fiberglass Reinforced Plastic
0-010381 | QUIK TRIP #1411 | 3605 W GLENDALE AVE | PHOENIX | AZ | 85051 | Maricopa | 3 | Open | 2010-09-02 | 20000 | Gasoline | COMPARTMENT A | Double Walled | Fiberglass Reinforced Plastic | Pressure | Double Walled | Fiberglass Reinforced Plastic
0-004966 | TEXACO #60-351-1000 | 5460 E 5TH ST | TUCSON | AZ | 85711 | Pima | 8 | Open | 1994-04-01 | 600 | Used Oil/Waste Oil | COMPARTMENT A | Double Walled | Fiberglass Reinforced Plastic | Gravity Feed |  | Fiberglass Reinforced Plastic
0-008109 | NISSAN TEST CENTER NORTH AMERICA | 7815 N WHITE AND PARKER RD | STANFIELD | AZ | 85172 | Pinal | 14 | Open | 2008-01-15 | 6000 | Gasoline | COMPARTMENT A | Double Walled | Fiberglass Reinforced Plastic | Pressure | Double Walled | Fiberglass Reinforced Plastic
0-007023 | PHOENIX FUEL | 1001 N 53RD AVE | PHOENIX | AZ | 85043 | Maricopa | 2 | Open | 1991-03-01 | 10000 | Gasoline | COMPARTMENT A | Double Walled | Composite (Steel/Fiberglass) | Pressure | Single Walled | Fiberglass Reinforced Plastic
0-008822 | CIRCLE K STORE #2703443 | 1680 N CARL JR DR | NOGALES | AZ | 85621 | Santa Cruz | 2 | Open | 1995-08-15 | 12000 | Gasoline | COMPARTMENT A | Double Walled | Fiberglass Reinforced Plastic | Pressure | Double Walled | Fiberglass Reinforced Plastic
0-008822 | CIRCLE K STORE #2703443 | 1680 N CARL JR DR | NOGALES | AZ | 85621 | Santa Cruz | 3 | Open | 1995-08-15 | 12000 | Diesel | COMPARTMENT A | Double Walled | Fiberglass Reinforced Plastic | Pressure | Double Walled | Fiberglass Reinforced Plastic
0-000293 | CIRCLE K #2705290 | 1501 W WARNER RD | TEMPE | AZ | 85284 | Maricopa | 2 | Open | 1988-01-01 | 15000 | Gasoline | COMPARTMENT A | Double Walled | Fiberglass Reinforced Plastic | Pressure |  | Fiberglass Reinforced Plastic
0-000293 | CIRCLE K #2705290 | 1501 W WARNER RD | TEMPE | AZ | 85284 | Maricopa | 3 | Open | 1988-01-01 | 10000 | Gasoline | COMPARTMENT A | Double Walled | Fiberglass Reinforced Plastic | Pressure |  | Fiberglass Reinforced Plastic
0-010124 | COSTCO #736 | 595 S GALLERIA WAY | CHANDLER | AZ | 85226 | Maricopa | 4 | Open | 2012-02-23 | 1500 | Solvent | COMPARTMENT A | Double Walled | Fiberglass Reinforced Plastic | Pressure | Double Walled | Fiberglass Reinforced Plastic
0-010124 | COSTCO #736 | 595 S GALLERIA WAY | CHANDLER | AZ | 85226 | Maricopa | 3 | Open | 2005-11-01 | 30000 | Gasoline | COMPARTMENT A | Double Walled | Fiberglass Reinforced Plastic | Pressure
0-010177 | SAM'S CLUB #6608 | 1525 W BELL RD | PHOENIX | AZ | 85023 | Maricopa | 3 | Open | 2007-02-17 | 8000 | Diesel | COMPARTMENT A | Double Walled | Fiberglass Reinforced Plastic | Pressure | Double Walled | Flexible
0-010169 | LOVE'S TRAVEL STOP #349 | 2931 E GILA RIDGE RD | YUMA | AZ | 85365 | Yuma | 1 | Open | 2007-02-27 | 6000 | Gasoline | COMPARTMENT B | Double Walled | Composite (Steel/Fiberglass) | Pressure | Double Walled | Fiberglass Reinforced Plastic
0-010198 | SPEEDWAY STORE #2960 | 795 W VIA RANCHO SAHUARITA | SAHUARITA | AZ | 85629 | Pima | 1 | Open | 2007-08-23 | 20000 | Gasoline (UL) | COMPARTMENT A | Double Walled | Fiberglass Reinforced Plastic | Pressure | Double Walled | Fiberglass Reinforced Plastic
0-010201 | TOM'S THUMB FRESH MARKET | 9393 E BELL RD | SCOTTSDALE | AZ | 85260 | Maricopa | 3 | Open | 2007-02-22 | 5000 | Gasoline | COMPARTMENT B | Double Walled | Composite (Steel/Fiberglass) | Pressure | Double Walled | Fiberglass Reinforced Plastic
0-010272 | SAM'S CLUB #4829 | 2655 S MARKET ST | GILBERT | AZ | 85295 | Maricopa | 3 | Open | 2008-11-20 | 8000 | Diesel | COMPARTMENT B | Double Walled | Fiberglass Reinforced Plastic | Pressure | Double Walled | Flexible
0-010209 | QUIKTRIP #482 | 1627 N PINAL AVE | CASA GRANDE | AZ | 85122 | Pinal | 1 | Open | 2007-07-06 | 12000 | Gasoline | COMPARTMENT A | Double Walled | Fiberglass Reinforced Plastic | Pressure |  | Fiberglass Reinforced Plastic
0-010252 | SPEEDWAY STORE #2890 | 2010 N BEELINE HWY | PAYSON | AZ | 85541 | Gila | 2 | Open | 2008-06-30 | 7000 | Gasoline | COMPARTMENT A | Double Walled | Fiberglass Reinforced Plastic | Pressure | Double Walled | Fiberglass Reinforced Plastic
0-006329 | JAKE'S CORNER STORE | 57510 N SR 188 | JAKES CORNER | AZ | 85541 | Gila | 4 | Open | 2009-06-09 | 8000 | Gasoline | COMPARTMENT A | Double Walled | Composite (Steel/Fiberglass) | Pressure | Single Walled | Fiberglass Reinforced Plastic
0-010314 | RUAN LOGISTICS CORPORATION | 4880 W WATKINS ST | PHOENIX | AZ | 85043 | Maricopa | 1 | Open | 2009-07-28 | 15000 | Diesel | COMPARTMENT A |  | Composite (Steel/Fiberglass) | Pressure | Double Walled | Fiberglass Reinforced Plastic
0-005894 | CIRCLE K #2708841 | 966 E VAN BUREN ST | PHOENIX | AZ | 85006 | Maricopa | 1 | Open | 1986-11-10 | 10000 | Gasoline | COMPARTMENT A | Double Walled | Fiberglass Reinforced Plastic | Pressure |  | Fiberglass Reinforced Plastic
0-001878 | CIRCLE K STORE #2705400 | 7351 W CHANDLER BLVD | CHANDLER | AZ | 85226 | Maricopa | 12 | Open | 1998-11-17 | 15000 | Gasoline | COMPARTMENT A | Double Walled | Fiberglass Reinforced Plastic | Pressure | Double Walled | Fiberglass Reinforced Plastic
0-000502 | ARCO AM/PM #5286 | 1201 E NORTHERN AVE | PHOENIX | AZ | 85020 | Maricopa | 11 | Open | 1993-09-01 | 10000 | Gasoline | COMPARTMENT A | Double Walled | Fiberglass Reinforced Plastic | Pressure | Double Walled | Fiberglass Reinforced Plastic
0-001220 | CIRCLE K #2700401 | 11 E MCKELLIPS RD | MESA | AZ | 85201 | Maricopa | 2 | Open | 1981-01-01 | 10000 | Gasoline | COMPARTMENT A | Single Walled | Asphalt coated or Bare Steel | Pressure | Single Walled | Bare or Galvanized Steel
0-004987 | FIREBIRD FUEL COMPANY #304 | 2343 N 27TH AVE | PHOENIX | AZ | 85009 | Maricopa | 1 | Open | 1974-01-01 | 20000 | Gasoline (UL) | COMPARTMENT A |  | Asphalt coated or Bare Steel | Pressure |  | Fiberglass Reinforced Plastic
0-008646 | CIRCLE K #2701929 | 4808 E BELL RD | PHOENIX | AZ | 85254 | Maricopa | 2 | Open | 1995-06-12 | 10000 | Gasoline | COMPARTMENT A | Double Walled | Fiberglass Reinforced Plastic | Pressure | Double Walled | Fiberglass Reinforced Plastic
0-009261 | CIRCLE K #2705544 | 8326 W UNION HILLS DR | PEORIA | AZ | 85382 | Maricopa | 2 | Open | 1997-11-10 | 15000 | Gasoline | COMPARTMENT A | Double Walled | Fiberglass Reinforced Plastic | Pressure | Double Walled | Fiberglass Reinforced Plastic
0-000495 | ARCO #5341 | 365 E SOUTHERN AVE | MESA | AZ | 85210 | Maricopa | 2 | Open | 1986-01-01 | 12000 | Gasoline | COMPARTMENT A | Double Walled | Fiberglass Reinforced Plastic | Pressure | Double Walled | Fiberglass Reinforced Plastic
0-005809 | ARCO #5486 | 1602 E BELL RD | PHOENIX | AZ | 85022 | Maricopa | 2 | Open | 1987-11-19 | 12000 | Gasoline | COMPARTMENT A | Double Walled | Fiberglass Reinforced Plastic | Pressure |  | Fiberglass Reinforced Plastic
0-004926 | CIRCLE K STORE #2708517 | 7601 S CENTRAL AVE | PHOENIX | AZ | 85042 | Maricopa | 7 | Open | 1987-10-05 | 10000 | Gasoline | COMPARTMENT A | Double Walled | Fiberglass Reinforced Plastic | Pressure |  | Fiberglass Reinforced Plastic
0-001339 | CIRCLE K #2700867 | 1587 N TREKELL RD | CASA GRANDE | AZ | 85122 | Pinal | 6 | Open | 1995-04-24 | 10000 | Gasoline | COMPARTMENT A |  | Fiberglass Reinforced Plastic | Pressure | Double Walled | Fiberglass Reinforced Plastic
0-009063 | MCGUIREVILLE MINI MART | 2105 E BEAVER CREEK RD | MCGUIREVILLE | AZ | 86335 | Yavapai | 3 | Open | 1999-02-01 | 15000 | Gasoline | COMPARTMENT A | Double Walled | Fiberglass Reinforced Plastic | Pressure | Double Walled | Fiberglass Reinforced Plastic
0-004401 | APACHE ALTERNATIVE SCHOOL | 1201 N 85TH PL | SCOTTSDALE | AZ | 85257 | Maricopa | 3 | Open | 1996-05-16 | 6000 | Gasoline | COMPARTMENT A | Double Walled | Fiberglass Reinforced Plastic | Pressure | Double Walled | Fiberglass Reinforced Plastic
0-000641 | WIZZ MART INC | 4302 W THOMAS RD | PHOENIX | AZ | 85031 | Maricopa | 12 | Open | 2019-05-24 | 10000 | Diesel | COMPARTMENT B | Double Walled | Fiberglass Reinforced Plastic | Pressure | Double Walled | Fiberglass Reinforced Plastic
0-009107 | CIRCLE K STORE #2741631 | 8270 W CACTUS RD | PEORIA | AZ | 85381 | Maricopa | 1 | Open | 1997-03-21 | 15000 | Gasoline | COMPARTMENT A | Double Walled | Composite (Steel/Fiberglass) | Pressure | Double Walled | Fiberglass Reinforced Plastic
0-009961 | MAVERIK COUNTRY STORE #288 | 1690 W ROUTE 66 | FLAGSTAFF | AZ | 86001 | Coconino | 4 | Open | 2003-05-30 | 12000 | Diesel | COMPARTMENT A | Single Walled | Fiberglass Reinforced Plastic | Pressure | Double Walled | Flexible
0-002251 | CIRCLE K #2705415 | 3840 E 22ND ST | TUCSON | AZ | 85713 | Pima | 3 | Open | 1989-07-12 | 10000 | Gasoline (PUL) | COMPARTMENT A | Double Walled | Fiberglass Reinforced Plastic | Pressure |  | Fiberglass Reinforced Plastic
0-002251 | CIRCLE K #2705415 | 3840 E 22ND ST | TUCSON | AZ | 85713 | Pima | 4 | Open | 1989-07-12 | 10000 | Diesel | COMPARTMENT A | Double Walled | Fiberglass Reinforced Plastic | Pressure |  | Fiberglass Reinforced Plastic
0-001398 | CIRCLE K #2701346 | 1350 W UNIVERSITY DR | TEMPE | AZ | 85281 | Maricopa | 3 | Open | 1980-01-01 | 10000 | Gasoline | COMPARTMENT A |  | Asphalt coated or Bare Steel | Pressure |  | Fiberglass Reinforced Plastic
0-009620 | WESTSIDE MOBIL | 999 W BEALE ST | KINGMAN | AZ | 86401 | Mohave | 2 | Open | 1999-07-01 | 7500 | Diesel | COMPARTMENT B | Double Walled | Composite (Steel/Fiberglass)
0-009100 | LOVE'S TRAVEL STOP #280 | 1610 S MILLER RD | BUCKEYE | AZ | 85326 | Maricopa | 1 | Open | 1996-10-17 | 20000 | Diesel | COMPARTMENT A | Double Walled | Composite (Steel/Fiberglass) | Pressure |  | Fiberglass Reinforced Plastic
0-005139 | CIRCLE K #2700243 | 11025 W BUCKEYE RD | AVONDALE | AZ | 85323 | Maricopa | 1 | Open | 1983-10-17 | 10000 | Gasoline (UL) | COMPARTMENT A | Double Walled | Fiberglass Reinforced Plastic | Pressure |  | Fiberglass Reinforced Plastic
0-004389 | SCOTTSDALE AIR CONDOS I OWNERS ASSOCIATION | 15035 N 73RD ST | SCOTTSDALE | AZ | 85260 | Maricopa | 4 | Open | 2020-11-17 | 12000 | Aviation Gasoline | COMPARTMENT A | Double Walled | Fiberglass Reinforced Plastic | Pressure | Double Walled | Fiberglass Reinforced Plastic
0-009143 | CAVE CREEK CHEVRON | 15827 N CAVE CREEK RD | PHOENIX | AZ | 85032 | Maricopa | 2 | Open | 1996-07-09 | 15000 | Gasoline | COMPARTMENT A | Double Walled | Fiberglass Reinforced Plastic | Pressure | Double Walled | Fiberglass Reinforced Plastic
0-009143 | CAVE CREEK CHEVRON | 15827 N CAVE CREEK RD | PHOENIX | AZ | 85032 | Maricopa | 1 | Open | 1996-07-09 | 12000 | Gasoline | COMPARTMENT A | Double Walled | Fiberglass Reinforced Plastic | Pressure | Double Walled | Fiberglass Reinforced Plastic
0-001414 | CIRCLE K #2701449 | 1909 E 36TH ST | TUCSON | AZ | 85713 | Pima | 1 | Open | 1984-01-01 | 10000 | Gasoline | COMPARTMENT A |  | Asphalt coated or Bare Steel | Pressure |  | Fiberglass Reinforced Plastic
0-010333 | FRYS FUEL CENTER #115 | 435 S ELLSWORTH RD | MESA | AZ | 85208 | Maricopa | 2 | Open | 2009-12-03 | 8000 | Gasoline | COMPARTMENT A | Double Walled | Fiberglass Reinforced Plastic | Pressure |  | Flexible
0-010384 | FRYS FUEL CENTER #121 | 4025 E THUNDERBIRD RD | PHOENIX | AZ | 85032 | Maricopa | 2 | Open | 2010-09-22 | 10000 | Diesel | COMPARTMENT B | Double Walled | Fiberglass Reinforced Plastic | Pressure | Double Walled | Flexible
0-010430 | FRYS FUEL CENTER #27 | 3616 E RAY RD | PHOENIX | AZ | 85044 | Maricopa | 1 | Open | 2011-09-01 | 20000 | Gasoline | COMPARTMENT A | Double Walled | Fiberglass Reinforced Plastic | Pressure | Double Walled | Fiberglass Reinforced Plastic
0-010158 | FRYS FUEL CENTER #675 | 1380 S WATSON RD | BUCKEYE | AZ | 85326 | Maricopa | 1 | Open | 2006-08-02 | 8000 | Diesel | COMPARTMENT A | Double Walled | Fiberglass Reinforced Plastic | Pressure |  | Flexible
0-010544 | FED EX CHANDLER DISTRIBUTION FACILITY | 2650 E QUEEN CREEK RD | CHANDLER | AZ | 85286 | Maricopa | 1 | Open | 2015-09-16 | 20000 | Diesel | COMPARTMENT A | Double Walled | Fiberglass Reinforced Plastic | Pressure | Double Walled | Fiberglass Reinforced Plastic
0-010641 | CIRCLE K STORE | 15935 N ORACLE RD | CATALINA | AZ | 85739 | Pima | 1 | Open | 2019-10-01 | 20000 | Gasoline (PUL) | COMPARTMENT A | Double Walled | Fiberglass Reinforced Plastic | Pressure | Double Walled | Fiberglass Reinforced Plastic
0-010594 | QUIK TRIP #449 | 8283 W MCDOWELL RD | PHOENIX | AZ | 85035 | Maricopa | 4 | Open | 2016-12-16 | 10000 | Unidentified | COMPARTMENT B | Double Walled | Fiberglass Reinforced Plastic | Pressure | Double Walled | Fiberglass Reinforced Plastic
0-010594 | QUIK TRIP #449 | 8283 W MCDOWELL RD | PHOENIX | AZ | 85035 | Maricopa | 1 | Open | 2016-12-16 | 20000 | Gasoline | COMPARTMENT A | Double Walled | Fiberglass Reinforced Plastic | Pressure | Double Walled | Fiberglass Reinforced Plastic
0-010646 | QUIKTRIP #1406 | 2420 E GREENWAY RD | PHOENIX | AZ | 85032 | Maricopa | 2 | Open | 2019-01-31 | 20000 | Gasoline (UL) | COMPARTMENT A | Double Walled | Fiberglass Reinforced Plastic | Pressure | Double Walled | Fiberglass Reinforced Plastic
0-010646 | QUIKTRIP #1406 | 2420 E GREENWAY RD | PHOENIX | AZ | 85032 | Maricopa | 4 | Open | 2019-01-31 | 1000 | Gasoline (PUL) | COMPARTMENT A | Double Walled | Fiberglass Reinforced Plastic | Pressure | Double Walled | Fiberglass Reinforced Plastic
0-010156 | FRYS FUEL CENTER #84 | 606 E HUNT HWY | QUEEN CREEK | AZ | 85143 | Pinal | 2 | Open | 2006-08-01 | 20000 | Gasoline | COMPARTMENT A | Double Walled | Fiberglass Reinforced Plastic | Pressure |  | Flexible
0-010673 | CIRCLE K STORE #9526 |  | SHOW LOW |  |  | Navajo | 3 | Open | 2019-12-19 | 12000 | Diesel | COMPARTMENT A | Double Walled | Fiberglass Reinforced Plastic | Pressure | Double Walled | Fiberglass Reinforced Plastic
0-006297 | AUTO NATION FORD SCOTTSDALE | 8555 E FRANK LLOYD WRIGHT BLVD | SCOTTSDALE | AZ | 85260 | Maricopa | 2 | Open | 1988-08-12 | 4000 | New Oil | COMPARTMENT A | Double Walled | Fiberglass Reinforced Plastic | Suction - Check Valve at the Tank Top | Single Walled | Fiberglass Reinforced Plastic
0-010246 | QUIKTRIP #459 | 1141 S CRISMON RD | MESA | AZ | 85208 | Maricopa | 2 | Open | 2008-05-29 | 20000 | Gasoline | COMPARTMENT A | Double Walled | Fiberglass Reinforced Plastic | Pressure | Double Walled | Fiberglass Reinforced Plastic
0-010246 | QUIKTRIP #459 | 1141 S CRISMON RD | MESA | AZ | 85208 | Maricopa | 4 | Open | 2016-09-21 | 10000 | Other | COMPARTMENT B | Double Walled | Fiberglass Reinforced Plastic | Pressure | Double Walled | Fiberglass Reinforced Plastic
0-010278 | MAVERIK COUNTRY STORE #401 | 1344 N PRESCOTT COUNTRY CLUB BLVD | DEWEY | AZ | 86327 | Yavapai | 4 | Open | 2008-12-18 | 12000 | Diesel | COMPARTMENT A | Double Walled | Fiberglass Reinforced Plastic | Pressure | Double Walled | Flexible
0-010278 | MAVERIK COUNTRY STORE #401 | 1344 N PRESCOTT COUNTRY CLUB BLVD | DEWEY | AZ | 86327 | Yavapai | 2 | Open | 2008-12-18 | 12000 | Gasoline | COMPARTMENT A | Double Walled | Fiberglass Reinforced Plastic | Pressure | Double Walled | Flexible
0-010290 | QUIKTRIP #420 | 2450 E UNION HILLS DR | PHOENIX | AZ | 85050 | Maricopa | 2 | Open | 2008-12-23 | 20000 | Gasoline | COMPARTMENT A | Double Walled | Fiberglass Reinforced Plastic | Pressure | Double Walled | Fiberglass Reinforced Plastic
0-010407 | CIRCLE K STORE #2703405 | 2120 W NORTHERN AVE | PHOENIX | AZ | 85021 | Maricopa | 2 | Open | 2011-03-01 | 12000 | Gasoline | COMPARTMENT A | Double Walled | Fiberglass Reinforced Plastic | Pressure | Double Walled | Fiberglass Reinforced Plastic
0-010447 | QUIKTRIP #1479 | 3636 N CRAYCROFT RD | TUCSON | AZ | 85718 | Pima | 1 | Open | 2012-03-08 | 20000 | Gasoline | COMPARTMENT A | Double Walled | Fiberglass Reinforced Plastic | Pressure | Double Walled | Fiberglass Reinforced Plastic
0-001117 | FASTRIP #9906/9907 | 1891 N GRAND AVE | NOGALES | AZ | 85621 | Santa Cruz | 9 | Open | 1996-03-22 | 12000 | Gasoline (UL) | COMPARTMENT A | Double Walled | Fiberglass Reinforced Plastic | Pressure | Double Walled | Fiberglass Reinforced Plastic
0-010460 | FRYS FUEL CENTER #57 | 7840 N SILVERBELL RD | TUCSON | AZ | 85743 | Pima | 2 | Open | 2012-11-01 | 8000 | Gasoline | COMPARTMENT B | Double Walled | Fiberglass Reinforced Plastic | Pressure | Double Walled | Flexible
0-010467 | QUIKTRIP STORE #492 | 1850 S MILLER RD | BUCKEYE | AZ | 85326 | Maricopa | 3 | Open | 2012-08-14 | 12000 | Gasoline | COMPARTMENT A | Double Walled | Fiberglass Reinforced Plastic | Pressure | Double Walled | Fiberglass Reinforced Plastic
0-010467 | QUIKTRIP STORE #492 | 1850 S MILLER RD | BUCKEYE | AZ | 85326 | Maricopa | 8 | Open | 2012-08-20 | 12000 | Other | COMPARTMENT B | Double Walled | Fiberglass Reinforced Plastic
0-010542 | CIRCLE K STORE #2741668 | 2182 E FLORENCE BLVD | CASA GRANDE | AZ | 85122 | Pinal | 1 | Open | 2015-05-19 | 30000 | Gasoline (UL) | COMPARTMENT A | Double Walled | Fiberglass Reinforced Plastic | Pressure | Double Walled | Fiberglass Reinforced Plastic
0-005841 | CITY OF PHOENIX - FIRE STATION #8 | 1025 E POLK ST | PHOENIX | AZ | 85006 | Maricopa | 1 | Open | 1989-08-08 | 1000 | Diesel | COMPARTMENT A | Double Walled | Fiberglass Reinforced Plastic | Pressure | Double Walled | Fiberglass Reinforced Plastic
0-009250 | TWO BROTHERS IX | 3981 E GUADALUPE RD | GILBERT | AZ | 85234 | Maricopa | 1 | Open | 1997-12-05 | 10000 | Gasoline (PUL) | COMPARTMENT A | Double Walled | Fiberglass Reinforced Plastic | Pressure | Double Walled | Fiberglass Reinforced Plastic
0-009250 | TWO BROTHERS IX | 3981 E GUADALUPE RD | GILBERT | AZ | 85234 | Maricopa | 3 | Open | 1997-12-05 | 20000 | Gasoline (UL) | COMPARTMENT A | Double Walled | Fiberglass Reinforced Plastic | Pressure | Double Walled | Fiberglass Reinforced Plastic
0-006222 | CIRCLE K STORE #2709154 | 10712 W INDIAN SCHOOL RD | PHOENIX | AZ | 85037 | Maricopa | 3 | Open | 1988-01-01 | 10000 | Gasoline | COMPARTMENT A | Single Walled | Fiberglass Reinforced Plastic | Pressure | Double Walled | Fiberglass Reinforced Plastic
0-006222 | CIRCLE K STORE #2709154 | 10712 W INDIAN SCHOOL RD | PHOENIX | AZ | 85037 | Maricopa | 1 | Open | 1988-01-01 | 10000 | Gasoline | COMPARTMENT A | Single Walled | Fiberglass Reinforced Plastic | Pressure | Double Walled | Fiberglass Reinforced Plastic
0-006222 | CIRCLE K STORE #2709154 | 10712 W INDIAN SCHOOL RD | PHOENIX | AZ | 85037 | Maricopa | 4 | Open | 1988-01-01 | 10000 | Gasoline | COMPARTMENT A | Single Walled | Fiberglass Reinforced Plastic | Pressure | Double Walled | Fiberglass Reinforced Plastic
0-005791 | EAST MESA SERVICE CENTER | 7115 E ADOBE ST | MESA | AZ | 85207 | Maricopa | 5 | Open | 1991-01-01 | 12000 | Gasoline | COMPARTMENT A | Double Walled | Fiberglass Reinforced Plastic | Pressure |  | Fiberglass Reinforced Plastic
0-009597 | PENSKE TRUCK LEASING CO | 1041 N 75TH AVE | PHOENIX | AZ | 85043 | Maricopa | 3 | Open | 1999-11-01 | 12000 | Gasoline (UL) | COMPARTMENT A | Double Walled | Composite (Steel/Fiberglass) | Pressure | Double Walled | Flexible
0-009597 | PENSKE TRUCK LEASING CO | 1041 N 75TH AVE | PHOENIX | AZ | 85043 | Maricopa | 2 | Open | 1999-11-01 | 12000 | Diesel | COMPARTMENT A | Double Walled | Fiberglass Reinforced Plastic | Pressure | Double Walled | Flexible
0-009902 | SAM'S CLUB #4732 | 18501 N 83RD AVE | GLENDALE | AZ | 85308 | Maricopa | 1 | Open | 2002-09-27 | 20000 | Gasoline | COMPARTMENT A | Double Walled | Fiberglass Reinforced Plastic | Pressure | Double Walled | Flexible
0-009836 | CIRCLE K STORE #2706643 | 19830 N 7TH ST | PHOENIX | AZ | 85024 | Maricopa | 2 | Open | 2002-01-03 | 12000 | Gasoline | COMPARTMENT A | Double Walled | Fiberglass Reinforced Plastic | Pressure | Double Walled | Fiberglass Reinforced Plastic
0-009728 | 4 SONS FOOD STORES #509 | 1442 E CHANDLER BLVD | PHOENIX | AZ | 85048 | Maricopa | 3 | Open | 2000-11-30 | 6000 | Diesel | COMPARTMENT A | Single Walled | Fiberglass Reinforced Plastic | Pressure | Double Walled | Fiberglass Reinforced Plastic
0-005257 | JACKSONS ENERGY #6784 | 2295 E BUTLER AVE | FLAGSTAFF | AZ | 86004 | Coconino | 6 | Open | 2020-12-07 | 8000 | Gasoline (PUL) | COMPARTMENT A | Double Walled | Fiberglass Reinforced Plastic | Pressure | Double Walled | Flexible
0-003866 | CITY OF PHOENIX - GLENROSA SERVICE CENTER | 4020 W GLENROSA AVE | PHOENIX | AZ | 85019 | Maricopa | 16 | Open | 1991-01-01 | 12000 | Gasoline | COMPARTMENT A | Double Walled | Fiberglass Reinforced Plastic | Pressure | Double Walled | Fiberglass Reinforced Plastic
0-003866 | CITY OF PHOENIX - GLENROSA SERVICE CENTER | 4020 W GLENROSA AVE | PHOENIX | AZ | 85019 | Maricopa | 15 | Open | 1991-01-01 | 12000 | Gasoline | COMPARTMENT A | Double Walled | Fiberglass Reinforced Plastic | Pressure | Double Walled | Fiberglass Reinforced Plastic
0-009894 | SAM'S CLUB #6605 | 1225 N GILBERT RD | GILBERT | AZ | 85234 | Maricopa | 2 | Open | 2002-08-08 | 20000 | Gasoline | COMPARTMENT A | Double Walled | Fiberglass Reinforced Plastic | Pressure | Double Walled
0-009255 | CHEVRON | 5002 E CHANDLER BLVD | PHOENIX | AZ | 85048 | Maricopa | 4 | Open | 1998-02-26 | 8000 | Diesel | COMPARTMENT A | Double Walled | Fiberglass Reinforced Plastic | Pressure | Double Walled | Fiberglass Reinforced Plastic
0-004958 | R & D UNION | 4701 E 29TH ST | TUCSON | AZ | 85711 | Pima | 2 | Open | 1983-05-08 | 10000 | Gasoline | COMPARTMENT A | Double Walled | Fiberglass Reinforced Plastic | Pressure |  | Fiberglass Reinforced Plastic
0-004958 | R & D UNION | 4701 E 29TH ST | TUCSON | AZ | 85711 | Pima | 3 | Open | 1983-05-08 | 10000 | Gasoline | COMPARTMENT A | Double Walled | Fiberglass Reinforced Plastic | Pressure |  | Fiberglass Reinforced Plastic
0-007758 | TERRIBLE HERBST #180 | 1815 HIGHWAY 95 | BULLHEAD CITY | AZ | 86442 | Mohave | 6 | Open | 1993-08-01 | 4000 | Gasoline | COMPARTMENT A | Double Walled | Fiberglass Reinforced Plastic | Pressure |  | Fiberglass Reinforced Plastic
0-009756 | HAVA GAS | 2085 PALO VERDE BLVD N | LAKE HAVASU CITY | AZ | 86404 | Mohave | 1 | Open | 2001-04-12 | 3000 | Diesel | COMPARTMENT B | Double Walled | Asphalt coated or Bare Steel
0-005045 | SPEEDWAY STORE #3003 | 310 N MAIN ST | TAYLOR | AZ | 85939 | Navajo | 2 | Open | 1987-01-01 | 6000 | Diesel | COMPARTMENT A | Single Walled | Asphalt coated or Bare Steel | Pressure |  | Fiberglass Reinforced Plastic
0-000825 | SHORTSTOP MARKET | 12 S MAIN ST | EAGAR | AZ | 85925 | Apache | 9 | Open | 2000-05-11 | 10000 | Diesel | COMPARTMENT B | Double Walled | Fiberglass Reinforced Plastic
0-001409 | CIRCLE K #1431 | 1103 W REX ALLEN DR | WILLCOX | AZ | 85643 | Cochise | 1 | Open | 1981-01-01 | 10000 | Gasoline | COMPARTMENT A | Single Walled | Asphalt coated or Bare Steel | Pressure |  | Fiberglass Reinforced Plastic
0-001894 | CIRCLE K STORE #2703424 | 5502 E SPEEDWAY BLVD | TUCSON | AZ | 85712 | Pima | 7 | Open | 2012-10-16 | 12000 | Diesel | COMPARTMENT A | Double Walled | Fiberglass Reinforced Plastic | Pressure | Double Walled | Fiberglass Reinforced Plastic
0-007446 | CIRCLE K STORE #2709174 | 10050 E MOUNTAIN VIEW RD | SCOTTSDALE | AZ | 85258 | Maricopa | 2 | Open | 1988-06-01 | 10000 | Gasoline | COMPARTMENT A | Double Walled | Fiberglass Reinforced Plastic | Pressure |  | Fiberglass Reinforced Plastic
0-003531 | NORTHERN ARIZONA UNIVERSITY | 1705 S SAN FRANCISCO ST | FLAGSTAFF | AZ | 86001 | Coconino | 10 | Open | 1988-04-01 | 12000 | Diesel | COMPARTMENT A | Single Walled | Fiberglass Reinforced Plastic | Pressure |  | Fiberglass Reinforced Plastic
0-001224 | CIRCLE K #2700415 | 110 S MAIN ST | SNOWFLAKE | AZ | 85937 | Navajo | 6 | Open | 1995-03-07 | 10000 | Gasoline | COMPARTMENT A | Double Walled | Fiberglass Reinforced Plastic | Pressure | Double Walled | Fiberglass Reinforced Plastic
0-005935 | PETRO STOPPING CENTER | 970 S BLAKE RANCH RD | KINGMAN | AZ | 86401 | Mohave | 7 | Open | 1987-12-15 | 8000 | New Oil | COMPARTMENT A | Single Walled | Fiberglass Reinforced Plastic | Suction - Check Valve at the Dispenser | Single Walled | Fiberglass Reinforced Plastic
0-007711 | TOYOTA ARIZONA PROVING GROUND | 30700 W PATTON RD | WITTMANN | AZ | 85361 | Maricopa | 2 | Open | 1992-12-01 | 3000 | Gasoline | COMPARTMENT C | Double Walled | Fiberglass Reinforced Plastic | Pressure | Double Walled | Fiberglass Reinforced Plastic
0-007711 | TOYOTA ARIZONA PROVING GROUND | 30700 W PATTON RD | WITTMANN | AZ | 85361 | Maricopa | 1 | Open | 1992-12-01 | 10000 | Gasoline | COMPARTMENT A | Double Walled | Fiberglass Reinforced Plastic | Pressure | Double Walled | Fiberglass Reinforced Plastic
0-001620 | BAGDAD CONOCO | 117 MAIN ST | BAGDAD | AZ | 86321 | Yavapai | 4 | Open | 1971-01-01 | 5000 | Gasoline | COMPARTMENT A |  | Asphalt coated or Bare Steel | Pressure |  | Fiberglass Reinforced Plastic
0-007709 | ARCO #5815 | 3200 N STOCKTON HILL RD | KINGMAN | AZ | 86409 | Mohave | 2 | Open | 1991-08-01 | 10000 | Gasoline | COMPARTMENT A | Double Walled | Fiberglass Reinforced Plastic | Pressure | Double Walled | Fiberglass Reinforced Plastic
0-003100 | GOLDEN STATE FOODS | 5524 W BUCHANAN ST | PHOENIX | AZ | 85043 | Maricopa | 7 | Open | 1997-09-29 | 12000 | Diesel | COMPARTMENT A | Double Walled | Composite (Steel/Fiberglass) | Pressure | Double Walled | Flexible
0-006337 | JACOB LAKE LODGE |  | JACOB LAKE |  |  | Coconino | 7 | Open | 1998-05-26 | 20000 | Gasoline | COMPARTMENT A | Double Walled | Fiberglass Reinforced Plastic | Pressure | Double Walled
0-004968 | APACHE SHELL | 8291 E 22ND ST | TUCSON | AZ | 85710 | Pima | 12 | Open | 2005-05-01 | 14000 | Gasoline | COMPARTMENT A | Double Walled | Composite (Steel/Fiberglass) | Pressure | Double Walled | Flexible
0-001301 | CIRCLE K #761 | 899 E 4TH ST | BENSON | AZ | 85602 | Cochise | 4 | Open | 1995-02-24 | 10000 | Gasoline (UL) | COMPARTMENT A |  | Fiberglass Reinforced Plastic | Pressure | Double Walled | Fiberglass Reinforced Plastic
0-003152 | SPEEDWAY STORE #2972 | 104 E 4TH ST | BENSON | AZ | 85602 | Cochise | 2 | Open | 1990-09-01 | 6000 | Gasoline | COMPARTMENT A | Double Walled | Fiberglass Reinforced Plastic | Pressure | Double Walled | Fiberglass Reinforced Plastic
0-006585 | CIRCLE K #2708749 | 1145 W MAIN ST | MESA | AZ | 85201 | Maricopa | 3 | Open | 1988-12-11 | 10000 | Gasoline | COMPARTMENT A | Double Walled | Fiberglass Reinforced Plastic | Pressure |  | Fiberglass Reinforced Plastic
0-005940 | CIRCLE K #2708870 | 3501 W LOWER BUCKEYE RD | PHOENIX | AZ | 85009 | Maricopa | 2 | Open | 1987-01-01 | 10000 | Gasoline | COMPARTMENT A | Double Walled | Fiberglass Reinforced Plastic | Pressure | Single Walled | Fiberglass Reinforced Plastic
0-010017 | SMITH'S FOOD & DRUG #190 | 3490 N STOCKTON HILL RD | KINGMAN | AZ | 86409 | Mohave | 1 | Open | 2002-09-05 | 8000 | Diesel | COMPARTMENT B | Double Walled | Fiberglass Reinforced Plastic
0-008904 | CIRCLE K #2705303 | 26290 N TATUM BLVD | PHOENIX | AZ | 85050 | Maricopa | 1 | Open | 1996-01-30 | 10000 | Gasoline | COMPARTMENT A | Double Walled | Fiberglass Reinforced Plastic | Pressure | Double Walled | Fiberglass Reinforced Plastic
0-008946 | CIRCLE K #2705320 | 4420 E SOUTHERN AVE | MESA | AZ | 85206 | Maricopa | 2 | Open | 1996-03-30 | 10000 | Gasoline (UL) | COMPARTMENT A | Single Walled | Fiberglass Reinforced Plastic | Pressure | Double Walled | Fiberglass Reinforced Plastic
0-001666 | ROUTE 66 AUTO CARE | 801 W ROUTE 66 | WILLIAMS | AZ | 86046 | Coconino | 11 | Open | 2018-12-27 | 4000 | Gasoline (PUL) | COMPARTMENT B | Double Walled | Fiberglass Reinforced Plastic | Pressure | Double Walled | Fiberglass Reinforced Plastic
0-009083 | CHEVRON | 2459 W 32ND ST | YUMA | AZ | 85364 | Yuma | 1 | Open | 1996-12-29 | 12000 | Gasoline | COMPARTMENT A | Double Walled | Fiberglass Reinforced Plastic | Pressure
0-002227 | HONEYWELL ENGINES - SYSTEMS & SERVICES | 111 S 34TH ST | PHOENIX | AZ | 85034 | Maricopa | 9 | Open | 1986-01-01 | 20000 | Jet Fuel | COMPARTMENT A | Double Walled | Fiberglass Reinforced Plastic | Suction - Check Valve at the Tank Top | Double Walled | Fiberglass Reinforced Plastic
0-001094 | CIRCLE K #2708771 | 1601 E INDIAN SCHOOL RD | PHOENIX | AZ | 85016 | Maricopa | 7 | Open | 1988-10-01 | 10000 | Gasoline | COMPARTMENT A | Double Walled | Fiberglass Reinforced Plastic | Pressure |  | Fiberglass Reinforced Plastic
0-005629 | FUELCO #107 | 3839 S 7TH ST | PHOENIX | AZ | 85040 | Maricopa | 5 | Open | 1984-01-01 | 10000 | Gasoline (UL) | COMPARTMENT A |  | Asphalt coated or Bare Steel | Pressure |  | Fiberglass Reinforced Plastic
0-001681 | WINSLOW CHEVRON | 2001 N PARK DR | WINSLOW | AZ | 86047 | Navajo | 3 | Open | 1982-01-01 | 10000 | Gasoline (UL) | COMPARTMENT A | Single Walled | Asphalt coated or Bare Steel | Pressure |  | Fiberglass Reinforced Plastic
0-005701 | WOODYS FOOD STORE #112 | 3401 N STOCKTON HILL RD | KINGMAN | AZ | 86409 | Mohave | 3 | Open | 1984-01-22 | 10000 | Gasoline (PUL) | COMPARTMENT A | Single Walled | Fiberglass Reinforced Plastic | Pressure |  | Fiberglass Reinforced Plastic
0-000897 | TWO BROTHERS X | 1163 W BROADWAY RD | MESA | AZ | 85210 | Maricopa | 7 | Open | 2000-03-01 | 20000 | Gasoline | COMPARTMENT A | Double Walled | Fiberglass Reinforced Plastic | Pressure | Double Walled | Fiberglass Reinforced Plastic
0-001821 | LITTLE GENERAL CHEVRON | 1860 S HIGHWAY 92 | SIERRA VISTA | AZ | 85635 | Cochise | 2 | Open | 1985-11-01 | 12000 | Gasoline | COMPARTMENT A | Double Walled | Composite (Steel/Fiberglass) | Pressure | Double Walled | Flexible
0-005891 | CIRCLE K #2701998 | 1834 W GRANT ST | PHOENIX | AZ | 85007 | Maricopa | 1 | Open | 1986-11-10 | 10000 | Gasoline | COMPARTMENT A | Double Walled | Fiberglass Reinforced Plastic | Pressure |  | Fiberglass Reinforced Plastic
0-009855 | CIRCLE K #2703470 | 2382 N PINAL AVE | CASA GRANDE | AZ | 85122 | Pinal | 1 | Open | 2002-04-10 | 5000 | Gasoline (PUL) | COMPARTMENT A | Double Walled | Asphalt coated or Bare Steel | Pressure | Double Walled | Fiberglass Reinforced Plastic
0-005466 | CIRCLE K #2930 | 2194 N TREKELL RD | CASA GRANDE | AZ | 85122 | Pinal | 3 | Open | 1995-03-22 | 10000 | Gasoline | COMPARTMENT A | Single Walled | Fiberglass Reinforced Plastic | Pressure | Double Walled | Fiberglass Reinforced Plastic
0-005466 | CIRCLE K #2930 | 2194 N TREKELL RD | CASA GRANDE | AZ | 85122 | Pinal | 4 | Open | 1995-03-22 | 10000 | Gasoline | COMPARTMENT A | Single Walled | Fiberglass Reinforced Plastic | Pressure | Double Walled | Fiberglass Reinforced Plastic
0-001444 | CIRCLE K #1583 | 1401 W GRANT RD | TUCSON | AZ | 85745 | Pima | 6 | Open | 1995-02-08 | 10000 | Gasoline (UL) | COMPARTMENT A | Double Walled | Fiberglass Reinforced Plastic | Pressure | Double Walled | Fiberglass Reinforced Plastic
0-002935 | LAVEEN ELEMENTARY SCHOOL | 9401 S 51ST AVE | LAVEEN | AZ | 85339 | Maricopa | 7 | Open | 1994-10-01 | 12000 | Gasoline (UL) | COMPARTMENT A | Double Walled | Fiberglass Reinforced Plastic | Pressure | Double Walled | Fiberglass Reinforced Plastic
0-001267 | CIRCLE K #598 | 5050 W THUNDERBIRD RD | PHOENIX | AZ | 85306 | Maricopa | 1 | Open | 1981-01-01 | 10000 | Gasoline | COMPARTMENT A | Double Walled | Fiberglass Reinforced Plastic | Pressure |  | Fiberglass Reinforced Plastic
0-001267 | CIRCLE K #598 | 5050 W THUNDERBIRD RD | PHOENIX | AZ | 85306 | Maricopa | 3 | Open | 1981-01-01 | 10000 | Gasoline | COMPARTMENT A | Double Walled | Fiberglass Reinforced Plastic | Pressure |  | Fiberglass Reinforced Plastic
0-003877 | CITY OF PHOENIX - SOUTH TRANSIT FACILITY | 2225 W LOWER BUCKEYE RD | PHOENIX | AZ | 85009 | Maricopa | 22 | Open | 2016-02-01 | 2500 | New Oil | COMPARTMENT A | Double Walled | Fiberglass Reinforced Plastic | Suction - Check Valve at the Tank Top | Double Walled | Fiberglass Reinforced Plastic
0-003877 | CITY OF PHOENIX - SOUTH TRANSIT FACILITY | 2225 W LOWER BUCKEYE RD | PHOENIX | AZ | 85009 | Maricopa | 27 | Open | 2016-12-07 | 2500 | Used Oil/Waste Oil | COMPARTMENT A | Double Walled | Fiberglass Reinforced Plastic | Gravity Feed | Double Walled | Fiberglass Reinforced Plastic
0-004565 | SMITHSONIAN INST II | 670 MT HOPKINS RD | AMADO | AZ | 85645 | Pima | 4 | Open | 1991-01-01 | 550 | Used Oil/Waste Oil | COMPARTMENT A | Double Walled | Fiberglass Reinforced Plastic | Gravity Feed | Double Walled | Fiberglass Reinforced Plastic
0-006503 | DESERT VIDEOLAND OASIS | 10338 N HIGHWAY 191 | ELFRIDA | AZ | 85610 | Cochise | 3 | Open | 1998-09-01 | 15000 | Gasoline | COMPARTMENT B | Single Walled | Fiberglass Reinforced Plastic | Pressure |  | Fiberglass Reinforced Plastic
0-010066 | BOWLIN - PICACHO PEAK PLAZA | 16098 E CAMINO ADELANTE | PICACHO | AZ | 85141 | Pinal | 1 | Open | 2004-09-01 | 8000 | Gasoline | COMPARTMENT A | Double Walled | Fiberglass Reinforced Plastic | Pressure | Double Walled | Fiberglass Reinforced Plastic
0-006607 | SATNAM LLC MINIMARKET | 2308 GRAND AVE | PHOENIX | AZ | 85009 | Maricopa | 5 | Open | 2020-06-08 | 15000 | Gasoline (UL) | COMPARTMENT A | Double Walled | Fiberglass Reinforced Plastic | Pressure | Double Walled | Fiberglass Reinforced Plastic
0-004558 | CIRCLE K #2708827 | 5850 W INDIAN SCHOOL RD | PHOENIX | AZ | 85031 | Maricopa | 1 | Open | 1986-07-13 | 10000 | Gasoline | COMPARTMENT A | Double Walled | Fiberglass Reinforced Plastic | Pressure |  | Fiberglass Reinforced Plastic
0-001679 | MOBIL - CANYON GATEWAY MOBIL | 711 N GRAND CANYON BLVD | WILLIAMS | AZ | 86046 | Coconino | 1 | Open | 1982-01-01 | 10000 | Diesel #2 | COMPARTMENT A | Single Walled | Asphalt coated or Bare Steel | Pressure | Single Walled | Bare or Galvanized Steel
0-001679 | MOBIL - CANYON GATEWAY MOBIL | 711 N GRAND CANYON BLVD | WILLIAMS | AZ | 86046 | Coconino | 3 | Open | 1982-01-01 | 10000 | Gasoline (Mid-Grade UL) | COMPARTMENT A | Single Walled | Asphalt coated or Bare Steel | Pressure | Single Walled | Bare or Galvanized Steel
0-001343 | CIRCLE K #916 | 2911 N GRAND AVE | NOGALES | AZ | 85621 | Santa Cruz | 3 | Open | 1995-10-05 | 10000 | Gasoline | COMPARTMENT A | Single Walled | Fiberglass Reinforced Plastic | Pressure | Double Walled | Fiberglass Reinforced Plastic
0-009922 | CIRCLE K #2706470 | 5365 N LA CHOLLA BLVD | TUCSON | AZ | 85741 | Pima | 1 | Open | 2003-01-15 | 10000 | Diesel | COMPARTMENT A | Double Walled | Fiberglass Reinforced Plastic | Pressure | Double Walled | Fiberglass Reinforced Plastic
0-009138 | FIREBIRD FUEL CO | 4333 W GLENROSA AVE | PHOENIX | AZ | 85031 | Maricopa | 1 | Open | 1997-05-01 | 15000 | Diesel | COMPARTMENT A | Double Walled | Composite (Steel/Fiberglass) | Pressure | Double Walled | Fiberglass Reinforced Plastic
0-009585 | FIREBIRD FUEL CO #1792 | 1140 E BENSON HWY | TUCSON | AZ | 85713 | Pima | 2 | Open | 1999-09-01 | 12000 | Dyed Diesel | COMPARTMENT A | Double Walled | Composite (Steel/Fiberglass) | Pressure | Double Walled | Fiberglass Reinforced Plastic
0-009585 | FIREBIRD FUEL CO #1792 | 1140 E BENSON HWY | TUCSON | AZ | 85713 | Pima | 3 | Open | 1999-09-01 | 12000 | Gasoline (UL) | COMPARTMENT A | Double Walled | Composite (Steel/Fiberglass) | Pressure | Double Walled | Fiberglass Reinforced Plastic
0-009701 | MOHAVE MOBILE MART | 10420 S HARBOR AVE | MOHAVE VALLEY | AZ | 86440 | Mohave | 1 | Open | 2000-05-18 | 5000 | Diesel | COMPARTMENT B | Double Walled | Asphalt coated or Bare Steel | Pressure | Double Walled | Flexible
0-009748 | SAFEWAY #1706 | 1637 N TREKELL RD | CASA GRANDE | AZ | 85122 | Pinal | 2 | Open | 2000-10-17 | 20000 | Gasoline | COMPARTMENT A | Double Walled | Composite (Steel/Fiberglass) | Pressure | Double Walled | Fiberglass Reinforced Plastic
0-002557 | CHAPARREL STORE | 500 SE OLD WEST HWY | DUNCAN | AZ | 85534 | Greenlee | 1 | Open | 1978-01-01 | 8000 | Gasoline | COMPARTMENT A |  | Asphalt coated or Bare Steel | Pressure | Single Walled | Fiberglass Reinforced Plastic
0-004077 | JOBI'S CONVENIENCE MARKET | 4520 S US HIGHWAY | SAFFORD | AZ | 85546 | Graham | 3 | Open | 1998-08-01 | 15000 | Gasoline | COMPARTMENT A | Double Walled | Fiberglass Reinforced Plastic | Pressure |  | Fiberglass Reinforced Plastic
0-007226 | SIMAR DEEP INVESTMENTS | 802 W SPEEDWAY BLVD | TUCSON | AZ | 85745 | Pima | 1 | Open | 1990-11-01 | 10000 | Gasoline | COMPARTMENT A | Double Walled | Fiberglass Reinforced Plastic | Pressure | Double Walled | Fiberglass Reinforced Plastic
0-001201 | CIRCLE K #230 | 401 GARDEN AVE | BISBEE | AZ | 85603 | Cochise | 3 | Open | 1998-12-03 | 12000 | Gasoline | COMPARTMENT A | Double Walled | Fiberglass Reinforced Plastic | Pressure | Double Walled | Fiberglass Reinforced Plastic
0-001375 | CIRCLE K #2701184 | 12707 W GRAND AVE | SURPRISE | AZ | 85374 | Maricopa | 4 | Open | 1994-12-21 | 10000 | Gasoline (Mid-Grade UL) | COMPARTMENT A | Single Walled | Fiberglass Reinforced Plastic | Pressure | Double Walled | Fiberglass Reinforced Plastic
0-008846 | PACIFIC PRIDE | 1700 E ADAMS | SHOW LOW | AZ | 85901 | Navajo | 1 | Open | 1995-11-13 | 15000 | Diesel | COMPARTMENT A | Double Walled | Fiberglass Reinforced Plastic | Pressure | Double Walled | Fiberglass Reinforced Plastic
0-004551 | CIRCLE K #2701897 | 5845 W MCDOWELL RD | PHOENIX | AZ | 85035 | Maricopa | 1 | Open | 1986-01-01 | 10000 | Gasoline | COMPARTMENT A | Single Walled | Fiberglass Reinforced Plastic | Pressure | Single Walled | Fiberglass Reinforced Plastic
0-001490 | CIRCLE K #2701798 | 4702 E SPEEDWAY BLVD | TUCSON | AZ | 85712 | Pima | 1 | Open | 1985-01-01 | 10000 | Gasoline | COMPARTMENT A | Single Walled | Fiberglass Reinforced Plastic | Pressure | Single Walled | Fiberglass Reinforced Plastic
0-006479 | TWIN LAKES MARKET | 3122 N STATE ROUTE 89 | PRESCOTT | AZ | 86301 | Yavapai | 5 | Open | 2019-06-13 | 10000 | Gasoline (UL) | COMPARTMENT A | Double Walled | Fiberglass Reinforced Plastic | Pressure | Double Walled | Fiberglass Reinforced Plastic
0-009055 | GREYHOUND TERMINAL | 2115 E BUCKEYE RD | PHOENIX | AZ | 85034 | Maricopa | 1 | Open | 1996-10-01 | 15000 | Diesel | COMPARTMENT A | Double Walled | Composite (Steel/Fiberglass) | Pressure | Double Walled | Fiberglass Reinforced Plastic
0-008871 | CIRCLE K STORE #2709179 | 1203 S POWER RD | MESA | AZ | 85206 | Maricopa | 3 | Open | 1995-01-01 | 20000 | Gasoline | COMPARTMENT A | Double Walled | Fiberglass Reinforced Plastic | Pressure | Double Walled | Fiberglass Reinforced Plastic
0-004076 | HUALAPAI KWIK STOP #451 | 2500 HUALAPAI MOUNTAIN RD | KINGMAN | AZ | 86401 | Mohave | 3 | Open | 1989-12-12 | 6000 | Gasoline | COMPARTMENT A | Single Walled | Fiberglass Reinforced Plastic | Pressure | Double Walled | Flexible
0-004324 | 4 SONS FOOD STORES #503 | 13779 N FOUNTAIN HILLS BLVD | FOUNTAIN HILLS | AZ | 85268 | Maricopa | 4 | Open | 1992-05-01 | 6000 | Diesel | COMPARTMENT A | Double Walled | Fiberglass Reinforced Plastic | Pressure | Double Walled | Fiberglass Reinforced Plastic
0-005321 | DOTTLINGS PASEO VILLAGE SHELL | 8225 E VIA PASEO DEL NORTE | SCOTTSDALE | AZ | 85258 | Maricopa | 4 | Open | 1989-01-01 | 12000 | Gasoline | COMPARTMENT A | Double Walled | Composite (Steel/Fiberglass) | Pressure |  | Fiberglass Reinforced Plastic
0-005321 | DOTTLINGS PASEO VILLAGE SHELL | 8225 E VIA PASEO DEL NORTE | SCOTTSDALE | AZ | 85258 | Maricopa | 5 | Open | 1989-01-01 | 12000 | Gasoline | COMPARTMENT A | Double Walled | Composite (Steel/Fiberglass) | Pressure |  | Fiberglass Reinforced Plastic
0-003851 | CITY OF PHOENIX - SQUAW PEAK STATION | 6206 N 24TH ST | PHOENIX | AZ | 85016 | Maricopa | 5 | Open | 1991-01-01 | 12000 | Gasoline | COMPARTMENT A | Double Walled | Fiberglass Reinforced Plastic | Pressure | Double Walled | Fiberglass Reinforced Plastic
0-003851 | CITY OF PHOENIX - SQUAW PEAK STATION | 6206 N 24TH ST | PHOENIX | AZ | 85016 | Maricopa | 6 | Open | 1991-01-01 | 12000 | Gasoline | COMPARTMENT A | Double Walled | Fiberglass Reinforced Plastic | Pressure | Double Walled | Fiberglass Reinforced Plastic
0-005010 | UPS PHOENIX HUB | 3150 N 31ST AVE | PHOENIX | AZ | 85017 | Maricopa | 6 | Open | 1983-01-01 | 20000 | Diesel | COMPARTMENT A | Single Walled | Fiberglass Reinforced Plastic | Pressure | Double Walled | Fiberglass Reinforced Plastic
0-000338 | PARKER OIL PRODUCTS | 785 KIOWA AVE | LAKE HAVASU CITY | AZ | 86403 | Mohave | 4 | Open | 1997-11-07 | 12000 | Diesel | COMPARTMENT A | Double Walled | Composite (Steel/Fiberglass) | Pressure | Double Walled | Fiberglass Reinforced Plastic
0-009525 | CIRCLE K STORE #2709182 | 3989 W RAY RD | CHANDLER | AZ | 85226 | Maricopa | 2 | Open | 1997-01-01 | 15000 | Gasoline | COMPARTMENT A | Double Walled | Fiberglass Reinforced Plastic | Pressure | Double Walled | Fiberglass Reinforced Plastic
0-010409 | SHELL #34 | 24805 N LAKE PLEASANT PKWY | PEORIA | AZ | 85383 | Maricopa | 1 | Open | 2011-05-30 | 15000 | Gasoline (UL) | COMPARTMENT A | Double Walled | Fiberglass Reinforced Plastic | Pressure | Double Walled | Fiberglass Reinforced Plastic
0-010445 | TURBINEAERO REPAIR FACILITY | 50 S 56TH ST | CHANDLER | AZ | 85226 | Maricopa | 1 | Open | 2011-12-01 | 5000 | Jet Fuel | COMPARTMENT A | Double Walled | Fiberglass Reinforced Plastic | Pressure | Double Walled | Fiberglass Reinforced Plastic
0-008603 | EXPRESS STOP #701 | 640 S HIGHWAY 90 | BENSON | AZ | 85602 | Cochise | 3 | Open | 1995-04-14 | 10000 | Gasoline | COMPARTMENT A | Double Walled | Fiberglass Reinforced Plastic | Pressure | Double Walled | Fiberglass Reinforced Plastic
0-004320 | HAVASU REGIONAL MEDICAL CENTER | 101 CIVIC CENTER LN | LAKE HAVASU CITY | AZ | 86403 | Mohave | 2 | Open | 1990-03-12 | 1000 | Diesel | COMPARTMENT A | Double Walled | Fiberglass Reinforced Plastic | Suction - Check Valve at the Tank Top | Double Walled | Fiberglass Reinforced Plastic
0-009378 | CIRCLE K STORE #2741647 | 2341 S IRONWOOD DR | APACHE JUNCTION | AZ | 85120 | Pinal | 2 | Open | 1998-05-22 | 12000 | Gasoline (PUL) | COMPARTMENT A | Double Walled | Composite (Steel/Fiberglass) | Pressure | Double Walled | Fiberglass Reinforced Plastic
0-005747 | COCHISE MAINTENANCE FACILITY | 9792 E LARRY HUGHES DR | SCOTTSDALE | AZ | 85262 | Maricopa | 3 | Open | 2020-07-30 | 4000 | Gasoline (UL) | COMPARTMENT A | Double Walled | Fiberglass Reinforced Plastic | Pressure | Double Walled | Fiberglass Reinforced Plastic
0-010433 | QUIKTRIP #1496 | 6385 E GOLF LINKS RD | TUCSON | AZ | 85730 | Pima | 2 | Open | 2011-08-11 | 20000 | Gasoline | COMPARTMENT A | Double Walled | Fiberglass Reinforced Plastic | Pressure | Double Walled | Fiberglass Reinforced Plastic
0-003209 | CIRCLE K STORE #2709169 | 4101 N HAYDEN RD | SCOTTSDALE | AZ | 85251 | Maricopa | 9 | Open | 2019-04-15 | 20000 | Gasoline (UL) | COMPARTMENT A | Double Walled | Fiberglass Reinforced Plastic
0-009808 | PILOT TRAVEL CENTER #459 | 900 N 99TH AVE | AVONDALE | AZ | 85323 | Maricopa | 4 | Open | 2001-10-04 | 20000 | Gasoline | COMPARTMENT A | Double Walled | Fiberglass Reinforced Plastic | Pressure | Double Walled | Fiberglass Reinforced Plastic
0-000341 | CIRCLE K #2708750 | 5555 E BELL RD | PHOENIX | AZ | 85254 | Maricopa | 2 | Open | 1988-01-01 | 10000 | Gasoline | COMPARTMENT A | Double Walled | Fiberglass Reinforced Plastic | Pressure |  | Fiberglass Reinforced Plastic
0-001348 | CIRCLE K #2700990 | 29105 HWY 80 | WELLTON | AZ | 85356 | Yuma | 2 | Open | 1985-01-01 | 10000 | Gasoline (PUL) | COMPARTMENT A | Single Walled | Fiberglass Reinforced Plastic | Pressure |  | Fiberglass Reinforced Plastic
0-001496 | CIRCLE K #2701843 | 10 E BUCKEYE RD | PHOENIX | AZ | 85004 | Maricopa | 1 | Open | 1985-01-01 | 10000 | Gasoline | COMPARTMENT A | Double Walled | Fiberglass Reinforced Plastic | Pressure |  | Fiberglass Reinforced Plastic
0-009821 | CIRCLE K #2706461 | 2808 S DOBSON RD | MESA | AZ | 85202 | Maricopa | 4 | Open | 2001-07-26 | 12000 | Gasoline | COMPARTMENT A | Double Walled | Fiberglass Reinforced Plastic | Pressure | Double Walled | Flexible
0-002164 | CIRCLE K #2705281 | 6802 E CAVE CREEK RD | CAVE CREEK | AZ | 85331 | Maricopa | 2 | Open | 1984-01-01 | 10000 | Gasoline | COMPARTMENT A | Single Walled | Asphalt coated or Bare Steel | Pressure | Double Walled | Fiberglass Reinforced Plastic
0-004208 | CIRCLE K #2705286 | 751 N ARIZONA AVE | GILBERT | AZ | 85233 | Maricopa | 1 | Open | 1987-01-03 | 15000 | Gasoline | COMPARTMENT A | Double Walled | Fiberglass Reinforced Plastic | Pressure |  | Fiberglass Reinforced Plastic
0-008015 | CIRCLE K #2705296 | 13880 N FRANK LLOYD WRIGHT BLVD | SCOTTSDALE | AZ | 85260 | Maricopa | 3 | Open | 1992-04-01 | 10000 | Gasoline | COMPARTMENT A | Double Walled | Fiberglass Reinforced Plastic | Pressure |  | Fiberglass Reinforced Plastic
0-005967 | CIRCLE K #2708512 | 6005 E MCKELLIPS RD | MESA | AZ | 85215 | Maricopa | 1 | Open | 1987-02-25 | 10000 | Gasoline | COMPARTMENT A | Double Walled | Fiberglass Reinforced Plastic | Pressure | Single Walled | Fiberglass Reinforced Plastic
0-001702 | CIRCLE K #2701918 | 3151 E BROADWAY RD | PHOENIX | AZ | 85040 | Maricopa | 1 | Open | 1987-01-01 | 10000 | Gasoline (UL) | COMPARTMENT A | Single Walled | Fiberglass Reinforced Plastic | Pressure |  | Fiberglass Reinforced Plastic
0-007398 | FIESTA MARKET #2 | 1360 N MARIPOSA RD | NOGALES | AZ | 85621 | Santa Cruz | 2 | Open | 1991-07-15 | 10000 | Gasoline | COMPARTMENT A | Double Walled | Composite (Steel/Fiberglass) | Pressure | Single Walled | Fiberglass Reinforced Plastic
0-001370 | CIRCLE K #2701149 | 1955 W UNIVERSITY DR | MESA | AZ | 85201 | Maricopa | 9 | Open | 2018-06-20 | 12000 | Diesel | COMPARTMENT A | Double Walled | Fiberglass Reinforced Plastic | Pressure | Double Walled | Fiberglass Reinforced Plastic
0-001864 | DENMART #877 | 809 S RURAL RD | TEMPE | AZ | 85281 | Maricopa | 7 | Open | 2019-08-15 | 6000 | Gasoline (PUL) | COMPARTMENT B | Double Walled | Fiberglass Reinforced Plastic | Pressure | Double Walled | Fiberglass Reinforced Plastic
0-003569 | ASH FORK QUICK LUBE | 56 W LEWIS AVE | ASH FORK | AZ | 86320 | Yavapai | 2 | Open | 1989-04-30 | 6000 | Diesel | COMPARTMENT A | Single Walled | Asphalt coated or Bare Steel | Pressure | Single Walled | Fiberglass Reinforced Plastic
0-009299 | QUIK MART #30 | 8685 N SILVERBELL RD | MARANA | AZ | 85743 | Pima | 2 | Open | 1997-09-01 | 4000 | Diesel | COMPARTMENT B | Double Walled | Fiberglass Reinforced Plastic
0-010129 | SKY HARBOR AIRPORT - INDEPENDENT OPERATOR PREMISES WEST | 1620 E RENTAL CAR WAY | PHOENIX | AZ | 85034 | Maricopa | 2 | Open | 2006-01-12 | 12000 | Gasoline | COMPARTMENT A | Double Walled | Fiberglass Reinforced Plastic | Pressure | Double Walled | Fiberglass Reinforced Plastic
0-010509 | FRY'S FOOD & DRUG #0101-660 | 3232 S MILL AVE | TEMPE | AZ | 85282 | Maricopa | 1 | Open | 2014-04-17 | 20000 | Gasoline (UL) | COMPARTMENT A | Double Walled | Fiberglass Reinforced Plastic | Pressure | Double Walled | Fiberglass Reinforced Plastic
0-004969 | D & F SHELL | 6101 E 22ND ST | TUCSON | AZ | 85711 | Pima | 10 | Open | 1985-01-01 | 550 | Used Oil/Waste Oil | COMPARTMENT A | Single Walled | Fiberglass Reinforced Plastic | Gravity Feed |  | Fiberglass Reinforced Plastic
0-004969 | D & F SHELL | 6101 E 22ND ST | TUCSON | AZ | 85711 | Pima | 8 | Open | 1985-01-01 | 10000 | Gasoline | COMPARTMENT A | Single Walled | Fiberglass Reinforced Plastic | Pressure |  | Fiberglass Reinforced Plastic
0-004969 | D & F SHELL | 6101 E 22ND ST | TUCSON | AZ | 85711 | Pima | 7 | Open | 1985-01-01 | 10000 | Gasoline | COMPARTMENT A | Single Walled | Fiberglass Reinforced Plastic | Pressure |  | Fiberglass Reinforced Plastic
0-001336 | CIRCLE K #2700854 | 1250 E ASH ST | GLOBE | AZ | 85501 | Gila | 4 | Open | 1996-03-12 | 10000 | Gasoline | COMPARTMENT A | Single Walled | Fiberglass Reinforced Plastic | Pressure | Double Walled | Fiberglass Reinforced Plastic
0-005890 | CIRCLE K #2701989 | 3135 W SUPERSTITION BLVD | APACHE JUNCTION | AZ | 85120 | Pinal | 1 | Open | 1986-11-10 | 10000 | Gasoline | COMPARTMENT A | Double Walled | Fiberglass Reinforced Plastic | Pressure | Single Walled | Fiberglass Reinforced Plastic
0-010399 | FRYS FUEL CENTER #131 | 2480 N SWAN RD | TUCSON | AZ | 85712 | Pima | 2 | Open | 2010-12-03 | 10000 | Diesel | COMPARTMENT B | Double Walled | Fiberglass Reinforced Plastic | Pressure | Double Walled | Flexible
0-006588 | PILOT TRAVEL CENTER #328 | 1201 W MAIN ST | QUARTZSITE | AZ | 85346 | La Paz | 1 | Open | 1988-11-01 | 10000 | Gasoline | COMPARTMENT A | Double Walled | Fiberglass Reinforced Plastic | Pressure |  | Fiberglass Reinforced Plastic
0-009749 | SAFEWAY FUEL - SHOW LOW | 900 W DEUCE OF CLUBS | SHOW LOW | AZ | 85901 | Navajo | 1 | Open | 2000-12-08 | 10000 | Gasoline | COMPARTMENT B | Double Walled | Fiberglass Reinforced Plastic
0-010593 | DOLAN SPRINGS CHEVRON | 14097 N PIERCE FERRY RD | DOLAN SPRINGS | AZ | 86441 | Mohave | 1 | Open | 2017-07-03 | 12000 | Gasoline (UL) | COMPARTMENT A | Double Walled | Fiberglass Reinforced Plastic | Pressure | Double Walled | Flexible
0-010007 | MISTER CAR WASH & EXPRESS | 8175 N ORACLE RD | ORO VALLEY | AZ | 85704 | Pima | 1 | Open | 2003-08-20 | 7000 | Gasoline | COMPARTMENT A |  | Asphalt coated or Bare Steel
0-010236 | HONORHEALTH SCOTTSDALE THOMPSON PEAK MEDICAL CENTER | 7400 E THOMPSON PEAK PKWY | SCOTTSDALE | AZ | 85255 | Maricopa | 1 | Open | 2006-09-20 | 8000 | Diesel | COMPARTMENT A | Double Walled | Fiberglass Reinforced Plastic | Pressure | Double Walled | Fiberglass Reinforced Plastic
0-008277 | THE LIQUOR MART | 13015 GOLDEN SHORES PKWY | GOLDEN SHORES | AZ | 86436 | Mohave | 1 | Open | 1993-10-01 | 5000 | Gasoline | COMPARTMENT B | Double Walled | Asphalt coated or Bare Steel | Pressure |  | Fiberglass Reinforced Plastic
0-009909 | TERRIBLE HERBST #233 | 14768 S HIGHWAY 95 | LAKE HAVASU CITY | AZ | 86404 | Mohave | 2 | Open | 2002-10-22 | 10000 | Gasoline | COMPARTMENT A | Double Walled | Fiberglass Reinforced Plastic | Pressure | Double Walled | Flexible
0-009909 | TERRIBLE HERBST #233 | 14768 S HIGHWAY 95 | LAKE HAVASU CITY | AZ | 86404 | Mohave | 5 | Open | 2002-10-22 | 10000 | Diesel | COMPARTMENT A | Double Walled | Fiberglass Reinforced Plastic | Pressure | Double Walled | Flexible
0-009627 | SHELL | 6904 N DYSART RD | GLENDALE | AZ | 85307 | Maricopa | 1 | Open | 1999-01-21 | 15000 | Gasoline | COMPARTMENT A | Double Walled | Fiberglass Reinforced Plastic | Pressure | Double Walled | Fiberglass Reinforced Plastic
0-006736 | CIRCLE K STORE #2706661 | 7546 E BASELINE RD | MESA | AZ | 85209 | Maricopa | 3 | Open | 1989-08-31 | 10000 | Gasoline | COMPARTMENT A | Single Walled | Fiberglass Reinforced Plastic | Pressure |  | Fiberglass Reinforced Plastic
0-006736 | CIRCLE K STORE #2706661 | 7546 E BASELINE RD | MESA | AZ | 85209 | Maricopa | 1 | Open | 1989-08-31 | 10000 | Gasoline | COMPARTMENT A | Single Walled | Fiberglass Reinforced Plastic | Pressure |  | Fiberglass Reinforced Plastic
0-010193 | FRYS FUEL CENTER #89 | 11415 W BUCKEYE RD | AVONDALE | AZ | 85323 | Maricopa | 2 | Open | 2007-08-01 | 20000 | Gasoline | COMPARTMENT A | Double Walled | Fiberglass Reinforced Plastic | Pressure |  | Flexible
0-004023 | JACKSONS ENERGY #6798 | 3713 HIGHWAY 95 | BULLHEAD CITY | AZ | 86442 | Mohave | 4 | Open | 1996-03-01 | 12000 | Gasoline (UL) | COMPARTMENT A | Single Walled | Fiberglass Reinforced Plastic | Pressure |  | Fiberglass Reinforced Plastic
0-010638 | SAFEWAY RETAIL FUEL FACILITY #2032 | 10773 N SCOTTSDALE RD | SCOTTSDALE | AZ | 85254 | Maricopa | 1 | Open | 2016-11-06 | 20000 | Gasoline (UL) | COMPARTMENT A | Double Walled | Fiberglass Reinforced Plastic | Pressure | Double Walled | Fiberglass Reinforced Plastic
0-010672 | QUIKTRIP #1407 | 900 S WATSON RD | BUCKEYE | AZ | 85326 | Maricopa | 1 | Open | 2019-10-16 | 20000 | Gasoline (UL) | COMPARTMENT A | Double Walled | Fiberglass Reinforced Plastic | Pressure | Double Walled | Fiberglass Reinforced Plastic
0-010672 | QUIKTRIP #1407 | 900 S WATSON RD | BUCKEYE | AZ | 85326 | Maricopa | 2 | Open | 2019-10-16 | 20000 | Gasoline (UL) | COMPARTMENT A | Double Walled | Fiberglass Reinforced Plastic | Pressure | Double Walled | Fiberglass Reinforced Plastic
0-004427 | QUIK MART #31 | 2200 E BROADWAY BLVD | TUCSON | AZ | 85719 | Pima | 6 | Open | 1992-05-01 | 10000 | Diesel | COMPARTMENT A | Double Walled | Fiberglass Reinforced Plastic | Pressure | Double Walled | Fiberglass Reinforced Plastic
0-009441 | TL QIK GAS & FOOD MART | 1000 E OLD WEST HWY | APACHE JUNCTION | AZ | 85119 | Pinal | 1 | Open | 1989-01-01 | 8000 | Gasoline | COMPARTMENT A | Double Walled | Composite (Steel/Fiberglass) | Pressure |  | Fiberglass Reinforced Plastic
0-004688 | QUIKTRIP #447 | 5957 E MCDOWELL RD | MESA | AZ | 85215 | Maricopa | 7 | Open | 2016-03-21 | 10000 | Other | COMPARTMENT B | Double Walled | Fiberglass Reinforced Plastic | Pressure
0-010256 | QUIKTRIP #434 | 1915 W SOUTHERN AVE | PHOENIX | AZ | 85041 | Maricopa | 3 | Open | 2008-09-23 | 20000 | Gasoline | COMPARTMENT A | Double Walled | Fiberglass Reinforced Plastic | Pressure | Double Walled | Fiberglass Reinforced Plastic
0-010258 | QUIKTRIP #499 | 20530 N JOHN WAYNE PKWY | MARICOPA | AZ | 85139 | Pinal | 3 | Open | 2008-05-09 | 20000 | Gasoline | COMPARTMENT A | Double Walled | Fiberglass Reinforced Plastic | Pressure | Double Walled | Fiberglass Reinforced Plastic
0-010258 | QUIKTRIP #499 | 20530 N JOHN WAYNE PKWY | MARICOPA | AZ | 85139 | Pinal | 1 | Open | 2008-05-09 | 12000 | Gasoline | COMPARTMENT A | Double Walled | Fiberglass Reinforced Plastic | Pressure | Double Walled | Fiberglass Reinforced Plastic
0-000315 | VIJA TRUCK STOP | 52745 W I-8 FRONTAGE RD | STANFIELD | AZ | 85139 | Pinal | 7 | Open | 1988-10-01 | 10000 | Gasoline | COMPARTMENT A | Double Walled | Fiberglass Reinforced Plastic | Pressure |  | Fiberglass Reinforced Plastic
0-010264 | SAFEWAY FUEL #2709 | 5075 W BASELINE RD | PHOENIX | AZ | 85339 | Maricopa | 2 | Open | 2008-11-14 | 10000 | Gasoline | COMPARTMENT A | Double Walled | Fiberglass Reinforced Plastic | Pressure | Double Walled | Flexible
0-000901 | SPEEDWAY STORE #2951 | 910 S BEELINE HWY | PAYSON | AZ | 85541 | Gila | 6 | Open | 2004-01-22 | 12000 | Diesel | COMPARTMENT A | Double Walled | Fiberglass Reinforced Plastic | Pressure | Double Walled | Fiberglass Reinforced Plastic
0-000901 | SPEEDWAY STORE #2951 | 910 S BEELINE HWY | PAYSON | AZ | 85541 | Gila | 5 | Open | 2004-01-22 | 12000 | Gasoline | COMPARTMENT A | Double Walled | Fiberglass Reinforced Plastic | Pressure | Double Walled | Fiberglass Reinforced Plastic
0-010304 | COBBLESTONE #30 | 22111 N SCOTTSDALE RD | SCOTTSDALE | AZ | 85255 | Maricopa | 3 | Open | 2008-07-01 | 5000 | E-85 | COMPARTMENT B | Double Walled | Fiberglass Reinforced Plastic | Pressure | Double Walled | Fiberglass Reinforced Plastic
0-009638 | VALERO IN THE ZONE XVI | 1570 S GILBERT RD | GILBERT | AZ | 85296 | Maricopa | 3 | Open | 1999-06-14 | 8000 | Diesel | COMPARTMENT A | Double Walled | Fiberglass Reinforced Plastic | Pressure | Double Walled | Fiberglass Reinforced Plastic
0-001268 | CIRCLE K #599 | 1440 W BELL RD | PHOENIX | AZ | 85023 | Maricopa | 4 | Open | 1994-10-25 | 10000 | Gasoline | COMPARTMENT A | Double Walled | Fiberglass Reinforced Plastic | Pressure | Double Walled | Fiberglass Reinforced Plastic
0-010328 | FRYS FUEL CENTER #75 | 3271 S HIGLEY RD | GILBERT | AZ | 85297 | Maricopa | 2 | Open | 2009-06-25 | 8000 | Diesel | COMPARTMENT A | Double Walled | Fiberglass Reinforced Plastic | Pressure | Double Walled | Flexible
0-010328 | FRYS FUEL CENTER #75 | 3271 S HIGLEY RD | GILBERT | AZ | 85297 | Maricopa | 2 | Open | 2009-06-25 | 10000 | Gasoline | COMPARTMENT B | Double Walled | Fiberglass Reinforced Plastic | Pressure | Double Walled | Flexible
0-008014 | CIRCLE K #5294 | 755 W WARNER RD | GILBERT | AZ | 85233 | Maricopa | 2 | Open | 1991-07-01 | 10000 | Gasoline | COMPARTMENT A | Single Walled | Fiberglass Reinforced Plastic | Pressure | Single Walled | Fiberglass Reinforced Plastic
0-003852 | CITY OF PHOENIX - CACTUS PARK POLICE STATION | 12220 N 39TH AVE | PHOENIX | AZ | 85029 | Maricopa | 5 | Open | 1995-02-10 | 12000 | Gasoline | COMPARTMENT A | Double Walled | Fiberglass Reinforced Plastic | Pressure | Double Walled | Fiberglass Reinforced Plastic
0-000885 | SPEEDY MARKET | 1510 S COUNTRY CLUB DR | MESA | AZ | 85210 | Maricopa | 8 | Open | 1994-01-13 | 12000 | Gasoline | COMPARTMENT A | Single Walled | Fiberglass Reinforced Plastic | Pressure |  | Fiberglass Reinforced Plastic
0-000539 | SCOTTSDALE MINI MART | 6842 E THOMAS RD | SCOTTSDALE | AZ | 85251 | Maricopa | 7 | Open | 1985-04-28 | 12000 | Gasoline | COMPARTMENT A | Double Walled | Fiberglass Reinforced Plastic | Pressure | Double Walled | Fiberglass Reinforced Plastic
0-010040 | QUIKTRIP #417 | 3563 E MAIN ST | MESA | AZ | 85213 | Maricopa | 3 | Open | 2004-12-03 | 20000 | Gasoline | COMPARTMENT A | Double Walled | Fiberglass Reinforced Plastic | Pressure | Double Walled | Flexible
0-008779 | PACIFIC MARINE LOGISTICS | 14300 N 76TH PL | SCOTTSDALE | AZ | 85260 | Maricopa | 3 | Open | 2020-03-04 | 15000 | Jet A (Kerosene-type Jet Fuel) | COMPARTMENT A | Double Walled | Fiberglass Reinforced Plastic | Pressure | Double Walled | Fiberglass Reinforced Plastic
0-005253 | JACKSONS ENERGY #6785 | 3960 N COUNTRY CLUB DR | FLAGSTAFF | AZ | 86004 | Coconino | 6 | Open | 1990-05-22 | 10000 | Gasoline (UL) | COMPARTMENT A | Double Walled | Composite (Steel/Fiberglass) | Pressure |  | Fiberglass Reinforced Plastic
0-009773 | CIRCLE K STORE #2706355 | 33 S VAL VISTA DR | GILBERT | AZ | 85296 | Maricopa | 2 | Open | 2001-03-01 | 8000 | Diesel | COMPARTMENT A | Double Walled | Fiberglass Reinforced Plastic | Pressure | Double Walled | Flexible
0-009773 | CIRCLE K STORE #2706355 | 33 S VAL VISTA DR | GILBERT | AZ | 85296 | Maricopa | 2 | Open | 2001-03-01 | 12000 | Gasoline | COMPARTMENT B | Double Walled | Fiberglass Reinforced Plastic | Pressure | Double Walled | Flexible
0-002475 | CIRCLE K #2708869 | 4160 N 1ST AVE | TUCSON | AZ | 85719 | Pima | 2 | Open | 1987-01-01 | 10000 | Gasoline | COMPARTMENT A | Single Walled | Fiberglass Reinforced Plastic | Pressure |  | Fiberglass Reinforced Plastic
0-005843 | PIC-N-RUN INC | 2104 KACHINA BLVD | FLAGSTAFF | AZ | 86005 | Coconino | 3 | Open | 1987-01-01 | 10000 | Diesel | COMPARTMENT A | Double Walled | Asphalt coated or Bare Steel | Pressure | Double Walled | Flexible
0-003200 | CIRCLE K STORE #2709168 | 4801 E THOMAS RD | PHOENIX | AZ | 85018 | Maricopa | 5 | Open | 1985-08-01 | 8000 | Gasoline (PUL) | COMPARTMENT A | Double Walled | Fiberglass Reinforced Plastic | Gravity Feed |  | Fiberglass Reinforced Plastic
0-003258 | PRIDE TRAVEL CENTER IV | 2440 W BETHANY HOME RD | PHOENIX | AZ | 85015 | Maricopa | 6 | Open | 1999-01-01 | 12000 | Gasoline (PUL) | COMPARTMENT A | Double Walled | Fiberglass Reinforced Plastic | Pressure | Double Walled | Fiberglass Reinforced Plastic
0-006712 | ADOT - MESA LANDSCAPE MAINTENANCE | 1540 S RECKER RD | MESA | AZ | 85206 | Maricopa | 1 | Open | 1984-01-01 | 12000 | Gasoline | COMPARTMENT A | Single Walled | Fiberglass Reinforced Plastic | Pressure | Double Walled | Fiberglass Reinforced Plastic
0-001986 | TIEMCO | 102 S 24TH ST | PHOENIX | AZ | 85034 | Maricopa | 9 | Open | 1995-03-21 | 10000 | Gasoline | COMPARTMENT A | Double Walled | Composite (Steel/Fiberglass) | Pressure | Double Walled
0-001482 | SAHARA SHELL | 709 W SOUTHERN AVE | PHOENIX | AZ | 85041 | Maricopa | 3 | Open | 1988-01-01 | 10000 | Gasoline | COMPARTMENT A | Double Walled | Fiberglass Reinforced Plastic | Pressure |  | Fiberglass Reinforced Plastic
0-001482 | SAHARA SHELL | 709 W SOUTHERN AVE | PHOENIX | AZ | 85041 | Maricopa | 2 | Open | 1988-01-01 | 10000 | Gasoline | COMPARTMENT A | Double Walled | Fiberglass Reinforced Plastic | Pressure |  | Fiberglass Reinforced Plastic
0-006210 | FLYING J TRAVEL PLAZA #609 | 16189 S SUNSHINE BLVD | ELOY | AZ | 85131 | Pinal | 7 | Open | 2016-06-01 | 20000 | Biodiesel | COMPARTMENT A | Double Walled | Fiberglass Reinforced Plastic | Pressure | Double Walled | Fiberglass Reinforced Plastic
0-006210 | FLYING J TRAVEL PLAZA #609 | 16189 S SUNSHINE BLVD | ELOY | AZ | 85131 | Pinal | 5 | Open | 1988-01-01 | 12000 | Gasoline | COMPARTMENT A | Single Walled | Fiberglass Reinforced Plastic | Pressure |  | Fiberglass Reinforced Plastic
0-001659 | ROSS AVIATION | 14600 N AIRPORT DR | SCOTTSDALE | AZ | 85260 | Maricopa | 8 | Open | 1990-02-05 | 1000 | Used Oil/Waste Oil | COMPARTMENT A | Double Walled | Asphalt coated or Bare Steel | Suction - Check Valve at the Tank Top | Single Walled | Bare or Galvanized Steel
0-004712 | UA BIOSPHERE 2 | 32540 S BIOSPHERE RD | ORACLE | AZ | 85623 | Pinal | 9 | Open | 1991-01-01 | 15000 | Diesel | COMPARTMENT A | Double Walled | Fiberglass Reinforced Plastic | Suction - Check Valve at the Tank Top
0-001488 | CIRCLE K #2701796 | 3795 S PALO VERDE RD | TUCSON | AZ | 85713 | Pima | 3 | Open | 1985-01-01 | 10000 | Gasoline | COMPARTMENT A | Double Walled | Fiberglass Reinforced Plastic | Pressure |  | Fiberglass Reinforced Plastic
0-009323 | JACKSONS #805 | 16610 N SCOTTSDALE RD | PHOENIX | AZ | 85254 | Maricopa | 1 | Open | 1998-09-25 | 20000 | Gasoline | COMPARTMENT A | Single Walled | Fiberglass Reinforced Plastic | Pressure |  | Fiberglass Reinforced Plastic
0-008876 | FEDEX GROUND | 3410 S 51ST AVE | PHOENIX | AZ | 85043 | Maricopa | 2 | Open | 2005-02-01 | 20000 | Diesel | COMPARTMENT A | Double Walled | Fiberglass Reinforced Plastic | Pressure | Double Walled | Flexible
0-009426 | MUSTANG MOUNTAIN TEXACO FOOD MART | 2222 N HIGHWAY 90 | HUACHUCA CITY | AZ | 85616 | Cochise | 2 | Open | 1998-06-01 | 10000 | Gasoline (PUL) | COMPARTMENT A | Double Walled | Fiberglass Reinforced Plastic | Pressure | Double Walled | Fiberglass Reinforced Plastic
0-001451 | CIRCLE K #2701620 | 3554 E INDIAN SCHOOL RD | PHOENIX | AZ | 85018 | Maricopa | 3 | Open | 1985-01-01 | 10000 | Gasoline | COMPARTMENT A | Double Walled | Fiberglass Reinforced Plastic | Pressure | Single Walled | Fiberglass Reinforced Plastic
0-009472 | NORMS IGA | 345 W ALDEN RD | KEARNY | AZ | 85137 | Pinal | 1 | Open | 1998-12-01 | 8000 | Gasoline (PUL) | COMPARTMENT B | Double Walled | Composite (Steel/Fiberglass) | Pressure | Double Walled | Fiberglass Reinforced Plastic
0-009236 | MAYER MARKET | 9985 S STATE ROUTE 69 | MAYER | AZ | 86333 | Yavapai | 1 | Open | 1997-09-23 | 12000 | Gasoline (UL) | COMPARTMENT A | Double Walled | Composite (Steel/Fiberglass) | Pressure | Double Walled | Fiberglass Reinforced Plastic
0-009992 | EXPRESS FUELS | 261 N WHITE MOUNTAIN RD | SHOW LOW | AZ | 85901 | Navajo | 2 | Open | 2003-11-04 | 10000 | Diesel | COMPARTMENT B | Double Walled | Fiberglass Reinforced Plastic
0-009370 | HENRY HOLDINGS | 1977 HWY 260 | HEBER | AZ | 85928 | Navajo | 3 | Open | 1997-09-19 | 6000 | Diesel | COMPARTMENT A | Double Walled | Fiberglass Reinforced Plastic | Pressure | Double Walled | Fiberglass Reinforced Plastic
0-009370 | HENRY HOLDINGS | 1977 HWY 260 | HEBER | AZ | 85928 | Navajo | 1 | Open | 1997-09-19 | 12000 | Gasoline (UL) | COMPARTMENT A | Double Walled | Fiberglass Reinforced Plastic | Pressure | Double Walled | Fiberglass Reinforced Plastic
0-009860 | LIBERTY ELEMENTARY SCHOOL - BUS BARN | 19818 W US HIGHWAY 85 | BUCKEYE | AZ | 85326 | Maricopa | 3 | Open | 1987-11-01 | 10000 | Gasoline | COMPARTMENT A | Single Walled | Fiberglass Reinforced Plastic | Pressure |  | Fiberglass Reinforced Plastic
0-000905 | SAPRA ENTERPRISES | 9202 E MAIN ST | MESA | AZ | 85207 | Maricopa | 3 | Open | 1986-01-01 | 12000 | Gasoline | COMPARTMENT A | Double Walled | Fiberglass Reinforced Plastic | Pressure | Double Walled | Fiberglass Reinforced Plastic
0-005971 | MUNDS PARK CHEVRON | 17700 S MUNDS RANCH RD | MUNDS PARK | AZ | 86017 | Coconino | 3 | Open | 1989-01-01 | 10000 | Diesel | COMPARTMENT A | Double Walled | Composite (Steel/Fiberglass) | Pressure | Single Walled | Bare or Galvanized Steel
0-010259 | CIRCLE K STORE #2703377 | 3010 S GILBERT RD | CHANDLER | AZ | 85286 | Maricopa | 1 | Open | 2008-10-21 | 20000 | Gasoline | COMPARTMENT A | Double Walled | Fiberglass Reinforced Plastic | Pressure | Double Walled | Fiberglass Reinforced Plastic
0-005426 | CIRCLE K STORE #2703393 | 301 N 43RD AVE | PHOENIX | AZ | 85009 | Maricopa | 5 | Open | 2008-11-07 | 20000 | Diesel | COMPARTMENT A | Double Walled | Fiberglass Reinforced Plastic | Pressure | Double Walled | Fiberglass Reinforced Plastic
0-010021 | FRY FUEL CENTER #137 | 7050 E 22ND ST | TUCSON | AZ | 85710 | Pima | 1 | Open | 2003-10-02 | 8000 | Diesel | COMPARTMENT B | Double Walled | Asphalt coated or Bare Steel
0-009934 | NCD | 5060 W BELL RD | PHOENIX | AZ | 85308 | Maricopa | 1 | Open | 2001-05-01 | 12000 | Gasoline (PUL) | COMPARTMENT B | Double Walled | Fiberglass Reinforced Plastic
0-008514 | CIRCLE K #2705298 | 1250 E CHANDLER BLVD | PHOENIX | AZ | 85048 | Maricopa | 3 | Open | 1994-12-01 | 12000 | Gasoline | COMPARTMENT A | Double Walled | Fiberglass Reinforced Plastic | Pressure | Double Walled | Fiberglass Reinforced Plastic
0-008514 | CIRCLE K #2705298 | 1250 E CHANDLER BLVD | PHOENIX | AZ | 85048 | Maricopa | 2 | Open | 1994-12-01 | 10000 | Gasoline | COMPARTMENT A | Double Walled | Fiberglass Reinforced Plastic | Pressure | Double Walled | Fiberglass Reinforced Plastic
0-009282 | CIRCLE K #2705549 | 4939 E RAY RD | PHOENIX | AZ | 85044 | Maricopa | 2 | Open | 1998-01-27 | 15000 | Gasoline | COMPARTMENT A | Double Walled | Fiberglass Reinforced Plastic | Pressure | Double Walled | Fiberglass Reinforced Plastic
0-001668 | CIRCLE K #2708591 | 505 W GUADALUPE RD | TEMPE | AZ | 85283 | Maricopa | 2 | Open | 1988-01-19 | 10000 | Gasoline | COMPARTMENT A | Double Walled | Fiberglass Reinforced Plastic | Pressure | Single Walled | Fiberglass Reinforced Plastic
0-006636 | CIRCLE K #2708744 | 9515 E GOLF LINKS RD | TUCSON | AZ | 85730 | Pima | 3 | Open | 1988-02-12 | 10000 | Gasoline | COMPARTMENT A | Double Walled | Fiberglass Reinforced Plastic | Pressure |  | Fiberglass Reinforced Plastic
0-001472 | CIRCLE K #2701754 | 820 W 32ND ST | YUMA | AZ | 85364 | Yuma | 2 | Open | 1986-01-01 | 10000 | Gasoline | COMPARTMENT A | Single Walled | Fiberglass Reinforced Plastic | Pressure | Single Walled | Fiberglass Reinforced Plastic
0-001530 | CIRCLE K #2701938 | 2439 W UNION HILLS DR | PHOENIX | AZ | 85027 | Maricopa | 3 | Open | 1986-01-01 | 10000 | Gasoline | COMPARTMENT A | Single Walled | Fiberglass Reinforced Plastic | Pressure |  | Fiberglass Reinforced Plastic
0-010644 | PENSKE TRUCK LEASING | 1100 N 43RD AVE | PHOENIX | AZ | 85043 | Maricopa | 1 | Open | 2019-06-11 | 20000 | Diesel | COMPARTMENT A | Double Walled | Fiberglass Reinforced Plastic | Pressure | Double Walled | Fiberglass Reinforced Plastic
0-010634 | FIREBIRD FUEL CO | 5821 W BUCKEYE RD | PHOENIX | AZ | 85043 | Maricopa | 2 | Open | 2019-03-18 | 12000 | Red Diesel | COMPARTMENT A |  |  | Pressure | Double Walled | Fiberglass Reinforced Plastic
0-010654 | QUIKTRIP 473 | 20221 S GILBERT RD | CHANDLER | AZ | 85286 | Maricopa | 4 | Open | 2019-04-08 | 10000 | Gasoline (PUL) | COMPARTMENT A | Double Walled | Fiberglass Reinforced Plastic | Pressure | Double Walled | Fiberglass Reinforced Plastic
0-009130 | PACIFIC PRIDE | 214 W LONGHORN RD | PAYSON | AZ | 85541 | Gila | 2 | Open | 1997-01-05 | 15000 | Gasoline | COMPARTMENT A | Double Walled | Fiberglass Reinforced Plastic | Pressure | Double Walled | Fiberglass Reinforced Plastic
0-010675 | MAVERIK #562 | 650 WHIPPLE ST | PRESCOTT | AZ | 86301 | Yavapai | 4 | Open | 2017-02-13 | 8000 | Gasoline (PUL) | COMPARTMENT A | Double Walled | Fiberglass Reinforced Plastic | Pressure | Double Walled | Flexible
0-010675 | MAVERIK #562 | 650 WHIPPLE ST | PRESCOTT | AZ | 86301 | Yavapai | 3 | Open | 2017-02-13 | 12000 | Diesel | COMPARTMENT A | Double Walled | Fiberglass Reinforced Plastic | Pressure | Double Walled | Flexible
0-001710 | ANDY DEVINE 76 | 3041 E ANDY DEVINE AVE | KINGMAN | AZ | 86401 | Mohave | 1 | Open | 1973-01-01 | 10000 | Gasoline | COMPARTMENT A | Single Walled | Asphalt coated or Bare Steel | Pressure | Double Walled | Flexible
0-009611 | CHARLES SCHWAB | 4701 E FRANCISCO DR | PHOENIX | AZ | 85044 | Maricopa | 3 | Open | 1999-10-07 | 10000 | Diesel | COMPARTMENT A | Double Walled | Fiberglass Reinforced Plastic | Suction - Check Valve at the Dispenser | Double Walled | Fiberglass Reinforced Plastic
0-000943 | UNION HILLS HUB | 3501 W UNION HILLS DR | GLENDALE | AZ | 85308 | Maricopa | 3 | Open | 1985-04-18 | 10000 | Diesel | COMPARTMENT A | Single Walled | Asphalt coated or Bare Steel
0-001254 | CIRCLE K #549 | 16 N MAIN ST | EAGAR | AZ | 85925 | Apache | 6 | Open | 1996-01-04 | 10000 | Diesel | COMPARTMENT A | Single Walled | Fiberglass Reinforced Plastic | Pressure | Double Walled | Fiberglass Reinforced Plastic
0-004479 | SHAY OIL | 500 E 32ND ST | YUMA | AZ | 85365 | Yuma | 6 | Open | 1995-08-22 | 12000 | Gasoline | COMPARTMENT A | Double Walled | Fiberglass Reinforced Plastic | Pressure | Double Walled | Fiberglass Reinforced Plastic
0-004479 | SHAY OIL | 500 E 32ND ST | YUMA | AZ | 85365 | Yuma | 5 | Open | 1995-08-22 | 20000 | Gasoline | COMPARTMENT A | Double Walled | Fiberglass Reinforced Plastic | Pressure | Double Walled | Fiberglass Reinforced Plastic
0-007670 | CHEVRON | 592 E 16TH ST | YUMA | AZ | 85365 | Yuma | 5 | Open | 1999-04-06 | 7000 | Diesel | COMPARTMENT A | Double Walled | Fiberglass Reinforced Plastic | Pressure | Double Walled | Flexible
0-002424 | JACKSONS ENERGY #6792 | 2205 N 4TH ST | FLAGSTAFF | AZ | 86004 | Coconino | 5 | Open | 1989-09-01 | 10000 | Gasoline (PUL) | COMPARTMENT A | Single Walled | Asphalt coated or Bare Steel | Pressure | Single Walled | Fiberglass Reinforced Plastic
0-009320 | AZ OASIS GAS STATION | 1626 HIGHWAY 95 | BULLHEAD CITY | AZ | 86442 | Mohave | 3 | Open | 2000-03-01 | 10000 | Gasoline (PUL) | COMPARTMENT A | Double Walled | Composite (Steel/Fiberglass) | Pressure | Double Walled | Flexible
0-002652 | CIRCLE K #5032 | 6950 W CHANDLER BLVD | CHANDLER | AZ | 85226 | Maricopa | 1 | Open | 1989-06-22 | 10000 | Gasoline | COMPARTMENT A | Double Walled | Fiberglass Reinforced Plastic | Pressure |  | Fiberglass Reinforced Plastic
0-006058 | DYSART HIGH SCHOOL | 11405 N DYSART RD | EL MIRAGE | AZ | 85335 | Maricopa | 6 | Open | 1994-01-01 | 12000 | Diesel | COMPARTMENT A | Double Walled | Composite (Steel/Fiberglass) | Pressure | Double Walled | Fiberglass Reinforced Plastic
0-002812 | 4 SONS FOOD STORES #502 | 445 E CAREFREE HWY | PHOENIX | AZ | 85085 | Maricopa | 4 | Open | 1989-01-20 | 4000 | Diesel | COMPARTMENT A | Double Walled | Fiberglass Reinforced Plastic | Pressure | Double Walled | Fiberglass Reinforced Plastic
0-000921 | SHELL #81 | 808 S PRIEST DR | TEMPE | AZ | 85281 | Maricopa | 7 | Open | 1996-05-01 | 10000 | Gasoline | COMPARTMENT A | Double Walled | Fiberglass Reinforced Plastic | Pressure | Double Walled | Fiberglass Reinforced Plastic
0-000132 | DESERT VIEW SERVICE STATION |  | DESERT VIEW |  |  | Coconino | 8 | Open | 1999-03-30 | 6000 | Gasoline | COMPARTMENT A | Single Walled | Asphalt coated or Bare Steel | Pressure |  | Fiberglass Reinforced Plastic
0-006750 | PACIFIC PRIDE CARDLOCK | 1002 S WALNUT AVE | YUMA | AZ | 85364 | Yuma | 4 | Open | 1983-11-07 | 12000 | Gasoline | COMPARTMENT A | Double Walled | Fiberglass Reinforced Plastic | Pressure |  | Fiberglass Reinforced Plastic
0-005052 | CIRCLE K STORE #2709160 | 1015 N RURAL RD | CHANDLER | AZ | 85226 | Maricopa | 2 | Open | 1989-06-28 | 10000 | Gasoline | COMPARTMENT A | Double Walled | Fiberglass Reinforced Plastic | Pressure |  | Fiberglass Reinforced Plastic
0-010470 | MAVERIK #478 | 1301 NAVAJO BLVD | HOLBROOK | AZ | 86025 | Navajo | 5 | Open | 2012-12-19 | 15000 | Diesel | COMPARTMENT A | Double Walled | Fiberglass Reinforced Plastic | Pressure | Double Walled | Flexible
0-010470 | MAVERIK #478 | 1301 NAVAJO BLVD | HOLBROOK | AZ | 86025 | Navajo | 1 | Open | 2012-12-19 | 12000 | Gasoline | COMPARTMENT A | Double Walled | Fiberglass Reinforced Plastic | Pressure | Double Walled | Flexible
0-010496 | FRYS FUEL CENTER #87 | 7750 S 51ST AVE | LAVEEN | AZ | 85339 | Maricopa | 2 | Open | 2013-06-27 | 8000 | Gasoline | COMPARTMENT B | Double Walled | Fiberglass Reinforced Plastic | Pressure | Double Walled | Flexible
0-009603 | ONE STOP GAS AND FOOD MART | 777 W RAY RD | GILBERT | AZ | 85233 | Maricopa | 1 | Open | 2000-01-31 | 15000 | Gasoline | COMPARTMENT A | Double Walled | Fiberglass Reinforced Plastic | Pressure | Double Walled | Flexible
0-009603 | ONE STOP GAS AND FOOD MART | 777 W RAY RD | GILBERT | AZ | 85233 | Maricopa | 2 | Open | 2000-01-31 | 10000 | Gasoline | COMPARTMENT A | Double Walled | Fiberglass Reinforced Plastic | Pressure | Double Walled | Flexible
0-004192 | ROOSEVELT SCHOOL DISTRICT - MAINTENANCE FACILITY | 6000 S 7TH ST | PHOENIX | AZ | 85042 | Maricopa | 5 | Open | 2020-08-04 | 7500 | Gasoline (UL) | COMPARTMENT A | Double Walled | Polyethylene Jacketed Steel
0-001446 | CIRCLE K #2701603 | 1501 W MCDOWELL RD | PHOENIX | AZ | 85007 | Maricopa | 3 | Open | 1985-01-01 | 10000 | Gasoline | COMPARTMENT A | Double Walled | Fiberglass Reinforced Plastic | Pressure |  | Fiberglass Reinforced Plastic
0-004914 | GRAND CHEVRON | 811 N GRAND AVE | NOGALES | AZ | 85621 | Santa Cruz | 1 | Open | 1984-05-08 | 12000 | Gasoline | COMPARTMENT A | Double Walled | Fiberglass Reinforced Plastic | Pressure | Double Walled | Fiberglass Reinforced Plastic
0-005475 | CIRCLE K #2940 | 330 N HUACHUCA BLVD | HUACHUCA CITY | AZ | 85616 | Cochise | 4 | Open | 2006-05-11 | 15000 | Diesel | COMPARTMENT A | Double Walled | Fiberglass Reinforced Plastic | Pressure | Double Walled | Fiberglass Reinforced Plastic
0-009259 | 7-ELEVEN #32265 | 485 W WARNER RD | TEMPE | AZ | 85284 | Maricopa | 3 | Open | 1997-10-24 | 15000 | Gasoline | COMPARTMENT A | Double Walled | Fiberglass Reinforced Plastic | Pressure
0-004260 | MOBIL 3001 | 3001 E WASHINGTON ST | PHOENIX | AZ | 85034 | Maricopa | 11 | Open | 2019-03-15 | 5000 | Diesel | COMPARTMENT B | Double Walled | Fiberglass Reinforced Plastic | Pressure | Double Walled | Fiberglass Reinforced Plastic
0-010159 | SUPERPUMPER #21 | 26725 S HIGHWAY 89 | CONGRESS | AZ | 85332 | Yavapai | 1 | Open | 2006-08-05 | 15000 | Gasoline | COMPARTMENT A | Double Walled | Fiberglass Reinforced Plastic | Pressure | Double Walled | Fiberglass Reinforced Plastic
0-009917 | CIRCLE K STORE #2705973 | 1405 N ALMA SCHOOL RD | CHANDLER | AZ | 85224 | Maricopa | 2 | Open | 2003-01-24 | 12000 | Gasoline | COMPARTMENT A | Double Walled | Fiberglass Reinforced Plastic | Pressure | Double Walled | Fiberglass Reinforced Plastic
0-009917 | CIRCLE K STORE #2705973 | 1405 N ALMA SCHOOL RD | CHANDLER | AZ | 85224 | Maricopa | 1 | Open | 2003-01-24 | 10000 | Diesel | COMPARTMENT A | Double Walled | Fiberglass Reinforced Plastic | Pressure | Double Walled | Fiberglass Reinforced Plastic
0-009917 | CIRCLE K STORE #2705973 | 1405 N ALMA SCHOOL RD | CHANDLER | AZ | 85224 | Maricopa | 3 | Open | 2003-01-24 | 20000 | Gasoline | COMPARTMENT A | Double Walled | Fiberglass Reinforced Plastic | Pressure | Double Walled | Fiberglass Reinforced Plastic
0-010226 | FAST LANE SHELL | 1999 E AJO WAY | TUCSON | AZ | 85713 | Pima | 2 | Open | 2007-11-12 | 10000 | Gasoline | COMPARTMENT A | Double Walled | Composite (Steel/Fiberglass) | Pressure | Double Walled | Flexible
0-010232 | CIRCLE K STORE #2703498 | 615 N MAIN ST | TAYLOR | AZ | 85939 | Navajo | 1 | Open | 2008-05-08 | 8000 | Gasoline (PUL) | COMPARTMENT A | Double Walled | Fiberglass Reinforced Plastic | Pressure | Double Walled | Fiberglass Reinforced Plastic
0-010426 | QUIKTRIP #1450 | 68 W RIVER RD | TUCSON | AZ | 85704 | Pima | 2 | Open | 2011-07-14 | 20000 | Gasoline | COMPARTMENT A | Double Walled | Fiberglass Reinforced Plastic | Pressure | Double Walled | Fiberglass Reinforced Plastic
0-010411 | QUIKTRIP #1456 | 5565 W CORTARO FARMS RD | TUCSON | AZ | 85742 | Pima | 1 | Open | 2011-02-03 | 20000 | Gasoline | COMPARTMENT A | Double Walled | Fiberglass Reinforced Plastic | Pressure | Double Walled | Fiberglass Reinforced Plastic
0-010411 | QUIKTRIP #1456 | 5565 W CORTARO FARMS RD | TUCSON | AZ | 85742 | Pima | 3 | Open | 2011-02-03 | 12000 | Gasoline | COMPARTMENT A | Double Walled | Fiberglass Reinforced Plastic | Pressure | Double Walled | Fiberglass Reinforced Plastic
0-009303 | LOVE'S TRAVEL STOP #286 | 760 S QUARTZSITE BLVD | QUARTZSITE | AZ | 85346 | La Paz | 1 | Open | 1997-10-30 | 20000 | Diesel | COMPARTMENT A | Double Walled | Composite (Steel/Fiberglass) | Pressure | Double Walled | Fiberglass Reinforced Plastic
0-006398 | SHAMROCK FOODS - FUEL SITE | 2150 N 28TH AVE | PHOENIX | AZ | 85009 | Maricopa | 2 | Open | 1989-01-01 | 20000 | Diesel | COMPARTMENT A | Double Walled | Composite (Steel/Fiberglass) | Pressure | Double Walled | Fiberglass Reinforced Plastic
0-004398 | HONORHEALTH SCOTTSDALE OSBORN MEDICAL CENTER | 7400 E OSBORN RD | SCOTTSDALE | AZ | 85251 | Maricopa | 3 | Open | 2006-04-01 | 12000 | Diesel | COMPARTMENT A | Double Walled | Fiberglass Reinforced Plastic | Pressure | Double Walled | Fiberglass Reinforced Plastic
0-008813 | CIRCLE K STORE #2741603 | 5205 E MCKELLIPS RD | MESA | AZ | 85215 | Maricopa | 1 | Open | 1995-11-30 | 12000 | Gasoline (PUL) | COMPARTMENT A | Double Walled | Fiberglass Reinforced Plastic | Pressure | Double Walled | Fiberglass Reinforced Plastic
0-008981 | CIRCLE K STORE #2741615 | 2754 N POWER RD | MESA | AZ | 85215 | Maricopa | 2 | Open | 1996-06-24 | 12000 | Gasoline (PUL) | COMPARTMENT A | Double Walled | Fiberglass Reinforced Plastic | Pressure | Double Walled | Fiberglass Reinforced Plastic
0-009737 | CIRCLE K #2706362 | 4950 E CHANDLER BLVD | PHOENIX | AZ | 85048 | Maricopa | 1 | Open | 2000-12-01 | 10000 | Gasoline | COMPARTMENT A | Double Walled | Fiberglass Reinforced Plastic | Pressure | Double Walled | Flexible
0-001421 | CIRCLE K #2701503 | 959 E GUADALUPE RD | TEMPE | AZ | 85283 | Maricopa | 1 | Open | 1985-01-01 | 10000 | Gasoline | COMPARTMENT A | Double Walled | Fiberglass Reinforced Plastic | Pressure | Single Walled | Fiberglass Reinforced Plastic
0-000342 | CIRCLE K #2705027 | 7140 E SHEA BLVD | SCOTTSDALE | AZ | 85254 | Maricopa | 2 | Open | 1988-01-01 | 10000 | Gasoline | COMPARTMENT A | Double Walled | Fiberglass Reinforced Plastic | Pressure | Single Walled | Fiberglass Reinforced Plastic
0-002627 | CIRCLE K #2705287 | 4801 E ELLIOT RD | PHOENIX | AZ | 85044 | Maricopa | 1 | Open | 1988-05-26 | 15000 | Gasoline | COMPARTMENT A | Double Walled | Fiberglass Reinforced Plastic | Pressure | Single Walled | Fiberglass Reinforced Plastic
0-002627 | CIRCLE K #2705287 | 4801 E ELLIOT RD | PHOENIX | AZ | 85044 | Maricopa | 2 | Open | 1988-05-26 | 15000 | Gasoline | COMPARTMENT A | Double Walled | Fiberglass Reinforced Plastic | Pressure | Single Walled | Fiberglass Reinforced Plastic
0-009411 | MAJI BROTHERS | 8201 S RITA RD | TUCSON | AZ | 85747 | Pima | 1 | Open | 1999-01-07 | 12000 | Gasoline | COMPARTMENT A | Double Walled | Composite (Steel/Fiberglass) | Pressure | Double Walled | Flexible
0-010071 | CHEVRON - SELF SERVE #22 | 6440 E 32ND ST | YUMA | AZ | 85365 | Yuma | 2 | Open | 2005-07-01 | 20000 | Gasoline | COMPARTMENT A | Double Walled | Fiberglass Reinforced Plastic | Pressure | Double Walled | Fiberglass Reinforced Plastic
0-008295 | CARTER-CARDLOCK INC | 2201 E HUNTINGTON DR | FLAGSTAFF | AZ | 86004 | Coconino | 1 | Open | 1993-12-01 | 20000 | Diesel | COMPARTMENT A | Double Walled | Fiberglass Reinforced Plastic | Pressure | Double Walled | Fiberglass Reinforced Plastic
0-006719 | CIRCLE K STORE #2709529 | 5601 E BELL RD | SCOTTSDALE | AZ | 85254 | Maricopa | 2 | Open | 1990-07-24 | 12000 | Gasoline | COMPARTMENT A | Double Walled | Composite (Steel/Fiberglass) | Pressure |  | Fiberglass Reinforced Plastic
0-007959 | CHEVRON #9-9454 | 2885 N 91ST AVE | PHOENIX | AZ | 85037 | Maricopa | 5 | Open | 2009-03-01 | 10000 | Gasoline | COMPARTMENT B | Double Walled | Fiberglass Reinforced Plastic | Pressure | Double Walled | Fiberglass Reinforced Plastic
0-009782 | COSTCO WHOLESALE #674 | 17550 N 79TH AVE | GLENDALE | AZ | 85308 | Maricopa | 2 | Open | 2001-06-01 | 30000 | Gasoline | COMPARTMENT A | Double Walled | Fiberglass Reinforced Plastic | Pressure | Double Walled | Flexible
0-009782 | COSTCO WHOLESALE #674 | 17550 N 79TH AVE | GLENDALE | AZ | 85308 | Maricopa | 4 | Open | 2012-01-24 | 1500 | (Null) | COMPARTMENT A | Double Walled | Fiberglass Reinforced Plastic | Pressure | Double Walled | Fiberglass Reinforced Plastic
0-009630 | CIRCLE K #2706285 | 11339 W BELL RD | SURPRISE | AZ | 85378 | Maricopa | 1 | Open | 1999-12-01 | 10000 | Diesel | COMPARTMENT A | Double Walled | Fiberglass Reinforced Plastic | Pressure | Double Walled | Flexible
0-005405 | CIRCLE K #2708862 | 753 W BROADWAY RD | MESA | AZ | 85210 | Maricopa | 1 | Open | 1988-01-01 | 10000 | Gasoline | COMPARTMENT A | Double Walled | Fiberglass Reinforced Plastic | Pressure | Single Walled | Fiberglass Reinforced Plastic
0-002074 | QUIK COUNTRY STORE | 4100 E WESTERN DR | COTTONWOOD | AZ | 86326 | Yavapai | 4 | Open | 1998-04-01 | 6000 | Gasoline (PUL) | COMPARTMENT A | Double Walled | Composite (Steel/Fiberglass)
0-004135 | CIRCLE K #2701646 | 7510 W PEORIA AVE | PEORIA | AZ | 85345 | Maricopa | 2 | Open | 1987-06-29 | 10000 | Gasoline | COMPARTMENT A | Single Walled | Fiberglass Reinforced Plastic | Pressure |  | Fiberglass Reinforced Plastic
0-004135 | CIRCLE K #2701646 | 7510 W PEORIA AVE | PEORIA | AZ | 85345 | Maricopa | 4 | Open | 1987-06-29 | 10000 | Gasoline | COMPARTMENT A | Single Walled | Fiberglass Reinforced Plastic | Pressure |  | Fiberglass Reinforced Plastic
0-004135 | CIRCLE K #2701646 | 7510 W PEORIA AVE | PEORIA | AZ | 85345 | Maricopa | 1 | Open | 1987-06-29 | 10000 | Gasoline | COMPARTMENT A | Single Walled | Fiberglass Reinforced Plastic | Pressure |  | Fiberglass Reinforced Plastic
0-005049 | ARCO #5608 | 10809 N FRANK LLOYD WRIGHT BLVD | SCOTTSDALE | AZ | 85259 | Maricopa | 2 | Open | 1989-09-01 | 12000 | Gasoline | COMPARTMENT A | Double Walled | Fiberglass Reinforced Plastic | Pressure | Double Walled | Fiberglass Reinforced Plastic
0-008996 | 4 SONS FOOD STORES #505 | 75 E 29TH AVE | APACHE JUNCTION | AZ | 85119 | Pinal | 3 | Open | 1996-08-26 | 8000 | Gasoline | COMPARTMENT A | Double Walled | Fiberglass Reinforced Plastic | Pressure | Double Walled | Fiberglass Reinforced Plastic
0-009559 | BROMAX #602 | 5439 E CAREFREE HWY | CAVE CREEK | AZ | 85331 | Maricopa | 2 | Open | 1999-05-12 | 15000 | Gasoline | COMPARTMENT A | Double Walled | Fiberglass Reinforced Plastic | Pressure | Double Walled | Fiberglass Reinforced Plastic
0-009579 | HLN INVESTMENTS | 1143 N ELLSWORTH RD | MESA | AZ | 85207 | Maricopa | 3 | Open | 1999-09-16 | 12000 | Diesel | COMPARTMENT A | Double Walled | Fiberglass Reinforced Plastic | Pressure | Double Walled | Fiberglass Reinforced Plastic
0-009579 | HLN INVESTMENTS | 1143 N ELLSWORTH RD | MESA | AZ | 85207 | Maricopa | 2 | Open | 1999-09-16 | 12000 | Gasoline | COMPARTMENT A | Double Walled | Fiberglass Reinforced Plastic | Pressure | Double Walled | Fiberglass Reinforced Plastic
0-009252 | COSTCO WHOLESALE #436 | 1445 W ELLIOT RD | TEMPE | AZ | 85284 | Maricopa | 4 | Open | 2012-03-07 | 1500 | Other | COMPARTMENT A | Double Walled | Fiberglass Reinforced Plastic | Pressure | Double Walled | Fiberglass Reinforced Plastic
0-008401 | SPEEDWAY STORE #2979 | 1690 E ASH ST | GLOBE | AZ | 85501 | Gila | 2 | Open | 1994-05-01 | 10000 | Gasoline (UL) | COMPARTMENT A | Double Walled | Fiberglass Reinforced Plastic | Pressure | Double Walled | Fiberglass Reinforced Plastic
0-001103 | CHEVRON #9-8544 | 7001 N 16TH ST | PHOENIX | AZ | 85020 | Maricopa | 9 | Open | 2017-08-29 | 10000 | Gasoline (UL) | COMPARTMENT A | Double Walled | Polyethylene Jacketed Steel | Pressure | Double Walled | Fiberglass Reinforced Plastic
0-001103 | CHEVRON #9-8544 | 7001 N 16TH ST | PHOENIX | AZ | 85020 | Maricopa | 11 | Open | 2017-08-29 | 10000 | Gasoline (PUL) | COMPARTMENT A | Double Walled | Polyethylene Jacketed Steel | Pressure | Double Walled | Fiberglass Reinforced Plastic
0-005542 | NORTHERN ARIZONA VA HEALTHCARE SYSTEM | 500 N STATE ROUTE 89 | PRESCOTT | AZ | 86313 | Yavapai | 10 | Open | 1991-01-16 | 2500 | Diesel | COMPARTMENT A |  | Asphalt coated or Bare Steel | Suction - Check Valve at the Tank Top | Double Walled | Fiberglass Reinforced Plastic
0-001299 | CIRCLE K STORE #2700754 | 230 N CORONADO BLVD | CLIFTON | AZ | 85533 | Greenlee | 5 | Open | 1995-07-19 | 10000 | Gasoline (UL) | COMPARTMENT A | Single Walled | Fiberglass Reinforced Plastic | Pressure | Double Walled | Fiberglass Reinforced Plastic
0-009596 | FRY'S FUEL #120 | 6347 E GREENWAY RD | PHOENIX | AZ | 85254 | Maricopa | 4 | Open | 2016-04-01 | 8000 | Gasoline (PUL) | COMPARTMENT B | Double Walled | Fiberglass Reinforced Plastic | Pressure
0-010700 | FRY'S #615 | 1425 N HIGLEY RD | GILBERT | AZ | 85234 |  | 2 | Open | 2020-08-25 | 10000 | Diesel | COMPARTMENT A | Double Walled | Fiberglass Reinforced Plastic | Pressure | Double Walled | Fiberglass Reinforced Plastic
0-010693 | QUIKTRIP #1469 | 5050 W INA RD | TUCSON | AZ | 85743 | Pima | 7 | Open | 2020-09-04 | 30000 | Diesel | COMPARTMENT A | Double Walled | Fiberglass Reinforced Plastic
0-010683 | STATION 66 | 4115 E THOMPSON AVE | KINGMAN | AZ | 86409 | Mohave | 2 | Open | 2008-05-01 | 10000 | Gasoline (PUL) | COMPARTMENT A | Double Walled | Fiberglass Reinforced Plastic | Pressure | Double Walled | Fiberglass Reinforced Plastic
0-010416 | FLEXENTIAL COLORADO | 1802 W DEER VALLEY RD | PHOENIX | AZ | 85027 | Maricopa | 1 | Open | 2010-09-13 | 20000 | Red Diesel | COMPARTMENT A | Double Walled | Fiberglass Reinforced Plastic | Pressure | Double Walled | Fiberglass Reinforced Plastic
0-010403 | FIREBIRD FUEL CO | 941 W FAIRVIEW BUSINESS PARK PL | TUCSON | AZ | 85705 | Pima | 3 | Open | 2010-11-04 | 12000 | Diesel | COMPARTMENT A | Double Walled | Composite (Steel/Fiberglass) | Pressure | Double Walled | Fiberglass Reinforced Plastic
0-010423 | MAVERIK COUNTRY STORE #445 | 4555 W WHITE MOUNTAIN BLVD | LAKESIDE | AZ | 85929 | Navajo | 3 | Open | 2011-07-01 | 12000 | Gasoline | COMPARTMENT A | Double Walled | Fiberglass Reinforced Plastic | Pressure | Double Walled | Flexible
0-010434 | QUIKTRIP #454 | 2725 W PEORIA AVE | PHOENIX | AZ | 85029 | Maricopa | 2 | Open | 2011-08-31 | 20000 | Gasoline | COMPARTMENT A | Double Walled | Fiberglass Reinforced Plastic | Pressure | Double Walled | Fiberglass Reinforced Plastic
0-010434 | QUIKTRIP #454 | 2725 W PEORIA AVE | PHOENIX | AZ | 85029 | Maricopa | 3 | Open | 2011-08-31 | 12000 | Gasoline | COMPARTMENT A | Double Walled | Fiberglass Reinforced Plastic | Pressure | Double Walled | Fiberglass Reinforced Plastic
0-001270 | CIRCLE K STORE #2700607 | 10 S MAIN ST | COTTONWOOD | AZ | 86326 | Yavapai | 5 | Open | 1995-07-27 | 10000 | Gasoline (PUL) | COMPARTMENT A | Double Walled | Fiberglass Reinforced Plastic | Pressure | Double Walled | Fiberglass Reinforced Plastic
0-010289 | FRYS FUEL CENTER #77 | 3184 WILLOW CREEK RD | PRESCOTT | AZ | 86301 | Yavapai | 2 | Open | 2009-01-01 | 8000 | Diesel | COMPARTMENT A | Double Walled | Fiberglass Reinforced Plastic | Pressure | Double Walled | Flexible
0-010488 | FRY'S FOOD DRUG 0010-660 | 4353 W BETHANY HOME RD | GLENDALE | AZ | 85301 | Maricopa | 2 | Open | 2013-09-19 | 12000 | Diesel | COMPARTMENT B | Double Walled | Fiberglass Reinforced Plastic | Pressure | Double Walled | Flexible
0-010554 | WALMART NEIGHBORHOOD MARKET #4490 | 2565 EAST COMMERCE CENTER PL | TUCSON | AZ | 85706 | Pima | 2 | Open | 2016-01-08 | 8000 | Gasoline (PUL) | COMPARTMENT A | Double Walled | Fiberglass Reinforced Plastic
0-005114 | T & L CONVENIENCE | 411 N ARIZONA BLVD | COOLIDGE | AZ | 85128 | Pinal | 4 | Open | 1999-01-12 | 6000 | Gasoline | COMPARTMENT B | Double Walled | Fiberglass Reinforced Plastic
0-010098 | GAS-N-GRUB 3 | 3770 E DIAGONAL WAY | KINGMAN | AZ | 86409 | Mohave | 1 | Open | 2005-10-18 | 6000 | Gasoline | COMPARTMENT A | Double Walled | Fiberglass Reinforced Plastic | Pressure | Double Walled | Fiberglass Reinforced Plastic
0-010313 | SAM'S CLUB #6604 | 1851 E BUTLER AVE | FLAGSTAFF | AZ | 86001 | Coconino | 3 | Open | 2009-07-01 | 8000 | Diesel | COMPARTMENT B | Double Walled | Fiberglass Reinforced Plastic | Pressure | Double Walled | Flexible
0-010313 | SAM'S CLUB #6604 | 1851 E BUTLER AVE | FLAGSTAFF | AZ | 86001 | Coconino | 2 | Open | 2009-07-01 | 20000 | Gasoline | COMPARTMENT A | Double Walled | Fiberglass Reinforced Plastic | Pressure | Double Walled | Flexible
0-007439 | CIRCLE K STORE #2709153 | 1210 S HIGLEY RD | MESA | AZ | 85206 | Maricopa | 2 | Open | 1989-06-01 | 10000 | Gasoline (PUL) | COMPARTMENT A | Double Walled | Fiberglass Reinforced Plastic | Pressure | Double Walled | Fiberglass Reinforced Plastic
0-010596 | JAY'S TRAVEL CENTER | 2500 I-10BL | SAN SIMON | AZ | 85632 | Cochise | 2 | Open | 2017-10-17 | 8000 | Gasoline (PUL) | COMPARTMENT A | Double Walled | Fiberglass Reinforced Plastic | Pressure | Double Walled | Fiberglass Reinforced Plastic
0-010583 | CIRCLE K STORE #2741639 | 2575 W SONORAN DESERT DR | PHOENIX | AZ | 85085 | Maricopa | 2 | Open | 2016-08-25 | 9000 | Diesel | COMPARTMENT B | Double Walled | Fiberglass Reinforced Plastic | Pressure |  | Flexible
0-001484 | CIRCLE K #2701793 | 8702 E SPEEDWAY BLVD | TUCSON | AZ | 85710 | Pima | 2 | Open | 1985-01-01 | 10000 | Gasoline | COMPARTMENT A | Single Walled | Fiberglass Reinforced Plastic | Pressure | Single Walled | Fiberglass Reinforced Plastic
0-001484 | CIRCLE K #2701793 | 8702 E SPEEDWAY BLVD | TUCSON | AZ | 85710 | Pima | 3 | Open | 1985-01-01 | 10000 | Gasoline | COMPARTMENT A | Single Walled | Fiberglass Reinforced Plastic | Pressure | Single Walled | Fiberglass Reinforced Plastic
0-010100 | HERTZ CORPORATION | 1711 E BUCKEYE RD | PHOENIX | AZ | 85034 | Maricopa | 3 | Open | 2005-06-16 | 25000 | Gasoline | COMPARTMENT A | Double Walled | Fiberglass Reinforced Plastic | Pressure | Double Walled | Fiberglass Reinforced Plastic
0-010100 | HERTZ CORPORATION | 1711 E BUCKEYE RD | PHOENIX | AZ | 85034 | Maricopa | 2 | Open | 2005-06-16 | 25000 | Gasoline | COMPARTMENT A | Double Walled | Fiberglass Reinforced Plastic | Pressure | Double Walled | Fiberglass Reinforced Plastic
0-010114 | SPEEDWAY STORE #2978 | 6225 W AJO HWY | TUCSON | AZ | 85735 | Pima | 2 | Open | 2002-10-13 | 15000 | Gasoline (UL) | COMPARTMENT A | Double Walled | Fiberglass Reinforced Plastic | Pressure |  | Fiberglass Reinforced Plastic
0-010135 | QUIKTRIP #444 | 1155 N 51ST AVE | PHOENIX | AZ | 85043 | Maricopa | 3 | Open | 2005-08-12 | 20000 | Gasoline | COMPARTMENT A | Double Walled | Fiberglass Reinforced Plastic | Pressure | Double Walled | Flexible
0-010322 | FRYS FUEL CENTER #74 | 8375 W DEER VALLEY RD | PEORIA | AZ | 85382 | Maricopa | 1 | Open | 2009-11-19 | 20000 | Gasoline | COMPARTMENT A | Double Walled | Fiberglass Reinforced Plastic | Pressure | Double Walled | Flexible
0-007387 | ARCO AM/PM #82524 | 2891 W VALENCIA RD | TUCSON | AZ | 85746 | Pima | 3 | Open | 1991-03-01 | 10000 | Gasoline | COMPARTMENT A | Double Walled | Fiberglass Reinforced Plastic | Pressure | Double Walled | Fiberglass Reinforced Plastic
0-007387 | ARCO AM/PM #82524 | 2891 W VALENCIA RD | TUCSON | AZ | 85746 | Pima | 2 | Open | 1991-03-01 | 10000 | Gasoline | COMPARTMENT A | Double Walled | Fiberglass Reinforced Plastic | Pressure | Double Walled | Fiberglass Reinforced Plastic
0-007387 | ARCO AM/PM #82524 | 2891 W VALENCIA RD | TUCSON | AZ | 85746 | Pima | 1 | Open | 1991-03-01 | 10000 | Gasoline | COMPARTMENT A | Double Walled | Fiberglass Reinforced Plastic | Pressure | Double Walled | Fiberglass Reinforced Plastic
0-008641 | COTTONWOOD CHEVRON | 1204 S STATE ROUTE 260 | COTTONWOOD | AZ | 86326 | Yavapai | 1 | Open | 1995-03-01 | 20000 | Gasoline | COMPARTMENT A | Double Walled | Fiberglass Reinforced Plastic | Pressure | Double Walled | Fiberglass Reinforced Plastic
0-009863 | DENMART CONVENIENCE STORES #8755 | 2733 N RECKER RD | MESA | AZ | 85215 | Maricopa | 4 | Open | 2020-08-05 | 10000 | Diesel | COMPARTMENT A | Double Walled | Fiberglass Reinforced Plastic | Pressure | Double Walled | Fiberglass Reinforced Plastic
0-009863 | DENMART CONVENIENCE STORES #8755 | 2733 N RECKER RD | MESA | AZ | 85215 | Maricopa | 4 | Open | 2020-08-05 | 10000 | Gasoline (PUL) | COMPARTMENT B | Double Walled | Fiberglass Reinforced Plastic | Pressure | Double Walled | Fiberglass Reinforced Plastic
0-001460 | CIRCLE K #2701636 | 15 W SOUTHERN AVE | TEMPE | AZ | 85282 | Maricopa | 2 | Open | 1985-01-01 | 10000 | Gasoline | COMPARTMENT A | Single Walled | Fiberglass Reinforced Plastic | Pressure | Single Walled | Fiberglass Reinforced Plastic
0-009027 | ARCO #5978 | 286 N WALKER RD | PRESCOTT | AZ | 86303 | Yavapai | 1 | Open | 1996-09-17 | 10000 | Diesel | COMPARTMENT A | Double Walled | Fiberglass Reinforced Plastic | Pressure | Double Walled | Fiberglass Reinforced Plastic
0-008092 | RAV DEEP INVESTMENTS | 501 W IRVINGTON RD | TUCSON | AZ | 85714 | Pima | 1 | Open | 1992-11-01 | 10000 | Gasoline | COMPARTMENT A | Double Walled | Fiberglass Reinforced Plastic | Pressure | Double Walled | Fiberglass Reinforced Plastic
0-009927 | CIRCLE K STORE #2741705 | 13012 W INDIAN SCHOOL RD | LITCHFIELD PARK | AZ | 85340 | Maricopa | 1 | Open | 2002-10-24 | 10000 | Gasoline (PUL) | COMPARTMENT A | Double Walled | Fiberglass Reinforced Plastic | Pressure | Double Walled | Flexible
0-004970 | ADIBA FAS FUEL | 8530 E SPEEDWAY BLVD | TUCSON | AZ | 85710 | Pima | 6 | Open | 1992-06-01 | 10000 | Gasoline | COMPARTMENT A | Double Walled | Fiberglass Reinforced Plastic | Pressure | Double Walled | Fiberglass Reinforced Plastic
0-008431 | MARICOPA CHEVRON | 19680 N JOHN WAYNE PKWY | MARICOPA | AZ | 85139 | Pinal | 1 | Open | 1994-08-01 | 6000 | Gasoline (PUL) | COMPARTMENT A | Double Walled | Fiberglass Reinforced Plastic | Pressure | Double Walled | Fiberglass Reinforced Plastic
0-001884 | CIRCLE K #2705409 | 8249 W INDIAN SCHOOL RD | PHOENIX | AZ | 85033 | Maricopa | 7 | Open | 1996-03-01 | 12000 | Gasoline | COMPARTMENT A | Double Walled | Fiberglass Reinforced Plastic | Pressure | Double Walled | Fiberglass Reinforced Plastic
0-001065 | SPEEDWAY STORE #2941 | 7085 E BROADWAY BLVD | TUCSON | AZ | 85710 | Pima | 5 | Open | 2004-08-25 | 9000 | Gasoline | COMPARTMENT B | Double Walled | Composite (Steel/Fiberglass)
0-006256 | GAS-N-GRUB 1 | 4518 N STOCKTON HILL RD | KINGMAN | AZ | 86409 | Mohave | 5 | Open | 2019-05-10 | 5000 | Gasoline (PUL) | COMPARTMENT A | Double Walled | Fiberglass Reinforced Plastic | Pressure | Double Walled | Flexible
0-009377 | 7-ELEVEN #32319 | 19848 N 27TH AVE | PHOENIX | AZ | 85027 | Maricopa | 5 | Open | 2019-06-27 | 12000 | Diesel | COMPARTMENT B | Double Walled | Fiberglass Reinforced Plastic | Pressure | Single Walled | Fiberglass Reinforced Plastic
0-005199 | TUCSON TRUCK TERMINAL | 5451 E BENSON HWY | TUCSON | AZ | 85756 | Pima | 17 | Open | 1986-07-01 | 12000 | Diesel | COMPARTMENT A | Single Walled | Asphalt coated or Bare Steel | Pressure |  | Fiberglass Reinforced Plastic
0-005199 | TUCSON TRUCK TERMINAL | 5451 E BENSON HWY | TUCSON | AZ | 85756 | Pima | 14 | Open | 1986-07-01 | 12000 | Diesel | COMPARTMENT A | Single Walled | Asphalt coated or Bare Steel | Pressure |  | Fiberglass Reinforced Plastic
0-005191 | TUCSON MEDICAL CENTER | 5301 E GRANT RD | TUCSON | AZ | 85712 | Pima | 4 | Open | 1979-01-01 | 5000 | Diesel | COMPARTMENT A |  | Asphalt coated or Bare Steel | Pressure
0-007684 | PAINTED DESERT OASIS CHEVRON |  | PETRIFIED FOREST NATIONAL PARK |  |  | Apache | 6 | Open | 1992-05-06 | 6000 | Gasoline | COMPARTMENT A | Double Walled | Composite (Steel/Fiberglass) | Pressure |  | Fiberglass Reinforced Plastic
0-000994 | NESBITT CONTRACTING COMPANY | 100 S PRICE RD | TEMPE | AZ | 85281 | Maricopa | 9 | Open | 1998-12-30 | 12000 | Gasoline | COMPARTMENT A | Double Walled | Fiberglass Reinforced Plastic | Pressure | Double Walled | Fiberglass Reinforced Plastic
0-001877 | AUTO REPAIR N GAS | 7504 W GLENDALE AVE | GLENDALE | AZ | 85303 | Maricopa | 6 | Open | 1991-12-01 | 12000 | Gasoline | COMPARTMENT A | Double Walled | Fiberglass Reinforced Plastic | Pressure | Double Walled | Fiberglass Reinforced Plastic
0-003862 | CITY OF PHOENIX - EQUIPMENT MANAGEMENT | 2441 S 22ND AVE | PHOENIX | AZ | 85009 | Maricopa | 15 | Open | 1993-06-01 | 2500 | New Oil | COMPARTMENT A | Double Walled | Fiberglass Reinforced Plastic | Pressure | Double Walled | Fiberglass Reinforced Plastic
0-008873 | GOOD 2 GO STORES #508 | 3179 WILLOW CREEK RD | PRESCOTT | AZ | 86301 | Yavapai | 2 | Open | 1996-03-01 | 12000 | Gasoline | COMPARTMENT A | Single Walled | Fiberglass Reinforced Plastic | Pressure | Double Walled | Fiberglass Reinforced Plastic
0-002016 | CIRCLE K #5401 | 417 S DOBSON RD | MESA | AZ | 85202 | Maricopa | 8 | Open | 1998-12-18 | 15000 | Gasoline | COMPARTMENT A | Double Walled | Fiberglass Reinforced Plastic | Pressure | Double Walled | Fiberglass Reinforced Plastic
0-002070 | QUICK MART #3 | 1140 S 4TH AVE | TUCSON | AZ | 85701 | Pima | 5 | Open | 1998-09-01 | 4000 | Diesel | COMPARTMENT B | Double Walled | Composite (Steel/Fiberglass) | Pressure | Double Walled
0-000153 | USARMY - FORT HUACHUCA |  | FORT HUACHUCA |  |  | Cochise | 71 | Open | 1994-11-01 | 10000 | Gasoline | COMPARTMENT A | Double Walled | Fiberglass Reinforced Plastic | Pressure | Double Walled | Fiberglass Reinforced Plastic
0-009900 | LOVE'S TRAVEL STOP #272 | 6035 E MINERVA LN | KINGMAN | AZ | 86401 | Mohave | 2 | Open | 2002-06-24 | 20000 | Gasoline | COMPARTMENT A | Double Walled | Composite (Steel/Fiberglass) | Pressure | Double Walled | Flexible
0-009300 | GENIE CAR WASH | 7373 E SHEA BLVD | SCOTTSDALE | AZ | 85260 | Maricopa | 2 | Open | 1997-12-23 | 10000 | Gasoline | COMPARTMENT A | Double Walled | Fiberglass Reinforced Plastic | Pressure | Double Walled | Fiberglass Reinforced Plastic
0-001305 | CIRCLE K #2700779 | 1990 N LA CANADA DR | GREEN VALLEY | AZ | 85614 | Pima | 3 | Open | 1994-02-01 | 10000 | Gasoline (UL) | COMPARTMENT A | Double Walled | Fiberglass Reinforced Plastic | Pressure |  | Fiberglass Reinforced Plastic
0-009200 | CIRCLE K #2705547 | 625 W BELL RD | PHOENIX | AZ | 85023 | Maricopa | 2 | Open | 1997-09-09 | 15000 | Gasoline | COMPARTMENT A | Double Walled | Fiberglass Reinforced Plastic | Pressure | Double Walled | Fiberglass Reinforced Plastic
0-005898 | CIRCLE K #2708875 | 3402 N 16TH ST | PHOENIX | AZ | 85016 | Maricopa | 1 | Open | 1986-11-10 | 10000 | Gasoline | COMPARTMENT A | Double Walled | Fiberglass Reinforced Plastic | Pressure | Double Walled | Fiberglass Reinforced Plastic
0-005898 | CIRCLE K #2708875 | 3402 N 16TH ST | PHOENIX | AZ | 85016 | Maricopa | 2 | Open | 1986-11-10 | 10000 | Gasoline | COMPARTMENT A | Double Walled | Fiberglass Reinforced Plastic | Pressure | Double Walled | Fiberglass Reinforced Plastic
0-001528 | CIRCLE K #2701908 | 13843 W GLENDALE AVE | GLENDALE | AZ | 85307 | Maricopa | 3 | Open | 1986-01-01 | 10000 | Gasoline | COMPARTMENT A | Single Walled | Fiberglass Reinforced Plastic | Pressure |  | Fiberglass Reinforced Plastic
0-000653 | SUN CITY AUTO BODY | 10120 W BELL RD | SUN CITY | AZ | 85351 | Maricopa | 1 | Open | 1988-01-01 | 12000 | Gasoline | COMPARTMENT A | Double Walled | Composite (Steel/Fiberglass) | Pressure |  | Fiberglass Reinforced Plastic
0-009764 | JACKRABBIT CHEVRON | 1419 N JACKRABBIT TRL | BUCKEYE | AZ | 85396 | Maricopa | 2 | Open | 2001-01-03 | 10000 | Diesel | COMPARTMENT A | Double Walled | Fiberglass Reinforced Plastic | Pressure | Double Walled | Fiberglass Reinforced Plastic
0-005439 | CIRCLE K #2893 | 51 E VAN BUREN ST | AVONDALE | AZ | 85323 | Maricopa | 2 | Open | 1983-04-24 | 10000 | Gasoline | COMPARTMENT A | Double Walled | Fiberglass Reinforced Plastic | Pressure |  | Fiberglass Reinforced Plastic
0-007148 | SHELL #78 | 3444 S 40TH ST | PHOENIX | AZ | 85040 | Maricopa | 6 | Open | 2017-04-01 | 12000 | Gasoline (UL) | COMPARTMENT A | Double Walled | Fiberglass Reinforced Plastic | Pressure | Double Walled | Fiberglass Reinforced Plastic
0-008882 | SUPERPUMPER #7 | 6324 E GREENWAY RD | PHOENIX | AZ | 85254 | Maricopa | 1 | Open | 1996-01-19 | 12000 | Diesel | COMPARTMENT A | Double Walled | Fiberglass Reinforced Plastic | Pressure | Double Walled | Fiberglass Reinforced Plastic
0-009319 | GOOD TO GO STORES #520 | 8333 N CORTARO RD | MARANA | AZ | 85743 | Pima | 3 | Open | 1997-09-02 | 10000 | Diesel | COMPARTMENT A | Double Walled | Composite (Steel/Fiberglass) | Pressure | Double Walled | Fiberglass Reinforced Plastic
0-009082 | CIRCLE K STORES #2703499 | 7138 E US HIGHWAY 60 | GOLD CANYON | AZ | 85118 | Pinal | 3 | Open | 1996-12-01 | 12000 | Diesel | COMPARTMENT A | Double Walled | Fiberglass Reinforced Plastic | Pressure | Double Walled | Fiberglass Reinforced Plastic
0-009082 | CIRCLE K STORES #2703499 | 7138 E US HIGHWAY 60 | GOLD CANYON | AZ | 85118 | Pinal | 1 | Open | 1996-08-05 | 12000 | Gasoline | COMPARTMENT A | Double Walled | Fiberglass Reinforced Plastic | Pressure | Double Walled | Fiberglass Reinforced Plastic
0-006449 | SPEEDWAY STORE #2886 | 101 E BUTLER AVE | FLAGSTAFF | AZ | 86001 | Coconino | 4 | Open | 1995-01-01 | 10000 | Gasoline | COMPARTMENT A | Single Walled | Asphalt coated or Bare Steel | Pressure | Double Walled | Fiberglass Reinforced Plastic
0-009766 | GAS 4 LESS | 1131 W FRONTAGE RD | RIO RICO | AZ | 85648 | Santa Cruz | 1 | Open | 2001-05-19 | 6000 | Gasoline (PUL) | COMPARTMENT B | Double Walled | Fiberglass Reinforced Plastic | Pressure | Double Walled | Fiberglass Reinforced Plastic
0-009766 | GAS 4 LESS | 1131 W FRONTAGE RD | RIO RICO | AZ | 85648 | Santa Cruz | 1 | Open | 2001-05-19 | 14000 | Gasoline (UL) | COMPARTMENT C | Double Walled | Fiberglass Reinforced Plastic | Pressure | Double Walled | Fiberglass Reinforced Plastic
0-009513 | SAL STORES | 420 N APACHE TRL | APACHE JUNCTION | AZ | 85120 | Pinal | 5 | Open | 2005-05-11 | 15000 | Gasoline (UL) | COMPARTMENT A | Double Walled | Composite (Steel/Fiberglass) | Pressure | Double Walled | Fiberglass Reinforced Plastic
0-009513 | SAL STORES | 420 N APACHE TRL | APACHE JUNCTION | AZ | 85120 | Pinal | 4 | Open | 2005-05-11 | 6000 | Gasoline | COMPARTMENT A | Double Walled | Composite (Steel/Fiberglass) | Pressure | Double Walled | Fiberglass Reinforced Plastic
0-009513 | SAL STORES | 420 N APACHE TRL | APACHE JUNCTION | AZ | 85120 | Pinal | 4 | Open | 2005-05-11 | 6000 | Diesel | COMPARTMENT A | Double Walled | Composite (Steel/Fiberglass) | Pressure | Double Walled | Fiberglass Reinforced Plastic
0-009817 | CIRCLE K STORE #2709192 | 4135 W ANTHEM WAY | PHOENIX | AZ | 85086 | Maricopa | 2 | Open | 2000-11-29 | 12000 | Gasoline | COMPARTMENT A | Double Walled | Fiberglass Reinforced Plastic | Pressure | Double Walled | Flexible
0-001449 | CIRCLE K #2701618 | 6002 N 7TH AVE | PHOENIX | AZ | 85013 | Maricopa | 3 | Open | 1985-01-01 | 10000 | Gasoline | COMPARTMENT A | Single Walled | Fiberglass Reinforced Plastic | Pressure |  | Fiberglass Reinforced Plastic
0-000946 | SHELL #31 | 6705 W BETHANY HOME RD | GLENDALE | AZ | 85303 | Maricopa | 6 | Open | 2020-11-06 | 6000 | Gasoline (PUL) | COMPARTMENT A | Double Walled | Fiberglass Reinforced Plastic | Pressure | Double Walled | Fiberglass Reinforced Plastic
0-009062 | KIOWA DRIVE THRU | 2680 KIOWA BLVD | LAKE HAVASU CITY | AZ | 86403 | Mohave | 2 | Open | 1996-11-07 | 10000 | Gasoline (UL) | COMPARTMENT A | Double Walled | Composite (Steel/Fiberglass) | Pressure | Double Walled | Flexible
0-009062 | KIOWA DRIVE THRU | 2680 KIOWA BLVD | LAKE HAVASU CITY | AZ | 86403 | Mohave | 3 | Open | 1996-11-07 | 10000 | Gasoline (PUL) | COMPARTMENT A | Double Walled | Composite (Steel/Fiberglass) | Pressure | Double Walled
0-009062 | KIOWA DRIVE THRU | 2680 KIOWA BLVD | LAKE HAVASU CITY | AZ | 86403 | Mohave | 1 | Open | 1996-11-07 | 5000 | Aviation Gasoline | COMPARTMENT A | Double Walled | Composite (Steel/Fiberglass) | Pressure | Double Walled | Flexible
0-009062 | KIOWA DRIVE THRU | 2680 KIOWA BLVD | LAKE HAVASU CITY | AZ | 86403 | Mohave | 1 | Open | 1996-11-07 | 7000 | Diesel | COMPARTMENT B | Double Walled | Composite (Steel/Fiberglass)
0-004474 | EXXON - SHAY OIL CO INC EXXON SELF SERVE | 280 E MAIN ST | QUARTZSITE | AZ | 85346 | La Paz | 4 | Open | 2003-03-05 | 10000 | Gasoline | COMPARTMENT A | Double Walled | Fiberglass Reinforced Plastic | Pressure | Double Walled | Flexible
0-005974 | HUMBOLDT MARKET | 2735 S HIGHWAY 69 | DEWEY | AZ | 86327 | Yavapai | 14 | Open | 2020-06-12 | 12000 | Gasoline (UL) | COMPARTMENT A | Double Walled | Fiberglass Reinforced Plastic
0-001297 | CIRCLE K #742 | 8661 RIVERSIDE DR | PARKER | AZ | 85344 | La Paz | 5 | Open | 1996-04-05 | 10000 | Gasoline | COMPARTMENT A | Double Walled | Fiberglass Reinforced Plastic | Pressure | Double Walled | Fiberglass Reinforced Plastic
0-006976 | CITY OF PHOENIX - CENTRAL CITY PRECINCT | 1902 S 16TH ST | PHOENIX | AZ | 85034 | Maricopa | 7 | Open | 1991-01-01 | 550 | New Oil | COMPARTMENT A | Double Walled | Fiberglass Reinforced Plastic | Suction - Check Valve at the Tank Top | Double Walled | Fiberglass Reinforced Plastic
0-006976 | CITY OF PHOENIX - CENTRAL CITY PRECINCT | 1902 S 16TH ST | PHOENIX | AZ | 85034 | Maricopa | 8 | Open | 1991-01-01 | 550 | Used Oil/Waste Oil | COMPARTMENT A | Double Walled | Fiberglass Reinforced Plastic | Gravity Feed | Double Walled | Fiberglass Reinforced Plastic
0-003610 | RYDER TRUCK RENTAL AND LEASING | 5502 W LATHAM ST | PHOENIX | AZ | 85043 | Maricopa | 7 | Open | 2001-04-06 | 15000 | Diesel | COMPARTMENT A | Double Walled | Fiberglass Reinforced Plastic | Pressure | Double Walled | Fiberglass Reinforced Plastic
0-002600 | CIRCLE K #2705292 | 750 E WARNER RD | GILBERT | AZ | 85296 | Maricopa | 4 | Open | 1989-01-01 | 10000 | Diesel | COMPARTMENT A | Single Walled | Fiberglass Reinforced Plastic | Pressure |  | Fiberglass Reinforced Plastic
0-001393 | CIRCLE K #2701310 | 24 N SUMMER ST | TOMBSTONE | AZ | 85638 | Cochise | 1 | Open | 1978-01-01 | 10000 | Gasoline | COMPARTMENT A |  | Asphalt coated or Bare Steel | Pressure | Double Walled | Fiberglass Reinforced Plastic
0-005892 | CIRCLE K #2707929 | 6000 WILLOW CREEK RD | PRESCOTT | AZ | 86301 | Yavapai | 3 | Open | 1982-01-10 | 7000 | Gasoline (UL) | COMPARTMENT A |  | Asphalt coated or Bare Steel | Pressure |  | Fiberglass Reinforced Plastic
0-005969 | CIRCLE K #2708652 | 1502 W INDIAN SCHOOL RD | PHOENIX | AZ | 85015 | Maricopa | 3 | Open | 1988-02-25 | 10000 | Gasoline | COMPARTMENT A | Double Walled | Fiberglass Reinforced Plastic | Pressure |  | Fiberglass Reinforced Plastic
0-001634 | CIRCLE K #2701957 | 6700 E TANQUE VERDE RD | TUCSON | AZ | 85715 | Pima | 3 | Open | 1985-01-01 | 10000 | Gasoline (PUL) | COMPARTMENT A | Single Walled | Fiberglass Reinforced Plastic | Pressure | Single Walled | Fiberglass Reinforced Plastic
0-002125 | ROADRUNNER MARKET | 16121 S HOUGHTON RD | CORONA DE TUCSON | AZ | 85641 | Pima | 4 | Open | 1997-12-26 | 6000 | Gasoline | COMPARTMENT A | Double Walled | Composite (Steel/Fiberglass) | Pressure | Double Walled
0-009491 | PILOT TRAVEL CENTER #279 | 769 E FRONTAGE RD | RIO RICO | AZ | 85648 | Santa Cruz | 4 | Open | 1999-05-12 | 15000 | Gasoline | COMPARTMENT A | Double Walled | Fiberglass Reinforced Plastic | Pressure | Double Walled | Fiberglass Reinforced Plastic
0-004263 | SPEEDWAY STORE #2974 | 1497 E FRY BLVD | SIERRA VISTA | AZ | 85635 | Cochise | 10 | Open | 2004-01-08 | 6000 | Diesel | COMPARTMENT B | Double Walled | Fiberglass Reinforced Plastic
0-001967 | RIVER ROAD CHEVRON | 4851 N 1ST AVE | TUCSON | AZ | 85718 | Pima | 6 | Open | 1995-12-01 | 12000 | Gasoline | COMPARTMENT A | Double Walled | Fiberglass Reinforced Plastic | Pressure | Double Walled | Fiberglass Reinforced Plastic
0-001967 | RIVER ROAD CHEVRON | 4851 N 1ST AVE | TUCSON | AZ | 85718 | Pima | 5 | Open | 1995-12-01 | 15000 | Gasoline | COMPARTMENT A | Double Walled | Fiberglass Reinforced Plastic | Pressure | Double Walled | Fiberglass Reinforced Plastic
0-010326 | QUIKTRIP #1490 | 2345 E IRVINGTON RD | TUCSON | AZ | 85714 | Pima | 3 | Open | 2009-12-29 | 12000 | Diesel | COMPARTMENT B | Double Walled | Fiberglass Reinforced Plastic | Pressure | Double Walled | Fiberglass Reinforced Plastic
0-001202 | CIRCLE K #2700233 | 817 N MAIN ST | ELOY | AZ | 85131 | Pinal | 4 | Open | 1996-04-30 | 10000 | Gasoline | COMPARTMENT A | Double Walled | Fiberglass Reinforced Plastic | Pressure | Double Walled | Fiberglass Reinforced Plastic
0-010380 | SPEEDSMART #112 | 2075 S MILLER RD | BUCKEYE | AZ | 85326 | Maricopa | 2 | Open | 2010-12-18 | 8000 | Diesel | COMPARTMENT B | Double Walled | Fiberglass Reinforced Plastic | Pressure | Double Walled | Fiberglass Reinforced Plastic
0-010380 | SPEEDSMART #112 | 2075 S MILLER RD | BUCKEYE | AZ | 85326 | Maricopa | 2 | Open | 2010-12-18 | 12000 | Gasoline | COMPARTMENT A | Double Walled | Fiberglass Reinforced Plastic | Pressure | Double Walled | Fiberglass Reinforced Plastic
0-001354 | CIRCLE K #1011 | 3102 E BENSON HWY | TUCSON | AZ | 85706 | Pima | 3 | Open | 1979-01-01 | 6000 | Gasoline | COMPARTMENT A |  | Asphalt coated or Bare Steel | Pressure |  | Fiberglass Reinforced Plastic
0-001323 | CIRCLE K #2700817 | 222 W ROUTE 66 | WILLIAMS | AZ | 86046 | Coconino | 8 | Open | 1994-03-22 | 10000 | Gasoline | COMPARTMENT A |  | Fiberglass Reinforced Plastic | Pressure |  | Fiberglass Reinforced Plastic
0-006986 | MARICOPA COUNTY - DOWNTOWN EQUIPMENT SERVICES | 120 S 4TH AVE | PHOENIX | AZ | 85003 | Maricopa | 2 | Open | 1990-01-01 | 12000 | Diesel | COMPARTMENT A | Double Walled | Fiberglass Reinforced Plastic | Pressure |  | Fiberglass Reinforced Plastic
0-004937 | BRIDWELL AUTO SERVICE | 7171 E LINCOLN DR | SCOTTSDALE | AZ | 85253 | Maricopa | 12 | Open | 2020-08-28 | 7000 | Diesel | COMPARTMENT B | Double Walled | Fiberglass Reinforced Plastic
0-000660 | CHAPMAN USED CARS ON SPEEDWAY | 6001 E SPEEDWAY BLVD | TUCSON | AZ | 85712 | Pima | 4 | Open | 1996-07-10 | 4000 | Gasoline (UL) | COMPARTMENT A | Double Walled | Composite (Steel/Fiberglass) | Pressure | Double Walled | Flexible
0-003238 | VALERO IN THE ZONE VII | 1925 N SCOTTSDALE RD | TEMPE | AZ | 85281 | Maricopa | 5 | Open | 2009-06-01 | 20000 | Gasoline | COMPARTMENT A | Double Walled | Fiberglass Reinforced Plastic | Pressure | Double Walled | Fiberglass Reinforced Plastic
0-001471 | CIRCLE K #2701752 | 4343 E CAMELBACK RD | PHOENIX | AZ | 85018 | Maricopa | 2 | Open | 1985-01-01 | 10000 | Gasoline | COMPARTMENT A | Double Walled | Fiberglass Reinforced Plastic | Pressure |  | Fiberglass Reinforced Plastic
0-005992 | ARCO AM/PM | 2310 N 32ND ST | PHOENIX | AZ | 85008 | Maricopa | 1 | Open | 1987-11-28 | 12000 | Gasoline | COMPARTMENT A | Double Walled | Fiberglass Reinforced Plastic | Pressure | Single Walled | Fiberglass Reinforced Plastic
0-001034 | GOGO GAS & STORE LLC | 22 S CORONADO BLVD | CLIFTON | AZ | 85533 | Greenlee | 7 | Open | 1997-10-01 | 6000 | Gasoline | COMPARTMENT A | Double Walled | Composite (Steel/Fiberglass) | Pressure | Double Walled
0-000508 | ARCO #5284 | 4249 E THOMAS RD | PHOENIX | AZ | 85018 | Maricopa | 8 | Open | 1993-11-22 | 10000 | Diesel | COMPARTMENT A | Double Walled | Fiberglass Reinforced Plastic | Pressure | Double Walled | Fiberglass Reinforced Plastic
0-001288 | CIRCLE K #2700693 | 5850 S 19TH AVE | PHOENIX | AZ | 85041 | Maricopa | 5 | Open | 1994-10-14 | 10000 | Gasoline | COMPARTMENT A | Double Walled | Fiberglass Reinforced Plastic | Pressure | Double Walled | Fiberglass Reinforced Plastic
0-001288 | CIRCLE K #2700693 | 5850 S 19TH AVE | PHOENIX | AZ | 85041 | Maricopa | 4 | Open | 1994-10-14 | 10000 | Gasoline | COMPARTMENT A | Double Walled | Fiberglass Reinforced Plastic | Pressure | Double Walled | Fiberglass Reinforced Plastic
0-001092 | CHEVRON #9-0463 | 4350 E INDIAN SCHOOL RD | PHOENIX | AZ | 85018 | Maricopa | 6 | Open | 1998-07-23 | 15000 | Gasoline | COMPARTMENT A | Double Walled | Fiberglass Reinforced Plastic | Pressure | Double Walled | Fiberglass Reinforced Plastic
0-001092 | CHEVRON #9-0463 | 4350 E INDIAN SCHOOL RD | PHOENIX | AZ | 85018 | Maricopa | 8 | Open | 2004-05-01 | 6000 | Diesel | COMPARTMENT A | Double Walled | Fiberglass Reinforced Plastic | Pressure | Double Walled | Fiberglass Reinforced Plastic
0-005885 | CIRCLE K STORE #2706657 | 5848 W OLIVE AVE | GLENDALE | AZ | 85302 | Maricopa | 2 | Open | 1988-01-01 | 20000 | Gasoline | COMPARTMENT A | Double Walled | Fiberglass Reinforced Plastic | Pressure | Double Walled | Fiberglass Reinforced Plastic
0-009822 | CIRCLE K #2706460 | 2174 E UNIVERSITY DR | TEMPE | AZ | 85281 | Maricopa | 1 | Open | 2001-08-13 | 20000 | Gasoline | COMPARTMENT A | Double Walled | Fiberglass Reinforced Plastic | Pressure | Double Walled | Flexible
0-005907 | SPEEDSMART SHELL | 3208 E INDIAN SCHOOL RD | PHOENIX | AZ | 85018 | Maricopa | 7 | Open | 1987-01-01 | 10000 | Gasoline | COMPARTMENT A | Double Walled | Fiberglass Reinforced Plastic | Pressure |  | Fiberglass Reinforced Plastic
0-005907 | SPEEDSMART SHELL | 3208 E INDIAN SCHOOL RD | PHOENIX | AZ | 85018 | Maricopa | 6 | Open | 1987-01-01 | 10000 | Gasoline | COMPARTMENT A | Double Walled | Fiberglass Reinforced Plastic | Pressure |  | Fiberglass Reinforced Plastic
0-010105 | QUIKTRIP #439 | 7522 W DEER VALLEY RD | PEORIA | AZ | 85382 | Maricopa | 3 | Open | 2005-06-01 | 20000 | Gasoline | COMPARTMENT A | Double Walled | Fiberglass Reinforced Plastic | Pressure | Double Walled | Flexible
0-010459 | CIRCLE K STORE #2703439 | 4701 E 22ND ST | TUCSON | AZ | 85711 | Pima | 3 | Open | 2012-10-29 | 12000 | Diesel | COMPARTMENT A | Double Walled | Fiberglass Reinforced Plastic
0-003410 | QWEST PINNACLE PEAK CENTRAL OFFICE #143142 | 8646 E PINNACLE PEAK RD | SCOTTSDALE | AZ | 85255 | Maricopa | 3 | Open | 2004-01-15 | 3000 | Diesel | COMPARTMENT A | Double Walled | Fiberglass Reinforced Plastic | Suction - Check Valve at the Tank Top |  | Flexible
0-000983 | CAVE CREEK SCHOOL DISTRICT #93 - MAINTENANCE FACILITY | 33016 N 60TH ST | SCOTTSDALE | AZ | 85266 | Maricopa | 3 | Open | 1987-01-01 | 6000 | Diesel | COMPARTMENT A | Double Walled | Fiberglass Reinforced Plastic | Pressure | Single Walled | Bare or Galvanized Steel
0-010511 | SPEEDWAY STORE #2967 | 649 N PINAL PARKWAY AVE | FLORENCE | AZ | 85132 | Pinal | 1 | Open | 2013-10-23 | 6000 | Diesel | COMPARTMENT B | Double Walled | Fiberglass Reinforced Plastic | Pressure | Double Walled | Fiberglass Reinforced Plastic
0-006981 | GURUDEV LAKE HAVASU | 311 LAKE HAVASU AVE N | LAKE HAVASU CITY | AZ | 86403 | Mohave | 3 | Open | 1989-12-19 | 10000 | Gasoline | COMPARTMENT A | Double Walled | Fiberglass Reinforced Plastic | Pressure | Double Walled | Fiberglass Reinforced Plastic
0-007521 | ARIZONA CENTER | 400 N 5TH ST | PHOENIX | AZ | 85004 | Maricopa | 1 | Open | 1988-08-07 | 2000 | Diesel | COMPARTMENT A | Double Walled | Fiberglass Reinforced Plastic | Gravity Feed | Double Walled | Fiberglass Reinforced Plastic
0-001630 | RUBEN CONDE STATION | 64503 S AGUA CALIENTE RD | DATELAND | AZ | 85333 | Maricopa | 4 | Open | 1999-04-28 | 0 | Gasoline (PUL) | COMPARTMENT C | Single Walled | Fiberglass Reinforced Plastic | Pressure | Single Walled | Fiberglass Reinforced Plastic
0-010242 | COSTCO WHOLESALE #644 | 2887 S MARKET ST | GILBERT | AZ | 85295 | Maricopa | 4 | Open | 2012-02-14 | 1500 | Solvent | COMPARTMENT A | Double Walled | Fiberglass Reinforced Plastic | Pressure | Double Walled | Fiberglass Reinforced Plastic
0-010383 | FRYS FUEL CENTER #124 | 3255 S RURAL RD | TEMPE | AZ | 85282 | Maricopa | 2 | Open | 2010-08-25 | 10000 | Diesel | COMPARTMENT B | Double Walled | Fiberglass Reinforced Plastic | Pressure | Double Walled | Flexible
0-010522 | QUIKTRIP #497R | 21050 N CAVE CREEK RD | PHOENIX | AZ | 85024 | Maricopa | 3 | Open | 2014-08-21 | 10000 | Gasoline (PUL) | COMPARTMENT B | Double Walled | Fiberglass Reinforced Plastic | Pressure |  | Fiberglass Reinforced Plastic
0-001383 | CIRCLE K #1216 | 3955 E BROADWAY RD | PHOENIX | AZ | 85040 | Maricopa | 4 | Open | 2005-05-17 | 15000 | Diesel | COMPARTMENT A | Double Walled | Fiberglass Reinforced Plastic | Pressure | Double Walled | Fiberglass Reinforced Plastic
0-001999 | REEMO GAS | 3502 W CACTUS RD | PHOENIX | AZ | 85029 | Maricopa | 9 | Open | 1999-04-21 | 15000 | Gasoline | COMPARTMENT A | Double Walled | Fiberglass Reinforced Plastic | Pressure | Double Walled | Fiberglass Reinforced Plastic
0-002975 | LITTLE AMERICA HOTEL | 2515 E BUTLER AVE | FLAGSTAFF | AZ | 86004 | Coconino | 20 | Open | 1996-10-18 | 10000 | Gasoline | COMPARTMENT A | Double Walled | Fiberglass Reinforced Plastic | Pressure | Double Walled | Flexible
0-010004 | QUIKTRIP #435 | 1610 E HIGHLAND AVE | PHOENIX | AZ | 85016 | Maricopa | 3 | Open | 2003-11-26 | 20000 | Gasoline | COMPARTMENT A | Double Walled | Fiberglass Reinforced Plastic | Pressure | Double Walled | Flexible
0-009672 | CIRCLE K STORE #2703444 | 2933 S TOMAHAWK RD | APACHE JUNCTION | AZ | 85119 | Pinal | 1 | Open | 2000-04-07 | 20000 | Gasoline | COMPARTMENT A | Double Walled | Composite (Steel/Fiberglass) | Pressure | Double Walled | Fiberglass Reinforced Plastic
0-010292 | COSTCO #827 | 3801 N 33RD AVE | PHOENIX | AZ | 85017 | Maricopa | 2 | Open | 2008-06-01 | 30000 | Gasoline | COMPARTMENT A | Double Walled | Fiberglass Reinforced Plastic | Pressure | Double Walled | Fiberglass Reinforced Plastic
0-010565 | QUIKTRIP STORE NO. 1424 | 150 N AVONDALE BLVD | AVONDALE | AZ | 85323 | Maricopa | 4 | Open | 2016-05-18 | 10000 | Unidentified | COMPARTMENT B | Double Walled | Fiberglass Reinforced Plastic
0-010565 | QUIKTRIP STORE NO. 1424 | 150 N AVONDALE BLVD | AVONDALE | AZ | 85323 | Maricopa | 3 | Open | 2016-05-18 | 12000 | Diesel | COMPARTMENT A | Double Walled | Fiberglass Reinforced Plastic
0-004115 | SINCLAIR #1101 | 1101 N 7TH ST | PHOENIX | AZ | 85006 | Maricopa | 2 | Open | 1987-05-26 | 10000 | Gasoline | COMPARTMENT A | Double Walled | Fiberglass Reinforced Plastic | Pressure |  | Fiberglass Reinforced Plastic
0-010572 | FRY'S FUEL #83 | 1805 W VALENCIA RD | TUCSON | AZ | 85746 | Pima | 2 | Open | 2016-06-15 | 8000 | Gasoline (UL) | COMPARTMENT A | Double Walled | Fiberglass Reinforced Plastic | Pressure | Double Walled | Fiberglass Reinforced Plastic
0-010591 | CIRCLE K STORE #2703488 | PAN AMERICAN AVE | DOUGLAS | AZ | 85607 | Cochise | 1 | Open | 2016-11-29 | 20000 | Gasoline (UL) | COMPARTMENT A | Double Walled | Fiberglass Reinforced Plastic | Pressure | Double Walled | Fiberglass Reinforced Plastic
0-010591 | CIRCLE K STORE #2703488 | PAN AMERICAN AVE | DOUGLAS | AZ | 85607 | Cochise | 3 | Open | 2016-11-29 | 12000 | Diesel | COMPARTMENT A | Double Walled | Fiberglass Reinforced Plastic | Pressure | Double Walled | Fiberglass Reinforced Plastic
0-010614 | SUPER STAR CARWASH AND GAS | 1905 W BASELINE RD | PHOENIX | AZ | 85041 | Maricopa | 1 | Open | 2015-11-01 | 20000 | Gasoline (UL) | COMPARTMENT A | Double Walled | Fiberglass Reinforced Plastic | Pressure | Double Walled | Fiberglass Reinforced Plastic
0-010614 | SUPER STAR CARWASH AND GAS | 1905 W BASELINE RD | PHOENIX | AZ | 85041 | Maricopa | 2 | Open | 2015-11-01 | 8000 | Diesel | COMPARTMENT B | Double Walled | Fiberglass Reinforced Plastic | Pressure | Double Walled | Fiberglass Reinforced Plastic
0-005886 | TEXACO #60-349-0339 | 6653 W MCDOWELL RD | PHOENIX | AZ | 85035 | Maricopa | 6 | Open | 2020-07-14 | 5000 | E-85 | COMPARTMENT B | Double Walled | Polyethylene Jacketed Steel | Pressure | Double Walled | Fiberglass Reinforced Plastic
0-005886 | TEXACO #60-349-0339 | 6653 W MCDOWELL RD | PHOENIX | AZ | 85035 | Maricopa | 5 | Open | 2020-07-14 | 15000 | Gasoline (UL) | COMPARTMENT A | Double Walled | Polyethylene Jacketed Steel | Pressure | Double Walled | Fiberglass Reinforced Plastic
0-009626 | SHORT STOP MINI MARKET | 1732 MCCULLOCH BLVD S | LAKE HAVASU CITY | AZ | 86406 | Mohave | 2 | Open | 1999-04-01 | 4000 | Diesel | COMPARTMENT B | Double Walled | Composite (Steel/Fiberglass)
0-010235 | FIRST TRANSIT INC #55506 | 405 N 79TH AVE | PHOENIX | AZ | 85043 | Maricopa | 2 | Open | 2007-01-12 | 20000 | Diesel | COMPARTMENT A | Double Walled | Fiberglass Reinforced Plastic | Pressure | Double Walled | Fiberglass Reinforced Plastic
0-010702 | FRY'S FUEL CENTER #658 | 4133 E WILLIAMS FIELD ROAD | GILBERT | AZ | 85295 | Maricopa | 2 | Open | 2020-10-19 | 10000 | Diesel #2 | COMPARTMENT B | Double Walled | Fiberglass Reinforced Plastic | Pressure | Double Walled | Fiberglass Reinforced Plastic
0-009712 | K & R HANGAR | 15852 N 81ST ST | SCOTTSDALE | AZ | 85260 | Maricopa | 1 | Open | 2000-07-07 | 20000 | Jet Fuel | COMPARTMENT A | Double Walled | Composite (Steel/Fiberglass) | Pressure | Double Walled | Fiberglass Reinforced Plastic
0-006735 | QUICK KORNER COBBLESTONE | 1869 W SOUTHERN AVE | PHOENIX | AZ | 85041 | Maricopa | 1 | Open | 1990-01-22 | 10000 | Gasoline | COMPARTMENT A | Double Walled | Fiberglass Reinforced Plastic | Pressure |  | Fiberglass Reinforced Plastic
0-010286 | CARIOCA #15 | 12170 N EL MIRAGE RD | EL MIRAGE | AZ | 85335 | Maricopa | 2 | Open | 2008-04-17 | 8000 | Gasoline (PUL) | COMPARTMENT B | Double Walled | Fiberglass Reinforced Plastic | Pressure | Double Walled | Fiberglass Reinforced Plastic
0-002918 | CIRCLE K #2701946 | 333 W GRANT RD | TUCSON | AZ | 85705 | Pima | 4 | Open | 2017-12-07 | 20000 | Gasoline (UL) | COMPARTMENT A | Double Walled | Fiberglass Reinforced Plastic | Pressure | Double Walled | Fiberglass Reinforced Plastic
0-008502 | FIREBIRD FUEL COMPANY #310 | 4205 E WINSLOW AVE | PHOENIX | AZ | 85040 | Maricopa | 4 | Open | 1994-10-03 | 6000 | Diesel | COMPARTMENT A | Double Walled | Composite (Steel/Fiberglass) | Pressure | Double Walled | Fiberglass Reinforced Plastic
0-008502 | FIREBIRD FUEL COMPANY #310 | 4205 E WINSLOW AVE | PHOENIX | AZ | 85040 | Maricopa | 2 | Open | 1994-10-03 | 12000 | Diesel | COMPARTMENT A | Double Walled | Composite (Steel/Fiberglass) | Pressure | Double Walled | Fiberglass Reinforced Plastic
0-009692 | BUFFALO SOLDIER SHELL | 5200 E HIGHWAY 90 | SIERRA VISTA | AZ | 85635 | Cochise | 2 | Open | 2000-06-27 | 8000 | Gasoline | COMPARTMENT A | Double Walled | Fiberglass Reinforced Plastic | Pressure | Double Walled | Flexible
0-006518 | TONOPAH TRAVEL CENTER | 1010 N 339TH AVE | TONOPAH | AZ | 85354 | Maricopa | 5 | Open | 1989-05-01 | 12000 | Diesel | COMPARTMENT A | Single Walled | Fiberglass Reinforced Plastic | Pressure | Single Walled | Fiberglass Reinforced Plastic
0-005482 | CIRCLE K #2947 | 3125 N TOLTEC RD | ELOY | AZ | 85131 | Pinal | 3 | Open | 1982-01-01 | 12000 | Gasoline | COMPARTMENT A |  | Asphalt coated or Bare Steel | Pressure |  | Bare or Galvanized Steel
0-004478 | SHAY OIL | 10747 S FORTUNA RD | YUMA | AZ | 85367 | Yuma | 11 | Open | 2007-01-31 | 12000 | Diesel | COMPARTMENT A | Double Walled | Fiberglass Reinforced Plastic | Pressure | Double Walled | Fiberglass Reinforced Plastic
0-010091 | SUPER GAS | 611 E MAIN ST | SOMERTON | AZ | 85350 | Yuma | 2 | Open | 2006-05-11 | 12000 | Gasoline | COMPARTMENT A | Double Walled | Fiberglass Reinforced Plastic | Pressure | Double Walled | Fiberglass Reinforced Plastic
0-010611 | QUIKTRIP #400 | 2111 W UNIVERSITY DR | TEMPE | AZ | 85281 | Maricopa | 3 | Open | 2017-09-07 | 12000 | Diesel #2 | COMPARTMENT A | Double Walled | Fiberglass Reinforced Plastic | Pressure | Double Walled | Fiberglass Reinforced Plastic
0-010611 | QUIKTRIP #400 | 2111 W UNIVERSITY DR | TEMPE | AZ | 85281 | Maricopa | 4 | Open | 2017-09-07 | 10000 | Other | COMPARTMENT B | Double Walled | Fiberglass Reinforced Plastic | Pressure | Double Walled | Fiberglass Reinforced Plastic
0-002790 | CIRCLK K STORE #2741653 | 7550 S RURAL RD | TEMPE | AZ | 85283 | Maricopa | 2 | Open | 1979-01-01 | 12000 | Gasoline | COMPARTMENT A |  | Asphalt coated or Bare Steel | Pressure | Double Walled | Fiberglass Reinforced Plastic
0-008963 | COSTCO WHOLESALE #427 | 15255 N HAYDEN RD | SCOTTSDALE | AZ | 85260 | Maricopa | 4 | Open | 2000-08-24 | 30000 | Gasoline (UL) | COMPARTMENT A | Double Walled | Fiberglass Reinforced Plastic | Pressure | Double Walled | Fiberglass Reinforced Plastic
0-009219 | TUCSON MOUNTAIN #8159 | 7120 W HIDDEN CANYON DR | TUCSON | AZ | 85745 | Pima | 2 | Open | 1990-06-01 | 2000 | Diesel | COMPARTMENT A | Double Walled | Composite (Steel/Fiberglass) | Gravity Feed |  | Bare or Galvanized Steel
0-009588 | CIRCLE K STORE #2703365 | 1959 S GREENFIELD RD | MESA | AZ | 85206 | Maricopa | 2 | Open | 1999-11-01 | 12000 | Gasoline | COMPARTMENT A | Double Walled | Fiberglass Reinforced Plastic | Pressure | Double Walled | Fiberglass Reinforced Plastic
0-005125 | GOOD 2 GO STORES #524 | 101 ARIZONA ST | BISBEE | AZ | 85603 | Cochise | 2 | Open | 1986-04-22 | 10000 | Gasoline | COMPARTMENT A | Double Walled | Composite (Steel/Fiberglass) | Pressure |  | Fiberglass Reinforced Plastic
0-008802 | III COUNTIES DISTRIBUTING | 812 S 11TH AVE | SAFFORD | AZ | 85546 | Graham | 2 | Open | 1998-10-20 | 3000 | Gasoline | COMPARTMENT A | Double Walled | Composite (Steel/Fiberglass) | Pressure |  | Fiberglass Reinforced Plastic
0-000512 | ARCO AM/PM #82533 | 7849 N 43RD AVE | PHOENIX | AZ | 85051 | Maricopa | 6 | Open | 1985-01-01 | 12000 | Gasoline | COMPARTMENT A | Double Walled | Fiberglass Reinforced Plastic | Pressure |  | Fiberglass Reinforced Plastic
0-001616 | CIRCLE K #1939 | 121 E MAIN ST | SOMERTON | AZ | 85350 | Yuma | 2 | Open | 1986-03-16 | 10000 | Gasoline (UL) | COMPARTMENT A | Single Walled | Fiberglass Reinforced Plastic | Pressure | Single Walled | Fiberglass Reinforced Plastic
0-009395 | 7-ELEVEN #32602 | 785 S VAL VISTA DR | GILBERT | AZ | 85296 | Maricopa | 2 | Open | 1998-11-01 | 10000 | Gasoline | COMPARTMENT A | Double Walled | Fiberglass Reinforced Plastic | Pressure | Double Walled | Fiberglass Reinforced Plastic
0-001511 | CIRCLE K #2703734 | 3443 W DUNLAP AVE | PHOENIX | AZ | 85051 | Maricopa | 2 | Open | 1984-01-01 | 10000 | Gasoline (UL) | COMPARTMENT A | Single Walled | Fiberglass Reinforced Plastic | Pressure | Single Walled | Fiberglass Reinforced Plastic
0-004932 | QUIK TRIP #488 | 4949 N 51ST AVE | PHOENIX | AZ | 85031 | Maricopa | 8 | Open | 2017-06-02 | 12000 | Gasoline (PUL) | COMPARTMENT A | Double Walled | Fiberglass Reinforced Plastic | Pressure | Double Walled | Fiberglass Reinforced Plastic
0-003218 | CIRCLE K STORE #2709165 | 9848 W BELL RD | SUN CITY | AZ | 85351 | Maricopa | 1 | Open | 1983-01-01 | 6000 | Gasoline (UL) | COMPARTMENT A | Single Walled | Fiberglass Reinforced Plastic | Pressure | Double Walled | Fiberglass Reinforced Plastic
0-003218 | CIRCLE K STORE #2709165 | 9848 W BELL RD | SUN CITY | AZ | 85351 | Maricopa | 4 | Open | 1976-01-01 | 6000 | Diesel | COMPARTMENT A | Single Walled | Fiberglass Reinforced Plastic | Pressure | Double Walled | Fiberglass Reinforced Plastic
0-001502 | CIRCLE K #2701850 | 630 E BROADWAY RD | PHOENIX | AZ | 85040 | Maricopa | 2 | Open | 1985-01-01 | 10000 | Gasoline (PUL) | COMPARTMENT A | Single Walled | Fiberglass Reinforced Plastic | Pressure |  | Fiberglass Reinforced Plastic
0-001509 | CIRCLE K #2702873 | 3930 E SOUTHERN AVE | PHOENIX | AZ | 85040 | Maricopa | 2 | Open | 1986-07-01 | 10000 | Gasoline (PUL) | COMPARTMENT A | Single Walled | Fiberglass Reinforced Plastic | Pressure |  | Fiberglass Reinforced Plastic
0-009806 | SAFEWAY #1511 - FUEL CENTER | 14195 W INDIAN SCHOOL RD | GOODYEAR | AZ | 85395 | Maricopa | 2 | Open | 2001-11-07 | 20000 | Gasoline | COMPARTMENT A | Double Walled | Composite (Steel/Fiberglass) | Pressure | Double Walled | Flexible
0-001447 | CIRCLE K #2701606 | 5680 S MISSION RD | TUCSON | AZ | 85746 | Pima | 1 | Open | 1985-01-01 | 10000 | Gasoline | COMPARTMENT A | Double Walled | Fiberglass Reinforced Plastic | Pressure |  | Fiberglass Reinforced Plastic
0-009969 | GPM #4605 | 8424 S POWER RD | GILBERT | AZ | 85297 | Maricopa | 1 | Open | 2003-06-30 | 10000 | Gasoline (PUL) | COMPARTMENT A | Double Walled | Fiberglass Reinforced Plastic | Pressure | Double Walled | Flexible
0-009414 | BORDERMART SHELL | 330 N MARIPOSA RD | NOGALES | AZ | 85621 | Santa Cruz | 1 | Open | 1999-03-12 | 20000 | Gasoline | COMPARTMENT A | Double Walled | Composite (Steel/Fiberglass) | Pressure |  | Fiberglass Reinforced Plastic
0-005043 | SPEEDWAY STORE #3001 | 1653 W WHITE MOUNTAIN BLVD | PINETOP-LAKESIDE | AZ | 85929 | Navajo | 5 | Open | 2016-10-12 | 8000 | Diesel | COMPARTMENT B | Double Walled | Composite (Steel/Fiberglass) | Pressure | Double Walled | Fiberglass Reinforced Plastic
0-010443 | CIRCLE K #2703440 | 40900 N IRONWOOD DR | SAN TAN VALLEY | AZ | 85140 | Pinal | 3 | Open | 2012-05-30 | 12000 | Diesel | COMPARTMENT A | Double Walled | Fiberglass Reinforced Plastic | Pressure | Double Walled | Fiberglass Reinforced Plastic
0-010443 | CIRCLE K #2703440 | 40900 N IRONWOOD DR | SAN TAN VALLEY | AZ | 85140 | Pinal | 1 | Open | 2012-05-30 | 20000 | Gasoline | COMPARTMENT A | Double Walled | Fiberglass Reinforced Plastic | Pressure | Double Walled | Fiberglass Reinforced Plastic
0-010543 | CHANDLER HEIGHTS AM/PM | 5050 S ARIZONA AVE | CHANDLER | AZ | 85248 | Maricopa | 2 | Open | 2012-02-24 | 10000 | Diesel | COMPARTMENT B | Double Walled | Fiberglass Reinforced Plastic | Pressure | Double Walled | Fiberglass Reinforced Plastic
0-010559 | GPM #4603 | 1636 S HIGLEY RD | GILBERT | AZ | 85295 | Maricopa | 1 | Open | 2015-12-09 | 30000 | Gasoline (UL) | COMPARTMENT A | Double Walled | Fiberglass Reinforced Plastic | Pressure | Double Walled | Fiberglass Reinforced Plastic
0-010598 | PILOT TRAVEL CENTERS | 9255 S RITA RD | TUCSON | AZ | 85747 | Pima | 1 | Open | 2016-09-01 | 12000 | Diesel | COMPARTMENT A | Double Walled | Fiberglass Reinforced Plastic | Pressure |  | Fiberglass Reinforced Plastic
0-010604 | TRIPLE C AIRPORT PROPERTIES | 14818 N 74TH ST | SCOTTSDALE | AZ | 85260 | Maricopa | 1 | Open | 2018-02-14 | 15000 | Jet A (Kerosene-type Jet Fuel) | COMPARTMENT A | Double Walled | Fiberglass Reinforced Plastic | Suction - Check Valve at the Dispenser | Double Walled | Bare or Galvanized Steel
0-010626 | QUIKTRIP #484 | 9541 W OLIVE AVE | PEORIA | AZ | 85345 | Maricopa | 3 | Open | 2018-07-27 | 12000 | Diesel #2 | COMPARTMENT A | Double Walled | Fiberglass Reinforced Plastic | Pressure | Double Walled | Fiberglass Reinforced Plastic
0-010643 | FRY'S FUEL CENTER #625 | 6815 W BELL RD | GLENDALE | AZ | 85308 | Maricopa | 2 | Open | 2019-01-04 | 10000 | Diesel | COMPARTMENT A | Double Walled | Fiberglass Reinforced Plastic | Pressure | Double Walled | Fiberglass Reinforced Plastic
0-010099 | QUIKTRIP #429 | 1545 N SCOTTSDALE RD | TEMPE | AZ | 85281 | Maricopa | 4 | Open | 2016-07-14 | 10000 | Unidentified | COMPARTMENT B | Double Walled | Fiberglass Reinforced Plastic | Pressure | Double Walled | Flexible
0-009589 | MCCHEVRON | 475 W GUADALUPE RD | TEMPE | AZ | 85283 | Maricopa | 2 | Open | 1998-03-01 | 15000 | Gasoline | COMPARTMENT A | Double Walled | Fiberglass Reinforced Plastic | Pressure | Double Walled | Fiberglass Reinforced Plastic
0-010126 | QUIKTRIP #404 | 9229 E UNIVERSITY DR | MESA | AZ | 85207 | Maricopa | 3 | Open | 2006-01-30 | 20000 | Gasoline | COMPARTMENT A | Double Walled | Fiberglass Reinforced Plastic
0-010334 | FRYS FUEL CENTER #610 | 4230 W MCDOWELL RD | PHOENIX | AZ | 85009 | Maricopa | 2 | Open | 2009-07-06 | 10000 | Diesel | COMPARTMENT A | Double Walled | Fiberglass Reinforced Plastic | Pressure |  | Flexible
0-010352 | FRYS FUEL CENTER #618 | 3246 E BELL RD | PHOENIX | AZ | 85032 | Maricopa | 2 | Open | 2010-02-11 | 10000 | Diesel | COMPARTMENT B | Double Walled | Fiberglass Reinforced Plastic | Pressure | Double Walled | Flexible
0-010144 | MAVERIK COUNTRY STORE #356 | 2612 DESERT FOOTHILLS BLVD | BULLHEAD CITY | AZ | 86429 | Mohave | 4 | Open | 2006-05-02 | 12000 | Diesel | COMPARTMENT A | Double Walled | Fiberglass Reinforced Plastic | Pressure | Double Walled | Flexible
0-003553 | SPEEDWAY STORE #2992 | 4180 W INA RD | MARANA | AZ | 85741 | Pima | 2 | Open | 1980-01-01 | 10000 | Gasoline | COMPARTMENT A | Single Walled | Asphalt coated or Bare Steel | Pressure | Double Walled | Fiberglass Reinforced Plastic
0-010166 | QUIKTRIP #495 | 1766 W HUNT HWY | QUEEN CREEK | AZ | 85143 | Pinal | 1 | Open | 2007-04-12 | 12000 | Gasoline | COMPARTMENT A | Double Walled | Fiberglass Reinforced Plastic | Pressure | Double Walled | Fiberglass Reinforced Plastic
0-010167 | QUIKTRIP #453 | 11604 W OLIVE AVE | YOUNGTOWN | AZ | 85363 | Maricopa | 4 | Open | 2014-10-22 | 10000 | Other | COMPARTMENT B | Double Walled | Fiberglass Reinforced Plastic | Pressure | Double Walled | Fiberglass Reinforced Plastic
0-010181 | SAFEWAY #2835 | 3313 N HUNT HWY | FLORENCE | AZ | 85132 | Pinal | 2 | Open | 2007-04-23 | 20000 | Gasoline | COMPARTMENT A | Double Walled | Fiberglass Reinforced Plastic | Pressure | Double Walled | Flexible
0-010299 | GENERAL MOTORS DESERT PROVING GROUND | 1500 E GM DR | YUMA | AZ | 85365 | Yuma | 13 | Open | 2009-04-08 | 12000 | Gasoline | COMPARTMENT A | Double Walled | Fiberglass Reinforced Plastic | Pressure | Double Walled | Flexible
0-010299 | GENERAL MOTORS DESERT PROVING GROUND | 1500 E GM DR | YUMA | AZ | 85365 | Yuma | 7 | Open | 2009-04-02 | 4000 | Gasoline | COMPARTMENT A | Double Walled | Fiberglass Reinforced Plastic | Pressure | Double Walled | Flexible
0-010263 | SAFEWAY FUEL #2821 | 3780 W HAPPY VALLEY RD | PHOENIX | AZ | 85310 | Maricopa | 2 | Open | 2008-11-14 | 10000 | Gasoline | COMPARTMENT A | Double Walled | Fiberglass Reinforced Plastic | Pressure | Double Walled | Flexible
0-010357 | FRYS FUEL CENTER #103 | 1100 S STATE ROUTE 260 | COTTONWOOD | AZ | 86326 | Yavapai | 2 | Open | 2009-10-20 | 10000 | Gasoline | COMPARTMENT A | Double Walled | Fiberglass Reinforced Plastic | Pressure | Double Walled | Flexible
0-010339 | CIRCLE K STORE #2703398 | 5240 S RURAL RD | TEMPE | AZ | 85283 | Maricopa | 1 | Open | 2010-04-01 | 20000 | Gasoline | COMPARTMENT A | Double Walled | Fiberglass Reinforced Plastic | Pressure | Double Walled | Fiberglass Reinforced Plastic
0-010359 | QUIKTRIP #1493 | 1925 N KOLB RD | TUCSON | AZ | 85715 | Pima | 3 | Open | 2010-03-03 | 12000 | Diesel | COMPARTMENT A | Double Walled | Fiberglass Reinforced Plastic | Pressure | Double Walled | Fiberglass Reinforced Plastic
0-010419 | COSTCO WHOLESALE #1079 | 1650 E TUCSON MARKETPLACE BLVD | TUCSON | AZ | 85713 | Pima | 3 | Open | 2011-04-14 | 30000 | Gasoline | COMPARTMENT A | Double Walled | Fiberglass Reinforced Plastic | Pressure | Double Walled | Fiberglass Reinforced Plastic
0-010396 | QUIKTRIP #1482 | 3345 W VALENCIA RD | TUCSON | AZ | 85746 | Pima | 1 | Open | 2010-10-01 | 20000 | Gasoline | COMPARTMENT A | Double Walled | Fiberglass Reinforced Plastic | Pressure | Double Walled | Fiberglass Reinforced Plastic
0-005414 | KINGMAN 76 AUTO/TRUCK STOP PLAZA | 946 W BEALE ST | KINGMAN | AZ | 86401 | Mohave | 4 | Open | 1982-01-01 | 20000 | Diesel | COMPARTMENT A | Double Walled | Composite (Steel/Fiberglass) | Pressure | Double Walled | Fiberglass Reinforced Plastic
0-005414 | KINGMAN 76 AUTO/TRUCK STOP PLAZA | 946 W BEALE ST | KINGMAN | AZ | 86401 | Mohave | 6 | Open | 1982-01-01 | 20000 | Gasoline | COMPARTMENT A | Double Walled | Composite (Steel/Fiberglass) | Pressure |  | Fiberglass Reinforced Plastic
0-005414 | KINGMAN 76 AUTO/TRUCK STOP PLAZA | 946 W BEALE ST | KINGMAN | AZ | 86401 | Mohave | 5 | Open | 1982-01-01 | 20000 | Gasoline | COMPARTMENT A | Double Walled | Composite (Steel/Fiberglass) | Pressure |  | Fiberglass Reinforced Plastic
0-001419 | CIRCLE K #1488 | 97 N GARDEN AVE | SIERRA VISTA | AZ | 85635 | Cochise | 1 | Open | 1973-01-01 | 10000 | Gasoline (PUL) | COMPARTMENT A | Single Walled | Fiberglass Reinforced Plastic | Pressure | Double Walled | Fiberglass Reinforced Plastic
0-001260 | CIRCLE K #583 | 3 N LAKE POWELL BLVD | PAGE | AZ | 86040 | Coconino | 4 | Open | 1995-06-07 | 10000 | Gasoline | COMPARTMENT A |  | Fiberglass Reinforced Plastic | Pressure | Double Walled | Fiberglass Reinforced Plastic
0-001564 | CLIFF DWELLERS LODGE | 1408 US HIGHWAY 89A | MARBLE CANYON | AZ | 86036 | Coconino | 4 | Open | 1990-04-16 | 8000 | Gasoline | COMPARTMENT A | Single Walled | Asphalt coated or Bare Steel | Pressure | Single Walled | Bare or Galvanized Steel
0-005201 | TUCSON UNIFIED SCHOOL DISTRICT #1 - CENTRAL MAINTENANCE YARD | 530 S NORRIS AVE | TUCSON | AZ | 85719 | Pima | 8 | Open | 1993-01-01 | 15000 | Diesel | COMPARTMENT A | Double Walled | Fiberglass Reinforced Plastic | Pressure | Double Walled | Fiberglass Reinforced Plastic
0-008525 | MOHAVE CARDLOCK | 608 E MOHAVE ST | PHOENIX | AZ | 85004 | Maricopa | 2 | Open | 1994-08-01 | 12000 | Gasoline (UL) | COMPARTMENT B | Double Walled | Fiberglass Reinforced Plastic | Pressure | Double Walled | Fiberglass Reinforced Plastic
0-005933 | BANNER - DESERT MEDICAL CENTER | 1400 S DOBSON RD | MESA | AZ | 85202 | Maricopa | 5 | Open | 2008-07-10 | 30000 | Diesel | COMPARTMENT A | Double Walled | Fiberglass Reinforced Plastic | Pressure | Double Walled | Flexible
0-005754 | SPEEDWAY STORE #3000 |  | SANDERS |  |  | Apache | 1 | Open | 1991-08-01 | 8000 | Gasoline | COMPARTMENT A | Double Walled | Composite (Steel/Fiberglass) | Pressure | Double Walled | Fiberglass Reinforced Plastic
0-001025 | CHAPMAN CHEVROLET-IZUZU | 1717 E BASELINE RD | TEMPE | AZ | 85283 | Maricopa | 8 | Open | 1998-04-28 | 10000 | Gasoline | COMPARTMENT A | Double Walled | Fiberglass Reinforced Plastic | Pressure |  | Fiberglass Reinforced Plastic
0-009845 | CIRCLE K STORE #2709186 | 1595 N AVONDALE BLVD | AVONDALE | AZ | 85392 | Maricopa | 1 | Open | 2001-12-26 | 8000 | Diesel | COMPARTMENT A | Double Walled | Fiberglass Reinforced Plastic | Pressure | Double Walled | Fiberglass Reinforced Plastic
0-002806 | SPEEDWAY STORE #2944 | 1850 E PRINCE RD | TUCSON | AZ | 85719 | Pima | 9 | Open | 1990-12-01 | 10000 | Gasoline (UL) | COMPARTMENT A | Double Walled | Fiberglass Reinforced Plastic | Pressure | Double Walled | Fiberglass Reinforced Plastic
0-000887 | SPEEDSMART #107 | 1158 W UNIVERSITY DR | MESA | AZ | 85201 | Maricopa | 6 | Open | 1993-01-01 | 10000 | Gasoline (UL) | COMPARTMENT A | Double Walled | Fiberglass Reinforced Plastic | Pressure | Double Walled | Fiberglass Reinforced Plastic
0-004494 | JJ GAS | 627 E MAIN ST | AVONDALE | AZ | 85323 | Maricopa | 4 | Open | 1992-01-01 | 10000 | Gasoline | COMPARTMENT A | Double Walled | Fiberglass Reinforced Plastic | Pressure | Double Walled | Flexible
0-008678 | CIRCLE K #5300 | 7530 S PRIEST DR | TEMPE | AZ | 85283 | Maricopa | 4 | Open | 1995-01-15 | 10000 | Gasoline | COMPARTMENT A | Single Walled | Fiberglass Reinforced Plastic | Pressure | Double Walled | Fiberglass Reinforced Plastic
0-010035 | SMITH'S FOOD & DRUG #188 | 80 ACOMA BLVD N | LAKE HAVASU CITY | AZ | 86403 | Mohave | 2 | Open | 2004-09-22 | 12000 | Gasoline | COMPARTMENT B | Double Walled | Fiberglass Reinforced Plastic
0-009125 | XPO LOGISTICS FREIGHT, INC - UTU | 1260 E PENNSYLVANIA ST | TUCSON | AZ | 85714 | Pima | 1 | Open | 1997-06-27 | 10000 | Diesel | COMPARTMENT A | Double Walled | Composite (Steel/Fiberglass) | Pressure | Double Walled | Flexible
0-001423 | CIRCLE K #2701535 | 2570 W STATE ROUTE 89A | SEDONA | AZ | 86336 | Yavapai | 2 | Open | 1984-01-01 | 10000 | Gasoline (PUL) | COMPARTMENT A | Double Walled | Fiberglass Reinforced Plastic | Pressure |  | Fiberglass Reinforced Plastic
0-005888 | CIRCLE K #2701773 | 6525 S COUNTRY CLUB RD | TUCSON | AZ | 85756 | Pima | 3 | Open | 1986-11-10 | 10000 | Gasoline (UL) | COMPARTMENT A | Single Walled | Fiberglass Reinforced Plastic | Pressure | Single Walled | Fiberglass Reinforced Plastic
0-001529 | CIRCLE K #2701921 | 3149 E VAN BUREN ST | PHOENIX | AZ | 85008 | Maricopa | 1 | Open | 1986-01-01 | 10000 | Gasoline | COMPARTMENT A | Single Walled | Fiberglass Reinforced Plastic | Pressure | Single Walled | Fiberglass Reinforced Plastic
0-002734 | SHAY OIL #7 | 110 E MAIN ST | SOMERTON | AZ | 85350 | Yuma | 1 | Open | 1991-08-05 | 12000 | Gasoline (UL) | COMPARTMENT A | Double Walled | Fiberglass Reinforced Plastic | Pressure |  | Fiberglass Reinforced Plastic
0-002734 | SHAY OIL #7 | 110 E MAIN ST | SOMERTON | AZ | 85350 | Yuma | 2 | Open | 1991-08-05 | 12000 | Gasoline (PUL) | COMPARTMENT A | Double Walled | Fiberglass Reinforced Plastic | Pressure |  | Fiberglass Reinforced Plastic
0-002734 | SHAY OIL #7 | 110 E MAIN ST | SOMERTON | AZ | 85350 | Yuma | 3 | Open | 1991-08-05 | 12000 | Gasoline (Super UL) | COMPARTMENT A | Double Walled | Fiberglass Reinforced Plastic | Pressure |  | Fiberglass Reinforced Plastic
0-009149 | UNKNOWN |  | SAN SIMON |  |  | Cochise | 1 | Open | 2005-06-17 |  | Unidentified | COMPARTMENT A | Single Walled | Asphalt coated or Bare Steel
0-010052 | DOUGLAS CHEVRON | 461 N PAN AMERICAN AVE | DOUGLAS | AZ | 85607 | Cochise | 1 | Open | 2004-11-05 | 7000 | Diesel | COMPARTMENT A | Double Walled | Asphalt coated or Bare Steel
0-010052 | DOUGLAS CHEVRON | 461 N PAN AMERICAN AVE | DOUGLAS | AZ | 85607 | Cochise | 2 | Open | 2004-11-05 | 15000 | Gasoline | COMPARTMENT A | Double Walled | Fiberglass Reinforced Plastic | Pressure |  | Fiberglass Reinforced Plastic
0-006254 | SPEEDWAY STORE #2997 | 9491 E 22ND ST | TUCSON | AZ | 85710 | Pima | 5 | Open | 1988-07-14 | 12000 | Diesel | COMPARTMENT A | Single Walled | Fiberglass Reinforced Plastic | Pressure |  | Fiberglass Reinforced Plastic
0-009412 | LOVE'S TRAVEL STOP #296 | 820 W PIMA ST | GILA BEND | AZ | 85337 | Maricopa | 3 | Open | 1998-06-04 | 20000 | Diesel | COMPARTMENT A | Double Walled | Composite (Steel/Fiberglass) | Pressure | Double Walled | Flexible
0-009412 | LOVE'S TRAVEL STOP #296 | 820 W PIMA ST | GILA BEND | AZ | 85337 | Maricopa | 2 | Open | 1998-06-04 | 20000 | Gasoline | COMPARTMENT A | Double Walled | Composite (Steel/Fiberglass) | Pressure | Double Walled | Flexible
0-008391 | ARCO AM/PM #82525 | 2800 N ORACLE RD | TUCSON | AZ | 85705 | Pima | 2 | Open | 1994-04-15 | 10000 | Gasoline | COMPARTMENT A | Double Walled | Fiberglass Reinforced Plastic | Pressure |  | Fiberglass Reinforced Plastic
0-009573 | ARCO #6363 | 6702 W THOMAS RD | PHOENIX | AZ | 85033 | Maricopa | 2 | Open | 1998-06-06 | 10000 | Gasoline | COMPARTMENT A | Double Walled | Fiberglass Reinforced Plastic
0-000245 | ADOT - 3 POINTS MAINTENANCE | 16425 W AJO HWY | THREE POINTS | AZ | 85735 | Pima | 2 | Open | 1983-01-01 | 10000 | Gasoline (UL) | COMPARTMENT A | Single Walled | Fiberglass Reinforced Plastic | Pressure | Double Walled | Flexible
0-008984 | 4 SONS FOOD STORES #504 | 3610 W PINNACLE PEAK RD | PHOENIX | AZ | 85310 | Maricopa | 1 | Open | 1996-01-01 | 12000 | Gasoline | COMPARTMENT A | Double Walled | Fiberglass Reinforced Plastic | Pressure | Double Walled | Fiberglass Reinforced Plastic
0-007159 | CORDES JUNCTION CHEVRON #207129 | 19625 E CORDES LAKES RD | CORDES JUNCTION | AZ | 86333 | Yavapai | 2 | Open | 1990-12-01 | 12000 | Gasoline | COMPARTMENT A | Single Walled | Fiberglass Reinforced Plastic | Pressure |  | Fiberglass Reinforced Plastic
0-009700 | CIRCLE K #2705576 | 24831 N 67TH AVE | PHOENIX | AZ | 85308 | Maricopa | 3 | Open | 2000-11-20 | 12000 | Diesel | COMPARTMENT A | Double Walled | Fiberglass Reinforced Plastic | Pressure | Double Walled | Fiberglass Reinforced Plastic
0-009700 | CIRCLE K #2705576 | 24831 N 67TH AVE | PHOENIX | AZ | 85308 | Maricopa | 2 | Open | 2000-11-20 | 20000 | Gasoline | COMPARTMENT A | Double Walled | Fiberglass Reinforced Plastic | Pressure | Double Walled | Fiberglass Reinforced Plastic
0-003755 | PHILLIPS 66 COMPANY #017886 | 2103 W IRONWOOD | TUCSON | AZ | 85745 | Pima | 3 | Open | 1973-01-01 | 6000 | Gasoline | COMPARTMENT A |  | Asphalt coated or Bare Steel
0-003755 | PHILLIPS 66 COMPANY #017886 | 2103 W IRONWOOD | TUCSON | AZ | 85745 | Pima | 1 | Open | 1974-01-01 | 6000 | Gasoline | COMPARTMENT A |  | Asphalt coated or Bare Steel
0-005246 | JACKSON ENERGY #6789 | 6416 STATE ROUTE 179 | VILLAGE OF OAK CREEK | AZ | 86351 | Yavapai | 5 | Open | 1988-05-10 | 10000 | Gasoline | COMPARTMENT A | Double Walled | Fiberglass Reinforced Plastic | Pressure |  | Fiberglass Reinforced Plastic
0-009791 | SOUTHERN SHELL | 4005 E SOUTHERN AVE | PHOENIX | AZ | 85042 | Maricopa | 2 | Open | 2001-01-26 | 12000 | Gasoline | COMPARTMENT A | Double Walled | Fiberglass Reinforced Plastic | Pressure | Double Walled | Fiberglass Reinforced Plastic
0-004881 | KIWANIS PARK MAINTENANCE YARD | 6390 S ALL AMERICAN DR | TEMPE | AZ | 85283 | Maricopa | 3 | Open | 1992-07-01 | 12000 | Diesel | COMPARTMENT A | Double Walled | Composite (Steel/Fiberglass) | Pressure | Double Walled
0-007945 | ARCO AM/PM #82654 | 3825 W ORANGE GROVE RD | MARANA | AZ | 85741 | Pima | 2 | Open | 1992-01-01 | 10000 | Gasoline | COMPARTMENT A | Double Walled | Fiberglass Reinforced Plastic | Pressure
0-009811 | CHARLES SCHWAB | 4750 E FRANCISCO DR | PHOENIX | AZ | 85044 | Maricopa | 1 | Open | 2000-12-21 | 10000 | Diesel | COMPARTMENT A | Double Walled | Fiberglass Reinforced Plastic | Pressure |  | Fiberglass Reinforced Plastic
0-009994 | SPEEDWAY STORE #2971 | 3775 W MAIN ST | THATCHER | AZ | 85552 | Graham | 1 | Open | 2003-12-02 | 6000 | Diesel | COMPARTMENT B | Double Walled | Asphalt coated or Bare Steel
0-004900 | TERRIBLE HERBST #148 | 1040 ACOMA BLVD S | LAKE HAVASU CITY | AZ | 86406 | Mohave | 6 | Open | 1997-02-01 | 10000 | Gasoline | COMPARTMENT A | Double Walled | Fiberglass Reinforced Plastic | Pressure |  | Fiberglass Reinforced Plastic
0-007752 | MC'S MARKET | 3303 N HIGHWAY 95 | PARKER | AZ | 85344 | La Paz | 2 | Open | 1993-04-01 | 10000 | Gasoline | COMPARTMENT A | Double Walled | Fiberglass Reinforced Plastic | Pressure | Double Walled | Fiberglass Reinforced Plastic
0-002052 | E-Z SERVE/QUIK-MART #100916 | 4280 E BENSON HWY | TUCSON | AZ | 85706 | Pima | 4 | Open | 1995-08-01 | 12000 | Gasoline | COMPARTMENT A | Double Walled | Composite (Steel/Fiberglass) | Pressure | Double Walled
0-001403 | CIRCLE K #2701389 | 6051 STATE ROUTE 179 | VILLAGE OF OAK CREEK | AZ | 86351 | Yavapai | 4 | Open | 1995-08-17 | 10000 | Gasoline | COMPARTMENT A | Single Walled | Fiberglass Reinforced Plastic | Pressure | Double Walled | Fiberglass Reinforced Plastic
0-008841 | CHAPMAN CHEVROLET | 6011 S KYRENE RD | TEMPE | AZ | 85283 | Maricopa | 4 | Open | 1998-04-01 | 4000 | Diesel | COMPARTMENT B | Single Walled | Fiberglass Reinforced Plastic | Pressure | Double Walled | Fiberglass Reinforced Plastic
0-009788 | CIRCLE K STORE #2741650 | 2088 W ORANGE GROVE RD | TUCSON | AZ | 85704 | Pima | 2 | Open | 2001-04-09 | 12000 | Gasoline (PUL) | COMPARTMENT A | Double Walled | Composite (Steel/Fiberglass) | Pressure | Double Walled | Fiberglass Reinforced Plastic
0-008980 | GPM #4594 | 2409 W UNION HILLS DR | PHOENIX | AZ | 85027 | Maricopa | 1 | Open | 1996-07-01 | 12000 | Gasoline | COMPARTMENT A | Double Walled | Fiberglass Reinforced Plastic | Pressure | Double Walled | Fiberglass Reinforced Plastic
0-006227 | CIRCLE K #2708691 | 766 N MAIN ST | SAN LUIS | AZ | 85336 | Yuma | 4 | Open | 1987-01-01 | 20000 | Diesel | COMPARTMENT A | Single Walled | Fiberglass Reinforced Plastic | Pressure | Single Walled | Fiberglass Reinforced Plastic
0-006227 | CIRCLE K #2708691 | 766 N MAIN ST | SAN LUIS | AZ | 85336 | Yuma | 3 | Open | 1987-01-01 | 10000 | Gasoline | COMPARTMENT A | Single Walled | Fiberglass Reinforced Plastic | Pressure | Single Walled | Fiberglass Reinforced Plastic
0-009859 | GAS PLUS II | 7465 E CONCHO DR | VALLE VISTA | AZ | 86401 | Mohave | 2 | Open | 2002-01-23 | 4000 | Gasoline | COMPARTMENT B | Double Walled | Composite (Steel/Fiberglass) | Pressure | Double Walled | Flexible
0-001426 | CIRCLE K #2701557 | 15 S HARRISON RD | TUCSON | AZ | 85748 | Pima | 2 | Open | 1985-01-01 | 10000 | Gasoline | COMPARTMENT A | Double Walled | Fiberglass Reinforced Plastic | Pressure |  | Fiberglass Reinforced Plastic
0-009311 | BJS CHEVRON VIII | 1515 N 75TH AVE | PHOENIX | AZ | 85043 | Maricopa | 2 | Open | 1997-09-17 | 15000 | Gasoline | COMPARTMENT A | Double Walled | Fiberglass Reinforced Plastic | Suction - Check Valve at the Tank Top | Double Walled | Fiberglass Reinforced Plastic
0-004939 | FRY'S FUEL CENTER #5 | 7949 E THOMAS RD | SCOTTSDALE | AZ | 85251 | Maricopa | 5 | Open | 2005-11-01 | 6000 | Diesel | COMPARTMENT A | Double Walled | Composite (Steel/Fiberglass) | Pressure | Double Walled | Flexible
0-005204 | TURF PARADISE | 1501 W BELL RD | PHOENIX | AZ | 85023 | Maricopa | 5 | Open | 1987-01-01 | 1000 | Diesel | COMPARTMENT A | Single Walled | Asphalt coated or Bare Steel
0-007404 | GOLDEN VALLEY SHELL | 5405 US HIGHWAY 68 | GOLDEN VALLEY | AZ | 86413 | Mohave | 6 | Open | 1991-08-28 | 10000 | Gasoline | COMPARTMENT A | Double Walled | Composite (Steel/Fiberglass) | Pressure |  | Fiberglass Reinforced Plastic
0-009355 | JUNCTION EXPRESS | 1090 S HIGHWAY 80 | BENSON | AZ | 85602 | Cochise | 1 | Open | 1998-09-01 | 4000 | Diesel | COMPARTMENT B | Single Walled | Fiberglass Reinforced Plastic | Pressure |  | Fiberglass Reinforced Plastic
0-007187 | MAVERIK COUNTRY STORE #376 | 5031 US HIGHWAY 68 | GOLDEN VALLEY | AZ | 86413 | Mohave | 5 | Open | 2007-11-01 | 12000 | Gasoline | COMPARTMENT A | Double Walled | Fiberglass Reinforced Plastic | Pressure | Double Walled | Flexible
0-000216 | MAVERIK COUNTRY STORE #213 | 4495 S HIGHWAY 95 | MOHAVE VALLEY | AZ | 86426 | Mohave | 3 | Open | 1996-03-01 | 12000 | Gasoline | COMPARTMENT A | Single Walled | Fiberglass Reinforced Plastic | Pressure | Double Walled | Flexible
0-009761 | CIRCLE K #2706286 | 8630 E GOLF LINKS RD | TUCSON | AZ | 85730 | Pima | 4 | Open | 2001-01-01 | 12000 | Gasoline | COMPARTMENT A | Double Walled | Fiberglass Reinforced Plastic | Pressure | Double Walled | Flexible
0-009761 | CIRCLE K #2706286 | 8630 E GOLF LINKS RD | TUCSON | AZ | 85730 | Pima | 3 | Open | 2001-01-01 | 10000 | Gasoline | COMPARTMENT A | Double Walled | Fiberglass Reinforced Plastic | Pressure | Double Walled | Flexible
0-002168 | FCA US LLC ARIZONA PROVING GROUND | 1 PROVING GROUND ROAD | YUCCA | AZ | 86438 | Mohave | 4 | Open | 1986-04-01 | 12000 | Gasoline (PUL) | COMPARTMENT A | Double Walled | Fiberglass Reinforced Plastic | Pressure | Double Walled | Fiberglass Reinforced Plastic
0-000540 | ARCO #1509 | 10303 GRAND AVE | SUN CITY | AZ | 85351 | Maricopa | 9 | Open | 1990-02-02 | 10000 | Gasoline | COMPARTMENT A | Double Walled | Fiberglass Reinforced Plastic | Pressure | Double Walled | Fiberglass Reinforced Plastic
0-001991 | FOOD MART | 5124 S MILL AVE | TEMPE | AZ | 85282 | Maricopa | 6 | Open | 1997-12-04 | 15000 | Gasoline | COMPARTMENT A | Double Walled | Fiberglass Reinforced Plastic | Pressure | Double Walled | Fiberglass Reinforced Plastic
0-001380 | CIRCLE K #1204 | 3700 W ORANGE GROVE RD | MARANA | AZ | 85741 | Pima | 4 | Open | 1991-05-01 | 10000 | Gasoline | COMPARTMENT A | Single Walled | Fiberglass Reinforced Plastic | Pressure | Single Walled | Fiberglass Reinforced Plastic
0-004808 | SUPREME OIL CO | 2110 GRAND AVE | PHOENIX | AZ | 85009 | Maricopa | 7 | Open | 1986-01-01 | 1000 | Diesel | COMPARTMENT A | Single Walled | Fiberglass Reinforced Plastic | Pressure |  | Fiberglass Reinforced Plastic
0-010586 | FRY'S FUEL FACILITY #694 | 2800 W DOVE VALLEY RD | PHOENIX | AZ | 85085 | Maricopa | 2 | Open | 2016-12-01 | 8000 | Gasoline (PUL) | COMPARTMENT B | Double Walled | Fiberglass Reinforced Plastic | Pressure | Double Walled | Fiberglass Reinforced Plastic
0-007173 | FIREBIRD FUEL COMPANY #305 | 2541 E JEFFERSON ST | PHOENIX | AZ | 85034 | Maricopa | 3 | Open | 1988-03-01 | 8000 | Gasoline (UL) | COMPARTMENT A | Double Walled | Composite (Steel/Fiberglass) | Pressure | Single Walled | Fiberglass Reinforced Plastic
0-000944 | CARIOCA #36 | 447 W WICKENBURG WAY | WICKENBURG | AZ | 85390 | Maricopa | 2 | Open | 1971-01-01 | 10000 | Gasoline | COMPARTMENT A | Single Walled | Asphalt coated or Bare Steel | Pressure | Double Walled
0-010678 | CIRCLE K #2709528 |  | GOODYEAR |  |  | Maricopa | 3 | Open | 2019-11-22 | 12000 | Diesel | COMPARTMENT A | Double Walled | Fiberglass Reinforced Plastic | Pressure | Double Walled | Fiberglass Reinforced Plastic
0-010613 | SUPER STAR CARWASH AND GAS | 1742 N HIGLEY RD | GILBERT | AZ | 85234 | Maricopa | 1 | Open | 2016-09-01 | 20000 | Gasoline (UL) | COMPARTMENT A | Double Walled | Fiberglass Reinforced Plastic | Pressure | Double Walled | Fiberglass Reinforced Plastic
0-009875 | CIRCLE K STORE #2703367 | 8327 W THUNDERBIRD RD | PEORIA | AZ | 85381 | Maricopa | 1 | Open | 2002-06-27 | 10000 | Diesel | COMPARTMENT A | Double Walled | Fiberglass Reinforced Plastic | Pressure | Double Walled | Fiberglass Reinforced Plastic
0-009875 | CIRCLE K STORE #2703367 | 8327 W THUNDERBIRD RD | PEORIA | AZ | 85381 | Maricopa | 3 | Open | 2002-06-27 | 20000 | Gasoline | COMPARTMENT A | Double Walled | Fiberglass Reinforced Plastic | Pressure | Double Walled | Fiberglass Reinforced Plastic
0-008268 | SPEEDWAY STORE #2970 | 780 N ARIZONA BLVD | COOLIDGE | AZ | 85128 | Pinal | 3 | Open | 1993-12-01 | 6000 | Gasoline (PUL) | COMPARTMENT A | Double Walled | Fiberglass Reinforced Plastic | Pressure | Double Walled | Fiberglass Reinforced Plastic
0-008268 | SPEEDWAY STORE #2970 | 780 N ARIZONA BLVD | COOLIDGE | AZ | 85128 | Pinal | 4 | Open | 1993-12-01 | 6000 | Diesel | COMPARTMENT A | Double Walled | Fiberglass Reinforced Plastic | Pressure | Double Walled | Fiberglass Reinforced Plastic
0-010659 | CARIOCA SHELL | 12683 W WHITE HILLS RD | WHITE HILLS | AZ | 86445 | Mohave | 2 | Open | 2019-05-15 | 14000 | Diesel | COMPARTMENT A | Double Walled | Fiberglass Reinforced Plastic
0-001515 | BIG B'S MARKET | 4835 N 37TH AVE | PHOENIX | AZ | 85019 | Maricopa | 3 | Open | 1998-01-14 | 10000 | Gasoline | COMPARTMENT A | Single Walled | Fiberglass Reinforced Plastic | Pressure | Double Walled | Fiberglass Reinforced Plastic
0-003139 | CITY OF MESA - FLEET SUPPORT SERVICES | 310 E 6TH ST | MESA | AZ | 85201 | Maricopa | 21 | Open | 1993-01-01 | 1000 | Antifreeze / Ethylene Glycol | COMPARTMENT A | Double Walled | Fiberglass Reinforced Plastic | Suction - Check Valve at the Tank Top | Double Walled | Fiberglass Reinforced Plastic
0-006661 | FORT VALLEY CHEVRON | 1312 N FORT VALLEY RD | FLAGSTAFF | AZ | 86001 | Coconino | 5 | Open | 2019-11-07 | 6000 | Diesel #2 | COMPARTMENT B | Double Walled | Fiberglass Reinforced Plastic | Pressure | Double Walled | Fiberglass Reinforced Plastic
0-009940 | FRYS FUEL CENTER #61 | 15502 W BELL RD | SURPRISE | AZ | 85374 | Maricopa | 1 | Open | 2001-11-07 | 8000 | Diesel | COMPARTMENT B | Double Walled | Fiberglass Reinforced Plastic
0-009903 | MAVERIK COUNTRY STORE #294 | 541 W FINNIE FLAT RD | CAMP VERDE | AZ | 86322 | Yavapai | 4 | Open | 2002-09-01 | 12000 | Diesel | COMPARTMENT A | Double Walled | Fiberglass Reinforced Plastic | Pressure | Double Walled | Flexible
0-009903 | MAVERIK COUNTRY STORE #294 | 541 W FINNIE FLAT RD | CAMP VERDE | AZ | 86322 | Yavapai | 2 | Open | 2002-09-01 | 12000 | Gasoline | COMPARTMENT A | Double Walled | Fiberglass Reinforced Plastic | Pressure | Double Walled | Flexible
0-010281 | FRYS FUEL CENTER #62 | 550 W BASELINE RD | MESA | AZ | 85210 | Maricopa | 2 | Open | 2008-12-01 | 8000 | Gasoline | COMPARTMENT A | Double Walled | Fiberglass Reinforced Plastic | Pressure | Double Walled | Flexible
0-001325 | CIRCLE K #2700822 | 3 E MAIN ST | AVONDALE | AZ | 85323 | Maricopa | 1 | Open | 1985-12-01 | 10000 | Gasoline | COMPARTMENT A |  | Fiberglass Reinforced Plastic | Pressure |  | Fiberglass Reinforced Plastic
0-010288 | QUIKTRIP #481 | 3855 N 75TH AVE | PHOENIX | AZ | 85033 | Maricopa | 1 | Open | 2008-12-04 | 20000 | Gasoline | COMPARTMENT A | Double Walled | Fiberglass Reinforced Plastic
0-010300 | CIRCLE K STORE #2703395 | 16247 W BELL RD | SURPRISE | AZ | 85374 | Maricopa | 2 | Open | 2009-03-09 | 12000 | Gasoline | COMPARTMENT A | Double Walled | Fiberglass Reinforced Plastic | Pressure | Double Walled | Fiberglass Reinforced Plastic
0-010400 | SMOKEHOUSE TRAIL POLICE PRECINCT | 33355 N CAVE CREEK RD | PHOENIX | AZ | 85331 | Maricopa | 2 | Open | 2010-06-15 | 12000 | Gasoline | COMPARTMENT A | Double Walled | Fiberglass Reinforced Plastic | Pressure | Double Walled | Flexible
0-003197 | CIRCLE K STORE #2709173 | 1817 W BASELINE RD | MESA | AZ | 85202 | Maricopa | 7 | Open | 1987-07-01 | 10000 | Gasoline | COMPARTMENT A | Single Walled | Fiberglass Reinforced Plastic | Pressure | Double Walled | Fiberglass Reinforced Plastic
0-003197 | CIRCLE K STORE #2709173 | 1817 W BASELINE RD | MESA | AZ | 85202 | Maricopa | 5 | Open | 1987-07-01 | 10000 | Gasoline | COMPARTMENT A | Single Walled | Fiberglass Reinforced Plastic | Pressure | Double Walled | Fiberglass Reinforced Plastic
0-000313 | CIRCLE K STORE #2705194 | 12042 N 32ND ST | PHOENIX | AZ | 85028 | Maricopa | 1 | Open | 1986-01-01 | 12000 | Gasoline | COMPARTMENT A |  | Fiberglass Reinforced Plastic | Pressure |  | Fiberglass Reinforced Plastic
0-010534 | QUIKTRIP #468 | 11309 GRAND AVE | YOUNGTOWN | AZ | 85363 | Maricopa | 1 | Open | 2015-03-20 | 10000 | Other | COMPARTMENT B | Double Walled | Fiberglass Reinforced Plastic | Pressure | Double Walled | Flexible
0-010042 | QUIKTRIP #452 | 816 W UNIVERSITY DR | MESA | AZ | 85201 | Maricopa | 1 | Open | 2004-07-27 | 12000 | Gasoline | COMPARTMENT A | Double Walled | Fiberglass Reinforced Plastic | Pressure | Double Walled | Flexible
0-009847 | CIRCLE K #5189 | 298 N 83RD AVE | TOLLESON | AZ | 85353 | Maricopa | 2 | Open | 2002-03-04 | 15000 | Gasoline | COMPARTMENT A | Double Walled | Fiberglass Reinforced Plastic | Pressure | Double Walled | Fiberglass Reinforced Plastic
0-010219 | SAM'S CLUB #4915 | 600 HIGHWAY 95 | BULLHEAD CITY | AZ | 86429 | Mohave | 1 | Open | 2005-10-27 | 20000 | Gasoline | COMPARTMENT A | Double Walled | Fiberglass Reinforced Plastic | Pressure | Double Walled | Flexible
0-009217 | GPM #4610 | 5005 N LA CANADA DR | TUCSON | AZ | 85704 | Pima | 2 | Open | 1997-10-09 | 12000 | Gasoline (PUL) | COMPARTMENT A | Double Walled | Composite (Steel/Fiberglass) | Pressure | Double Walled | Fiberglass Reinforced Plastic
0-008872 | GPM #4599 | 7060 E BASELINE RD | MESA | AZ | 85209 | Maricopa | 2 | Open | 1995-12-13 | 12000 | Gasoline (PUL) | COMPARTMENT A | Double Walled | Fiberglass Reinforced Plastic | Pressure | Double Walled | Fiberglass Reinforced Plastic
0-009727 | COSTCO WHOLESALE #490 | 19001 N 27TH AVE | PHOENIX | AZ | 85027 | Maricopa | 1 | Open | 2000-01-01 | 30000 | Gasoline | COMPARTMENT A | Double Walled | Fiberglass Reinforced Plastic | Pressure | Double Walled | Flexible
0-009727 | COSTCO WHOLESALE #490 | 19001 N 27TH AVE | PHOENIX | AZ | 85027 | Maricopa | 5 | Open | 2017-10-03 | 20000 | Diesel | COMPARTMENT A | Double Walled | Fiberglass Reinforced Plastic | Pressure | Double Walled | Fiberglass Reinforced Plastic
0-009727 | COSTCO WHOLESALE #490 | 19001 N 27TH AVE | PHOENIX | AZ | 85027 | Maricopa | 6 | Open | 2017-10-23 | 1500 | Fuel Additive | COMPARTMENT A | Double Walled | Fiberglass Reinforced Plastic | Pressure | Double Walled | Fiberglass Reinforced Plastic
0-000527 | ARCO #1514 | 3202 E VAN BUREN ST | PHOENIX | AZ | 85008 | Maricopa | 6 | Open | 1994-10-05 | 10000 | Gasoline (PUL) | COMPARTMENT A | Double Walled | Fiberglass Reinforced Plastic | Pressure | Double Walled | Fiberglass Reinforced Plastic
0-001407 | CIRCLE K #2701422 | 2450 E GRANT RD | TUCSON | AZ | 85719 | Pima | 2 | Open | 1980-01-01 | 10000 | Gasoline | COMPARTMENT A |  | Asphalt coated or Bare Steel | Pressure | Double Walled | Fiberglass Reinforced Plastic
0-009768 | CIRCLE K #2705594 | 2425 ADOBE RD | BULLHEAD CITY | AZ | 86442 | Mohave | 2 | Open | 2001-06-19 | 15000 | Gasoline | COMPARTMENT A | Double Walled | Fiberglass Reinforced Plastic | Pressure | Double Walled | Fiberglass Reinforced Plastic
0-006584 | CIRCLE K #2708772 | 1735 W SPEEDWAY BLVD | TUCSON | AZ | 85745 | Pima | 1 | Open | 1988-01-10 | 10000 | Gasoline | COMPARTMENT A | Single Walled | Fiberglass Reinforced Plastic | Pressure |  | Fiberglass Reinforced Plastic
0-006584 | CIRCLE K #2708772 | 1735 W SPEEDWAY BLVD | TUCSON | AZ | 85745 | Pima | 3 | Open | 1988-01-10 | 10000 | Gasoline | COMPARTMENT A | Single Walled | Fiberglass Reinforced Plastic | Pressure |  | Fiberglass Reinforced Plastic
0-006584 | CIRCLE K #2708772 | 1735 W SPEEDWAY BLVD | TUCSON | AZ | 85745 | Pima | 2 | Open | 1988-01-10 | 10000 | Gasoline | COMPARTMENT A | Single Walled | Fiberglass Reinforced Plastic | Pressure |  | Fiberglass Reinforced Plastic
0-009232 | FASTRIP FOOD STORE #9915/9916 | 1620 N PINAL AVE | CASA GRANDE | AZ | 85122 | Pinal | 2 | Open | 1997-11-02 | 12000 | Gasoline | COMPARTMENT A | Double Walled | Fiberglass Reinforced Plastic | Pressure | Double Walled | Fiberglass Reinforced Plastic
0-008111 | 6TH ST CARDLOCK | 2453 S 6TH ST | PHOENIX | AZ | 85004 | Maricopa | 4 | Open | 1992-12-01 | 6000 | Gasoline | COMPARTMENT A | Double Walled | Composite (Steel/Fiberglass) | Pressure | Single Walled | Fiberglass Reinforced Plastic
0-009998 | SAM'S CLUB #6606 | 8340 W MCDOWELL RD | PHOENIX | AZ | 85037 | Maricopa | 1 | Open | 2005-06-17 | 20000 | Gasoline | COMPARTMENT A | Double Walled | Fiberglass Reinforced Plastic | Pressure | Double Walled | Fiberglass Reinforced Plastic
0-010123 | TREKELL CHEVRON | 2012 N TREKELL RD | CASA GRANDE | AZ | 85122 | Pinal | 2 | Open | 2005-04-01 | 12000 | Gasoline | COMPARTMENT A | Double Walled | Fiberglass Reinforced Plastic | Pressure | Double Walled | Fiberglass Reinforced Plastic
0-001378 | CIRCLE K #2701200 | 2702 W GLENDALE AVE | PHOENIX | AZ | 85051 | Maricopa | 1 | Open | 1982-01-01 | 10000 | Gasoline | COMPARTMENT A | Single Walled | Fiberglass Reinforced Plastic | Pressure |  | Fiberglass Reinforced Plastic
0-001491 | CIRCLE K #2701800 | 2398 S AVENUE B | YUMA | AZ | 85364 | Yuma | 1 | Open | 1985-01-01 | 10000 | Gasoline | COMPARTMENT A | Double Walled | Fiberglass Reinforced Plastic | Pressure |  | Fiberglass Reinforced Plastic
0-010338 | FRYS FUEL CENTER #126 | 6615 W INDIAN SCHOOL RD | PHOENIX | AZ | 85033 | Maricopa | 2 | Open | 2002-12-01 | 8000 | Gasoline | COMPARTMENT A | Double Walled | Fiberglass Reinforced Plastic | Pressure | Double Walled | Flexible
0-010345 | FRYS FUEL CENTER #127 | 4202 W CACTUS RD | PHOENIX | AZ | 85029 | Maricopa | 2 | Open | 2002-12-01 | 8000 | Gasoline | COMPARTMENT A | Double Walled | Fiberglass Reinforced Plastic | Pressure | Double Walled | Flexible
0-010329 | FRYS FUEL CENTER #623 | 1815 W GLENDALE AVE | PHOENIX | AZ | 85021 | Maricopa | 1 | Open | 2009-11-01 | 20000 | Gasoline | COMPARTMENT A | Double Walled | Fiberglass Reinforced Plastic | Pressure | Double Walled | Flexible
0-009895 | SPEEDWAY STORE #2948 | 5000 E VALENCIA RD | TUCSON | AZ | 85756 | Pima | 2 | Open | 2001-08-16 | 20000 | Gasoline (UL) | COMPARTMENT A | Double Walled | Fiberglass Reinforced Plastic | Pressure | Double Walled | Fiberglass Reinforced Plastic
0-010149 | HAMADEH MART | 808 E MCKELLIPS RD | MESA | AZ | 85203 | Maricopa | 2 | Open | 1997-01-01 | 12000 | Gasoline | COMPARTMENT A | Double Walled | Fiberglass Reinforced Plastic | Pressure | Double Walled | Fiberglass Reinforced Plastic
0-010176 | LAVEEN CHEVRON #305052 | 5115 W SOUTHERN AVE | PHOENIX | AZ | 85339 | Maricopa | 2 | Open | 2007-05-15 | 8000 | Diesel | COMPARTMENT B | Double Walled | Fiberglass Reinforced Plastic | Pressure | Double Walled | Fiberglass Reinforced Plastic
0-010078 | FRYS FUEL CENTER #672 | 20797 N JOHN WAYNE PKWY | MARICOPA | AZ | 85139 | Pinal | 1 | Open | 2007-06-11 | 8000 | Gasoline | COMPARTMENT A | Double Walled | Fiberglass Reinforced Plastic | Pressure | Double Walled | Fiberglass Reinforced Plastic
0-010078 | FRYS FUEL CENTER #672 | 20797 N JOHN WAYNE PKWY | MARICOPA | AZ | 85139 | Pinal | 1 | Open | 2007-06-11 | 8000 | Diesel | COMPARTMENT B | Double Walled | Fiberglass Reinforced Plastic | Pressure | Double Walled | Fiberglass Reinforced Plastic
0-010582 | CIRCLE K STORE #2741642 | 7165 S VAL VISTA DR | GILBERT | AZ | 85298 | Maricopa | 2 | Open | 2016-10-28 | 9000 | Diesel | COMPARTMENT B | Double Walled | Fiberglass Reinforced Plastic | Pressure | Double Walled | Fiberglass Reinforced Plastic
0-010569 | LOVE'S TRAVEL STOP #659 | 8313 W ROOSEVELT ST | TOLLESON | AZ | 85353 | Maricopa | 6 | Open | 2019-12-30 | 8000 | New Oil | COMPARTMENT B | Double Walled | Fiberglass Reinforced Plastic | Suction - Check Valve at the Tank Top | Double Walled | Fiberglass Reinforced Plastic
0-010569 | LOVE'S TRAVEL STOP #659 | 8313 W ROOSEVELT ST | TOLLESON | AZ | 85353 | Maricopa | 5 | Open | 2016-06-13 | 8000 | Gasoline (PUL) | COMPARTMENT B | Double Walled | Fiberglass Reinforced Plastic | Pressure | Double Walled | Fiberglass Reinforced Plastic
0-005811 | GILBERT MOBIL GAS COMPANY | 2371 E BASELINE RD | GILBERT | AZ | 85234 | Maricopa | 1 | Open | 1988-09-01 | 12000 | Diesel | COMPARTMENT A | Double Walled | Fiberglass Reinforced Plastic | Pressure | Double Walled | Fiberglass Reinforced Plastic
0-000188 | ADOT - CHAMBERS MAINTENANCE |  | CHAMBERS |  |  | Apache | 1 | Open | 1985-01-01 | 12000 | Diesel | COMPARTMENT A | Single Walled | Fiberglass Reinforced Plastic | Suction - Check Valve at the Dispenser | Single Walled | Fiberglass Reinforced Plastic
0-000353 | ADOT - PAYSON MAINTENANCE | 200 N COLCORD RD | PAYSON | AZ | 85541 | Gila | 1 | Open | 1984-01-01 | 12000 | Diesel | COMPARTMENT A | Single Walled | Fiberglass Reinforced Plastic | Suction - Check Valve at the Dispenser | Single Walled | Fiberglass Reinforced Plastic
0-009094 | B & Z INVESTMENTS 1 | 5965 E BROWN RD | MESA | AZ | 85205 | Maricopa | 2 | Open | 1997-02-07 | 10000 | Gasoline | COMPARTMENT A | Double Walled | Fiberglass Reinforced Plastic | Pressure | Double Walled | Fiberglass Reinforced Plastic
0-009094 | B & Z INVESTMENTS 1 | 5965 E BROWN RD | MESA | AZ | 85205 | Maricopa | 4 | Open | 1997-02-07 | 10000 | Gasoline | COMPARTMENT A | Double Walled | Fiberglass Reinforced Plastic | Pressure | Double Walled | Fiberglass Reinforced Plastic
0-004953 | SPEEDWAY #2965 | 4301 E BROADWAY BLVD | TUCSON | AZ | 85711 | Pima | 8 | Open | 2003-12-17 | 6000 | Diesel | COMPARTMENT B | Single Walled | Fiberglass Reinforced Plastic
0-009127 | WOOD CARDLOCK | 3225 E WOOD ST | PHOENIX | AZ | 85040 | Maricopa | 2 | Open | 1997-07-10 | 12000 | Gasoline (UL) | COMPARTMENT A | Double Walled | Fiberglass Reinforced Plastic | Pressure | Double Walled | Fiberglass Reinforced Plastic
0-001646 | SUPERPUMPER #11 | 23609 N SCOTTSDALE RD | SCOTTSDALE | AZ | 85255 | Maricopa | 2 | Open | 1991-02-01 | 12000 | Gasoline | COMPARTMENT A | Single Walled | Fiberglass Reinforced Plastic | Pressure | Single Walled | Fiberglass Reinforced Plastic
0-009240 | WOODLANDS ONE STOP | 2325 S WOODLANDS VILLAGE BLVD | FLAGSTAFF | AZ | 86001 | Coconino | 1 | Open | 1998-02-02 | 12000 | Gasoline | COMPARTMENT A |  | Composite (Steel/Fiberglass) | Pressure | Double Walled
0-003286 | WOODYS FOOD STORE #138 | 3260 N HWY 66 | KINGMAN | AZ | 86401 | Mohave | 2 | Open | 1970-01-01 | 10000 | Gasoline (UL) | COMPARTMENT A |  | Asphalt coated or Bare Steel | Pressure | Double Walled | Fiberglass Reinforced Plastic
0-003142 | CITY OF MESA - FIRE STATION 208 | 4530 E MCKELLIPS RD | MESA | AZ | 85215 | Maricopa | 3 | Open | 2001-02-27 | 10000 | Diesel | COMPARTMENT A | Double Walled | Fiberglass Reinforced Plastic | Pressure | Double Walled | Fiberglass Reinforced Plastic
0-006390 | GREEN VALLEY SUPER CENTER | 171 W CONTINENTAL RD | GREEN VALLEY | AZ | 85622 | Pima | 2 | Open | 1984-01-01 | 12000 | Gasoline | COMPARTMENT A |  | Fiberglass Reinforced Plastic | Pressure |  | Fiberglass Reinforced Plastic
0-001985 | DUNLAP CHEVRON | 2710 W DUNLAP AVE | PHOENIX | AZ | 85051 | Maricopa | 11 | Open | 1989-11-01 | 10000 | Gasoline | COMPARTMENT A | Double Walled | Fiberglass Reinforced Plastic | Pressure |  | Fiberglass Reinforced Plastic
0-002473 | HATCH'S CORNER GAS | 404 NAVAJO BLVD | HOLBROOK | AZ | 86025 | Navajo | 4 | Open | 1993-06-01 | 10000 | Gasoline | COMPARTMENT A | Double Walled | Fiberglass Reinforced Plastic | Pressure |  | Fiberglass Reinforced Plastic
0-001424 | CIRCLE K #1541 | 701 E BETHANY HOME RD | PHOENIX | AZ | 85014 | Maricopa | 1 | Open | 1984-01-01 | 10000 | Gasoline | COMPARTMENT A | Single Walled | Fiberglass Reinforced Plastic | Pressure |  | Fiberglass Reinforced Plastic
0-007130 | MESA UNIFIED SCHOOL DISTRICT - TRANSPORTATION | 109 E BROADWAY RD | MESA | AZ | 85210 | Maricopa | 9 | Open | 2019-04-08 | 15000 | Red Diesel | COMPARTMENT A | Double Walled | Fiberglass Reinforced Plastic | Pressure | Double Walled | Fiberglass Reinforced Plastic
0-007277 | SPEEDWAY STORE #2933 | 3550 N CAMPBELL AVE | TUCSON | AZ | 85719 | Pima | 2 | Open | 1988-01-01 | 10000 | Gasoline (UL) | COMPARTMENT A | Double Walled | Fiberglass Reinforced Plastic | Pressure | Double Walled | Fiberglass Reinforced Plastic
0-009575 | CIRCLE K STORE #2709183 | 3033 W QUEEN CREEK RD | CHANDLER | AZ | 85248 | Maricopa | 2 | Open | 1999-10-01 | 10000 | Gasoline | COMPARTMENT A | Double Walled | Fiberglass Reinforced Plastic | Pressure | Double Walled | Flexible
0-001463 | CIRCLE K #2701667 | 2850 N 7TH ST | PHOENIX | AZ | 85006 | Maricopa | 1 | Open | 1985-01-01 | 10000 | Gasoline | COMPARTMENT A | Single Walled | Fiberglass Reinforced Plastic | Pressure | Single Walled | Fiberglass Reinforced Plastic
0-001463 | CIRCLE K #2701667 | 2850 N 7TH ST | PHOENIX | AZ | 85006 | Maricopa | 3 | Open | 1985-01-01 | 10000 | Gasoline | COMPARTMENT A | Single Walled | Fiberglass Reinforced Plastic | Pressure | Single Walled | Fiberglass Reinforced Plastic
0-001463 | CIRCLE K #2701667 | 2850 N 7TH ST | PHOENIX | AZ | 85006 | Maricopa | 2 | Open | 1985-01-01 | 10000 | Gasoline | COMPARTMENT A | Single Walled | Fiberglass Reinforced Plastic | Pressure | Single Walled | Fiberglass Reinforced Plastic
0-005996 | PEORIA FUEL LLC | 9102 W PEORIA AVE | PEORIA | AZ | 85345 | Maricopa | 1 | Open | 1988-01-10 | 12000 | Gasoline | COMPARTMENT A | Double Walled | Fiberglass Reinforced Plastic | Pressure |  | Fiberglass Reinforced Plastic
0-007225 | ARCO AM/PM #82326 | 2450 E VALENCIA RD | TUCSON | AZ | 85706 | Pima | 6 | Open | 2019-08-20 | 8000 | Gasoline (PUL) | COMPARTMENT A | Double Walled | Fiberglass Reinforced Plastic | Pressure | Double Walled | Fiberglass Reinforced Plastic
0-009309 | 4 SONS FOOD STORES #512 | 11425 E VIA LINDA | SCOTTSDALE | AZ | 85259 | Maricopa | 1 | Open | 1997-07-29 | 20000 | Gasoline | COMPARTMENT A | Double Walled | Fiberglass Reinforced Plastic | Pressure | Double Walled | Fiberglass Reinforced Plastic
0-009758 | DIGITAL 2121 SOUTH PRICE | 2121 S PRICE RD | CHANDLER | AZ | 85286 | Maricopa | 2 | Open | 2000-06-23 | 15000 | Diesel | COMPARTMENT A | Double Walled | Fiberglass Reinforced Plastic | Suction - Check Valve at the Dispenser | Double Walled | Fiberglass Reinforced Plastic
0-009118 | CATALINA ROOFING | 2021 W WILLIAMS DR | PHOENIX | AZ | 85027 | Maricopa | 1 | Open | 1990-01-01 | 6000 | Gasoline | COMPARTMENT A | Double Walled | Fiberglass Reinforced Plastic | Suction - Check Valve at the Tank Top | Double Walled
0-000908 | SHELL GAS STATION | 8316 W INDIAN SCHOOL RD | PHOENIX | AZ | 85037 | Maricopa | 7 | Open | 1990-11-01 | 10000 | Gasoline | COMPARTMENT A | Double Walled | Fiberglass Reinforced Plastic | Pressure | Double Walled | Fiberglass Reinforced Plastic
0-001368 | CIRCLE K #2701130 | 11450 W SOUTHERN AVE | TOLLESON | AZ | 85353 | Maricopa | 3 | Open | 1978-01-01 | 10000 | Gasoline | COMPARTMENT A |  | Asphalt coated or Bare Steel | Pressure | Double Walled | Fiberglass Reinforced Plastic
0-001015 | CHANDLER REGIONAL MEDICAL CENTER | 1955 W FRYE RD | CHANDLER | AZ | 85224 | Maricopa | 2 | Open | 1997-05-06 | 25000 | Diesel | COMPARTMENT A | Double Walled | Fiberglass Reinforced Plastic | Suction - Check Valve at the Tank Top | Double Walled | Fiberglass Reinforced Plastic
0-007103 | R & D CONOCO | 3780 W MAGEE RD | TUCSON | AZ | 85741 | Pima | 4 | Open | 1988-01-01 | 12000 | Diesel | COMPARTMENT A | Double Walled | Composite (Steel/Fiberglass) | Pressure |  | Fiberglass Reinforced Plastic
0-005819 | CIRCLE K #2705069 | 4301 W THOMAS RD | PHOENIX | AZ | 85031 | Maricopa | 2 | Open | 1989-06-01 | 10000 | Gasoline | COMPARTMENT A | Double Walled | Fiberglass Reinforced Plastic | Pressure | Single Walled | Fiberglass Reinforced Plastic
0-009529 | AIRPARK LAND | 15575 N 79TH PL | SCOTTSDALE | AZ | 85260 | Maricopa | 1 | Open | 1999-09-16 | 5000 | Jet Fuel | COMPARTMENT B | Double Walled | Fiberglass Reinforced Plastic
0-007434 | CIRCLE K #2701750 | 5049 W PEORIA AVE | GLENDALE | AZ | 85302 | Maricopa | 2 | Open | 1987-09-01 | 10000 | Gasoline | COMPARTMENT A | Single Walled | Fiberglass Reinforced Plastic | Pressure | Single Walled | Fiberglass Reinforced Plastic
0-008276 | RENTAL CAR QUICK TURNAROUND | 2620 E AIRPORT DR | TUCSON | AZ | 85756 | Pima | 7 | Open | 1995-03-03 | 12000 | Gasoline | COMPARTMENT A | Double Walled | Fiberglass Reinforced Plastic | Pressure | Double Walled | Fiberglass Reinforced Plastic
0-002788 | SPEEDSMART | 5103 W PEORIA AVE | GLENDALE | AZ | 85302 | Maricopa | 7 | Open | 2007-12-01 | 8000 | Diesel | COMPARTMENT B | Double Walled | Fiberglass Reinforced Plastic | Pressure | Double Walled | Fiberglass Reinforced Plastic
0-002788 | SPEEDSMART | 5103 W PEORIA AVE | GLENDALE | AZ | 85302 | Maricopa | 6 | Open | 2007-12-01 | 20000 | Gasoline | COMPARTMENT A | Double Walled | Fiberglass Reinforced Plastic | Pressure | Double Walled | Fiberglass Reinforced Plastic
0-009326 | QUICK BREAK | 3095 E IRVINGTON RD | TUCSON | AZ | 85714 | Pima | 1 | Open | 1998-06-01 | 12000 | Gasoline | COMPARTMENT A | Double Walled | Composite (Steel/Fiberglass) | Pressure | Double Walled | Fiberglass Reinforced Plastic
0-009430 | TOOR FACILITY #206568 | 2427 W THOMAS RD | PHOENIX | AZ | 85015 | Maricopa | 1 | Open | 1997-09-17 | 20000 | Gasoline | COMPARTMENT A | Double Walled | Fiberglass Reinforced Plastic | Pressure | Double Walled | Fiberglass Reinforced Plastic
0-001200 | BISBEE CHEVRON | 1288 W HIGHWAY 92 | BISBEE | AZ | 85603 | Cochise | 3 | Open | 1998-05-27 | 10000 | Gasoline | COMPARTMENT A | Double Walled | Composite (Steel/Fiberglass) | Pressure | Double Walled | Flexible
0-001871 | CIRCLE K STORE #2705405 | 2515 W GLENDALE AVE | PHOENIX | AZ | 85051 | Maricopa | 3 | Open | 1984-01-01 | 10000 | Gasoline | COMPARTMENT A | Double Walled | Fiberglass Reinforced Plastic | Pressure |  | Fiberglass Reinforced Plastic
0-000534 | ARCO #5271 | 1825 N 24TH ST | PHOENIX | AZ | 85008 | Maricopa | 10 | Open | 2019-12-18 | 8000 | Diesel | COMPARTMENT B | Double Walled | Fiberglass Reinforced Plastic | Pressure | Double Walled | Fiberglass Reinforced Plastic
0-000546 | CHEVRON #9-8190 | 1901 W BETHANY HOME RD | PHOENIX | AZ | 85015 | Maricopa | 5 | Open | 1996-03-01 | 12000 | Gasoline | COMPARTMENT A | Double Walled | Fiberglass Reinforced Plastic | Pressure | Double Walled | Fiberglass Reinforced Plastic
0-008456 | CIRCLE K STORE #2703445 | 2990 N ARIZONA AVE | CHANDLER | AZ | 85225 | Maricopa | 3 | Open | 2013-06-01 | 12000 | Gasoline | COMPARTMENT A | Double Walled | Fiberglass Reinforced Plastic | Pressure | Double Walled | Fiberglass Reinforced Plastic
0-005956 | YAVAPAI COUNTY - ROADS 1 & 2 | 1100 COMMERCE DR | PRESCOTT | AZ | 86305 | Yavapai | 6 | Open | 2018-02-10 | 10000 | Diesel | COMPARTMENT A | Double Walled | Fiberglass Reinforced Plastic | Pressure | Double Walled | Fiberglass Reinforced Plastic
0-005956 | YAVAPAI COUNTY - ROADS 1 & 2 | 1100 COMMERCE DR | PRESCOTT | AZ | 86305 | Yavapai | 5 | Open | 2018-02-10 | 10000 | Diesel | COMPARTMENT A | Double Walled | Fiberglass Reinforced Plastic | Pressure | Double Walled | Fiberglass Reinforced Plastic
0-009510 | LOVE'S TRAVEL STOP | 5000 N SUNLAND GIN RD | ELOY | AZ | 85131 | Pinal | 6 | Open | 2015-12-21 | 20000 | Biodiesel | COMPARTMENT A | Double Walled | Fiberglass Reinforced Plastic | Pressure | Double Walled | Fiberglass Reinforced Plastic
0-009510 | LOVE'S TRAVEL STOP | 5000 N SUNLAND GIN RD | ELOY | AZ | 85131 | Pinal | 5 | Open | 2012-05-01 | 20000 | Diesel | COMPARTMENT A | Double Walled | Fiberglass Reinforced Plastic | Pressure | Double Walled | Flexible
0-009510 | LOVE'S TRAVEL STOP | 5000 N SUNLAND GIN RD | ELOY | AZ | 85131 | Pinal | 4 | Open | 1999-03-05 | 20000 | Diesel | COMPARTMENT A | Double Walled | Composite (Steel/Fiberglass) | Pressure | Double Walled | Flexible
0-000909 | CIRCLE K STORE #2706644 | 1850 W UNION HILLS DR | PHOENIX | AZ | 85027 | Maricopa | 10 | Open | 1991-06-30 | 10000 | Diesel | COMPARTMENT A | Double Walled | Fiberglass Reinforced Plastic | Pressure | Double Walled | Fiberglass Reinforced Plastic
0-010567 | QUIKTRIP #476 | 4011 E GREENWAY RD | PHOENIX | AZ | 85032 | Maricopa | 1 | Open | 2016-03-26 | 10000 | Other | COMPARTMENT B | Double Walled | Fiberglass Reinforced Plastic | Pressure |  | Flexible
0-010567 | QUIKTRIP #476 | 4011 E GREENWAY RD | PHOENIX | AZ | 85032 | Maricopa | 1 | Open | 2016-03-26 | 12000 | Diesel | COMPARTMENT A | Double Walled | Fiberglass Reinforced Plastic | Pressure
0-010014 | UPS MESA | 5552 E INVERNESS AVE | MESA | AZ | 85206 | Maricopa | 1 | Open | 2004-02-04 | 12000 | Gasoline | COMPARTMENT A | Double Walled | Fiberglass Reinforced Plastic | Pressure | Double Walled | Fiberglass Reinforced Plastic
0-009924 | SIGNATURE FLIGHT SUPPORT | 15290 N 78TH WAY | SCOTTSDALE | AZ | 85260 | Maricopa | 1 | Open | 2003-02-17 | 20000 | Gasoline | COMPARTMENT A | Double Walled | Fiberglass Reinforced Plastic | Suction - Check Valve at the Dispenser | Double Walled | Fiberglass Reinforced Plastic
0-010589 | FRY'S FUEL CENTER #657 | 25371 N LAKE PLEASANT PKWY | PEORIA | AZ | 85383 | Maricopa | 2 | Open | 2016-11-17 | 12000 | Diesel | COMPARTMENT B | Double Walled | Fiberglass Reinforced Plastic | Pressure | Double Walled | Fiberglass Reinforced Plastic
0-008829 | CIRCLE K #2700085 | 1154 W RIO SALADO PKWY | MESA | AZ | 85201 | Maricopa | 2 | Open | 1995-11-01 | 10000 | Gasoline | COMPARTMENT A | Single Walled | Fiberglass Reinforced Plastic | Pressure | Double Walled | Fiberglass Reinforced Plastic
0-001342 | CIRCLE K #2700905 | 498 S ARIZONA AVE | CHANDLER | AZ | 85225 | Maricopa | 3 | Open | 1985-01-01 | 10000 | Gasoline | COMPARTMENT A | Double Walled | Fiberglass Reinforced Plastic | Pressure | Single Walled | Fiberglass Reinforced Plastic
0-006601 | CIRCLE K #2705024 | 5105 W MCDOWELL RD | PHOENIX | AZ | 85035 | Maricopa | 1 | Open | 1989-01-21 | 10000 | Gasoline | COMPARTMENT A | Double Walled | Fiberglass Reinforced Plastic | Pressure | Single Walled | Fiberglass Reinforced Plastic
0-006418 | CIRCLE K #2708746 | 85 W SUPERSTITION BLVD | APACHE JUNCTION | AZ | 85120 | Pinal | 1 | Open | 1987-10-07 | 10000 | Gasoline | COMPARTMENT A | Double Walled | Fiberglass Reinforced Plastic | Pressure |  | Fiberglass Reinforced Plastic
0-006418 | CIRCLE K #2708746 | 85 W SUPERSTITION BLVD | APACHE JUNCTION | AZ | 85120 | Pinal | 2 | Open | 1987-10-07 | 10000 | Gasoline | COMPARTMENT A | Double Walled | Fiberglass Reinforced Plastic | Pressure |  | Fiberglass Reinforced Plastic
0-005427 | CIRCLE K #2702872 | 602 N 1ST AVE | PHOENIX | AZ | 85003 | Maricopa | 3 | Open | 1985-04-24 | 10000 | Gasoline | COMPARTMENT A | Single Walled | Fiberglass Reinforced Plastic | Pressure | Single Walled | Fiberglass Reinforced Plastic
0-005427 | CIRCLE K #2702872 | 602 N 1ST AVE | PHOENIX | AZ | 85003 | Maricopa | 4 | Open | 1985-04-24 | 10000 | Gasoline | COMPARTMENT A | Single Walled | Fiberglass Reinforced Plastic | Pressure | Single Walled | Fiberglass Reinforced Plastic
0-005442 | CIRCLE K #2702902 | 7022 E SPEEDWAY BLVD | TUCSON | AZ | 85710 | Pima | 3 | Open | 1985-01-01 | 10000 | Gasoline | COMPARTMENT A | Double Walled | Fiberglass Reinforced Plastic | Pressure | Single Walled | Fiberglass Reinforced Plastic
0-005442 | CIRCLE K #2702902 | 7022 E SPEEDWAY BLVD | TUCSON | AZ | 85710 | Pima | 5 | Open | 1985-01-01 | 10000 | Gasoline | COMPARTMENT A | Double Walled | Fiberglass Reinforced Plastic | Pressure | Single Walled | Fiberglass Reinforced Plastic
0-010512 | CIRCLE K STORE #3442 | 1550 W APACHE TRL | APACHE JUNCTION | AZ | 85120 | Pinal | 2 | Open | 2014-09-19 | 12000 | Gasoline (PUL) | COMPARTMENT A | Double Walled | Fiberglass Reinforced Plastic | Pressure | Double Walled | Fiberglass Reinforced Plastic
0-010531 | CIRCLE K STORE #2705301 | 6015 S ARIZONA AVE | CHANDLER | AZ | 85248 | Maricopa | 2 | Open | 2015-06-04 | 12000 | Gasoline (PUL) | COMPARTMENT A | Double Walled | Fiberglass Reinforced Plastic | Pressure | Double Walled | Fiberglass Reinforced Plastic
0-004169 | YRC INC - #841 | 2021 S 51ST AVE | PHOENIX | AZ | 85043 | Maricopa | 5 | Open | 1981-01-01 | 12000 | Diesel | COMPARTMENT A | Single Walled | Fiberglass Reinforced Plastic | Pressure | Double Walled | Fiberglass Reinforced Plastic
0-010617 | QUIKTRIP #451 | 6702 W MCDOWELL RD | PHOENIX | AZ | 85035 | Maricopa | 1 | Open | 2018-02-26 | 10000 | Other | COMPARTMENT B | Double Walled | Fiberglass Reinforced Plastic | Pressure | Double Walled | Fiberglass Reinforced Plastic
0-004486 | HOLBROOK CHEVRON | 2702 NAVAJO BLVD | HOLBROOK | AZ | 86025 | Navajo | 2 | Open | 1986-06-27 | 20000 | Gasoline | COMPARTMENT A | Double Walled | Composite (Steel/Fiberglass) | Pressure | Double Walled | Fiberglass Reinforced Plastic
0-010621 | CIRCLE K STORE | 5725 W INA RD | TUCSON | AZ | 85743 | Pima | 2 | Open | 2018-11-13 | 12000 | Gasoline (PUL) | COMPARTMENT A | Double Walled | Fiberglass Reinforced Plastic | Pressure | Double Walled | Fiberglass Reinforced Plastic
0-007213 | SPEEDWAY STORE #2984 | 750 S 8TH AVE | SAFFORD | AZ | 85546 | Graham | 2 | Open | 1989-01-01 | 10000 | Gasoline | COMPARTMENT A | Single Walled | Fiberglass Reinforced Plastic | Pressure |  | Fiberglass Reinforced Plastic
0-009874 | SPEEDWAY STORE #2959 | 11200 S SIERRITA MOUNTAIN RD | TUCSON | AZ | 85736 | Pima | 1 | Open | 2002-07-22 | 6000 | Diesel | COMPARTMENT A | Double Walled | Composite (Steel/Fiberglass)
0-009874 | SPEEDWAY STORE #2959 | 11200 S SIERRITA MOUNTAIN RD | TUCSON | AZ | 85736 | Pima | 2 | Open | 2002-07-22 | 12000 | Gasoline (UL) | COMPARTMENT A | Double Walled | Composite (Steel/Fiberglass) | Pressure | Double Walled | Flexible
0-001091 | 4 SONS FOOD STORES #801 | 10444 N 32ND ST | PHOENIX | AZ | 85028 | Maricopa | 8 | Open | 1988-02-01 | 10000 | Gasoline | COMPARTMENT A | Single Walled | Fiberglass Reinforced Plastic | Pressure |  | Fiberglass Reinforced Plastic
0-009708 | BROMAX #604 | 15505 W BELL RD | SURPRISE | AZ | 85374 | Maricopa | 3 | Open | 2000-10-01 | 15000 | Gasoline | COMPARTMENT A | Double Walled | Fiberglass Reinforced Plastic | Pressure | Double Walled | Fiberglass Reinforced Plastic
0-009708 | BROMAX #604 | 15505 W BELL RD | SURPRISE | AZ | 85374 | Maricopa | 2 | Open | 2000-10-01 | 15000 | Gasoline | COMPARTMENT A | Double Walled | Fiberglass Reinforced Plastic | Pressure | Double Walled | Fiberglass Reinforced Plastic
0-009708 | BROMAX #604 | 15505 W BELL RD | SURPRISE | AZ | 85374 | Maricopa | 1 | Open | 2000-10-01 | 8000 | Diesel | COMPARTMENT A | Double Walled | Fiberglass Reinforced Plastic | Pressure | Double Walled | Fiberglass Reinforced Plastic
0-000877 | CIRCLE K STORE #2706658 | 5881 W CACTUS RD | GLENDALE | AZ | 85304 | Maricopa | 3 | Open | 1986-01-01 | 20000 | Gasoline | COMPARTMENT A | Double Walled | Fiberglass Reinforced Plastic | Pressure | Double Walled | Fiberglass Reinforced Plastic
0-009655 | 7-ELEVEN #32824 | 9910 W INDIAN SCHOOL RD | PHOENIX | AZ | 85037 | Maricopa | 4 | Open | 2020-12-10 | 12000 | Diesel #2 | COMPARTMENT B | Double Walled | Fiberglass Reinforced Plastic | Pressure | Double Walled | Flexible
0-009655 | 7-ELEVEN #32824 | 9910 W INDIAN SCHOOL RD | PHOENIX | AZ | 85037 | Maricopa | 3 | Open | 2020-12-10 | 20000 | Gasoline (UL) | COMPARTMENT A | Double Walled | Fiberglass Reinforced Plastic | Pressure | Double Walled | Flexible
0-001518 | CIRCLE K #3743 | 5350 N 27TH AVE | PHOENIX | AZ | 85017 | Maricopa | 3 | Open | 1994-10-18 | 10000 | Gasoline | COMPARTMENT A | Double Walled | Fiberglass Reinforced Plastic | Pressure |  | Fiberglass Reinforced Plastic
0-009892 | SUPERPUMPER #12 | 15550 N THOMPSON PEAK PKWY | SCOTTSDALE | AZ | 85260 | Maricopa | 1 | Open | 2000-06-22 | 12000 | Gasoline | COMPARTMENT A | Double Walled | Fiberglass Reinforced Plastic | Pressure | Double Walled | Fiberglass Reinforced Plastic
0-007874 | TRAVEL CENTERS OF AMERICA | 2949 N TOLTEC RD | ELOY | AZ | 85131 | Pinal | 1 | Open | 1989-08-01 | 20000 | Diesel | COMPARTMENT A | Double Walled | Fiberglass Reinforced Plastic | Pressure |  | Fiberglass Reinforced Plastic
0-007874 | TRAVEL CENTERS OF AMERICA | 2949 N TOLTEC RD | ELOY | AZ | 85131 | Pinal | 3 | Open | 1989-08-01 | 20000 | Diesel | COMPARTMENT A | Double Walled | Fiberglass Reinforced Plastic | Pressure |  | Fiberglass Reinforced Plastic
0-005391 | USPS - VEHICLE MAINTENANCE GARAGE | 4949 E VAN BUREN ST | PHOENIX | AZ | 85026 | Maricopa | 8 | Open | 1994-11-07 | 4000 | New Oil | COMPARTMENT B | Double Walled | Fiberglass Reinforced Plastic | Gravity Feed | Double Walled | Fiberglass Reinforced Plastic
0-009787 | WALMART DISTRIBUTION CENTER #6031 | 23701 W SOUTHERN AVE | BUCKEYE | AZ | 85326 | Maricopa | 4 | Open | 2000-07-17 | 20000 | Diesel | COMPARTMENT A | Double Walled | Fiberglass Reinforced Plastic | Pressure | Double Walled | Fiberglass Reinforced Plastic
0-007751 | CITY OF BULLHEAD CITY - FUEL FACILITY | 1285 ALONAS WAY | BULLHEAD CITY | AZ | 86442 | Mohave | 3 | Open | 2020-04-15 | 12000 | Diesel | COMPARTMENT B | Double Walled | Fiberglass Reinforced Plastic | Pressure | Double Walled | Flexible
0-001730 | DAVIS-MONTHAN AFB | 3775 S 5TH ST | DAVIS MONTHAN AFB | AZ | 85707 | Pima | 152 | Open | 2002-09-24 | 12000 | Gasoline | COMPARTMENT A | Double Walled | Composite (Steel/Fiberglass) | Pressure | Double Walled | Flexible
0-001730 | DAVIS-MONTHAN AFB | 3775 S 5TH ST | DAVIS MONTHAN AFB | AZ | 85707 | Pima | 50 | Open | 1963-01-01 | 3000 | Diesel | COMPARTMENT A | Single Walled | Asphalt coated or Bare Steel
0-001730 | DAVIS-MONTHAN AFB | 3775 S 5TH ST | DAVIS MONTHAN AFB | AZ | 85707 | Pima | 49 | Open | 1963-01-01 | 3000 | Gasoline | COMPARTMENT A | Single Walled | Asphalt coated or Bare Steel
0-001730 | DAVIS-MONTHAN AFB | 3775 S 5TH ST | DAVIS MONTHAN AFB | AZ | 85707 | Pima | 41 | Open | 1971-01-01 | 5000 | Jet Fuel | COMPARTMENT A | Single Walled | Asphalt coated or Bare Steel | Pressure | Single Walled | Bare or Galvanized Steel
0-009765 | MAVERIK COUNTRY STORE #398 | 701 TUNNEL RD | PAGE | AZ | 86040 | Coconino | 4 | Open | 2001-05-03 | 12000 | Gasoline | COMPARTMENT A | Double Walled | Composite (Steel/Fiberglass) | Pressure | Double Walled | Flexible
0-004504 | HOPI TRAVEL PLAZA | 1851 SR 77 | HOLBROOK | AZ | 86025 | Navajo | 7 | Open | 1990-09-01 | 12000 | Gasoline | COMPARTMENT A | Double Walled | Fiberglass Reinforced Plastic | Pressure | Double Walled | Flexible
0-000873 | SPEEDSMART #111 | 1981 N ALMA SCHOOL RD | CHANDLER | AZ | 85224 | Maricopa | 8 | Open | 1997-05-27 | 10000 | Gasoline | COMPARTMENT A | Double Walled | Fiberglass Reinforced Plastic | Pressure | Double Walled | Fiberglass Reinforced Plastic
0-001433 | CIRCLE K #2701570 | 4401 S 7TH AVE | PHOENIX | AZ | 85041 | Maricopa | 6 | Open | 1993-11-01 | 12000 | Gasoline | COMPARTMENT A | Single Walled | Fiberglass Reinforced Plastic | Pressure | Single Walled | Fiberglass Reinforced Plastic
0-005812 | QUIK FILL | 8296 W CAMELBACK RD | GLENDALE | AZ | 85303 | Maricopa | 5 | Open | 2019-11-21 | 12000 | Gasoline (UL) | COMPARTMENT A | Double Walled | Fiberglass Reinforced Plastic | Pressure | Double Walled | Fiberglass Reinforced Plastic
0-008109 | NISSAN TEST CENTER NORTH AMERICA | 7815 N WHITE AND PARKER RD | STANFIELD | AZ | 85172 | Pinal | 22 | Open | 2008-01-15 | 4000 | E-85 | COMPARTMENT A | Double Walled | Fiberglass Reinforced Plastic | Pressure | Double Walled | Fiberglass Reinforced Plastic
0-008109 | NISSAN TEST CENTER NORTH AMERICA | 7815 N WHITE AND PARKER RD | STANFIELD | AZ | 85172 | Pinal | 15 | Open | 2008-01-15 | 6000 | Gasoline | COMPARTMENT A | Double Walled | Fiberglass Reinforced Plastic | Pressure | Double Walled | Fiberglass Reinforced Plastic
0-010464 | FIREBIRD FUEL COMPANY #6196 | 11171 N SOLAR CANYON WAY | SURPRISE | AZ | 85379 | Maricopa | 2 | Open | 2013-01-04 | 12000 | Diesel | COMPARTMENT A | Double Walled | Composite (Steel/Fiberglass) | Pressure | Double Walled | Fiberglass Reinforced Plastic
0-005718 | ESTES EXPRESS LINES INC | 2425 S 43RD AVE | PHOENIX | AZ | 85009 | Maricopa | 2 | Open | 1978-01-01 | 40000 | Diesel | COMPARTMENT A | Single Walled | Fiberglass Reinforced Plastic | Pressure | Single Walled | Fiberglass Reinforced Plastic
0-001598 | COCONINO COUNTY PUBLIC WORKS | 5600 E COMMERCE AVE | FLAGSTAFF | AZ | 86004 | Coconino | 6 | Open | 2017-10-12 | 12000 | Gasoline (UL) | COMPARTMENT A | Double Walled | Fiberglass Reinforced Plastic | Pressure | Double Walled | Fiberglass Reinforced Plastic
0-009567 | SUPER PLUS CHEVRON | 4356 E UNIVERSITY DR | MESA | AZ | 85205 | Maricopa | 2 | Open | 1999-05-01 | 12000 | Gasoline (UL) | COMPARTMENT A | Double Walled | Fiberglass Reinforced Plastic | Pressure | Double Walled | Fiberglass Reinforced Plastic
0-010276 | QUIKTRIP #474 | 22185 S ELLSWORTH LOOP RD | QUEEN CREEK | AZ | 85142 | Maricopa | 4 | Open | 2013-12-20 | 12000 | Diesel | COMPARTMENT A | Double Walled | Fiberglass Reinforced Plastic | Pressure | Double Walled | Fiberglass Reinforced Plastic
0-010276 | QUIKTRIP #474 | 22185 S ELLSWORTH LOOP RD | QUEEN CREEK | AZ | 85142 | Maricopa | 1 | Open | 2008-10-02 | 20000 | Gasoline | COMPARTMENT A | Double Walled | Fiberglass Reinforced Plastic | Pressure | Double Walled | Fiberglass Reinforced Plastic
0-010327 | FRYS FUEL CENTER #48 | 1349 E FLORENCE BLVD | CASA GRANDE | AZ | 85122 | Pinal | 1 | Open | 2009-09-29 | 20000 | Gasoline | COMPARTMENT A | Double Walled | Fiberglass Reinforced Plastic | Pressure | Double Walled | Flexible
0-004505 | CITY OF PHOENIX - POLICE SOUTH RESOURCE BUREAU | 3443 S CENTRAL AVE | PHOENIX | AZ | 85040 | Maricopa | 6 | Open | 1990-01-01 | 12000 | Gasoline | COMPARTMENT A | Double Walled | Fiberglass Reinforced Plastic | Pressure | Double Walled | Fiberglass Reinforced Plastic
0-001489 | CIRCLE K #2701797 | 7602 E MCKELLIPS RD | SCOTTSDALE | AZ | 85257 | Maricopa | 3 | Open | 1985-01-01 | 10000 | Gasoline | COMPARTMENT A | Double Walled | Fiberglass Reinforced Plastic | Pressure | Single Walled | Fiberglass Reinforced Plastic
0-000538 | ARCO AM/PM | 10601 N SCOTTSDALE RD | SCOTTSDALE | AZ | 85254 | Maricopa | 13 | Open | 2010-07-28 | 8000 | Gasoline | COMPARTMENT B | Double Walled | Fiberglass Reinforced Plastic | Pressure | Double Walled | Fiberglass Reinforced Plastic
0-000659 | CHAPMAN AUTOMOTIVE GROUP - STRIP | 4646 E 22ND ST | TUCSON | AZ | 85711 | Pima | 6 | Open | 1996-09-17 | 4000 | Gasoline | COMPARTMENT A | Double Walled | Composite (Steel/Fiberglass) | Pressure | Double Walled | Fiberglass Reinforced Plastic
0-001878 | CIRCLE K STORE #2705400 | 7351 W CHANDLER BLVD | CHANDLER | AZ | 85226 | Maricopa | 11 | Open | 1998-11-17 | 15000 | Gasoline | COMPARTMENT A | Double Walled | Fiberglass Reinforced Plastic | Pressure | Double Walled | Fiberglass Reinforced Plastic
0-000502 | ARCO AM/PM #5286 | 1201 E NORTHERN AVE | PHOENIX | AZ | 85020 | Maricopa | 10 | Open | 1993-09-01 | 10000 | Gasoline | COMPARTMENT A | Double Walled | Fiberglass Reinforced Plastic | Pressure | Double Walled | Fiberglass Reinforced Plastic
0-004987 | FIREBIRD FUEL COMPANY #304 | 2343 N 27TH AVE | PHOENIX | AZ | 85009 | Maricopa | 4 | Open | 1974-01-01 | 10000 | Diesel | COMPARTMENT A |  | Asphalt coated or Bare Steel | Pressure |  | Fiberglass Reinforced Plastic
0-006429 | F1 FOOD & FUEL LLC | 8941 N 12TH ST | PHOENIX | AZ | 85020 | Maricopa | 6 | Open | 1998-03-10 | 10000 | Gasoline | COMPARTMENT A | Double Walled | Composite (Steel/Fiberglass) | Pressure
0-002284 | GILLIGANS ON IRON SPRINGS LLC | 1253 W IRON SPRINGS RD | PRESCOTT | AZ | 86305 | Yavapai | 4 | Open | 1985-03-17 | 10000 | Diesel | COMPARTMENT A | Single Walled | Fiberglass Reinforced Plastic | Pressure |  | Fiberglass Reinforced Plastic
0-002284 | GILLIGANS ON IRON SPRINGS LLC | 1253 W IRON SPRINGS RD | PRESCOTT | AZ | 86305 | Yavapai | 3 | Open | 1985-03-17 | 10000 | Gasoline | COMPARTMENT A | Single Walled | Fiberglass Reinforced Plastic | Pressure |  | Fiberglass Reinforced Plastic
0-001099 | VALERO FOOD MART | 1949 E OSBORN RD | PHOENIX | AZ | 85016 | Maricopa | 5 | Open | 1990-06-15 | 10000 | Diesel | COMPARTMENT A | Double Walled | Composite (Steel/Fiberglass) | Pressure | Double Walled | Fiberglass Reinforced Plastic
0-005809 | ARCO #5486 | 1602 E BELL RD | PHOENIX | AZ | 85022 | Maricopa | 3 | Open | 1987-11-19 | 12000 | Gasoline | COMPARTMENT A | Double Walled | Fiberglass Reinforced Plastic | Pressure |  | Fiberglass Reinforced Plastic
0-002789 | CIRCLE K STORE #2741652 | 5049 W BUCKEYE RD | PHOENIX | AZ | 85043 | Maricopa | 8 | Open | 1988-03-21 | 12000 | Diesel | COMPARTMENT A | Double Walled | Fiberglass Reinforced Plastic | Pressure | Double Walled | Fiberglass Reinforced Plastic
0-002789 | CIRCLE K STORE #2741652 | 5049 W BUCKEYE RD | PHOENIX | AZ | 85043 | Maricopa | 9 | Open | 1988-01-01 | 12000 | Diesel | COMPARTMENT A | Double Walled | Fiberglass Reinforced Plastic | Pressure | Double Walled | Fiberglass Reinforced Plastic
0-004247 | SPEEDWAY STORE #2976 | 101 E 16TH ST | DOUGLAS | AZ | 85607 | Cochise | 4 | Open | 1986-10-27 | 10000 | Gasoline | COMPARTMENT A | Double Walled | Fiberglass Reinforced Plastic | Pressure |  | Fiberglass Reinforced Plastic
0-004401 | APACHE ALTERNATIVE SCHOOL | 1201 N 85TH PL | SCOTTSDALE | AZ | 85257 | Maricopa | 4 | Open | 1996-05-16 | 12000 | Diesel | COMPARTMENT A | Double Walled | Fiberglass Reinforced Plastic | Pressure | Double Walled | Fiberglass Reinforced Plastic
0-009746 | SAFEWAY #1747 | 1031 N STATE ROUTE 89 | CHINO VALLEY | AZ | 86323 | Yavapai | 1 | Open | 2001-01-05 | 10000 | Gasoline | COMPARTMENT B | Double Walled | Composite (Steel/Fiberglass)
0-002514 | GILA BEND PILOT TRAVEL CENTER | 3006 S BUTTERFIELD TRL | GILA BEND | AZ | 85337 | Maricopa | 15 | Open | 2020-09-17 | 20000 | Gasoline (PUL) | COMPARTMENT A | Double Walled | Fiberglass Reinforced Plastic | Pressure | Double Walled | Fiberglass Reinforced Plastic
0-009961 | MAVERIK COUNTRY STORE #288 | 1690 W ROUTE 66 | FLAGSTAFF | AZ | 86001 | Coconino | 1 | Open | 2003-05-30 | 12000 | Gasoline | COMPARTMENT A | Single Walled | Fiberglass Reinforced Plastic | Pressure | Double Walled | Flexible
0-009074 | GPM #4593 | 20205 N CAVE CREEK RD | PHOENIX | AZ | 85024 | Maricopa | 2 | Open | 1997-01-08 | 12000 | Gasoline (PUL) | COMPARTMENT A | Double Walled | Composite (Steel/Fiberglass) | Pressure | Double Walled | Fiberglass Reinforced Plastic
0-009774 | CIRCLE K #2706361 | 2760 E BASELINE RD | MESA | AZ | 85204 | Maricopa | 3 | Open | 2001-03-01 | 10000 | Gasoline | COMPARTMENT A | Double Walled | Fiberglass Reinforced Plastic | Pressure | Double Walled | Flexible
0-001193 | CIRCLE K #2700212 | 3640 W 8TH ST | YUMA | AZ | 85364 | Yuma | 1 | Open | 1986-01-01 | 10000 | Gasoline | COMPARTMENT A | Double Walled | Fiberglass Reinforced Plastic | Pressure |  | Fiberglass Reinforced Plastic
0-009176 | CITY OF PHOENIX - FIRE OPERATIONS CENTER | 1201 E MADISON ST | PHOENIX | AZ | 85034 | Maricopa | 3 | Open | 1997-06-01 | 12000 | Diesel | COMPARTMENT A | Double Walled | Fiberglass Reinforced Plastic | Suction - Check Valve at the Tank Top | Double Walled | Fiberglass Reinforced Plastic
0-001398 | CIRCLE K #2701346 | 1350 W UNIVERSITY DR | TEMPE | AZ | 85281 | Maricopa | 2 | Open | 1980-01-01 | 10000 | Gasoline | COMPARTMENT A |  | Asphalt coated or Bare Steel | Pressure |  | Fiberglass Reinforced Plastic
0-009409 | ARCO AM/PM | 1990 W STATE ROUTE 89A | SEDONA | AZ | 86336 | Yavapai | 1 | Open | 1998-08-26 | 10000 | Gasoline (UL) | COMPARTMENT B | Double Walled | Fiberglass Reinforced Plastic | Pressure | Double Walled | Fiberglass Reinforced Plastic
0-009657 | TUCSON CHEVRON GAS | 1570 W GRANT RD | TUCSON | AZ | 85745 | Pima | 2 | Open | 1998-10-20 | 10000 | Gasoline (PUL) | COMPARTMENT A | Double Walled | Fiberglass Reinforced Plastic | Pressure |  | Fiberglass Reinforced Plastic
0-009100 | LOVE'S TRAVEL STOP #280 | 1610 S MILLER RD | BUCKEYE | AZ | 85326 | Maricopa | 5 | Open | 1996-10-17 | 12000 | Gasoline | COMPARTMENT A | Double Walled | Composite (Steel/Fiberglass) | Pressure |  | Fiberglass Reinforced Plastic
0-009100 | LOVE'S TRAVEL STOP #280 | 1610 S MILLER RD | BUCKEYE | AZ | 85326 | Maricopa | 4 | Open | 1996-10-17 | 20000 | Gasoline | COMPARTMENT A | Double Walled | Composite (Steel/Fiberglass) | Pressure |  | Fiberglass Reinforced Plastic
0-006856 | HOLBROOK 76 | 1300 NAVAJO BLVD | HOLBROOK | AZ | 86025 | Navajo | 3 | Open | 1989-09-01 | 10000 | Gasoline | COMPARTMENT A | Double Walled | Composite (Steel/Fiberglass) | Pressure |  | Fiberglass Reinforced Plastic
0-006856 | HOLBROOK 76 | 1300 NAVAJO BLVD | HOLBROOK | AZ | 86025 | Navajo | 4 | Open | 1989-09-01 | 10000 | Gasoline | COMPARTMENT A | Double Walled | Composite (Steel/Fiberglass) | Pressure |  | Fiberglass Reinforced Plastic
0-004389 | SCOTTSDALE AIR CONDOS I OWNERS ASSOCIATION | 15035 N 73RD ST | SCOTTSDALE | AZ | 85260 | Maricopa | 3 | Open | 2020-11-17 | 12000 | Jet A (Kerosene-type Jet Fuel) | COMPARTMENT A | Double Walled | Fiberglass Reinforced Plastic | Pressure | Double Walled | Fiberglass Reinforced Plastic
0-010477 | CARIOCA #70 | 1515 E BUCKEYE RD | PHOENIX | AZ | 85034 | Maricopa | 2 | Open | 2013-03-01 | 8000 | Diesel | COMPARTMENT A | Double Walled | Fiberglass Reinforced Plastic | Pressure | Double Walled | Fiberglass Reinforced Plastic
0-010570 | FRY'S FUEL #112 | 2915 N DYSART RD | AVONDALE | AZ | 85392 | Maricopa | 1 | Open | 2016-07-01 | 20000 | Gasoline (UL) | COMPARTMENT A | Double Walled | Fiberglass Reinforced Plastic | Pressure | Double Walled | Fiberglass Reinforced Plastic
0-004946 | CHEVRON | 1345 N STONE AVE | TUCSON | AZ | 85705 | Pima | 4 | Open | 1983-01-01 | 8000 | Diesel | COMPARTMENT A | Double Walled | Fiberglass Reinforced Plastic | Pressure | Double Walled | Fiberglass Reinforced Plastic
0-010430 | FRYS FUEL CENTER #27 | 3616 E RAY RD | PHOENIX | AZ | 85044 | Maricopa | 2 | Open | 2011-09-01 | 10000 | Diesel | COMPARTMENT A | Double Walled | Fiberglass Reinforced Plastic | Pressure | Double Walled | Fiberglass Reinforced Plastic
0-010438 | FRYS FUEL CENTER #621 | 9350 N 90TH ST | SCOTTSDALE | AZ | 85258 | Maricopa | 2 | Open | 2012-02-01 | 10000 | Diesel | COMPARTMENT B | Double Walled | Fiberglass Reinforced Plastic | Pressure | Double Walled | Flexible
0-010641 | CIRCLE K STORE | 15935 N ORACLE RD | CATALINA | AZ | 85739 | Pima | 3 | Open | 2019-10-01 | 12000 | Diesel | COMPARTMENT A | Double Walled | Fiberglass Reinforced Plastic | Pressure | Double Walled | Fiberglass Reinforced Plastic
0-010156 | FRYS FUEL CENTER #84 | 606 E HUNT HWY | QUEEN CREEK | AZ | 85143 | Pinal | 1 | Open | 2006-08-01 | 8000 | Diesel | COMPARTMENT A | Double Walled | Fiberglass Reinforced Plastic | Pressure |  | Flexible
0-010673 | CIRCLE K STORE #9526 |  | SHOW LOW |  |  | Navajo | 1 | Open | 2019-12-19 | 20000 | Gasoline (UL) | COMPARTMENT A | Double Walled | Fiberglass Reinforced Plastic | Pressure | Double Walled | Fiberglass Reinforced Plastic
0-010216 | QUIK MART | 10265 E IRVINGTON RD | TUCSON | AZ | 85730 | Pima | 1 | Open | 2008-02-01 | 14000 | Gasoline | COMPARTMENT A | Double Walled | Composite (Steel/Fiberglass) | Pressure | Double Walled | Flexible
0-010241 | MAVERIK COUNTRY STORE #388 | 901 N PENROD RD | SHOW LOW | AZ | 85901 | Navajo | 1 | Open | 2007-12-01 | 12000 | Gasoline | COMPARTMENT A | Double Walled | Fiberglass Reinforced Plastic | Pressure |  | Flexible
0-010241 | MAVERIK COUNTRY STORE #388 | 901 N PENROD RD | SHOW LOW | AZ | 85901 | Navajo | 4 | Open | 2007-12-01 | 12000 | Diesel | COMPARTMENT A | Double Walled | Fiberglass Reinforced Plastic | Pressure |  | Flexible
0-010246 | QUIKTRIP #459 | 1141 S CRISMON RD | MESA | AZ | 85208 | Maricopa | 1 | Open | 2008-05-29 | 12000 | Gasoline | COMPARTMENT A | Double Walled | Fiberglass Reinforced Plastic | Pressure | Double Walled | Fiberglass Reinforced Plastic
0-010269 | LOVE'S TRAVEL STOP #386 | 14875 S HWY 95 | LAKE HAVASU CITY | AZ | 86404 | Mohave | 1 | Open | 2008-11-03 | 12000 | Diesel | COMPARTMENT B | Double Walled | Fiberglass Reinforced Plastic | Pressure | Double Walled | Fiberglass Reinforced Plastic
0-010269 | LOVE'S TRAVEL STOP #386 | 14875 S HWY 95 | LAKE HAVASU CITY | AZ | 86404 | Mohave | 2 | Open | 2008-11-03 | 20000 | Gasoline | COMPARTMENT A | Double Walled | Fiberglass Reinforced Plastic | Pressure | Double Walled | Fiberglass Reinforced Plastic
0-010274 | CIRCLE K STORE #2705187 | 2600 S ARABY RD | YUMA | AZ | 85365 | Yuma | 1 | Open | 2007-04-02 | 15000 | Gasoline | COMPARTMENT A | Double Walled | Fiberglass Reinforced Plastic | Pressure | Double Walled | Fiberglass Reinforced Plastic
0-010274 | CIRCLE K STORE #2705187 | 2600 S ARABY RD | YUMA | AZ | 85365 | Yuma | 2 | Open | 2007-04-02 | 12000 | Gasoline | COMPARTMENT A | Double Walled | Fiberglass Reinforced Plastic | Pressure | Double Walled | Fiberglass Reinforced Plastic
0-010290 | QUIKTRIP #420 | 2450 E UNION HILLS DR | PHOENIX | AZ | 85050 | Maricopa | 3 | Open | 2008-12-23 | 12000 | Gasoline | COMPARTMENT A | Double Walled | Fiberglass Reinforced Plastic | Pressure | Double Walled | Fiberglass Reinforced Plastic
0-010305 | FRYS FUEL CENTER #680 | 15215 N COTTON LN | SURPRISE | AZ | 85388 | Maricopa | 2 | Open | 2009-05-20 | 8000 | Diesel | COMPARTMENT A | Double Walled | Fiberglass Reinforced Plastic | Pressure | Double Walled | Flexible
0-010405 | CIRCLE K STORE #2703403 | 1850 W HAPPY VALLEY RD | PHOENIX | AZ | 85085 | Maricopa | 2 | Open | 2011-02-15 | 12000 | Gasoline | COMPARTMENT A | Double Walled | Fiberglass Reinforced Plastic | Pressure | Double Walled | Fiberglass Reinforced Plastic
0-010412 | QUIKTRIP #1420 | 1190 W ELLIOT RD | TEMPE | AZ | 85284 | Maricopa | 3 | Open | 2011-01-26 | 12000 | Gasoline | COMPARTMENT A | Double Walled | Fiberglass Reinforced Plastic | Pressure | Double Walled | Fiberglass Reinforced Plastic
0-010412 | QUIKTRIP #1420 | 1190 W ELLIOT RD | TEMPE | AZ | 85284 | Maricopa | 1 | Open | 2011-01-26 | 20000 | Gasoline | COMPARTMENT A | Double Walled | Fiberglass Reinforced Plastic | Pressure | Double Walled | Fiberglass Reinforced Plastic
0-010435 | QUIKTRIP #1400 | 2150 E UNIVERSITY DR | TEMPE | AZ | 85281 | Maricopa | 2 | Open | 2011-09-22 | 20000 | Gasoline | COMPARTMENT A | Double Walled | Fiberglass Reinforced Plastic | Pressure | Double Walled | Fiberglass Reinforced Plastic
0-010447 | QUIKTRIP #1479 | 3636 N CRAYCROFT RD | TUCSON | AZ | 85718 | Pima | 2 | Open | 2012-03-08 | 20000 | Gasoline | COMPARTMENT A | Double Walled | Fiberglass Reinforced Plastic | Pressure | Double Walled | Fiberglass Reinforced Plastic
0-001117 | FASTRIP #9906/9907 | 1891 N GRAND AVE | NOGALES | AZ | 85621 | Santa Cruz | 6 | Open | 1996-03-22 | 12000 | Gasoline (UL) | COMPARTMENT A | Double Walled | Fiberglass Reinforced Plastic | Pressure | Double Walled | Fiberglass Reinforced Plastic
0-010493 | FRYS FOOD & DRUG #0052 | 855 W WARNER RD | GILBERT | AZ | 85233 | Maricopa | 1 | Open | 2014-01-03 | 20000 | Gasoline (UL) | COMPARTMENT A | Double Walled | Fiberglass Reinforced Plastic | Pressure | Double Walled | Fiberglass Reinforced Plastic
0-010467 | QUIKTRIP STORE #492 | 1850 S MILLER RD | BUCKEYE | AZ | 85326 | Maricopa | 6 | Open | 2012-08-20 | 20000 | Diesel | COMPARTMENT A | Double Walled | Fiberglass Reinforced Plastic | Pressure | Double Walled | Fiberglass Reinforced Plastic
0-010542 | CIRCLE K STORE #2741668 | 2182 E FLORENCE BLVD | CASA GRANDE | AZ | 85122 | Pinal | 2 | Open | 2015-05-19 | 8000 | Gasoline (PUL) | COMPARTMENT A | Double Walled | Fiberglass Reinforced Plastic | Pressure | Double Walled | Fiberglass Reinforced Plastic
0-009542 | CIRCLE SEVEN MART | 415 E MCKELLIPS RD | MESA | AZ | 85203 | Maricopa | 2 | Open | 1999-03-23 | 12000 | Gasoline | COMPARTMENT A | Double Walled | Fiberglass Reinforced Plastic | Pressure | Double Walled | Fiberglass Reinforced Plastic
0-010070 | SAFEWAY FUEL #2699 | 13884 W WADDELL RD | SURPRISE | AZ | 85379 | Maricopa | 1 | Open | 2005-07-12 | 10000 | Gasoline | COMPARTMENT A | Double Walled | Composite (Steel/Fiberglass) | Pressure | Double Walled | Fiberglass Reinforced Plastic
0-005966 | CIRCLE K #2708556 | 2702 W DEER VALLEY RD | PHOENIX | AZ | 85027 | Maricopa | 3 | Open | 1988-02-25 | 10000 | Gasoline | COMPARTMENT A | Double Walled | Fiberglass Reinforced Plastic | Pressure |  | Fiberglass Reinforced Plastic
0-004152 | DAVE'S FAST STOP | 727 W LIVE OAK ST | MIAMI | AZ | 85539 | Gila | 6 | Open | 2020-08-12 | 7000 | Gasoline (PUL) | COMPARTMENT B | Double Walled | Fiberglass Reinforced Plastic
0-005791 | EAST MESA SERVICE CENTER | 7115 E ADOBE ST | MESA | AZ | 85207 | Maricopa | 8 | Open | 1991-01-01 | 12000 | Gasoline | COMPARTMENT A | Double Walled | Fiberglass Reinforced Plastic | Pressure |  | Fiberglass Reinforced Plastic
0-006559 | PIMA COUNTY - CORRECTIONAL FACILITY | 1270 W SILVERLAKE RD | TUCSON | AZ | 85713 | Pima | 3 | Open | 1990-05-01 | 2500 | Diesel | COMPARTMENT A | Double Walled | Asphalt coated or Bare Steel | Suction - Check Valve at the Tank Top | Double Walled
0-008827 | CIRCLE K STORE #2709177 | 1264 N LITCHFIELD RD | GOODYEAR | AZ | 85395 | Maricopa | 2 | Open | 1995-10-18 | 20000 | Gasoline | COMPARTMENT A | Double Walled | Fiberglass Reinforced Plastic | Pressure | Double Walled | Fiberglass Reinforced Plastic
0-007214 | GIANT #670 | 105 E US HIGHWAY 70 | SAFFORD | AZ | 85546 | Graham | 2 | Open | 1989-01-01 | 10000 | Gasoline | COMPARTMENT A | Double Walled | Composite (Steel/Fiberglass) | Pressure |  | Fiberglass Reinforced Plastic
0-005789 | CIRCLE K STORE #2709151 | 13801 N TATUM BLVD | PHOENIX | AZ | 85032 | Maricopa | 1 | Open | 1987-09-24 | 10000 | Gasoline | COMPARTMENT A | Single Walled | Fiberglass Reinforced Plastic | Pressure | Single Walled | Fiberglass Reinforced Plastic
0-005789 | CIRCLE K STORE #2709151 | 13801 N TATUM BLVD | PHOENIX | AZ | 85032 | Maricopa | 3 | Open | 1987-09-24 | 10000 | Gasoline | COMPARTMENT A | Single Walled | Fiberglass Reinforced Plastic | Pressure | Single Walled | Fiberglass Reinforced Plastic
0-005789 | CIRCLE K STORE #2709151 | 13801 N TATUM BLVD | PHOENIX | AZ | 85032 | Maricopa | 2 | Open | 1987-09-24 | 10000 | Gasoline | COMPARTMENT A | Single Walled | Fiberglass Reinforced Plastic | Pressure | Single Walled | Fiberglass Reinforced Plastic
0-008123 | M & G CASA GRANDE LLC | 2245 E FLORENCE BLVD | CASA GRANDE | AZ | 85122 | Pinal | 1 | Open | 1992-12-01 | 10000 | Gasoline | COMPARTMENT A | Double Walled | Fiberglass Reinforced Plastic | Suction - Check Valve at the Tank Top | Double Walled | Fiberglass Reinforced Plastic
0-009722 | AJO CHEVRON | 2001 N AJO GILA BEND HWY | AJO | AZ | 85321 | Pima | 2 | Open | 1999-10-19 | 6000 | Gasoline | COMPARTMENT A | Double Walled | Composite (Steel/Fiberglass) | Pressure | Double Walled | Flexible
0-009835 | CIRCLE K STORE #2706652 | 10989 E DYNAMITE BLVD | SCOTTSDALE | AZ | 85262 | Maricopa | 3 | Open | 2002-01-14 | 20000 | Gasoline (UL) | COMPARTMENT A | Double Walled | Fiberglass Reinforced Plastic | Pressure | Double Walled | Fiberglass Reinforced Plastic
0-009835 | CIRCLE K STORE #2706652 | 10989 E DYNAMITE BLVD | SCOTTSDALE | AZ | 85262 | Maricopa | 2 | Open | 2002-01-14 | 12000 | Gasoline (PUL) | COMPARTMENT A | Double Walled | Fiberglass Reinforced Plastic | Pressure | Double Walled | Fiberglass Reinforced Plastic
0-004380 | STOP BY #3 | 7865 N OVERFIELD RD | CASA GRANDE | AZ | 85194 | Pinal | 1 | Open | 1972-01-01 | 6000 | Gasoline | COMPARTMENT A |  | Fiberglass Reinforced Plastic | Pressure |  | Fiberglass Reinforced Plastic
0-009551 | SPEEDWAY STORE #2985 | 7810 N SILVERBELL RD | MARANA | AZ | 85743 | Pima | 2 | Open | 1999-04-05 | 12000 | Gasoline | COMPARTMENT A | Double Walled | Fiberglass Reinforced Plastic | Pressure | Double Walled | Fiberglass Reinforced Plastic
0-009728 | 4 SONS FOOD STORES #509 | 1442 E CHANDLER BLVD | PHOENIX | AZ | 85048 | Maricopa | 2 | Open | 2000-11-30 | 15000 | Gasoline | COMPARTMENT A | Single Walled | Fiberglass Reinforced Plastic | Pressure | Double Walled | Fiberglass Reinforced Plastic
0-008149 | JR FOOD MART | 4636 N 12TH ST | PHOENIX | AZ | 85014 | Maricopa | 5 | Open | 2018-11-23 | 5000 | Diesel | COMPARTMENT B | Double Walled | Fiberglass Reinforced Plastic
0-010055 | CIRCLE K #2706639 | 21212 N JOHN WAYNE PKWY | MARICOPA | AZ | 85139 | Pinal | 3 | Open | 2005-04-12 | 20000 | Gasoline | COMPARTMENT A | Double Walled | Fiberglass Reinforced Plastic | Pressure | Double Walled | Fiberglass Reinforced Plastic
0-000718 | SALOME SHOPPING CENTER | 67230 HIGHWAY 60 | SALOME | AZ | 85348 | La Paz | 4 | Open | 2019-11-22 | 7000 | Gasoline (PUL) | COMPARTMENT B | Double Walled | Fiberglass Reinforced Plastic | Pressure | Double Walled | Flexible
0-001456 | CIRCLE K #2701632 | 5505 E GRANT RD | TUCSON | AZ | 85712 | Pima | 1 | Open | 1985-01-01 | 10000 | Gasoline | COMPARTMENT A | Double Walled | Fiberglass Reinforced Plastic | Pressure |  | Fiberglass Reinforced Plastic
0-006494 | AMERICAN EXPRESS INFORMATION | 3151 W BEHREND DR | PHOENIX | AZ | 85027 | Maricopa | 3 | Open | 1988-11-08 | 30000 | Diesel | COMPARTMENT A | Single Walled | Fiberglass Reinforced Plastic
0-009622 | CIRCLE K STORE #2703476 | 415 N STAPLEY DR | MESA | AZ | 85203 | Maricopa | 1 | Open | 2000-02-04 | 15000 | Gasoline | COMPARTMENT A | Double Walled | Fiberglass Reinforced Plastic | Pressure | Double Walled | Flexible
0-009622 | CIRCLE K STORE #2703476 | 415 N STAPLEY DR | MESA | AZ | 85203 | Maricopa | 2 | Open | 2000-02-04 | 10000 | Gasoline | COMPARTMENT A | Double Walled | Fiberglass Reinforced Plastic | Pressure | Double Walled | Flexible
0-009991 | ALMA SCHOOL/GERMANN PETRO LLC | 1990 S ALMA SCHOOL RD | CHANDLER | AZ | 85286 | Maricopa | 1 | Open | 2002-05-08 | 5000 | Diesel | COMPARTMENT A | Double Walled | Fiberglass Reinforced Plastic | Pressure | Double Walled | Fiberglass Reinforced Plastic
0-009255 | CHEVRON | 5002 E CHANDLER BLVD | PHOENIX | AZ | 85048 | Maricopa | 1 | Open | 1998-02-26 | 12000 | Gasoline | COMPARTMENT A | Double Walled | Fiberglass Reinforced Plastic | Pressure | Double Walled | Fiberglass Reinforced Plastic
0-007758 | TERRIBLE HERBST #180 | 1815 HIGHWAY 95 | BULLHEAD CITY | AZ | 86442 | Mohave | 1 | Open | 1993-08-01 | 10000 | Gasoline | COMPARTMENT A | Double Walled | Fiberglass Reinforced Plastic | Pressure |  | Fiberglass Reinforced Plastic
0-007758 | TERRIBLE HERBST #180 | 1815 HIGHWAY 95 | BULLHEAD CITY | AZ | 86442 | Mohave | 9 | Open | 1993-08-01 | 4000 | New Oil | COMPARTMENT A | Double Walled | Fiberglass Reinforced Plastic | Suction - Check Valve at the Dispenser |  | Fiberglass Reinforced Plastic
0-003144 | MESA UNIFIED SCHOOL DISTRICT - STAPLEY ADMINISTRATION | 549 N STAPLEY DR | MESA | AZ | 85203 | Maricopa | 10 | Open | 2019-07-31 | 15000 | Diesel | COMPARTMENT A | Double Walled | Polyethylene Jacketed Steel | Pressure | Double Walled | Fiberglass Reinforced Plastic
0-009756 | HAVA GAS | 2085 PALO VERDE BLVD N | LAKE HAVASU CITY | AZ | 86404 | Mohave | 1 | Open | 2001-04-12 | 3000 | Gasoline | COMPARTMENT C | Double Walled | Asphalt coated or Bare Steel
0-006193 | SPEEDWAY STORE #2885 | 2300 E BUTLER AVE | FLAGSTAFF | AZ | 86004 | Coconino | 2 | Open | 1988-04-20 | 10000 | Gasoline (Mid-Grade UL) | COMPARTMENT A | Double Walled | Fiberglass Reinforced Plastic | Pressure | Double Walled | Fiberglass Reinforced Plastic
0-007212 | SPRING CREEK STORE #13 | 18749 N AZ HIGHWAY 188 | ROOSEVELT | AZ | 85545 | Gila | 4 | Open | 1994-03-01 | 6000 | Gasoline | COMPARTMENT A | Double Walled | Composite (Steel/Fiberglass) | Pressure | Double Walled | Flexible
0-004171 | SUNMART #605 | 2521 W BUSINESS 1-10 | SAN SIMON | AZ | 85632 | Cochise | 5 | Open | 1985-01-01 | 10000 | Biodiesel | COMPARTMENT A | Double Walled | Asphalt coated or Bare Steel | Pressure | Single Walled | Fiberglass Reinforced Plastic
0-004183 | BENSON FUEL | 103 W 4TH ST | BENSON | AZ | 85602 | Cochise | 5 | Open | 1994-09-26 | 10000 | Gasoline (UL) | COMPARTMENT A | Double Walled | Composite (Steel/Fiberglass) | Pressure | Double Walled | Fiberglass Reinforced Plastic
0-003228 | ADOT - YUMA SHOP | 2435 E GILA RIDGE RD | YUMA | AZ | 85365 | Yuma | 1 | Open | 1990-07-19 | 12000 | Gasoline | COMPARTMENT A | Double Walled | Composite (Steel/Fiberglass) | Pressure | Double Walled | Fiberglass Reinforced Plastic
0-001894 | CIRCLE K STORE #2703424 | 5502 E SPEEDWAY BLVD | TUCSON | AZ | 85712 | Pima | 5 | Open | 2012-10-16 | 20000 | Gasoline | COMPARTMENT A | Double Walled | Fiberglass Reinforced Plastic | Pressure | Double Walled | Fiberglass Reinforced Plastic
0-007446 | CIRCLE K STORE #2709174 | 10050 E MOUNTAIN VIEW RD | SCOTTSDALE | AZ | 85258 | Maricopa | 3 | Open | 1988-06-01 | 10000 | Gasoline | COMPARTMENT A | Double Walled | Fiberglass Reinforced Plastic | Pressure |  | Fiberglass Reinforced Plastic
0-006121 | PENSKE TRUCK LEASING CO | 3519 E 34TH ST | TUCSON | AZ | 85713 | Pima | 5 | Open | 2000-05-10 | 20000 | Diesel #2 | COMPARTMENT A | Double Walled | Composite (Steel/Fiberglass) | Pressure | Double Walled | Flexible
0-001224 | CIRCLE K #2700415 | 110 S MAIN ST | SNOWFLAKE | AZ | 85937 | Navajo | 5 | Open | 1995-03-07 | 10000 | Gasoline | COMPARTMENT A | Double Walled | Fiberglass Reinforced Plastic | Pressure | Double Walled | Fiberglass Reinforced Plastic
0-005935 | PETRO STOPPING CENTER | 970 S BLAKE RANCH RD | KINGMAN | AZ | 86401 | Mohave | 5 | Open | 1987-12-15 | 10000 | Gasoline | COMPARTMENT A | Single Walled | Fiberglass Reinforced Plastic | Pressure |  | Fiberglass Reinforced Plastic
0-003860 | CITY OF PHOENIX - UNION HILLS SERVICE CENTER | 138 E UNION HILLS DR | PHOENIX | AZ | 85024 | Maricopa | 16 | Open | 1992-01-01 | 12000 | Diesel | COMPARTMENT A | Double Walled | Fiberglass Reinforced Plastic | Pressure | Double Walled | Fiberglass Reinforced Plastic
0-003860 | CITY OF PHOENIX - UNION HILLS SERVICE CENTER | 138 E UNION HILLS DR | PHOENIX | AZ | 85024 | Maricopa | 19 | Open | 1992-01-01 | 550 | Antifreeze / Ethylene Glycol | COMPARTMENT A | Double Walled | Fiberglass Reinforced Plastic | Suction - Check Valve at the Tank Top | Double Walled | Fiberglass Reinforced Plastic
0-001620 | BAGDAD CONOCO | 117 MAIN ST | BAGDAD | AZ | 86321 | Yavapai | 3 | Open | 1971-01-01 | 7500 | Gasoline | COMPARTMENT A |  | Asphalt coated or Bare Steel | Pressure |  | Fiberglass Reinforced Plastic
0-010629 | QUIKTRIP #426 | 19815 N 7TH ST | PHOENIX | AZ | 85024 | Maricopa | 1 | Open | 2017-12-13 | 12000 | Diesel #2 | COMPARTMENT A | Double Walled | Fiberglass Reinforced Plastic | Pressure | Double Walled | Fiberglass Reinforced Plastic
0-009792 | CIRCLE K #5766 | 6972 N 83RD AVE | GLENDALE | AZ | 85303 | Maricopa | 1 | Open | 2001-06-01 | 15000 | Gasoline | COMPARTMENT A | Double Walled | Fiberglass Reinforced Plastic | Pressure | Double Walled | Fiberglass Reinforced Plastic
0-002645 | CITY OF PHOENIX - MARYVALE PRECINCT | 6180 W ENCANTO BLVD | PHOENIX | AZ | 85035 | Maricopa | 1 | Open | 1989-09-11 | 12000 | Gasoline | COMPARTMENT A | Double Walled | Fiberglass Reinforced Plastic | Pressure | Double Walled | Fiberglass Reinforced Plastic
0-001301 | CIRCLE K #761 | 899 E 4TH ST | BENSON | AZ | 85602 | Cochise | 5 | Open | 1995-02-24 | 10000 | Gasoline (UL) | COMPARTMENT A |  | Fiberglass Reinforced Plastic | Pressure | Double Walled | Fiberglass Reinforced Plastic
0-000883 | MOBIL | 2015 W UNIVERSITY DR | MESA | AZ | 85201 | Maricopa | 5 | Open | 1991-01-01 | 10000 | Gasoline | COMPARTMENT A | Double Walled | Fiberglass Reinforced Plastic | Pressure | Double Walled | Fiberglass Reinforced Plastic
0-006396 | FRY'S FUEL #698 | 1311 E BELL RD | PHOENIX | AZ | 85022 | Maricopa | 7 | Open | 2016-03-10 | 10000 | Diesel | COMPARTMENT B | Double Walled | Fiberglass Reinforced Plastic | Pressure | Double Walled | Fiberglass Reinforced Plastic
0-004468 | SHAY MART #11 | 1825 S 4TH AVE | YUMA | AZ | 85364 | Yuma | 2 | Open | 1986-10-01 | 12000 | Gasoline | COMPARTMENT A | Double Walled | Fiberglass Reinforced Plastic | Pressure |  | Fiberglass Reinforced Plastic
0-009167 | CIRCLE K STORE #2741626 | 6691 W GREENWAY RD | GLENDALE | AZ | 85306 | Maricopa | 2 | Open | 1997-09-12 | 12000 | Gasoline | COMPARTMENT A | Double Walled | Composite (Steel/Fiberglass) | Pressure | Double Walled | Fiberglass Reinforced Plastic
0-008933 | CIRCLE K #2708648 | 977 E SPEEDWAY BLVD | TUCSON | AZ | 85719 | Pima | 1 | Open | 1995-12-28 | 10000 | Diesel | COMPARTMENT A | Double Walled | Fiberglass Reinforced Plastic | Pressure | Double Walled | Fiberglass Reinforced Plastic
0-001516 | CIRCLE K #2703740 | 8955 N 19TH AVE | PHOENIX | AZ | 85021 | Maricopa | 3 | Open | 1983-01-01 | 10000 | Gasoline | COMPARTMENT A | Double Walled | Fiberglass Reinforced Plastic | Pressure |  | Fiberglass Reinforced Plastic
0-001516 | CIRCLE K #2703740 | 8955 N 19TH AVE | PHOENIX | AZ | 85021 | Maricopa | 1 | Open | 1983-01-01 | 10000 | Gasoline | COMPARTMENT A | Double Walled | Fiberglass Reinforced Plastic | Pressure |  | Fiberglass Reinforced Plastic
0-009083 | CHEVRON | 2459 W 32ND ST | YUMA | AZ | 85364 | Yuma | 2 | Open | 1996-12-29 | 12000 | Gasoline | COMPARTMENT A | Double Walled | Fiberglass Reinforced Plastic | Pressure
0-002227 | HONEYWELL ENGINES - SYSTEMS & SERVICES | 111 S 34TH ST | PHOENIX | AZ | 85034 | Maricopa | 31 | Open | 2012-01-14 | 10000 | Jet Fuel | COMPARTMENT A | Double Walled | Fiberglass Reinforced Plastic | Pressure | Double Walled | Fiberglass Reinforced Plastic
0-002632 | UNCLE TOM'S KWIK STOP 1029 | 4102 HWY 87 | PINE | AZ | 85544 | Gila | 2 | Open | 1989-01-01 | 6000 | Gasoline | COMPARTMENT A | Double Walled | Composite (Steel/Fiberglass) | Pressure |  | Fiberglass Reinforced Plastic
0-005801 | GILLIGANS ON 69 LLC | 7849 E STATE ROUTE 69 | PRESCOTT VALLEY | AZ | 86314 | Yavapai | 3 | Open | 1989-02-27 | 8000 | Gasoline | COMPARTMENT A | Single Walled | Fiberglass Reinforced Plastic | Pressure |  | Fiberglass Reinforced Plastic
0-000897 | TWO BROTHERS X | 1163 W BROADWAY RD | MESA | AZ | 85210 | Maricopa | 6 | Open | 2000-03-01 | 10000 | Gasoline | COMPARTMENT A | Double Walled | Fiberglass Reinforced Plastic | Pressure | Double Walled | Fiberglass Reinforced Plastic
0-001444 | CIRCLE K #1583 | 1401 W GRANT RD | TUCSON | AZ | 85745 | Pima | 7 | Open | 1995-02-08 | 12000 | Gasoline (UL) | COMPARTMENT A | Double Walled | Fiberglass Reinforced Plastic | Pressure | Double Walled | Fiberglass Reinforced Plastic
0-003877 | CITY OF PHOENIX - SOUTH TRANSIT FACILITY | 2225 W LOWER BUCKEYE RD | PHOENIX | AZ | 85009 | Maricopa | 20 | Open | 2016-02-01 | 2500 | Automatic Transmission Fluid | COMPARTMENT A | Double Walled | Fiberglass Reinforced Plastic | Suction - Check Valve at the Tank Top | Double Walled | Fiberglass Reinforced Plastic
0-003877 | CITY OF PHOENIX - SOUTH TRANSIT FACILITY | 2225 W LOWER BUCKEYE RD | PHOENIX | AZ | 85009 | Maricopa | 23 | Open | 2016-09-30 | 20000 | Diesel | COMPARTMENT A | Double Walled | Fiberglass Reinforced Plastic | Pressure | Double Walled | Fiberglass Reinforced Plastic
0-005341 | USARMY - YUMA PROVING GROUNDS | 301 C ST | YUMA | AZ | 85365 | Yuma | 30 | Open | 2005-02-02 | 5000 | Gasoline | COMPARTMENT A | Double Walled | Fiberglass Reinforced Plastic | Pressure | Double Walled | Flexible
0-000494 | BROADWAY REAL ESTATE LLC | 363 S GILBERT RD | MESA | AZ | 85204 | Maricopa | 7 | Open | 2019-01-28 | 12000 | Gasoline (UL) | COMPARTMENT A | Double Walled | Fiberglass Reinforced Plastic
0-002939 | PENSKE TRUCK LEASING CO | 1541 W BELL DE MAR DR | TEMPE | AZ | 85283 | Maricopa | 5 | Open | 1995-10-17 | 12000 | Gasoline | COMPARTMENT A | Double Walled | Composite (Steel/Fiberglass) | Pressure | Double Walled
0-002939 | PENSKE TRUCK LEASING CO | 1541 W BELL DE MAR DR | TEMPE | AZ | 85283 | Maricopa | 6 | Open | 1995-10-17 | 20000 | Diesel | COMPARTMENT A | Double Walled | Composite (Steel/Fiberglass) | Pressure | Double Walled
0-005485 | CIRCLE K #2950 | 3651 S HIGHWAY 92 | SIERRA VISTA | AZ | 85650 | Cochise | 4 | Open | 1996-01-23 | 10000 | Gasoline | COMPARTMENT A | Double Walled | Fiberglass Reinforced Plastic | Pressure | Double Walled | Fiberglass Reinforced Plastic
0-004826 | RICK MURPHY'S SHELL | 1198 W OLD HWY 66 | ASH FORK | AZ | 86320 | Yavapai | 10 | Open | 2018-03-30 | 7000 | Gasoline (PUL) | COMPARTMENT A | Double Walled | Fiberglass Reinforced Plastic | Pressure | Double Walled | Flexible
0-004826 | RICK MURPHY'S SHELL | 1198 W OLD HWY 66 | ASH FORK | AZ | 86320 | Yavapai | 9 | Open | 2018-03-30 | 20000 | Gasoline (UL) | COMPARTMENT A | Double Walled | Fiberglass Reinforced Plastic | Pressure | Double Walled | Flexible
0-004099 | BLUE RIDGE MARKET | 210 S STATE ROUTE 69 | DEWEY | AZ | 86327 | Yavapai | 7 | Open | 1996-09-13 | 12000 | Gasoline | COMPARTMENT A | Double Walled | Fiberglass Reinforced Plastic | Pressure | Double Walled | Fiberglass Reinforced Plastic
0-004099 | BLUE RIDGE MARKET | 210 S STATE ROUTE 69 | DEWEY | AZ | 86327 | Yavapai | 6 | Open | 1996-05-17 | 12000 | Diesel | COMPARTMENT A | Double Walled | Fiberglass Reinforced Plastic | Pressure | Double Walled | Fiberglass Reinforced Plastic
0-001469 | CIRCLE K #1737 | 3845 S COUNTRY CLUB RD | TUCSON | AZ | 85714 | Pima | 2 | Open | 1987-01-08 | 10000 | Gasoline | COMPARTMENT A | Single Walled | Fiberglass Reinforced Plastic | Pressure |  | Fiberglass Reinforced Plastic
0-001187 | CIRCLE K #2700166 | 130 E SPEEDWAY BLVD | TUCSON | AZ | 85705 | Pima | 1 | Open | 1986-01-01 | 10000 | Gasoline (UL) | COMPARTMENT A | Single Walled | Fiberglass Reinforced Plastic | Pressure | Single Walled | Fiberglass Reinforced Plastic
0-001413 | CIRCLE K #2701445 | 4303 E US HIGHWAY 60 | CLAYPOOL | AZ | 85532 | Gila | 2 | Open | 1982-01-01 | 10000 | Diesel | COMPARTMENT A | Single Walled | Fiberglass Reinforced Plastic | Pressure | Double Walled | Fiberglass Reinforced Plastic
0-001413 | CIRCLE K #2701445 | 4303 E US HIGHWAY 60 | CLAYPOOL | AZ | 85532 | Gila | 3 | Open | 1982-01-01 | 10000 | Gasoline (UL) | COMPARTMENT A | Single Walled | Fiberglass Reinforced Plastic | Pressure | Double Walled | Fiberglass Reinforced Plastic
0-001478 | CIRCLE K #2701779 | 5041 W LOWER BUCKEYE RD | PHOENIX | AZ | 85043 | Maricopa | 1 | Open | 1986-01-01 | 10000 | Gasoline | COMPARTMENT A | Single Walled | Fiberglass Reinforced Plastic | Pressure |  | Fiberglass Reinforced Plastic
0-000876 | NEW EASY TRIP/SHELL STATION | 5059 W OLIVE AVE | GLENDALE | AZ | 85302 | Maricopa | 5 | Open | 1991-03-01 | 12000 | Gasoline | COMPARTMENT A | Double Walled | Fiberglass Reinforced Plastic | Pressure | Double Walled | Fiberglass Reinforced Plastic
0-009701 | MOHAVE MOBILE MART | 10420 S HARBOR AVE | MOHAVE VALLEY | AZ | 86440 | Mohave | 1 | Open | 2000-05-18 | 10000 | Gasoline | COMPARTMENT A | Double Walled | Asphalt coated or Bare Steel | Pressure | Double Walled | Flexible
0-000936 | SHELL #20 | 942 E PIMA ST | GILA BEND | AZ | 85337 | Maricopa | 4 | Open | 1993-01-01 | 10000 | Gasoline | COMPARTMENT A | Double Walled | Fiberglass Reinforced Plastic | Pressure |  | Fiberglass Reinforced Plastic
0-004077 | JOBI'S CONVENIENCE MARKET | 4520 S US HIGHWAY | SAFFORD | AZ | 85546 | Graham | 3 | Open | 1998-08-01 | 6000 | Gasoline | COMPARTMENT B | Double Walled | Fiberglass Reinforced Plastic | Pressure |  | Fiberglass Reinforced Plastic
0-005804 | BROMAX #601 | 12299 W BELL RD | SURPRISE | AZ | 85378 | Maricopa | 1 | Open | 1989-03-09 | 10000 | Gasoline | COMPARTMENT A | Double Walled | Fiberglass Reinforced Plastic | Pressure | Double Walled | Fiberglass Reinforced Plastic
0-005804 | BROMAX #601 | 12299 W BELL RD | SURPRISE | AZ | 85378 | Maricopa | 2 | Open | 1989-03-09 | 10000 | Gasoline | COMPARTMENT A | Double Walled | Fiberglass Reinforced Plastic | Pressure | Double Walled | Fiberglass Reinforced Plastic
0-001534 | CIRCLE K #2701968 | 4305 S 19TH AVE | PHOENIX | AZ | 85041 | Maricopa | 2 | Open | 1986-01-01 | 10000 | Gasoline (PUL) | COMPARTMENT A | Double Walled | Fiberglass Reinforced Plastic | Pressure |  | Fiberglass Reinforced Plastic
0-006939 | CIRCLE K STORE #2706647 | 3449 W GREENWAY RD | PHOENIX | AZ | 85053 | Maricopa | 11 | Open | 2000-12-01 | 20000 | Gasoline | COMPARTMENT A | Double Walled | Fiberglass Reinforced Plastic | Pressure | Double Walled | Fiberglass Reinforced Plastic
0-006583 | HOLBROOK CHEVRON | 950 NAVAJO BLVD | HOLBROOK | AZ | 86025 | Navajo | 3 | Open | 1988-12-19 | 8000 | Gasoline (UL) | COMPARTMENT A | Single Walled | Fiberglass Reinforced Plastic | Pressure |  | Fiberglass Reinforced Plastic
0-000138 | YES! MART - SHELL GAS STATION | 5448 S CENTRAL AVE | PHOENIX | AZ | 85040 | Maricopa | 7 | Open | 1988-09-01 | 12000 | Gasoline | COMPARTMENT A |  | Fiberglass Reinforced Plastic | Pressure |  | Fiberglass Reinforced Plastic
0-000138 | YES! MART - SHELL GAS STATION | 5448 S CENTRAL AVE | PHOENIX | AZ | 85040 | Maricopa | 8 | Open | 1988-09-01 | 12000 | Gasoline | COMPARTMENT A |  | Fiberglass Reinforced Plastic | Pressure |  | Fiberglass Reinforced Plastic
0-010012 | SAFEWAY #2618 - FUELING STATION | 440 N ESTRELLA PKWY | GOODYEAR | AZ | 85338 | Maricopa | 2 | Open | 2004-01-08 | 20000 | Gasoline | COMPARTMENT A | Double Walled | Composite (Steel/Fiberglass) | Pressure | Double Walled | Fiberglass Reinforced Plastic
0-001461 | CIRCLE K #2701637 | 2402 E SOUTHERN AVE | PHOENIX | AZ | 85040 | Maricopa | 1 | Open | 1984-01-01 | 10000 | Gasoline (UL) | COMPARTMENT A | Double Walled | Fiberglass Reinforced Plastic | Pressure |  | Fiberglass Reinforced Plastic
0-006253 | SPEEDWAY STORE #2998 | 2750 S KOLB RD | TUCSON | AZ | 85730 | Pima | 1 | Open | 1988-07-14 | 10000 | Gasoline | COMPARTMENT A | Double Walled | Composite (Steel/Fiberglass) | Pressure |  | Fiberglass Reinforced Plastic
0-004076 | HUALAPAI KWIK STOP #451 | 2500 HUALAPAI MOUNTAIN RD | KINGMAN | AZ | 86401 | Mohave | 1 | Open | 1979-01-01 | 10000 | Gasoline (UL) | COMPARTMENT A | Single Walled | Asphalt coated or Bare Steel | Pressure | Double Walled | Flexible
0-008474 | ARCO AM/PM | 2785 W BASELINE RD | TEMPE | AZ | 85283 | Maricopa | 1 | Open | 1993-12-29 | 10000 | Gasoline | COMPARTMENT A | Double Walled | Fiberglass Reinforced Plastic | Pressure | Double Walled | Fiberglass Reinforced Plastic
0-008474 | ARCO AM/PM | 2785 W BASELINE RD | TEMPE | AZ | 85283 | Maricopa | 4 | Open | 1993-12-29 | 10000 | Gasoline | COMPARTMENT A | Double Walled | Fiberglass Reinforced Plastic | Pressure | Double Walled | Fiberglass Reinforced Plastic
0-008474 | ARCO AM/PM | 2785 W BASELINE RD | TEMPE | AZ | 85283 | Maricopa | 3 | Open | 1993-12-29 | 10000 | Diesel | COMPARTMENT A | Double Walled | Fiberglass Reinforced Plastic | Pressure | Double Walled | Fiberglass Reinforced Plastic
0-009724 | CIRCLE K STORE #2741712 | 14559 W GRAND AVE | SURPRISE | AZ | 85374 | Maricopa | 2 | Open | 2000-11-29 | 10000 | Gasoline (PUL) | COMPARTMENT A | Double Walled | Fiberglass Reinforced Plastic | Pressure | Double Walled | Flexible
0-004324 | 4 SONS FOOD STORES #503 | 13779 N FOUNTAIN HILLS BLVD | FOUNTAIN HILLS | AZ | 85268 | Maricopa | 1 | Open | 1992-05-01 | 12000 | Gasoline | COMPARTMENT A | Double Walled | Fiberglass Reinforced Plastic | Pressure | Double Walled | Fiberglass Reinforced Plastic
0-006994 | JACKSON OIL #5818 | 680 N OCOTILLO RD | BENSON | AZ | 85602 | Cochise | 1 | Open | 1990-09-01 | 10000 | Gasoline | COMPARTMENT A | Double Walled | Composite (Steel/Fiberglass) | Pressure |  | Fiberglass Reinforced Plastic
0-004460 | MIKE'S MINI MARKET | 924 E GURLEY ST | PRESCOTT | AZ | 86301 | Yavapai | 9 | Open | 2020-06-18 | 12000 | Gasoline (UL) | COMPARTMENT A | Double Walled | Fiberglass Reinforced Plastic | Pressure | Double Walled | Fiberglass Reinforced Plastic
0-004460 | MIKE'S MINI MARKET | 924 E GURLEY ST | PRESCOTT | AZ | 86301 | Yavapai | 10 | Open | 2020-06-18 | 5000 | Gasoline (UL) | COMPARTMENT A | Double Walled | Fiberglass Reinforced Plastic | Pressure | Double Walled | Fiberglass Reinforced Plastic
0-004460 | MIKE'S MINI MARKET | 924 E GURLEY ST | PRESCOTT | AZ | 86301 | Yavapai | 10 | Open | 2020-06-18 | 5000 | Diesel | COMPARTMENT B | Double Walled | Fiberglass Reinforced Plastic | Pressure | Double Walled | Fiberglass Reinforced Plastic
0-010355 | MAVERIK COUNTRY STORE #387 | 2110 N PARK DR | WINSLOW | AZ | 86047 | Navajo | 4 | Open | 2010-03-01 | 12000 | Diesel | COMPARTMENT A | Double Walled | Fiberglass Reinforced Plastic | Pressure | Double Walled | Flexible
0-005321 | DOTTLINGS PASEO VILLAGE SHELL | 8225 E VIA PASEO DEL NORTE | SCOTTSDALE | AZ | 85258 | Maricopa | 6 | Open | 1989-01-01 | 10000 | Diesel | COMPARTMENT A | Double Walled | Composite (Steel/Fiberglass) | Pressure |  | Fiberglass Reinforced Plastic
0-006909 | BERGE FORD | 460 E AUTO CENTER DR | MESA | AZ | 85204 | Maricopa | 1 | Open | 1990-01-01 | 12000 | Gasoline | COMPARTMENT A | Double Walled | Composite (Steel/Fiberglass) | Suction - Check Valve at the Tank Top | Double Walled | Fiberglass Reinforced Plastic
0-010409 | SHELL #34 | 24805 N LAKE PLEASANT PKWY | PEORIA | AZ | 85383 | Maricopa | 2 | Open | 2011-05-30 | 7000 | Gasoline | COMPARTMENT B | Double Walled | Fiberglass Reinforced Plastic | Pressure | Double Walled | Fiberglass Reinforced Plastic
0-005627 | AMIGO FUELS | 801 N 16TH ST | PHOENIX | AZ | 85006 | Maricopa | 1 | Open | 1981-01-01 | 10000 | Gasoline (UL) | COMPARTMENT A |  | Asphalt coated or Bare Steel | Pressure |  | Fiberglass Reinforced Plastic
0-010049 | PARK PLACE TRAVEL CENTER | 185 N RIGGLES RD | QUARTZSITE | AZ | 85346 | La Paz | 1 | Open | 2005-01-06 | 7000 | Diesel | COMPARTMENT A | Double Walled | Fiberglass Reinforced Plastic | Pressure | Double Walled | Flexible
0-009069 | AIRWAYS EXPRESS | 3461 E ANDY DEVINE AVE | KINGMAN | AZ | 86401 | Mohave | 1 | Open | 1997-05-22 | 12000 | Gasoline | COMPARTMENT A | Single Walled | Asphalt coated or Bare Steel | Pressure | Double Walled | Fiberglass Reinforced Plastic
0-010041 | QUIKTRIP #409 | 6705 W BUCKEYE RD | PHOENIX | AZ | 85043 | Maricopa | 1 | Open | 2004-06-04 | 12000 | Gasoline | COMPARTMENT A | Double Walled | Fiberglass Reinforced Plastic | Pressure | Double Walled | Flexible
0-010041 | QUIKTRIP #409 | 6705 W BUCKEYE RD | PHOENIX | AZ | 85043 | Maricopa | 4 | Open | 2016-07-15 | 10000 | Other | COMPARTMENT B | Double Walled | Fiberglass Reinforced Plastic | Pressure |  | Flexible
0-010041 | QUIKTRIP #409 | 6705 W BUCKEYE RD | PHOENIX | AZ | 85043 | Maricopa | 4 | Open | 2016-07-15 | 12000 | Diesel | COMPARTMENT A | Double Walled | Fiberglass Reinforced Plastic | Pressure |  | Flexible
0-009197 | CIRCLE K STORE #2741634 | 6310 E GOLF LINKS RD | TUCSON | AZ | 85730 | Pima | 1 | Open | 1997-07-21 | 15000 | Gasoline (UL) | COMPARTMENT A | Double Walled | Composite (Steel/Fiberglass) | Pressure | Double Walled | Fiberglass Reinforced Plastic
0-009378 | CIRCLE K STORE #2741647 | 2341 S IRONWOOD DR | APACHE JUNCTION | AZ | 85120 | Pinal | 1 | Open | 1998-05-22 | 15000 | Gasoline (UL) | COMPARTMENT A | Double Walled | Composite (Steel/Fiberglass) | Pressure | Double Walled | Fiberglass Reinforced Plastic
0-002092 | ROSS AVIATION | 14700 N AIRPORT DR | SCOTTSDALE | AZ | 85260 | Maricopa | 1 | Open | 1983-01-01 | 20000 | Gasoline | COMPARTMENT A |  | Fiberglass Reinforced Plastic | Pressure | Double Walled | Fiberglass Reinforced Plastic
0-005706 | JACKSONS ENERGY #6796 | 4127 N 411TH AVE | TONOPAH | AZ | 85354 | Maricopa | 5 | Open | 2013-12-27 | 6000 | Gasoline (PUL) | COMPARTMENT A | Double Walled | Polyethylene Jacketed Steel | Pressure | Double Walled | Fiberglass Reinforced Plastic
0-010437 | QUIKTRIP #1408 | 2250 E THOMAS RD | PHOENIX | AZ | 85016 | Maricopa | 2 | Open | 2011-09-27 | 20000 | Gasoline | COMPARTMENT A | Double Walled | Fiberglass Reinforced Plastic | Pressure | Double Walled | Fiberglass Reinforced Plastic
0-000277 | ADOT - KINGMAN MAINTENANCE | 3670 E ANDY DEVINE AVE | KINGMAN | AZ | 86401 | Mohave | 6 | Open | 1981-06-01 | 12000 | Gasoline | COMPARTMENT A | Single Walled | Fiberglass Reinforced Plastic | Pressure | Double Walled | Flexible
0-000341 | CIRCLE K #2708750 | 5555 E BELL RD | PHOENIX | AZ | 85254 | Maricopa | 3 | Open | 1988-01-01 | 10000 | Gasoline | COMPARTMENT A | Double Walled | Fiberglass Reinforced Plastic | Pressure |  | Fiberglass Reinforced Plastic
0-001435 | CIRCLE K #2701572 | 904 W BROADWAY RD | TEMPE | AZ | 85282 | Maricopa | 1 | Open | 1986-01-01 | 10000 | Gasoline | COMPARTMENT A | Double Walled | Fiberglass Reinforced Plastic | Pressure | Single Walled | Fiberglass Reinforced Plastic
0-009520 | CIRCLE K #2706346 | 1810 S COUNTRY CLUB DR | MESA | AZ | 85210 | Maricopa | 1 | Open | 1999-08-11 | 10000 | Gasoline | COMPARTMENT A | Single Walled | Fiberglass Reinforced Plastic | Pressure | Double Walled | Fiberglass Reinforced Plastic
0-009821 | CIRCLE K #2706461 | 2808 S DOBSON RD | MESA | AZ | 85202 | Maricopa | 3 | Open | 2001-07-26 | 10000 | Diesel | COMPARTMENT A | Double Walled | Fiberglass Reinforced Plastic | Pressure | Double Walled | Flexible
0-001702 | CIRCLE K #2701918 | 3151 E BROADWAY RD | PHOENIX | AZ | 85040 | Maricopa | 2 | Open | 1987-01-01 | 10000 | Gasoline (PUL) | COMPARTMENT A | Single Walled | Fiberglass Reinforced Plastic | Pressure |  | Fiberglass Reinforced Plastic
0-001664 | CIRCLE K #2701944 | 3031 E 22ND ST | TUCSON | AZ | 85713 | Pima | 1 | Open | 1985-01-01 | 10000 | Gasoline | COMPARTMENT A | Single Walled | Fiberglass Reinforced Plastic | Pressure |  | Fiberglass Reinforced Plastic
0-003902 | WINONA TRADING POST | 13644 TOWNSEND WINONA RD | FLAGSTAFF | AZ | 86004 | Coconino | 9 | Open | 2020-01-30 | 8000 | Diesel | COMPARTMENT A | Double Walled | Fiberglass Reinforced Plastic | Pressure
0-002796 | SPEEDWAY STORE #2989 | 2946 W US HIGHWAY 70 | THATCHER | AZ | 85552 | Graham | 5 | Open | 2006-06-30 | 15000 | Gasoline (UL) | COMPARTMENT A | Double Walled | Composite (Steel/Fiberglass) | Pressure | Double Walled | Fiberglass Reinforced Plastic
0-010516 | QUIKTRIP #446 | 550 N DYSART RD | GOODYEAR | AZ | 85338 | Maricopa | 1 | Open | 2014-11-24 | 10000 | Other | COMPARTMENT B | Double Walled | Fiberglass Reinforced Plastic | Pressure | Double Walled | Fiberglass Reinforced Plastic
0-010001 | QUIKTRIP #448 | 9910 W CAMELBACK RD | PHOENIX | AZ | 85037 | Maricopa | 3 | Open | 2003-08-21 | 20000 | Gasoline | COMPARTMENT A | Double Walled | Fiberglass Reinforced Plastic | Pressure | Double Walled | Flexible
0-010107 | SUPERSTAR CHEVRON | 1615 N 99TH AVE | AVONDALE | AZ | 85037 | Maricopa | 1 | Open | 2005-07-27 | 12000 | Gasoline | COMPARTMENT B | Double Walled | Composite (Steel/Fiberglass) | Pressure |  | Fiberglass Reinforced Plastic
0-010471 | CHEVRON FOOD MART | 3160 E CHANDLER HEIGHTS RD | GILBERT | AZ | 85298 | Maricopa | 2 | Open | 2013-02-01 | 8000 | Diesel | COMPARTMENT B | Double Walled | Fiberglass Reinforced Plastic | Pressure | Double Walled | Fiberglass Reinforced Plastic
0-006263 | SPEEDWAY STORE #2889 | 1790 S WHITE MOUNTAIN RD | SHOW LOW | AZ | 85901 | Navajo | 2 | Open | 1988-07-10 | 12000 | Gasoline (PUL) | COMPARTMENT A | Single Walled | Asphalt coated or Bare Steel | Pressure | Single Walled | Bare or Galvanized Steel
0-006263 | SPEEDWAY STORE #2889 | 1790 S WHITE MOUNTAIN RD | SHOW LOW | AZ | 85901 | Navajo | 3 | Open | 1988-07-10 | 12000 | Diesel | COMPARTMENT A | Single Walled | Asphalt coated or Bare Steel | Pressure | Single Walled | Bare or Galvanized Steel
0-009989 | SAM'S CLUB #4830 | 1459 N DYSART RD | AVONDALE | AZ | 85323 | Maricopa | 1 | Open | 2004-01-29 | 20000 | Gasoline | COMPARTMENT A | Double Walled | Fiberglass Reinforced Plastic | Pressure |  | Flexible
0-009848 | QUIK MART #33 | 5642 S ALVERNON WAY | TUCSON | AZ | 85706 | Pima | 2 | Open | 2002-03-01 | 14000 | Gasoline | COMPARTMENT A | Double Walled | Composite (Steel/Fiberglass) | Pressure | Double Walled | Flexible
0-010552 | CIRCLE K STORE #2703477 | 13051 W GLENDALE AVE | GLENDALE | AZ | 85307 | Maricopa | 3 | Open | 2015-12-03 | 10000 | Diesel | COMPARTMENT A | Double Walled | Fiberglass Reinforced Plastic | Pressure | Double Walled | Fiberglass Reinforced Plastic
0-002636 | QUICK AND EASY SHELL | 7602 S MCCLINTOCK DR | TEMPE | AZ | 85284 | Maricopa | 1 | Open | 1988-10-13 | 10000 | Gasoline (UL) | COMPARTMENT A | Single Walled | Fiberglass Reinforced Plastic | Pressure |  | Fiberglass Reinforced Plastic
0-008194 | ARCO AM/PM #42423 | 7601 E TANQUE VERDE RD | TUCSON | AZ | 85715 | Pima | 1 | Open | 1991-07-15 | 10000 | Gasoline | COMPARTMENT A | Double Walled | Fiberglass Reinforced Plastic | Pressure |  | Fiberglass Reinforced Plastic
0-008194 | ARCO AM/PM #42423 | 7601 E TANQUE VERDE RD | TUCSON | AZ | 85715 | Pima | 4 | Open | 1991-07-15 | 10000 | Gasoline | COMPARTMENT A | Double Walled | Fiberglass Reinforced Plastic | Pressure |  | Fiberglass Reinforced Plastic
0-007522 | HATTAR CHEVRON | 6261 E BENSON HWY | TUCSON | AZ | 85756 | Pima | 17 | Open | 1999-12-22 | 20000 | Gasoline | COMPARTMENT A | Double Walled | Fiberglass Reinforced Plastic | Pressure | Double Walled | Flexible
0-009749 | SAFEWAY FUEL - SHOW LOW | 900 W DEUCE OF CLUBS | SHOW LOW | AZ | 85901 | Navajo | 1 | Open | 2000-12-08 | 10000 | Gasoline | COMPARTMENT A | Double Walled | Fiberglass Reinforced Plastic
0-009042 | CIRCLE K STORES #2741612 | 5850 W MCDOWELL RD | PHOENIX | AZ | 85035 | Maricopa | 2 | Open | 1996-10-20 | 12000 | Gasoline (PUL) | COMPARTMENT A | Double Walled | Fiberglass Reinforced Plastic | Pressure | Double Walled | Fiberglass Reinforced Plastic
0-003379 | CHANDLER MAIN CO #141060 | 151 N OREGON ST | CHANDLER | AZ | 85225 | Maricopa | 2 | Open | 2004-08-30 | 3000 | Diesel | COMPARTMENT A | Double Walled | Fiberglass Reinforced Plastic | Suction - Check Valve at the Tank Top |  | Flexible
0-005521 | CARIOCA #56 | 1325 W IRON SPRINGS RD | PRESCOTT | AZ | 86305 | Yavapai | 2 | Open | 1989-04-19 | 20000 | Gasoline | COMPARTMENT A | Single Walled | Fiberglass Reinforced Plastic | Pressure |  | Fiberglass Reinforced Plastic
0-000893 | CIRCLE K STORE #2706656 | 2011 E MCKELLIPS RD | MESA | AZ | 85213 | Maricopa | 4 | Open | 1998-02-02 | 12000 | Gasoline | COMPARTMENT A | Double Walled | Fiberglass Reinforced Plastic | Pressure | Double Walled | Fiberglass Reinforced Plastic
0-007363 | SILVER SADDLE TRADING POST | 9001 N US HIGHWAY 89 | FLAGSTAFF | AZ | 86004 | Coconino | 5 | Open | 2015-01-22 | 6000 | Gasoline (PUL) | COMPARTMENT B | Double Walled | Fiberglass Reinforced Plastic | Pressure | Double Walled | Fiberglass Reinforced Plastic
0-010672 | QUIKTRIP #1407 | 900 S WATSON RD | BUCKEYE | AZ | 85326 | Maricopa | 3 | Open | 2019-10-16 | 12000 | Diesel #2 | COMPARTMENT A | Double Walled | Fiberglass Reinforced Plastic | Pressure | Double Walled | Fiberglass Reinforced Plastic
0-002134 | WELLS FARGO BANK | 1305 W 23RD ST | TEMPE | AZ | 85282 | Maricopa | 6 | Open | 2005-05-01 | 30000 | Diesel | COMPARTMENT A | Double Walled | Fiberglass Reinforced Plastic | Pressure | Double Walled | Fiberglass Reinforced Plastic
0-005839 | HANKS TRADING POST | 31926 N US HIGHWAY 89 | FLAGSTAFF | AZ | 86004 | Coconino | 4 | Open | 1999-03-03 | 10000 | Gasoline | COMPARTMENT A | Double Walled | Composite (Steel/Fiberglass) | Pressure | Double Walled | Flexible
0-010210 | WELLTON CHEVRON | 28864 COMMERCE WAY | WELLTON | AZ | 85356 | Yuma | 2 | Open | 2007-11-08 | 15000 | Gasoline (PUL) | COMPARTMENT A | Double Walled | Fiberglass Reinforced Plastic | Pressure | Double Walled | Fiberglass Reinforced Plastic
0-002784 | SPEEDWAY #2996 | 6500 S 12TH AVE | TUCSON | AZ | 85756 | Pima | 4 | Open | 1976-04-08 | 12000 | Gasoline | COMPARTMENT A | Single Walled | Asphalt coated or Bare Steel | Pressure |  | Fiberglass Reinforced Plastic
0-004427 | QUIK MART #31 | 2200 E BROADWAY BLVD | TUCSON | AZ | 85719 | Pima | 3 | Open | 1992-05-01 | 10000 | Gasoline | COMPARTMENT A | Double Walled | Fiberglass Reinforced Plastic | Pressure | Double Walled | Fiberglass Reinforced Plastic
0-004427 | QUIK MART #31 | 2200 E BROADWAY BLVD | TUCSON | AZ | 85719 | Pima | 4 | Open | 1992-05-01 | 10000 | Gasoline | COMPARTMENT A | Double Walled | Fiberglass Reinforced Plastic | Pressure | Double Walled | Fiberglass Reinforced Plastic
0-009441 | TL QIK GAS & FOOD MART | 1000 E OLD WEST HWY | APACHE JUNCTION | AZ | 85119 | Pinal | 3 | Open | 1989-01-01 | 8000 | Gasoline | COMPARTMENT A | Double Walled | Composite (Steel/Fiberglass) | Pressure |  | Fiberglass Reinforced Plastic
0-004688 | QUIKTRIP #447 | 5957 E MCDOWELL RD | MESA | AZ | 85215 | Maricopa | 6 | Open | 2004-11-16 | 20000 | Gasoline | COMPARTMENT A | Double Walled | Fiberglass Reinforced Plastic | Pressure | Double Walled | Flexible
0-004688 | QUIKTRIP #447 | 5957 E MCDOWELL RD | MESA | AZ | 85215 | Maricopa | 5 | Open | 2004-11-16 | 20000 | Gasoline | COMPARTMENT A | Double Walled | Fiberglass Reinforced Plastic | Pressure | Double Walled | Flexible
0-010256 | QUIKTRIP #434 | 1915 W SOUTHERN AVE | PHOENIX | AZ | 85041 | Maricopa | 1 | Open | 2008-09-23 | 12000 | Gasoline | COMPARTMENT A | Double Walled | Fiberglass Reinforced Plastic | Pressure | Double Walled | Fiberglass Reinforced Plastic
0-010256 | QUIKTRIP #434 | 1915 W SOUTHERN AVE | PHOENIX | AZ | 85041 | Maricopa | 2 | Open | 2008-09-23 | 20000 | Gasoline | COMPARTMENT A | Double Walled | Fiberglass Reinforced Plastic | Pressure | Double Walled | Fiberglass Reinforced Plastic
0-010687 | COSTCO SURPRISE #1375 |  | SURPRISE |  |  | Maricopa | 2 | Open | 2020-08-05 | 40000 | Gasoline (UL) | COMPARTMENT A | Double Walled | Fiberglass Reinforced Plastic | Pressure | Double Walled | Fiberglass Reinforced Plastic
0-009970 | USDOI NPS - GRAND CANYON - SOUTH RIM MAINTENANCE FACILITY |  | GRAND CANYON |  |  | Coconino | 1 | Open | 2002-09-02 | 500 | Used Oil/Waste Oil | COMPARTMENT A | Double Walled | Fiberglass Reinforced Plastic | Gravity Feed
0-010264 | SAFEWAY FUEL #2709 | 5075 W BASELINE RD | PHOENIX | AZ | 85339 | Maricopa | 1 | Open | 2008-11-14 | 20000 | Gasoline | COMPARTMENT A | Double Walled | Fiberglass Reinforced Plastic | Pressure | Double Walled | Flexible
0-010310 | QUIKTRIP #421 | 19990 N 19TH AVE | PHOENIX | AZ | 85027 | Maricopa | 2 | Open | 2009-05-04 | 20000 | Gasoline | COMPARTMENT A | Double Walled | Fiberglass Reinforced Plastic | Pressure | Double Walled | Fiberglass Reinforced Plastic
0-002091 | FLAGSTAFF GOLF MAINTENANCE | 2461 N OAKMONT DR | FLAGSTAFF | AZ | 86004 | Coconino | 5 | Open | 1997-12-17 | 1000 | Diesel | COMPARTMENT A | Double Walled | Composite (Steel/Fiberglass) | Pressure
0-010331 | QUIKTRIP #1452 | 5151 E SPEEDWAY BLVD | TUCSON | AZ | 85712 | Pima | 1 | Open | 2009-10-01 | 20000 | Gasoline | COMPARTMENT A | Double Walled | Fiberglass Reinforced Plastic | Pressure | Double Walled | Fiberglass Reinforced Plastic
0-001384 | CIRCLE K #1217 | 500 N CLARK RD | SHOW LOW | AZ | 85901 | Navajo | 5 | Open | 1995-06-20 | 10000 | Gasoline (Mid-Grade UL) | COMPARTMENT A | Double Walled | Fiberglass Reinforced Plastic | Pressure | Double Walled | Fiberglass Reinforced Plastic
0-001384 | CIRCLE K #1217 | 500 N CLARK RD | SHOW LOW | AZ | 85901 | Navajo | 6 | Open | 1995-06-20 | 10000 | Gasoline (UL) | COMPARTMENT A | Double Walled | Fiberglass Reinforced Plastic | Pressure | Double Walled | Fiberglass Reinforced Plastic
0-003852 | CITY OF PHOENIX - CACTUS PARK POLICE STATION | 12220 N 39TH AVE | PHOENIX | AZ | 85029 | Maricopa | 6 | Open | 1995-02-10 | 12000 | Gasoline | COMPARTMENT A | Double Walled | Fiberglass Reinforced Plastic | Pressure | Double Walled | Fiberglass Reinforced Plastic
0-004337 | CIRCLE K #8553 | 1605 E BELL RD | PHOENIX | AZ | 85022 | Maricopa | 1 | Open | 1988-02-03 | 10000 | Gasoline | COMPARTMENT A | Double Walled | Fiberglass Reinforced Plastic | Pressure |  | Fiberglass Reinforced Plastic
0-001081 | PEBBLESTONE MARKET | 3399 N SCOTTSDALE RD | SCOTTSDALE | AZ | 85251 | Maricopa | 6 | Open | 2001-09-20 | 20000 | Gasoline (UL) | COMPARTMENT A | Double Walled | Fiberglass Reinforced Plastic | Pressure | Double Walled | Flexible
0-004907 | CIRCLE K STORE #2706646 | 1619 W BASELINE RD | GUADALUPE | AZ | 85283 | Maricopa | 6 | Open | 2001-06-14 | 10000 | Diesel | COMPARTMENT A | Double Walled | Fiberglass Reinforced Plastic | Pressure | Double Walled | Fiberglass Reinforced Plastic
0-000885 | SPEEDY MARKET | 1510 S COUNTRY CLUB DR | MESA | AZ | 85210 | Maricopa | 9 | Open | 1994-01-13 | 12000 | Gasoline | COMPARTMENT A | Single Walled | Fiberglass Reinforced Plastic | Pressure |  | Fiberglass Reinforced Plastic
0-001102 | CHEVRON FOOD MART #94781 | 2475 E GRANT RD | TUCSON | AZ | 85719 | Pima | 5 | Open | 1998-03-09 | 20000 | Gasoline | COMPARTMENT A | Double Walled | Fiberglass Reinforced Plastic | Pressure | Double Walled | Fiberglass Reinforced Plastic
0-004226 | RYDER TRUCK RENTAL AND LEASING #0489 | 1717 W RILLITO DR | TUCSON | AZ | 85745 | Pima | 6 | Open | 1998-11-01 | 20000 | Diesel | COMPARTMENT A | Double Walled | Fiberglass Reinforced Plastic | Pressure | Double Walled | Fiberglass Reinforced Plastic
0-001335 | CIRCLE K #2700853 | 307 N HIGHWAY 77 | MAMMOTH | AZ | 85618 | Pinal | 4 | Open | 1995-12-08 | 10000 | Gasoline | COMPARTMENT A |  | Fiberglass Reinforced Plastic | Pressure | Double Walled | Fiberglass Reinforced Plastic
0-006427 | JUDD AUTO SERVICE | 623 S MAIN ST | FREDONIA | AZ | 86022 | Coconino | 5 | Open | 1999-02-17 | 10000 | Gasoline | COMPARTMENT A | Single Walled | Fiberglass Reinforced Plastic | Pressure | Single Walled | Fiberglass Reinforced Plastic
0-008521 | GPM #4595 | 4305 E RAY RD | PHOENIX | AZ | 85044 | Maricopa | 3 | Open | 1994-01-12 | 12000 | Gasoline | COMPARTMENT A | Double Walled | Fiberglass Reinforced Plastic | Pressure | Double Walled | Fiberglass Reinforced Plastic
0-005253 | JACKSONS ENERGY #6785 | 3960 N COUNTRY CLUB DR | FLAGSTAFF | AZ | 86004 | Coconino | 5 | Open | 1990-05-22 | 10000 | Gasoline (UL) | COMPARTMENT A | Double Walled | Composite (Steel/Fiberglass) | Pressure |  | Fiberglass Reinforced Plastic
0-004561 | CIRCLE K #2701995 | 3101 WILLOW CREEK RD | PRESCOTT | AZ | 86301 | Yavapai | 1 | Open | 1986-07-13 | 10000 | Gasoline | COMPARTMENT A | Double Walled | Fiberglass Reinforced Plastic | Pressure |  | Fiberglass Reinforced Plastic
0-003200 | CIRCLE K STORE #2709168 | 4801 E THOMAS RD | PHOENIX | AZ | 85018 | Maricopa | 7 | Open | 1985-08-01 | 8000 | Gasoline (UL) | COMPARTMENT A | Double Walled | Fiberglass Reinforced Plastic | Pressure |  | Fiberglass Reinforced Plastic
0-003258 | PRIDE TRAVEL CENTER IV | 2440 W BETHANY HOME RD | PHOENIX | AZ | 85015 | Maricopa | 5 | Open | 1999-01-01 | 10000 | Diesel | COMPARTMENT A | Double Walled | Fiberglass Reinforced Plastic | Pressure | Double Walled | Fiberglass Reinforced Plastic
0-007104 | CHEVRON - SHAY OIL CO INC #17 | 3919 S AVENUE 3 E | YUMA | AZ | 85365 | Yuma | 2 | Open | 1989-07-01 | 12000 | Gasoline | COMPARTMENT A | Double Walled | Fiberglass Reinforced Plastic | Pressure |  | Fiberglass Reinforced Plastic
0-004028 | FLYING J TRAVEL PLAZA #610 | 3300 E ANDY DEVINE AVE | KINGMAN | AZ | 86401 | Mohave | 10 | Open | 1989-01-01 | 12000 | Gasoline | COMPARTMENT A | Single Walled | Fiberglass Reinforced Plastic | Pressure |  | Fiberglass Reinforced Plastic
0-004028 | FLYING J TRAVEL PLAZA #610 | 3300 E ANDY DEVINE AVE | KINGMAN | AZ | 86401 | Mohave | 13 | Open | 1989-01-01 | 20000 | Diesel | COMPARTMENT A | Single Walled | Fiberglass Reinforced Plastic | Pressure |  | Fiberglass Reinforced Plastic
0-004028 | FLYING J TRAVEL PLAZA #610 | 3300 E ANDY DEVINE AVE | KINGMAN | AZ | 86401 | Mohave | 8 | Open | 1989-01-01 | 12000 | Gasoline | COMPARTMENT A | Single Walled | Fiberglass Reinforced Plastic | Pressure |  | Fiberglass Reinforced Plastic
0-001482 | SAHARA SHELL | 709 W SOUTHERN AVE | PHOENIX | AZ | 85041 | Maricopa | 1 | Open | 1988-01-01 | 6000 | Diesel | COMPARTMENT A | Double Walled | Fiberglass Reinforced Plastic | Pressure |  | Fiberglass Reinforced Plastic
0-006210 | FLYING J TRAVEL PLAZA #609 | 16189 S SUNSHINE BLVD | ELOY | AZ | 85131 | Pinal | 6 | Open | 1988-01-01 | 12000 | Gasoline | COMPARTMENT A | Single Walled | Fiberglass Reinforced Plastic | Pressure |  | Fiberglass Reinforced Plastic
0-009436 | UPS YUMA | 2851 S AVENUE 2 1/2 E | YUMA | AZ | 85365 | Yuma | 1 | Open | 1989-11-17 | 10000 | Gasoline | COMPARTMENT A | Double Walled | Fiberglass Reinforced Plastic | Pressure | Double Walled | Fiberglass Reinforced Plastic
0-002498 | HIDDEN SHORES RV VILLAGE - GAS STATION | 10300 IMPERIAL DAM RD | YUMA | AZ | 85365 | Yuma | 9 | Open | 1999-06-11 | 5000 | Gasoline | COMPARTMENT B |  | Fiberglass Reinforced Plastic
0-000777 | CITY OF SCOTTSDALE - CORPORATE YARD | 9191 E SAN SALVADOR DR | SCOTTSDALE | AZ | 85258 | Maricopa | 17 | Open | 2019-07-24 | 20000 | Gasoline (UL) | COMPARTMENT A | Double Walled | Fiberglass Reinforced Plastic | Pressure | Double Walled | Fiberglass Reinforced Plastic
0-001425 | CIRCLE K #1556 | 2360 W BROADWAY AVE | APACHE JUNCTION | AZ | 85120 | Pinal | 5 | Open | 1996-02-21 | 12000 | Gasoline | COMPARTMENT A | Single Walled | Fiberglass Reinforced Plastic | Pressure | Double Walled | Fiberglass Reinforced Plastic
0-004712 | UA BIOSPHERE 2 | 32540 S BIOSPHERE RD | ORACLE | AZ | 85623 | Pinal | 8 | Open | 1991-01-01 | 15000 | Diesel | COMPARTMENT A | Double Walled | Fiberglass Reinforced Plastic | Suction - Check Valve at the Tank Top
0-009978 | SAFEWAY FUEL | 3123 N STOCKTON HILL RD | KINGMAN | AZ | 86401 | Mohave | 2 | Open | 2003-07-01 | 10000 | Gasoline | COMPARTMENT B | Double Walled | Composite (Steel/Fiberglass)
0-004674 | RED MESA EXPRESS #505 | 701 N NAVAJO DR | PAGE | AZ | 86040 | Coconino | 4 | Open | 2009-01-12 | 15000 | Gasoline | COMPARTMENT A | Double Walled | Fiberglass Reinforced Plastic | Pressure | Double Walled | Fiberglass Reinforced Plastic
0-004674 | RED MESA EXPRESS #505 | 701 N NAVAJO DR | PAGE | AZ | 86040 | Coconino | 5 | Open | 2009-01-12 | 6000 | Diesel | COMPARTMENT B | Double Walled | Fiberglass Reinforced Plastic | Pressure | Double Walled | Fiberglass Reinforced Plastic
0-005805 | ARCO #5376 | 1601 N 27TH AVE | PHOENIX | AZ | 85009 | Maricopa | 2 | Open | 1986-01-01 | 12000 | Gasoline | COMPARTMENT A | Double Walled | Fiberglass Reinforced Plastic | Pressure |  | Fiberglass Reinforced Plastic
0-009323 | JACKSONS #805 | 16610 N SCOTTSDALE RD | PHOENIX | AZ | 85254 | Maricopa | 3 | Open | 1998-09-25 | 20000 | Gasoline | COMPARTMENT A | Single Walled | Fiberglass Reinforced Plastic | Pressure |  | Fiberglass Reinforced Plastic
0-008901 | DEL SOL IGA | 29854 E LOS ANGELES AVE | WELLTON | AZ | 85356 | Yuma | 1 | Open | 1993-09-01 | 8000 | Gasoline | COMPARTMENT A | Double Walled | Fiberglass Reinforced Plastic | Pressure | Double Walled | Fiberglass Reinforced Plastic
0-001422 | CIRCLE K #2701520 | 6090 S PARK AVE | TUCSON | AZ | 85706 | Pima | 3 | Open | 1984-04-04 | 10000 | Gasoline | COMPARTMENT A | Double Walled | Fiberglass Reinforced Plastic | Pressure |  | Fiberglass Reinforced Plastic
0-001422 | CIRCLE K #2701520 | 6090 S PARK AVE | TUCSON | AZ | 85706 | Pima | 1 | Open | 1984-04-04 | 10000 | Gasoline | COMPARTMENT A | Double Walled | Fiberglass Reinforced Plastic | Pressure |  | Fiberglass Reinforced Plastic
0-008001 | PHOENIX UNION HIGH SCHOOL DISTRICT | 2526 W OSBORN RD | PHOENIX | AZ | 85017 | Maricopa | 1 | Open | 1992-10-01 | 10000 | Gasoline | COMPARTMENT A | Double Walled | Fiberglass Reinforced Plastic | Pressure | Double Walled | Fiberglass Reinforced Plastic
0-009426 | MUSTANG MOUNTAIN TEXACO FOOD MART | 2222 N HIGHWAY 90 | HUACHUCA CITY | AZ | 85616 | Cochise | 1 | Open | 1998-06-01 | 12000 | Gasoline (UL) | COMPARTMENT A | Double Walled | Fiberglass Reinforced Plastic | Pressure | Double Walled | Fiberglass Reinforced Plastic
0-009426 | MUSTANG MOUNTAIN TEXACO FOOD MART | 2222 N HIGHWAY 90 | HUACHUCA CITY | AZ | 85616 | Cochise | 3 | Open | 1998-06-01 | 8000 | Diesel | COMPARTMENT A | Double Walled | Fiberglass Reinforced Plastic | Pressure | Double Walled | Fiberglass Reinforced Plastic
0-009182 | CIRCLE K STORE #2709180 | 315 N LITCHFIELD RD | GOODYEAR | AZ | 85338 | Maricopa | 3 | Open | 1997-03-25 | 15000 | Gasoline | COMPARTMENT A | Double Walled | Fiberglass Reinforced Plastic | Pressure | Double Walled | Fiberglass Reinforced Plastic
0-008608 | SANDERSON LINCOLN/MERCURY | 2121 W BELL RD | PHOENIX | AZ | 85023 | Maricopa | 1 | Open | 1995-01-25 | 10000 | Gasoline | COMPARTMENT A | Double Walled | Fiberglass Reinforced Plastic | Pressure | Double Walled | Fiberglass Reinforced Plastic
0-007944 | SPEEDWAY STORE #2952 | 2830 S PACIFIC AVE | YUMA | AZ | 85365 | Yuma | 4 | Open | 1992-08-30 | 8000 | Diesel | COMPARTMENT A | Double Walled | Fiberglass Reinforced Plastic | Pressure |  | Fiberglass Reinforced Plastic
0-005376 | CIRCLE K STORE #2703480 | 4810 E WARNER RD | PHOENIX | AZ | 85044 | Maricopa | 1 | Open | 1991-06-01 | 10000 | Gasoline | COMPARTMENT A | Double Walled | Fiberglass Reinforced Plastic | Pressure | Double Walled | Fiberglass Reinforced Plastic
0-005376 | CIRCLE K STORE #2703480 | 4810 E WARNER RD | PHOENIX | AZ | 85044 | Maricopa | 3 | Open | 1991-06-01 | 10000 | Gasoline | COMPARTMENT A | Double Walled | Fiberglass Reinforced Plastic | Pressure | Double Walled | Fiberglass Reinforced Plastic
0-009612 | STANFIELD FOOD MART | 36622 W HIGHWAY 84 | STANFIELD | AZ | 85172 | Pinal | 2 | Open | 1999-11-16 | 6000 | Gasoline (PUL) | COMPARTMENT A | Double Walled | Fiberglass Reinforced Plastic
0-004465 | SUNSHINE FUEL & PROPERTIES | 205 S LAKE POWELL BLVD | PAGE | AZ | 86040 | Coconino | 5 | Open | 1985-01-01 | 8000 | Gasoline | COMPARTMENT A | Single Walled | Asphalt coated or Bare Steel | Pressure | Double Walled | Flexible
0-004465 | SUNSHINE FUEL & PROPERTIES | 205 S LAKE POWELL BLVD | PAGE | AZ | 86040 | Coconino | 6 | Open | 1985-01-01 | 8000 | Gasoline | COMPARTMENT A | Single Walled | Asphalt coated or Bare Steel | Pressure | Double Walled | Flexible
0-009860 | LIBERTY ELEMENTARY SCHOOL - BUS BARN | 19818 W US HIGHWAY 85 | BUCKEYE | AZ | 85326 | Maricopa | 4 | Open | 1987-11-01 | 10000 | Diesel | COMPARTMENT A | Single Walled | Fiberglass Reinforced Plastic | Pressure |  | Fiberglass Reinforced Plastic
0-002300 | FREEWAY CHEVRON | 2905 S HASKELL AVE | WILLCOX | AZ | 85643 | Cochise | 6 | Open | 2020-06-09 | 6000 | Gasoline (PUL) | COMPARTMENT B | Double Walled | Fiberglass Reinforced Plastic
0-002300 | FREEWAY CHEVRON | 2905 S HASKELL AVE | WILLCOX | AZ | 85643 | Cochise | 6 | Open | 2020-06-09 | 10000 | Gasoline (UL) | COMPARTMENT A | Double Walled | Fiberglass Reinforced Plastic
0-004065 | HAPPY FOOD MART | 6262 E MAIN ST | MESA | AZ | 85205 | Maricopa | 4 | Open | 2019-12-09 | 12000 | Gasoline (UL) | COMPARTMENT A | Double Walled | Fiberglass Reinforced Plastic | Pressure | Double Walled | Fiberglass Reinforced Plastic
0-010647 | MAVERIK STORE #466-GAS STATION | 4100 E BUTLER AVE | FLAGSTAFF | AZ | 86004 | Coconino | 4 | Open | 2016-09-01 | 12000 | Diesel | COMPARTMENT A | Double Walled | Fiberglass Reinforced Plastic | Pressure | Double Walled | Flexible
0-010647 | MAVERIK STORE #466-GAS STATION | 4100 E BUTLER AVE | FLAGSTAFF | AZ | 86004 | Coconino | 3 | Open | 2016-09-01 | 12000 | Gasoline (PUL) | COMPARTMENT A | Double Walled | Fiberglass Reinforced Plastic | Pressure | Double Walled | Flexible
0-010581 | CIRCLE K STORE #2741610 | 35850 N GARY RD | QUEEN CREEK | AZ | 85142 | Pinal | 2 | Open | 2016-12-01 | 8000 | Gasoline (PUL) | COMPARTMENT A | Double Walled | Fiberglass Reinforced Plastic | Pressure | Double Walled | Flexible
0-010021 | FRY FUEL CENTER #137 | 7050 E 22ND ST | TUCSON | AZ | 85710 | Pima | 1 | Open | 2003-10-02 | 8000 | Gasoline | COMPARTMENT A | Double Walled | Asphalt coated or Bare Steel
0-009396 | SHELL FOOD MART | 530 E WICKENBURG WAY | WICKENBURG | AZ | 85390 | Maricopa | 2 | Open | 1998-07-30 | 12000 | Gasoline | COMPARTMENT A | Double Walled | Fiberglass Reinforced Plastic | Pressure | Double Walled | Fiberglass Reinforced Plastic
0-009073 | VALERO #8034 | 480 W WARNER RD | TEMPE | AZ | 85284 | Maricopa | 1 | Open | 1997-02-01 | 12000 | Gasoline | COMPARTMENT A | Double Walled | Composite (Steel/Fiberglass) | Pressure | Double Walled | Fiberglass Reinforced Plastic
0-008156 | MOBIL FOOD MART | 304 N HAYDEN RD | SCOTTSDALE | AZ | 85257 | Maricopa | 2 | Open | 1988-10-12 | 12000 | Gasoline | COMPARTMENT A |  | Fiberglass Reinforced Plastic | Pressure | Single Walled | Fiberglass Reinforced Plastic
0-002709 | GAS-N-GRUB 5 | 2805 E NORTHERN AVE | KINGMAN | AZ | 86409 | Mohave | 5 | Open | 2019-04-08 | 5000 | Gasoline (PUL) | COMPARTMENT A | Double Walled | Fiberglass Reinforced Plastic | Pressure | Double Walled | Flexible
0-001395 | CIRCLE K #2701343 | 1550 N COUNTRY CLUB DR | MESA | AZ | 85201 | Maricopa | 1 | Open | 1985-04-01 | 10000 | Gasoline | COMPARTMENT A | Double Walled | Fiberglass Reinforced Plastic | Pressure | Single Walled | Fiberglass Reinforced Plastic
0-009786 | CIRCLE K #2706348 | 995 W ELLIOT RD | TEMPE | AZ | 85284 | Maricopa | 1 | Open | 2001-03-23 | 20000 | Gasoline | COMPARTMENT A | Double Walled | Fiberglass Reinforced Plastic | Pressure | Double Walled | Fiberglass Reinforced Plastic
0-009222 | CIRCLE K #2705540 | 1555 W VALENCIA RD | TUCSON | AZ | 85746 | Pima | 2 | Open | 1997-10-12 | 15000 | Gasoline (PUL) | COMPARTMENT A | Double Walled | Fiberglass Reinforced Plastic | Pressure | Double Walled | Fiberglass Reinforced Plastic
0-009623 | CIRCLE K #2705598 | 6210 E CAVE CREEK RD | CAVE CREEK | AZ | 85331 | Maricopa | 1 | Open | 1998-11-12 | 20000 | Gasoline | COMPARTMENT A | Double Walled | Fiberglass Reinforced Plastic | Pressure | Double Walled | Fiberglass Reinforced Plastic
0-001472 | CIRCLE K #2701754 | 820 W 32ND ST | YUMA | AZ | 85364 | Yuma | 1 | Open | 1986-01-01 | 10000 | Gasoline | COMPARTMENT A | Single Walled | Fiberglass Reinforced Plastic | Pressure | Single Walled | Fiberglass Reinforced Plastic
0-001530 | CIRCLE K #2701938 | 2439 W UNION HILLS DR | PHOENIX | AZ | 85027 | Maricopa | 1 | Open | 1986-01-01 | 10000 | Diesel | COMPARTMENT A | Single Walled | Fiberglass Reinforced Plastic | Pressure |  | Fiberglass Reinforced Plastic
0-010631 | CIRCLE K STORE #3388 | 4295 W HUNT HWY | SAN TAN VALLEY | AZ | 85142 | Pinal | 2 | Open | 2020-03-10 | 12000 | Gasoline (PUL) | COMPARTMENT A | Double Walled | Fiberglass Reinforced Plastic | Pressure | Double Walled | Fiberglass Reinforced Plastic
0-010631 | CIRCLE K STORE #3388 | 4295 W HUNT HWY | SAN TAN VALLEY | AZ | 85142 | Pinal | 1 | Open | 2020-03-10 | 20000 | Gasoline (UL) | COMPARTMENT A | Double Walled | Fiberglass Reinforced Plastic | Pressure | Double Walled | Fiberglass Reinforced Plastic
0-010631 | CIRCLE K STORE #3388 | 4295 W HUNT HWY | SAN TAN VALLEY | AZ | 85142 | Pinal | 3 | Open | 2020-03-10 | 12000 | Diesel #2 | COMPARTMENT A | Double Walled | Fiberglass Reinforced Plastic | Pressure | Double Walled | Fiberglass Reinforced Plastic
0-010584 | CIRCLE K STORE #2703485 | 1415 E FLORENCE BLVD | CASA GRANDE | AZ | 85122 | Pinal | 2 | Open | 2016-10-24 | 12000 | Gasoline (UL) | COMPARTMENT A | Double Walled | Fiberglass Reinforced Plastic | Pressure | Double Walled | Fiberglass Reinforced Plastic
0-010666 | CIRCLE K STORE #2741604 | 1015 S COOPER | CHANDLER | AZ | 85286 |  | 1 | Open | 2019-08-20 | 20000 | Gasoline (UL) | COMPARTMENT A | Double Walled | Fiberglass Reinforced Plastic | Pressure | Double Walled | Fiberglass Reinforced Plastic
0-010627 | CIRCLE K STORE #3492 | 255 S MAIN STREET | FLORENCE | AZ | 85132 | Pinal | 3 | Open | 2018-05-18 | 12000 | Diesel | COMPARTMENT A | Double Walled | Fiberglass Reinforced Plastic | Pressure | Double Walled | Fiberglass Reinforced Plastic
0-009987 | SAFEWAY #1521 | 12122 N RANCHO VISTOSO BLVD | ORO VALLEY | AZ | 85755 | Pima | 2 | Open | 2003-10-01 | 20000 | Gasoline | COMPARTMENT A | Double Walled | Composite (Steel/Fiberglass) | Pressure | Double Walled | Fiberglass Reinforced Plastic
0-010653 | QUIKTRIP #431R | 1939 S MESA DR | MESA | AZ | 85210 | Maricopa | 1 | Open | 2019-04-23 | 20000 | Gasoline (UL) | COMPARTMENT A | Double Walled | Fiberglass Reinforced Plastic | Pressure | Double Walled | Fiberglass Reinforced Plastic
0-010675 | MAVERIK #562 | 650 WHIPPLE ST | PRESCOTT | AZ | 86301 | Yavapai | 1 | Open | 2017-02-13 | 12000 | Gasoline (UL) | COMPARTMENT A | Double Walled | Fiberglass Reinforced Plastic | Pressure | Double Walled | Flexible
0-010675 | MAVERIK #562 | 650 WHIPPLE ST | PRESCOTT | AZ | 86301 | Yavapai | 2 | Open | 2017-02-13 | 12000 | Gasoline (UL) | COMPARTMENT A | Double Walled | Fiberglass Reinforced Plastic | Pressure | Double Walled | Flexible
0-001448 | CIRCLE K #2701613 | 8001E E THOMAS RD | SCOTTSDALE | AZ | 85251 | Maricopa | 3 | Open | 1985-01-01 | 10000 | Gasoline | COMPARTMENT A | Double Walled | Fiberglass Reinforced Plastic | Pressure |  | Fiberglass Reinforced Plastic
0-001710 | ANDY DEVINE 76 | 3041 E ANDY DEVINE AVE | KINGMAN | AZ | 86401 | Mohave | 5 | Open | 1973-01-01 | 10000 | Diesel | COMPARTMENT A | Single Walled | Asphalt coated or Bare Steel | Pressure | Double Walled | Flexible
0-009611 | CHARLES SCHWAB | 4701 E FRANCISCO DR | PHOENIX | AZ | 85044 | Maricopa | 1 | Open | 1992-10-01 | 10000 | Diesel | COMPARTMENT A | Double Walled | Fiberglass Reinforced Plastic | Suction - Check Valve at the Dispenser | Double Walled | Fiberglass Reinforced Plastic
0-009443 | GILLIGAN'S SPRING VALLEY 76 | 17257 E SPRING VALLEY RD | SPRING VALLEY | AZ | 86333 | Yavapai | 2 | Open | 1998-02-05 | 6000 | Diesel | COMPARTMENT B | Double Walled | Fiberglass Reinforced Plastic | Pressure | Double Walled
0-006804 | SHAY OIL CO #6 | 39880 E HIGHWAY 80 | TACNA | AZ | 85352 | Yuma | 10 | Open | 2004-06-29 | 20000 | Gasoline | COMPARTMENT A | Double Walled | Fiberglass Reinforced Plastic | Pressure | Double Walled | Flexible
0-001231 | CIRCLE K #428 | 1953 HIGHWAY 260 | HEBER | AZ | 85928 | Navajo | 4 | Open | 1997-08-12 | 10000 | Diesel | COMPARTMENT A | Double Walled | Fiberglass Reinforced Plastic | Pressure | Double Walled | Fiberglass Reinforced Plastic
0-006446 | HAVASU SUPER FUELS LLC | 54 LAKE HAVASU AVE N | LAKE HAVASU CITY | AZ | 86403 | Mohave | 2 | Open | 1987-09-13 | 12000 | Gasoline | COMPARTMENT A | Double Walled | Composite (Steel/Fiberglass) | Pressure |  | Fiberglass Reinforced Plastic
0-006357 | HATCH'S MARKET | 2310 NAVAJO BLVD | HOLBROOK | AZ | 86025 | Navajo | 6 | Open | 1992-03-01 | 15000 | Gasoline | COMPARTMENT A | Single Walled | Fiberglass Reinforced Plastic | Pressure |  | Fiberglass Reinforced Plastic
0-006200 | CANADA MART | 210 W ANDY DEVINE AVE | KINGMAN | AZ | 86401 | Mohave | 7 | Open | 1999-02-01 | 4000 | Gasoline | COMPARTMENT B | Double Walled | Fiberglass Reinforced Plastic | Pressure | Double Walled | Fiberglass Reinforced Plastic
0-006200 | CANADA MART | 210 W ANDY DEVINE AVE | KINGMAN | AZ | 86401 | Mohave | 7 | Open | 1999-02-01 | 8000 | Gasoline | COMPARTMENT A | Double Walled | Fiberglass Reinforced Plastic | Pressure | Double Walled | Fiberglass Reinforced Plastic
0-009794 | POWER & MCDOWELL SHELL | 2737 N POWER RD | MESA | AZ | 85215 | Maricopa | 3 | Open | 2000-11-20 | 20000 | Gasoline | COMPARTMENT A | Double Walled | Fiberglass Reinforced Plastic | Pressure | Double Walled | Fiberglass Reinforced Plastic
0-001113 | 4 SONS FOOD STORES #510 | 1205 W BASELINE RD | MESA | AZ | 85202 | Maricopa | 10 | Open | 2004-03-02 | 6000 | Diesel | COMPARTMENT A | Double Walled | Fiberglass Reinforced Plastic | Pressure | Double Walled | Fiberglass Reinforced Plastic
0-006711 | ADOT - FLAGSTAFF MAINTENANCE | 5701 E RAILHEAD AVE | FLAGSTAFF | AZ | 86004 | Coconino | 2 | Open | 1986-06-01 | 12000 | Gasoline | COMPARTMENT A | Double Walled | Fiberglass Reinforced Plastic | Suction - Check Valve at the Tank Top | Single Walled | Fiberglass Reinforced Plastic
0-002686 | NORTH RIM GENERATING BUILDING |  | NORTH RIM |  |  | Coconino | 2 | Open | 1976-01-01 | 10000 | Diesel | COMPARTMENT A | Single Walled | Fiberglass Reinforced Plastic | Pressure |  | Bare or Galvanized Steel
0-006750 | PACIFIC PRIDE CARDLOCK | 1002 S WALNUT AVE | YUMA | AZ | 85364 | Yuma | 2 | Open | 1983-11-07 | 12000 | Gasoline | COMPARTMENT A | Double Walled | Fiberglass Reinforced Plastic | Pressure |  | Fiberglass Reinforced Plastic
0-001995 | CAMELBACK MOUNTAIN SINCLAIR | 3940 E CAMELBACK RD | PHOENIX | AZ | 85018 | Maricopa | 7 | Open | 1997-05-14 | 12000 | Gasoline | COMPARTMENT A | Double Walled | Fiberglass Reinforced Plastic | Pressure | Double Walled | Fiberglass Reinforced Plastic
0-001306 | CIRCLE K #2700781 | 10068 S STATE ROUTE 69 | MAYER | AZ | 86333 | Yavapai | 3 | Open | 1995-07-04 | 10000 | Diesel | COMPARTMENT A | Double Walled | Fiberglass Reinforced Plastic | Pressure |  | Fiberglass Reinforced Plastic
0-010457 | QUIK TRIP #1461 | 1401 S ALVERNON WAY | TUCSON | AZ | 85711 | Pima | 1 | Open | 2012-06-01 | 20000 | Gasoline | COMPARTMENT A | Double Walled | Fiberglass Reinforced Plastic | Pressure | Double Walled | Fiberglass Reinforced Plastic
0-010457 | QUIK TRIP #1461 | 1401 S ALVERNON WAY | TUCSON | AZ | 85711 | Pima | 3 | Open | 2012-06-01 | 12000 | Gasoline | COMPARTMENT A | Double Walled | Fiberglass Reinforced Plastic | Pressure | Double Walled | Fiberglass Reinforced Plastic
0-010470 | MAVERIK #478 | 1301 NAVAJO BLVD | HOLBROOK | AZ | 86025 | Navajo | 2 | Open | 2012-12-19 | 12000 | Gasoline | COMPARTMENT A | Double Walled | Fiberglass Reinforced Plastic | Pressure | Double Walled | Flexible
0-010470 | MAVERIK #478 | 1301 NAVAJO BLVD | HOLBROOK | AZ | 86025 | Navajo | 3 | Open | 2012-12-19 | 12000 | Gasoline | COMPARTMENT A | Double Walled | Fiberglass Reinforced Plastic | Pressure | Double Walled | Flexible
0-001495 | CIRCLE K #2701840 | 6150 E STATE ROUTE 69 | PRESCOTT VALLEY | AZ | 86314 | Yavapai | 2 | Open | 1985-01-01 | 10000 | Gasoline | COMPARTMENT A | Single Walled | Fiberglass Reinforced Plastic | Pressure |  | Fiberglass Reinforced Plastic
0-010118 | COSTCO WHOLESALE #738 | 2450 E BEARDSLEY RD | PHOENIX | AZ | 85050 | Maricopa | 2 | Open | 2005-10-01 | 30000 | Gasoline | COMPARTMENT A | Double Walled | Fiberglass Reinforced Plastic | Pressure | Double Walled | Flexible
0-010496 | FRYS FUEL CENTER #87 | 7750 S 51ST AVE | LAVEEN | AZ | 85339 | Maricopa | 1 | Open | 2013-06-27 | 20000 | Gasoline | COMPARTMENT A | Double Walled | Fiberglass Reinforced Plastic | Pressure | Double Walled | Flexible
0-010515 | AMERICAN FURNITURE WAREHOUSE - #74 | 5801 N 99TH AVE | GLENDALE | AZ | 85305 | Maricopa | 1 | Open | 2014-09-05 | 12000 | Diesel | COMPARTMENT A | Double Walled | Fiberglass Reinforced Plastic | Pressure | Double Walled | Fiberglass Reinforced Plastic
0-000871 | BOWIE TRAVEL CENTER | 1275 E BUSINESS LOOP | BOWIE | AZ | 85605 | Cochise | 4 | Open | 2020-08-31 | 12000 | Gasoline (UL) | COMPARTMENT A | Double Walled | Fiberglass Reinforced Plastic
0-000871 | BOWIE TRAVEL CENTER | 1275 E BUSINESS LOOP | BOWIE | AZ | 85605 | Cochise | 5 | Open | 2020-08-31 | 5000 | Gasoline (PUL) | COMPARTMENT B | Double Walled | Fiberglass Reinforced Plastic
0-000871 | BOWIE TRAVEL CENTER | 1275 E BUSINESS LOOP | BOWIE | AZ | 85605 | Cochise | 5 | Open | 2020-08-31 | 7000 | Diesel | COMPARTMENT A | Double Walled | Fiberglass Reinforced Plastic
0-010323 | FRYS FUEL CENTER #609 | 850 E HATCHER RD | PHOENIX | AZ | 85020 | Maricopa | 1 | Open | 2009-11-01 | 20000 | Gasoline | COMPARTMENT A | Double Walled | Fiberglass Reinforced Plastic | Pressure |  | Flexible
0-010486 | FRYS FUEL CENTER #117 | 10450 N LA CANADA DR | ORO VALLEY | AZ | 85737 | Pima | 1 | Open | 2013-02-07 | 20000 | Gasoline | COMPARTMENT A | Double Walled | Fiberglass Reinforced Plastic | Pressure | Double Walled | Flexible
0-004914 | GRAND CHEVRON | 811 N GRAND AVE | NOGALES | AZ | 85621 | Santa Cruz | 4 | Open | 1984-05-08 | 8000 | Diesel | COMPARTMENT A | Double Walled | Fiberglass Reinforced Plastic | Pressure | Double Walled | Fiberglass Reinforced Plastic
0-005436 | CIRCLE K #2702890 | 3543 E OAK ST | PHOENIX | AZ | 85008 | Maricopa | 1 | Open | 1979-01-01 | 10000 | Gasoline | COMPARTMENT A |  | Asphalt coated or Bare Steel | Pressure |  | Fiberglass Reinforced Plastic
0-010157 | QUIKTRIP #486 | 726 S GILBERT RD | GILBERT | AZ | 85296 | Maricopa | 2 | Open | 2006-06-14 | 20000 | Gasoline | COMPARTMENT A | Double Walled | Fiberglass Reinforced Plastic | Pressure | Double Walled | Flexible
0-010291 | QUIKTRIP #487 | 9120 W INDIAN SCHOOL RD | PHOENIX | AZ | 85037 | Maricopa | 3 | Open | 2008-11-01 | 12000 | Gasoline | COMPARTMENT A | Double Walled | Fiberglass Reinforced Plastic | Pressure | Double Walled | Fiberglass Reinforced Plastic
0-010362 | QUIKTRIP #1460 | 1250 S PANTANO RD | TUCSON | AZ | 85710 | Pima | 1 | Open | 2010-04-15 | 20000 | Gasoline | COMPARTMENT A | Double Walled | Fiberglass Reinforced Plastic | Pressure | Double Walled | Fiberglass Reinforced Plastic
0-010362 | QUIKTRIP #1460 | 1250 S PANTANO RD | TUCSON | AZ | 85710 | Pima | 2 | Open | 2010-04-15 | 20000 | Gasoline | COMPARTMENT A | Double Walled | Fiberglass Reinforced Plastic | Pressure | Double Walled | Fiberglass Reinforced Plastic
0-010344 | MAVERIK COUNTRY STORE #350 | 1060 S STATE ROUTE 89 | CHINO VALLEY | AZ | 86323 | Yavapai | 4 | Open | 2009-09-01 | 12000 | Diesel | COMPARTMENT A | Double Walled | Fiberglass Reinforced Plastic | Pressure | Double Walled | Flexible
0-010426 | QUIKTRIP #1450 | 68 W RIVER RD | TUCSON | AZ | 85704 | Pima | 3 | Open | 2011-07-14 | 12000 | Gasoline | COMPARTMENT A | Double Walled | Fiberglass Reinforced Plastic | Pressure | Double Walled | Fiberglass Reinforced Plastic
0-010401 | QUIKTRIP #477 | 3806 W GREENWAY RD | PHOENIX | AZ | 85053 | Maricopa | 4 | Open | 2010-12-07 | 12000 | Diesel | COMPARTMENT A | Double Walled | Fiberglass Reinforced Plastic | Pressure | Double Walled | Fiberglass Reinforced Plastic
0-009303 | LOVE'S TRAVEL STOP #286 | 760 S QUARTZSITE BLVD | QUARTZSITE | AZ | 85346 | La Paz | 5 | Open | 1997-10-30 | 20000 | Gasoline | COMPARTMENT A | Double Walled | Composite (Steel/Fiberglass) | Pressure | Double Walled | Fiberglass Reinforced Plastic
0-006624 | CIRCLE K #2705318 | 7510 E 22ND ST | TUCSON | AZ | 85710 | Pima | 2 | Open | 1989-02-02 | 15000 | Gasoline | COMPARTMENT A | Double Walled | Fiberglass Reinforced Plastic | Pressure |  | Fiberglass Reinforced Plastic
0-002527 | CIRCLE K #2708689 | 2708 W BUCKEYE RD | PHOENIX | AZ | 85009 | Maricopa | 1 | Open | 1988-05-07 | 10000 | Gasoline | COMPARTMENT A | Double Walled | Fiberglass Reinforced Plastic | Pressure |  | Fiberglass Reinforced Plastic
0-009949 | QUIK MART #11 | 13142 E COLOSSAL CAVE RD | VAIL | AZ | 85641 | Pima | 1 | Open | 2003-05-23 | 6000 | Diesel | COMPARTMENT B | Double Walled | Asphalt coated or Bare Steel
0-010071 | CHEVRON - SELF SERVE #22 | 6440 E 32ND ST | YUMA | AZ | 85365 | Yuma | 1 | Open | 2005-07-01 | 12000 | Gasoline | COMPARTMENT B | Double Walled | Fiberglass Reinforced Plastic | Pressure | Double Walled | Fiberglass Reinforced Plastic
0-008295 | CARTER-CARDLOCK INC | 2201 E HUNTINGTON DR | FLAGSTAFF | AZ | 86004 | Coconino | 3 | Open | 1993-12-01 | 6000 | Red Diesel | COMPARTMENT A | Double Walled | Fiberglass Reinforced Plastic | Pressure | Double Walled | Fiberglass Reinforced Plastic
0-006719 | CIRCLE K STORE #2709529 | 5601 E BELL RD | SCOTTSDALE | AZ | 85254 | Maricopa | 1 | Open | 1990-07-24 | 12000 | Gasoline | COMPARTMENT A | Double Walled | Composite (Steel/Fiberglass) | Pressure |  | Fiberglass Reinforced Plastic
0-007174 | SHEPHERD EXPRESS #108 | 620 S MONTEZUMA ST | PRESCOTT | AZ | 86303 | Yavapai | 6 | Open | 1994-12-07 | 10000 | Gasoline | COMPARTMENT A | Double Walled | Composite (Steel/Fiberglass) | Pressure | Single Walled | Fiberglass Reinforced Plastic
0-006384 | PARADISE CAR SPA | 12621 N PARADISE VILLAGE PKWY W | PHOENIX | AZ | 85032 | Maricopa | 8 | Open | 2019-05-17 | 15000 | Gasoline (UL) | COMPARTMENT A | Double Walled | Fiberglass Reinforced Plastic | Pressure | Double Walled | Fiberglass Reinforced Plastic
0-001519 | CIRCLE K #3744 | 630 E MISSOURI AVE | PHOENIX | AZ | 85012 | Maricopa | 5 | Open | 2015-05-06 | 12000 | Gasoline (PUL) | COMPARTMENT A | Double Walled | Fiberglass Reinforced Plastic | Pressure | Double Walled | Fiberglass Reinforced Plastic
0-001046 | JACKSON ENERGY #6790 | 4126 N 411TH AVE | TONOPAH | AZ | 85354 | Maricopa | 5 | Open | 2004-06-09 | 10000 | Gasoline (PUL) | COMPARTMENT A | Single Walled | Asphalt coated or Bare Steel
0-009120 | GPM #4604 | 6701 W OLIVE AVE | GLENDALE | AZ | 85345 | Maricopa | 1 | Open | 1997-05-15 | 15000 | Gasoline (UL) | COMPARTMENT A | Double Walled | Composite (Steel/Fiberglass) | Pressure | Double Walled | Fiberglass Reinforced Plastic
0-008937 | GRAB N GO #404 | 784 N MCQUEEN RD | GILBERT | AZ | 85233 | Maricopa | 1 | Open | 1996-03-12 | 12000 | Gasoline | COMPARTMENT A | Double Walled | Fiberglass Reinforced Plastic | Pressure | Double Walled | Fiberglass Reinforced Plastic
0-005405 | CIRCLE K #2708862 | 753 W BROADWAY RD | MESA | AZ | 85210 | Maricopa | 2 | Open | 1988-01-01 | 10000 | Gasoline | COMPARTMENT A | Double Walled | Fiberglass Reinforced Plastic | Pressure | Single Walled | Fiberglass Reinforced Plastic
0-004831 | SPEEDWAY STORE #2968 | 101 W 2ND ST | WINKELMAN | AZ | 85192 | Pinal | 4 | Open | 1999-03-26 | 6000 | Diesel | COMPARTMENT B | Double Walled | Composite (Steel/Fiberglass)
0-001390 | CIRCLE K #2701286 | 104 E WICKENBURG WAY | WICKENBURG | AZ | 85390 | Maricopa | 3 | Open | 1978-01-01 | 10000 | Gasoline | COMPARTMENT A | Single Walled | Asphalt coated or Bare Steel | Pressure |  | Fiberglass Reinforced Plastic
0-001390 | CIRCLE K #2701286 | 104 E WICKENBURG WAY | WICKENBURG | AZ | 85390 | Maricopa | 2 | Open | 1978-01-01 | 10000 | Gasoline | COMPARTMENT A | Single Walled | Asphalt coated or Bare Steel | Pressure |  | Fiberglass Reinforced Plastic
0-002074 | QUIK COUNTRY STORE | 4100 E WESTERN DR | COTTONWOOD | AZ | 86326 | Yavapai | 4 | Open | 1998-04-01 | 6000 | Diesel | COMPARTMENT B | Double Walled | Composite (Steel/Fiberglass)
0-009028 | ARCO AM/PM #5983 | 786 W GUADALUPE RD | GILBERT | AZ | 85233 | Maricopa | 3 | Open | 1996-10-01 | 10000 | Gasoline | COMPARTMENT A | Double Walled | Fiberglass Reinforced Plastic | Pressure | Double Walled | Fiberglass Reinforced Plastic
0-008996 | 4 SONS FOOD STORES #505 | 75 E 29TH AVE | APACHE JUNCTION | AZ | 85119 | Pinal | 4 | Open | 1996-08-26 | 12000 | Gasoline | COMPARTMENT A | Double Walled | Fiberglass Reinforced Plastic | Pressure | Double Walled | Fiberglass Reinforced Plastic
0-009905 | FRYS FUEL CENTER #63 | 3100 N GLASSFORD HILL RD | PRESCOTT VALLEY | AZ | 86314 | Yavapai | 2 | Open | 2001-05-08 | 15000 | Gasoline | COMPARTMENT A | Double Walled | Fiberglass Reinforced Plastic | Pressure | Double Walled | Flexible
0-009579 | HLN INVESTMENTS | 1143 N ELLSWORTH RD | MESA | AZ | 85207 | Maricopa | 1 | Open | 1999-09-16 | 12000 | Gasoline | COMPARTMENT A | Double Walled | Fiberglass Reinforced Plastic | Pressure | Double Walled | Fiberglass Reinforced Plastic
0-002637 | CIRCLE K #2705284 | 410 N CENTER ST | MESA | AZ | 85201 | Maricopa | 3 | Open | 1987-01-01 | 8000 | Gasoline | COMPARTMENT A | Double Walled | Fiberglass Reinforced Plastic | Pressure |  | Fiberglass Reinforced Plastic
0-005006 | HONORHEALTH SCOTTSDALE SHEA MEDICAL CENTER | 9003 E SHEA BLVD | SCOTTSDALE | AZ | 85260 | Maricopa | 3 | Open | 1989-08-22 | 12000 | Diesel | COMPARTMENT A | Double Walled | Fiberglass Reinforced Plastic | Pressure |  | Fiberglass Reinforced Plastic
0-002894 | DOUG KOHLER SERVICES | 665 N STATE ROUTE 89 | CHINO VALLEY | AZ | 86323 | Yavapai | 3 | Open | 1975-01-01 | 4000 | Gasoline | COMPARTMENT A | Double Walled | Composite (Steel/Fiberglass) | Pressure | Single Walled | Fiberglass Reinforced Plastic
0-002894 | DOUG KOHLER SERVICES | 665 N STATE ROUTE 89 | CHINO VALLEY | AZ | 86323 | Yavapai | 1 | Open | 1975-01-01 | 6000 | Gasoline | COMPARTMENT A | Double Walled | Composite (Steel/Fiberglass) | Pressure | Single Walled | Fiberglass Reinforced Plastic
0-010519 | QUIKTRIP #401 | 517 W MCKELLIPS RD | MESA | AZ | 85201 | Maricopa | 1 | Open | 2014-12-09 | 10000 | Diesel | COMPARTMENT A | Double Walled | Fiberglass Reinforced Plastic | Pressure | Double Walled | Flexible
0-005119 | GOOD 2 GO STORES #501 | 2632 E FRY BLVD | SIERRA VISTA | AZ | 85635 | Cochise | 6 | Open | 2008-04-17 | 10000 | Gasoline | COMPARTMENT A | Double Walled | Fiberglass Reinforced Plastic | Pressure | Double Walled | Fiberglass Reinforced Plastic
0-009596 | FRY'S FUEL #120 | 6347 E GREENWAY RD | PHOENIX | AZ | 85254 | Maricopa | 4 | Open | 2016-04-01 | 10000 | Diesel | COMPARTMENT A | Double Walled | Fiberglass Reinforced Plastic | Pressure
0-010650 | CIRCLE K STORE | 41433 W HONEYCUTT RD | MARICOPA | AZ | 85138 | Pinal | 1 | Open | 2019-05-16 | 20000 | Gasoline (UL) | COMPARTMENT A | Double Walled | Fiberglass Reinforced Plastic | Pressure | Double Walled | Fiberglass Reinforced Plastic
0-010199 | QUIKTRIP #471 | 297 N 99TH AVE | TOLLESON | AZ | 85353 | Maricopa | 2 | Open | 2007-06-26 | 20000 | Gasoline | COMPARTMENT A | Double Walled | Fiberglass Reinforced Plastic | Pressure | Double Walled | Fiberglass Reinforced Plastic
0-010693 | QUIKTRIP #1469 | 5050 W INA RD | TUCSON | AZ | 85743 | Pima | 8 | Open | 2020-09-04 | 10000 | Other | COMPARTMENT B | Double Walled | Fiberglass Reinforced Plastic
0-010683 | STATION 66 | 4115 E THOMPSON AVE | KINGMAN | AZ | 86409 | Mohave | 2 | Open | 2008-05-01 | 10000 | Diesel | COMPARTMENT B | Double Walled | Fiberglass Reinforced Plastic | Pressure | Double Walled | Fiberglass Reinforced Plastic
0-010277 | SAM'S CLUB #4955 | 16573 W BELL RD | SURPRISE | AZ | 85374 | Maricopa | 1 | Open | 2008-10-31 | 20000 | Gasoline | COMPARTMENT A | Double Walled | Fiberglass Reinforced Plastic | Pressure | Double Walled | Flexible
0-009680 | CIRCLE K STORE #2706665 | 1600 W DEUCE OF CLUBS | SHOW LOW | AZ | 85901 | Navajo | 2 | Open | 1999-01-27 | 10000 | Diesel | COMPARTMENT B | Double Walled | Fiberglass Reinforced Plastic
0-010312 | COSTCO WHOLESALE #1058 | 4570 E CACTUS RD | PHOENIX | AZ | 85032 | Maricopa | 3 | Open | 2009-06-16 | 30000 | Gasoline | COMPARTMENT A | Double Walled | Fiberglass Reinforced Plastic | Pressure | Double Walled | Fiberglass Reinforced Plastic
0-000541 | ARCO AM/PM | 3233 S MCCLINTOCK DR | TEMPE | AZ | 85282 | Maricopa | 5 | Open | 2009-10-28 | 20000 | Gasoline | COMPARTMENT A | Double Walled | Fiberglass Reinforced Plastic | Pressure | Double Walled | Fiberglass Reinforced Plastic
0-009999 | SAFEWAY FUEL #1819 | 18495 E QUEEN CREEK RD | QUEEN CREEK | AZ | 85142 | Maricopa | 1 | Open | 2003-12-09 | 10000 | Gasoline | COMPARTMENT A | Double Walled | Composite (Steel/Fiberglass)
0-010423 | MAVERIK COUNTRY STORE #445 | 4555 W WHITE MOUNTAIN BLVD | LAKESIDE | AZ | 85929 | Navajo | 1 | Open | 2011-07-01 | 12000 | Gasoline | COMPARTMENT A | Double Walled | Fiberglass Reinforced Plastic | Pressure | Double Walled | Flexible
0-008346 | SPEEDWAY STORE #2950 | 331 W DEUCE OF CLUBS | SHOW LOW | AZ | 85901 | Navajo | 4 | Open | 1993-08-01 | 12000 | Diesel | COMPARTMENT A | Double Walled | Fiberglass Reinforced Plastic | Pressure |  | Fiberglass Reinforced Plastic
0-008346 | SPEEDWAY STORE #2950 | 331 W DEUCE OF CLUBS | SHOW LOW | AZ | 85901 | Navajo | 1 | Open | 1993-08-01 | 12000 | Gasoline | COMPARTMENT A | Double Walled | Fiberglass Reinforced Plastic | Pressure |  | Fiberglass Reinforced Plastic
0-010452 | FRY'S FUEL CENTER #54 | 4235 E BELL RD | PHOENIX | AZ | 85032 | Maricopa | 2 | Open | 2012-06-01 | 10000 | Diesel | COMPARTMENT A | Double Walled | Fiberglass Reinforced Plastic | Pressure | Double Walled | Fiberglass Reinforced Plastic
0-010487 | CORNVILLE COUNTRY MARKET PLACE | 1220 S EASTERN DR | CORNVILLE | AZ | 86325 | Yavapai | 3 | Open | 2013-11-14 | 4000 | Diesel | COMPARTMENT A | Double Walled | Fiberglass Reinforced Plastic | Pressure | Double Walled | Fiberglass Reinforced Plastic
0-010488 | FRY'S FOOD DRUG 0010-660 | 4353 W BETHANY HOME RD | GLENDALE | AZ | 85301 | Maricopa | 2 | Open | 2013-09-19 | 8000 | Gasoline (PUL) | COMPARTMENT A | Double Walled | Fiberglass Reinforced Plastic | Pressure | Double Walled | Flexible
0-005114 | T & L CONVENIENCE | 411 N ARIZONA BLVD | COOLIDGE | AZ | 85128 | Pinal | 4 | Open | 1999-01-12 | 10000 | Gasoline | COMPARTMENT A | Double Walled | Fiberglass Reinforced Plastic | Pressure | Double Walled | Fiberglass Reinforced Plastic
0-008934 | CIRCLE K #2705307 | 3589 E BASELINE RD | GILBERT | AZ | 85234 | Maricopa | 2 | Open | 1995-12-20 | 10000 | Gasoline | COMPARTMENT A | Single Walled | Fiberglass Reinforced Plastic | Pressure | Double Walled | Fiberglass Reinforced Plastic
0-003268 | FRYS FUEL CENTER #136 | 4301 W NORTHERN AVE | GLENDALE | AZ | 85301 | Maricopa | 7 | Open | 1988-12-01 | 10000 | Gasoline | COMPARTMENT A | Double Walled | Fiberglass Reinforced Plastic | Pressure |  | Fiberglass Reinforced Plastic
0-010576 | CIRCLE K STORE #2703472 | 1113 W US HIGHWAY 60 | SUPERIOR | AZ | 85173 | Pinal | 1 | Open | 2016-06-08 | 20000 | Gasoline (UL) | COMPARTMENT A | Double Walled | Fiberglass Reinforced Plastic | Pressure | Double Walled | Fiberglass Reinforced Plastic
0-010114 | SPEEDWAY STORE #2978 | 6225 W AJO HWY | TUCSON | AZ | 85735 | Pima | 1 | Open | 2002-10-13 | 6000 | Diesel | COMPARTMENT A | Double Walled | Fiberglass Reinforced Plastic | Pressure |  | Fiberglass Reinforced Plastic
0-000707 | 40TH STREET CHEVRON #308263 | 2711 S 40TH ST | PHOENIX | AZ | 85034 | Maricopa | 4 | Open | 2005-10-01 | 12000 | Gasoline | COMPARTMENT B | Double Walled | Fiberglass Reinforced Plastic | Pressure | Double Walled | Fiberglass Reinforced Plastic
0-010568 | FRY'S FUEL FACILITY #667 | 13710 W CAMELBACK RD | LITCHFIELD PARK | AZ | 85340 | Maricopa | 2 | Open | 2016-07-22 | 8000 | Gasoline (PUL) | COMPARTMENT B | Double Walled | Fiberglass Reinforced Plastic | Pressure | Double Walled | Fiberglass Reinforced Plastic
0-010135 | QUIKTRIP #444 | 1155 N 51ST AVE | PHOENIX | AZ | 85043 | Maricopa | 2 | Open | 2005-08-12 | 20000 | Gasoline | COMPARTMENT A | Double Walled | Fiberglass Reinforced Plastic | Pressure | Double Walled | Flexible
0-009307 | SPEEDWAY STORE #2942 | 6855 E SUNRISE DR | TUCSON | AZ | 85750 | Pima | 1 | Open | 1997-06-01 | 12000 | Gasoline (UL) | COMPARTMENT A | Double Walled | Fiberglass Reinforced Plastic | Pressure | Double Walled | Fiberglass Reinforced Plastic
0-010162 | QUIKTRIP #433 | 414 S STAPLEY DR | MESA | AZ | 85204 | Maricopa | 2 | Open | 2006-07-19 | 20000 | Gasoline | COMPARTMENT A | Double Walled | Fiberglass Reinforced Plastic | Pressure | Double Walled | Flexible
0-010162 | QUIKTRIP #433 | 414 S STAPLEY DR | MESA | AZ | 85204 | Maricopa | 3 | Open | 2006-07-19 | 20000 | Gasoline | COMPARTMENT A | Double Walled | Fiberglass Reinforced Plastic | Pressure | Double Walled | Flexible
0-008431 | MARICOPA CHEVRON | 19680 N JOHN WAYNE PKWY | MARICOPA | AZ | 85139 | Pinal | 2 | Open | 1994-08-01 | 6000 | Gasoline (UL) | COMPARTMENT A | Double Walled | Fiberglass Reinforced Plastic | Pressure | Double Walled | Fiberglass Reinforced Plastic
0-001884 | CIRCLE K #2705409 | 8249 W INDIAN SCHOOL RD | PHOENIX | AZ | 85033 | Maricopa | 5 | Open | 1996-03-01 | 15000 | Gasoline | COMPARTMENT A | Double Walled | Fiberglass Reinforced Plastic | Pressure | Double Walled | Fiberglass Reinforced Plastic
0-005061 | REDDAWAY - 314 | 2350 W WETMORE RD | TUCSON | AZ | 85705 | Pima | 4 | Open | 1990-01-01 | 12000 | Diesel | COMPARTMENT A | Single Walled | Asphalt coated or Bare Steel | Pressure | Double Walled | Fiberglass Reinforced Plastic
0-006256 | GAS-N-GRUB 1 | 4518 N STOCKTON HILL RD | KINGMAN | AZ | 86409 | Mohave | 4 | Open | 2019-05-10 | 12000 | Gasoline (UL) | COMPARTMENT A | Double Walled | Fiberglass Reinforced Plastic | Pressure | Double Walled | Flexible
0-009377 | 7-ELEVEN #32319 | 19848 N 27TH AVE | PHOENIX | AZ | 85027 | Maricopa | 5 | Open | 2019-06-27 | 8000 | Gasoline (PUL) | COMPARTMENT A | Double Walled | Fiberglass Reinforced Plastic | Pressure | Single Walled | Fiberglass Reinforced Plastic
0-001331 | CIRCLE K #843 | 6750 S CRAYCROFT RD | TUCSON | AZ | 85756 | Pima | 3 | Open | 1995-06-30 | 10000 | Gasoline | COMPARTMENT A | Single Walled | Fiberglass Reinforced Plastic | Pressure | Double Walled | Fiberglass Reinforced Plastic
0-001898 | GRANITE REEF MOBIL | 6002 N GRANITE REEF RD | SCOTTSDALE | AZ | 85250 | Maricopa | 10 | Open | 2020-10-28 | 6000 | Gasoline (UL) | COMPARTMENT A | Double Walled | Fiberglass Reinforced Plastic | Pressure | Double Walled | Fiberglass Reinforced Plastic
0-001291 | CIRCLE K #2700719 | 11271 E TANQUE VERDE RD | TUCSON | AZ | 85749 | Pima | 5 | Open | 1998-07-10 | 12000 | Gasoline | COMPARTMENT A | Double Walled | Fiberglass Reinforced Plastic | Pressure | Double Walled | Fiberglass Reinforced Plastic
0-008873 | GOOD 2 GO STORES #508 | 3179 WILLOW CREEK RD | PRESCOTT | AZ | 86301 | Yavapai | 6 | Open | 1996-03-01 | 12000 | Diesel | COMPARTMENT A | Single Walled | Fiberglass Reinforced Plastic | Pressure | Double Walled | Fiberglass Reinforced Plastic
0-000153 | USARMY - FORT HUACHUCA |  | FORT HUACHUCA |  |  | Cochise | 87 | Open | 2004-02-12 | 20000 | Gasoline | COMPARTMENT A | Double Walled | Fiberglass Reinforced Plastic | Pressure | Double Walled | Flexible
0-000924 | CIRCLE K #5319 | 7900 E BROADWAY BLVD | TUCSON | AZ | 85710 | Pima | 3 | Open | 1985-01-01 | 20000 | Gasoline | COMPARTMENT A | Double Walled | Fiberglass Reinforced Plastic | Pressure |  | Fiberglass Reinforced Plastic
0-000924 | CIRCLE K #5319 | 7900 E BROADWAY BLVD | TUCSON | AZ | 85710 | Pima | 1 | Open | 1985-01-01 | 20000 | Gasoline (UL) | COMPARTMENT A | Double Walled | Fiberglass Reinforced Plastic | Pressure |  | Fiberglass Reinforced Plastic
0-010573 | QUIKTRIP #407 | 2750 W THUNDERBIRD RD | PHOENIX | AZ | 85053 | Maricopa | 1 | Open | 2016-08-19 | 10000 | Other | COMPARTMENT B | Double Walled | Fiberglass Reinforced Plastic | Pressure | Double Walled | Fiberglass Reinforced Plastic
0-008638 | STRIPES LLC | 3597 N HIGHWAY 87 | PINE | AZ | 85544 | Gila | 5 | Open | 1998-01-01 | 3000 | Gasoline (PUL) | COMPARTMENT A | Double Walled | Composite (Steel/Fiberglass) | Pressure |  | Fiberglass Reinforced Plastic
0-000137 | AMPHITHEATER PUBLIC SCHOOLS - MAINTENANCE FACILITY | 241 E PASTIME RD | TUCSON | AZ | 85705 | Pima | 8 | Open | 1998-07-22 | 600 | Used Oil/Waste Oil | COMPARTMENT A | Double Walled | Fiberglass Reinforced Plastic
0-000137 | AMPHITHEATER PUBLIC SCHOOLS - MAINTENANCE FACILITY | 241 E PASTIME RD | TUCSON | AZ | 85705 | Pima | 7 | Open | 1998-07-22 | 20000 | Diesel | COMPARTMENT A | Single Walled | Fiberglass Reinforced Plastic | Pressure | Double Walled | Fiberglass Reinforced Plastic
0-001520 | CIRCLE K #2703745 | 3410 N HAYDEN RD | SCOTTSDALE | AZ | 85251 | Maricopa | 1 | Open | 1983-01-01 | 10000 | Gasoline | COMPARTMENT A |  | Fiberglass Reinforced Plastic | Pressure |  | Fiberglass Reinforced Plastic
0-003864 | CITY OF PHOENIX - SOUTHWEST SERVICE CENTER | 3045 S 22ND AVE | PHOENIX | AZ | 85009 | Maricopa | 25 | Open | 2020-07-24 | 12000 | Gasoline | COMPARTMENT A | Double Walled | Composite (Steel/Fiberglass) | Pressure | Double Walled | Fiberglass Reinforced Plastic
0-004054 | CORRAL MARKET | 93 E LEWIS | ASH FORK | AZ | 86320 | Yavapai | 3 | Open | 2011-01-21 | 2500 | Gasoline | COMPARTMENT A | Double Walled | Fiberglass Reinforced Plastic | Pressure | Double Walled | Flexible
0-004054 | CORRAL MARKET | 93 E LEWIS | ASH FORK | AZ | 86320 | Yavapai | 1 | Open | 1980-04-22 | 10000 | Gasoline | COMPARTMENT A | Single Walled | Asphalt coated or Bare Steel | Pressure | Double Walled | Fiberglass Reinforced Plastic
0-001318 | CIRCLE K #2700809 | 4395 N ROMERO RD | TUCSON | AZ | 85705 | Pima | 7 | Open | 2016-03-22 | 12000 | Gasoline (PUL) | COMPARTMENT A | Double Walled | Fiberglass Reinforced Plastic | Pressure | Double Walled | Fiberglass Reinforced Plastic
0-009843 | CITIZEN AUTO STAGE | 67 E BAFFERT DR | NOGALES | AZ | 85621 | Santa Cruz | 4 | Open | 2013-12-03 | 20000 | Diesel | COMPARTMENT A | Double Walled | Fiberglass Reinforced Plastic | Pressure | Double Walled | Fiberglass Reinforced Plastic
0-005927 | CIRCLE K #2701985 | 3055 E FORT LOWELL RD | TUCSON | AZ | 85716 | Pima | 3 | Open | 1986-11-30 | 10000 | Gasoline | COMPARTMENT A | Double Walled | Fiberglass Reinforced Plastic | Pressure |  | Fiberglass Reinforced Plastic
0-003594 | ALL AMERICAN FUEL | 57 S LAKE POWELL BLVD | PAGE | AZ | 86040 | Coconino | 4 | Open | 1978-01-01 | 6000 | Diesel | COMPARTMENT A |  | Asphalt coated or Bare Steel | Pressure | Double Walled
0-003594 | ALL AMERICAN FUEL | 57 S LAKE POWELL BLVD | PAGE | AZ | 86040 | Coconino | 6 | Open | 1996-12-01 | 10000 | Gasoline | COMPARTMENT A | Double Walled | Fiberglass Reinforced Plastic | Pressure | Double Walled
0-009101 | PAYSON MARKETPLACE | 1116 N BEELINE HWY | PAYSON | AZ | 85541 | Gila | 1 | Open | 1997-04-01 | 14000 | Gasoline (UL) | COMPARTMENT A | Double Walled | Composite (Steel/Fiberglass) | Pressure | Double Walled | Fiberglass Reinforced Plastic
0-009985 | SAM'S CLUB GAS #6213 | 700 N 54TH ST | CHANDLER | AZ | 85226 | Maricopa | 3 | Open | 2003-11-21 | 20000 | Gasoline | COMPARTMENT A | Double Walled | Fiberglass Reinforced Plastic | Pressure | Double Walled | Flexible
0-010032 | QUIKTRIP #425 | 2941 E INDIAN SCHOOL RD | PHOENIX | AZ | 85016 | Maricopa | 3 | Open | 2004-05-14 | 20000 | Gasoline | COMPARTMENT A | Double Walled | Fiberglass Reinforced Plastic | Pressure | Double Walled | Flexible
0-010020 | FRYS FUEL CENTER #104 | 201 N SWITZER CANYON DR | FLAGSTAFF | AZ | 86001 | Coconino | 1 | Open | 2004-05-01 | 8000 | Gasoline | COMPARTMENT A | Double Walled | Fiberglass Reinforced Plastic
0-000645 | SPEEDWAY #2958 | 10800 E NORTH FRONTAGE RD | YUMA | AZ | 85367 | Yuma | 3 | Open | 1983-01-01 | 20000 | Gasoline (PUL) | COMPARTMENT A | Double Walled | Composite (Steel/Fiberglass) | Pressure | Single Walled | Fiberglass Reinforced Plastic
0-009265 | GPM #4606 | 5905 W CACTUS RD | GLENDALE | AZ | 85304 | Maricopa | 2 | Open | 1997-11-12 | 12000 | Gasoline (PUL) | COMPARTMENT A | Double Walled | Composite (Steel/Fiberglass) | Pressure | Double Walled | Fiberglass Reinforced Plastic
0-008451 | DILLON PRECISION PRODUCTS | 8009 E DILLONS WAY | SCOTTSDALE | AZ | 85260 | Maricopa | 1 | Open | 1994-08-09 | 12000 | Jet Fuel | COMPARTMENT A | Double Walled | Fiberglass Reinforced Plastic | Pressure | Double Walled | Fiberglass Reinforced Plastic
0-006870 | SAFEWAY FUEL #1684 | 1900 E BROADWAY BLVD | TUCSON | AZ | 85719 | Pima | 5 | Open | 2007-02-05 | 10000 | Gasoline | COMPARTMENT A | Double Walled | Composite (Steel/Fiberglass) | Pressure | Double Walled | Flexible
0-009560 | CARTER TRAVEL CENTER | 7180 N US HIGHWAY 89 | FLAGSTAFF | AZ | 86004 | Coconino | 3 | Open | 1999-10-01 | 12000 | Diesel | COMPARTMENT B | Double Walled | Composite (Steel/Fiberglass)
0-005527 | THE TACKLE SHOP LLC | 25373 HIGHWAY 191 | ALPINE | AZ | 85920 | Apache | 4 | Open | 1990-05-12 | 8000 | Gasoline | COMPARTMENT A | Double Walled | Composite (Steel/Fiberglass) | Pressure | Single Walled | Fiberglass Reinforced Plastic
0-008708 | SUPERPUMPER #13 | 704 E GREENWAY PKWY | PHOENIX | AZ | 85022 | Maricopa | 3 | Open | 1995-08-01 | 12000 | Gasoline | COMPARTMENT A | Double Walled | Fiberglass Reinforced Plastic | Pressure | Double Walled | Fiberglass Reinforced Plastic
0-008882 | SUPERPUMPER #7 | 6324 E GREENWAY RD | PHOENIX | AZ | 85254 | Maricopa | 3 | Open | 1996-01-19 | 20000 | Gasoline | COMPARTMENT A | Double Walled | Fiberglass Reinforced Plastic | Pressure | Double Walled | Fiberglass Reinforced Plastic
0-009931 | THE OUTPOST | 3685 US HIGHWAY 68 | GOLDEN VALLEY | AZ | 86413 | Mohave | 2 | Open | 1999-05-12 | 15000 | Gasoline | COMPARTMENT A | Double Walled | Composite (Steel/Fiberglass) | Pressure | Double Walled | Flexible
0-009082 | CIRCLE K STORES #2703499 | 7138 E US HIGHWAY 60 | GOLD CANYON | AZ | 85118 | Pinal | 2 | Open | 1996-08-05 | 10000 | Gasoline | COMPARTMENT A | Double Walled | Fiberglass Reinforced Plastic | Pressure | Double Walled | Fiberglass Reinforced Plastic
0-004064 | DIAMOND DOT MARKET #431 | 25851 S POWER RD | QUEEN CREEK | AZ | 85142 | Maricopa | 5 | Open | 2019-10-10 | 5000 | Gasoline (PUL) | COMPARTMENT A | Double Walled | Fiberglass Reinforced Plastic | Pressure | Double Walled | Fiberglass Reinforced Plastic
0-002373 | GILA BEND FOOD MART LLC | 619 W PIMA ST | GILA BEND | AZ | 85337 | Maricopa | 5 | Open | 2019-08-08 | 12000 | Gasoline (UL) | COMPARTMENT A | Double Walled | Fiberglass Reinforced Plastic | Pressure | Double Walled | Fiberglass Reinforced Plastic
0-000946 | SHELL #31 | 6705 W BETHANY HOME RD | GLENDALE | AZ | 85303 | Maricopa | 6 | Open | 2020-11-06 | 6000 | Diesel | COMPARTMENT B | Double Walled | Fiberglass Reinforced Plastic | Pressure | Double Walled | Fiberglass Reinforced Plastic
0-005122 | GOOD 2 GO STORES #504 | 1000 W GILA BEND HWY | CASA GRANDE | AZ | 85122 | Pinal | 1 | Open | 1985-01-01 | 10000 | Gasoline | COMPARTMENT A | Double Walled | Composite (Steel/Fiberglass) | Pressure | Single Walled | Fiberglass Reinforced Plastic
0-005122 | GOOD 2 GO STORES #504 | 1000 W GILA BEND HWY | CASA GRANDE | AZ | 85122 | Pinal | 4 | Open | 1985-01-01 | 12000 | Diesel | COMPARTMENT A | Double Walled | Composite (Steel/Fiberglass) | Pressure | Single Walled | Fiberglass Reinforced Plastic
0-004474 | EXXON - SHAY OIL CO INC EXXON SELF SERVE | 280 E MAIN ST | QUARTZSITE | AZ | 85346 | La Paz | 6 | Open | 2003-03-05 | 10000 | Diesel | COMPARTMENT A | Double Walled | Fiberglass Reinforced Plastic | Pressure | Double Walled | Flexible
0-004061 | AVERY'S | 262 W MAIN ST | SPRINGERVILLE | AZ | 85938 | Apache | 7 | Open | 2004-08-26 | 12000 | Diesel | COMPARTMENT A | Double Walled | Fiberglass Reinforced Plastic | Pressure | Double Walled | Fiberglass Reinforced Plastic
0-006976 | CITY OF PHOENIX - CENTRAL CITY PRECINCT | 1902 S 16TH ST | PHOENIX | AZ | 85034 | Maricopa | 5 | Open | 1991-01-01 | 12000 | Gasoline | COMPARTMENT A | Double Walled | Fiberglass Reinforced Plastic | Pressure | Double Walled | Fiberglass Reinforced Plastic
0-002600 | CIRCLE K #2705292 | 750 E WARNER RD | GILBERT | AZ | 85296 | Maricopa | 1 | Open | 1989-01-01 | 15000 | Gasoline | COMPARTMENT A | Single Walled | Fiberglass Reinforced Plastic | Pressure | Single Walled | Fiberglass Reinforced Plastic
0-004255 | SPEEDWAY STORE #2973 | 5217 S HIGHWAY 92 | SIERRA VISTA | AZ | 85650 | Cochise | 7 | Open | 2003-11-10 | 12000 | Gasoline (UL) | COMPARTMENT A | Double Walled | Fiberglass Reinforced Plastic | Pressure | Double Walled | Flexible
0-000666 | SPEEDWAY STORE #2953 | 3200 E 32ND ST | YUMA | AZ | 85365 | Yuma | 8 | Open | 1991-02-25 | 12000 | Gasoline | COMPARTMENT A | Double Walled | Composite (Steel/Fiberglass) | Pressure | Single Walled | Fiberglass Reinforced Plastic
0-009244 | JACKSONS #806 | 15515 N SCOTTSDALE RD | SCOTTSDALE | AZ | 85254 | Maricopa | 2 | Open | 1997-11-18 | 20000 | Gasoline | COMPARTMENT A | Double Walled | Fiberglass Reinforced Plastic | Pressure
0-001207 | CIRCLE K #2700057 | 3602 N ORACLE RD | TUCSON | AZ | 85705 | Pima | 4 | Open | 1989-01-01 | 10000 | Gasoline | COMPARTMENT A | Double Walled | Fiberglass Reinforced Plastic | Pressure |  | Fiberglass Reinforced Plastic
0-001505 | CIRCLE K #2701923 | 637 E 32ND ST | YUMA | AZ | 85365 | Yuma | 2 | Open | 1985-01-01 | 10000 | Gasoline | COMPARTMENT A | Single Walled | Fiberglass Reinforced Plastic | Pressure | Double Walled | Fiberglass Reinforced Plastic
0-009993 | GOOD 2 GO #526 | 4525 N US HIGHWAY 89 | FLAGSTAFF | AZ | 86004 | Coconino | 2 | Open | 2002-02-28 | 10000 | Gasoline | COMPARTMENT A | Single Walled | Fiberglass Reinforced Plastic | Pressure | Double Walled | Fiberglass Reinforced Plastic
0-009993 | GOOD 2 GO #526 | 4525 N US HIGHWAY 89 | FLAGSTAFF | AZ | 86004 | Coconino | 2 | Open | 2002-02-28 | 10000 | Diesel | COMPARTMENT B | Single Walled | Fiberglass Reinforced Plastic | Pressure | Double Walled | Fiberglass Reinforced Plastic
0-000916 | CIRCLE K STORE #2706648 | 2311 W DEER VALLEY RD | PHOENIX | AZ | 85027 | Maricopa | 5 | Open | 1991-08-01 | 10000 | Gasoline | COMPARTMENT A | Double Walled | Fiberglass Reinforced Plastic | Pressure | Double Walled | Fiberglass Reinforced Plastic
0-009823 | SAM'S CLUB #6692 | 4701 N STONE AVE | TUCSON | AZ | 85704 | Pima | 2 | Open | 2001-11-06 | 20000 | Gasoline | COMPARTMENT A | Double Walled | Fiberglass Reinforced Plastic | Pressure | Double Walled | Flexible
0-010326 | QUIKTRIP #1490 | 2345 E IRVINGTON RD | TUCSON | AZ | 85714 | Pima | 3 | Open | 2009-12-29 | 8000 | Gasoline | COMPARTMENT A | Double Walled | Fiberglass Reinforced Plastic | Pressure | Double Walled | Fiberglass Reinforced Plastic
0-010326 | QUIKTRIP #1490 | 2345 E IRVINGTON RD | TUCSON | AZ | 85714 | Pima | 1 | Open | 2009-12-29 | 20000 | Gasoline | COMPARTMENT A | Double Walled | Fiberglass Reinforced Plastic | Pressure | Double Walled | Fiberglass Reinforced Plastic
0-010343 | QUIKTRIP #1453 | 1884 S CRAYCROFT RD | TUCSON | AZ | 85711 | Pima | 3 | Open | 2010-03-25 | 12000 | Gasoline | COMPARTMENT A | Double Walled | Fiberglass Reinforced Plastic | Pressure | Double Walled | Fiberglass Reinforced Plastic
0-010373 | FRYS FUEL CENTER #28 | 4315 W BELL RD | PHOENIX | AZ | 85308 | Maricopa | 2 | Open | 2009-12-03 | 8000 | Diesel | COMPARTMENT B | Double Walled | Fiberglass Reinforced Plastic | Pressure | Double Walled | Flexible
0-010380 | SPEEDSMART #112 | 2075 S MILLER RD | BUCKEYE | AZ | 85326 | Maricopa | 3 | Open | 2010-12-18 | 20000 | Diesel | COMPARTMENT A | Double Walled | Fiberglass Reinforced Plastic | Pressure | Double Walled | Fiberglass Reinforced Plastic
0-004363 | BILL'S OAK GROVE GAS & FOODMART INC | 7000 W CHANDLER BLVD | CHANDLER | AZ | 85226 | Maricopa | 12 | Open | 2001-07-03 | 12000 | Gasoline | COMPARTMENT B | Double Walled | Fiberglass Reinforced Plastic
0-001354 | CIRCLE K #1011 | 3102 E BENSON HWY | TUCSON | AZ | 85706 | Pima | 2 | Open | 1979-01-01 | 10000 | Gasoline | COMPARTMENT A |  | Asphalt coated or Bare Steel | Pressure |  | Fiberglass Reinforced Plastic
0-001506 | CIRCLE K #2701930 | 379 W 1ST ST | YUMA | AZ | 85364 | Yuma | 3 | Open | 1985-01-01 | 10000 | Gasoline | COMPARTMENT A | Double Walled | Fiberglass Reinforced Plastic | Pressure |  | Fiberglass Reinforced Plastic
0-006986 | MARICOPA COUNTY - DOWNTOWN EQUIPMENT SERVICES | 120 S 4TH AVE | PHOENIX | AZ | 85003 | Maricopa | 1 | Open | 1990-01-01 | 12000 | Gasoline | COMPARTMENT A | Double Walled | Fiberglass Reinforced Plastic | Pressure |  | Fiberglass Reinforced Plastic
0-003238 | VALERO IN THE ZONE VII | 1925 N SCOTTSDALE RD | TEMPE | AZ | 85281 | Maricopa | 7 | Open | 2009-06-01 | 10000 | Diesel | COMPARTMENT B | Double Walled | Fiberglass Reinforced Plastic | Pressure | Double Walled | Fiberglass Reinforced Plastic
0-001471 | CIRCLE K #2701752 | 4343 E CAMELBACK RD | PHOENIX | AZ | 85018 | Maricopa | 3 | Open | 1985-01-01 | 10000 | Gasoline | COMPARTMENT A | Double Walled | Fiberglass Reinforced Plastic | Pressure |  | Fiberglass Reinforced Plastic
0-002849 | SPEEDWAY STORE #2943 | 2075 W RUTHRAUFF RD | TUCSON | AZ | 85705 | Pima | 4 | Open | 2005-07-27 | 12000 | Gasoline | COMPARTMENT A | Double Walled | Composite (Steel/Fiberglass) | Pressure | Double Walled | Fiberglass Reinforced Plastic
0-009822 | CIRCLE K #2706460 | 2174 E UNIVERSITY DR | TEMPE | AZ | 85281 | Maricopa | 2 | Open | 2001-08-13 | 8000 | Diesel | COMPARTMENT A | Double Walled | Fiberglass Reinforced Plastic
0-001493 | CIRCLE K #2701832 | 3393 W ORANGE GROVE RD | TUCSON | AZ | 85741 | Pima | 2 | Open | 1985-09-22 | 10000 | Gasoline (UL) | COMPARTMENT A | Double Walled | Fiberglass Reinforced Plastic | Pressure | Single Walled | Fiberglass Reinforced Plastic
0-005907 | SPEEDSMART SHELL | 3208 E INDIAN SCHOOL RD | PHOENIX | AZ | 85018 | Maricopa | 8 | Open | 1987-01-01 | 12000 | Gasoline | COMPARTMENT A | Double Walled | Fiberglass Reinforced Plastic | Pressure |  | Fiberglass Reinforced Plastic
0-001532 | CIRCLE K #2701954 | 5907 W BETHANY HOME RD | GLENDALE | AZ | 85301 | Maricopa | 2 | Open | 1986-01-01 | 10000 | Gasoline | COMPARTMENT A | Single Walled | Fiberglass Reinforced Plastic | Pressure | Single Walled | Fiberglass Reinforced Plastic
0-010112 | QUIKTRIP #411 | 1707 W BELL RD | PHOENIX | AZ | 85023 | Maricopa | 3 | Open | 2005-09-29 | 20000 | Gasoline | COMPARTMENT A | Double Walled | Fiberglass Reinforced Plastic | Pressure | Double Walled | Flexible
0-010112 | QUIKTRIP #411 | 1707 W BELL RD | PHOENIX | AZ | 85023 | Maricopa | 1 | Open | 2005-09-29 | 12000 | Gasoline | COMPARTMENT A | Double Walled | Fiberglass Reinforced Plastic | Pressure | Double Walled | Flexible
0-000983 | CAVE CREEK SCHOOL DISTRICT #93 - MAINTENANCE FACILITY | 33016 N 60TH ST | SCOTTSDALE | AZ | 85266 | Maricopa | 2 | Open | 1987-01-01 | 6000 | Diesel | COMPARTMENT A | Double Walled | Fiberglass Reinforced Plastic | Pressure | Single Walled | Bare or Galvanized Steel
0-010511 | SPEEDWAY STORE #2967 | 649 N PINAL PARKWAY AVE | FLORENCE | AZ | 85132 | Pinal | 2 | Open | 2013-10-23 | 15000 | Gasoline (UL) | COMPARTMENT A | Double Walled | Fiberglass Reinforced Plastic | Pressure | Double Walled | Fiberglass Reinforced Plastic
0-010513 | CIRCLE K STORE #3390 | 18141 N JOHN WAYNE PKWY | MARICOPA | AZ | 85139 | Pinal | 3 | Open | 2014-11-14 | 12000 | Diesel | COMPARTMENT A | Double Walled | Fiberglass Reinforced Plastic | Pressure | Double Walled | Fiberglass Reinforced Plastic
0-006981 | GURUDEV LAKE HAVASU | 311 LAKE HAVASU AVE N | LAKE HAVASU CITY | AZ | 86403 | Mohave | 4 | Open | 1989-12-19 | 10000 | Diesel | COMPARTMENT A | Double Walled | Fiberglass Reinforced Plastic | Pressure | Double Walled | Fiberglass Reinforced Plastic
0-010522 | QUIKTRIP #497R | 21050 N CAVE CREEK RD | PHOENIX | AZ | 85024 | Maricopa | 1 | Open | 2014-08-21 | 20000 | Gasoline (UL) | COMPARTMENT A | Double Walled | Fiberglass Reinforced Plastic | Pressure | Double Walled | Fiberglass Reinforced Plastic
0-010527 | QUIKTRIP #405R | 9010 N 19TH AVE | PHOENIX | AZ | 85021 | Maricopa | 4 | Open | 2014-12-30 | 10000 | Other | COMPARTMENT B | Double Walled | Fiberglass Reinforced Plastic | Pressure | Double Walled | Fiberglass Reinforced Plastic
0-000507 | ARCO #5285 | 2230 W INDIAN SCHOOL RD | PHOENIX | AZ | 85015 | Maricopa | 6 | Open | 1993-09-28 | 10000 | Gasoline | COMPARTMENT A | Double Walled | Fiberglass Reinforced Plastic | Pressure | Double Walled | Fiberglass Reinforced Plastic
0-001383 | CIRCLE K #1216 | 3955 E BROADWAY RD | PHOENIX | AZ | 85040 | Maricopa | 6 | Open | 2005-05-17 | 20000 | Gasoline | COMPARTMENT A | Double Walled | Fiberglass Reinforced Plastic | Pressure | Double Walled | Fiberglass Reinforced Plastic
0-002975 | LITTLE AMERICA HOTEL | 2515 E BUTLER AVE | FLAGSTAFF | AZ | 86004 | Coconino | 26 | Open | 2016-10-13 | 20000 | Diesel | COMPARTMENT A | Double Walled | Fiberglass Reinforced Plastic | Pressure | Double Walled | Fiberglass Reinforced Plastic
0-001397 | CIRCLE K #2701345 | 3101 W NORTHERN AVE | PHOENIX | AZ | 85051 | Maricopa | 1 | Open | 1979-01-01 | 10000 | Gasoline | COMPARTMENT A | Single Walled | Asphalt coated or Bare Steel | Pressure |  | Fiberglass Reinforced Plastic
0-010292 | COSTCO #827 | 3801 N 33RD AVE | PHOENIX | AZ | 85017 | Maricopa | 3 | Open | 2008-06-01 | 30000 | Gasoline | COMPARTMENT A | Double Walled | Fiberglass Reinforced Plastic | Pressure | Double Walled | Fiberglass Reinforced Plastic
0-010565 | QUIKTRIP STORE NO. 1424 | 150 N AVONDALE BLVD | AVONDALE | AZ | 85323 | Maricopa | 4 | Open | 2016-05-18 | 10000 | Gasoline (PUL) | COMPARTMENT A | Double Walled | Fiberglass Reinforced Plastic
0-009882 | GPM #4601 | 4020 W RAY RD | CHANDLER | AZ | 85226 | Maricopa | 1 | Open | 2002-08-01 | 10000 | Gasoline (UL) | COMPARTMENT A | Double Walled | Fiberglass Reinforced Plastic | Pressure | Double Walled | Flexible
0-010189 | GPM #4600 | 9151 E GUADALUPE RD | MESA | AZ | 85212 | Maricopa | 2 | Open | 2007-05-24 | 15000 | Gasoline (PUL) | COMPARTMENT A | Double Walled | Composite (Steel/Fiberglass) | Pressure | Double Walled | Fiberglass Reinforced Plastic
0-010189 | GPM #4600 | 9151 E GUADALUPE RD | MESA | AZ | 85212 | Maricopa | 1 | Open | 2007-05-24 | 20000 | Gasoline (UL) | COMPARTMENT A | Double Walled | Composite (Steel/Fiberglass) | Pressure | Double Walled | Fiberglass Reinforced Plastic
0-010298 | CIRCLE K STORE #2703394 | 3880 W TANGERINE RD | MARANA | AZ | 85658 | Pima | 1 | Open | 2008-12-19 | 20000 | Gasoline | COMPARTMENT A | Double Walled | Fiberglass Reinforced Plastic | Pressure | Double Walled | Fiberglass Reinforced Plastic
0-010595 | QUIK TRIP #472 | 8293 W LAKE PLEASANT PKWY | PEORIA | AZ | 85382 | Maricopa | 3 | Open | 2016-12-22 | 12000 | Diesel | COMPARTMENT A | Double Walled | Fiberglass Reinforced Plastic | Pressure | Double Walled | Fiberglass Reinforced Plastic
0-010595 | QUIK TRIP #472 | 8293 W LAKE PLEASANT PKWY | PEORIA | AZ | 85382 | Maricopa | 4 | Open | 2016-12-22 | 10000 | Gasoline (PUL) | COMPARTMENT A | Double Walled | Fiberglass Reinforced Plastic | Pressure | Double Walled | Fiberglass Reinforced Plastic
0-010612 | CIRCLE K STORE # 3479 | 710 W PIMA STREET | GILA BEND | AZ | 85337 | Maricopa | 2 | Open | 2018-02-27 | 12000 | Gasoline (PUL) | COMPARTMENT A | Double Walled | Fiberglass Reinforced Plastic | Pressure
0-010642 | CIRCLE K STORE #9523 | 9418 N 7TH ST | PHOENIX | AZ | 85020 | Maricopa | 3 | Open | 2019-02-06 | 12000 | Diesel | COMPARTMENT A | Double Walled | Fiberglass Reinforced Plastic
0-010203 | POLICE AVIATION | 5110 E FALCON DR | MESA | AZ | 85215 | Maricopa | 1 | Open | 1999-07-08 | 12000 | Jet Fuel | COMPARTMENT A | Double Walled | Fiberglass Reinforced Plastic | Pressure | Double Walled | Fiberglass Reinforced Plastic
0-010205 | PILOT TRAVEL CENTER #180 | 12500 W I-40 | BELLEMONT | AZ | 86015 | Coconino | 1 | Open | 2007-05-25 | 9000 | Gasoline | COMPARTMENT A | Double Walled | Composite (Steel/Fiberglass) | Pressure | Double Walled | Fiberglass Reinforced Plastic
0-000636 | STAGE STOP MINI MARKET | 103 OLD WEST HWY | DUNCAN | AZ | 85534 | Greenlee | 6 | Open | 1989-01-01 | 8000 | Gasoline | COMPARTMENT A |  | Composite (Steel/Fiberglass) | Pressure |  | Fiberglass Reinforced Plastic
0-010235 | FIRST TRANSIT INC #55506 | 405 N 79TH AVE | PHOENIX | AZ | 85043 | Maricopa | 3 | Open | 2007-01-12 | 20000 | Diesel | COMPARTMENT A | Double Walled | Fiberglass Reinforced Plastic | Pressure | Double Walled | Fiberglass Reinforced Plastic
0-010154 | FESTIVAL MARKETPLACE | 19491 N CANYON SPRINGS BLVD | BUCKEYE | AZ | 85396 | Maricopa | 1 | Open | 2007-09-01 | 20000 | Gasoline | COMPARTMENT A | Double Walled | Fiberglass Reinforced Plastic | Pressure | Double Walled | Fiberglass Reinforced Plastic
0-009552 | SPEEDWAY STORE #2987 | 12885 N ORACLE RD | ORO VALLEY | AZ | 85739 | Pima | 2 | Open | 1999-02-15 | 12000 | Gasoline (PUL) | COMPARTMENT A | Double Walled | Fiberglass Reinforced Plastic | Pressure | Double Walled | Fiberglass Reinforced Plastic
0-004059 | JIFFY STORE #426 | 36 COMMERCIAL DRIVE | CONCHO | AZ | 85924 | Apache | 2 | Open | 1978-04-22 | 6000 | Diesel | COMPARTMENT A | Single Walled | Asphalt coated or Bare Steel | Pressure
0-010286 | CARIOCA #15 | 12170 N EL MIRAGE RD | EL MIRAGE | AZ | 85335 | Maricopa | 1 | Open | 2008-04-17 | 20000 | Gasoline (UL) | COMPARTMENT A | Double Walled | Fiberglass Reinforced Plastic | Pressure | Double Walled | Fiberglass Reinforced Plastic
0-001401 | CIRCLE K #2701383 | 815 E MAIN ST | SPRINGERVILLE | AZ | 85938 | Apache | 5 | Open | 2008-09-09 | 12000 | Gasoline | COMPARTMENT A | Double Walled | Fiberglass Reinforced Plastic | Pressure | Double Walled | Fiberglass Reinforced Plastic
0-009692 | BUFFALO SOLDIER SHELL | 5200 E HIGHWAY 90 | SIERRA VISTA | AZ | 85635 | Cochise | 1 | Open | 2000-06-27 | 12000 | Gasoline | COMPARTMENT A | Double Walled | Fiberglass Reinforced Plastic | Pressure | Double Walled | Flexible
0-004478 | SHAY OIL | 10747 S FORTUNA RD | YUMA | AZ | 85367 | Yuma | 8 | Open | 1993-06-01 | 12000 | Gasoline | COMPARTMENT A | Double Walled | Fiberglass Reinforced Plastic | Pressure | Double Walled | Fiberglass Reinforced Plastic
0-006308 | CIRCLE K STORE #2706669 | 3201 HIGHWAY 95 N | LAKE HAVASU CITY | AZ | 86404 | Mohave | 2 | Open | 1986-02-20 | 12000 | Gasoline | COMPARTMENT A | Single Walled | Fiberglass Reinforced Plastic | Pressure |  | Fiberglass Reinforced Plastic
0-006308 | CIRCLE K STORE #2706669 | 3201 HIGHWAY 95 N | LAKE HAVASU CITY | AZ | 86404 | Mohave | 5 | Open | 1993-03-01 | 4000 | Other | COMPARTMENT A | Single Walled | Fiberglass Reinforced Plastic | Pressure |  | Fiberglass Reinforced Plastic
0-004928 | TEXACO #60-349-1025 | 5201 E THOMAS RD | PHOENIX | AZ | 85018 | Maricopa | 10 | Open | 1988-07-26 | 10000 | Diesel | COMPARTMENT A | Double Walled | Fiberglass Reinforced Plastic | Pressure | Double Walled | Fiberglass Reinforced Plastic
0-002790 | CIRCLK K STORE #2741653 | 7550 S RURAL RD | TEMPE | AZ | 85283 | Maricopa | 3 | Open | 1979-01-01 | 12000 | Gasoline | COMPARTMENT A |  | Asphalt coated or Bare Steel | Pressure | Double Walled | Fiberglass Reinforced Plastic
0-009906 | CIRCLE K #2705954 | 4815 E CAREFREE HWY | PHOENIX | AZ | 85331 | Maricopa | 1 | Open | 2002-11-04 | 10000 | Diesel | COMPARTMENT A | Double Walled | Fiberglass Reinforced Plastic | Pressure | Double Walled | Fiberglass Reinforced Plastic
0-009743 | SAFEWAY #1543 | 29834 N CAVE CREEK RD | PHOENIX | AZ | 85331 | Maricopa | 1 | Open | 2000-11-01 | 10000 | Diesel | COMPARTMENT A | Double Walled | Composite (Steel/Fiberglass) | Pressure | Double Walled | Fiberglass Reinforced Plastic
0-010005 | KING'S MINI MART | 4150 N 35TH AVE | PHOENIX | AZ | 85017 | Maricopa | 1 | Open | 2000-06-01 | 12000 | Gasoline | COMPARTMENT B | Double Walled | Fiberglass Reinforced Plastic | Pressure | Double Walled | Flexible
0-009588 | CIRCLE K STORE #2703365 | 1959 S GREENFIELD RD | MESA | AZ | 85206 | Maricopa | 3 | Open | 1999-11-01 | 10000 | Diesel | COMPARTMENT A | Double Walled | Fiberglass Reinforced Plastic | Pressure | Double Walled | Fiberglass Reinforced Plastic
0-005265 | SAST MART | 1115 W WICKENBURG WAY | WICKENBURG | AZ | 85390 | Maricopa | 11 | Open | 2014-08-01 | 6000 | Gasoline (PUL) | COMPARTMENT B | Double Walled | Fiberglass Reinforced Plastic | Pressure | Double Walled | Fiberglass Reinforced Plastic
0-009395 | 7-ELEVEN #32602 | 785 S VAL VISTA DR | GILBERT | AZ | 85296 | Maricopa | 3 | Open | 1998-11-01 | 10000 | Gasoline | COMPARTMENT A | Double Walled | Fiberglass Reinforced Plastic | Pressure | Double Walled | Fiberglass Reinforced Plastic
0-003176 | MINIT SERVE GAS | 1251 BASELINE RD | BULLHEAD CITY | AZ | 86442 | Mohave | 2 | Open | 1985-01-30 | 12000 | Gasoline | COMPARTMENT A |  | Asphalt coated or Bare Steel | Pressure
0-005800 | TUCSON ELECTRIC POWER - MAINTENANCE FACILITY | 4354 E IRVINGTON RD | TUCSON | AZ | 85714 | Pima | 2 | Open | 1989-02-01 | 15000 | Diesel | COMPARTMENT A | Double Walled | Composite (Steel/Fiberglass) | Pressure | Double Walled | Fiberglass Reinforced Plastic
0-000511 | FOOD MART | 9853 N 19TH AVE | PHOENIX | AZ | 85021 | Maricopa | 10 | Open | 1989-11-01 | 10000 | Gasoline | COMPARTMENT A | Double Walled | Fiberglass Reinforced Plastic | Pressure | Double Walled | Fiberglass Reinforced Plastic
0-004360 | SAV-ON GAS | 5107 W BUCKEYE RD | PHOENIX | AZ | 85043 | Maricopa | 10 | Open | 2020-08-13 | 8000 | Gasoline (PUL) | COMPARTMENT A | Double Walled | Polyethylene Jacketed Steel
0-001199 | CIRCLE K #2700228 | 560 N 2ND AVE | AJO | AZ | 85321 | Pima | 2 | Open | 1977-01-01 | 10000 | Gasoline | COMPARTMENT A |  | Asphalt coated or Bare Steel | Pressure | Double Walled | Fiberglass Reinforced Plastic
0-006467 | CIRCLE K #2708594 | 4802 N SABINO CANYON RD | TUCSON | AZ | 85750 | Pima | 3 | Open | 1987-10-06 | 10000 | Gasoline | COMPARTMENT A | Double Walled | Fiberglass Reinforced Plastic | Pressure |  | Fiberglass Reinforced Plastic
0-001459 | CIRCLE K #2701635 | 3970 N FLOWING WELLS RD | TUCSON | AZ | 85705 | Pima | 1 | Open | 1985-07-01 | 10000 | Gasoline (PUL) | COMPARTMENT A | Single Walled | Fiberglass Reinforced Plastic | Pressure | Single Walled | Fiberglass Reinforced Plastic
0-000602 | AXLE TRANSMISSION OF ARIZONA INC | 1401 S CENTRAL AVE | PHOENIX | AZ | 85004 | Maricopa | 2 | Open | 1990-02-01 | 550 | Used Oil/Waste Oil | COMPARTMENT A |  | Fiberglass Reinforced Plastic
0-002444 | ALVAREZ AUTO CENTER | 81 N MAIN ST | SNOWFLAKE | AZ | 85937 | Navajo | 11 | Open | 2020-09-09 | 6000 | Gasoline (PUL) | COMPARTMENT A | Double Walled | Fiberglass Reinforced Plastic
0-009414 | BORDERMART SHELL | 330 N MARIPOSA RD | NOGALES | AZ | 85621 | Santa Cruz | 3 | Open | 2000-02-10 | 25000 | Diesel | COMPARTMENT A | Double Walled | Composite (Steel/Fiberglass) | Pressure | Double Walled | Flexible
0-005015 | KATHERINE LANDING AT LAKE MOHAVE MARINA | 2690 KATHERINE SPUR RD | BULLHEAD CITY | AZ | 86429 | Mohave | 2 | Open | 1981-01-01 | 12000 | Gasoline | COMPARTMENT A | Single Walled | Asphalt coated or Bare Steel | Pressure | Single Walled | Bare or Galvanized Steel
0-010543 | CHANDLER HEIGHTS AM/PM | 5050 S ARIZONA AVE | CHANDLER | AZ | 85248 | Maricopa | 1 | Open | 2012-02-24 | 20000 | Gasoline | COMPARTMENT A | Double Walled | Fiberglass Reinforced Plastic | Pressure | Double Walled | Fiberglass Reinforced Plastic
0-010559 | GPM #4603 | 1636 S HIGLEY RD | GILBERT | AZ | 85295 | Maricopa | 2 | Open | 2015-12-09 | 12000 | Diesel | COMPARTMENT B | Double Walled | Fiberglass Reinforced Plastic | Pressure | Double Walled | Fiberglass Reinforced Plastic
0-009139 | ARCO #5969 | 8350 E MCDOWELL RD | SCOTTSDALE | AZ | 85257 | Maricopa | 2 | Open | 1997-06-01 | 20000 | Gasoline | COMPARTMENT A | Double Walled | Fiberglass Reinforced Plastic | Pressure | Double Walled | Fiberglass Reinforced Plastic
0-010441 | QUIKTRIP #1475 | 11045 N ORACLE RD | ORO VALLEY | AZ | 85737 | Pima | 1 | Open | 2011-11-29 | 20000 | Gasoline | COMPARTMENT A | Double Walled | Fiberglass Reinforced Plastic | Pressure | Double Walled | Fiberglass Reinforced Plastic
0-010448 | QUIKTRIP STORE # 1401 | 575 N ESTRELLA PKWY | GOODYEAR | AZ | 85338 | Maricopa | 4 | Open | 2012-03-28 | 12000 | Diesel | COMPARTMENT A | Double Walled | Fiberglass Reinforced Plastic | Pressure | Double Walled | Fiberglass Reinforced Plastic
0-010099 | QUIKTRIP #429 | 1545 N SCOTTSDALE RD | TEMPE | AZ | 85281 | Maricopa | 1 | Open | 2005-10-24 | 12000 | Gasoline | COMPARTMENT A | Double Walled | Fiberglass Reinforced Plastic | Pressure | Double Walled | Flexible
0-010099 | QUIKTRIP #429 | 1545 N SCOTTSDALE RD | TEMPE | AZ | 85281 | Maricopa | 2 | Open | 2005-10-24 | 20000 | Gasoline | COMPARTMENT A | Double Walled | Fiberglass Reinforced Plastic | Pressure | Double Walled | Flexible
0-010106 | NATIONAL CAR RENTAL | 1732 E RENTAL CAR WAY | PHOENIX | AZ | 85034 | Maricopa | 3 | Open | 2006-01-18 | 20000 | Gasoline | COMPARTMENT A | Double Walled | Fiberglass Reinforced Plastic | Pressure | Double Walled | Fiberglass Reinforced Plastic
0-010491 | MERCEDES-BENZ OF SCOTTSDALE | 4725 N SCOTTSDALE RD | SCOTTSDALE | AZ | 85251 | Maricopa | 1 | Open | 2013-12-27 | 8000 | Gasoline (UL) | COMPARTMENT B | Double Walled | Fiberglass Reinforced Plastic | Pressure | Double Walled | Fiberglass Reinforced Plastic
0-010495 | QUIK TRIP #1483 | 3390 W INA RD | TUCSON | AZ | 85741 | Pima | 2 | Open | 2013-12-19 | 10000 | Other | COMPARTMENT B | Double Walled | Fiberglass Reinforced Plastic | Pressure | Double Walled | Fiberglass Reinforced Plastic
0-010495 | QUIK TRIP #1483 | 3390 W INA RD | TUCSON | AZ | 85741 | Pima | 4 | Open | 2013-12-19 | 20000 | Gasoline (UL) | COMPARTMENT A | Double Walled | Fiberglass Reinforced Plastic | Pressure | Double Walled | Fiberglass Reinforced Plastic
0-010526 | LOVES TRAVEL STOPS & COUNTRY STORES-WILLIAMS | 1055 N GRAND CANYON BLVD | WILLIAMS | AZ | 86046 | Coconino | 1 | Open | 2015-02-03 | 20000 | Diesel | COMPARTMENT A | Double Walled | Fiberglass Reinforced Plastic | Pressure | Double Walled | Fiberglass Reinforced Plastic
0-010526 | LOVES TRAVEL STOPS & COUNTRY STORES-WILLIAMS | 1055 N GRAND CANYON BLVD | WILLIAMS | AZ | 86046 | Coconino | 3 | Open | 2015-02-03 | 20000 | Diesel | COMPARTMENT A | Double Walled | Fiberglass Reinforced Plastic | Pressure | Double Walled | Fiberglass Reinforced Plastic
0-010526 | LOVES TRAVEL STOPS & COUNTRY STORES-WILLIAMS | 1055 N GRAND CANYON BLVD | WILLIAMS | AZ | 86046 | Coconino | 2 | Open | 2015-03-03 | 20000 | Diesel | COMPARTMENT A | Double Walled | Fiberglass Reinforced Plastic | Pressure | Double Walled | Fiberglass Reinforced Plastic
0-010504 | FRY'S FUEL FACILITY #6 | 5771 W THUNDERBIRD RD | GLENDALE | AZ | 85306 | Maricopa | 1 | Open | 2014-05-01 | 20000 | Gasoline | COMPARTMENT A | Double Walled | Fiberglass Reinforced Plastic | Pressure | Double Walled | Fiberglass Reinforced Plastic
0-010148 | 76 GAS STATION | 1033 N 24TH ST | PHOENIX | AZ | 85008 | Maricopa | 2 | Open | 1999-11-01 | 8000 | Diesel | COMPARTMENT B | Double Walled | Fiberglass Reinforced Plastic | Pressure | Double Walled | Fiberglass Reinforced Plastic
0-010148 | 76 GAS STATION | 1033 N 24TH ST | PHOENIX | AZ | 85008 | Maricopa | 2 | Open | 1999-11-01 | 12000 | Gasoline (PUL) | COMPARTMENT A | Double Walled | Fiberglass Reinforced Plastic | Pressure | Double Walled | Fiberglass Reinforced Plastic
0-010529 | CIRCLE K STORE #2741628 | 1111 N 67TH AVE | PHOENIX | AZ | 85043 | Maricopa | 2 | Open | 2015-03-31 | 12000 | Diesel | COMPARTMENT B | Double Walled | Composite (Steel/Fiberglass) | Pressure | Double Walled | Fiberglass Reinforced Plastic
0-010529 | CIRCLE K STORE #2741628 | 1111 N 67TH AVE | PHOENIX | AZ | 85043 | Maricopa | 1 | Open | 2015-03-31 | 30000 | Gasoline (UL) | COMPARTMENT A | Double Walled | Composite (Steel/Fiberglass) | Pressure | Double Walled | Fiberglass Reinforced Plastic
0-003553 | SPEEDWAY STORE #2992 | 4180 W INA RD | MARANA | AZ | 85741 | Pima | 4 | Open | 1980-01-01 | 10000 | Gasoline | COMPARTMENT A | Single Walled | Asphalt coated or Bare Steel | Pressure | Double Walled | Fiberglass Reinforced Plastic
0-000319 | ADOT - SPRINGERVILLE MAINTENANCE |  | SPRINGERVILLE |  |  | Apache | 2 | Open | 1985-01-01 | 12000 | Diesel | COMPARTMENT A | Single Walled | Fiberglass Reinforced Plastic | Pressure | Double Walled | Flexible
0-002857 | GILLIGANS ON COPPER BASIN LLC | 501 COPPER BASIN RD | PRESCOTT | AZ | 86303 | Yavapai | 2 | Open | 1974-01-21 | 10000 | Gasoline | COMPARTMENT A | Single Walled | Asphalt coated or Bare Steel | Pressure |  | Fiberglass Reinforced Plastic
0-009720 | VERIZON - MCI -PXJNAZ | 3415 E INDIAN SCHOOL RD | PHOENIX | AZ | 85018 | Maricopa | 1 | Open | 2000-12-06 | 15000 | Diesel | COMPARTMENT A | Double Walled | Fiberglass Reinforced Plastic | Pressure |  | Flexible
0-007785 | ARROWHEAD COMMUNITY HOSPITAL | 18701 N 67TH AVE | GLENDALE | AZ | 85308 | Maricopa | 4 | Open | 2005-04-21 | 6000 | Diesel | COMPARTMENT A | Double Walled | Fiberglass Reinforced Plastic | Suction - Check Valve at the Dispenser | Double Walled | Flexible
0-009739 | GILLIGAN'S ON INDIAN SCHOOL | 223 E INDIAN SCHOOL RD | PHOENIX | AZ | 85012 | Maricopa | 3 | Open | 1999-04-01 | 20000 | Gasoline (UL) | COMPARTMENT A | Double Walled | Fiberglass Reinforced Plastic | Pressure | Double Walled | Fiberglass Reinforced Plastic
0-010166 | QUIKTRIP #495 | 1766 W HUNT HWY | QUEEN CREEK | AZ | 85143 | Pinal | 3 | Open | 2007-04-12 | 20000 | Gasoline | COMPARTMENT A | Double Walled | Fiberglass Reinforced Plastic | Pressure | Double Walled | Fiberglass Reinforced Plastic
0-010167 | QUIKTRIP #453 | 11604 W OLIVE AVE | YOUNGTOWN | AZ | 85363 | Maricopa | 2 | Open | 2006-11-16 | 20000 | Gasoline | COMPARTMENT A | Double Walled | Fiberglass Reinforced Plastic | Pressure | Double Walled | Fiberglass Reinforced Plastic
0-010181 | SAFEWAY #2835 | 3313 N HUNT HWY | FLORENCE | AZ | 85132 | Pinal | 3 | Open | 2007-04-23 | 10000 | Gasoline | COMPARTMENT A | Double Walled | Fiberglass Reinforced Plastic | Pressure | Double Walled | Flexible
0-010299 | GENERAL MOTORS DESERT PROVING GROUND | 1500 E GM DR | YUMA | AZ | 85365 | Yuma | 17 | Open | 2009-04-08 | 4000 | Diesel | COMPARTMENT A | Double Walled | Fiberglass Reinforced Plastic | Pressure | Double Walled | Flexible
0-010299 | GENERAL MOTORS DESERT PROVING GROUND | 1500 E GM DR | YUMA | AZ | 85365 | Yuma | 3 | Open | 2009-04-08 | 4000 | Gasoline | COMPARTMENT A | Double Walled | Fiberglass Reinforced Plastic | Pressure | Double Walled | Flexible
0-010212 | CIRCLE K STORE #2703372 | 3077 S VAL VISTA DR | GILBERT | AZ | 85295 | Maricopa | 1 | Open | 2007-10-15 | 20000 | Gasoline | COMPARTMENT A | Double Walled | Fiberglass Reinforced Plastic | Pressure | Double Walled | Fiberglass Reinforced Plastic
0-010250 | GREENFIELD CARDLOCK | 3353 N GREENFIELD RD | MESA | AZ | 85215 | Maricopa | 1 | Open | 2008-05-30 | 25000 | Diesel | COMPARTMENT A | Double Walled | Fiberglass Reinforced Plastic | Pressure | Double Walled | Fiberglass Reinforced Plastic
0-010254 | CIRCLE K STORE #2703378 | 5880 W CAMELBACK RD | GLENDALE | AZ | 85301 | Maricopa | 1 | Open | 2008-06-18 | 20000 | Gasoline | COMPARTMENT A | Double Walled | Fiberglass Reinforced Plastic | Pressure | Double Walled | Fiberglass Reinforced Plastic
0-010316 | CESSNA/CITATION MESA SERVICE CENTER | 5533 S SOSSAMAN RD | MESA | AZ | 85212 | Maricopa | 1 | Open | 2009-11-06 | 6000 | Jet Fuel | COMPARTMENT A | Double Walled | Fiberglass Reinforced Plastic | Pressure | Single Walled | Fiberglass Reinforced Plastic
0-010079 | CIRCLE K STORE #2706671 | 39414 N DAISY MOUNTAIN DR | ANTHEM | AZ | 85086 | Maricopa | 2 | Open | 2007-04-19 | 20000 | Gasoline | COMPARTMENT A | Double Walled | Fiberglass Reinforced Plastic | Pressure | Double Walled | Fiberglass Reinforced Plastic
0-010359 | QUIKTRIP #1493 | 1925 N KOLB RD | TUCSON | AZ | 85715 | Pima | 2 | Open | 2010-03-03 | 20000 | Gasoline | COMPARTMENT A | Double Walled | Fiberglass Reinforced Plastic | Pressure | Double Walled | Fiberglass Reinforced Plastic
0-010375 | JA'S ARCO | 935 N 43RD AVE | PHOENIX | AZ | 85009 | Maricopa | 2 | Open | 2010-04-15 | 10000 | Diesel | COMPARTMENT B | Double Walled | Fiberglass Reinforced Plastic | Pressure | Double Walled | Fiberglass Reinforced Plastic
0-009649 | CARIOCA #77 - SHELL | 461 N VAL VISTA DR | MESA | AZ | 85213 | Maricopa | 2 | Open | 2000-03-28 | 10000 | Gasoline | COMPARTMENT A | Double Walled | Fiberglass Reinforced Plastic | Pressure | Double Walled | Flexible
0-010396 | QUIKTRIP #1482 | 3345 W VALENCIA RD | TUCSON | AZ | 85746 | Pima | 3 | Open | 2010-10-01 | 8000 | Gasoline | COMPARTMENT A | Double Walled | Fiberglass Reinforced Plastic | Pressure | Double Walled | Fiberglass Reinforced Plastic
0-010398 | FRYS FUEL CENTER #46 | 7430 S 7TH ST | PHOENIX | AZ | 85042 | Maricopa | 2 | Open | 2010-12-02 | 8000 | Gasoline | COMPARTMENT A | Double Walled | Fiberglass Reinforced Plastic | Pressure |  | Flexible
0-010404 | CIRCLE K STORE #2703406 | 1025 E AJO WAY | TUCSON | AZ | 85713 | Pima | 2 | Open | 2011-04-28 |  | Unidentified | COMPARTMENT B | Double Walled | Fiberglass Reinforced Plastic | Pressure | Double Walled | Fiberglass Reinforced Plastic
0-009345 | 7-ELEVEN #27876 | 785 W ELLIOT RD | GILBERT | AZ | 85233 | Maricopa | 1 | Temp Closure | 1998-08-18 | 10000 | Gasoline (UL) | COMPARTMENT A | Double Walled | Fiberglass Reinforced Plastic | Pressure | Double Walled | Fiberglass Reinforced Plastic |  | 2018-05-25
0-006219 | GIANT 6612 | 4202 W INA RD | MARANA | AZ | 85741 | Pima | 11 | Temp Closure | 2006-08-30 | 6000 | Diesel | COMPARTMENT A | Double Walled | Composite (Steel/Fiberglass) | Pressure | Double Walled | Flexible |  | 2017-10-26
0-009833 | GREEN VALLEY SHELL | 3000 S CAMINO DEL SOL | GREEN VALLEY | AZ | 85622 | Pima | 2 | Temp Closure | 2001-10-23 | 8000 | Diesel | COMPARTMENT B | Double Walled | Composite (Steel/Fiberglass) | Pressure | Double Walled | Flexible |  | 2014-11-13
0-006482 | MAC MINI MART #482 | 2575 N GRAND AVE | NOGALES | AZ | 85621 | Santa Cruz | 2 | Temp Closure | 1987-01-01 | 10000 | Gasoline (PUL) | COMPARTMENT A | Double Walled | Composite (Steel/Fiberglass) | Pressure | Double Walled | Fiberglass Reinforced Plastic |  | 2019-02-15
0-005139 | CIRCLE K #2700243 | 11025 W BUCKEYE RD | AVONDALE | AZ | 85323 | Maricopa | 2 | Temp Closure | 1983-10-17 | 10000 | Gasoline (PUL) | COMPARTMENT A | Double Walled | Fiberglass Reinforced Plastic | Pressure |  | Fiberglass Reinforced Plastic |  | 2020-08-24
0-010196 | SPEEDWAY #2945 | 12030 N DOVE MOUNTAIN BLVD | MARANA | AZ | 85658 | Pima | 3 | Temp Closure | 2007-10-13 | 7500 | Biodiesel | COMPARTMENT B | Double Walled | Composite (Steel/Fiberglass) | Pressure | Double Walled | Flexible |  | 2011-01-01
0-004321 | BANNER - GOOD SAMARITAN MEDICAL CENTER | 1102 E CULVER ST | PHOENIX | AZ | 85006 | Maricopa | 4 | Temp Closure | 1990-03-01 | 15000 | Diesel #2 | COMPARTMENT A | Double Walled | Fiberglass Reinforced Plastic | Suction - Check Valve at the Dispenser | Double Walled | Fiberglass Reinforced Plastic |  | 2019-12-22
0-003480 | CAMP NAVAJO |  | BELLEMONT |  | 86015 | Coconino | 16 | Temp Closure | 1989-01-13 | 15000 | Jet Fuel | COMPARTMENT A | Double Walled | Fiberglass Reinforced Plastic | Pressure | Double Walled | Fiberglass Reinforced Plastic |  | 2020-10-06
0-003769 | PHILLIPS 66 COMPANY #019681 | 332 W AJO WAY | TUCSON | AZ | 85713 | Pima | 3 | Temp Closure | 1972-01-01 | 10000 | Gasoline | COMPARTMENT A |  | Asphalt coated or Bare Steel |  |  |  |  | 1983-10-01
0-004238 | SAFEWAY - DISTRIBUTION CENTER | 1115 W ALAMEDA DR | TEMPE | AZ | 85282 | Maricopa | 7 | Temp Closure | 1997-08-13 | 8000 | New Oil | COMPARTMENT A | Double Walled | Fiberglass Reinforced Plastic | Suction - Check Valve at the Dispenser | Double Walled | Fiberglass Reinforced Plastic |  | 2018-09-13
0-009248 | QUICK'S SERVICE CENTER | 590 S MCNAB PKWY | SAN MANUEL | AZ | 85631 | Pinal | 4 | Temp Closure | 1976-01-01 | 500 | Used Oil/Waste Oil | COMPARTMENT A | Single Walled | Asphalt coated or Bare Steel | Pressure |  |  |  | 2007-03-01
0-000839 | AFCO #020210 | 3945 W INDIAN SCHOOL RD | PHOENIX | AZ | 85019 | Maricopa | 3 | Temp Closure | 1981-01-01 | 12000 | Gasoline | COMPARTMENT A | Single Walled | Asphalt coated or Bare Steel | Pressure | Single Walled | Bare or Galvanized Steel |  | 2000-11-22
0-003782 | PHILLIPS 66 COMPANY #070906 | 703 E ANDY DEVINE AVE | KINGMAN | AZ | 86401 | Mohave | 3 | Temp Closure | 1966-01-01 | 280 | Unidentified | COMPARTMENT A | Single Walled | Asphalt coated or Bare Steel |  |  |  |  | 1976-03-01
0-001630 | RUBEN CONDE STATION | 64503 S AGUA CALIENTE RD | DATELAND | AZ | 85333 | Maricopa | 4 | Temp Closure | 1999-04-28 | 8000 | Gasoline (UL) | COMPARTMENT A | Single Walled | Fiberglass Reinforced Plastic | Pressure | Single Walled | Fiberglass Reinforced Plastic |  | 2017-08-01
0-005655 | WHITING STATION #3 | 728 W HOPI DR | HOLBROOK | AZ | 86025 | Navajo | 9 | Temp Closure | 1980-01-01 | 1000 | Used Oil/Waste Oil | COMPARTMENT A | Single Walled | Asphalt coated or Bare Steel |  |  |  |  | 1994-06-01
0-006219 | GIANT 6612 | 4202 W INA RD | MARANA | AZ | 85741 | Pima | 9 | Temp Closure | 2000-01-14 | 20000 | Gasoline (UL) | COMPARTMENT A | Double Walled | Fiberglass Reinforced Plastic | Pressure |  | Fiberglass Reinforced Plastic |  | 2017-10-26
0-005811 | GILBERT MOBIL GAS COMPANY | 2371 E BASELINE RD | GILBERT | AZ | 85234 | Maricopa | 3 | Temp Closure | 1988-09-01 | 12000 | Gasoline (PUL) | COMPARTMENT A | Double Walled | Fiberglass Reinforced Plastic | Pressure | Double Walled | Fiberglass Reinforced Plastic |  | 2019-01-23
0-003548 | R & M AUTOMOTIVE | 681 LAKE HAVASU AVE N | LAKE HAVASU CITY | AZ | 86403 | Mohave | 2 | Temp Closure | 1976-01-01 | 8000 | Diesel | COMPARTMENT A | Single Walled | Asphalt coated or Bare Steel | Pressure | Double Walled | Fiberglass Reinforced Plastic |  | 2019-09-06
0-003548 | R & M AUTOMOTIVE | 681 LAKE HAVASU AVE N | LAKE HAVASU CITY | AZ | 86403 | Mohave | 1 | Temp Closure | 1976-01-01 | 8000 | Gasoline (UL) | COMPARTMENT A | Single Walled | Asphalt coated or Bare Steel | Pressure |  | Fiberglass Reinforced Plastic |  | 2019-09-06
0-008322 | THE SNAK SHAK | 1113 S TILBURY DR | KEARNY | AZ | 85137 | Pinal | 2 | Temp Closure | 1990-04-01 | 10000 | Diesel | COMPARTMENT A | Single Walled | Asphalt coated or Bare Steel | Pressure | Single Walled | Fiberglass Reinforced Plastic |  | 2019-03-21
0-000868 | 88 TRAILS CORP | 1571 W APACHE TRL | APACHE JUNCTION | AZ | 85120 | Pinal | 9 | Temp Closure | 1995-11-10 | 10000 | Gasoline | COMPARTMENT A | Double Walled | Fiberglass Reinforced Plastic | Pressure | Double Walled | Fiberglass Reinforced Plastic |  | 2017-12-22
0-004247 | SPEEDWAY STORE #2976 | 101 E 16TH ST | DOUGLAS | AZ | 85607 | Cochise | 2 | Temp Closure | 1986-10-27 | 10000 | Gasoline | COMPARTMENT A | Double Walled | Fiberglass Reinforced Plastic | Pressure |  | Fiberglass Reinforced Plastic |  | 2020-11-05
0-005447 | CIRCLE K #2702907 | 1675 N WILMOT RD | TUCSON | AZ | 85712 | Pima | 3 | Temp Closure | 1985-04-08 | 10000 | Gasoline | COMPARTMENT A | Single Walled | Fiberglass Reinforced Plastic | Pressure |  | Fiberglass Reinforced Plastic |  | 2020-09-17
0-003866 | CITY OF PHOENIX - GLENROSA SERVICE CENTER | 4020 W GLENROSA AVE | PHOENIX | AZ | 85019 | Maricopa | 20 | Temp Closure | 1991-01-01 | 2500 | New Oil | COMPARTMENT A | Double Walled | Fiberglass Reinforced Plastic | Suction - Check Valve at the Tank Top | Double Walled | Fiberglass Reinforced Plastic |  | 2020-08-27
0-004958 | R & D UNION | 4701 E 29TH ST | TUCSON | AZ | 85711 | Pima | 4 | Temp Closure | 1983-05-08 | 8000 | Gasoline (Mid-Grade UL) | COMPARTMENT A | Double Walled | Fiberglass Reinforced Plastic | Pressure |  | Fiberglass Reinforced Plastic |  | 2019-11-11
0-006193 | SPEEDWAY STORE #2885 | 2300 E BUTLER AVE | FLAGSTAFF | AZ | 86004 | Coconino | 3 | Temp Closure | 1988-04-20 | 10000 | Gasoline (PUL) | COMPARTMENT A | Double Walled | Fiberglass Reinforced Plastic | Pressure | Double Walled |  |  | 2020-09-15
0-006193 | SPEEDWAY STORE #2885 | 2300 E BUTLER AVE | FLAGSTAFF | AZ | 86004 | Coconino | 1 | Temp Closure | 1988-04-20 | 12000 | Gasoline (UL) | COMPARTMENT A | Double Walled | Fiberglass Reinforced Plastic | Pressure | Double Walled |  |  | 2020-06-18
0-006496 | CIRCLE K #2708475 | 2505 W 8TH ST | YUMA | AZ | 85364 | Yuma | 1 | Temp Closure | 1987-11-03 | 10000 | Gasoline (UL) | COMPARTMENT A | Double Walled | Fiberglass Reinforced Plastic | Pressure |  | Fiberglass Reinforced Plastic |  | 2016-04-05
0-003769 | PHILLIPS 66 COMPANY #019681 | 332 W AJO WAY | TUCSON | AZ | 85713 | Pima | 2 | Temp Closure | 1964-01-01 | 6000 | Gasoline | COMPARTMENT A |  | Asphalt coated or Bare Steel |  |  |  |  | 1983-10-01
0-009744 | SAFEWAY @ SOUTH MOUNTAIN | 1533 E SOUTHERN AVE | PHOENIX | AZ | 85040 | Maricopa | 1 | Temp Closure | 2000-11-01 | 10000 | Gasoline | COMPARTMENT A | Double Walled | Composite (Steel/Fiberglass) | Pressure |  | Fiberglass Reinforced Plastic |  | 2019-11-11
0-005039 | HALLUM STORES | 900 E WHITE MOUNTAIN BLVD | PINETOP-LAKESIDE | AZ | 85935 | Navajo | 2 | Temp Closure | 1981-01-01 | 10000 | Gasoline | COMPARTMENT A | Single Walled | Asphalt coated or Bare Steel | Pressure | Double Walled | Fiberglass Reinforced Plastic |  | 2018-10-02
0-006004 | VALERO | 3233 S 48TH ST | TEMPE | AZ | 85282 | Maricopa | 5 | Temp Closure | 1993-07-10 | 12000 | Gasoline | COMPARTMENT A | Double Walled | Composite (Steel/Fiberglass) | Pressure |  | Fiberglass Reinforced Plastic |  | 2017-11-30
0-003782 | PHILLIPS 66 COMPANY #070906 | 703 E ANDY DEVINE AVE | KINGMAN | AZ | 86401 | Mohave | 4 | Temp Closure | 1966-01-01 | 550 | Unidentified | COMPARTMENT A | Single Walled | Asphalt coated or Bare Steel |  |  |  |  | 1976-03-01
0-003782 | PHILLIPS 66 COMPANY #070906 | 703 E ANDY DEVINE AVE | KINGMAN | AZ | 86401 | Mohave | 2 | Temp Closure | 1966-01-01 | 550 | Unidentified | COMPARTMENT A | Single Walled | Asphalt coated or Bare Steel |  |  |  |  | 1976-03-01
0-008173 | CUTTER AVIATION DEER VALLEY | 530 W DEER VALLEY RD | PHOENIX | AZ | 85027 | Maricopa | 2 | Temp Closure | 1992-05-01 | 9000 | Jet Fuel | COMPARTMENT B | Double Walled | Fiberglass Reinforced Plastic | Pressure | Double Walled |  |  | 2016-04-01
0-002481 | HEXCEL CORPORATION | 1214 W GILA BEND HWY | CASA GRANDE | AZ | 85122 | Pinal | 17 | Temp Closure | 1988-03-01 | 10000 | Hazardous Substance | COMPARTMENT A | Single Walled | Asphalt coated or Bare Steel | Suction - Check Valve at the Tank Top | Single Walled | Bare or Galvanized Steel |  | 2020-03-30
0-002481 | HEXCEL CORPORATION | 1214 W GILA BEND HWY | CASA GRANDE | AZ | 85122 | Pinal | 19 | Temp Closure | 1988-03-01 | 8000 | Hazardous Substance | COMPARTMENT A | Single Walled | Asphalt coated or Bare Steel | Gravity Feed | Single Walled | Bare or Galvanized Steel |  | 2020-03-30
0-004083 | SPEEDWAY LIQUOR | 5100 S HIGHWAY 95 | MOHAVE VALLEY | AZ | 86426 | Mohave | 4 | Temp Closure | 1995-12-18 | 4000 | Gasoline | COMPARTMENT A | Double Walled | Fiberglass Reinforced Plastic | Pressure | Double Walled | Fiberglass Reinforced Plastic |  | 2019-05-01
0-009833 | GREEN VALLEY SHELL | 3000 S CAMINO DEL SOL | GREEN VALLEY | AZ | 85622 | Pima | 1 | Temp Closure | 2001-10-23 | 12000 | Gasoline (UL) | COMPARTMENT A | Double Walled | Composite (Steel/Fiberglass) | Pressure | Double Walled | Flexible |  | 2014-11-13
0-010500 | BUREAU OF LAND MANAGEMENT - ABANDONED PROPERTY | 613 S OATMAN HWY | OATMAN | AZ | 86433 | Mohave | 1 | Temp Closure | 2014-06-18 | 1000 | Gasoline | COMPARTMENT A | Single Walled | Asphalt coated or Bare Steel |  |  |  |  | 1970-01-01
0-004562 | CIRCLE K #2701948 | 6544 E US HIGHWAY 80 | YUMA | AZ | 85365 | Yuma | 3 | Temp Closure | 1986-01-01 | 10000 | Gasoline (UL) | COMPARTMENT A | Single Walled | Fiberglass Reinforced Plastic | Pressure | Single Walled | Fiberglass Reinforced Plastic |  | 2019-10-17
0-001730 | DAVIS-MONTHAN AFB | 3775 S 5TH ST | DAVIS MONTHAN AFB | AZ | 85707 | Pima | 10 | Temp Closure | 1952-01-01 | 39500 | Jet Fuel | COMPARTMENT A | Single Walled | Fiberglass Reinforced Plastic |  |  |  |  | 2011-04-12
0-001730 | DAVIS-MONTHAN AFB | 3775 S 5TH ST | DAVIS MONTHAN AFB | AZ | 85707 | Pima | 8 | Temp Closure | 1952-01-01 | 39500 | Jet Fuel | COMPARTMENT A | Single Walled | Fiberglass Reinforced Plastic |  |  |  |  | 2011-04-12
0-009640 | INDY CAR WASH | 245 S POWER RD | MESA | AZ | 85206 | Maricopa | 2 | Temp Closure | 1999-05-06 | 10000 | Gasoline | COMPARTMENT A | Double Walled | Composite (Steel/Fiberglass) | Pressure | Double Walled | Fiberglass Reinforced Plastic |  | 2016-12-16
0-008775 | JOHN MERCER CONSTRUCTION | 360 TERRACE DR | GLOBE | AZ | 85501 | Gila | 3 | Temp Closure | 2005-06-17 | 1000 | Gasoline | COMPARTMENT A | Unknown | Unknown | Suction - Check Valve at the Tank Top |  |  |  | 2020-09-14
0-008775 | JOHN MERCER CONSTRUCTION | 360 TERRACE DR | GLOBE | AZ | 85501 | Gila | 2 | Temp Closure | 2005-06-17 | 1000 | Diesel | COMPARTMENT A | Unknown | Unknown | Suction - Check Valve at the Tank Top |  |  |  | 2020-09-14
0-001470 | CIRCLE K #1741 | 5141 N CENTRAL AVE | PHOENIX | AZ | 85012 | Maricopa | 3 | Temp Closure | 1985-05-05 | 10000 | Gasoline | COMPARTMENT A | Double Walled | Fiberglass Reinforced Plastic | Pressure | Double Walled | Fiberglass Reinforced Plastic |  | 2019-10-30
0-009744 | SAFEWAY @ SOUTH MOUNTAIN | 1533 E SOUTHERN AVE | PHOENIX | AZ | 85040 | Maricopa | 1 | Temp Closure | 2000-11-01 | 10000 | Gasoline | COMPARTMENT B | Double Walled | Composite (Steel/Fiberglass) | Pressure |  | Fiberglass Reinforced Plastic |  | 2019-11-11
0-009744 | SAFEWAY @ SOUTH MOUNTAIN | 1533 E SOUTHERN AVE | PHOENIX | AZ | 85040 | Maricopa | 2 | Temp Closure | 2000-11-01 | 20000 | Gasoline | COMPARTMENT A | Double Walled | Composite (Steel/Fiberglass) | Pressure |  | Fiberglass Reinforced Plastic |  | 2019-11-11
0-004238 | SAFEWAY - DISTRIBUTION CENTER | 1115 W ALAMEDA DR | TEMPE | AZ | 85282 | Maricopa | 8 | Temp Closure | 1997-08-13 | 2500 | Used Oil/Waste Oil | COMPARTMENT A | Double Walled | Fiberglass Reinforced Plastic | Gravity Feed | Double Walled | Fiberglass Reinforced Plastic |  | 2018-09-13
0-006750 | PACIFIC PRIDE CARDLOCK | 1002 S WALNUT AVE | YUMA | AZ | 85364 | Yuma | 3 | Temp Closure | 1983-11-07 | 12000 | Gasoline (PUL) | COMPARTMENT A | Double Walled | Fiberglass Reinforced Plastic | Pressure |  | Fiberglass Reinforced Plastic |  | 2017-11-22
0-000276 | ADOT - WIKIEUP MAINTENANCE | 17937 S HIGHWAY 93 | WIKIEUP | AZ | 85360 | Mohave | 4 | Temp Closure | 1989-10-01 | 12000 | Diesel | COMPARTMENT A | Double Walled | Composite (Steel/Fiberglass) | Pressure | Double Walled | Flexible |  | 2017-09-07
0-009248 | QUICK'S SERVICE CENTER | 590 S MCNAB PKWY | SAN MANUEL | AZ | 85631 | Pinal | 1 | Temp Closure | 1976-01-01 | 6000 | Gasoline | COMPARTMENT A | Single Walled | Asphalt coated or Bare Steel | Pressure |  |  |  | 2007-08-09
0-009248 | QUICK'S SERVICE CENTER | 590 S MCNAB PKWY | SAN MANUEL | AZ | 85631 | Pinal | 2 | Temp Closure | 1976-01-01 | 10000 | Gasoline | COMPARTMENT A | Single Walled | Asphalt coated or Bare Steel | Pressure |  |  |  | 2007-03-01
0-005062 | REDDAWAY - PHOENIX TERMINAL | 3045 S 43RD AVE | PHOENIX | AZ | 85009 | Maricopa | 5 | Temp Closure | 1988-07-01 | 2000 | Gasoline (UL) | COMPARTMENT B | Double Walled | Fiberglass Reinforced Plastic | Pressure |  | Fiberglass Reinforced Plastic |  | 2020-06-30
0-005039 | HALLUM STORES | 900 E WHITE MOUNTAIN BLVD | PINETOP-LAKESIDE | AZ | 85935 | Navajo | 3 | Temp Closure | 1981-01-01 | 10000 | Gasoline | COMPARTMENT A |  | Fiberglass Reinforced Plastic | Pressure | Double Walled | Fiberglass Reinforced Plastic |  | 2018-10-02
0-000839 | AFCO #020210 | 3945 W INDIAN SCHOOL RD | PHOENIX | AZ | 85019 | Maricopa | 2 | Temp Closure | 1981-01-01 | 12000 | Gasoline | COMPARTMENT A | Single Walled | Asphalt coated or Bare Steel | Pressure | Single Walled | Bare or Galvanized Steel |  | 2000-11-22
0-000839 | AFCO #020210 | 3945 W INDIAN SCHOOL RD | PHOENIX | AZ | 85019 | Maricopa | 4 | Temp Closure | 1981-01-01 | 12000 | Gasoline | COMPARTMENT A | Single Walled | Asphalt coated or Bare Steel | Pressure | Single Walled | Bare or Galvanized Steel |  | 2000-11-22
0-001885 | BIG TIGER PUMP | 1919 S 7TH ST | PHOENIX | AZ | 85034 | Maricopa | 5 | Temp Closure | 1987-11-16 | 8000 | Diesel | COMPARTMENT A | Single Walled | Fiberglass Reinforced Plastic | Pressure |  | Fiberglass Reinforced Plastic |  | 2013-05-16
0-001809 | SPEEDWAY STORE #2991 | 1807 E 10TH ST | DOUGLAS | AZ | 85607 | Cochise | 2 | Temp Closure | 1971-01-01 | 6000 | Gasoline | COMPARTMENT A | Single Walled | Asphalt coated or Bare Steel | Pressure | Double Walled | Flexible |  | 2020-11-05
0-009880 | RONALD BECK PROPERTY | 10302 S WILLIAMS ST | WELLTON | AZ | 85356 | Yuma | 2 | Temp Closure | 1959-01-01 | 2000 | Gasoline (PUL) | COMPARTMENT A | Single Walled | Asphalt coated or Bare Steel |  |  |  |  | 1964-01-01
0-002168 | FCA US LLC ARIZONA PROVING GROUND | 1 PROVING GROUND ROAD | YUCCA | AZ | 86438 | Mohave | 2 | Temp Closure | 1986-04-01 | 12000 | Gasoline (UL) | COMPARTMENT A | Double Walled | Fiberglass Reinforced Plastic | Pressure | Double Walled | Fiberglass Reinforced Plastic |  | 2020-05-11
0-006482 | MAC MINI MART #482 | 2575 N GRAND AVE | NOGALES | AZ | 85621 | Santa Cruz | 3 | Temp Closure | 2001-11-03 | 10000 | Gasoline (UL) | COMPARTMENT A | Double Walled | Fiberglass Reinforced Plastic | Pressure | Double Walled | Fiberglass Reinforced Plastic |  | 2019-02-15
0-003223 | CIRCLE K STORE #2709167 | 9709 N HAYDEN RD | SCOTTSDALE | AZ | 85258 | Maricopa | 1 | Temp Closure | 1985-01-01 | 10000 | Gasoline | COMPARTMENT A | Single Walled | Fiberglass Reinforced Plastic | Pressure |  | Fiberglass Reinforced Plastic |  | 2020-08-26
0-001789 | WICKENBURG SHELL/PACK PRIDE | 30210 W HIGHWAY 60 | WICKENBURG | AZ | 85390 | Maricopa | 5 | Temp Closure | 1986-01-01 | 8000 | Diesel | COMPARTMENT A | Single Walled | Asphalt coated or Bare Steel | Pressure |  | Fiberglass Reinforced Plastic |  | 2019-03-01
0-000138 | YES! MART - SHELL GAS STATION | 5448 S CENTRAL AVE | PHOENIX | AZ | 85040 | Maricopa | 10 | Temp Closure | 1988-09-01 | 12000 | Gasoline | COMPARTMENT A |  | Fiberglass Reinforced Plastic | Pressure |  | Fiberglass Reinforced Plastic |  | 2020-12-11
0-002018 | CENTRAL TRANSPORT INTERNATIONAL | 5939 W WASHINGTON ST | PHOENIX | AZ | 85043 | Maricopa | 3 | Temp Closure | 1998-05-21 | 12000 | Diesel | COMPARTMENT A | Double Walled | Fiberglass Reinforced Plastic | Suction - Check Valve at the Dispenser | Double Walled | Fiberglass Reinforced Plastic |  | 2018-06-25
0-001445 | CIRCLE K #2701584 | 2640 W VAN BUREN ST | PHOENIX | AZ | 85009 | Maricopa | 2 | Temp Closure | 1985-01-01 | 10000 | Gasoline | COMPARTMENT A | Single Walled | Fiberglass Reinforced Plastic | Pressure | Single Walled | Fiberglass Reinforced Plastic |  | 2020-10-12
0-001223 | CIRCLE K #2700412 | 503 N GILBERT RD | GILBERT | AZ | 85234 | Maricopa | 4 | Temp Closure | 1994-12-02 | 10000 | Gasoline | COMPARTMENT A | Single Walled | Fiberglass Reinforced Plastic | Pressure | Double Walled | Fiberglass Reinforced Plastic |  | 2019-09-25
0-002481 | HEXCEL CORPORATION | 1214 W GILA BEND HWY | CASA GRANDE | AZ | 85122 | Pinal | 23 | Temp Closure | 1997-11-01 | 6000 | Hazardous Substance | COMPARTMENT B | Single Walled | Asphalt coated or Bare Steel |  |  |  |  | 2020-03-30
0-001511 | CIRCLE K #2703734 | 3443 W DUNLAP AVE | PHOENIX | AZ | 85051 | Maricopa | 1 | Temp Closure | 1984-01-01 | 10000 | Gasoline (UL) | COMPARTMENT A | Single Walled | Fiberglass Reinforced Plastic | Pressure | Single Walled | Fiberglass Reinforced Plastic |  | 2020-10-12
0-009880 | RONALD BECK PROPERTY | 10302 S WILLIAMS ST | WELLTON | AZ | 85356 | Yuma | 1 | Temp Closure | 1959-01-01 | 2000 | Gasoline (UL) | COMPARTMENT A | Single Walled | Asphalt coated or Bare Steel |  |  |  |  | 1964-01-01
0-004083 | SPEEDWAY LIQUOR | 5100 S HIGHWAY 95 | MOHAVE VALLEY | AZ | 86426 | Mohave | 4 | Temp Closure | 1995-12-18 | 10000 | Gasoline | COMPARTMENT B | Double Walled | Fiberglass Reinforced Plastic | Pressure | Double Walled | Fiberglass Reinforced Plastic |  | 2019-05-01
0-006472 | CIRCLE K #2708778 | 2880 W INA RD | TUCSON | AZ | 85741 | Pima | 3 | Temp Closure | 1987-10-06 | 10000 | Gasoline | COMPARTMENT A | Double Walled | Fiberglass Reinforced Plastic | Pressure |  | Fiberglass Reinforced Plastic |  | 2020-09-17
0-002030 | WOODYS FOOD STORE #134 | 281 LAKE HAVASU AVE S | LAKE HAVASU CITY | AZ | 86403 | Mohave | 2 | Temp Closure | 1974-01-01 | 10000 | Gasoline (UL) | COMPARTMENT A | Single Walled | Asphalt coated or Bare Steel | Pressure |  | Fiberglass Reinforced Plastic |  | 2020-03-31
0-002030 | WOODYS FOOD STORE #134 | 281 LAKE HAVASU AVE S | LAKE HAVASU CITY | AZ | 86403 | Mohave | 3 | Temp Closure | 1974-01-01 | 10000 | Gasoline (PUL) | COMPARTMENT A | Single Walled | Asphalt coated or Bare Steel | Pressure |  | Fiberglass Reinforced Plastic |  | 2020-03-31
0-010196 | SPEEDWAY #2945 | 12030 N DOVE MOUNTAIN BLVD | MARANA | AZ | 85658 | Pima | 2 | Temp Closure | 2007-10-13 | 8000 | E-85 | COMPARTMENT A | Double Walled | Composite (Steel/Fiberglass) | Pressure | Double Walled | Flexible |  | 2017-01-20
0-005452 | CIRCLE K #2912 | 2405 N SILVERBELL RD | TUCSON | AZ | 85745 | Pima | 5 | Temp Closure | 1995-11-10 | 10000 | Gasoline (PUL) | COMPARTMENT A | Single Walled | Fiberglass Reinforced Plastic | Pressure | Double Walled | Fiberglass Reinforced Plastic |  | 2018-01-22
0-009248 | QUICK'S SERVICE CENTER | 590 S MCNAB PKWY | SAN MANUEL | AZ | 85631 | Pinal | 3 | Temp Closure | 1976-01-01 | 4000 | Diesel | COMPARTMENT A | Single Walled | Asphalt coated or Bare Steel | Pressure |  |  |  | 2007-08-09
0-005039 | HALLUM STORES | 900 E WHITE MOUNTAIN BLVD | PINETOP-LAKESIDE | AZ | 85935 | Navajo | 1 | Temp Closure | 1981-01-01 | 6000 | Gasoline | COMPARTMENT A | Single Walled | Asphalt coated or Bare Steel | Pressure | Double Walled | Fiberglass Reinforced Plastic |  | 2018-10-02
0-009049 | FLIGHT TRAILS | 4610 E FIGHTER ACES DR | MESA | AZ | 85215 | Maricopa | 1 | Temp Closure | 1990-06-01 | 12000 | Gasoline | COMPARTMENT A | Double Walled | Fiberglass Reinforced Plastic | Suction - Check Valve at the Dispenser | Aboveground Piping | Bare or Galvanized Steel |  | 2018-11-29
0-006004 | VALERO | 3233 S 48TH ST | TEMPE | AZ | 85282 | Maricopa | 7 | Temp Closure | 1993-07-10 | 10000 | Gasoline | COMPARTMENT A | Double Walled | Composite (Steel/Fiberglass) | Pressure |  | Fiberglass Reinforced Plastic |  | 2017-11-30
0-008861 | VALERO #8031 | 7473 W THUNDERBIRD RD | PEORIA | AZ | 85381 | Maricopa | 2 | Temp Closure | 1996-02-15 | 12000 | Gasoline (PUL) | COMPARTMENT A | Double Walled | Fiberglass Reinforced Plastic | Pressure | Double Walled | Fiberglass Reinforced Plastic |  | 2018-12-05
0-008173 | CUTTER AVIATION DEER VALLEY | 530 W DEER VALLEY RD | PHOENIX | AZ | 85027 | Maricopa | 2 | Temp Closure | 1992-05-01 | 9000 | Jet Fuel | COMPARTMENT A | Double Walled | Fiberglass Reinforced Plastic | Pressure | Double Walled |  |  | 2016-04-01
0-002481 | HEXCEL CORPORATION | 1214 W GILA BEND HWY | CASA GRANDE | AZ | 85122 | Pinal | 16 | Temp Closure | 1988-03-01 | 10000 | Hazardous Substance | COMPARTMENT A | Single Walled | Asphalt coated or Bare Steel | Suction - Check Valve at the Tank Top | Single Walled | Bare or Galvanized Steel |  | 2020-03-30
0-002481 | HEXCEL CORPORATION | 1214 W GILA BEND HWY | CASA GRANDE | AZ | 85122 | Pinal | 23 | Temp Closure | 1997-11-01 | 6000 | Hazardous Substance | COMPARTMENT A | Single Walled | Asphalt coated or Bare Steel | Suction - Check Valve at the Tank Top | Single Walled | Bare or Galvanized Steel |  | 2020-03-30
0-006219 | GIANT 6612 | 4202 W INA RD | MARANA | AZ | 85741 | Pima | 10 | Temp Closure | 2000-01-14 | 15000 | Gasoline (PUL) | COMPARTMENT A | Double Walled | Fiberglass Reinforced Plastic | Pressure |  | Fiberglass Reinforced Plastic |  | 2017-10-26
0-009310 | SPEEDWAY STORE #2884 | 701 E STATE HIGHWAY 260 | PAYSON | AZ | 85541 | Gila | 4 | Temp Closure | 1997-11-14 | 12000 | Gasoline (Mid-Grade UL) | COMPARTMENT A | Double Walled | Fiberglass Reinforced Plastic | Pressure |  | Fiberglass Reinforced Plastic |  | 2020-09-03
0-008766 | JUDD TRANSMISSION - FORMER | 200 S HASKELL AVE | WILLCOX | AZ | 85643 | Cochise | 1 | Temp Closure | 1974-01-01 | 1000 | Unidentified | COMPARTMENT A | Single Walled | Asphalt coated or Bare Steel |  |  |  |  | 1986-01-01
0-003548 | R & M AUTOMOTIVE | 681 LAKE HAVASU AVE N | LAKE HAVASU CITY | AZ | 86403 | Mohave | 3 | Temp Closure | 1976-01-01 | 8000 | Gasoline (PUL) | COMPARTMENT A | Single Walled | Asphalt coated or Bare Steel | Pressure | Double Walled | Fiberglass Reinforced Plastic |  | 2019-09-06
0-006027 | CASTLES N COASTERS | 9445 N METRO PKWY E | PHOENIX | AZ | 85051 | Maricopa | 3 | Temp Closure | 1988-01-01 | 2000 | Gasoline | COMPARTMENT A | Double Walled | Fiberglass Reinforced Plastic | Suction - Check Valve at the Tank Top |  |  |  | 2020-10-02
0-008819 | SILVERADO RADIATOR & MUFFLER SHOP | 2801 W VAN BUREN ST | PHOENIX | AZ | 85009 | Maricopa | 3 | Temp Closure | 2005-06-17 |  | Unidentified | COMPARTMENT A | Single Walled | Asphalt coated or Bare Steel |  |  |  |  | 1980-04-01
0-002600 | CIRCLE K #2705292 | 750 E WARNER RD | GILBERT | AZ | 85296 | Maricopa | 2 | Temp Closure | 1989-01-01 | 15000 | Gasoline | COMPARTMENT A | Single Walled | Fiberglass Reinforced Plastic | Pressure | Single Walled | Fiberglass Reinforced Plastic |  | 2019-10-14
0-006004 | VALERO | 3233 S 48TH ST | TEMPE | AZ | 85282 | Maricopa | 6 | Temp Closure | 1993-07-10 | 12000 | Gasoline | COMPARTMENT A | Double Walled | Composite (Steel/Fiberglass) | Pressure |  | Fiberglass Reinforced Plastic |  | 2017-11-30
0-008861 | VALERO #8031 | 7473 W THUNDERBIRD RD | PEORIA | AZ | 85381 | Maricopa | 1 | Temp Closure | 1996-02-15 | 15000 | Gasoline (UL) | COMPARTMENT A | Double Walled | Fiberglass Reinforced Plastic | Pressure | Double Walled | Fiberglass Reinforced Plastic |  | 2018-12-05
0-001487 | CIRCLE K #2701795 | 1732 W VAN BUREN ST | PHOENIX | AZ | 85007 | Maricopa | 3 | Temp Closure | 1985-01-01 | 10000 | Gasoline | COMPARTMENT A | Single Walled | Fiberglass Reinforced Plastic | Pressure | Single Walled | Fiberglass Reinforced Plastic |  | 2020-10-06
0-009791 | SOUTHERN SHELL | 4005 E SOUTHERN AVE | PHOENIX | AZ | 85042 | Maricopa | 3 | Temp Closure | 2001-01-26 | 20000 | Gasoline | COMPARTMENT A | Double Walled | Fiberglass Reinforced Plastic | Pressure | Double Walled | Fiberglass Reinforced Plastic |  | 2020-09-30
0-009833 | GREEN VALLEY SHELL | 3000 S CAMINO DEL SOL | GREEN VALLEY | AZ | 85622 | Pima | 2 | Temp Closure | 2001-10-23 | 4000 | Gasoline (PUL) | COMPARTMENT A | Double Walled | Composite (Steel/Fiberglass) | Pressure | Double Walled | Flexible |  | 2014-11-13
0-006482 | MAC MINI MART #482 | 2575 N GRAND AVE | NOGALES | AZ | 85621 | Santa Cruz | 1 | Temp Closure | 1987-01-01 | 6000 | Gasoline (UL) | COMPARTMENT A | Double Walled | Composite (Steel/Fiberglass) | Pressure | Double Walled | Fiberglass Reinforced Plastic |  | 2019-02-15
0-010500 | BUREAU OF LAND MANAGEMENT - ABANDONED PROPERTY | 613 S OATMAN HWY | OATMAN | AZ | 86433 | Mohave | 2 | Temp Closure | 2014-06-18 | 1000 | Gasoline | COMPARTMENT A | Single Walled | Asphalt coated or Bare Steel |  |  |  |  | 1970-01-01
0-000868 | 88 TRAILS CORP | 1571 W APACHE TRL | APACHE JUNCTION | AZ | 85120 | Pinal | 7 | Temp Closure | 1995-11-10 | 20000 | Gasoline | COMPARTMENT A | Double Walled | Fiberglass Reinforced Plastic | Pressure | Double Walled | Fiberglass Reinforced Plastic |  | 2017-12-22
0-004247 | SPEEDWAY STORE #2976 | 101 E 16TH ST | DOUGLAS | AZ | 85607 | Cochise | 1 | Temp Closure | 1986-10-27 | 10000 | Gasoline | COMPARTMENT A | Double Walled | Fiberglass Reinforced Plastic | Pressure |  | Fiberglass Reinforced Plastic |  | 2020-11-05
0-005454 | CIRCLE K #2915 | 2840 W LOS REALES RD | TUCSON | AZ | 85746 | Pima | 3 | Temp Closure | 1996-02-27 | 10000 | Gasoline | COMPARTMENT A | Double Walled | Fiberglass Reinforced Plastic | Pressure | Double Walled | Fiberglass Reinforced Plastic |  | 2020-08-30
0-008775 | JOHN MERCER CONSTRUCTION | 360 TERRACE DR | GLOBE | AZ | 85501 | Gila | 4 | Temp Closure | 2005-06-17 | 4500 | Unidentified | COMPARTMENT A | Unknown | Unknown |  |  |  |  | 2020-09-14
0-008819 | SILVERADO RADIATOR & MUFFLER SHOP | 2801 W VAN BUREN ST | PHOENIX | AZ | 85009 | Maricopa | 1 | Temp Closure | 2005-06-17 |  | Gasoline | COMPARTMENT A | Single Walled | Asphalt coated or Bare Steel |  |  |  |  | 1980-04-01
0-003769 | PHILLIPS 66 COMPANY #019681 | 332 W AJO WAY | TUCSON | AZ | 85713 | Pima | 1 | Temp Closure | 1964-01-01 | 6000 | Gasoline | COMPARTMENT A |  | Asphalt coated or Bare Steel |  |  |  |  | 1983-10-01
0-009049 | FLIGHT TRAILS | 4610 E FIGHTER ACES DR | MESA | AZ | 85215 | Maricopa | 2 | Temp Closure | 1990-06-01 | 10000 | Jet Fuel | COMPARTMENT A | Double Walled | Fiberglass Reinforced Plastic | Suction - Check Valve at the Dispenser | Aboveground Piping | Bare or Galvanized Steel |  | 2018-11-29
0-001885 | BIG TIGER PUMP | 1919 S 7TH ST | PHOENIX | AZ | 85034 | Maricopa | 6 | Temp Closure | 1987-11-16 | 10000 | Gasoline | COMPARTMENT A | Single Walled | Fiberglass Reinforced Plastic | Pressure |  | Fiberglass Reinforced Plastic |  | 2013-05-16
0-003782 | PHILLIPS 66 COMPANY #070906 | 703 E ANDY DEVINE AVE | KINGMAN | AZ | 86401 | Mohave | 1 | Temp Closure | 1966-01-01 | 550 | Used Oil/Waste Oil | COMPARTMENT A | Single Walled | Asphalt coated or Bare Steel |  |  |  |  | 1976-03-01
0-001420 | CIRCLE K #2701502 | 1323 W SOUTHERN AVE | TEMPE | AZ | 85282 | Maricopa | 2 | Temp Closure | 1985-01-01 | 10000 | Diesel | COMPARTMENT A | Double Walled | Fiberglass Reinforced Plastic | Pressure |  | Fiberglass Reinforced Plastic |  | 2020-09-26
0-001809 | SPEEDWAY STORE #2991 | 1807 E 10TH ST | DOUGLAS | AZ | 85607 | Cochise | 1 | Temp Closure | 1971-01-01 | 6000 | Gasoline | COMPARTMENT A | Single Walled | Asphalt coated or Bare Steel | Pressure | Double Walled | Flexible |  | 2020-11-05
0-009850 | SOUTHWEST ICE/YUMA ICE | 790 S GILA ST | YUMA | AZ | 85364 | Yuma | 1 | Temp Closure | 2005-06-17 | 22000 | Diesel | COMPARTMENT A | Single Walled | Railroad Tank |  |  |  |  | 1960-01-01
0-009805 | PINAL COUNTY PARCEL #104-32-002A |  | FLORENCE JUNCTION |  |  | Pinal | 1 | Temp Closure | 2005-06-17 | 500 | Gasoline | COMPARTMENT A |  | Asphalt coated or Bare Steel |  |  |  |  | 1969-01-01
0-008322 | THE SNAK SHAK | 1113 S TILBURY DR | KEARNY | AZ | 85137 | Pinal | 1 | Temp Closure | 1990-04-01 | 10000 | Gasoline | COMPARTMENT A | Single Walled | Asphalt coated or Bare Steel | Pressure | Single Walled | Fiberglass Reinforced Plastic |  | 2019-03-21
0-010523 | LEGACY RECEPTION HALL | 130 N 35TH AVE | PHOENIX | AZ | 85009 | Maricopa | 1 | Temp Closure | 2002-01-01 | 18000 | Diesel | COMPARTMENT A |  | Unknown |  |  |  |  | 2003-01-01
0-002030 | WOODYS FOOD STORE #134 | 281 LAKE HAVASU AVE S | LAKE HAVASU CITY | AZ | 86403 | Mohave | 1 | Temp Closure | 1974-01-01 | 10000 | Gasoline (UL) | COMPARTMENT A | Single Walled | Asphalt coated or Bare Steel | Pressure |  | Fiberglass Reinforced Plastic |  | 2020-03-31
0-005894 | CIRCLE K #2708841 | 966 E VAN BUREN ST | PHOENIX | AZ | 85006 | Maricopa | 3 | Temp Closure | 1986-11-10 | 10000 | Gasoline | COMPARTMENT A | Double Walled | Fiberglass Reinforced Plastic | Pressure |  | Fiberglass Reinforced Plastic |  | 2020-12-11
0-009640 | INDY CAR WASH | 245 S POWER RD | MESA | AZ | 85206 | Maricopa | 1 | Temp Closure | 1999-05-06 | 15000 | Gasoline | COMPARTMENT A | Double Walled | Composite (Steel/Fiberglass) | Pressure | Double Walled | Fiberglass Reinforced Plastic |  | 2016-12-16
0-001860 | NORTHERN SERVICE | 3502 W NORTHERN AVE | PHOENIX | AZ | 85051 | Maricopa | 5 | Temp Closure | 1962-01-01 | 550 | Used Oil/Waste Oil | COMPARTMENT A |  | Asphalt coated or Bare Steel | Gravity Feed | Single Walled | Bare or Galvanized Steel |  | 2020-10-15
0-008775 | JOHN MERCER CONSTRUCTION | 360 TERRACE DR | GLOBE | AZ | 85501 | Gila | 1 | Temp Closure | 2005-06-17 | 550 | Used Oil/Waste Oil | COMPARTMENT A | Unknown | Unknown | Gravity Feed |  |  |  | 2020-09-14
0-001789 | WICKENBURG SHELL/PACK PRIDE | 30210 W HIGHWAY 60 | WICKENBURG | AZ | 85390 | Maricopa | 4 | Temp Closure | 1986-01-01 | 8000 | Diesel | COMPARTMENT A | Single Walled | Asphalt coated or Bare Steel | Pressure |  | Fiberglass Reinforced Plastic |  | 2019-03-01
0-008819 | SILVERADO RADIATOR & MUFFLER SHOP | 2801 W VAN BUREN ST | PHOENIX | AZ | 85009 | Maricopa | 2 | Temp Closure | 2005-06-17 |  | Unidentified | COMPARTMENT A | Single Walled | Asphalt coated or Bare Steel |  |  |  |  | 1980-04-01
0-000839 | AFCO #020210 | 3945 W INDIAN SCHOOL RD | PHOENIX | AZ | 85019 | Maricopa | 5 | Temp Closure | 1986-01-01 | 12000 | Diesel | COMPARTMENT A | Single Walled | Fiberglass Reinforced Plastic | Pressure | Single Walled | Bare or Galvanized Steel |  | 2000-11-22
0-001885 | BIG TIGER PUMP | 1919 S 7TH ST | PHOENIX | AZ | 85034 | Maricopa | 7 | Temp Closure | 1987-11-16 | 15000 | Gasoline | COMPARTMENT A | Single Walled | Fiberglass Reinforced Plastic | Pressure |  | Fiberglass Reinforced Plastic |  | 2013-05-16
0-006926 | DILLON'S FLEET DEPT INC | 909 W MAIN ST | MESA | AZ | 85201 | Maricopa | 1 | Temp Closure | 1980-01-01 | 10000 | Unidentified | COMPARTMENT A | Single Walled | Asphalt coated or Bare Steel |  |  |  |  | 1980-01-01
0-002481 | HEXCEL CORPORATION | 1214 W GILA BEND HWY | CASA GRANDE | AZ | 85122 | Pinal | 24 | Temp Closure | 1997-11-01 | 12000 | Hazardous Substance | COMPARTMENT A | Single Walled | Asphalt coated or Bare Steel | Suction - Check Valve at the Tank Top | Single Walled | Bare or Galvanized Steel |  | 2020-03-30
0-002481 | HEXCEL CORPORATION | 1214 W GILA BEND HWY | CASA GRANDE | AZ | 85122 | Pinal | 18 | Temp Closure | 1988-03-01 | 8000 | Hazardous Substance | COMPARTMENT A | Single Walled | Asphalt coated or Bare Steel | Gravity Feed | Single Walled | Bare or Galvanized Steel |  | 2020-03-30
0-009527 | PARCEL 111-24-050 | 1702 W VAN BUREN ST | PHOENIX | AZ | 85007 | Maricopa | 2 | Temp Closure | 1940-01-01 |  | Unidentified | COMPARTMENT A | Single Walled | Asphalt coated or Bare Steel |  |  |  |  | 1985-01-01

## All USTs
DETAILS PROVIDED ARE BASED ON DOCUMENTATION SUBMITTED TO ADEQ. ADEQ RECOMMENDS A REVIEW OF THE PHYSICAL CASE FILES THROUGH OUR RECORDS CENTER TO VERIFY INFORMATION ¦ UPDATED January 4, 2021
Facility ID | Facility Name | Address | City | State | Zip | County | Tank No | Tank Status | Tank Inst Date | Capacity | Substance | Compartment | Tank Const Type | Tank Mtrl Type | Pipe Type | Pipe Const Type | Pipe Material Type | Closure Type | Closure Date
0-007207 | PIMA COUNTY - TRANSPORTATION SITE | 502 N RIVERSIDE DR | TUCSON | AZ | 85745 | Pima | 1 | Perm Closure | 2005-06-17 | 500 | Unidentified | COMPARTMENT A | Double Walled | Asphalt coated or Bare Steel | Suction - Check Valve at the Tank Top |  | Bare or Galvanized Steel | Removal | 1991-03-15
0-005684 | CITY OF WINSLOW - FLEET YARD | 317 N COLORADO AVE | WINSLOW | AZ | 86047 | Navajo | 2 | Perm Closure | 1966-01-03 | 1000 | Diesel | COMPARTMENT A | Unknown | Asphalt coated or Bare Steel |  |  |  | Removal | 1991-04-30
0-006942 | MOBIL 18-NWG | 2700 W HIGHWAY 66 | WINSLOW | AZ | 86047 | Navajo | 2 | Perm Closure | 1972-01-01 | 10000 | Gasoline | COMPARTMENT A |  | Asphalt coated or Bare Steel | Pressure |  | Fiberglass Reinforced Plastic | Removal | 1990-08-03
0-004857 | TAYLOR AUTO PARTS & SERVICE | 122 N MAIN ST | TAYLOR | AZ | 85939 | Navajo | 1 | Perm Closure | 1971-01-01 | 1000 | Diesel | COMPARTMENT A |  | Asphalt coated or Bare Steel | Suction - Check Valve at the Tank Top |  |  | Removal | 1995-11-14
0-007468 | PINETOP COUNTRY CLUB |  | PINETOP-LAKESIDE |  |  | Navajo | 1 | Perm Closure | 1978-01-01 | 500 | Diesel | COMPARTMENT A | Unknown | Asphalt coated or Bare Steel | Suction - Check Valve at the Tank Top |  |  | Removal | 1991-10-22
0-003484 | NAVAJO COUNTY - GOVERNMENTAL COMPLEX | 100 E CARTER DR | HOLBROOK | AZ | 86025 | Navajo | 3 | Perm Closure | 1978-05-06 | 10000 | Diesel | COMPARTMENT A | Unknown | Asphalt coated or Bare Steel | Suction - Check Valve at the Tank Top |  | Fiberglass Reinforced Plastic | Removal | 1999-06-09
0-002432 | GANNON & SCOTT | 2113 E SKY HARBOR CIR S | PHOENIX | AZ | 85034 | Maricopa | 5 | Perm Closure | 1986-04-02 | 10000 | Unidentified | COMPARTMENT A | Single Walled | Fiberglass Reinforced Plastic |  |  |  | Removal | 1989-03-23
0-001799 | TRENCH SAFETY EQUIPMENT | 1717 E CURRY RD | TEMPE | AZ | 85281 | Maricopa | 1 | Perm Closure | 1976-01-01 | 8000 | Gasoline | COMPARTMENT A |  | Asphalt coated or Bare Steel |  |  |  | Removal | 1990-09-20
0-001976 | CAPITAL LUMBER | 50 S 43RD AVE | PHOENIX | AZ | 85009 | Maricopa | 1 | Perm Closure | 1968-01-01 | 10000 | Diesel | COMPARTMENT A |  | Asphalt coated or Bare Steel |  |  |  | Removal | 1989-02-17
0-007523 | SHELL | 305 E THOMAS RD | PHOENIX | AZ | 85012 | Maricopa | 3 | Open | 1995-06-01 | 12000 | Gasoline | COMPARTMENT A | Double Walled | Fiberglass Reinforced Plastic | Pressure | Double Walled | Fiberglass Reinforced Plastic
0-002012 | SACKS ART OF SANDWICHERIE | 231 W THOMAS RD | PHOENIX | AZ | 85013 | Maricopa | 1 | Perm Closure | 1966-01-01 | 8000 | Gasoline | COMPARTMENT A |  | Asphalt coated or Bare Steel |  |  |  | Removal | 1990-09-08
0-003889 | PHOENIX, CITY OF - AVIATION DEPARTMENT | 601 S 16TH ST | PHOENIX | AZ | 85034 | Maricopa | 2 | Perm Closure | 2005-06-17 | 10000 | Gasoline | COMPARTMENT A | Single Walled | Asphalt coated or Bare Steel |  |  |  | Removal | 1989-03-15
0-003095 | BOEING COMPANY | 5000 E MCDOWELL RD | MESA | AZ | 85215 | Maricopa | 2 | Perm Closure | 1983-05-08 | 12380 | Jet Fuel | COMPARTMENT A | Unknown | Fiberglass Reinforced Plastic | Pressure | Aboveground Piping | Bare or Galvanized Steel | Removal | 2002-03-19
0-003095 | BOEING COMPANY | 5000 E MCDOWELL RD | MESA | AZ | 85215 | Maricopa | 3 | Perm Closure | 1983-05-08 | 12380 | Jet Fuel | COMPARTMENT A | Unknown | Fiberglass Reinforced Plastic | Pressure |  | Bare or Galvanized Steel | Removal | 1992-12-09
0-007682 | FALCON FIELD AIRPORT | 4616 E FIGHTER ACES DR | MESA | AZ | 85215 | Maricopa | 1 | Perm Closure | 1971-01-01 | 10000 | Gasoline | COMPARTMENT A | Unknown | Asphalt coated or Bare Steel | Pressure |  |  | Removal | 1992-06-17
0-008316 | FRACTURED FIBERGLASS | 1100 W MAIN ST | MESA | AZ | 85201 | Maricopa | 2 | Perm Closure | 2005-06-17 | 1000 | Gasoline | COMPARTMENT A | Unknown | Asphalt coated or Bare Steel | Pressure |  | Bare or Galvanized Steel | Closed in Place | 1967-01-01
0-004861 | FORMER TED'S TRUCK STOP | 965 W MAIN ST | QUARTZSITE | AZ | 85346 | La Paz | 1 | Perm Closure | 1978-04-23 | 12000 | Gasoline | COMPARTMENT A | Double Walled | Asphalt coated or Bare Steel | Pressure |  |  | Removal | 1998-06-17
0-001255 | CIRCLE K #556 | 8035 N ORACLE RD | ORO VALLEY | AZ | 85704 | Pima | 2 | Perm Closure | 1971-01-01 | 10000 | Gasoline | COMPARTMENT A |  | Asphalt coated or Bare Steel | Pressure |  |  | Removal | 1999-02-02
0-006846 | DAKOTA LEE | 1101 S BEELINE HWY | PAYSON | AZ | 85541 | Gila | 4 | Perm Closure | 2005-06-17 | 1000 | Used Oil/Waste Oil | COMPARTMENT A | Double Walled | Asphalt coated or Bare Steel | Suction - Check Valve at the Tank Top |  | Bare or Galvanized Steel | Removal | 1990-06-06
0-000723 | BISBEE UNIFIED SCHOOL DISTRICT - BUS BARN LOT |  | BISBEE |  |  | Cochise | 1 | Perm Closure | 1982-01-01 | 10000 | Gasoline | COMPARTMENT A | Single Walled | Asphalt coated or Bare Steel | Pressure | Single Walled | Bare or Galvanized Steel | Removal | 1994-06-28
0-007958 | CLASSIC CAR SPA | 1555 W WARNER RD | GILBERT | AZ | 85233 | Maricopa | 2 | Perm Closure | 1990-02-01 | 10000 | Gasoline | COMPARTMENT A | Double Walled | Composite (Steel/Fiberglass) | Pressure | Double Walled | Fiberglass Reinforced Plastic | Removal | 2007-02-20
0-006453 | RIVER ISLAND MARKET | 5225 N HIGHWAY 95 | PARKER | AZ | 85344 | La Paz | 3 | Perm Closure | 1983-09-17 | 8000 | Gasoline | COMPARTMENT A | Unknown | Asphalt coated or Bare Steel |  |  |  | Removal | 1999-04-08
0-006453 | RIVER ISLAND MARKET | 5225 N HIGHWAY 95 | PARKER | AZ | 85344 | La Paz | 2 | Perm Closure | 1983-09-17 | 8000 | Gasoline | COMPARTMENT A | Unknown | Asphalt coated or Bare Steel |  |  |  | Removal | 1999-04-08
0-001053 | CHEVRON #9-4590 | 6301 E BENSON HWY | TUCSON | AZ | 85756 | Pima | 3 | Perm Closure | 1967-01-01 | 10000 | Gasoline | COMPARTMENT A |  | Asphalt coated or Bare Steel | Pressure |  | Fiberglass Reinforced Plastic | Removal | 1995-12-08
0-000821 | NORQUIP RENTAL | 1974 ACOMA BLVD W | LAKE HAVASU CITY | AZ | 86403 | Mohave | 2 | Perm Closure | 1975-01-01 | 5000 | Diesel | COMPARTMENT A | Single Walled | Asphalt coated or Bare Steel | Suction - Check Valve at the Tank Top |  |  | Removal | 1997-10-23
0-004013 | Q LUBE #1138 | 7610 E MCDOWELL RD | SCOTTSDALE | AZ | 85257 | Maricopa | 1 | Perm Closure | 1986-05-16 | 4000 | Unidentified | COMPARTMENT A | Double Walled | Asphalt coated or Bare Steel | Suction - Check Valve at the Tank Top |  |  | Removal | 1995-11-14
0-007798 | FORMER FLICKS & SUBS | 834 S STATE ROUTE 69 | DEWEY | AZ | 86327 | Yavapai | 2 | Perm Closure | 1965-01-01 | 1000 | Gasoline | COMPARTMENT A |  | Asphalt coated or Bare Steel | Suction - Check Valve at the Dispenser |  | Bare or Galvanized Steel | Removal | 1999-09-02
0-009298 | ROOSEVELT CARDLOCK | 1001 N 57TH AVE | PHOENIX | AZ | 85043 | Maricopa | 2 | Open | 1998-03-12 | 8000 | Gasoline | COMPARTMENT A | Double Walled | Fiberglass Reinforced Plastic | Pressure | Double Walled | Fiberglass Reinforced Plastic
0-008798 | AG AERO | 4720 N LEAR RD | ELOY | AZ | 85131 | Pinal | 1 | Perm Closure | 1988-01-01 | 10000 | Gasoline | COMPARTMENT A | Double Walled | Asphalt coated or Bare Steel | Pressure |  | Bare or Galvanized Steel | Removal | 1997-05-27
0-001808 | MCDONNELL DOUGLAS - FLIGHT OPERATIONS C-3 | 4100 S ARIZONA AVE | YUMA | AZ | 85365 | Yuma | 2 | Perm Closure | 1981-01-01 | 2000 | Diesel | COMPARTMENT A |  | Asphalt coated or Bare Steel |  |  |  | Removal | 1993-04-29
0-000269 | ADOT - DURANGO MAINTENANCE | 2209 W DURANGO ST | PHOENIX | AZ | 85009 | Maricopa | 2 | Perm Closure | 1970-01-01 | 1000 | Diesel | COMPARTMENT A | Single Walled | Asphalt coated or Bare Steel | Suction - Check Valve at the Tank Top |  |  | Removal | 1990-09-24
0-003049 | MARICOPA COUNTY - DURANGO SERVICE CENTER | 3325 W DURANGO ST | PHOENIX | AZ | 85009 | Maricopa | 5 | Open | 1988-01-01 | 12000 | Diesel | COMPARTMENT A | Double Walled | Fiberglass Reinforced Plastic | Pressure |  | Fiberglass Reinforced Plastic
0-008153 | H & Z INVESTMENTS INC | 825 E MONROE AVE | BUCKEYE | AZ | 85326 | Maricopa | 8 | Open | 2019-01-10 | 8000 | Gasoline (PUL) | COMPARTMENT A | Double Walled | Fiberglass Reinforced Plastic | Pressure | Double Walled | Fiberglass Reinforced Plastic
0-001441 | CIRCLE K #1580 | 1602 E BROADWAY BLVD | TUCSON | AZ | 85719 | Pima | 1 | Open | 1982-01-01 | 20000 | Gasoline (UL) | COMPARTMENT A | Single Walled | Asphalt coated or Bare Steel | Pressure | Single Walled | Bare or Galvanized Steel
0-005034 | THOROUGHBRED NISSAN | 5163 E 22ND ST | TUCSON | AZ | 85711 | Pima | 2 | Perm Closure | 1971-01-01 | 500 | Used Oil/Waste Oil | COMPARTMENT A |  | Asphalt coated or Bare Steel |  |  |  | Removal | 1988-11-23
0-004184 | PENSKE TRUCK LEASING CO | 1249 W FAIRMONT DR | TEMPE | AZ | 85282 | Maricopa | 2 | Perm Closure | 1980-04-10 | 12000 | Diesel | COMPARTMENT A | Double Walled | Asphalt coated or Bare Steel | Pressure |  | Bare or Galvanized Steel | Removal | 1994-03-25
0-004184 | PENSKE TRUCK LEASING CO | 1249 W FAIRMONT DR | TEMPE | AZ | 85282 | Maricopa | 8 | Open | 1994-03-25 | 20000 | Diesel | COMPARTMENT A | Double Walled | Fiberglass Reinforced Plastic | Pressure | Double Walled | Flexible
0-004590 | CITY OF DOUGLAS - POLICE DEPARTMENT | 300 E 14TH ST | DOUGLAS | AZ | 85607 | Cochise | 4 | Perm Closure | 1970-01-01 | 3000 | Gasoline | COMPARTMENT A | Unknown | Asphalt coated or Bare Steel |  |  |  | Removal | 1990-02-02
0-004590 | CITY OF DOUGLAS - POLICE DEPARTMENT | 300 E 14TH ST | DOUGLAS | AZ | 85607 | Cochise | 1 | Perm Closure | 1966-05-06 | 1000 | Gasoline | COMPARTMENT A | Unknown | Asphalt coated or Bare Steel |  |  |  | Removal | 1990-02-02
0-007256 | FRY'S FUEL CENTER #665 | 150 E OLD WEST HWY | APACHE JUNCTION | AZ | 85119 | Pinal | 2 | Perm Closure | 1989-10-20 | 10000 | Gasoline | COMPARTMENT A | Double Walled | Composite (Steel/Fiberglass) | Pressure | Double Walled | Fiberglass Reinforced Plastic | Removal | 2007-10-04
0-004920 | SANTA CRUZ VALLEY UNION HIGH SCHOOL | 900 N MAIN ST | ELOY | AZ | 85131 | Pinal | 3 | Perm Closure | 1955-01-01 | 500 | Gasoline | COMPARTMENT A |  | Asphalt coated or Bare Steel | Gravity Feed |  | Bare or Galvanized Steel | Removal | 1992-07-10
0-005259 | SC COMMERCIAL | 885 W GILA BEND HWY | CASA GRANDE | AZ | 85122 | Pinal | 6 | Perm Closure | 1965-01-01 | 20000 | Gasoline | COMPARTMENT A |  | Asphalt coated or Bare Steel | Pressure |  |  | Removal | 1998-07-16
0-005259 | SC COMMERCIAL | 885 W GILA BEND HWY | CASA GRANDE | AZ | 85122 | Pinal | 10 | Perm Closure | 1998-08-03 | 20000 | Gasoline | COMPARTMENT A | Single Walled | Fiberglass Reinforced Plastic | Pressure | Double Walled | Fiberglass Reinforced Plastic | Removal | 2020-03-17
0-006906 | RAY BELL #414 - BULLSHIPPER SERVICE | 19282 N JOHN WAYNE PKWY | MARICOPA | AZ | 85139 | Pinal | 3 | Perm Closure | 1987-01-01 | 12000 | Gasoline | COMPARTMENT A | Single Walled | Asphalt coated or Bare Steel |  |  |  | Removal | 1990-08-03
0-005110 | EXXON - LARRYS | 515 W 2ND ST | CASA GRANDE | AZ | 85122 | Pinal | 2 | Perm Closure | 1957-04-22 | 5000 | Gasoline | COMPARTMENT A | Double Walled | Asphalt coated or Bare Steel |  |  |  | Removal | 1988-11-01
0-007419 | FLORENCE UNIFIED SCHOOL DISTRICT | 230 S FLORENCE HEIGHTS RD | FLORENCE | AZ | 85132 | Pinal | 1 | Perm Closure | 2005-06-17 | 10000 | Gasoline | COMPARTMENT A | Unknown | Asphalt coated or Bare Steel | Suction - Check Valve at the Tank Top |  |  | Removal | 1991-08-22
0-002145 | CITY OF FLAGSTAFF - PULLIAM AIRPORT |  | FLAGSTAFF |  |  | Coconino | 6 | Perm Closure | 1954-01-01 | 1500 | Gasoline | COMPARTMENT A | Single Walled | Asphalt coated or Bare Steel | Suction - Check Valve at the Tank Top | Single Walled | Bare or Galvanized Steel | Removal | 1999-06-18
0-001260 | CIRCLE K #583 | 3 N LAKE POWELL BLVD | PAGE | AZ | 86040 | Coconino | 1 | Perm Closure | 1971-01-01 | 10000 | Gasoline | COMPARTMENT A |  | Asphalt coated or Bare Steel |  |  |  | Removal | 1995-06-07
0-001260 | CIRCLE K #583 | 3 N LAKE POWELL BLVD | PAGE | AZ | 86040 | Coconino | 5 | Open | 1995-06-07 | 10000 | Gasoline | COMPARTMENT A |  | Fiberglass Reinforced Plastic | Pressure | Double Walled | Fiberglass Reinforced Plastic
0-003534 | VULCAN MATERIALS - FLAGSTAFF ASPHALT | 5200 E RAILHEAD AVE | FLAGSTAFF | AZ | 86004 | Coconino | 2 | Perm Closure | 1975-01-01 | 5000 | Gasoline | COMPARTMENT A |  | Asphalt coated or Bare Steel |  |  |  | Removal | 1991-01-25
0-000767 | SOMERTON AUTO & TIRE CENTER | 153 W MAIN ST | SOMERTON | AZ | 85350 | Yuma | 7 | Perm Closure | 1955-01-01 | 550 | Gasoline | COMPARTMENT A |  | Asphalt coated or Bare Steel | Pressure | Single Walled | Bare or Galvanized Steel | Removal | 1996-04-03
0-002728 | PRESCOTT PETRO CLUB | 1299 E GURLEY ST | PRESCOTT | AZ | 86301 | Yavapai | 6 | Perm Closure | 1973-06-19 | 2000 | Gasoline | COMPARTMENT A | Single Walled | Asphalt coated or Bare Steel | Pressure |  | Bare or Galvanized Steel | Removal | 1993-06-25
0-004633 | 7-ELEVEN #18981 | 3501 E GRANT RD | TUCSON | AZ | 85716 | Pima | 2 | Perm Closure | 1976-03-10 | 8000 | Gasoline | COMPARTMENT A | Double Walled | Asphalt coated or Bare Steel | Pressure |  | Bare or Galvanized Steel | Removal | 1992-12-08
0-005201 | TUCSON UNIFIED SCHOOL DISTRICT #1 - CENTRAL MAINTENANCE YARD | 530 S NORRIS AVE | TUCSON | AZ | 85719 | Pima | 9 | Open | 1993-01-01 | 15000 | Gasoline | COMPARTMENT A | Double Walled | Fiberglass Reinforced Plastic | Pressure | Double Walled | Fiberglass Reinforced Plastic
0-008383 | CENTURY LINK | 5254 N CASA GRANDE HWY | TUCSON | AZ | 85743 | Pima | 1 | Perm Closure | 1987-05-01 | 4000 | Gasoline | COMPARTMENT A | Double Walled | Fiberglass Reinforced Plastic | Suction - Check Valve at the Tank Top |  | Fiberglass Reinforced Plastic | Removal | 2014-07-17
0-003132 | NORMAN, WILLIAM, ERNEST MEHLHORN | 8845 S HARDY DR | TEMPE | AZ | 85284 | Maricopa | 1 | Perm Closure | 1979-04-11 | 5000 | Diesel | COMPARTMENT A | Unknown | Asphalt coated or Bare Steel |  |  |  | Removal | 1989-03-23
0-004177 | MOUNTAIN COUNTRY SUPPLY | 3560 SUNSHINE DR | KINGMAN | AZ | 86409 | Mohave | 2 | Perm Closure | 1975-03-01 | 1000 | Diesel | COMPARTMENT A | Double Walled | Asphalt coated or Bare Steel | Suction - Check Valve at the Tank Top |  |  | Removal | 1993-03-16
0-006265 | MR G'S TEXACO STATION | 3359 E BENSON HWY | TUCSON | AZ | 85706 | Pima | 3 | Perm Closure | 1972-07-30 |  | Gasoline | COMPARTMENT A | Unknown | Unknown |  |  |  | Removal | 1989-12-01
0-006426 | MOUNT GRAHAM MARKET | 1000 W US HWY 366 | SAFFORD | AZ | 85546 | Graham | 1 | Perm Closure | 1987-06-01 | 10000 | Gasoline | COMPARTMENT A | Single Walled | Composite (Steel/Fiberglass) | Pressure |  |  | Removal | 2018-01-11
0-003473 | NATIONAL WEATHER SERVICE |  | FLAGSTAFF |  |  | Coconino | 1 | Perm Closure | 1982-04-28 | 500 | Diesel | COMPARTMENT A | Double Walled | Asphalt coated or Bare Steel |  |  |  | Removal | 1991-07-24
0-003377 | MOHAWK PASS RADIO #129665 |  | MOHAWK |  |  | Yuma | 1 | Perm Closure | 1972-01-07 | 500 | Diesel | COMPARTMENT A | Double Walled | Asphalt coated or Bare Steel |  |  |  | Removal | 1990-02-01
0-000357 | MILEX | 600 N STONE AVE | TUCSON | AZ | 85705 | Pima | 1 | Perm Closure | 1984-01-01 | 1000 | Used Oil/Waste Oil | COMPARTMENT A |  | Asphalt coated or Bare Steel |  |  |  | Removal | 1994-09-16
0-006180 | S & M RENTALS INC | 2825 W MCDOWELL RD | PHOENIX | AZ | 85009 | Maricopa | 1 | Perm Closure | 1988-05-16 | 10000 | Gasoline | COMPARTMENT A | Double Walled | Fiberglass Reinforced Plastic | Pressure |  | Fiberglass Reinforced Plastic | Removal | 2012-03-12
0-008626 | SAFELITE AUTO GLASS | 6020 N BLACK CANYON HWY | PHOENIX | AZ | 85017 | Maricopa | 2 | Perm Closure | 1985-07-01 | 2000 | Unidentified | COMPARTMENT A | Unknown | Asphalt coated or Bare Steel | Suction - Check Valve at the Tank Top |  |  | Removal | 1995-07-11
0-009745 | SAFEWAY #1732 | 1449 N ARIZONA BLVD | COOLIDGE | AZ | 85128 | Pinal | 2 | Open | 2000-08-01 | 20000 | Gasoline | COMPARTMENT A | Double Walled | Composite (Steel/Fiberglass) | Pressure | Double Walled | Fiberglass Reinforced Plastic
0-004066 | QUIK MART #25 | 3499 S WILMOT RD | TUCSON | AZ | 85730 | Pima | 3 | Open | 1989-07-18 | 6000 | Gasoline | COMPARTMENT A | Double Walled | Composite (Steel/Fiberglass) | Pressure | Double Walled | Fiberglass Reinforced Plastic
0-002073 | QUIK STOP/E-Z SERVE #060235 | 4201 W BETHANY HOME RD | PHOENIX | AZ | 85019 | Maricopa | 1 | Perm Closure | 1982-04-27 | 8000 | Gasoline | COMPARTMENT A | Double Walled | Asphalt coated or Bare Steel |  |  |  | Removal | 1989-11-14
0-006333 | RACERS EDGE MINI MART | 4237 S WHITE MOUNTAIN RD | PINETOP-LAKESIDE | AZ | 85929 | Navajo | 2 | Perm Closure | 1987-05-01 | 8000 | Gasoline | COMPARTMENT A | Unknown | Asphalt coated or Bare Steel | Pressure |  |  | Removal | 2006-06-20
0-004378 | RAY SCHNEPF FARMS | 22601 E CLOUD RD | QUEEN CREEK | AZ | 85142 | Maricopa | 1 | Perm Closure | 1966-03-13 | 6000 | Gasoline | COMPARTMENT A | Unknown | Asphalt coated or Bare Steel |  |  |  | Removal | 1987-01-01
0-005074 | ZIONS FIRST NATIONAL BANK | 62 E MAIN ST | MESA | AZ | 85201 | Maricopa | 1 | Perm Closure | 2005-06-17 |  | Unidentified | COMPARTMENT A |  | Unknown |  |  |  | Removal | 1991-02-12
0-007638 | CITY OF PRESCOTT - FIRE STATION ONE | 333 WHITE SPAR RD | PRESCOTT | AZ | 86303 | Yavapai | 3 | Perm Closure | 2005-06-17 | 1000 | Unidentified | COMPARTMENT A | Unknown | Asphalt coated or Bare Steel | Pressure |  | Bare or Galvanized Steel | Removal | 1992-01-22
0-003970 | PRESCOTT UNIFIED SCHOOL DISTRICT - SERVICE CENTER | 926 HINMAN ST | PRESCOTT | AZ | 86305 | Yavapai | 1 | Perm Closure | 1973-01-01 | 1000 | Gasoline | COMPARTMENT A |  | Asphalt coated or Bare Steel |  |  |  | Removal | 1990-08-02
0-008223 | PROFESSIONAL TRANSMISSION & SERVICE | 2901 E VAN BUREN ST | PHOENIX | AZ | 85008 | Maricopa | 1 | Perm Closure | 2005-06-17 | 1000 | Gasoline | COMPARTMENT A |  | Asphalt coated or Bare Steel |  |  |  | Closed in Place | 1985-01-01
0-001450 | CIRCLE K #2701619 | 2401 E INDIAN SCHOOL RD | PHOENIX | AZ | 85016 | Maricopa | 1 | Open | 1985-01-01 | 10000 | Gasoline | COMPARTMENT A | Single Walled | Fiberglass Reinforced Plastic | Pressure | Single Walled | Fiberglass Reinforced Plastic
0-001462 | CIRCLE K #2701662 | 4402 E OSBORN RD | PHOENIX | AZ | 85018 | Maricopa | 4 | Open | 2015-03-09 | 20000 | Gasoline (UL) | COMPARTMENT A | Double Walled | Fiberglass Reinforced Plastic | Pressure | Double Walled | Fiberglass Reinforced Plastic
0-002893 | ARIZONA BEST CAR SALVAGE | 5151 S SWAN RD | TUCSON | AZ | 85706 | Pima | 3 | Perm Closure | 1984-04-16 | 4000 | Diesel | COMPARTMENT A |  | Asphalt coated or Bare Steel |  |  |  | Removal | 1995-12-05
0-002893 | ARIZONA BEST CAR SALVAGE | 5151 S SWAN RD | TUCSON | AZ | 85706 | Pima | 2 | Perm Closure | 1984-04-16 | 1000 | Gasoline | COMPARTMENT A |  | Asphalt coated or Bare Steel |  |  |  | Removal | 1995-12-05
0-005256 | 5 POINTS MOBIL | 222 S MILTON RD | FLAGSTAFF | AZ | 86001 | Coconino | 7 | Perm Closure | 1993-05-01 | 10000 | Diesel | COMPARTMENT A | Single Walled | Asphalt coated or Bare Steel | Pressure |  | Fiberglass Reinforced Plastic | Removal | 2020-04-08
0-004043 | RICOR EARTHWORKS & ASPHALTING | 3430 S 38TH ST | PHOENIX | AZ | 85040 | Maricopa | 1 | Perm Closure | 1978-03-12 | 550 | Gasoline | COMPARTMENT A | Double Walled | Asphalt coated or Bare Steel |  |  |  | Removal | 1988-06-01
0-003688 | VACANT LOT | 3221 E BASELINE RD | PHOENIX | AZ | 85042 | Maricopa | 1 | Perm Closure | 1976-01-01 | 6000 | Diesel | COMPARTMENT A |  | Asphalt coated or Bare Steel |  |  |  | Removal | 1989-06-06
0-006615 | CALIBER COLLISION CENTER - TEMPE - CHANDLER | 8139 S PRIEST DR | TEMPE | AZ | 85284 | Maricopa | 2 | Perm Closure | 1974-01-01 | 1000 | Gasoline | COMPARTMENT A | Single Walled | Asphalt coated or Bare Steel | Pressure | Single Walled | Bare or Galvanized Steel | Removal | 1989-06-16
0-004922 | GRACE SHELL | 3455 W GLENDALE AVE | PHOENIX | AZ | 85051 | Maricopa | 4 | Open | 1984-05-07 | 8000 | Diesel | COMPARTMENT A | Single Walled | Fiberglass Reinforced Plastic | Pressure |  | Fiberglass Reinforced Plastic
0-009173 | UNION PACIFIC LEASE PROPERTIES | GILA ST & 4TH ST | BENSON | AZ | 85602 | Cochise | 1 | Perm Closure | 2005-06-17 | 1000 | Gasoline | COMPARTMENT A | Double Walled | Composite (Steel/Fiberglass) |  |  |  | Removal | 1997-12-05
0-004965 | SHELL | 5470 E GRANT RD | TUCSON | AZ | 85712 | Pima | 8 | Perm Closure | 1994-05-10 | 10000 | Gasoline | COMPARTMENT A | Double Walled | Fiberglass Reinforced Plastic | Pressure | Double Walled | Fiberglass Reinforced Plastic | Removal | 2003-12-30
0-004678 | 7-ELEVEN #26062 | 2401 E MCDOWELL RD | PHOENIX | AZ | 85008 | Maricopa | 1 | Perm Closure | 1984-01-01 | 10000 | Gasoline (UL) | COMPARTMENT A | Double Walled | Fiberglass Reinforced Plastic | Pressure | Single Walled | Fiberglass Reinforced Plastic | Removal | 2014-06-03
0-003264 | MOBIL 18-MFF | 6323 S RURAL RD | TEMPE | AZ | 85283 | Maricopa | 5 | Perm Closure | 1986-10-01 | 550 | Used Oil/Waste Oil | COMPARTMENT A | Double Walled | Fiberglass Reinforced Plastic | Gravity Feed |  | Fiberglass Reinforced Plastic | Removal | 2004-08-04
0-003721 | PHILLIPS 66 COMPANY #014880 | 405 NAVAJO BLVD | HOLBROOK | AZ | 86025 | Navajo | 2 | Perm Closure | 1970-01-01 | 6000 | Gasoline | COMPARTMENT A | Single Walled | Asphalt coated or Bare Steel |  |  |  | Closed in Place | 2000-01-05
0-000633 | ARIZONA IRON SUPPLY INC | 130 S 23RD ST | PHOENIX | AZ | 85034 | Maricopa | 1 | Perm Closure | 1976-01-01 | 1000 | Gasoline | COMPARTMENT A |  | Asphalt coated or Bare Steel |  |  |  | Removal | 1992-05-21
0-008090 | COMITE S MART | 706 N MAIN ST | SAN LUIS | AZ | 85336 | Yuma | 1 | Perm Closure | 2005-06-17 | 8000 | Gasoline (UL) | COMPARTMENT A |  | Asphalt coated or Bare Steel | Pressure |  | Fiberglass Reinforced Plastic | Removal | 2020-02-20
0-008090 | COMITE S MART | 706 N MAIN ST | SAN LUIS | AZ | 85336 | Yuma | 3 | Perm Closure | 2005-06-17 | 8000 | Gasoline (UL) | COMPARTMENT A |  | Asphalt coated or Bare Steel | Pressure |  | Fiberglass Reinforced Plastic | Removal | 2020-02-20
0-005505 | DRIVE NOW | 4240 W GLENDALE AVE | PHOENIX | AZ | 85051 | Maricopa | 2 | Perm Closure | 2005-06-17 |  | Unidentified | COMPARTMENT A | Unknown | Unknown |  |  |  | Removal | 1988-01-01
0-005387 | USMC YUMA MAIN SYSTEM | AVENUE 3E | YUMA | AZ | 85369 | Yuma | 39 | Perm Closure | 2005-06-17 | 12000 | Gasoline | COMPARTMENT A | Unknown | Unknown |  |  |  | Removal | 1993-05-13
0-005387 | USMC YUMA MAIN SYSTEM | AVENUE 3E | YUMA | AZ | 85369 | Yuma | 69 | Perm Closure | 1943-01-01 | 12500 | Gasoline | COMPARTMENT A | Single Walled | Asphalt coated or Bare Steel | Pressure | Single Walled | Bare or Galvanized Steel | Removal | 1998-05-12
0-005387 | USMC YUMA MAIN SYSTEM | AVENUE 3E | YUMA | AZ | 85369 | Yuma | 4 | Perm Closure | 1984-01-01 | 12000 | Gasoline | COMPARTMENT A | Single Walled | Asphalt coated or Bare Steel | Suction - Check Valve at the Tank Top | Single Walled | Bare or Galvanized Steel | Removal | 1993-03-13
0-005387 | USMC YUMA MAIN SYSTEM | AVENUE 3E | YUMA | AZ | 85369 | Yuma | 42 | Perm Closure | 1943-01-01 | 10000 | Gasoline | COMPARTMENT A | Single Walled | Asphalt coated or Bare Steel |  |  |  | Removal | 1989-12-01
0-005387 | USMC YUMA MAIN SYSTEM | AVENUE 3E | YUMA | AZ | 85369 | Yuma | 67 | Perm Closure | 1952-01-01 | 51000 | Jet Fuel | COMPARTMENT A | Single Walled | Asphalt coated or Bare Steel | Pressure | Single Walled | Bare or Galvanized Steel | Removal | 1998-06-18
0-005387 | USMC YUMA MAIN SYSTEM | AVENUE 3E | YUMA | AZ | 85369 | Yuma | 13 | Perm Closure | 2005-06-17 | 500 | Gasoline | COMPARTMENT A | Single Walled |  |  |  |  | Removal | 1991-02-01
0-005387 | USMC YUMA MAIN SYSTEM | AVENUE 3E | YUMA | AZ | 85369 | Yuma | 12 | Perm Closure | 1943-01-01 | 25000 | Unidentified | COMPARTMENT A | Single Walled | Asphalt coated or Bare Steel | Pressure |  | Bare or Galvanized Steel | Removal | 1991-05-01
0-002806 | SPEEDWAY STORE #2944 | 1850 E PRINCE RD | TUCSON | AZ | 85719 | Pima | 4 | Perm Closure | 1971-01-01 | 10000 | Gasoline | COMPARTMENT A |  | Asphalt coated or Bare Steel |  |  |  | Removal | 1990-03-14
0-002806 | SPEEDWAY STORE #2944 | 1850 E PRINCE RD | TUCSON | AZ | 85719 | Pima | 3 | Perm Closure | 1971-01-01 | 6000 | Gasoline | COMPARTMENT A |  | Asphalt coated or Bare Steel |  |  |  | Removal | 1990-03-14
0-005085 | CONOCOPHILLIPS #257369 | 2085 S ALVERNON WAY | TUCSON | AZ | 85711 | Pima | 4 | Perm Closure | 1996-06-10 | 15000 | Gasoline | COMPARTMENT A | Double Walled | Composite (Steel/Fiberglass) | Pressure | Double Walled | Fiberglass Reinforced Plastic | Removal | 2003-06-11
0-005085 | CONOCOPHILLIPS #257369 | 2085 S ALVERNON WAY | TUCSON | AZ | 85711 | Pima | 5 | Perm Closure | 1996-06-10 | 7500 | Gasoline | COMPARTMENT A | Double Walled | Fiberglass Reinforced Plastic | Pressure | Double Walled | Fiberglass Reinforced Plastic | Removal | 2003-06-11
0-001077 | CHEVRON #9-4819 |  | SHOW LOW |  |  | Navajo | 2 | Perm Closure | 1957-01-01 | 7500 | Gasoline | COMPARTMENT A | Single Walled | Asphalt coated or Bare Steel |  |  |  | Removal | 1990-02-09
0-001077 | CHEVRON #9-4819 |  | SHOW LOW |  |  | Navajo | 1 | Perm Closure | 1957-01-01 | 7500 | Gasoline | COMPARTMENT A | Single Walled | Asphalt coated or Bare Steel |  |  |  | Removal | 1990-02-09
0-005714 | TRAILSIDE GENERAL STORE | 283 LAKE HAVASU AVE S | LAKE HAVASU CITY | AZ | 86403 | Mohave | 4 | Perm Closure | 1998-11-10 | 12000 | Gasoline | COMPARTMENT A | Double Walled | Fiberglass Reinforced Plastic | Pressure |  | Fiberglass Reinforced Plastic | Removal | 2018-06-14
0-005714 | TRAILSIDE GENERAL STORE | 283 LAKE HAVASU AVE S | LAKE HAVASU CITY | AZ | 86403 | Mohave | 1 | Perm Closure | 1978-01-01 | 12000 | Gasoline | COMPARTMENT A |  | Asphalt coated or Bare Steel | Pressure |  | Fiberglass Reinforced Plastic | Removal | 1998-09-16
0-002443 | HENSLEY & CO | 2927 S HARDY DR | TEMPE | AZ | 85282 | Maricopa | 3 | Perm Closure | 1980-03-17 | 6000 | Gasoline | COMPARTMENT A | Single Walled | Asphalt coated or Bare Steel | Pressure |  | Bare or Galvanized Steel | Removal | 1995-09-28
0-006218 | GREENWOOD MEMORIAL PARK | 2300 W VAN BUREN ST | PHOENIX | AZ | 85009 | Maricopa | 4 | Perm Closure | 1965-01-01 | 500 | Gasoline | COMPARTMENT A | Unknown | Unknown |  |  |  | Removal | 1989-11-22
0-004494 | JJ GAS | 627 E MAIN ST | AVONDALE | AZ | 85323 | Maricopa | 5 | Open | 1994-04-01 | 10000 | Gasoline | COMPARTMENT A | Double Walled | Fiberglass Reinforced Plastic | Pressure | Double Walled | Flexible
0-004494 | JJ GAS | 627 E MAIN ST | AVONDALE | AZ | 85323 | Maricopa | 2 | Perm Closure | 1968-04-24 | 10000 | Gasoline | COMPARTMENT A | Double Walled | Asphalt coated or Bare Steel | Pressure |  | Fiberglass Reinforced Plastic | Removal | 1994-03-29
0-005224 | U-HAUL #723-70 | 6001 N 67TH AVE | GLENDALE | AZ | 85301 | Maricopa | 1 | Perm Closure | 1976-04-21 | 10000 | Gasoline | COMPARTMENT A | Double Walled | Asphalt coated or Bare Steel | Pressure |  |  | Removal | 1994-03-11
0-009577 | TAG'S POWER EQUIPMENT | 1109 W HOPI DR | HOLBROOK | AZ | 86025 | Navajo | 2 | Perm Closure | 2005-06-17 | 6000 | Gasoline | COMPARTMENT A | Unknown | Unknown |  |  |  | Removal | 1988-06-01
0-005255 | EXXON - FORT VALLEY | 1800 N FORT VALLEY RD | FLAGSTAFF | AZ | 86001 | Coconino | 6 | Perm Closure | 1987-07-17 | 10000 | Gasoline | COMPARTMENT A | Double Walled | Fiberglass Reinforced Plastic |  |  |  | Removal | 1991-02-11
0-009346 | MINGUS UNION HIGH SCHOOL | 1801 E FIR ST | COTTONWOOD | AZ | 86326 | Yavapai | 1 | Perm Closure | 1978-12-31 | 5000 | Gasoline | COMPARTMENT A | Double Walled | Asphalt coated or Bare Steel | Suction - Check Valve at the Tank Top |  |  | Removal | 2004-10-08
0-009270 | CIRCLE K STORE #2709187 | 295 S ARIZONA AVE | CHANDLER | AZ | 85225 | Maricopa | 2 | Open | 2001-10-19 | 20000 | Gasoline | COMPARTMENT A | Double Walled | Fiberglass Reinforced Plastic | Pressure | Double Walled | Flexible
0-007296 | CARIOCA #61 | 333 GROVE AVE | PRESCOTT | AZ | 86301 | Yavapai | 1 | Perm Closure | 1968-01-01 | 12000 | Gasoline | COMPARTMENT A |  | Asphalt coated or Bare Steel | Pressure |  |  | Removal | 2020-10-29
0-007296 | CARIOCA #61 | 333 GROVE AVE | PRESCOTT | AZ | 86301 | Yavapai | 3 | Perm Closure | 1968-01-01 | 5000 | Gasoline | COMPARTMENT A |  | Asphalt coated or Bare Steel | Pressure |  |  | Removal | 2020-10-29
0-010011 | AMERICAN GAS STATION - FORMER | 454 E MAIN ST | SPRINGERVILLE | AZ | 85938 | Apache | 2 | Perm Closure | 2005-06-17 | 1000 | Gasoline | COMPARTMENT A | Unknown | Fiberglass Reinforced Plastic |  |  |  | Removal | 2004-09-24
0-004713 | STEINER CORP | 1875 W BUCKEYE RD | PHOENIX | AZ | 85007 | Maricopa | 1 | Perm Closure | 1966-04-21 | 10000 | Gasoline | COMPARTMENT A | Unknown | Asphalt coated or Bare Steel |  |  |  | Removal | 1988-05-05
0-008381 | COUNTRY STORE |  | SUNSITES |  |  | Cochise | 1 | Perm Closure | 2005-06-17 | 1000 | Gasoline | COMPARTMENT A | Double Walled | Asphalt coated or Bare Steel | Suction - Check Valve at the Tank Top |  | Bare or Galvanized Steel | Removal | 1998-04-30
0-006457 | CREIGHTON ELEMENTARY SCHOOL | 2802 E MCDOWELL RD | PHOENIX | AZ | 85008 | Maricopa | 4 | Perm Closure | 1988-01-01 | 10000 | Gasoline | COMPARTMENT A | Double Walled | Fiberglass Reinforced Plastic | Pressure |  | Fiberglass Reinforced Plastic | Removal | 2018-06-14
0-004466 | CULLISON FARMS |  | AZTEC |  |  | Yuma | 1 | Perm Closure | 1980-04-07 | 5000 | Gasoline | COMPARTMENT A | Unknown | Asphalt coated or Bare Steel |  |  |  | Removal | 1990-09-30
0-009516 | GILLCO OPERATING | 315 W BELL RD | PHOENIX | AZ | 85023 | Maricopa | 3 | Open | 1999-05-01 | 15000 | Gasoline (PUL) | COMPARTMENT A | Double Walled | Fiberglass Reinforced Plastic | Pressure | Double Walled | Fiberglass Reinforced Plastic
0-001553 | CITY VAN & STORAGE CO INC | 1200 N COUNTRY CLUB RD | TUCSON | AZ | 85716 | Pima | 1 | Perm Closure | 1970-01-01 | 2000 | Gasoline | COMPARTMENT A |  | Asphalt coated or Bare Steel |  |  |  | Removal | 1990-06-07
0-001367 | CIRCLE K #2701128 | 1160 E UNIVERSITY DR | MESA | AZ | 85203 | Maricopa | 1 | Perm Closure | 1985-01-01 | 10000 | Gasoline | COMPARTMENT A | Double Walled | Fiberglass Reinforced Plastic | Pressure |  | Fiberglass Reinforced Plastic | Removal | 2015-04-01
0-009819 | CIRCLE K #2706458 | 1609 N 91ST AVE | PHOENIX | AZ | 85037 | Maricopa | 2 | Open | 2001-03-08 | 12000 | Gasoline | COMPARTMENT B | Double Walled | Fiberglass Reinforced Plastic
0-009819 | CIRCLE K #2706458 | 1609 N 91ST AVE | PHOENIX | AZ | 85037 | Maricopa | 2 | Open | 2001-03-08 | 8000 | Diesel | COMPARTMENT A | Double Walled | Fiberglass Reinforced Plastic
0-001601 | CIRCLE K #2708518 | 1901 W CACTUS RD | PHOENIX | AZ | 85029 | Maricopa | 2 | Open | 1987-01-01 | 10000 | Gasoline | COMPARTMENT A | Double Walled | Fiberglass Reinforced Plastic | Pressure | Single Walled | Fiberglass Reinforced Plastic
0-004854 | CIRCLE K #2708776 | 1544 E SOUTHERN AVE | PHOENIX | AZ | 85040 | Maricopa | 4 | Open | 2017-03-15 | 20000 | Gasoline (UL) | COMPARTMENT A | Double Walled | Fiberglass Reinforced Plastic | Pressure | Double Walled | Fiberglass Reinforced Plastic
0-001473 | CIRCLE K #2701756 | 2400 S ARIZONA AVE | YUMA | AZ | 85364 | Yuma | 3 | Open | 1985-01-01 | 10000 | Gasoline | COMPARTMENT A | Single Walled | Fiberglass Reinforced Plastic | Pressure | Single Walled | Fiberglass Reinforced Plastic
0-001529 | CIRCLE K #2701921 | 3149 E VAN BUREN ST | PHOENIX | AZ | 85008 | Maricopa | 2 | Open | 1986-01-01 | 10000 | Gasoline (PUL) | COMPARTMENT A | Single Walled | Fiberglass Reinforced Plastic | Pressure | Single Walled | Fiberglass Reinforced Plastic
0-008921 | FIREBIRD FUEL CO #828 | 7005 W DETROIT ST | CHANDLER | AZ | 85226 | Maricopa | 3 | Open | 1996-03-27 | 15000 | Diesel | COMPARTMENT A | Double Walled | Composite (Steel/Fiberglass) | Pressure | Double Walled | Fiberglass Reinforced Plastic
0-001854 | ELFRIDA ELEMENTARY SCHOOL | 4070 W JEFFERSON RD | ELFRIDA | AZ | 85610 | Cochise | 2 | Perm Closure | 1987-10-01 | 1000 | Diesel | COMPARTMENT A | Double Walled | Composite (Steel/Fiberglass) | Suction - Check Valve at the Tank Top |  |  | Removal | 1991-11-15
0-004035 | E&R WATER COMPANY INC |  | STRAWBERRY |  |  | Gila | 2 | Perm Closure | 1959-01-01 | 1000 | Diesel | COMPARTMENT A | Single Walled | Asphalt coated or Bare Steel |  |  |  | Removal | 1994-03-03
0-003719 | PHILLIPS 66 COMPANY #014436 | 3226 W ROOSEVELT ST | PHOENIX | AZ | 85009 | Maricopa | 2 | Perm Closure | 1974-01-01 | 10000 | Gasoline | COMPARTMENT A |  | Asphalt coated or Bare Steel |  |  |  | Removal | 2015-08-04
0-009944 | NEW CHRISTIAN FELLOWSHIP | 160 W ARIZONA ST | HOLBROOK | AZ | 86025 | Navajo | 1 | Perm Closure | 2005-06-17 | 1000 | Gasoline | COMPARTMENT A | Unknown | Asphalt coated or Bare Steel | Suction - Check Valve at the Tank Top |  | Bare or Galvanized Steel | Removal | 2003-08-13
0-002362 | TOWN OF EAGAR | 117 E 7TH AVE | EAGAR | AZ | 85925 | Apache | 3 | Perm Closure | 1972-04-23 | 1000 | Diesel | COMPARTMENT A | Single Walled | Asphalt coated or Bare Steel |  |  |  | Removal | 1990-10-22
0-004898 | TERRIBLE HERBST #132 | 3291 E ANDY DEVINE AVE | KINGMAN | AZ | 86401 | Mohave | 2 | Open | 1977-11-22 | 12000 | Gasoline (UL) | COMPARTMENT A | Single Walled | Asphalt coated or Bare Steel | Pressure |  | Fiberglass Reinforced Plastic
0-004923 | RED DOG FUELS | 2701 W INDIAN SCHOOL RD | PHOENIX | AZ | 85017 | Maricopa | 7 | Perm Closure | 1990-12-01 | 10000 | Gasoline | COMPARTMENT A | Double Walled | Fiberglass Reinforced Plastic | Pressure |  | Fiberglass Reinforced Plastic | Removal | 2016-10-28
0-004923 | RED DOG FUELS | 2701 W INDIAN SCHOOL RD | PHOENIX | AZ | 85017 | Maricopa | 4 | Perm Closure | 1984-01-01 | 8000 | Diesel | COMPARTMENT A |  | Fiberglass Reinforced Plastic |  |  |  | Removal | 1990-10-02
0-009937 | QUICK & EASY MOBILE | 805 N MCQUEEN RD | GILBERT | AZ | 85233 | Maricopa | 2 | Open | 1999-07-22 | 10000 | Gasoline (PUL) | COMPARTMENT A | Double Walled | Fiberglass Reinforced Plastic | Pressure | Double Walled | Flexible
0-008877 | FRANCIS & SONS FOOD MART | 1560 S GILBERT RD | MESA | AZ | 85204 | Maricopa | 4 | Perm Closure | 1989-08-01 | 20000 | Gasoline | COMPARTMENT A | Double Walled | Fiberglass Reinforced Plastic | Pressure |  | Fiberglass Reinforced Plastic | Removal | 2014-01-17
0-007602 | STATE DRY WALL INC | 4340 S RANDOLPH AVE | TUCSON | AZ | 85714 | Pima | 3 | Perm Closure | 1974-06-01 | 6000 | Diesel | COMPARTMENT A | Unknown | Asphalt coated or Bare Steel | Gravity Feed |  |  | Removal | 1991-11-12
0-007602 | STATE DRY WALL INC | 4340 S RANDOLPH AVE | TUCSON | AZ | 85714 | Pima | 4 | Perm Closure | 1974-06-01 | 6000 | Diesel | COMPARTMENT A | Unknown | Asphalt coated or Bare Steel | Gravity Feed |  |  | Removal | 1991-11-12
0-004697 | STONE FOREST INDUSTRIES |  | CLINTS WELL |  |  | Coconino | 3 | Perm Closure | 1976-01-01 | 10000 | Gasoline | COMPARTMENT A | Single Walled | Asphalt coated or Bare Steel |  |  |  | Removal | 1987-10-10
0-007669 | STUCKYS DATELAND |  | AZTEC |  |  | Yuma | 2 | Perm Closure | 2005-06-17 | 8000 | Gasoline | COMPARTMENT A | Unknown | Asphalt coated or Bare Steel | Pressure |  |  | Removal | 1992-03-27
0-000219 | SOUTHPARK 1 | 310 W WEST RD | PHOENIX | AZ | 85041 | Maricopa | 2 | Perm Closure | 1974-01-01 | 2000 | Unidentified | COMPARTMENT A | Single Walled | Asphalt coated or Bare Steel |  |  |  | Removal | 1989-04-14
0-001804 | SOUTHWEST ELECTRIC | 508 S SUNSHINE BLVD | ELOY | AZ | 85131 | Pinal | 1 | Perm Closure | 1972-01-01 | 1000 | Gasoline | COMPARTMENT A |  | Asphalt coated or Bare Steel |  |  |  | Removal | 2016-12-21
0-002525 | STAN HOPKINS | 680 E STATE ROUTE 89A | COTTONWOOD | AZ | 86326 | Yavapai | 1 | Perm Closure | 2005-06-17 | 8000 | Diesel | COMPARTMENT A | Single Walled | Asphalt coated or Bare Steel |  |  |  | Removal | 1989-12-01
0-007211 | WILDERNESS RIVER ADVENTURES | 2040 FRONTAGE RD | PAGE | AZ | 86040 | Coconino | 1 | Perm Closure | 1986-01-01 | 6000 | Gasoline | COMPARTMENT A | Unknown | Asphalt coated or Bare Steel | Pressure |  | Bare or Galvanized Steel | Removal | 1998-04-23
0-006780 | CHEVRON SELF SERVE 15 | 721 N MAIN ST | SAN LUIS | AZ | 85336 | Yuma | 1 | Perm Closure | 1990-12-01 | 12000 | Gasoline | COMPARTMENT A | Double Walled | Fiberglass Reinforced Plastic | Pressure |  | Fiberglass Reinforced Plastic | Removal | 2020-06-25
0-003974 | WESTERN PLUMBING INC | 9226 N 10TH DR | PHOENIX | AZ | 85021 | Maricopa | 1 | Perm Closure | 2005-06-17 |  | Gasoline | COMPARTMENT A | Unknown | Asphalt coated or Bare Steel | Pressure |  |  | Removal | 1990-05-25
0-006550 | U-HAUL GRANT ROAD # 828-50 | 3555 E GRANT RD | TUCSON | AZ | 85716 | Pima | 2 | Perm Closure | 1971-12-15 | 8000 | Unidentified | COMPARTMENT A | Double Walled | Asphalt coated or Bare Steel |  |  |  | Removal | 1991-01-09
0-006801 | PRO STAR AUTOMOTIVE | 418 OLD HWY | KINGMAN | AZ | 86401 | Mohave | 2 | Perm Closure | 2005-06-17 |  | Unidentified | COMPARTMENT A | Unknown | Unknown |  |  |  | Closed in Place | 1988-02-09
0-006801 | PRO STAR AUTOMOTIVE | 418 OLD HWY | KINGMAN | AZ | 86401 | Mohave | 1 | Perm Closure | 2005-06-17 |  | Unidentified | COMPARTMENT A | Unknown | Unknown |  |  |  | Closed in Place | 1988-02-09
0-000925 | MALONE'S AUTOMOTIVE | 808 E ROUTE 66 | WILLIAMS | AZ | 86046 | Coconino | 3 | Perm Closure | 1971-01-01 | 4000 | Gasoline | COMPARTMENT A |  | Asphalt coated or Bare Steel |  |  |  | Removal | 1988-06-01
0-006456 | MARICOPA COUNTY - DEPTARTMENT OF EMERGENCY MANAGEMENT | 5630 E MCDOWELL RD | PHOENIX | AZ | 85008 | Maricopa | 3 | Open | 1993-07-01 | 2500 | Diesel | COMPARTMENT A | Double Walled | Fiberglass Reinforced Plastic | Gravity Feed | Double Walled | Fiberglass Reinforced Plastic
0-001764 | LARRY D WILLIAMS | 411 TOMBSTONE CYN | BISBEE | AZ | 85603 | Cochise | 2 | Perm Closure | 1939-01-01 | 200 | Unidentified | COMPARTMENT A |  | Asphalt coated or Bare Steel |  |  |  | Removal | 1989-12-15
0-001764 | LARRY D WILLIAMS | 411 TOMBSTONE CYN | BISBEE | AZ | 85603 | Cochise | 1 | Perm Closure | 1939-01-01 | 500 | Unidentified | COMPARTMENT A |  | Asphalt coated or Bare Steel |  |  |  | Removal | 1989-12-15
0-004104 | LAVEEN C.O. - CENTURYLINK | 9023 S 51ST AVE | LAVEEN | AZ | 85339 | Maricopa | 1 | Perm Closure | 1976-01-01 | 550 | Diesel | COMPARTMENT A | Unknown | Asphalt coated or Bare Steel |  |  |  | Removal | 1990-03-02
0-001605 | LONG VALLEY WORK CENTER |  | CLINTS WELL |  |  | Coconino | 2 | Perm Closure | 1966-01-01 | 300 | Gasoline | COMPARTMENT A |  | Asphalt coated or Bare Steel |  |  |  | Removal | 1990-10-10
0-000858 | KAIBAB TRANSPORTATION INC | 3440 W CAMELBACK RD | PHOENIX | AZ | 85017 | Maricopa | 1 | Perm Closure | 1989-12-01 | 15000 | Diesel | COMPARTMENT A | Single Walled | Asphalt coated or Bare Steel | Pressure |  | Fiberglass Reinforced Plastic | Removal | 1993-06-12
0-000202 | ADPS | 2010 W ENCANTO BLVD | PHOENIX | AZ | 85009 | Maricopa | 1 | Perm Closure | 1966-01-01 | 10000 | Gasoline (UL) | COMPARTMENT A |  | Asphalt coated or Bare Steel | Pressure | Double Walled | Flexible | Removal | 2017-03-02
0-000202 | ADPS | 2010 W ENCANTO BLVD | PHOENIX | AZ | 85009 | Maricopa | 3 | Perm Closure | 1966-01-01 | 1000 | Gasoline | COMPARTMENT A |  | Asphalt coated or Bare Steel | Suction - Check Valve at the Tank Top |  |  | Removal | 1993-06-16
0-009604 | VALERO #8038 | 8268 W DEER VALLEY RD | PEORIA | AZ | 85382 | Maricopa | 1 | Perm Closure | 1999-12-10 | 15000 | Gasoline | COMPARTMENT A | Double Walled | Fiberglass Reinforced Plastic | Pressure | Double Walled | Flexible | Removal | 2020-01-16
0-000232 | ADOT - AJO #2 MAINTENANCE CAMP | 1211 N WELL RD | AJO | AZ | 85321 | Pima | 2 | Perm Closure | 1965-01-01 | 12000 | Gasoline | COMPARTMENT A | Single Walled | Fiberglass Reinforced Plastic | Suction - Check Valve at the Tank Top |  | Bare or Galvanized Steel | Removal | 1996-05-22
0-000301 | ADOT - OAK CREEK RIM CAMP |  | OAK CREEK CANYON |  |  | Coconino | 1 | Perm Closure | 1976-01-01 | 3500 | Diesel | COMPARTMENT A | Single Walled | Asphalt coated or Bare Steel |  |  |  | Removal | 1987-04-27
0-001058 | CHEVRON #9-6879 | 502 W RAILROAD AVE | WILLIAMS | AZ | 86046 | Coconino | 3 | Perm Closure | 1975-01-01 | 10000 | Gasoline | COMPARTMENT A |  | Asphalt coated or Bare Steel |  |  |  | Removal | 1986-07-01
0-008613 | NORTHWEST CORNER OF 3RD AVE/ROOSEVELT |  | PHOENIX |  |  | Maricopa | 1 | Perm Closure | 2005-06-17 | 500 | Unidentified | COMPARTMENT A | Single Walled | Asphalt coated or Bare Steel |  |  |  | Removal | 2020-10-19
0-000166 | AIR PRODUCTS AND CHEMICALS, INC. - RAIL SPUR | 11520 E GERMANN RD | CHANDLER | AZ | 85286 | Maricopa | 5 | Perm Closure | 1961-01-01 | 500 | Gasoline | COMPARTMENT A |  | Asphalt coated or Bare Steel |  |  |  | Removal | 1986-08-22
0-005930 | BUCKSKIN MARKET | 5476 N HIGHWAY 95 | PARKER | AZ | 85344 | La Paz | 6 | Perm Closure | 1988-02-01 | 6000 | Gasoline | COMPARTMENT A | Double Walled | Composite (Steel/Fiberglass) | Pressure | Double Walled | Flexible | Removal | 2019-05-16
0-005930 | BUCKSKIN MARKET | 5476 N HIGHWAY 95 | PARKER | AZ | 85344 | La Paz | 1 | Perm Closure | 1979-01-01 | 4000 | Gasoline | COMPARTMENT A | Single Walled | Asphalt coated or Bare Steel |  |  |  | Removal | 1988-12-01
0-003595 | BIG LAKE TRADING POST | 1501 COPPERMINE RD | PAGE | AZ | 86040 | Coconino | 4 | Open | 2018-05-11 | 15000 | Gasoline (UL) | COMPARTMENT A | Double Walled | Fiberglass Reinforced Plastic | Pressure | Double Walled | Fiberglass Reinforced Plastic
0-004952 | SHELL #25 | 3901 E 22ND ST | TUCSON | AZ | 85711 | Pima | 8 | Perm Closure | 2005-02-20 | 15000 | Gasoline (UL) | COMPARTMENT A | Double Walled | Fiberglass Reinforced Plastic | Pressure | Double Walled | Flexible | Removal | 2017-03-15
0-009116 | SPEEDWAY STORE #2939 | 3800 W LINDA VISTA BLVD | MARANA | AZ | 85742 | Pima | 3 | Open | 1997-04-22 | 12000 | Gasoline | COMPARTMENT A | Double Walled | Fiberglass Reinforced Plastic | Pressure | Double Walled | Fiberglass Reinforced Plastic
0-001656 | SUNBELT RENTALS INC | 2066 E UNIVERSITY DR | TEMPE | AZ | 85281 | Maricopa | 8 | Perm Closure | 1978-01-01 | 550 | New Oil | COMPARTMENT A |  | Asphalt coated or Bare Steel |  |  |  | Removal | 1990-10-02
0-008436 | ACTION TIRE | 755 E MAIN ST | MESA | AZ | 85203 | Maricopa | 6 | Perm Closure | 2005-06-17 |  | Gasoline | COMPARTMENT A | Double Walled | Fiberglass Reinforced Plastic |  |  |  | Closed in Place | 1988-01-01
0-008339 | SOUTHWEST EDUCATION CENTER | 1425 E WASHINGTON ST | PHOENIX | AZ | 85034 | Maricopa | 1 | Perm Closure | 2005-06-17 | 1000 | Gasoline | COMPARTMENT A | Unknown | Unknown |  |  |  | Removal | 1986-03-26
0-004490 | SANTA FE PACIFIC PIPELINES | 3755 E REFINERY WAY | TUCSON | AZ | 85713 | Pima | 3 | Perm Closure | 1961-04-07 | 3000 | Unidentified | COMPARTMENT A | Unknown | Unknown |  |  |  | Removal | 1986-04-07
0-004490 | SANTA FE PACIFIC PIPELINES | 3755 E REFINERY WAY | TUCSON | AZ | 85713 | Pima | 2 | Perm Closure | 1971-04-08 | 4000 | Gasoline | COMPARTMENT A | Unknown | Asphalt coated or Bare Steel |  |  |  | Removal | 1988-01-13
0-003361 | QWEST - FLAGSTAFF MAIN CENTRAL OFFICE | 24 W ASPEN AVE | FLAGSTAFF | AZ | 86001 | Coconino | 1 | Perm Closure | 1971-01-04 | 1500 | Diesel | COMPARTMENT A | Unknown | Asphalt coated or Bare Steel |  |  |  | Removal | 1990-01-13
0-002249 | REDBURN TIRE - PHOENIX | 3801 W CLARENDON AVE | PHOENIX | AZ | 85019 | Maricopa | 1 | Perm Closure | 1971-05-09 | 7500 | Gasoline | COMPARTMENT A | Unknown | Unknown |  |  |  | Closed in Place | 1986-03-01
0-002383 | GRAY'S SERVICE 76 | 1450 S 7TH AVE | PHOENIX | AZ | 85007 | Maricopa | 2 | Perm Closure | 1961-03-13 | 5000 | Gasoline | COMPARTMENT A | Single Walled | Asphalt coated or Bare Steel |  |  |  | Removal | 1989-10-31
0-003396 | SCOTTSDALE SHEA CO #142165 | 10550 N 110TH ST | SCOTTSDALE | AZ | 85259 | Maricopa | 2 | Open | 2000-01-01 | 2500 | Diesel | COMPARTMENT A | Double Walled | Fiberglass Reinforced Plastic | Suction - Check Valve at the Tank Top | Double Walled | Fiberglass Reinforced Plastic
0-003396 | SCOTTSDALE SHEA CO #142165 | 10550 N 110TH ST | SCOTTSDALE | AZ | 85259 | Maricopa | 1 | Perm Closure | 1986-01-06 | 1000 | Diesel | COMPARTMENT A | Double Walled | Fiberglass Reinforced Plastic |  |  |  | Removal | 1993-07-20
0-009769 | CIRCLE K #2706347 | 8202 E MCDOWELL RD | SCOTTSDALE | AZ | 85257 | Maricopa | 1 | Open | 2001-01-12 | 10000 | Gasoline | COMPARTMENT A | Double Walled | Fiberglass Reinforced Plastic | Pressure | Double Walled | Flexible
0-009769 | CIRCLE K #2706347 | 8202 E MCDOWELL RD | SCOTTSDALE | AZ | 85257 | Maricopa | 4 | Open | 2001-01-12 | 12000 | Gasoline | COMPARTMENT A | Double Walled | Fiberglass Reinforced Plastic | Pressure | Double Walled | Flexible
0-009523 | CIRCLE K #2706287 | 4425 E MAIN ST | MESA | AZ | 85205 | Maricopa | 2 | Open | 1999-08-10 | 10000 | Gasoline | COMPARTMENT A | Double Walled | Fiberglass Reinforced Plastic | Pressure | Double Walled | Flexible
0-002674 | CIRCLE K #2701576 | 1245 E GURLEY ST | PRESCOTT | AZ | 86301 | Yavapai | 1 | Open | 1986-08-09 | 10000 | Gasoline | COMPARTMENT A |  | Fiberglass Reinforced Plastic | Pressure |  | Fiberglass Reinforced Plastic
0-001504 | CIRCLE K #2701903 | 3148 E BELL RD | PHOENIX | AZ | 85032 | Maricopa | 2 | Perm Closure | 1985-01-01 | 10000 | Gasoline | COMPARTMENT A |  | Fiberglass Reinforced Plastic | Pressure |  | Fiberglass Reinforced Plastic | Removal | 2011-01-19
0-001504 | CIRCLE K #2701903 | 3148 E BELL RD | PHOENIX | AZ | 85032 | Maricopa | 3 | Perm Closure | 1985-01-01 | 10000 | Gasoline | COMPARTMENT A |  | Fiberglass Reinforced Plastic | Pressure |  | Fiberglass Reinforced Plastic | Removal | 2011-01-19
0-000021 | FAA PHOENIX ASR-8 | 2641 E BUCKEYE RD | PHOENIX | AZ | 85034 | Maricopa | 1 | Perm Closure | 1977-01-01 | 1000 | Diesel | COMPARTMENT A | Single Walled | Asphalt coated or Bare Steel |  |  |  | Removal | 1990-10-04
0-003755 | PHILLIPS 66 COMPANY #017886 | 2103 W IRONWOOD | TUCSON | AZ | 85745 | Pima | 2 | Open | 1973-01-01 | 4000 | Gasoline | COMPARTMENT A |  | Asphalt coated or Bare Steel
0-003755 | PHILLIPS 66 COMPANY #017886 | 2103 W IRONWOOD | TUCSON | AZ | 85745 | Pima | 4 | Open | 1973-01-01 | 560 | Used Oil/Waste Oil | COMPARTMENT A |  | Asphalt coated or Bare Steel
0-005246 | JACKSON ENERGY #6789 | 6416 STATE ROUTE 179 | VILLAGE OF OAK CREEK | AZ | 86351 | Yavapai | 3 | Perm Closure | 1972-04-30 | 6900 | Gasoline | COMPARTMENT A | Double Walled | Asphalt coated or Bare Steel | Pressure |  |  | Removal | 1989-08-08
0-004011 | MINIT LUBE #1139 | 12614 N CAVE CREEK RD | PHOENIX | AZ | 85022 | Maricopa | 1 | Perm Closure | 1986-07-16 | 3000 | Unidentified | COMPARTMENT A | Unknown | Asphalt coated or Bare Steel | Suction - Check Valve at the Tank Top |  |  | Removal | 1992-04-10
0-009433 | CIRCLE K STORE #2709181 | 20203 N 67TH AVE | GLENDALE | AZ | 85308 | Maricopa | 2 | Open | 1997-12-01 | 12000 | Gasoline | COMPARTMENT A | Double Walled | Fiberglass Reinforced Plastic
0-004353 | SANTA RITA BOTTLING CO | 107 W FLORES ST | TUCSON | AZ | 85705 | Pima | 2 | Perm Closure | 1971-02-07 | 8000 | Gasoline | COMPARTMENT A | Unknown | Asphalt coated or Bare Steel |  |  |  | Removal | 1988-11-22
0-002960 | LEWIS EXCAVATING INC | 3230 E MOSSMAN RD | TUCSON | AZ | 85706 | Pima | 1 | Perm Closure | 2005-06-17 | 3000 | Gasoline | COMPARTMENT A | Single Walled | Asphalt coated or Bare Steel |  |  |  | Removal | 1990-01-01
0-002862 | K MART #3161 | 8515 W GRAND AVE | PEORIA | AZ | 85345 | Maricopa | 1 | Perm Closure | 1975-04-29 | 1000 | Used Oil/Waste Oil | COMPARTMENT A | Double Walled | Asphalt coated or Bare Steel |  |  |  | Removal | 1987-08-27
0-004881 | KIWANIS PARK MAINTENANCE YARD | 6390 S ALL AMERICAN DR | TEMPE | AZ | 85283 | Maricopa | 1 | Perm Closure | 1982-01-01 | 8000 | Gasoline | COMPARTMENT A |  | Asphalt coated or Bare Steel | Pressure |  | Bare or Galvanized Steel | Removal | 1992-08-05
0-000955 | JERALD CARPENTER | 965 E RAY RD | GILBERT | AZ | 85296 | Maricopa | 1 | Perm Closure | 1978-01-01 | 3000 | Gasoline | COMPARTMENT A |  | Asphalt coated or Bare Steel |  |  |  | Removal | 1988-02-01
0-004007 | PYRAMID BLOCK CO | 5725 N 55TH AVE | GLENDALE | AZ | 85301 | Maricopa | 1 | Perm Closure | 1984-12-19 | 4000 | Diesel | COMPARTMENT A | Unknown | Asphalt coated or Bare Steel |  |  |  | Removal | 1990-02-09
0-004977 | CITY OF CHANDLER - PRICE SOUTH WATER PRODUCTION | 2499 S PRICE RD | CHANDLER | AZ | 85248 | Maricopa | 1 | Perm Closure | 1986-05-19 | 2000 | Diesel | COMPARTMENT A | Double Walled | Fiberglass Reinforced Plastic | Suction - Check Valve at the Dispenser |  | Copper | Removal | 2019-03-08
0-006658 | PRODUCTION FARMS | 6205 N 55TH AVE | GLENDALE | AZ | 85301 | Maricopa | 1 | Perm Closure | 1979-02-24 | 1000 | Gasoline | COMPARTMENT A | Unknown | Asphalt coated or Bare Steel |  |  |  | Removal | 1998-12-01
0-006727 | MOHAVE COUNTY - PUBLIC WORKS FACILITY | 3675 E ANDY DEVINE AVE | KINGMAN | AZ | 86401 | Mohave | 4 | Perm Closure | 1990-05-31 | 15000 | Diesel | COMPARTMENT A | Single Walled | Fiberglass Reinforced Plastic | Suction - Check Valve at the Tank Top | Double Walled | Fiberglass Reinforced Plastic | Removal | 2012-06-28
0-004714 | BARNEYS #35 | 2395 S 4TH AVE | YUMA | AZ | 85364 | Yuma | 1 | Perm Closure | 1978-01-10 | 26000 | Gasoline | COMPARTMENT A | Double Walled | Asphalt coated or Bare Steel |  |  |  | Removal | 1990-05-15
0-008985 | AUSTIN'S TACK FEED AND SUPPLY | 10508 W BUCKEYE RD | TOLLESON | AZ | 85353 | Maricopa | 4 | Perm Closure | 2005-06-17 | 5000 | Unidentified | COMPARTMENT A | Single Walled | Asphalt coated or Bare Steel |  |  |  | Removal | 2005-08-04
0-007945 | ARCO AM/PM #82654 | 3825 W ORANGE GROVE RD | MARANA | AZ | 85741 | Pima | 1 | Open | 1992-01-01 | 10000 | Gasoline | COMPARTMENT A | Double Walled | Fiberglass Reinforced Plastic | Pressure
0-007945 | ARCO AM/PM #82654 | 3825 W ORANGE GROVE RD | MARANA | AZ | 85741 | Pima | 3 | Open | 1992-01-01 | 10000 | Gasoline | COMPARTMENT A | Double Walled | Fiberglass Reinforced Plastic | Pressure
0-009923 | CIRCLE K STORE #2741702 | 2955 E RIGGS RD | CHANDLER | AZ | 85249 | Maricopa | 2 | Open | 2003-01-31 | 15000 | Gasoline (UL) | COMPARTMENT A | Double Walled | Fiberglass Reinforced Plastic | Pressure | Double Walled | Flexible
0-008026 | ADOT | 3505 E AVIATION PKWY | TUCSON | AZ | 85713 | Pima | 1 | Perm Closure | 2005-06-17 |  | Unidentified | COMPARTMENT A | Double Walled | Fiberglass Reinforced Plastic |  |  |  | Removal | 1989-11-17
0-000228 | ADOT - NOGALES MAINTENANCE YARD | 236.5 S PERKINS AVE | NOGALES | AZ | 85621 | Santa Cruz | 1 | Perm Closure | 1966-01-01 | 3000 | Diesel | COMPARTMENT A | Single Walled | Asphalt coated or Bare Steel | Suction - Check Valve at the Tank Top | Single Walled | Bare or Galvanized Steel | Removal | 1993-12-08
0-000838 | AFCO #020211 (B) | 1634 N 27TH PL | PHOENIX | AZ | 85008 | Maricopa | 2 | Perm Closure | 1982-01-01 | 12000 | Diesel | COMPARTMENT A | Single Walled | Asphalt coated or Bare Steel |  |  |  | Removal | 1989-01-01
0-004661 | 7-ELEVEN #23308 | 3502 W CAMELBACK RD | PHOENIX | AZ | 85019 | Maricopa | 1 | Perm Closure | 1981-02-04 | 9700 | Gasoline | COMPARTMENT A | Unknown | Fiberglass Reinforced Plastic | Pressure |  | Bare or Galvanized Steel | Removal | 1993-11-02
0-003094 | C A & CHARLES B MCDONALD |  | CAMP VERDE |  |  | Yavapai | 2 | Perm Closure | 1973-09-08 | 5000 | Gasoline | COMPARTMENT A | Double Walled | Asphalt coated or Bare Steel |  |  |  | Removal | 1988-06-01
0-009669 | BLUE HILLS MARKET | 475 W FINNIE FLAT RD | CAMP VERDE | AZ | 86322 | Yavapai | 2 | Perm Closure | 2000-06-02 | 6000 | Gasoline | COMPARTMENT A | Double Walled | Fiberglass Reinforced Plastic |  |  |  | Removal | 2007-07-24
0-005075 | TOTAL PERFORMANCE | 2530 S WILMOT RD | TUCSON | AZ | 85711 | Pima | 2 | Perm Closure | 1971-01-01 | 10000 | Gasoline | COMPARTMENT A |  | Asphalt coated or Bare Steel | Gravity Feed |  | Bare or Galvanized Steel | Removal | 1999-12-15
0-003319 | TUCSON CORTERO CO 121138 | 5340 W CORTARO FARMS RD | MARANA | AZ | 85742 | Pima | 2 | Perm Closure | 1979-01-01 | 10000 | Gasoline | COMPARTMENT A |  | Asphalt coated or Bare Steel | Pressure |  | Fiberglass Reinforced Plastic | Removal | 1998-01-08
0-009994 | SPEEDWAY STORE #2971 | 3775 W MAIN ST | THATCHER | AZ | 85552 | Graham | 1 | Open | 2003-12-02 | 6000 | Gasoline | COMPARTMENT A | Double Walled | Asphalt coated or Bare Steel
0-009994 | SPEEDWAY STORE #2971 | 3775 W MAIN ST | THATCHER | AZ | 85552 | Graham | 2 | Open | 2003-12-02 | 12000 | Gasoline | COMPARTMENT A | Double Walled | Fiberglass Reinforced Plastic | Pressure | Double Walled | Fiberglass Reinforced Plastic
0-004900 | TERRIBLE HERBST #148 | 1040 ACOMA BLVD S | LAKE HAVASU CITY | AZ | 86406 | Mohave | 8 | Open | 1997-02-01 | 10000 | Gasoline | COMPARTMENT A | Double Walled | Fiberglass Reinforced Plastic | Pressure |  | Fiberglass Reinforced Plastic
0-003642 | STACO ROOF TILE | 3530 E ELWOOD ST | PHOENIX | AZ | 85040 | Maricopa | 2 | Perm Closure | 1972-01-01 | 2000 | Diesel | COMPARTMENT A | Single Walled | Asphalt coated or Bare Steel |  |  |  | Removal | 1988-12-27
0-006206 | SPRINGFIELD CONTRACTING | 2524 E HARRISON ST | PHOENIX | AZ | 85034 | Maricopa | 1 | Perm Closure | 2005-06-17 | 1000 | Gasoline | COMPARTMENT A | Unknown | Asphalt coated or Bare Steel | Gravity Feed |  | Bare or Galvanized Steel | Removal | 1992-06-02
0-002513 | WHITMAN PROPERTIES |  | YUMA |  |  | Yuma | 1 | Perm Closure | 2005-06-17 | 4000 | Unidentified | COMPARTMENT A | Single Walled | Asphalt coated or Bare Steel |  |  |  | Removal | 1990-05-18
0-005223 | U-HAUL CENTER WEST BROADWAY | 447 W BROADWAY RD | MESA | AZ | 85210 | Maricopa | 4 | Perm Closure | 1968-04-02 |  | Used Oil/Waste Oil | COMPARTMENT A | Double Walled | Asphalt coated or Bare Steel |  |  |  | Removal | 1989-10-01
0-007752 | MC'S MARKET | 3303 N HIGHWAY 95 | PARKER | AZ | 85344 | La Paz | 3 | Open | 1997-02-01 | 8000 | Diesel | COMPARTMENT A | Double Walled | Fiberglass Reinforced Plastic | Pressure | Double Walled | Fiberglass Reinforced Plastic
0-002393 | GREER FARMS |  | GLENDALE |  |  | Maricopa | 2 | Perm Closure | 1980-05-02 | 2000 | Gasoline | COMPARTMENT A | Single Walled | Asphalt coated or Bare Steel |  |  |  | Removal | 1998-05-15
0-008237 | GOOD SHEPARD CARE CENTER | 10323 W OLIVE AVE | PEORIA | AZ | 85345 | Maricopa | 1 | Perm Closure | 2005-06-17 | 500 | Diesel | COMPARTMENT A | Unknown | Fiberglass Reinforced Plastic |  |  |  | Removal | 1993-12-22
0-003154 | FRANK CASTILLO MOBIL SERVICE | 221 N FLORENCE ST | CASA GRANDE | AZ | 85122 | Pinal | 2 | Perm Closure | 1971-03-27 | 8000 | Gasoline | COMPARTMENT A | Unknown | Asphalt coated or Bare Steel | Suction - Check Valve at the Tank Top |  |  | Removal | 1989-10-04
0-003154 | FRANK CASTILLO MOBIL SERVICE | 221 N FLORENCE ST | CASA GRANDE | AZ | 85122 | Pinal | 3 | Perm Closure | 1976-03-26 | 6000 | Gasoline | COMPARTMENT A | Unknown | Asphalt coated or Bare Steel | Suction - Check Valve at the Tank Top |  |  | Removal | 1989-10-08
0-007743 | KTAR STUDIO PULITZER BROADCASTIN | 3563 E THOMAS RD | PHOENIX | AZ | 85018 | Maricopa | 1 | Perm Closure | 1966-10-01 | 2000 | Diesel | COMPARTMENT A | Double Walled | Asphalt coated or Bare Steel | Suction - Check Valve at the Tank Top |  | Flexible | Removal | 1998-09-28
0-002172 | FOUR SEASONS RENTALS | 334 WHITE SPAR RD | PRESCOTT | AZ | 86303 | Yavapai | 2 | Perm Closure | 1973-04-18 | 2000 | Diesel | COMPARTMENT A | Single Walled | Asphalt coated or Bare Steel |  |  |  | Removal | 1991-12-13
0-000498 | ARCO #1445 | 1901 W PEORIA AVE | PHOENIX | AZ | 85029 | Maricopa | 6 | Perm Closure | 1991-05-03 | 10000 | Gasoline | COMPARTMENT A | Double Walled | Fiberglass Reinforced Plastic | Pressure | Double Walled | Fiberglass Reinforced Plastic | Removal | 2001-01-24
0-000498 | ARCO #1445 | 1901 W PEORIA AVE | PHOENIX | AZ | 85029 | Maricopa | 9 | Perm Closure | 1991-05-03 | 10000 | Gasoline | COMPARTMENT A | Double Walled | Fiberglass Reinforced Plastic | Pressure | Double Walled | Fiberglass Reinforced Plastic | Removal | 2001-01-24
0-001872 | EXXON #7-1476 | 4401 E THOMAS RD | PHOENIX | AZ | 85018 | Maricopa | 2 | Perm Closure | 1963-01-01 | 6000 | Gasoline | COMPARTMENT A | Single Walled | Asphalt coated or Bare Steel |  |  |  | Removal | 1988-09-01
0-004929 | TEXACO #60-349-1032 | 5201 N CENTRAL AVE | PHOENIX | AZ | 85012 | Maricopa | 10 | Perm Closure | 1998-07-01 | 10000 | Gasoline | COMPARTMENT A | Double Walled | Fiberglass Reinforced Plastic | Pressure | Double Walled | Fiberglass Reinforced Plastic | Removal | 2004-05-26
0-004760 | SAGUARO RV | 17715 S HIGHWAY 93 | WIKIEUP | AZ | 85360 | Mohave | 1 | Perm Closure | 1971-01-01 | 2000 | Gasoline | COMPARTMENT A | Double Walled | Asphalt coated or Bare Steel | Pressure |  | Bare or Galvanized Steel | Removal | 1993-09-18
0-004760 | SAGUARO RV | 17715 S HIGHWAY 93 | WIKIEUP | AZ | 85360 | Mohave | 2 | Perm Closure | 1971-01-01 | 2000 | Gasoline | COMPARTMENT A | Double Walled | Asphalt coated or Bare Steel | Pressure |  | Bare or Galvanized Steel | Removal | 1993-09-18
0-006417 | MV ENTERPRISES |  | HAYDEN |  |  | Gila | 5 | Perm Closure | 1978-01-01 | 10000 | Gasoline | COMPARTMENT A | Single Walled | Asphalt coated or Bare Steel | Pressure |  |  | Removal | 1996-07-16
0-006417 | MV ENTERPRISES |  | HAYDEN |  |  | Gila | 6 | Perm Closure | 2005-06-17 | 300 | Used Oil/Waste Oil | COMPARTMENT A | Single Walled | Asphalt coated or Bare Steel |  |  |  | Removal | 1996-07-18
0-004636 | 7-ELEVEN #19205 | 12041 N CAVE CREEK RD | PHOENIX | AZ | 85020 | Maricopa | 2 | Perm Closure | 1977-02-04 | 10000 | Gasoline | COMPARTMENT A | Double Walled | Asphalt coated or Bare Steel | Pressure |  | Bare or Galvanized Steel | Removal | 1992-12-23
0-004521 | JOSEPH & LOIS PADULA - FORMER | 501 S HASKELL AVE | WILLCOX | AZ | 85643 | Cochise | 5 | Perm Closure | 2005-06-17 | 1000 | Gasoline | COMPARTMENT A | Single Walled | Asphalt coated or Bare Steel |  |  |  | Removal | 1991-04-09
0-004365 | DIRECT CONNECT DETAILING AND CAR WASH | 19395 N JOHN WAYNE PKWY | MARICOPA | AZ | 85139 | Pinal | 3 | Perm Closure | 1981-01-23 | 10000 | Gasoline | COMPARTMENT A | Double Walled | Asphalt coated or Bare Steel | Pressure |  | Bare or Galvanized Steel | Removal | 1992-11-09
0-004365 | DIRECT CONNECT DETAILING AND CAR WASH | 19395 N JOHN WAYNE PKWY | MARICOPA | AZ | 85139 | Pinal | 4 | Perm Closure | 1981-01-23 | 6000 | Gasoline | COMPARTMENT A | Double Walled | Asphalt coated or Bare Steel | Pressure |  | Bare or Galvanized Steel | Removal | 1992-11-09
0-004137 | REVLON CONSUMER PRODUCTS | 4301 W BUCKEYE RD | PHOENIX | AZ | 85043 | Maricopa | 2 | Perm Closure | 1968-01-01 |  | Hazardous Substance | COMPARTMENT A | Single Walled | Asphalt coated or Bare Steel | Pressure |  |  | Removal | 1998-05-07
0-002454 | TNT BULK PLANT | 124 W MAIN ST | SPRINGERVILLE | AZ | 85938 | Apache | 6 | Perm Closure | 1954-01-01 | 275 | Kerosene | COMPARTMENT A | Single Walled | Asphalt coated or Bare Steel |  |  |  | Closed in Place | 1999-07-13
0-001221 | CIRCLE K #402 | 12850 N 19TH AVE | PHOENIX | AZ | 85029 | Maricopa | 2 | Perm Closure | 1971-01-01 | 10000 | Gasoline | COMPARTMENT A |  | Asphalt coated or Bare Steel | Pressure |  |  | Removal | 1995-03-17
0-005579 | TEXACO #60-351-2089 | 217 N HUACHUCA BLVD | HUACHUCA CITY | AZ | 85616 | Cochise | 2 | Perm Closure | 1985-01-01 | 8000 | Gasoline | COMPARTMENT A | Unknown | Asphalt coated or Bare Steel | Pressure |  | Fiberglass Reinforced Plastic | Removal | 1997-05-07
0-005101 | EXPRESS STOP #108 | 20 S LEE ST | SAINT DAVID | AZ | 85630 | Cochise | 4 | Perm Closure | 1998-08-11 | 8000 | Gasoline | COMPARTMENT B | Double Walled | Fiberglass Reinforced Plastic | Pressure | Double Walled | Fiberglass Reinforced Plastic | Removal | 2014-10-21
0-008841 | CHAPMAN CHEVROLET | 6011 S KYRENE RD | TEMPE | AZ | 85283 | Maricopa | 2 | Perm Closure | 1982-01-01 | 5000 | Diesel | COMPARTMENT A |  | Asphalt coated or Bare Steel | Pressure |  | Bare or Galvanized Steel | Removal | 1998-03-10
0-004724 | KAIBAB CONSTRUCTION CORPORATION | 689 E STATE ROUTE 89A | COTTONWOOD | AZ | 86326 | Yavapai | 2 | Perm Closure | 1981-12-16 | 12000 | Diesel | COMPARTMENT A |  | Asphalt coated or Bare Steel | Pressure |  |  | Removal | 1999-07-22
0-009839 | APACHE JUNCTION SCHOOL DISTRICT #43 | 2535 S IRONWOOD DR | APACHE JUNCTION | AZ | 85120 | Pinal | 1 | Perm Closure | 1987-01-01 | 2000 | Used Oil/Waste Oil | COMPARTMENT A | Double Walled | Fiberglass Reinforced Plastic | Gravity Feed |  | Fiberglass Reinforced Plastic | Closed in Place | 2008-09-30
0-007967 | WARNER SHELL | 505 W WARNER RD | TEMPE | AZ | 85284 | Maricopa | 3 | Perm Closure | 1988-01-01 | 12000 | Gasoline | COMPARTMENT A | Double Walled | Fiberglass Reinforced Plastic | Pressure | Double Walled | Fiberglass Reinforced Plastic | Removal | 2020-03-12
0-001731 | DEAN FARMS | 21151 W US HIGHWAY 85 | BUCKEYE | AZ | 85326 | Maricopa | 1 | Perm Closure | 1978-01-01 | 10000 | Diesel | COMPARTMENT A |  | Asphalt coated or Bare Steel |  |  |  | Removal | 1995-12-21
0-004872 | CITY OF TEMPE - FIRE STATION #72 | 3025 S HARDY DR | TEMPE | AZ | 85282 | Maricopa | 3 | Perm Closure | 1989-01-01 | 550 | Used Oil/Waste Oil | COMPARTMENT A | Double Walled | Fiberglass Reinforced Plastic | Suction - Check Valve at the Tank Top |  | Fiberglass Reinforced Plastic | Removal | 1991-01-21
0-000133 | GRAND CANYON - SOUTH ENTRANCE SERVICE | 1 S RIM | GRAND CANYON | AZ | 86023 | Coconino | 6 | Perm Closure | 1982-01-01 | 10000 | Diesel | COMPARTMENT A |  | Asphalt coated or Bare Steel |  |  |  | Removal | 1999-11-09
0-005774 | SAYA MUSTANG | 609 E ROUTE 66 | WILLIAMS | AZ | 86046 | Coconino | 2 | Perm Closure | 1956-01-01 | 0 | Gasoline | COMPARTMENT A | Single Walled | Asphalt coated or Bare Steel |  |  |  | Removal | 1995-02-23
0-005774 | SAYA MUSTANG | 609 E ROUTE 66 | WILLIAMS | AZ | 86046 | Coconino | 5 | Open | 1995-02-01 | 4000 | Gasoline | COMPARTMENT A | Double Walled | Composite (Steel/Fiberglass) | Pressure |  | Fiberglass Reinforced Plastic
0-000529 | ARCO #1451 | 3501 W GLENDALE AVE | PHOENIX | AZ | 85051 | Maricopa | 2 | Perm Closure | 1964-01-01 | 6000 | Gasoline | COMPARTMENT A |  | Asphalt coated or Bare Steel |  |  |  | Removal | 1990-02-01
0-001512 | CIRCLE K #3735 | 4301 W CACTUS RD | PHOENIX | AZ | 85304 | Maricopa | 2 | Open | 1982-01-01 | 10000 | Gasoline | COMPARTMENT A | Single Walled | Fiberglass Reinforced Plastic | Pressure |  | Fiberglass Reinforced Plastic
0-007279 | 7-ELEVEN #29110 | 3605 E BELL RD | PHOENIX | AZ | 85032 | Maricopa | 2 | Perm Closure | 1987-08-01 | 10000 | Gasoline | COMPARTMENT A | Double Walled | Fiberglass Reinforced Plastic | Pressure |  | Fiberglass Reinforced Plastic | Removal | 2012-08-07
0-009030 | SAFEWAY #1225 | 1490 E CEDAR AVE | FLAGSTAFF | AZ | 86004 | Coconino | 3 | Open | 2003-08-13 | 10000 | Diesel | COMPARTMENT B | Double Walled | Composite (Steel/Fiberglass)
0-009030 | SAFEWAY #1225 | 1490 E CEDAR AVE | FLAGSTAFF | AZ | 86004 | Coconino | 4 | Open | 2003-08-13 | 20000 | Gasoline | COMPARTMENT A | Double Walled | Composite (Steel/Fiberglass) | Pressure | Double Walled | Fiberglass Reinforced Plastic
0-006379 | GRASSHOPPER JUNCTION - DEAN MORRISON | 9313 N US HIGHWAY 93 | GRASSHOPPER JUNCTION | AZ | 86413 | Mohave | 2 | Perm Closure | 1968-01-01 | 8000 | Gasoline | COMPARTMENT A | Single Walled | Asphalt coated or Bare Steel | Suction - Check Valve at the Tank Top | Single Walled | Bare or Galvanized Steel | Removal | 1995-09-19
0-006379 | GRASSHOPPER JUNCTION - DEAN MORRISON | 9313 N US HIGHWAY 93 | GRASSHOPPER JUNCTION | AZ | 86413 | Mohave | 1 | Perm Closure | 1968-01-01 | 8000 | Gasoline | COMPARTMENT A | Single Walled | Asphalt coated or Bare Steel | Suction - Check Valve at the Tank Top | Single Walled | Bare or Galvanized Steel | Removal | 1995-09-19
0-006060 | CALHOUN TRUCK REPAIR | 2250 N 27TH AVE | PHOENIX | AZ | 85009 | Maricopa | 3 | Perm Closure | 1940-01-01 | 10000 | Diesel | COMPARTMENT A | Single Walled | Asphalt coated or Bare Steel |  |  |  | Removal | 1988-11-18
0-006060 | CALHOUN TRUCK REPAIR | 2250 N 27TH AVE | PHOENIX | AZ | 85009 | Maricopa | 1 | Perm Closure | 1940-01-01 | 500 | Gasoline | COMPARTMENT A | Single Walled | Asphalt coated or Bare Steel |  |  |  | Removal | 1988-11-18
0-009345 | 7-ELEVEN #27876 | 785 W ELLIOT RD | GILBERT | AZ | 85233 | Maricopa | 1 | Temp Closure | 1998-08-18 | 10000 | Gasoline (UL) | COMPARTMENT A | Double Walled | Fiberglass Reinforced Plastic | Pressure | Double Walled | Fiberglass Reinforced Plastic |  | 2018-05-25
0-008980 | GPM #4594 | 2409 W UNION HILLS DR | PHOENIX | AZ | 85027 | Maricopa | 2 | Open | 1996-07-01 | 15000 | Gasoline | COMPARTMENT A | Double Walled | Fiberglass Reinforced Plastic | Pressure | Double Walled | Fiberglass Reinforced Plastic
0-006003 | CONVEYOR RENTAL & SALES CO | 425 S 48TH ST | PHOENIX | AZ | 85034 | Maricopa | 2 | Perm Closure | 1981-03-25 | 5000 | Gasoline | COMPARTMENT A | Unknown | Asphalt coated or Bare Steel |  |  |  | Removal | 1988-05-01
0-003963 | CITY OF PRESCOTT - AIRPORT | 6446 CRYSTAL LN | PRESCOTT | AZ | 86301 | Yavapai | 3 | Perm Closure | 1977-01-01 | 20000 | Kerosene | COMPARTMENT A | Unknown | Asphalt coated or Bare Steel | Pressure |  | Bare or Galvanized Steel | Removal | 2000-05-16
0-004308 | CIRCLE K #2708510 | 3712 W CORTARO FARMS RD | MARANA | AZ | 85742 | Pima | 3 | Open | 1987-01-22 | 10000 | Gasoline | COMPARTMENT A | Double Walled | Fiberglass Reinforced Plastic | Pressure |  | Fiberglass Reinforced Plastic
0-006227 | CIRCLE K #2708691 | 766 N MAIN ST | SAN LUIS | AZ | 85336 | Yuma | 1 | Open | 1987-01-01 | 10000 | Gasoline | COMPARTMENT A | Single Walled | Fiberglass Reinforced Plastic | Pressure | Single Walled | Fiberglass Reinforced Plastic
0-007672 | FELDMAN EQUITIES | 2800 N CENTRAL AVE | PHOENIX | AZ | 85004 | Maricopa | 1 | Perm Closure | 1986-10-01 | 550 | Diesel | COMPARTMENT A | Unknown | Fiberglass Reinforced Plastic | Pressure |  | Bare or Galvanized Steel | Removal | 1996-12-19
0-003658 | FIRESTONE #26F2/029602 | 241 W OSBORN RD | PHOENIX | AZ | 85013 | Maricopa | 1 | Perm Closure | 1971-01-01 | 550 | Used Oil/Waste Oil | COMPARTMENT A | Single Walled | Asphalt coated or Bare Steel | Gravity Feed |  | Bare or Galvanized Steel | Removal | 1996-01-16
0-008703 | FLAGSTAFF LANDSCAPES PRODUCTS | 6500 E US HIGHWAY 66 | FLAGSTAFF | AZ | 86004 | Coconino | 2 | Perm Closure | 1976-01-01 | 4000 | Diesel | COMPARTMENT A |  | Asphalt coated or Bare Steel | Pressure |  |  | Removal | 1996-06-17
0-009859 | GAS PLUS II | 7465 E CONCHO DR | VALLE VISTA | AZ | 86401 | Mohave | 2 | Open | 2002-01-23 | 8000 | Gasoline | COMPARTMENT A | Double Walled | Composite (Steel/Fiberglass) | Pressure | Double Walled | Flexible
0-003896 | EL MIRAGE SERVICE YARD | 14501 N ALTO ST | EL MIRAGE | AZ | 85335 | Maricopa | 1 | Perm Closure | 1979-01-01 | 7500 | Gasoline | COMPARTMENT A | Single Walled | Asphalt coated or Bare Steel | Suction - Check Valve at the Tank Top |  |  | Removal | 1999-03-18
0-002078 | PIC-N-RUN/TUMBLEWEED | 11985 N US HIGHWAY 89 | FLAGSTAFF | AZ | 86004 | Coconino | 4 | Perm Closure | 1983-01-01 | 5000 | Diesel | COMPARTMENT A |  | Asphalt coated or Bare Steel | Pressure | Single Walled | Bare or Galvanized Steel | Removal | 2006-05-31
0-002078 | PIC-N-RUN/TUMBLEWEED | 11985 N US HIGHWAY 89 | FLAGSTAFF | AZ | 86004 | Coconino | 1 | Perm Closure | 1983-01-01 | 8000 | Gasoline | COMPARTMENT A |  | Asphalt coated or Bare Steel | Pressure | Single Walled | Bare or Galvanized Steel | Removal | 2006-05-31
0-006567 | PIMA COUNTY - AUTO SERVICE MARANA | 12600 N SANDERS RD | MARANA | AZ | 85653 | Pima | 4 | Perm Closure | 1990-06-01 | 12000 | Gasoline | COMPARTMENT A |  | Fiberglass Reinforced Plastic | Pressure | Double Walled |  | Removal | 2009-04-29
0-006567 | PIMA COUNTY - AUTO SERVICE MARANA | 12600 N SANDERS RD | MARANA | AZ | 85653 | Pima | 1 | Perm Closure | 2005-06-17 | 10000 | Diesel | COMPARTMENT A |  | Asphalt coated or Bare Steel |  |  |  | Removal | 1990-04-26
0-001585 | NORTHLAND BEVERAGE INC | 3825 E HUNTINGTON DR | FLAGSTAFF | AZ | 86004 | Coconino | 3 | Perm Closure | 1976-01-01 | 1000 | Gasoline | COMPARTMENT A |  | Asphalt coated or Bare Steel | Suction - Check Valve at the Tank Top |  |  | Removal | 1993-09-17
0-006219 | GIANT 6612 | 4202 W INA RD | MARANA | AZ | 85741 | Pima | 11 | Temp Closure | 2006-08-30 | 6000 | Diesel | COMPARTMENT A | Double Walled | Composite (Steel/Fiberglass) | Pressure | Double Walled | Flexible |  | 2017-10-26
0-009703 | POWER & GUADALUPE SHELL | 6810 E GUADALUPE RD | MESA | AZ | 85212 | Maricopa | 3 | Open | 2000-09-01 | 8000 | Diesel | COMPARTMENT A | Double Walled | Fiberglass Reinforced Plastic | Pressure | Double Walled | Fiberglass Reinforced Plastic
0-001705 | MODULAR STRUCTURES INT'L INC | 22300 N 21ST AVE | PHOENIX | AZ | 85027 | Maricopa | 1 | Perm Closure | 1979-01-01 | 1000 | Diesel | COMPARTMENT A |  | Asphalt coated or Bare Steel | Suction - Check Valve at the Tank Top |  |  | Removal | 1988-12-21
0-003284 | MOHAVE ELECTRIC COOPERATIVE INC | 3160 SHANGRI LA DR | KINGMAN | AZ | 86409 | Mohave | 1 | Perm Closure | 1973-09-25 | 3000 | Gasoline | COMPARTMENT A | Unknown | Asphalt coated or Bare Steel |  |  |  | Removal | 1990-12-11
0-008025 | RIVER AUTOMOTIVE | 12900 S OATMAN HWY | GOLDEN SHORES | AZ | 86436 | Mohave | 3 | Perm Closure | 1989-01-01 | 4000 | Gasoline | COMPARTMENT A |  | Fiberglass Reinforced Plastic | Pressure |  | Bare or Galvanized Steel | Removal | 2007-08-07
0-004161 | RIVERSIDE ELEMENTARY SCHOOL | 1414 S 51ST AVE | PHOENIX | AZ | 85043 | Maricopa | 1 | Perm Closure | 1976-01-01 | 550 | Gasoline | COMPARTMENT A | Single Walled | Asphalt coated or Bare Steel | Suction - Check Valve at the Tank Top | Single Walled | Bare or Galvanized Steel | Removal | 1993-08-27
0-008417 | AGCOM INC | 6600 HARQUAHALA VALLEY RD | HARQUAHALA VALLEY | AZ | 85354 | Maricopa | 1 | Perm Closure | 2005-06-17 | 5000 | Gasoline | COMPARTMENT A | Unknown | Asphalt coated or Bare Steel |  |  |  | Removal | 1994-09-16
0-006326 | A & M UNION 76 | 5561 E SPEEDWAY BLVD | TUCSON | AZ | 85712 | Pima | 5 | Open | 2019-08-26 | 12000 | Gasoline (UL) | COMPARTMENT A | Double Walled | Fiberglass Reinforced Plastic | Pressure | Double Walled | Fiberglass Reinforced Plastic
0-000805 | USDOI BOR | 3800 S AVENUE 3 E | YUMA | AZ | 85365 | Yuma | 1 | Perm Closure | 1981-01-01 | 12000 | Gasoline | COMPARTMENT A |  | Asphalt coated or Bare Steel |  |  |  | Removal | 1989-12-14
0-002467 | BILL'S TEXACO | 619 W PIMA ST | GILA BEND | AZ | 85337 | Maricopa | 3 | Perm Closure | 1981-05-07 | 1000 | Gasoline | COMPARTMENT A | Single Walled | Asphalt coated or Bare Steel |  |  |  | Removal | 1992-07-15
0-002467 | BILL'S TEXACO | 619 W PIMA ST | GILA BEND | AZ | 85337 | Maricopa | 1 | Perm Closure | 1980-05-07 | 8000 | Diesel | COMPARTMENT A | Single Walled | Asphalt coated or Bare Steel |  |  |  | Removal | 1992-07-15
0-009311 | BJS CHEVRON VIII | 1515 N 75TH AVE | PHOENIX | AZ | 85043 | Maricopa | 3 | Open | 1997-09-17 | 10000 | Diesel | COMPARTMENT A | Double Walled | Fiberglass Reinforced Plastic | Suction - Check Valve at the Tank Top | Double Walled | Fiberglass Reinforced Plastic
0-008103 | TILLEY & ADAMS FARMS | 704 E BUCKEYE | BUCKEYE | AZ | 85326 | Maricopa | 1 | Perm Closure | 2005-06-17 |  | Unidentified | COMPARTMENT A | Unknown | Asphalt coated or Bare Steel |  |  |  | Removal | 1991-12-01
0-005064 | TOLBY EQUIPMENT | 7909 W GLENDALE AVE | GLENDALE | AZ | 85303 | Maricopa | 2 | Perm Closure | 1980-01-01 | 500 | Diesel | COMPARTMENT A |  | Asphalt coated or Bare Steel |  |  |  | Removal | 1988-08-30
0-006279 | TOWN OF GILBERT - PUBLIC WORKS DEPARTMENT | 900 E JUNIPER AVE | GILBERT | AZ | 85234 | Maricopa | 2 | Open | 1988-05-12 | 6000 | Gasoline | COMPARTMENT A | Double Walled | Fiberglass Reinforced Plastic | Suction - Check Valve at the Tank Top | Double Walled | Fiberglass Reinforced Plastic
0-004930 | TEXACO #60-349-0010 | 2550 W DEER VALLEY RD | PHOENIX | AZ | 85027 | Maricopa | 8 | Perm Closure | 1986-01-10 | 12000 | Gasoline | COMPARTMENT A | Unknown | Fiberglass Reinforced Plastic | Pressure |  | Fiberglass Reinforced Plastic | Removal | 2005-08-09
0-004957 | SPEEDWAY STORE #2963 | 3902 E SPEEDWAY BLVD | TUCSON | AZ | 85712 | Pima | 9 | Open | 1995-07-01 | 10000 | Diesel | COMPARTMENT A | Double Walled | Fiberglass Reinforced Plastic | Pressure | Double Walled
0-004121 | STARDUST GOLF COURSE MAINTENANCE | 12336 COUGAR DR | SUN CITY WEST | AZ | 85375 | Maricopa | 1 | Perm Closure | 1981-04-01 | 1000 | Gasoline | COMPARTMENT A | Double Walled | Asphalt coated or Bare Steel | Gravity Feed |  |  | Removal | 1993-03-22
0-000931 | SNOWFLAKE #499 | 730 S MAIN ST | SNOWFLAKE | AZ | 85937 | Navajo | 2 | Perm Closure | 1977-01-01 | 6000 | Gasoline | COMPARTMENT A |  | Asphalt coated or Bare Steel |  |  |  | Removal | 1991-07-02
0-000931 | SNOWFLAKE #499 | 730 S MAIN ST | SNOWFLAKE | AZ | 85937 | Navajo | 4 | Perm Closure | 1991-07-02 | 12000 | Gasoline | COMPARTMENT A | Double Walled | Composite (Steel/Fiberglass) | Pressure |  | Fiberglass Reinforced Plastic | Removal | 2015-05-12
0-005664 | WILBUR-ELLIS COMPANY | 11411 E CHANDLER HEIGHTS RD | CHANDLER | AZ | 85249 | Maricopa | 2 | Perm Closure | 1983-05-08 | 10000 | Gasoline | COMPARTMENT A | Unknown | Asphalt coated or Bare Steel |  |  |  | Removal | 1987-03-01
0-009285 | HOME DEPOT #0461 | 1300 S COUNTRY CLUB DR | MESA | AZ | 85210 | Maricopa | 1 | Perm Closure | 1973-05-11 | 1000 | Used Oil/Waste Oil | COMPARTMENT A | Double Walled | Asphalt coated or Bare Steel |  |  |  | Removal | 1998-09-16
0-006684 | TUNEUP MASTERS #629 | 998 S 4TH AVE | YUMA | AZ | 85364 | Yuma | 1 | Perm Closure | 2005-06-17 | 550 | Used Oil/Waste Oil | COMPARTMENT A | Unknown | Unknown |  |  |  | Removal | 1989-12-11
0-003109 | MCLANE SUNWEST | 14149 W MCDOWELL RD | GOODYEAR | AZ | 85395 | Maricopa | 2 | Perm Closure | 1985-01-01 | 12000 | Diesel | COMPARTMENT A | Single Walled | Fiberglass Reinforced Plastic | Pressure | Single Walled | Fiberglass Reinforced Plastic | Removal | 2015-04-23
0-002260 | GRAND GAS STATION | 7035 N 35TH AVE | PHOENIX | AZ | 85051 | Maricopa | 1 | Perm Closure | 1975-01-01 | 10000 | Gasoline | COMPARTMENT A | Single Walled | Asphalt coated or Bare Steel | Pressure |  | Fiberglass Reinforced Plastic | Removal | 2017-11-15
0-007404 | GOLDEN VALLEY SHELL | 5405 US HIGHWAY 68 | GOLDEN VALLEY | AZ | 86413 | Mohave | 8 | Open | 1991-08-28 | 10000 | Gasoline | COMPARTMENT A | Double Walled | Composite (Steel/Fiberglass) | Pressure |  | Fiberglass Reinforced Plastic
0-009310 | SPEEDWAY STORE #2884 | 701 E STATE HIGHWAY 260 | PAYSON | AZ | 85541 | Gila | 3 | Open | 1997-11-14 | 12000 | Diesel #2 | COMPARTMENT A | Double Walled | Fiberglass Reinforced Plastic | Pressure |  | Fiberglass Reinforced Plastic
0-002962 | LEWIS CONCRETE | 1725 E HERMOSA VISTA DR | MESA | AZ | 85203 | Maricopa | 2 | Perm Closure | 2005-06-17 | 6000 | Gasoline | COMPARTMENT A |  | Asphalt coated or Bare Steel |  |  |  | Removal | 1993-09-09
0-006165 | MAIL-WELL ENVELOPE COMPANY | 221 N 48TH AVE | PHOENIX | AZ | 85043 | Maricopa | 1 | Perm Closure | 1977-06-09 | 500 | Unidentified | COMPARTMENT A | Unknown | Unknown |  |  |  | Removal | 1989-09-01
0-005838 | KITCHELL CONTRACTORS INC | 1006 S 24TH ST | PHOENIX | AZ | 85034 | Maricopa | 1 | Perm Closure | 1979-10-12 | 10000 | Gasoline | COMPARTMENT A | Double Walled | Asphalt coated or Bare Steel |  |  |  | Removal | 1988-12-19
0-004083 | SPEEDWAY LIQUOR | 5100 S HIGHWAY 95 | MOHAVE VALLEY | AZ | 86426 | Mohave | 2 | Perm Closure | 1980-01-01 | 10000 | Diesel | COMPARTMENT A |  | Asphalt coated or Bare Steel | Pressure | Double Walled | Fiberglass Reinforced Plastic | Closed in Place | 2012-10-30
0-000961 | HILLTOP GASSER/UNOCAL 76 | 7133 N US HIGHWAY 89 | FLAGSTAFF | AZ | 86004 | Coconino | 4 | Perm Closure | 1986-09-25 | 10000 | Gasoline | COMPARTMENT A | Double Walled | Composite (Steel/Fiberglass) | Pressure |  | Fiberglass Reinforced Plastic | Removal | 2007-07-06
0-004422 | TORRENT RESOURCES INC | 1509 E ELWOOD ST | PHOENIX | AZ | 85040 | Maricopa | 4 | Perm Closure | 1986-07-09 | 6000 | Diesel | COMPARTMENT A |  | Fiberglass Reinforced Plastic | Pressure |  | Fiberglass Reinforced Plastic | Removal | 2014-12-12
0-005419 | CIRCLE K #2852 | 3450 E VAN BUREN ST | PHOENIX | AZ | 85008 | Maricopa | 3 | Perm Closure | 1979-03-26 | 8000 | Gasoline | COMPARTMENT A | Double Walled | Asphalt coated or Bare Steel | Pressure |  | Fiberglass Reinforced Plastic | Removal | 2002-03-05
0-009168 | MINUTE MART #12 | 63715 E SADDLEBROOKE BLVD | SADDLEBROOKE | AZ | 85739 | Pinal | 3 | Perm Closure | 1997-08-08 | 10000 | Gasoline | COMPARTMENT A | Double Walled | Composite (Steel/Fiberglass) | Pressure | Double Walled | Fiberglass Reinforced Plastic | Removal | 2020-04-09
0-005514 | VALLEY REPAIR CENTER & MINI MARKET | 6700 E HWY 69 | PRESCOTT VALLEY | AZ | 86314 | Yavapai | 2 | Perm Closure | 1982-01-01 | 5000 | Gasoline | COMPARTMENT A | Single Walled | Asphalt coated or Bare Steel |  |  |  | Removal | 1988-04-01
0-000875 | CIRCLE K STORE #2706659 | 6937 N 75TH AVE | GLENDALE | AZ | 85303 | Maricopa | 10 | Open | 2004-11-12 | 15000 | Gasoline | COMPARTMENT A | Double Walled | Fiberglass Reinforced Plastic | Pressure | Double Walled | Fiberglass Reinforced Plastic
0-006548 | U-HAUL CENTER #828-69 | 700 E FRY BLVD | SIERRA VISTA | AZ | 85635 | Cochise | 2 | Perm Closure | 1984-12-14 | 10000 | Gasoline | COMPARTMENT A | Double Walled | Fiberglass Reinforced Plastic |  |  |  | Removal | 1996-04-03
0-001782 | SPEEDY LUBE | 765 S ALMA SCHOOL RD | MESA | AZ | 85210 | Maricopa | 2 | Perm Closure | 1986-01-01 | 1000 | Used Oil/Waste Oil | COMPARTMENT A |  | Asphalt coated or Bare Steel |  |  |  | Removal | 1994-01-14
0-004746 | STERLING INSTITUTIONAL FOOD SERVICE | 920 GRAND AVE | PHOENIX | AZ | 85007 | Maricopa | 1 | Perm Closure | 1965-12-20 | 1000 | Gasoline | COMPARTMENT A | Unknown | Asphalt coated or Bare Steel |  |  |  | Removal | 1991-06-08
0-003405 | MIDRIVER SOC #143121 | 9447 W THUNDERBIRD RD | PEORIA | AZ | 85381 | Maricopa | 2 | Perm Closure | 1973-01-01 | 1000 | Diesel | COMPARTMENT A | Single Walled | Asphalt coated or Bare Steel | Pressure | Single Walled | Bare or Galvanized Steel | Removal | 1996-07-01
0-002440 | HARVEY FARMS | 9720 E US HIGHWAY 95 | YUMA | AZ | 85365 | Yuma | 1 | Perm Closure | 1976-05-02 | 275 | Gasoline | COMPARTMENT A | Single Walled | Asphalt coated or Bare Steel |  |  |  | Removal | 1988-06-01
0-002440 | HARVEY FARMS | 9720 E US HIGHWAY 95 | YUMA | AZ | 85365 | Yuma | 2 | Perm Closure | 1976-05-02 | 550 | Gasoline | COMPARTMENT A | Single Walled | Asphalt coated or Bare Steel |  |  |  | Removal | 1988-06-01
0-005497 | OLD VAIL MIDDLE SCHOOL | 13299 E COLOSSAL CAVE RD | VAIL | AZ | 85641 | Pima | 1 | Perm Closure | 1981-10-03 | 12000 | Diesel | COMPARTMENT A | Double Walled | Asphalt coated or Bare Steel | Suction - Check Valve at the Tank Top |  |  | Removal | 1993-01-28
0-005497 | OLD VAIL MIDDLE SCHOOL | 13299 E COLOSSAL CAVE RD | VAIL | AZ | 85641 | Pima | 3 | Perm Closure | 1986-10-03 | 6000 | Gasoline | COMPARTMENT A | Double Walled | Asphalt coated or Bare Steel |  |  |  | Removal | 1993-01-28
0-002168 | FCA US LLC ARIZONA PROVING GROUND | 1 PROVING GROUND ROAD | YUCCA | AZ | 86438 | Mohave | 14 | Perm Closure | 1998-06-01 | 600 | Diesel | COMPARTMENT A | Double Walled | Fiberglass Reinforced Plastic | Suction - Check Valve at the Tank Top | Double Walled | Fiberglass Reinforced Plastic | Removal | 2008-02-06
0-006105 | CAPITAL ENGINEERING | 724 E SOUTHERN PACIFIC DR | PHOENIX | AZ | 85034 | Maricopa | 1 | Perm Closure | 1968-04-14 | 250 | Gasoline | COMPARTMENT A | Unknown | Asphalt coated or Bare Steel |  |  |  | Removal | 1988-12-12
0-003031 | SA RECYCLING | 3640 S 35TH AVE | PHOENIX | AZ | 85009 | Maricopa | 1 | Perm Closure | 1981-03-01 | 10000 | Diesel | COMPARTMENT A | Unknown | Asphalt coated or Bare Steel | Suction - Check Valve at the Tank Top |  | Bare or Galvanized Steel | Removal | 1999-06-10
0-006772 | CITY OF TEMPE - JOHNNY G MARTINEZ WTP | 255 E MARIGOLD LN | TEMPE | AZ | 85281 | Maricopa | 1 | Perm Closure | 1988-01-01 | 4000 | Diesel | COMPARTMENT A | Unknown | Fiberglass Reinforced Plastic |  |  |  | Removal | 1996-07-18
0-001991 | FOOD MART | 5124 S MILL AVE | TEMPE | AZ | 85282 | Maricopa | 5 | Perm Closure | 1982-01-01 | 1000 | Used Oil/Waste Oil | COMPARTMENT A | Double Walled | Fiberglass Reinforced Plastic |  |  |  | Removal | 1993-09-22
0-000217 | SHELL BELL | 4121 W BELL RD | PHOENIX | AZ | 85053 | Maricopa | 6 | Open | 1996-04-01 | 12000 | Diesel | COMPARTMENT A | Double Walled | Fiberglass Reinforced Plastic | Pressure | Double Walled | Fiberglass Reinforced Plastic
0-000863 | WEST DIRECT OIL - TUSCON | 901 S PARK AVE | TUCSON | AZ | 85719 | Pima | 2 | Perm Closure | 1981-01-01 | 5000 | New Oil | COMPARTMENT A |  | Asphalt coated or Bare Steel |  |  |  | Removal | 1995-07-13
0-001380 | CIRCLE K #1204 | 3700 W ORANGE GROVE RD | MARANA | AZ | 85741 | Pima | 2 | Perm Closure | 1972-01-01 | 10000 | Gasoline | COMPARTMENT A |  | Asphalt coated or Bare Steel |  |  |  | Removal | 1991-04-10
0-005127 | SAGUARO TIGERMART EXPRESS | 435 W PIMA ST | GILA BEND | AZ | 85337 | Maricopa | 2 | Perm Closure | 1977-04-22 | 10000 | Gasoline | COMPARTMENT A | Unknown | Asphalt coated or Bare Steel | Pressure |  | Fiberglass Reinforced Plastic | Removal | 1998-12-08
0-002004 | EXXON #7-3720 | 8002 E THOMAS RD | SCOTTSDALE | AZ | 85251 | Maricopa | 4 | Perm Closure | 2005-06-17 | 550 | Used Oil/Waste Oil | COMPARTMENT A |  | Asphalt coated or Bare Steel | Pressure | Single Walled | Bare or Galvanized Steel | Removal | 1997-05-21
0-001245 | CIRCLE K #2700517 | 3155 N ALVERNON WAY | TUCSON | AZ | 85712 | Pima | 1 | Perm Closure | 1971-01-01 | 10000 | Gasoline | COMPARTMENT A |  | Asphalt coated or Bare Steel | Pressure |  |  | Removal | 1995-06-20
0-001245 | CIRCLE K #2700517 | 3155 N ALVERNON WAY | TUCSON | AZ | 85712 | Pima | 5 | Open | 1995-06-20 | 10000 | Gasoline (PUL) | COMPARTMENT A | Single Walled | Fiberglass Reinforced Plastic | Pressure | Double Walled | Fiberglass Reinforced Plastic
0-001245 | CIRCLE K #2700517 | 3155 N ALVERNON WAY | TUCSON | AZ | 85712 | Pima | 2 | Perm Closure | 1971-01-01 | 10000 | Gasoline | COMPARTMENT A |  | Asphalt coated or Bare Steel | Pressure |  |  | Removal | 1995-06-20
0-004994 | PHOENIX MOTOR COMPANY | 225 W INDIAN SCHOOL RD | PHOENIX | AZ | 85013 | Maricopa | 3 | Perm Closure | 1985-01-20 | 8000 | Gasoline | COMPARTMENT A | Double Walled | Fiberglass Reinforced Plastic | Pressure |  |  | Removal | 2014-06-17
0-003196 | CIRCLE K STORE #2709172 | 1435 W BASELINE RD | TEMPE | AZ | 85283 | Maricopa | 3 | Perm Closure | 1969-01-01 | 12000 | Gasoline | COMPARTMENT A |  | Asphalt coated or Bare Steel | Pressure |  |  | Removal | 1991-06-18
0-003992 | EMERY WORLDWIDE | 2435 E PECAN RD | PHOENIX | AZ | 85040 | Maricopa | 3 | Perm Closure | 1984-01-23 | 12000 | Diesel | COMPARTMENT A | Unknown | Asphalt coated or Bare Steel | Suction - Check Valve at the Tank Top |  |  | Removal | 1993-01-05
0-002488 | ATKO BUILDING MATERIALS | 3650 N 40TH AVE | PHOENIX | AZ | 85019 | Maricopa | 1 | Perm Closure | 1979-01-01 | 1000 | Gasoline | COMPARTMENT A | Single Walled | Asphalt coated or Bare Steel | Pressure |  |  | Removal | 1991-02-06
0-005221 | U-HAUL - DUNLAP & FREEWAY CENTER | 2701 W DUNLAP AVE | PHOENIX | AZ | 85051 | Maricopa | 2 | Perm Closure | 1982-04-21 | 6000 | Gasoline | COMPARTMENT A | Unknown | Asphalt coated or Bare Steel | Pressure |  |  | Removal | 1994-03-29
0-005221 | U-HAUL - DUNLAP & FREEWAY CENTER | 2701 W DUNLAP AVE | PHOENIX | AZ | 85051 | Maricopa | 3 | Perm Closure | 1982-04-21 | 6000 | Diesel | COMPARTMENT A | Unknown | Asphalt coated or Bare Steel | Pressure |  |  | Removal | 1994-03-29
0-005221 | U-HAUL - DUNLAP & FREEWAY CENTER | 2701 W DUNLAP AVE | PHOENIX | AZ | 85051 | Maricopa | 4 | Perm Closure | 1980-04-21 | 1000 | Used Oil/Waste Oil | COMPARTMENT A | Unknown | Asphalt coated or Bare Steel | Gravity Feed |  |  | Removal | 1994-03-29
0-004808 | SUPREME OIL CO | 2110 GRAND AVE | PHOENIX | AZ | 85009 | Maricopa | 1 | Perm Closure | 2005-06-17 | 500 | Gasoline | COMPARTMENT A |  | Asphalt coated or Bare Steel |  |  |  | Removal | 1988-10-04
0-000701 | BLUE CIRCLE WEST INC | 4515 N EL MIRAGE RD | GLENDALE | AZ | 85308 | Maricopa | 1 | Perm Closure | 1981-01-01 | 10000 | Diesel | COMPARTMENT A |  | Asphalt coated or Bare Steel |  |  |  | Removal | 1989-12-07
0-000701 | BLUE CIRCLE WEST INC | 4515 N EL MIRAGE RD | GLENDALE | AZ | 85308 | Maricopa | 2 | Perm Closure | 2005-06-17 | 500 | Used Oil/Waste Oil | COMPARTMENT A |  | Asphalt coated or Bare Steel |  |  |  | Removal | 1990-06-06
0-002989 | USARMY COE - ALAMO DAM |  | ALAMO CROSSING |  |  | La Paz | 1 | Perm Closure | 1966-06-01 | 1000 | Gasoline | COMPARTMENT A | Unknown | Asphalt coated or Bare Steel |  |  |  | Removal | 1994-07-26
0-010586 | FRY'S FUEL FACILITY #694 | 2800 W DOVE VALLEY RD | PHOENIX | AZ | 85085 | Maricopa | 1 | Open | 2016-12-01 | 20000 | Gasoline | COMPARTMENT A | Double Walled | Fiberglass Reinforced Plastic | Pressure | Double Walled | Fiberglass Reinforced Plastic
0-007173 | FIREBIRD FUEL COMPANY #305 | 2541 E JEFFERSON ST | PHOENIX | AZ | 85034 | Maricopa | 4 | Open | 1988-03-01 | 6000 | Gasoline (UL) | COMPARTMENT A | Double Walled | Composite (Steel/Fiberglass) | Pressure | Single Walled | Fiberglass Reinforced Plastic
0-000736 | BOGLE FARMS |  | CHANDLER |  |  | Maricopa | 7 | Perm Closure | 1965-01-01 | 500 | Unidentified | COMPARTMENT A | Single Walled | Asphalt coated or Bare Steel | Suction - Check Valve at the Tank Top | Single Walled | Bare or Galvanized Steel | Removal | 1990-02-01
0-000763 | BRITAIN & SONS FARMS | 4330 W RIVERSIDE DR | YUMA | AZ | 85364 | Yuma | 2 | Perm Closure | 1976-05-01 | 500 | Gasoline | COMPARTMENT A | Single Walled | Asphalt coated or Bare Steel |  |  |  | Removal | 1987-02-01
0-009133 | SANTA CRUZ VALLEY UNIFIED SCHOOL DISTRICT #35 - BUS BARN | 1411 W FRONTAGE RD | RIO RICO | AZ | 85648 | Santa Cruz | 2 | Perm Closure | 1992-01-01 | 500 | Gasoline | COMPARTMENT A | Unknown | Asphalt coated or Bare Steel | Suction - Check Valve at the Dispenser |  | Bare or Galvanized Steel | Removal | 2001-01-16
0-009133 | SANTA CRUZ VALLEY UNIFIED SCHOOL DISTRICT #35 - BUS BARN | 1411 W FRONTAGE RD | RIO RICO | AZ | 85648 | Santa Cruz | 3 | Perm Closure | 1985-01-01 | 3000 | Gasoline | COMPARTMENT A | Unknown | Asphalt coated or Bare Steel | Suction - Check Valve at the Dispenser |  | Bare or Galvanized Steel | Closed in Place | 2001-01-16
0-008849 | TIMBER INDUSTRIES INC | 350 E FLATTOP | EAGAR | AZ | 85925 | Apache | 2 | Perm Closure | 2005-06-17 | 10000 | Diesel | COMPARTMENT A | Unknown | Asphalt coated or Bare Steel |  |  |  | Removal | 1997-04-10
0-008849 | TIMBER INDUSTRIES INC | 350 E FLATTOP | EAGAR | AZ | 85925 | Apache | 1 | Perm Closure | 1982-06-01 | 1000 | Gasoline | COMPARTMENT A | Unknown | Asphalt coated or Bare Steel | Suction - Check Valve at the Tank Top |  | Bare or Galvanized Steel | Removal | 1997-04-10
0-007114 | EARNHARDT SCOTTSDALE LEXUS | 6905 E MCDOWELL RD | SCOTTSDALE | AZ | 85257 | Maricopa | 1 | Perm Closure | 1986-12-01 | 2000 | Gasoline | COMPARTMENT A | Double Walled | Fiberglass Reinforced Plastic | Pressure |  |  | Removal | 1996-01-23
0-001993 | EXXON #7-3357 | 2205 S 24TH ST | PHOENIX | AZ | 85034 | Maricopa | 6 | Perm Closure | 1987-01-01 | 12000 | Gasoline | COMPARTMENT A | Double Walled | Fiberglass Reinforced Plastic | Pressure |  | Fiberglass Reinforced Plastic | Removal | 1995-06-01
0-001993 | EXXON #7-3357 | 2205 S 24TH ST | PHOENIX | AZ | 85034 | Maricopa | 5 | Perm Closure | 1987-01-01 | 10000 | Gasoline | COMPARTMENT A | Double Walled | Fiberglass Reinforced Plastic | Pressure |  | Fiberglass Reinforced Plastic | Removal | 1995-06-01
0-001993 | EXXON #7-3357 | 2205 S 24TH ST | PHOENIX | AZ | 85034 | Maricopa | 1 | Perm Closure | 1966-01-01 | 8000 | Gasoline | COMPARTMENT A |  | Asphalt coated or Bare Steel |  |  |  | Removal | 1988-01-01
0-005516 | VALLEY UNION HIGH SCHOOL | 4088 W JEFFERSON RD | ELFRIDA | AZ | 85610 | Cochise | 2 | Perm Closure | 1982-01-29 | 1000 | Diesel | COMPARTMENT A | Unknown | Asphalt coated or Bare Steel |  |  |  | Removal | 1991-11-15
0-010678 | CIRCLE K #2709528 |  | GOODYEAR |  |  | Maricopa | 2 | Open | 2019-11-22 | 12000 | Gasoline (PUL) | COMPARTMENT A | Double Walled | Fiberglass Reinforced Plastic | Pressure | Double Walled | Fiberglass Reinforced Plastic
0-010648 | DEARING AUTOMOTIVE | 330 E FORT LOWELL RD | TUCSON | AZ | 85705 | Pima | 1 | Perm Closure | 2018-09-28 | 500 | Used Oil/Waste Oil | COMPARTMENT A |  | Fiberglass Reinforced Plastic |  |  |  | Removal | 2018-08-30
0-003690 | USDOI NPS - PETRIFIED FOREST NATIONAL PARK UST SITE |  | PETRIFIED FOREST NATIONAL PARK |  |  | Apache | 18 | Perm Closure | 1936-01-01 | 2000 | Gasoline | COMPARTMENT A | Single Walled | Asphalt coated or Bare Steel |  |  |  | Removal | 1986-03-28
0-003690 | USDOI NPS - PETRIFIED FOREST NATIONAL PARK UST SITE |  | PETRIFIED FOREST NATIONAL PARK |  |  | Apache | 17 | Perm Closure | 1963-01-01 | 1000 | Used Oil/Waste Oil | COMPARTMENT A | Single Walled | Asphalt coated or Bare Steel |  |  |  | Removal | 1986-08-25
0-002803 | SPEEDWAY STORE #2990 | 300 E US HIGHWAY 70 | SAFFORD | AZ | 85546 | Graham | 5 | Open | 1989-01-01 | 12000 | Gasoline | COMPARTMENT A | Double Walled | Fiberglass Reinforced Plastic | Pressure |  | Fiberglass Reinforced Plastic
0-005955 | ROOSEVELT LAKE MARINA |  | ROOSEVELT |  |  | Gila | 2 | Perm Closure | 1972-12-19 | 4000 | Gasoline | COMPARTMENT A | Double Walled | Asphalt coated or Bare Steel | Suction - Check Valve at the Tank Top |  |  | Removal | 1995-06-07
0-001321 | CIRCLE K #816 | 606 N BEELINE HWY | PAYSON | AZ | 85541 | Gila | 1 | Perm Closure | 1972-01-01 | 10000 | Gasoline | COMPARTMENT A | Single Walled | Asphalt coated or Bare Steel | Pressure | Single Walled | Bare or Galvanized Steel | Removal | 1997-01-28
0-009389 | GREENLEE COUNTRY CLUB |  | YORK |  |  | Greenlee | 1 | Perm Closure | 2005-06-17 | 500 | Diesel | COMPARTMENT A | Unknown | Asphalt coated or Bare Steel | Suction - Check Valve at the Dispenser |  |  | Removal | 2001-10-02
0-009647 | TONY'S SHELL | 282 N GRAND AVE | NOGALES | AZ | 85621 | Santa Cruz | 2 | Open | 1999-01-07 | 4000 | Diesel | COMPARTMENT B | Double Walled | Composite (Steel/Fiberglass)
0-008602 | TRIPLE B | 824 N WILLIAM BROOKS AVE | SAN LUIS | AZ | 85336 | Yuma | 10 | Open | 2020-07-08 | 10000 | Gasoline (PUL) | COMPARTMENT A | Double Walled | Fiberglass Reinforced Plastic | Pressure | Double Walled | Fiberglass Reinforced Plastic
0-004948 | TEXACO #60-351-0040 | 2095 W PRINCE RD | TUCSON | AZ | 85705 | Pima | 2 | Perm Closure | 1985-05-07 | 10000 | Gasoline | COMPARTMENT A | Double Walled | Fiberglass Reinforced Plastic | Pressure |  | Fiberglass Reinforced Plastic | Removal | 1998-09-24
0-004948 | TEXACO #60-351-0040 | 2095 W PRINCE RD | TUCSON | AZ | 85705 | Pima | 4 | Perm Closure | 1985-05-07 | 8000 | Diesel | COMPARTMENT A | Double Walled | Fiberglass Reinforced Plastic | Pressure |  | Fiberglass Reinforced Plastic | Removal | 1998-09-24
0-004955 | TEXACO SERVICE | 480 W CONGRESS ST | TUCSON | AZ | 85701 | Pima | 3 | Perm Closure | 1982-01-01 | 6000 | Gasoline | COMPARTMENT A | Double Walled | Fiberglass Reinforced Plastic | Pressure |  | Fiberglass Reinforced Plastic | Removal | 1996-09-23
0-009497 | SUNSHINE GAS STATION | 418 SUNSHINE BLVD | ELOY | AZ | 85131 | Pinal | 1 | Perm Closure | 2005-06-17 | 1200 | Unidentified | COMPARTMENT A | Single Walled | Asphalt coated or Bare Steel |  |  |  | Removal | 1999-06-29
0-009497 | SUNSHINE GAS STATION | 418 SUNSHINE BLVD | ELOY | AZ | 85131 | Pinal | 2 | Perm Closure | 2005-06-17 | 1200 | Unidentified | COMPARTMENT A | Single Walled | Asphalt coated or Bare Steel |  |  |  | Removal | 1999-06-29
0-008268 | SPEEDWAY STORE #2970 | 780 N ARIZONA BLVD | COOLIDGE | AZ | 85128 | Pinal | 2 | Open | 1993-12-01 | 10000 | Gasoline (Mid-Grade UL) | COMPARTMENT A | Double Walled | Fiberglass Reinforced Plastic | Pressure | Double Walled | Fiberglass Reinforced Plastic
0-004803 | SUPERLITE-6 POINTS | 1400 N ARCO DR | PHOENIX | AZ | 85009 | Maricopa | 1 | Perm Closure | 1961-03-27 | 1000 | Gasoline | COMPARTMENT A | Double Walled | Asphalt coated or Bare Steel |  |  |  | Removal | 1988-02-15
0-007498 | MCMULLEN VALLEY SITE 7 |  | WENDEN |  |  | La Paz | 1 | Perm Closure | 2005-06-17 | 8000 | Diesel | COMPARTMENT A |  | Asphalt coated or Bare Steel | Suction - Check Valve at the Tank Top |  | Bare or Galvanized Steel | Removal | 1992-04-03
0-008548 | JENSEN PRECAST | 2410 W BROADWAY RD | PHOENIX | AZ | 85041 | Maricopa | 1 | Open | 1972-01-01 | 10000 | Diesel | COMPARTMENT A | Single Walled | Asphalt coated or Bare Steel | Suction - Check Valve at the Tank Top | Single Walled | Fiberglass Reinforced Plastic
0-005695 | WOODS CONSTRUCTION COMPANY CO | 1017 S CENTER ST | MESA | AZ | 85210 | Maricopa | 1 | Perm Closure | 1970-01-23 | 3000 | Gasoline | COMPARTMENT A | Unknown | Asphalt coated or Bare Steel |  |  |  | Removal | 1988-12-30
0-005594 | WEISS GUYS CAR WASH #6 | 4210 W GLENDALE AVE | PHOENIX | AZ | 85051 | Maricopa | 2 | Perm Closure | 1966-01-01 | 10000 | Gasoline | COMPARTMENT A |  | Asphalt coated or Bare Steel |  |  |  | Removal | 1989-01-19
0-005594 | WEISS GUYS CAR WASH #6 | 4210 W GLENDALE AVE | PHOENIX | AZ | 85051 | Maricopa | 3 | Perm Closure | 1966-01-01 | 10000 | Gasoline | COMPARTMENT A |  | Asphalt coated or Bare Steel |  |  |  | Removal | 1989-01-19
0-010221 | SAFEWAY FUEL #1849 | 32551 N SCOTTSDALE RD | SCOTTSDALE | AZ | 85266 | Maricopa | 2 | Open | 2008-02-13 | 10000 | Gasoline | COMPARTMENT A | Double Walled | Fiberglass Reinforced Plastic | Pressure | Double Walled | Flexible
0-010659 | CARIOCA SHELL | 12683 W WHITE HILLS RD | WHITE HILLS | AZ | 86445 | Mohave | 2 | Open | 2019-05-15 | 6000 | Antifreeze / Ethylene Glycol | COMPARTMENT B | Double Walled | Fiberglass Reinforced Plastic | Pressure | Double Walled | Fiberglass Reinforced Plastic
0-002584 | CHEVRON - ELOY'S CHEVRON | 600 E 10TH ST | DOUGLAS | AZ | 85607 | Cochise | 5 | Perm Closure | 1981-09-22 | 2000 | Gasoline | COMPARTMENT A |  | Asphalt coated or Bare Steel |  |  |  | Removal | 1998-01-13
0-004149 | DOLLYS RESTURANT |  | QUARTZSITE |  |  | La Paz | 2 | Perm Closure | 1986-01-30 | 5000 | Gasoline | COMPARTMENT A | Double Walled | Asphalt coated or Bare Steel | Pressure |  | Fiberglass Reinforced Plastic | Removal | 1993-10-26
0-001105 | CHEVRON #9-6856 | 1901 W BELL RD | PHOENIX | AZ | 85023 | Maricopa | 3 | Perm Closure | 1982-02-17 | 10000 | Gasoline | COMPARTMENT A | Unknown | Fiberglass Reinforced Plastic | Pressure |  | Fiberglass Reinforced Plastic | Removal | 1996-01-03
0-003390 | TEMPE MAIN CO #141270 | 33 W 5TH ST | TEMPE | AZ | 85281 | Maricopa | 3 | Open | 2004-02-05 | 3000 | Diesel | COMPARTMENT A | Double Walled | Fiberglass Reinforced Plastic | Pressure | Double Walled | Flexible
0-000404 | 2ND AVENUE MANUFACTURED GAS PLANT | 505 S 2ND ST | PHOENIX | AZ | 85004 | Maricopa | 3 | Perm Closure | 1966-01-01 | 5000 | Diesel | COMPARTMENT A |  | Asphalt coated or Bare Steel | Pressure |  |  | Removal | 1994-11-15
0-001359 | CIRCLE K #1056 | 10650 W INDIAN SCHOOL RD | PHOENIX | AZ | 85037 | Maricopa | 2 | Perm Closure | 1973-01-01 | 10000 | Gasoline | COMPARTMENT A |  | Asphalt coated or Bare Steel |  |  |  | Removal | 1995-03-16
0-001128 | CHEVRON #9-3944 | 3107 E ANDY DEVINE AVE | KINGMAN | AZ | 86401 | Mohave | 4 | Perm Closure | 1963-01-01 | 5000 | Gasoline | COMPARTMENT A |  | Asphalt coated or Bare Steel | Pressure |  | Fiberglass Reinforced Plastic | Removal | 1995-01-11
0-003139 | CITY OF MESA - FLEET SUPPORT SERVICES | 310 E 6TH ST | MESA | AZ | 85201 | Maricopa | 1 | Perm Closure | 1971-01-01 | 10000 | Diesel | COMPARTMENT A | Single Walled | Asphalt coated or Bare Steel |  |  |  | Removal | 1992-03-02
0-003139 | CITY OF MESA - FLEET SUPPORT SERVICES | 310 E 6TH ST | MESA | AZ | 85201 | Maricopa | 12 | Perm Closure | 1977-01-01 | 12000 | Gasoline | COMPARTMENT A | Single Walled | Asphalt coated or Bare Steel | Pressure |  |  | Removal | 1992-05-28
0-003139 | CITY OF MESA - FLEET SUPPORT SERVICES | 310 E 6TH ST | MESA | AZ | 85201 | Maricopa | 15 | Perm Closure | 1977-01-01 | 550 | Unidentified | COMPARTMENT A | Single Walled | Asphalt coated or Bare Steel | Suction - Check Valve at the Tank Top | Single Walled | Bare or Galvanized Steel | Removal | 1993-01-18
0-003139 | CITY OF MESA - FLEET SUPPORT SERVICES | 310 E 6TH ST | MESA | AZ | 85201 | Maricopa | 17 | Open | 1993-01-01 | 3000 | Used Oil/Waste Oil | COMPARTMENT A | Double Walled | Fiberglass Reinforced Plastic | Gravity Feed |  | Fiberglass Reinforced Plastic
0-003139 | CITY OF MESA - FLEET SUPPORT SERVICES | 310 E 6TH ST | MESA | AZ | 85201 | Maricopa | 13 | Perm Closure | 1971-01-01 | 550 | Used Oil/Waste Oil | COMPARTMENT A | Single Walled | Asphalt coated or Bare Steel | Gravity Feed | Single Walled | Bare or Galvanized Steel | Removal | 1993-01-18
0-003139 | CITY OF MESA - FLEET SUPPORT SERVICES | 310 E 6TH ST | MESA | AZ | 85201 | Maricopa | 2 | Perm Closure | 1974-01-01 | 1000 | Diesel | COMPARTMENT A | Single Walled | Asphalt coated or Bare Steel |  |  |  | Removal | 1992-04-14
0-006661 | FORT VALLEY CHEVRON | 1312 N FORT VALLEY RD | FLAGSTAFF | AZ | 86001 | Coconino | 2 | Perm Closure | 1989-11-01 | 10000 | Gasoline | COMPARTMENT A | Double Walled | Composite (Steel/Fiberglass) | Pressure |  | Fiberglass Reinforced Plastic | Removal | 2019-09-06
0-002435 | HAPPY TRAILS GENERAL STORE |  | VERNON |  |  | Apache | 2 | Perm Closure | 1953-01-01 | 500 | Gasoline | COMPARTMENT A | Single Walled | Asphalt coated or Bare Steel |  |  |  | Closed in Place | 1990-09-01
0-007199 | MEADVIEW UNIT THREE | 28605 N PIERCE FERRY RD | MEADVIEW | AZ | 86444 | Mohave | 2 | Perm Closure | 1981-01-01 | 10000 | Diesel | COMPARTMENT A | Double Walled | Asphalt coated or Bare Steel |  |  |  | Removal | 1991-02-26
0-009833 | GREEN VALLEY SHELL | 3000 S CAMINO DEL SOL | GREEN VALLEY | AZ | 85622 | Pima | 2 | Temp Closure | 2001-10-23 | 8000 | Diesel | COMPARTMENT B | Double Walled | Composite (Steel/Fiberglass) | Pressure | Double Walled | Flexible |  | 2014-11-13
0-008293 | HOLBROOK TRAVEL CENTER #246 | 3747 EXPRESS DR | HOLBROOK | AZ | 86025 | Navajo | 1 | Open | 1992-08-10 | 8000 | Gasoline | COMPARTMENT B | Double Walled | Composite (Steel/Fiberglass)
0-010249 | OLIVE CHEVRON | 9080 W OLIVE AVE | PEORIA | AZ | 85345 | Maricopa | 1 | Open | 2008-09-02 | 8000 | Other | COMPARTMENT A | Double Walled | Composite (Steel/Fiberglass) | Pressure | Double Walled | Flexible
0-010139 | RIOLOMAS III | 1945 RICHARDO AVE | BULLHEAD CITY | AZ | 86442 | Mohave | 3 | Perm Closure | 2008-10-08 | 4000 | Diesel | COMPARTMENT A | Single Walled | Asphalt coated or Bare Steel |  |  |  | Removal | 2009-04-08
0-008674 | CITY OF KINGMAN - MUNICIPAL AIRPORT | 7000 FLIGHTLINE DR | KINGMAN | AZ | 86401 | Mohave | 8 | Perm Closure | 1942-01-01 | 17000 | Diesel | COMPARTMENT A | Single Walled | Concrete |  |  |  | Removal | 1995-09-01
0-006692 | ADOT - EQUIPMENT SERVICES | 2225 S 22ND AVE | PHOENIX | AZ | 85009 | Maricopa | 6 | Perm Closure | 1977-01-01 | 500 | Gasoline | COMPARTMENT A | Double Walled | Asphalt coated or Bare Steel |  |  |  | Removal | 1986-03-01
0-003894 | PHOENIX-GOODYEAR AIRPORT - FUEL STORAGE | 1658 S LITCHFIELD RD | GOODYEAR | AZ | 85338 | Maricopa | 4 | Perm Closure | 1980-01-01 | 20000 | Jet Fuel | COMPARTMENT A |  | Asphalt coated or Bare Steel |  |  |  | Removal | 1996-07-11
0-000401 | APS DEER VALLEY SERVICE COMPANY | 2121 W CHERYL DR | PHOENIX | AZ | 85021 | Maricopa | 25 | Perm Closure | 1966-01-01 | 500 | Solvent | COMPARTMENT A | Single Walled | Asphalt coated or Bare Steel | Pressure | Single Walled | Bare or Galvanized Steel | Removal | 1990-09-25
0-000401 | APS DEER VALLEY SERVICE COMPANY | 2121 W CHERYL DR | PHOENIX | AZ | 85021 | Maricopa | 22 | Perm Closure | 1966-01-01 | 1000 | Other | COMPARTMENT A | Single Walled | Asphalt coated or Bare Steel |  |  |  | Removal | 1990-09-25
0-000401 | APS DEER VALLEY SERVICE COMPANY | 2121 W CHERYL DR | PHOENIX | AZ | 85021 | Maricopa | 14 | Perm Closure | 1974-01-01 | 12000 | Gasoline | COMPARTMENT A | Single Walled | Asphalt coated or Bare Steel | Pressure | Single Walled | Bare or Galvanized Steel | Removal | 1994-01-13
0-000401 | APS DEER VALLEY SERVICE COMPANY | 2121 W CHERYL DR | PHOENIX | AZ | 85021 | Maricopa | 1 | Perm Closure | 1984-01-01 | 1000 | Other | COMPARTMENT B | Single Walled | Asphalt coated or Bare Steel |  |  |  | Removal | 1991-12-05
0-000401 | APS DEER VALLEY SERVICE COMPANY | 2121 W CHERYL DR | PHOENIX | AZ | 85021 | Maricopa | 2 | Perm Closure | 1984-01-01 | 500 | Solvent | COMPARTMENT B | Single Walled | Asphalt coated or Bare Steel |  |  |  | Removal | 1991-12-05
0-005408 | MARICOPA AGRICULTURAL CENTER | 37860 W SMITH ENKE RD | MARICOPA | AZ | 85138 | Pinal | 3 | Open | 1985-05-05 | 10000 | Gasoline | COMPARTMENT A | Double Walled | Fiberglass Reinforced Plastic | Pressure | Double Walled | Fiberglass Reinforced Plastic
0-005408 | MARICOPA AGRICULTURAL CENTER | 37860 W SMITH ENKE RD | MARICOPA | AZ | 85138 | Pinal | 1 | Open | 1985-05-05 | 10000 | Diesel | COMPARTMENT A | Double Walled | Fiberglass Reinforced Plastic | Pressure | Double Walled | Fiberglass Reinforced Plastic
0-002757 | USDOJ INS - BORDER PATROL - YUMA | 350 W 1ST ST | YUMA | AZ | 85364 | Yuma | 3 | Perm Closure | 1974-02-11 | 500 | Used Oil/Waste Oil | COMPARTMENT A | Double Walled | Asphalt coated or Bare Steel |  |  |  | Removal | 1993-07-23
0-006315 | DATELAND PALMS VILLAGE EXXON | 1720 S AVENUE 64 E | DATELAND | AZ | 85333 | Yuma | 5 | Perm Closure | 1966-01-01 | 3000 | Gasoline | COMPARTMENT A |  | Asphalt coated or Bare Steel | Pressure | Double Walled | Fiberglass Reinforced Plastic | Removal | 2012-11-07
0-000610 | EXXON - MILLER VALLEY | 847 MILLER VALLEY RD | PRESCOTT | AZ | 86301 | Yavapai | 1 | Perm Closure | 1979-01-01 | 10000 | Gasoline | COMPARTMENT A |  | Asphalt coated or Bare Steel | Pressure |  |  | Removal | 1991-11-06
0-004368 | TONY'S SELF SERVE #2 | 2284 TUCSON HWY | NOGALES | AZ | 85621 | Santa Cruz | 1 | Perm Closure | 1973-02-26 | 10000 | Gasoline | COMPARTMENT A | Double Walled | Asphalt coated or Bare Steel | Pressure |  | Bare or Galvanized Steel | Removal | 1993-01-12
0-002210 | GAINEY RANCH | 8500 N SCOTTSDALE RD | PARADISE VALLEY | AZ | 85253 | Maricopa | 2 | Perm Closure | 1961-03-17 | 1000 | Gasoline | COMPARTMENT A | Single Walled | Asphalt coated or Bare Steel |  |  |  | Removal | 1989-12-01
0-009106 | GARDEN STONE SUPPLY | 2830 GRAND AVE | PHOENIX | AZ | 85017 | Maricopa | 3 | Perm Closure | 2005-06-17 | 1000 | Unidentified | COMPARTMENT A | Single Walled | Asphalt coated or Bare Steel |  |  |  | Removal | 1997-06-18
0-005005 | GAS & ENERGY | 8722 N 7TH ST | PHOENIX | AZ | 85020 | Maricopa | 4 | Perm Closure | 1977-01-01 | 6000 | Gasoline | COMPARTMENT A |  | Asphalt coated or Bare Steel |  |  |  | Removal | 1991-01-28
0-008890 | LAKE POWELL CONVENIENCE CENTER | 901 US HIGHWAY 89 | PAGE | AZ | 86040 | Coconino | 4 | Open | 2019-03-01 | 10000 | Gasoline (PUL) | COMPARTMENT B | Double Walled | Fiberglass Reinforced Plastic | Pressure | Double Walled | Fiberglass Reinforced Plastic
0-008455 | JAY'S SUPER SERVICE | 1051 NAVAJO BLVD | HOLBROOK | AZ | 86025 | Navajo | 3 | Open | 1988-01-01 | 10000 | Gasoline | COMPARTMENT A | Double Walled | Composite (Steel/Fiberglass) | Pressure |  | Fiberglass Reinforced Plastic
0-009505 | JIM BEAN | 80 N MAIN ST | FREDONIA | AZ | 86022 | Coconino | 1 | Perm Closure | 2005-06-17 | 5000 | Gasoline | COMPARTMENT A | Single Walled | Asphalt coated or Bare Steel |  |  |  | Removal | 2004-02-02
0-006294 | JIM CLICK FORD INC | 6222 E 22ND ST | TUCSON | AZ | 85711 | Pima | 2 | Perm Closure | 1978-08-11 | 1000 | Unidentified | COMPARTMENT A | Unknown | Unknown |  |  |  | Removal | 1989-04-01
0-005584 | CAMELBACK AUTOMOTIVE REPAIR | 5009 N 22ND AVE | PHOENIX | AZ | 85015 | Maricopa | 1 | Perm Closure | 1985-05-05 | 500 | Used Oil/Waste Oil | COMPARTMENT A | Double Walled | Asphalt coated or Bare Steel |  |  |  | Removal | 1994-02-08
0-002478 | HERTZ RENT-A-CAR | 6951 S PLUMER AVE | TUCSON | AZ | 85756 | Pima | 1 | Perm Closure | 1974-01-01 | 500 | New Oil | COMPARTMENT A |  | Asphalt coated or Bare Steel |  |  |  | Removal | 1988-08-01
0-007666 | JOHNNY'S AUTO REPAIR | 304 E FRONTIER ST | ELOY | AZ | 85131 | Pinal | 2 | Perm Closure | 2008-12-01 | 1000 | Gasoline | COMPARTMENT A |  | Asphalt coated or Bare Steel |  |  |  | Removal | 2008-10-08
0-001862 | CIRCLE K STORE #2705407 | 4259 W MCDOWELL RD | PHOENIX | AZ | 85009 | Maricopa | 6 | Open | 1988-01-01 | 10000 | Gasoline | COMPARTMENT A | Single Walled | Fiberglass Reinforced Plastic | Pressure | Single Walled | Fiberglass Reinforced Plastic
0-010281 | FRYS FUEL CENTER #62 | 550 W BASELINE RD | MESA | AZ | 85210 | Maricopa | 1 | Open | 2008-12-01 | 20000 | Gasoline | COMPARTMENT A | Double Walled | Fiberglass Reinforced Plastic | Pressure | Double Walled | Flexible
0-007383 | NORTHERN PIPELINE CONSTRUCTION | 4415 S CONTRACTORS WAY | TUCSON | AZ | 85714 | Pima | 3 | Perm Closure | 1972-01-01 | 10000 | Diesel | COMPARTMENT A | Double Walled | Asphalt coated or Bare Steel | Pressure |  |  | Removal | 1994-01-18
0-002160 | FLOWING WELLS HIGH SCHOOL | 3725 N FLOWING WELLS RD | TUCSON | AZ | 85705 | Pima | 3 | Perm Closure | 1976-01-01 | 5000 | Diesel | COMPARTMENT A | Single Walled | Asphalt coated or Bare Steel | Suction - Check Valve at the Tank Top |  |  | Removal | 1996-01-31
0-002160 | FLOWING WELLS HIGH SCHOOL | 3725 N FLOWING WELLS RD | TUCSON | AZ | 85705 | Pima | 2 | Perm Closure | 1976-01-01 | 3000 | Gasoline | COMPARTMENT A | Single Walled | Asphalt coated or Bare Steel | Suction - Check Valve at the Tank Top |  |  | Removal | 1996-01-31
0-004282 | CITY OF LAKE HAVASU CITY - FIRE STATION #2 | 1980 KIOWA BLVD N | LAKE HAVASU CITY | AZ | 86403 | Mohave | 2 | Perm Closure | 1974-01-01 | 4000 | Diesel | COMPARTMENT A | Single Walled | Asphalt coated or Bare Steel | Suction - Check Valve at the Tank Top |  | Bare or Galvanized Steel | Removal | 1993-06-11
0-003919 | PINAL COUNTY - HIGHWAY DEPARTMENT GARAGE | 860 E LOGAN ST | ORACLE | AZ | 85623 | Pinal | 2 | Perm Closure | 1977-01-01 | 10000 | Diesel | COMPARTMENT A | Single Walled | Asphalt coated or Bare Steel |  |  |  | Removal | 1997-04-24
0-002312 | TOPOCK MARINA | 14999 HISTORIC ROUTE 66 | TOPOCK | AZ | 86436 | Mohave | 2 | Perm Closure | 1971-01-01 | 2000 | Gasoline | COMPARTMENT A |  | Asphalt coated or Bare Steel |  |  |  | Removal | 1990-10-15
0-000917 | TEXACO #60-349-0332 | 6701 W INDIAN SCHOOL RD | PHOENIX | AZ | 85033 | Maricopa | 2 | Perm Closure | 1985-01-01 | 20000 | Gasoline | COMPARTMENT A |  | Fiberglass Reinforced Plastic | Pressure | Double Walled | Fiberglass Reinforced Plastic | Removal | 2020-02-27
0-005771 | GOETTL BROTHERS METAL PRODUCTS | 5401 E WASHINGTON ST | PHOENIX | AZ | 85034 | Maricopa | 3 | Perm Closure | 1970-01-01 | 2000 | Diesel | COMPARTMENT A | Double Walled | Asphalt coated or Bare Steel |  |  |  | Removal | 1990-07-26
0-000951 | UNOCAL #7455 | 16101 W GRAND AVE | SURPRISE | AZ | 85387 | Maricopa | 4 | Perm Closure | 1986-04-18 | 12000 | Diesel | COMPARTMENT A | Single Walled | Asphalt coated or Bare Steel | Pressure |  | Fiberglass Reinforced Plastic | Removal | 1994-08-30
0-007914 | FARMERS UNION CENTRAL EXCHANGE | 501 S LITCHFIELD RD | GOODYEAR | AZ | 85338 | Maricopa | 1 | Perm Closure | 2005-06-17 | 500 | Gasoline | COMPARTMENT A | Unknown | Asphalt coated or Bare Steel | Suction - Check Valve at the Tank Top |  | Bare or Galvanized Steel | Removal | 1992-06-17
0-007061 | SMART BUY LIQUIDATORS | 2830 W OSBORN RD | PHOENIX | AZ | 85017 | Maricopa | 1 | Perm Closure | 2005-06-17 | 550 | Diesel | COMPARTMENT A | Unknown | Unknown |  |  |  | Removal | 1989-11-30
0-003314 | MOSELEY AVIATION INC | 4545 N JACKRABBIT TRL | BUCKEYE | AZ | 85340 | Maricopa | 2 | Perm Closure | 1971-05-02 | 10000 | Gasoline | COMPARTMENT A | Double Walled | Asphalt coated or Bare Steel | Suction - Check Valve at the Tank Top |  |  | Removal | 1987-01-01
0-010282 | 4 SONS FOOD STORES #201 | 2905 S 99TH AVE | PHOENIX | AZ | 85353 | Maricopa | 3 | Open | 2008-11-01 | 8000 | Diesel | COMPARTMENT A | Double Walled | Fiberglass Reinforced Plastic | Pressure | Double Walled | Fiberglass Reinforced Plastic
0-010287 | QUIKTRIP #418 | 2009 W GLENDALE AVE | PHOENIX | AZ | 85021 | Maricopa | 1 | Open | 2008-12-10 | 20000 | Gasoline | COMPARTMENT A | Double Walled | Fiberglass Reinforced Plastic | Pressure | Double Walled | Fiberglass Reinforced Plastic
0-010287 | QUIKTRIP #418 | 2009 W GLENDALE AVE | PHOENIX | AZ | 85021 | Maricopa | 3 | Open | 2008-12-10 | 12000 | Gasoline | COMPARTMENT A | Double Walled | Fiberglass Reinforced Plastic | Pressure | Double Walled | Fiberglass Reinforced Plastic
0-010288 | QUIKTRIP #481 | 3855 N 75TH AVE | PHOENIX | AZ | 85033 | Maricopa | 2 | Open | 2008-12-04 | 20000 | Gasoline | COMPARTMENT A | Double Walled | Fiberglass Reinforced Plastic
0-010301 | CIRCLE K STORE #2703379 | 507 W BROADWAY RD | TEMPE | AZ | 85282 | Maricopa | 1 | Open | 2009-02-02 | 20000 | Gasoline | COMPARTMENT A | Double Walled | Fiberglass Reinforced Plastic | Pressure | Double Walled | Fiberglass Reinforced Plastic
0-003278 | CIRCLE K STORE #9175 | 1961 S VAL VISTA DR | MESA | AZ | 85204 | Maricopa | 3 | Perm Closure | 1988-06-05 | 10000 | Gasoline | COMPARTMENT A |  | Fiberglass Reinforced Plastic | Pressure |  | Fiberglass Reinforced Plastic | Removal | 2020-01-08
0-006956 | PRODUCE HAULING - FORMER |  | PHOENIX |  |  | Maricopa | 1 | Perm Closure | 2005-06-17 | 1000 | Gasoline | COMPARTMENT A | Double Walled | Asphalt coated or Bare Steel | Suction - Check Valve at the Tank Top |  | Bare or Galvanized Steel | Removal | 1993-10-13
0-001974 | EXXON #7-0808 | 4265 W DUNLAP AVE | PHOENIX | AZ | 85051 | Maricopa | 2 | Perm Closure | 1967-01-01 | 8000 | Gasoline | COMPARTMENT A |  | Asphalt coated or Bare Steel |  |  |  | Removal | 1989-04-01
0-001974 | EXXON #7-0808 | 4265 W DUNLAP AVE | PHOENIX | AZ | 85051 | Maricopa | 7 | Perm Closure | 1989-05-01 | 12000 | Gasoline | COMPARTMENT A | Double Walled | Fiberglass Reinforced Plastic | Pressure |  | Fiberglass Reinforced Plastic | Removal | 2002-09-18
0-007156 | CROCKETTS UST FACILITY | 1007 E MARICOPA FWY | PHOENIX | AZ | 85034 | Maricopa | 1 | Perm Closure | 2005-06-17 | 1000 | Gasoline | COMPARTMENT A | Double Walled | Asphalt coated or Bare Steel | Suction - Check Valve at the Tank Top |  | Bare or Galvanized Steel | Removal | 1990-11-28
0-005595 | WEISS GUYS CAR WASH #7 | 3240 E SHEA BLVD | PHOENIX | AZ | 85028 | Maricopa | 2 | Perm Closure | 1986-01-02 | 10000 | Gasoline | COMPARTMENT A | Unknown | Asphalt coated or Bare Steel | Suction - Check Valve at the Tank Top |  |  | Removal | 1995-10-24
0-005595 | WEISS GUYS CAR WASH #7 | 3240 E SHEA BLVD | PHOENIX | AZ | 85028 | Maricopa | 3 | Perm Closure | 1995-11-17 | 10000 | Gasoline | COMPARTMENT A | Single Walled | Fiberglass Reinforced Plastic | Pressure |  | Fiberglass Reinforced Plastic | Removal | 2014-09-05
0-003876 | CITY OF PHOENIX - NORTH TRANSIT FACILITY | 2010 W DESERT COVE AVE | PHOENIX | AZ | 85029 | Maricopa | 12 | Perm Closure | 1979-01-01 | 550 | New Oil | COMPARTMENT A | Double Walled | Fiberglass Reinforced Plastic |  |  |  | Removal | 1993-10-21
0-003876 | CITY OF PHOENIX - NORTH TRANSIT FACILITY | 2010 W DESERT COVE AVE | PHOENIX | AZ | 85029 | Maricopa | 14 | Perm Closure | 1979-01-01 | 6000 | New Oil | COMPARTMENT A | Double Walled | Fiberglass Reinforced Plastic |  |  |  | Removal | 2013-09-05
0-004837 | CEMEX GLENDALE PLANT | 11920 W GLENDALE AVE | GLENDALE | AZ | 85307 | Maricopa | 7 | Perm Closure | 1969-01-01 | 6000 | Gasoline (UL) | COMPARTMENT B | Single Walled | Asphalt coated or Bare Steel | Pressure | Single Walled | Bare or Galvanized Steel | Removal | 1994-12-14
0-004837 | CEMEX GLENDALE PLANT | 11920 W GLENDALE AVE | GLENDALE | AZ | 85307 | Maricopa | 2 | Perm Closure | 1969-01-01 | 10000 | Diesel | COMPARTMENT A | Single Walled | Asphalt coated or Bare Steel |  |  |  | Removal | 1991-08-01
0-006455 | MOTOROLA 52ND ST - PARKING LOT | 5149 E MCDOWELL RD | PHOENIX | AZ | 85008 | Maricopa | 1 | Perm Closure | 1960-09-16 | 4000 | Gasoline | COMPARTMENT A | Unknown | Unknown |  |  |  | Removal | 1990-03-23
0-010319 | SUPERSTAR CARWASH | 21695 N LAKE PLEASANT PKWY | PEORIA | AZ | 85382 | Maricopa | 2 | Open | 2009-08-03 | 5000 | E-85 | COMPARTMENT B | Double Walled | Composite (Steel/Fiberglass) | Pressure | Double Walled | Fiberglass Reinforced Plastic
0-005176 | CITY OF TUCSON - POLICE/FIRE FUEL ISLAND | 270 S STONE AVE | TUCSON | AZ | 85701 | Pima | 3 | Perm Closure | 1972-04-10 | 10000 | Gasoline | COMPARTMENT A | Double Walled | Asphalt coated or Bare Steel | Pressure |  |  | Removal | 1993-12-08
0-008710 | PAPPAS GAS STATION | 1944 E OSBORN RD | PHOENIX | AZ | 85016 | Maricopa | 2 | Perm Closure | 2005-06-17 |  | Gasoline | COMPARTMENT A | Unknown | Unknown |  |  |  | Removal | 1995-09-01
0-005905 | FLYING J TRAVEL PLAZA |  | EHRENBERG |  |  | La Paz | 1 | Perm Closure | 1992-03-19 | 12000 | Used Oil/Waste Oil | COMPARTMENT A | Double Walled | Fiberglass Reinforced Plastic | Suction - Check Valve at the Tank Top | Double Walled | Fiberglass Reinforced Plastic | Removal | 2010-04-08
0-001338 | CIRCLE K #2700865 | 4605 W VALENCIA RD | TUCSON | AZ | 85757 | Pima | 2 | Perm Closure | 1977-01-01 | 10000 | Gasoline | COMPARTMENT A |  | Asphalt coated or Bare Steel | Pressure |  |  | Removal | 1998-10-13
0-003250 | EXXONMOBIL OIL CORP #10261 | 3501 W THUNDERBIRD RD | PHOENIX | AZ | 85053 | Maricopa | 1 | Perm Closure | 1972-01-01 | 8000 | Gasoline | COMPARTMENT A |  | Asphalt coated or Bare Steel | Pressure |  |  | Removal | 1987-06-02
0-004402 | SCOTTSDALE UNIFIED SCHOOL DISTRICT #49 - TRANSPORTATION | 4160 N 75TH ST | SCOTTSDALE | AZ | 85251 | Maricopa | 1 | Perm Closure | 1976-01-01 | 10000 | Diesel | COMPARTMENT A | Single Walled | Asphalt coated or Bare Steel |  |  |  | Removal | 1991-07-02
0-004402 | SCOTTSDALE UNIFIED SCHOOL DISTRICT #49 - TRANSPORTATION | 4160 N 75TH ST | SCOTTSDALE | AZ | 85251 | Maricopa | 2 | Perm Closure | 1976-01-01 | 10000 | Diesel | COMPARTMENT A | Single Walled | Asphalt coated or Bare Steel |  |  |  | Removal | 1991-07-02
0-000086 | SPEEDY PIT STOP | 2817 N 7TH ST | PHOENIX | AZ | 85006 | Maricopa | 3 | Perm Closure | 1969-01-01 | 5000 | Gasoline | COMPARTMENT A | Single Walled | Asphalt coated or Bare Steel | Pressure |  |  | Removal | 1996-02-13
0-001258 | CIRCLE K #2700580 | 5818 S PALO VERDE RD | TUCSON | AZ | 85706 | Pima | 4 | Open | 1998-06-26 | 12000 | Gasoline | COMPARTMENT A | Double Walled | Fiberglass Reinforced Plastic | Pressure | Double Walled | Fiberglass Reinforced Plastic
0-002981 | JOHN F LONG PROPERTIES | 4857 W CAMELBACK RD | PHOENIX | AZ | 85031 | Maricopa | 5 | Perm Closure | 1986-07-01 | 4000 | Gasoline | COMPARTMENT A | Double Walled | Fiberglass Reinforced Plastic | Pressure |  |  | Removal | 1997-12-23
0-008217 | CATELLUS DEVELOPMENT CORP | NE CORNER OF ARCO DR AND 21ST AVE | PHOENIX | AZ | 85009 | Maricopa | 2 | Perm Closure | 2005-06-17 | 1000 | Gasoline | COMPARTMENT A | Double Walled | Asphalt coated or Bare Steel | Suction - Check Valve at the Tank Top |  |  | Removal | 1993-11-04
0-008217 | CATELLUS DEVELOPMENT CORP | NE CORNER OF ARCO DR AND 21ST AVE | PHOENIX | AZ | 85009 | Maricopa | 1 | Perm Closure | 2005-06-17 | 10000 | Diesel | COMPARTMENT A | Double Walled | Asphalt coated or Bare Steel | Suction - Check Valve at the Tank Top |  |  | Removal | 1993-11-04
0-005080 | ALVERNON SELF SERVE | 1550 S ALVERNON WAY | TUCSON | AZ | 85711 | Pima | 7 | Perm Closure | 1986-04-01 | 12000 | Gasoline | COMPARTMENT A | Double Walled | Composite (Steel/Fiberglass) | Pressure | Double Walled | Fiberglass Reinforced Plastic | Removal | 2014-08-05
0-000249 | ADOT - SUPERIOR MAINTENANCE FACILITY | 915 W MAIN ST | SUPERIOR | AZ | 85173 | Pinal | 2 | Perm Closure | 1955-01-01 | 1000 | Diesel | COMPARTMENT A |  | Asphalt coated or Bare Steel | Suction - Check Valve at the Tank Top | Single Walled | Bare or Galvanized Steel | Removal | 1994-04-11
0-000571 | AT&T - APACHE JUNCTION AZ1750 | 3950 N USERY PASS RD | MESA | AZ | 85207 | Maricopa | 3 | Perm Closure | 1960-01-01 | 10000 | Diesel | COMPARTMENT A |  | Asphalt coated or Bare Steel | Suction - Check Valve at the Tank Top | Single Walled | Bare or Galvanized Steel | Closed in Place | 1981-06-01
0-003914 | PINAL COUNTY - HIGHWAY DEPARTMENT | 32 N BROWN AVE | CASA GRANDE | AZ | 85122 | Pinal | 3 | Perm Closure | 1953-01-01 | 500 | Used Oil/Waste Oil | COMPARTMENT A | Single Walled | Asphalt coated or Bare Steel | Gravity Feed | Single Walled | Bare or Galvanized Steel | Removal | 1997-04-18
0-000668 | SPEEDWAY STORE #2954 | 895 S 4TH AVE | YUMA | AZ | 85364 | Yuma | 6 | Perm Closure | 1990-01-25 | 12000 | Gasoline | COMPARTMENT A | Single Walled | Composite (Steel/Fiberglass) |  |  |  | Removal | 2020-08-24
0-000668 | SPEEDWAY STORE #2954 | 895 S 4TH AVE | YUMA | AZ | 85364 | Yuma | 2 | Perm Closure | 1975-01-01 | 12000 | Gasoline | COMPARTMENT A |  | Fiberglass Reinforced Plastic |  |  |  | Removal | 1989-10-01
0-000668 | SPEEDWAY STORE #2954 | 895 S 4TH AVE | YUMA | AZ | 85364 | Yuma | 4 | Perm Closure | 1990-01-25 | 6000 | Gasoline | COMPARTMENT A | Single Walled | Composite (Steel/Fiberglass) |  |  |  | Removal | 2020-08-25
0-000882 | CIRCLE K STORE #2706660 | 2005 W BROADWAY RD | MESA | AZ | 85202 | Maricopa | 6 | Open | 1997-08-14 | 10000 | Diesel | COMPARTMENT A | Double Walled | Fiberglass Reinforced Plastic | Pressure | Double Walled | Fiberglass Reinforced Plastic
0-000882 | CIRCLE K STORE #2706660 | 2005 W BROADWAY RD | MESA | AZ | 85202 | Maricopa | 2 | Perm Closure | 1965-01-01 | 10000 | Gasoline | COMPARTMENT A |  | Asphalt coated or Bare Steel | Pressure |  | Fiberglass Reinforced Plastic | Removal | 1995-07-01
0-001388 | CIRCLE K #1249 | 4901 N 1ST AVE | TUCSON | AZ | 85718 | Pima | 3 | Perm Closure | 1977-01-01 | 6000 | Gasoline | COMPARTMENT A |  | Asphalt coated or Bare Steel | Pressure |  |  | Removal | 1997-12-16
0-005557 | SCOTTSDALE JET BUSINESS CENTER | 14501 N 73RD ST | SCOTTSDALE | AZ | 85260 | Maricopa | 2 | Perm Closure | 1977-12-15 | 12000 | Jet Fuel | COMPARTMENT A | Unknown | Fiberglass Reinforced Plastic | Pressure |  | Fiberglass Reinforced Plastic | Removal | 1998-12-28
0-008889 | JACK WEIDER GAS - FORMER | 401 W PIMA ST | GILA BEND | AZ | 85337 | Maricopa | 2 | Perm Closure | 1960-01-01 | 8000 | Gasoline | COMPARTMENT A | Double Walled | Asphalt coated or Bare Steel | Pressure |  | Bare or Galvanized Steel | Removal | 1998-02-13
0-008889 | JACK WEIDER GAS - FORMER | 401 W PIMA ST | GILA BEND | AZ | 85337 | Maricopa | 1 | Perm Closure | 1960-01-01 | 10000 | Gasoline | COMPARTMENT A | Double Walled | Asphalt coated or Bare Steel | Pressure |  | Bare or Galvanized Steel | Removal | 1998-02-13
0-000888 | TEXACO #60-349-0312 | 1152 E BROADWAY RD | MESA | AZ | 85204 | Maricopa | 1 | Perm Closure | 1975-01-01 | 12000 | Gasoline | COMPARTMENT A |  | Asphalt coated or Bare Steel | Pressure |  |  | Removal | 1987-01-01
0-000613 | CRAZY FRED'S TRUCK STOP | 3320 N CASA GRANDE HWY | TUCSON | AZ | 85705 | Pima | 3 | Perm Closure | 1973-01-01 | 8500 | Gasoline | COMPARTMENT A | Single Walled | Asphalt coated or Bare Steel | Suction - Check Valve at the Tank Top | Single Walled | Bare or Galvanized Steel | Removal | 1993-08-04
0-000613 | CRAZY FRED'S TRUCK STOP | 3320 N CASA GRANDE HWY | TUCSON | AZ | 85705 | Pima | 4 | Perm Closure | 1973-01-01 | 8500 | Diesel | COMPARTMENT A | Single Walled | Asphalt coated or Bare Steel | Suction - Check Valve at the Tank Top | Single Walled | Bare or Galvanized Steel | Removal | 1993-08-04
0-000613 | CRAZY FRED'S TRUCK STOP | 3320 N CASA GRANDE HWY | TUCSON | AZ | 85705 | Pima | 1 | Perm Closure | 1973-01-01 | 10000 | Diesel | COMPARTMENT A | Single Walled | Asphalt coated or Bare Steel | Suction - Check Valve at the Tank Top | Single Walled | Bare or Galvanized Steel | Removal | 1993-08-04
0-009274 | CASTLE ROCK SHORES TRAILER PARK | 5220 N HIGHWAY 95 | PARKER | AZ | 85344 | La Paz | 3 | Perm Closure | 1981-01-01 | 10000 | Gasoline | COMPARTMENT A | Double Walled | Fiberglass Reinforced Plastic | Pressure |  |  | Removal | 1999-04-08
0-009595 | CHEVRON #208047 | 14445 W GRAND AVE | SURPRISE | AZ | 85374 | Maricopa | 2 | Open | 1999-08-01 | 20000 | Gasoline | COMPARTMENT A | Double Walled | Fiberglass Reinforced Plastic | Pressure | Double Walled | Fiberglass Reinforced Plastic
0-004442 | MARYVALE CAR WASH | 5025 W INDIAN SCHOOL RD | PHOENIX | AZ | 85031 | Maricopa | 2 | Perm Closure | 1966-02-28 | 7500 | Gasoline | COMPARTMENT A | Double Walled | Asphalt coated or Bare Steel |  |  |  | Removal | 1988-11-21
0-004075 | BELL GAS #450 | 49998 EHRENBERG POSTON HWY | EHRENBERG | AZ | 85334 | La Paz | 1 | Perm Closure | 1979-04-23 | 10000 | Gasoline | COMPARTMENT A | Double Walled | Asphalt coated or Bare Steel |  |  |  | Removal | 1997-10-21
0-004075 | BELL GAS #450 | 49998 EHRENBERG POSTON HWY | EHRENBERG | AZ | 85334 | La Paz | 3 | Perm Closure | 1979-04-23 | 6000 | Gasoline | COMPARTMENT A | Double Walled | Asphalt coated or Bare Steel |  |  |  | Removal | 1997-10-21
0-000313 | CIRCLE K STORE #2705194 | 12042 N 32ND ST | PHOENIX | AZ | 85028 | Maricopa | 4 | Open | 1986-01-01 | 8000 | Gasoline | COMPARTMENT A |  | Fiberglass Reinforced Plastic | Pressure |  | Fiberglass Reinforced Plastic
0-005260 | UNOCAL #0216 | 1322 E ROUTE 66 | FLAGSTAFF | AZ | 86001 | Coconino | 6 | Perm Closure | 1985-01-01 | 10000 | Gasoline | COMPARTMENT A | Single Walled | Asphalt coated or Bare Steel |  |  |  | Removal | 2018-10-18
0-005260 | UNOCAL #0216 | 1322 E ROUTE 66 | FLAGSTAFF | AZ | 86001 | Coconino | 7 | Perm Closure | 1985-01-01 | 10000 | Gasoline | COMPARTMENT A | Single Walled | Asphalt coated or Bare Steel |  |  |  | Removal | 2018-10-18
0-002534 | WAHWEAP SINCLAIR STATION | 100 LAKESHORE DR | PAGE | AZ | 86040 | Coconino | 12 | Perm Closure | 1965-01-01 | 10000 | Gasoline | COMPARTMENT A |  | Asphalt coated or Bare Steel |  |  |  | Removal | 1986-10-02
0-002534 | WAHWEAP SINCLAIR STATION | 100 LAKESHORE DR | PAGE | AZ | 86040 | Coconino | 5 | Open | 1987-04-01 | 10000 | Gasoline (PUL) | COMPARTMENT A | Double Walled | Fiberglass Reinforced Plastic | Pressure | Single Walled | Fiberglass Reinforced Plastic
0-000982 | HILLSIDE RV PARK | 925 W INTERSTATE 40 | ASH FORK | AZ | 86320 | Yavapai | 1 | Open | 1984-01-01 | 10000 | Gasoline | COMPARTMENT A | Single Walled | Asphalt coated or Bare Steel | Pressure |  | Fiberglass Reinforced Plastic
0-000982 | HILLSIDE RV PARK | 925 W INTERSTATE 40 | ASH FORK | AZ | 86320 | Yavapai | 3 | Open | 1984-01-01 | 10000 | Diesel | COMPARTMENT A | Single Walled | Asphalt coated or Bare Steel | Pressure |  | Fiberglass Reinforced Plastic
0-002129 | MOHAVE COMMUNITY COLLEGE | 1971 E JAGERSON AVE | KINGMAN | AZ | 86409 | Mohave | 1 | Perm Closure | 2005-06-17 | 3000 | Gasoline | COMPARTMENT A | Single Walled | Asphalt coated or Bare Steel | Suction - Check Valve at the Tank Top | Single Walled | Bare or Galvanized Steel | Removal | 1991-10-31
0-002129 | MOHAVE COMMUNITY COLLEGE | 1971 E JAGERSON AVE | KINGMAN | AZ | 86409 | Mohave | 2 | Perm Closure | 2005-06-17 | 3000 | Gasoline | COMPARTMENT A | Single Walled | Asphalt coated or Bare Steel | Suction - Check Valve at the Tank Top | Single Walled | Bare or Galvanized Steel | Removal | 1991-10-31
0-004848 | PARADISE MEMORIAL GARDENS | 9300 E SHEA BLVD | SCOTTSDALE | AZ | 85260 | Maricopa | 1 | Perm Closure | 2005-06-17 | 500 | Gasoline | COMPARTMENT A | Unknown | Unknown | Suction - Check Valve at the Tank Top |  |  | Removal | 1991-05-06
0-002628 | COTTMAN TRANSMISSION | 15812 N 32ND ST | PHOENIX | AZ | 85032 | Maricopa | 5 | Perm Closure | 1986-05-01 | 500 | New Oil | COMPARTMENT A |  | Asphalt coated or Bare Steel | Pressure |  | Bare or Galvanized Steel | Removal | 1997-12-16
0-000945 | CARIOCA #35 | 2623 W DUNLAP AVE | PHOENIX | AZ | 85021 | Maricopa | 5 | Perm Closure | 1989-01-01 | 10000 | Gasoline | COMPARTMENT A | Double Walled | Composite (Steel/Fiberglass) | Pressure | Double Walled | Fiberglass Reinforced Plastic | Removal | 2020-10-06
0-001079 | CHEVRON #9-0597 | 7602 E INDIAN SCHOOL RD | SCOTTSDALE | AZ | 85251 | Maricopa | 2 | Perm Closure | 1969-01-01 | 10000 | Gasoline | COMPARTMENT A | Single Walled | Asphalt coated or Bare Steel | Pressure | Single Walled | Bare or Galvanized Steel | Removal | 1992-10-27
0-001079 | CHEVRON #9-0597 | 7602 E INDIAN SCHOOL RD | SCOTTSDALE | AZ | 85251 | Maricopa | 5 | Perm Closure | 1992-10-01 | 12000 | Gasoline | COMPARTMENT A | Double Walled | Fiberglass Reinforced Plastic | Pressure | Double Walled | Fiberglass Reinforced Plastic | Removal | 2004-10-26
0-006465 | ARCO #5502 | 702 W BROADWAY RD | PHOENIX | AZ | 85041 | Maricopa | 3 | Perm Closure | 1988-09-27 | 12000 | Gasoline | COMPARTMENT A | Double Walled | Fiberglass Reinforced Plastic | Pressure |  | Fiberglass Reinforced Plastic | Removal | 2019-04-18
0-000092 | ARIZONA AIR NATIONAL GUARD - 161ST AIR REFUELING | 2001 S 32ND ST | PHOENIX | AZ | 85034 | Maricopa | 9 | Perm Closure | 1976-01-01 | 7500 | Diesel | COMPARTMENT A | Single Walled | Asphalt coated or Bare Steel | Pressure | Single Walled | Bare or Galvanized Steel | Removal | 2000-07-25
0-000092 | ARIZONA AIR NATIONAL GUARD - 161ST AIR REFUELING | 2001 S 32ND ST | PHOENIX | AZ | 85034 | Maricopa | 2 | Perm Closure | 1976-01-01 | 50000 | Jet Fuel | COMPARTMENT A | Single Walled | Asphalt coated or Bare Steel | Pressure | Single Walled | Bare or Galvanized Steel | Removal | 2000-07-25
0-004985 | MESA FUEL CO | 1850 S SOLOMON | MESA | AZ | 85204 | Maricopa | 8 | Perm Closure | 1986-01-01 | 4000 | Diesel | COMPARTMENT A | Unknown | Fiberglass Reinforced Plastic | Suction - Check Valve at the Tank Top |  | Fiberglass Reinforced Plastic | Removal | 1998-04-29
0-004985 | MESA FUEL CO | 1850 S SOLOMON | MESA | AZ | 85204 | Maricopa | 3 | Perm Closure | 1986-01-01 | 20000 | Gasoline | COMPARTMENT A |  | Fiberglass Reinforced Plastic | Pressure |  | Fiberglass Reinforced Plastic | Removal | 2014-11-19
0-004985 | MESA FUEL CO | 1850 S SOLOMON | MESA | AZ | 85204 | Maricopa | 16 | Open | 2015-01-08 | 12000 | Diesel | COMPARTMENT A | Double Walled | Composite (Steel/Fiberglass) | Pressure | Double Walled | Fiberglass Reinforced Plastic
0-004985 | MESA FUEL CO | 1850 S SOLOMON | MESA | AZ | 85204 | Maricopa | 14 | Open | 1998-09-03 | 12000 | Diesel | COMPARTMENT A | Double Walled | Composite (Steel/Fiberglass) | Pressure |  | Fiberglass Reinforced Plastic
0-006871 | BOGLE FARM - MAINTENANCE SHOP |  | CHANDLER |  |  | Maricopa | 2 | Perm Closure | 1945-01-01 | 500 | Gasoline | COMPARTMENT A | Double Walled | Asphalt coated or Bare Steel | Suction - Check Valve at the Tank Top |  | Bare or Galvanized Steel | Removal | 1990-02-01
0-006871 | BOGLE FARM - MAINTENANCE SHOP |  | CHANDLER |  |  | Maricopa | 1 | Perm Closure | 1945-01-01 | 500 | Gasoline | COMPARTMENT A | Double Walled | Asphalt coated or Bare Steel | Suction - Check Valve at the Tank Top |  | Bare or Galvanized Steel | Removal | 1990-02-01
0-006871 | BOGLE FARM - MAINTENANCE SHOP |  | CHANDLER |  |  | Maricopa | 7 | Perm Closure | 2005-06-17 | 6000 | Gasoline | COMPARTMENT A | Double Walled | Asphalt coated or Bare Steel | Suction - Check Valve at the Tank Top |  | Bare or Galvanized Steel | Removal | 1990-01-01
0-003879 | CITY OF PHOENIX - MORTEN YARD | 7617 N 21ST AVE | PHOENIX | AZ | 85021 | Maricopa | 2 | Perm Closure | 1960-01-01 | 2000 | Diesel | COMPARTMENT A | Single Walled | Asphalt coated or Bare Steel | Suction - Check Valve at the Tank Top | Single Walled | Bare or Galvanized Steel | Removal | 1995-01-19
0-003849 | CITY OF PHOENIX - SOUTH MOUNTAIN BRIEFING STATION | 400 W SOUTHERN AVE | PHOENIX | AZ | 85041 | Maricopa | 2 | Perm Closure | 1979-01-01 | 12000 | Gasoline | COMPARTMENT A | Single Walled | Fiberglass Reinforced Plastic |  |  |  | Removal | 1990-03-28
0-005711 | SALVATION ARMY | 1524 S CENTRAL AVE | PHOENIX | AZ | 85004 | Maricopa | 1 | Perm Closure | 1971-05-09 | 4000 | Diesel | COMPARTMENT A | Unknown | Asphalt coated or Bare Steel |  |  |  | Removal | 1989-11-15
0-003135 | TONY'S AUTO SERVICE CENTER | 5602 E THOMAS RD | PHOENIX | AZ | 85018 | Maricopa | 1 | Perm Closure | 1956-03-28 | 4000 | Gasoline | COMPARTMENT A | Unknown | Asphalt coated or Bare Steel |  |  |  | Removal | 1989-11-14
0-009569 | UST FACILITY - FORMER | 2101 S CALIFORNIA AVE | PARKER | AZ | 85344 | La Paz | 2 | Perm Closure | 2005-06-17 |  | Diesel | COMPARTMENT A | Double Walled | Asphalt coated or Bare Steel |  |  |  | Removal | 1986-01-01
0-000651 | AJ BAYLESS WAREHOUSE | 111 E BUCKEYE RD | PHOENIX | AZ | 85004 | Maricopa | 3 | Perm Closure | 1980-01-01 | 10000 | Diesel | COMPARTMENT A |  | Asphalt coated or Bare Steel |  |  |  | Removal | 1988-10-18
0-006481 | VALLEY AUTO REPAIR | 693 W 4TH ST | BENSON | AZ | 85602 | Cochise | 5 | Perm Closure | 2005-06-17 | 8000 | Gasoline | COMPARTMENT A | Double Walled | Asphalt coated or Bare Steel | Suction - Check Valve at the Dispenser |  | Bare or Galvanized Steel | Removal | 2002-05-29
0-006442 | PLEASANT VALLEY AUTO CENTER | 47817 N AZ HIGHWAY 288 | YOUNG | AZ | 85554 | Gila | 1 | Perm Closure | 1978-01-01 | 4000 | Gasoline | COMPARTMENT A | Unknown | Asphalt coated or Bare Steel | Pressure |  |  | Removal | 2003-04-17
0-003644 | CIRCLE K #2705291 | 1995 S ARIZONA AVE | CHANDLER | AZ | 85286 | Maricopa | 4 | Open | 1988-01-01 | 10000 | Diesel | COMPARTMENT A | Single Walled | Fiberglass Reinforced Plastic | Pressure |  | Fiberglass Reinforced Plastic
0-010024 | FOWLER SCHOOL DISTRICT TRANSPORTATION | 1617 S 67TH AVE | PHOENIX | AZ | 85043 | Maricopa | 2 | Open | 1990-01-01 | 1000 | Gasoline | COMPARTMENT A | Double Walled | Fiberglass Reinforced Plastic | Pressure |  | Fiberglass Reinforced Plastic
0-010042 | QUIKTRIP #452 | 816 W UNIVERSITY DR | MESA | AZ | 85201 | Maricopa | 3 | Open | 2004-07-27 | 20000 | Gasoline | COMPARTMENT A | Double Walled | Fiberglass Reinforced Plastic | Pressure | Double Walled | Flexible
0-001767 | CUSTOM ELECTRIC MOTOR | 1130 W BIRCHWOOD AVE | MESA | AZ | 85210 | Maricopa | 1 | Perm Closure | 1980-01-01 | 5000 | Diesel | COMPARTMENT A |  | Asphalt coated or Bare Steel |  |  |  | Removal | 1989-06-01
0-004702 | SOUTHWEST GAS | 9 S 43RD AVE | PHOENIX | AZ | 85009 | Maricopa | 5 | Perm Closure | 1985-01-01 | 550 | Used Oil/Waste Oil | COMPARTMENT A | Unknown | Unknown | Gravity Feed |  |  | Removal | 1994-01-28
0-002277 | CORTEZ HIGH SCHOOL | 8828 N 31ST AVE | PHOENIX | AZ | 85051 | Maricopa | 1 | Perm Closure | 1961-04-24 | 1000 | Gasoline | COMPARTMENT A | Single Walled | Asphalt coated or Bare Steel |  |  |  | Removal | 1989-07-06
0-004672 | 7-ELEVEN #25457 | 758 E BROWN RD | MESA | AZ | 85203 | Maricopa | 1 | Perm Closure | 1985-01-01 | 10000 | Gasoline | COMPARTMENT A |  | Fiberglass Reinforced Plastic | Pressure |  | Fiberglass Reinforced Plastic | Removal | 2008-06-10
0-003544 | CITY OF TUCSON - WEST 18TH ST FUEL ISLAND | 510 W 18TH ST | TUCSON | AZ | 85701 | Pima | 5 | Perm Closure | 1974-01-01 | 5000 | Diesel | COMPARTMENT A |  | Asphalt coated or Bare Steel | Pressure |  |  | Removal | 1987-12-01
0-003905 | PIMA COUNTY - AVRA VALLEY AIRPORT | 11700 W AVRA VALLEY RD | MARANA | AZ | 85653 | Pima | 2 | Perm Closure | 1970-01-01 | 10000 | Gasoline | COMPARTMENT A | Single Walled | Asphalt coated or Bare Steel | Pressure |  | Bare or Galvanized Steel | Removal | 1991-09-16
0-010219 | SAM'S CLUB #4915 | 600 HIGHWAY 95 | BULLHEAD CITY | AZ | 86429 | Mohave | 2 | Open | 2005-10-27 | 20000 | Gasoline | COMPARTMENT A | Double Walled | Fiberglass Reinforced Plastic | Pressure | Double Walled | Flexible
0-000425 | ASPHALT TERMINALS LLC - PHOENIX | 1935 W MCDOWELL RD | PHOENIX | AZ | 85009 | Maricopa | 2 | Perm Closure | 1965-01-01 | 7500 | Diesel | COMPARTMENT A | Single Walled | Asphalt coated or Bare Steel |  |  |  | Removal | 1987-12-14
0-000425 | ASPHALT TERMINALS LLC - PHOENIX | 1935 W MCDOWELL RD | PHOENIX | AZ | 85009 | Maricopa | 6 | Perm Closure | 2005-06-17 | 1000 | Gasoline | COMPARTMENT A | Single Walled | Asphalt coated or Bare Steel |  |  |  | Removal | 1998-10-09
0-003587 | ECOLOGY AUTO PARTS | 2501 E FAIRLAND STRA | TUCSON | AZ | 85713 | Pima | 2 | Perm Closure | 1959-01-01 | 500 | Gasoline (UL) | COMPARTMENT A | Single Walled | Asphalt coated or Bare Steel |  |  |  | Removal | 1990-02-01
0-003587 | ECOLOGY AUTO PARTS | 2501 E FAIRLAND STRA | TUCSON | AZ | 85713 | Pima | 1 | Perm Closure | 1959-01-01 | 1000 | Gasoline (Leaded) | COMPARTMENT A | Single Walled | Asphalt coated or Bare Steel |  |  |  | Removal | 1990-02-01
0-010026 | SPEEDWAY STORE #2888 | 6509 STATE ROUTE 179 | VILLAGE OF OAK CREEK | AZ | 86351 | Yavapai | 2 | Open | 2003-03-01 | 15000 | Gasoline (UL) | COMPARTMENT A | Double Walled | Fiberglass Reinforced Plastic | Pressure | Double Walled | Flexible
0-003328 | CENTURYLINK | 1255 W GLENN ST | TUCSON | AZ | 85705 | Pima | 4 | Perm Closure | 1996-01-10 | 10000 | Gasoline | COMPARTMENT A | Double Walled | Composite (Steel/Fiberglass) | Pressure | Double Walled | Fiberglass Reinforced Plastic | Removal | 2013-12-04
0-003222 | BLUE DIAMOND CHEVRON | 2997 N ALMA SCHOOL RD | CHANDLER | AZ | 85224 | Maricopa | 2 | Perm Closure | 1982-01-01 | 6000 | Gasoline (PUL) | COMPARTMENT A | Double Walled | Fiberglass Reinforced Plastic | Gravity Feed |  | Fiberglass Reinforced Plastic | Removal | 2013-10-30
0-009114 | CIRCLE K STORE #2741622 | 2350 E BASELINE RD | PHOENIX | AZ | 85042 | Maricopa | 1 | Open | 1997-05-19 | 15000 | Gasoline (UL) | COMPARTMENT A | Double Walled | Composite (Steel/Fiberglass) | Pressure | Double Walled | Fiberglass Reinforced Plastic
0-009217 | GPM #4610 | 5005 N LA CANADA DR | TUCSON | AZ | 85704 | Pima | 1 | Open | 1997-10-09 | 15000 | Gasoline (UL) | COMPARTMENT A | Double Walled | Composite (Steel/Fiberglass) | Pressure | Double Walled | Fiberglass Reinforced Plastic
0-007705 | DATELAND AIRFIELD GAS REPLACEMENT |  | DATELAND |  |  | Yuma | 12 | Perm Closure | 1943-01-01 | 500 | (Null) | COMPARTMENT A | Single Walled | Concrete | Gravity Feed |  | Bare or Galvanized Steel | Removal | 1995-02-07
0-007705 | DATELAND AIRFIELD GAS REPLACEMENT |  | DATELAND |  |  | Yuma | 1 | Perm Closure | 1943-01-01 | 1000 | (Null) | COMPARTMENT A | Single Walled | Concrete | Gravity Feed |  | Bare or Galvanized Steel | Removal | 1995-01-31
0-007705 | DATELAND AIRFIELD GAS REPLACEMENT |  | DATELAND |  |  | Yuma | 10 | Perm Closure | 1943-01-01 | 500 | (Null) | COMPARTMENT A | Single Walled | Concrete | Gravity Feed |  | Bare or Galvanized Steel | Removal | 1995-02-07
0-007705 | DATELAND AIRFIELD GAS REPLACEMENT |  | DATELAND |  |  | Yuma | 17 | Perm Closure | 1943-01-01 | 25000 | (Null) | COMPARTMENT A | Single Walled | Concrete | Gravity Feed |  | Bare or Galvanized Steel | Removal | 1995-02-22
0-007705 | DATELAND AIRFIELD GAS REPLACEMENT |  | DATELAND |  |  | Yuma | 13 | Perm Closure | 1943-01-01 | 1600 | (Null) | COMPARTMENT A | Single Walled | Concrete | Gravity Feed |  | Bare or Galvanized Steel | Removal | 1995-02-07
0-009727 | COSTCO WHOLESALE #490 | 19001 N 27TH AVE | PHOENIX | AZ | 85027 | Maricopa | 3 | Open | 2000-01-01 | 30000 | Gasoline | COMPARTMENT A | Double Walled | Fiberglass Reinforced Plastic | Pressure | Double Walled | Flexible
0-001572 | COBRE TIRE CO | 8971 W GRAND AVE | PEORIA | AZ | 85345 | Maricopa | 1 | Perm Closure | 1985-03-05 | 500 | Used Oil/Waste Oil | COMPARTMENT A | Single Walled | Asphalt coated or Bare Steel | Gravity Feed |  |  | Removal | 1988-09-01
0-004980 | COCA COLA BOTTLING CO | 1850 W ELLIOT RD | TEMPE | AZ | 85284 | Maricopa | 9 | Perm Closure | 1986-03-01 | 2000 | Used Oil/Waste Oil | COMPARTMENT A |  | Fiberglass Reinforced Plastic |  |  |  | Removal | 1991-07-20
0-004980 | COCA COLA BOTTLING CO | 1850 W ELLIOT RD | TEMPE | AZ | 85284 | Maricopa | 1 | Perm Closure | 1986-03-01 | 12000 | Diesel | COMPARTMENT A |  | Fiberglass Reinforced Plastic |  |  |  | Removal | 1991-07-15
0-004980 | COCA COLA BOTTLING CO | 1850 W ELLIOT RD | TEMPE | AZ | 85284 | Maricopa | 7 | Perm Closure | 1986-03-01 | 550 | Antifreeze / Ethylene Glycol | COMPARTMENT A |  | Fiberglass Reinforced Plastic |  |  |  | Removal | 1991-07-15
0-002208 | WHITING STATION #129 | 5864 W CAMELBACK RD | GLENDALE | AZ | 85301 | Maricopa | 2 | Perm Closure | 1971-05-09 | 6000 | Gasoline | COMPARTMENT A | Single Walled | Asphalt coated or Bare Steel |  |  |  | Removal | 1989-04-01
0-000527 | ARCO #1514 | 3202 E VAN BUREN ST | PHOENIX | AZ | 85008 | Maricopa | 5 | Perm Closure | 1968-01-01 | 6000 | Gasoline | COMPARTMENT A |  | Asphalt coated or Bare Steel | Pressure |  | Fiberglass Reinforced Plastic | Removal | 1994-09-20
0-001875 | EXXON #7-1674 | 4752 E INDIAN SCHOOL RD | PHOENIX | AZ | 85018 | Maricopa | 2 | Perm Closure | 1966-01-01 | 8000 | Gasoline | COMPARTMENT A |  | Asphalt coated or Bare Steel |  |  |  | Removal | 1991-01-15
0-002882 | SIERRA SERVICE STATION | 296 E FRY BLVD | SIERRA VISTA | AZ | 85635 | Cochise | 3 | Perm Closure | 1976-01-01 | 4000 | Gasoline | COMPARTMENT A |  | Asphalt coated or Bare Steel |  |  |  | Removal | 1990-05-01
0-004249 | FLORENCE CHEVRON | 320 W FLORENCE BLVD | CASA GRANDE | AZ | 85122 | Pinal | 6 | Perm Closure | 1989-07-01 | 10000 | Gasoline (UL) | COMPARTMENT A | Double Walled | Fiberglass Reinforced Plastic | Pressure |  | Fiberglass Reinforced Plastic | Removal | 2017-12-13
0-001671 | COULTER CADILLAC INC | 1188 E CAMELBACK RD | PHOENIX | AZ | 85014 | Maricopa | 6 | Perm Closure | 1971-02-22 | 5000 | Unidentified | COMPARTMENT A | Single Walled | Asphalt coated or Bare Steel |  |  |  | Removal | 1990-03-03
0-001937 | TUNEUP MASTERS #615 | 2170 S ALVERNON WAY | TUCSON | AZ | 85711 | Pima | 1 | Perm Closure | 2005-06-17 | 550 | Used Oil/Waste Oil | COMPARTMENT A |  | Asphalt coated or Bare Steel | Gravity Feed |  |  | Removal | 1991-01-30
0-003453 | REXAM BEVERAGE CAN COMPANY | 211 N 51ST AVE | PHOENIX | AZ | 85043 | Maricopa | 6 | Perm Closure | 1976-01-01 | 8000 | Unidentified | COMPARTMENT A | Single Walled | Asphalt coated or Bare Steel | Suction - Check Valve at the Tank Top |  | Bare or Galvanized Steel | Removal | 1993-11-17
0-000969 | CITY OF CASA GRANDE | 314 E 1ST AVE | CASA GRANDE | AZ | 85122 | Pinal | 2 | Perm Closure | 1975-01-01 | 7500 | Gasoline | COMPARTMENT A |  | Asphalt coated or Bare Steel |  |  |  | Removal | 1993-01-20
0-000969 | CITY OF CASA GRANDE | 314 E 1ST AVE | CASA GRANDE | AZ | 85122 | Pinal | 3 | Perm Closure | 1975-01-01 | 7500 | Diesel | COMPARTMENT A |  | Asphalt coated or Bare Steel |  |  |  | Removal | 1993-01-20
0-003098 | CLARKDALE-JEROME ELEMENTARY SCHOOL | 1615 MAIN ST | CLARKDALE | AZ | 86324 | Yavapai | 2 | Perm Closure | 1987-01-01 | 3000 | Diesel | COMPARTMENT A | Double Walled | Asphalt coated or Bare Steel |  |  |  | Removal | 1990-06-25
0-001389 | CIRCLE K #2701250 | 330 E BROADWAY RD | MESA | AZ | 85210 | Maricopa | 1 | Open | 1985-01-01 | 10000 | Gasoline | COMPARTMENT A | Single Walled | Fiberglass Reinforced Plastic | Pressure | Single Walled | Fiberglass Reinforced Plastic
0-001407 | CIRCLE K #2701422 | 2450 E GRANT RD | TUCSON | AZ | 85719 | Pima | 3 | Open | 1980-01-01 | 10000 | Gasoline | COMPARTMENT A |  | Asphalt coated or Bare Steel | Pressure | Double Walled | Fiberglass Reinforced Plastic
0-005665 | CIRCLE K #2707964 | 1002 N 35TH AVE | PHOENIX | AZ | 85009 | Maricopa | 2 | Open | 1986-06-28 | 10000 | Gasoline | COMPARTMENT A | Double Walled | Fiberglass Reinforced Plastic | Pressure |  | Fiberglass Reinforced Plastic
0-003213 | CIRCLE K #2708838 | 2 N FREEWAY | TUCSON | AZ | 85745 | Pima | 3 | Open | 1972-01-01 | 10000 | Gasoline (PUL) | COMPARTMENT A | Double Walled | Fiberglass Reinforced Plastic | Pressure | Single Walled | Fiberglass Reinforced Plastic
0-008986 | FEDERAL COURTHOUSE/TEXACO |  | PHOENIX |  |  | Maricopa | 7 | Perm Closure | 2005-06-17 | 500 | Used Oil/Waste Oil | COMPARTMENT A | Double Walled | Asphalt coated or Bare Steel |  |  |  | Removal | 1997-10-29
0-008111 | 6TH ST CARDLOCK | 2453 S 6TH ST | PHOENIX | AZ | 85004 | Maricopa | 2 | Open | 1992-12-01 | 10000 | Diesel | COMPARTMENT A | Double Walled | Composite (Steel/Fiberglass) | Pressure | Single Walled | Fiberglass Reinforced Plastic
0-009713 | BASELINE CARDLOCK & TANK WAGON | 822 E BASELINE RD | MESA | AZ | 85204 | Maricopa | 1 | Open | 2000-10-30 | 8000 | Red Diesel | COMPARTMENT B | Double Walled | Fiberglass Reinforced Plastic
0-009998 | SAM'S CLUB #6606 | 8340 W MCDOWELL RD | PHOENIX | AZ | 85037 | Maricopa | 3 | Open | 2005-06-17 | 20000 | Gasoline | COMPARTMENT A | Double Walled | Fiberglass Reinforced Plastic | Pressure | Double Walled | Fiberglass Reinforced Plastic
0-008003 | AARON'S SANITATION SERVICE | 1840 W KAIBAB LN | FLAGSTAFF | AZ | 86001 | Coconino | 2 | Perm Closure | 1986-01-01 | 4000 | Diesel | COMPARTMENT A |  | Asphalt coated or Bare Steel | Pressure |  | Bare or Galvanized Steel | Removal | 1992-10-07
0-008203 | FUNSPOT TED WALKER REGIONAL PARK | 6901 N CASA GRANDE HWY | MARANA | AZ | 85743 | Pima | 1 | Perm Closure | 2005-06-17 | 500 | Gasoline | COMPARTMENT A | Unknown | Unknown |  |  |  | Removal | 1993-05-28
0-004762 | SAL SUCATO | 4111 E WINSLOW AVE | PHOENIX | AZ | 85040 | Maricopa | 1 | Perm Closure | 1970-02-27 | 4000 | Gasoline | COMPARTMENT A | Unknown | Asphalt coated or Bare Steel |  |  |  | Removal | 1986-01-01
0-010677 | STONEHEDGE ESTATES | 30033 N US HIGHWAY 60 | WICKENBURG | AZ | 85390 | Maricopa | 2 | Perm Closure | 1957-01-01 | 1000 | Unidentified | COMPARTMENT A | Single Walled | Asphalt coated or Bare Steel | No Piping | Single Walled | Bare or Galvanized Steel | Removal | 2019-04-24
0-001271 | CIRCLE K #608 | 6440 W VAN BUREN ST | PHOENIX | AZ | 85043 | Maricopa | 1 | Perm Closure | 1974-01-01 | 10000 | Gasoline | COMPARTMENT A |  | Asphalt coated or Bare Steel | Pressure |  |  | Removal | 1994-02-01
0-003440 | HERTZ RENT-A-CAR | 500 S 24TH ST | PHOENIX | AZ | 85034 | Maricopa | 2 | Perm Closure | 1991-11-22 | 10000 | Gasoline | COMPARTMENT A | Double Walled | Fiberglass Reinforced Plastic | Pressure | Double Walled | Fiberglass Reinforced Plastic | Removal | 2006-01-26
0-002457 | RON'S CONCRETE INC | 4370 S PALO VERDE RD | TUCSON | AZ | 85714 | Pima | 1 | Perm Closure | 1978-05-05 | 2500 | Gasoline | COMPARTMENT A | Single Walled | Asphalt coated or Bare Steel | Suction - Check Valve at the Tank Top |  | Bare or Galvanized Steel | Removal | 1997-02-06
0-006266 | EIGHTY TEXACO & GARAGE | 3329 E BENSON HWY | TUCSON | AZ | 85706 | Pima | 3 | Perm Closure | 1975-01-01 | 4000 | Gasoline | COMPARTMENT A | Unknown | Asphalt coated or Bare Steel |  |  |  | Removal | 1989-11-29
0-001931 | EMPIRE SOUTHWEST CO |  | HARQUAHALA VALLEY |  |  | Maricopa | 1 | Perm Closure | 1976-01-01 | 6000 | Diesel | COMPARTMENT A | Single Walled | Asphalt coated or Bare Steel |  |  |  | Removal | 1988-07-01
0-008705 | PORTER CREEK PUMP STATION |  | PINETOP-LAKESIDE |  |  | Navajo | 1 | Perm Closure | 1980-01-01 | 300 | Diesel | COMPARTMENT A | Double Walled | Asphalt coated or Bare Steel |  |  |  | Removal | 1995-11-28
0-007478 | PHOENIX COPMEA BUILDING | 444 W WASHINGTON ST | PHOENIX | AZ | 85003 | Maricopa | 5 | Perm Closure | 2005-06-17 | 300 | Used Oil/Waste Oil | COMPARTMENT A | Unknown | Asphalt coated or Bare Steel |  |  |  | Removal | 1992-06-19
0-005866 | PALMBROOK GOLF COURSE | 9350 W GREENWAY RD | SUN CITY | AZ | 85351 | Maricopa | 1 | Perm Closure | 1972-10-27 | 1011 | Gasoline | COMPARTMENT A | Unknown | Asphalt coated or Bare Steel |  |  |  | Removal | 1990-06-19
0-001820 | BISBEE BEVERAGE & LIQUOR | 1476 W HIGHWAY 92 | BISBEE | AZ | 85603 | Cochise | 4 | Open | 1992-03-17 | 10000 | Diesel | COMPARTMENT A | Single Walled | Fiberglass Reinforced Plastic | Pressure | Double Walled | Flexible
0-010130 | SMALL OPERATIONS RENTAL CAR CENTER | 1712 E RENTAL CAR WAY | PHOENIX | AZ | 85034 | Maricopa | 2 | Open | 2008-03-20 | 12000 | Gasoline | COMPARTMENT A | Double Walled | Fiberglass Reinforced Plastic | Pressure | Double Walled | Fiberglass Reinforced Plastic
0-010514 | CIRCLE K STORE #2703462 | 3155 S GILBERT RD | GILBERT | AZ | 85295 | Maricopa | 1 | Open | 2014-11-25 | 20000 | Gasoline (UL) | COMPARTMENT A | Double Walled | Fiberglass Reinforced Plastic | Pressure |  | Fiberglass Reinforced Plastic
0-010521 | FRYS FUEL #26 | 5108 W OLIVE AVE | GLENDALE | AZ | 85302 | Maricopa | 2 | Open | 2014-07-24 | 8000 | Gasoline (PUL) | COMPARTMENT B | Double Walled | Fiberglass Reinforced Plastic | Pressure | Double Walled | Fiberglass Reinforced Plastic
0-010521 | FRYS FUEL #26 | 5108 W OLIVE AVE | GLENDALE | AZ | 85302 | Maricopa | 2 | Open | 2014-07-24 | 10000 | Diesel | COMPARTMENT A | Double Walled | Fiberglass Reinforced Plastic | Pressure | Double Walled | Fiberglass Reinforced Plastic
0-010521 | FRYS FUEL #26 | 5108 W OLIVE AVE | GLENDALE | AZ | 85302 | Maricopa | 1 | Open | 2014-07-24 | 20000 | Gasoline | COMPARTMENT A | Double Walled | Fiberglass Reinforced Plastic | Pressure | Double Walled | Fiberglass Reinforced Plastic
0-005160 | CITY OF TUCSON - PRICE SERVICE CENTER | 4004 S PARK AVE | TUCSON | AZ | 85714 | Pima | 7 | Perm Closure | 1976-01-01 | 12000 | Gasoline | COMPARTMENT A | Single Walled | Fiberglass Reinforced Plastic | Pressure | Single Walled | Bare or Galvanized Steel | Removal | 1992-11-15
0-005160 | CITY OF TUCSON - PRICE SERVICE CENTER | 4004 S PARK AVE | TUCSON | AZ | 85714 | Pima | 13 | Perm Closure | 1976-01-01 | 12000 | Gasoline | COMPARTMENT A | Single Walled | Fiberglass Reinforced Plastic | Pressure | Single Walled | Bare or Galvanized Steel | Removal | 1992-11-15
0-005160 | CITY OF TUCSON - PRICE SERVICE CENTER | 4004 S PARK AVE | TUCSON | AZ | 85714 | Pima | 4 | Perm Closure | 1976-01-01 | 12000 | Gasoline | COMPARTMENT A | Single Walled | Fiberglass Reinforced Plastic | Pressure | Single Walled | Bare or Galvanized Steel | Removal | 1992-11-15
0-005160 | CITY OF TUCSON - PRICE SERVICE CENTER | 4004 S PARK AVE | TUCSON | AZ | 85714 | Pima | 9 | Perm Closure | 1976-01-01 | 12000 | Gasoline | COMPARTMENT A | Double Walled | Fiberglass Reinforced Plastic | Pressure | Single Walled | Bare or Galvanized Steel | Removal | 1992-11-15
0-000419 | APS - WEST PHOENIX POWER PLANT | 4606 W HADLEY ST | PHOENIX | AZ | 85043 | Maricopa | 1 | Perm Closure | 1971-01-01 | 2000 | Gasoline | COMPARTMENT A |  | Asphalt coated or Bare Steel |  |  |  | Removal | 1990-03-01
0-010111 | CITY OF PHOENIX - NORTH GATEWAY TRANSFER STATION | 30205 N BLACK CANYON HWY | PHOENIX | AZ | 85085 | Maricopa | 2 | Open | 2005-10-07 | 12000 | Diesel | COMPARTMENT A | Double Walled | Fiberglass Reinforced Plastic | Pressure | Double Walled | Fiberglass Reinforced Plastic
0-001939 | EMPIRE MACHINERY | 165 W IRON AVE | MESA | AZ | 85210 | Maricopa | 42 | Perm Closure | 1989-06-01 | 15000 | Diesel | COMPARTMENT A | Double Walled | Fiberglass Reinforced Plastic | Pressure | Double Walled | Fiberglass Reinforced Plastic | Removal | 2013-02-07
0-001939 | EMPIRE MACHINERY | 165 W IRON AVE | MESA | AZ | 85210 | Maricopa | 24 | Perm Closure | 1971-01-01 | 2000 | Used Oil/Waste Oil | COMPARTMENT A |  | Asphalt coated or Bare Steel |  |  |  | Removal | 1988-12-09
0-000100 | ALBERT'S SERVICE | 1901 E BROADWAY BLVD | TUCSON | AZ | 85719 | Pima | 3 | Perm Closure | 1971-01-01 | 3000 | Gasoline | COMPARTMENT A |  | Asphalt coated or Bare Steel |  |  |  | Removal | 1990-08-17
0-007702 | COMPLETE AUTOMOTIVE | 13245 N 113TH AVE | YOUNGTOWN | AZ | 85363 | Maricopa | 1 | Perm Closure | 2005-06-17 | 500 | Used Oil/Waste Oil | COMPARTMENT A | Double Walled | Asphalt coated or Bare Steel | Gravity Feed |  |  | Removal | 1994-06-09
0-002783 | SPEEDWAY #2995 | 1202 W AJO WAY | TUCSON | AZ | 85713 | Pima | 1 | Perm Closure | 1976-04-08 | 10000 | Gasoline | COMPARTMENT A | Single Walled | Asphalt coated or Bare Steel | Pressure | Double Walled | Flexible | Removal | 2020-04-27
0-003300 | ARIZONA CULTURED STONE PRODUCTS INC | 4775 S 3RD AVE | TUCSON | AZ | 85714 | Pima | 1 | Perm Closure | 1971-05-02 | 1900 | Gasoline | COMPARTMENT A | Unknown | Unknown |  |  |  | Removal | 1988-10-26
0-002808 | MOQUITCH FUEL STORAGE |  | FREDONIA |  |  | Coconino | 1 | Perm Closure | 1970-01-01 | 12000 | Unidentified | COMPARTMENT A |  | Asphalt coated or Bare Steel |  |  |  | Removal | 1991-04-04
0-004332 | SAN CARLOS IRRIGATION & DRAINAGE DISTRICT |  | COOLIDGE |  |  | Pinal | 2 | Perm Closure | 1976-04-23 | 550 | Gasoline | COMPARTMENT A | Double Walled | Asphalt coated or Bare Steel |  |  |  | Removal | 1987-03-01
0-007846 | SAN TAN CLOUD ROAD SUMP |  | GILBERT |  |  | Maricopa | 1 | Perm Closure | 1968-01-01 | 500 | Gasoline | COMPARTMENT A | Unknown | Asphalt coated or Bare Steel |  |  |  | Removal | 1992-07-30
0-003163 | MI-DELO DAIRY INC | 1661 W GERMANN RD | CHANDLER | AZ | 85286 | Maricopa | 1 | Perm Closure | 1978-04-22 |  | Diesel | COMPARTMENT A | Unknown | Asphalt coated or Bare Steel |  |  |  | Removal | 1990-09-26
0-003175 | MILUM TEXTILE SERVICES | 210 W PHOENIX AVE | FLAGSTAFF | AZ | 86001 | Coconino | 1 | Perm Closure | 1966-03-18 | 1000 | Gasoline | COMPARTMENT A | Unknown | Asphalt coated or Bare Steel |  |  |  | Removal | 1989-07-19
0-004080 | MINIT MARKET #405 | 12505 N TRICO RD | MARANA | AZ | 85653 | Pima | 3 | Perm Closure | 1979-01-01 | 6000 | Diesel | COMPARTMENT A |  | Asphalt coated or Bare Steel | Pressure | Single Walled | Bare or Galvanized Steel | Removal | 2014-01-17
0-004190 | ROOSEVELT IRRIGATION DISTRICT | 8490 W VAN BUREN | TOLLESON | AZ | 85353 | Maricopa | 1 | Perm Closure | 1963-03-13 | 1000 | Gasoline | COMPARTMENT A | Double Walled | Asphalt coated or Bare Steel |  |  |  | Removal | 1990-01-18
0-007973 | 113-15-071A | 221 N MONTEZUMA ST | PRESCOTT | AZ | 86301 | Yavapai | 2 | Perm Closure | 1976-01-01 | 1000 | Gasoline | COMPARTMENT A | Unknown | Asphalt coated or Bare Steel |  |  |  | Removal | 1995-09-27
0-010329 | FRYS FUEL CENTER #623 | 1815 W GLENDALE AVE | PHOENIX | AZ | 85021 | Maricopa | 2 | Open | 2009-11-01 | 12000 | Diesel | COMPARTMENT B | Double Walled | Fiberglass Reinforced Plastic | Pressure | Double Walled | Flexible
0-010160 | VENTURA MARKET | 2528 E COPPER MINE RD | QUEEN CREEK | AZ | 85143 | Pinal | 2 | Open | 2006-11-02 | 20000 | Gasoline | COMPARTMENT A | Double Walled | Composite (Steel/Fiberglass) | Pressure | Double Walled | Fiberglass Reinforced Plastic
0-000517 | ARCO #5272 | 12222 N 32ND ST | PHOENIX | AZ | 85032 | Maricopa | 8 | Open | 1993-01-27 | 10000 | Gasoline | COMPARTMENT A | Double Walled | Fiberglass Reinforced Plastic | Pressure | Double Walled | Fiberglass Reinforced Plastic
0-009021 | KAIBAB REPAIR | 314 LEWIS | ASH FORK | AZ | 86320 | Yavapai | 2 | Perm Closure | 1956-01-01 | 3000 | Gasoline | COMPARTMENT A | Single Walled | Asphalt coated or Bare Steel | No Piping |  | Bare or Galvanized Steel | Removal | 2020-02-13
0-001309 | CIRCLE K #2700787 | 939 W BASELINE RD | TEMPE | AZ | 85283 | Maricopa | 1 | Perm Closure | 1972-01-01 | 10000 | Gasoline | COMPARTMENT A | Single Walled | Asphalt coated or Bare Steel |  |  |  | Removal | 1994-11-10
0-001309 | CIRCLE K #2700787 | 939 W BASELINE RD | TEMPE | AZ | 85283 | Maricopa | 4 | Open | 1994-11-10 | 10000 | Gasoline (UL) | COMPARTMENT A | Double Walled | Fiberglass Reinforced Plastic | Pressure | Double Walled | Fiberglass Reinforced Plastic
0-009206 | SOUTHEAST PORTION OF SITE 4 | 300 W ADAMS ST | PHOENIX | AZ | 85003 | Maricopa | 4 | Perm Closure | 2005-06-17 | 550 | Gasoline | COMPARTMENT A | Single Walled | Asphalt coated or Bare Steel |  |  |  | Removal | 1998-11-06
0-009206 | SOUTHEAST PORTION OF SITE 4 | 300 W ADAMS ST | PHOENIX | AZ | 85003 | Maricopa | 7 | Perm Closure | 2005-06-17 | 300 | Unidentified | COMPARTMENT A | Single Walled | Asphalt coated or Bare Steel |  |  |  | Removal | 1998-12-01
0-010557 | GPM #4597 | 21198 E OCOTILLO RD | QUEEN CREEK | AZ | 85142 | Maricopa | 2 | Open | 2015-12-15 | 12000 | Diesel | COMPARTMENT B | Double Walled | Fiberglass Reinforced Plastic | Pressure | Double Walled | Fiberglass Reinforced Plastic
0-004040 | RAMADA INNS INC | 3801 E VAN BUREN ST | PHOENIX | AZ | 85008 | Maricopa | 1 | Perm Closure | 1976-01-01 | 10000 | Gasoline | COMPARTMENT A | Single Walled | Asphalt coated or Bare Steel |  |  |  | Removal | 2015-08-05
0-001458 | CIRCLE K #2701634 | 5801 N ORACLE RD | TUCSON | AZ | 85704 | Pima | 3 | Open | 1984-01-01 | 10000 | Gasoline (UL) | COMPARTMENT A | Single Walled | Fiberglass Reinforced Plastic | Pressure |  | Fiberglass Reinforced Plastic
0-002545 | ASPEN SHELL/HUFFER OIL CO. | 3620 E ROUTE 66 | FLAGSTAFF | AZ | 86004 | Coconino | 4 | Perm Closure | 1971-01-01 | 4000 | Gasoline | COMPARTMENT A | Single Walled | Asphalt coated or Bare Steel |  |  |  | Removal | 1987-05-29
0-000576 | AT&T - KELVIN |  | KELVIN |  |  | Pinal | 1 | Perm Closure | 1962-01-01 | 3000 | Diesel | COMPARTMENT A | Single Walled | Asphalt coated or Bare Steel | Suction - Check Valve at the Tank Top | Single Walled | Bare or Galvanized Steel | Removal | 1992-04-21
0-000557 | AT&T - SELIGMAN RADIO AZ0920 |  | SELIGMAN |  |  | Yavapai | 1 | Perm Closure | 1966-01-01 | 10000 | Diesel | COMPARTMENT A |  | Asphalt coated or Bare Steel |  |  |  | Removal | 1994-02-09
0-004771 | ARIZONA TRUCKOUTFITTERS | 649 N STONE AVE | TUCSON | AZ | 85705 | Pima | 4 | Perm Closure | 1960-01-01 | 100 | Used Oil/Waste Oil | COMPARTMENT A |  | Asphalt coated or Bare Steel | Pressure |  |  | Removal | 1992-01-09
0-004771 | ARIZONA TRUCKOUTFITTERS | 649 N STONE AVE | TUCSON | AZ | 85705 | Pima | 2 | Perm Closure | 1960-01-01 | 500 | Unidentified | COMPARTMENT A |  | Asphalt coated or Bare Steel | Pressure |  |  | Removal | 1992-01-09
0-006382 | AMC ARIZONA PROVING GROUNDS | 10001 S AVE 40 E | TACNA | AZ | 85352 | Yuma | 3 | Perm Closure | 1986-01-01 | 10000 | Gasoline | COMPARTMENT A | Double Walled | Fiberglass Reinforced Plastic | Pressure |  | Fiberglass Reinforced Plastic | Closed in Place | 1987-11-01
0-010173 | PARCEL #144-76-018 | 5218 W MISSOURI AVE | GLENDALE | AZ | 85301 | Maricopa | 1 | Perm Closure | 2007-04-26 | 12000 | Gasoline | COMPARTMENT A |  | Asphalt coated or Bare Steel | Suction - Check Valve at the Dispenser |  | Bare or Galvanized Steel | Removal | 2007-03-23
0-010582 | CIRCLE K STORE #2741642 | 7165 S VAL VISTA DR | GILBERT | AZ | 85298 | Maricopa | 1 | Open | 2016-10-28 | 20000 | Gasoline (UL) | COMPARTMENT A | Double Walled | Fiberglass Reinforced Plastic | Pressure | Double Walled | Fiberglass Reinforced Plastic
0-010569 | LOVE'S TRAVEL STOP #659 | 8313 W ROOSEVELT ST | TOLLESON | AZ | 85353 | Maricopa | 2 | Open | 2016-06-13 | 30000 | Diesel | COMPARTMENT A | Double Walled | Fiberglass Reinforced Plastic | Pressure | Double Walled | Fiberglass Reinforced Plastic
0-006642 | AMERICAN METALS CO | 1001 N 19TH AVE | PHOENIX | AZ | 85009 | Maricopa | 1 | Perm Closure | 2005-06-17 | 1000 | Gasoline | COMPARTMENT A | Unknown | Asphalt coated or Bare Steel |  |  |  | Removal | 1989-01-01
0-006980 | ARCO #5601 | 2198 HIGHWAY 95 | BULLHEAD CITY | AZ | 86442 | Mohave | 3 | Open | 1988-10-19 | 12000 | Gasoline | COMPARTMENT A | Double Walled | Fiberglass Reinforced Plastic | Pressure | Double Walled | Fiberglass Reinforced Plastic
0-005380 | M & K MARKET | 4810 N 1ST AVE | TUCSON | AZ | 85718 | Pima | 2 | Perm Closure | 1991-05-01 | 10000 | Gasoline | COMPARTMENT A | Double Walled | Fiberglass Reinforced Plastic | Pressure | Double Walled | Fiberglass Reinforced Plastic | Removal | 2012-12-18
0-005380 | M & K MARKET | 4810 N 1ST AVE | TUCSON | AZ | 85718 | Pima | 4 | Perm Closure | 1991-05-01 | 10000 | Gasoline | COMPARTMENT A | Double Walled | Fiberglass Reinforced Plastic | Pressure | Double Walled | Fiberglass Reinforced Plastic | Removal | 2012-12-18
0-009687 | ARCO AM/PM | 1208 S ELLSWORTH RD | MESA | AZ | 85209 | Maricopa | 2 | Open | 2000-05-16 | 10000 | Diesel | COMPARTMENT B | Double Walled | Fiberglass Reinforced Plastic | Pressure | Double Walled | Fiberglass Reinforced Plastic
0-000188 | ADOT - CHAMBERS MAINTENANCE |  | CHAMBERS |  |  | Apache | 4 | Open | 1996-10-01 | 12000 | Gasoline | COMPARTMENT A | Single Walled | Fiberglass Reinforced Plastic | Suction - Check Valve at the Dispenser | Double Walled | Flexible
0-000237 | ADOT - GRAY''S PEAK MAINTENANCE |  | GRANVILLE |  |  | Greenlee | 1 | Perm Closure | 1960-01-01 | 2000 | Gasoline | COMPARTMENT A |  | Asphalt coated or Bare Steel |  |  |  | Removal | 1990-11-06
0-001080 | CHEVRON #9-1513 | 8802 E MCDOWELL RD | SCOTTSDALE | AZ | 85257 | Maricopa | 3 | Perm Closure | 1971-01-01 | 10000 | Gasoline | COMPARTMENT A | Single Walled | Asphalt coated or Bare Steel |  |  |  | Removal | 1990-04-01
0-001166 | CIRCLE K #37 | 8802 S CENTRAL AVE | PHOENIX | AZ | 85042 | Maricopa | 2 | Perm Closure | 1973-01-01 | 6000 | Gasoline | COMPARTMENT A |  | Asphalt coated or Bare Steel |  |  |  | Removal | 1988-03-02
0-010197 | CIRCLE K STORE #2703373 | 888 S HIGLEY RD | GILBERT | AZ | 85296 | Maricopa | 3 | Open | 2007-06-15 | 20000 | Diesel | COMPARTMENT A | Double Walled | Fiberglass Reinforced Plastic | Pressure | Double Walled | Fiberglass Reinforced Plastic
0-002038 | 7-ELEVEN / SOUTHLAND CORP | 749 E BROADWAY BLVD | TUCSON | AZ | 85719 | Pima | 1 | Perm Closure | 1979-04-28 | 8000 | Gasoline | COMPARTMENT A | Single Walled | Asphalt coated or Bare Steel |  |  |  | Removal | 1990-05-15
0-007488 | CARSON CONSTRUCTION | 2037 W IRONWOOD DR | PHOENIX | AZ | 85021 | Maricopa | 2 | Perm Closure | 2005-06-17 | 5000 | Diesel | COMPARTMENT A | Unknown | Asphalt coated or Bare Steel | Pressure |  | Bare or Galvanized Steel | Removal | 1991-07-09
0-007488 | CARSON CONSTRUCTION | 2037 W IRONWOOD DR | PHOENIX | AZ | 85021 | Maricopa | 1 | Perm Closure | 2005-06-17 | 5000 | Gasoline | COMPARTMENT A | Unknown | Asphalt coated or Bare Steel | Pressure |  | Bare or Galvanized Steel | Removal | 1991-07-09
0-004953 | SPEEDWAY #2965 | 4301 E BROADWAY BLVD | TUCSON | AZ | 85711 | Pima | 9 | Open | 2003-12-17 | 12000 | Gasoline (UL) | COMPARTMENT A | Double Walled | Fiberglass Reinforced Plastic | Pressure | Double Walled | Fiberglass Reinforced Plastic
0-009127 | WOOD CARDLOCK | 3225 E WOOD ST | PHOENIX | AZ | 85040 | Maricopa | 1 | Open | 1997-07-10 | 25000 | Diesel | COMPARTMENT A | Double Walled | Fiberglass Reinforced Plastic | Pressure | Double Walled | Fiberglass Reinforced Plastic
0-002995 | BLUE CIRCLE WEST INC WILMOT BEAT | 2300 N WILMOT RD | TUCSON | AZ | 85712 | Pima | 1 | Perm Closure | 1983-01-01 | 3000 | Diesel | COMPARTMENT A |  | Asphalt coated or Bare Steel |  |  |  | Removal | 2016-12-01
0-007841 | TANNER COMPANIES - PLANT 86 | 1785 KIOWA AVE | LAKE HAVASU CITY | AZ | 86403 | Mohave | 1 | Perm Closure | 2005-06-17 |  | (Null) | COMPARTMENT A | Unknown | Asphalt coated or Bare Steel |  |  |  | Removal | 1989-05-10
0-004956 | SPEEDWAY STORE #2966 | 6280 E BROADWAY BLVD | TUCSON | AZ | 85711 | Pima | 6 | Open | 2020-03-04 | 8000 | Gasoline (UL) | COMPARTMENT A | Double Walled | Fiberglass Reinforced Plastic | Pressure | Double Walled | Fiberglass Reinforced Plastic
0-006001 | COBBLESTONE 11 | 616 W BASELINE RD | TEMPE | AZ | 85283 | Maricopa | 2 | Open | 1986-11-01 | 10000 | Gasoline | COMPARTMENT A | Single Walled | Fiberglass Reinforced Plastic | Suction - Check Valve at the Tank Top | Double Walled | Fiberglass Reinforced Plastic
0-004305 | SRP - SOUTHERN SKILLS CENTER | 7211 S 16TH ST | PHOENIX | AZ | 85042 | Maricopa | 1 | Perm Closure | 1961-05-07 | 3000 | Gasoline | COMPARTMENT A | Unknown | Asphalt coated or Bare Steel | Suction - Check Valve at the Tank Top |  |  | Removal | 1992-05-15
0-006671 | SOUTHWEST SAVING ASSOCIATION | 8700 W BELL RD | PEORIA | AZ | 85382 | Maricopa | 6 | Perm Closure | 2005-06-17 |  | Diesel | COMPARTMENT A | Unknown | Asphalt coated or Bare Steel |  |  |  | Removal | 1990-06-01
0-003286 | WOODYS FOOD STORE #138 | 3260 N HWY 66 | KINGMAN | AZ | 86401 | Mohave | 6 | Open | 1997-04-09 | 10000 | Gasoline (UL) | COMPARTMENT A | Double Walled | Fiberglass Reinforced Plastic | Pressure | Double Walled | Fiberglass Reinforced Plastic
0-003286 | WOODYS FOOD STORE #138 | 3260 N HWY 66 | KINGMAN | AZ | 86401 | Mohave | 3 | Open | 1973-01-01 | 3000 | Diesel | COMPARTMENT A |  | Asphalt coated or Bare Steel | Pressure | Double Walled | Fiberglass Reinforced Plastic
0-009729 | SYMANTEC | 3701 E COLUMBIA ST | TUCSON | AZ | 85714 | Pima | 4 | Open | 2008-12-05 | 25000 | Red Diesel | COMPARTMENT A | Double Walled | Fiberglass Reinforced Plastic | Pressure | Double Walled | Flexible
0-008255 | SHELL SERVICE STATION | 5506 W GLENDALE AVE | GLENDALE | AZ | 85301 | Maricopa | 2 | Perm Closure | 2018-03-20 | 4000 | Unidentified | COMPARTMENT A | Single Walled | Asphalt coated or Bare Steel |  |  |  | Removal | 2018-02-09
0-006790 | R KAY TRUCK PARTS | 1842 W LATHAM ST | PHOENIX | AZ | 85007 | Maricopa | 1 | Perm Closure | 1982-01-01 | 1000 | Gasoline | COMPARTMENT A | Unknown | Asphalt coated or Bare Steel |  |  |  | Removal | 1990-02-01
0-006790 | R KAY TRUCK PARTS | 1842 W LATHAM ST | PHOENIX | AZ | 85007 | Maricopa | 3 | Perm Closure | 1982-01-01 | 1000 | Gasoline | COMPARTMENT A | Unknown | Asphalt coated or Bare Steel |  |  |  | Removal | 1990-02-01
0-008309 | GRANITE REEF SERVICE CENTER | 8350 E MCDOWELL RD | SCOTTSDALE | AZ | 85257 | Maricopa | 3 | Perm Closure | 1961-01-01 | 550 | Used Oil/Waste Oil | COMPARTMENT A | Unknown | Asphalt coated or Bare Steel |  |  |  | Removal | 1996-10-16
0-008309 | GRANITE REEF SERVICE CENTER | 8350 E MCDOWELL RD | SCOTTSDALE | AZ | 85257 | Maricopa | 2 | Perm Closure | 1961-01-01 | 8000 | Gasoline | COMPARTMENT A | Unknown | Asphalt coated or Bare Steel | Pressure |  | Bare or Galvanized Steel | Removal | 1994-04-07
0-008865 | GARTER STATION | 2 PLAZA RD | TUBAC | AZ | 85646 | Santa Cruz | 2 | Perm Closure | 2005-06-17 | 6000 | Gasoline | COMPARTMENT A | Double Walled | Asphalt coated or Bare Steel |  |  |  | Removal | 1996-04-03
0-006482 | MAC MINI MART #482 | 2575 N GRAND AVE | NOGALES | AZ | 85621 | Santa Cruz | 2 | Temp Closure | 1987-01-01 | 10000 | Gasoline (PUL) | COMPARTMENT A | Double Walled | Composite (Steel/Fiberglass) | Pressure | Double Walled | Fiberglass Reinforced Plastic |  | 2019-02-15
0-009278 | MAVERIK COUNTY STORE #545 | 690 W STATE ROUTE 89A | COTTONWOOD | AZ | 86326 | Yavapai | 1 | Open | 1998-01-23 | 12000 | Gasoline | COMPARTMENT A | Double Walled | Fiberglass Reinforced Plastic | Pressure | Double Walled
0-002484 | HOLBROOK AIRPORT | 300 AIRPORT RD | HOLBROOK | AZ | 86025 | Navajo | 1 | Perm Closure | 1971-05-20 | 6000 | Gasoline | COMPARTMENT A | Single Walled | Asphalt coated or Bare Steel | Suction - Check Valve at the Tank Top |  |  | Removal | 1999-11-10
0-006162 | J & W RENTS | 3030 N 73RD ST | SCOTTSDALE | AZ | 85251 | Maricopa | 2 | Perm Closure | 1986-04-29 | 2000 | Gasoline | COMPARTMENT A |  | Fiberglass Reinforced Plastic |  |  |  | Removal | 1998-06-10
0-002226 | BROADWAY VOLVO INC | 930 E BROADWAY BLVD | TUCSON | AZ | 85719 | Pima | 3 | Perm Closure | 1977-01-27 | 50 | Unidentified | COMPARTMENT A | Single Walled | Asphalt coated or Bare Steel |  |  |  | Removal | 1988-08-01
0-010018 | GALFAB | 4020 S 15TH AVE | PHOENIX | AZ | 85041 | Maricopa | 1 | Perm Closure | 2005-06-17 |  | Diesel | COMPARTMENT A | Double Walled | Asphalt coated or Bare Steel |  |  |  | Removal | 2004-05-08
0-003142 | CITY OF MESA - FIRE STATION 208 | 4530 E MCKELLIPS RD | MESA | AZ | 85215 | Maricopa | 2 | Perm Closure | 1982-04-10 | 10000 | Diesel | COMPARTMENT A | Double Walled | Fiberglass Reinforced Plastic | Pressure | Double Walled | Fiberglass Reinforced Plastic | Removal | 2000-03-23
0-008611 | AIR COMMERCE CENTER | 14605 N AIRPORT DR | SCOTTSDALE | AZ | 85260 | Maricopa | 2 | Perm Closure | 1985-01-01 | 12000 | Jet Fuel | COMPARTMENT A | Double Walled | Fiberglass Reinforced Plastic | Suction - Check Valve at the Tank Top |  |  | Removal | 2018-11-27
0-008138 | DOUGLAS UNIFIED SCHOOL DISTRICT #27 | 1700 ESTRELLA AVE | DOUGLAS | AZ | 85607 | Cochise | 1 | Perm Closure | 1970-01-01 | 2000 | Diesel | COMPARTMENT A | Unknown | Asphalt coated or Bare Steel | Pressure |  |  | Removal | 2002-08-13
0-006390 | GREEN VALLEY SUPER CENTER | 171 W CONTINENTAL RD | GREEN VALLEY | AZ | 85622 | Pima | 3 | Open | 1984-01-01 | 12000 | Gasoline | COMPARTMENT A |  | Fiberglass Reinforced Plastic | Pressure |  | Fiberglass Reinforced Plastic
0-002258 | FAST TRAK GAS-N-GO | 804 N COUNTRY CLUB DR | MESA | AZ | 85201 | Maricopa | 2 | Perm Closure | 1977-01-01 | 10000 | Gasoline (PUL) | COMPARTMENT A | Single Walled | Asphalt coated or Bare Steel | Pressure |  | Fiberglass Reinforced Plastic | Removal | 2019-02-07
0-000447 | ARIZONA WATER CO - WAREHOUSE YARD/MOONRIDGE WELL | 924 N FESTIVAL DR | PINETOP-LAKESIDE | AZ | 85929 | Navajo | 1 | Perm Closure | 1983-01-01 | 2000 | Diesel | COMPARTMENT A |  | Asphalt coated or Bare Steel |  |  |  | Removal | 1988-12-22
0-000447 | ARIZONA WATER CO - WAREHOUSE YARD/MOONRIDGE WELL | 924 N FESTIVAL DR | PINETOP-LAKESIDE | AZ | 85929 | Navajo | 2 | Perm Closure | 1983-01-01 | 2000 | Diesel | COMPARTMENT A |  | Asphalt coated or Bare Steel |  |  |  | Removal | 1988-12-22
0-003165 | MIDLAND ROSS | 24053 S ARIZONA AVE | CHANDLER | AZ | 85248 | Maricopa | 3 | Perm Closure | 1977-01-01 | 20000 | Hazardous Substance | COMPARTMENT A | Single Walled | Asphalt coated or Bare Steel | Suction - Check Valve at the Tank Top |  |  | Removal | 1992-12-29
0-000391 | PALO VERDE NUCLEAR GENERATING STATION | 5801 S WINTERSBURG RD | TONOPAH | AZ | 85354 | Maricopa | 17 | Perm Closure | 1976-01-01 | 10000 | Gasoline | COMPARTMENT A | Single Walled | Asphalt coated or Bare Steel | Pressure |  |  | Removal | 1992-11-12
0-000391 | PALO VERDE NUCLEAR GENERATING STATION | 5801 S WINTERSBURG RD | TONOPAH | AZ | 85354 | Maricopa | 20 | Perm Closure | 1982-01-01 | 500 | Used Oil/Waste Oil | COMPARTMENT A | Double Walled | Fiberglass Reinforced Plastic | Suction - Check Valve at the Tank Top |  |  | Removal | 1992-11-09
0-000391 | PALO VERDE NUCLEAR GENERATING STATION | 5801 S WINTERSBURG RD | TONOPAH | AZ | 85354 | Maricopa | 21 | Perm Closure | 1980-01-01 | 500 | Hazardous Substance | COMPARTMENT A | Double Walled | Fiberglass Reinforced Plastic | Pressure |  |  | Removal | 1989-03-20
0-000391 | PALO VERDE NUCLEAR GENERATING STATION | 5801 S WINTERSBURG RD | TONOPAH | AZ | 85354 | Maricopa | 19 | Perm Closure | 1977-01-01 | 15000 | Diesel | COMPARTMENT A | Single Walled | Asphalt coated or Bare Steel |  |  |  | Removal | 1987-09-01
0-000391 | PALO VERDE NUCLEAR GENERATING STATION | 5801 S WINTERSBURG RD | TONOPAH | AZ | 85354 | Maricopa | 28 | Perm Closure | 1982-01-01 | 250 | Used Oil/Waste Oil | COMPARTMENT A | Single Walled | Asphalt coated or Bare Steel | Gravity Feed | Single Walled | Bare or Galvanized Steel | Removal | 1987-07-01
0-006517 | CHEVRON - CHRISTOPHER CREEK CHEVRON |  | CHRISTOPHER CREEK |  |  | Gila | 5 | Perm Closure | 1980-01-01 | 8000 | Gasoline | COMPARTMENT A | Single Walled | Asphalt coated or Bare Steel | Pressure |  | Fiberglass Reinforced Plastic | Removal | 1999-06-16
0-002957 | BOXSMART | 435 S 59TH AVE | PHOENIX | AZ | 85043 | Maricopa | 5 | Perm Closure | 1971-01-01 | 1000 | Gasoline | COMPARTMENT A |  | Asphalt coated or Bare Steel |  |  |  | Removal | 1989-12-04
0-004204 | ROYCO OIL CO | 6655 W INDIAN SCHOOL RD | PHOENIX | AZ | 85033 | Maricopa | 1 | Perm Closure | 1956-02-21 | 10000 | Gasoline | COMPARTMENT A | Double Walled | Asphalt coated or Bare Steel |  |  |  | Removal | 1988-02-16
0-004204 | ROYCO OIL CO | 6655 W INDIAN SCHOOL RD | PHOENIX | AZ | 85033 | Maricopa | 3 | Perm Closure | 1956-02-21 | 5000 | Gasoline | COMPARTMENT A | Double Walled | Asphalt coated or Bare Steel |  |  |  | Removal | 1988-02-16
0-000222 | AUTOS BARATITOS | 2800 E VAN BUREN ST | PHOENIX | AZ | 85008 | Maricopa | 2 | Perm Closure | 1959-01-01 | 9500 | Gasoline | COMPARTMENT A | Single Walled | Asphalt coated or Bare Steel |  |  |  | Removal | 1990-12-19
0-000222 | AUTOS BARATITOS | 2800 E VAN BUREN ST | PHOENIX | AZ | 85008 | Maricopa | 4 | Perm Closure | 1959-01-01 | 9500 | Gasoline (PUL) | COMPARTMENT A | Single Walled | Asphalt coated or Bare Steel |  |  |  | Removal | 1990-12-19
0-008290 | LEON'S TRAILER PARK WEST | 16601 N SURPRISE AVE | SURPRISE | AZ | 85374 | Maricopa | 1 | Perm Closure | 2005-06-17 |  | Gasoline | COMPARTMENT A |  | Asphalt coated or Bare Steel | Pressure |  |  | Removal | 1994-04-23
0-004201 | ROSS AVIATION | 15115 N AIRPORT DR | SCOTTSDALE | AZ | 85260 | Maricopa | 8 | Open | 1990-08-01 | 15000 | Gasoline | COMPARTMENT A | Single Walled | Asphalt coated or Bare Steel | Suction - Check Valve at the Tank Top |  | Bare or Galvanized Steel
0-005033 | EARNHARDT CHEVROLET | 2121 N ARIZONA AVE | CHANDLER | AZ | 85225 | Maricopa | 4 | Perm Closure | 1983-01-01 | 1000 | Used Oil/Waste Oil | COMPARTMENT A | Unknown | Unknown | Gravity Feed |  |  | Removal | 1992-06-15
0-000492 | ARCO #5277 | 1220 N ARIZONA AVE | CHANDLER | AZ | 85225 | Maricopa | 5 | Perm Closure | 1988-02-01 | 12000 | Gasoline | COMPARTMENT A | Double Walled | Fiberglass Reinforced Plastic | Pressure | Double Walled | Fiberglass Reinforced Plastic | Removal | 2003-09-17
0-001346 | CIRCLE K #2700946 | 4500 W INA RD | MARANA | AZ | 85741 | Pima | 1 | Perm Closure | 1972-01-01 | 10000 | Gasoline | COMPARTMENT A |  | Asphalt coated or Bare Steel | Pressure |  |  | Removal | 1998-07-15
0-000127 | ALSCO - AMERICAN LINEN DIVISION | 350 S GILA ST | YUMA | AZ | 85364 | Yuma | 1 | Perm Closure | 1976-01-01 | 500 | Diesel | COMPARTMENT A |  | Asphalt coated or Bare Steel |  |  |  | Removal | 1986-04-07
0-002010 | CIRCLE K #5579 | 655 W 22ND ST | TUCSON | AZ | 85713 | Pima | 3 | Perm Closure | 1966-01-01 | 8000 | Gasoline | COMPARTMENT A |  | Asphalt coated or Bare Steel |  |  |  | Removal | 1991-05-29
0-004625 | 7-ELEVEN #17415 | 1540 E BROADWAY BLVD | TUCSON | AZ | 85719 | Pima | 3 | Perm Closure | 1974-01-01 | 9940 | Gasoline | COMPARTMENT A | Single Walled | Asphalt coated or Bare Steel |  |  |  | Removal | 1991-12-23
0-004163 | ROAD MACHINERY LLC | 716 S 7TH ST | PHOENIX | AZ | 85034 | Maricopa | 1 | Perm Closure | 1981-01-10 | 12000 | Diesel | COMPARTMENT A |  | Asphalt coated or Bare Steel |  |  |  | Removal | 1994-01-04
0-001992 | CIRCLE K #2705406 | 3448 W PEORIA AVE | PHOENIX | AZ | 85029 | Maricopa | 5 | Perm Closure | 1994-10-20 | 12000 | Gasoline | COMPARTMENT A | Double Walled | Fiberglass Reinforced Plastic | Pressure | Double Walled | Fiberglass Reinforced Plastic | Removal | 2004-04-30
0-001992 | CIRCLE K #2705406 | 3448 W PEORIA AVE | PHOENIX | AZ | 85029 | Maricopa | 7 | Perm Closure | 1994-10-24 | 12000 | Gasoline | COMPARTMENT A | Double Walled | Fiberglass Reinforced Plastic | Pressure | Double Walled | Fiberglass Reinforced Plastic | Removal | 2004-04-30
0-004774 | MOBIL 18-603 | 3548 W BELL RD | PHOENIX | AZ | 85303 | Maricopa | 4 | Perm Closure | 1987-07-13 | 10000 | Gasoline | COMPARTMENT A | Double Walled | Fiberglass Reinforced Plastic | Pressure |  | Fiberglass Reinforced Plastic | Removal | 1987-08-01
0-003296 | FEDERAL EXPRESS CORP | 2405 W UNIVERSITY DR | TEMPE | AZ | 85281 | Maricopa | 1 | Perm Closure | 1985-01-01 | 10000 | Gasoline | COMPARTMENT A | Double Walled | Fiberglass Reinforced Plastic | Pressure |  | Bare or Galvanized Steel | Removal | 1997-07-17
0-001708 | PIMA MINE | 3801 W MINERAL HILL RD | SAHUARITA | AZ | 85629 | Pima | 1 | Perm Closure | 1966-01-01 | 5000 | Gasoline | COMPARTMENT A |  | Asphalt coated or Bare Steel |  |  |  | Removal | 1991-04-08
0-001708 | PIMA MINE | 3801 W MINERAL HILL RD | SAHUARITA | AZ | 85629 | Pima | 5 | Perm Closure | 2005-06-17 | 200 | Diesel | COMPARTMENT A |  | Asphalt coated or Bare Steel | Gravity Feed |  |  | Removal | 1991-06-13
0-006169 | ADOT - VACANT LOT | 4488 NW GRAND AVE | GLENDALE | AZ | 85301 | Maricopa | 2 | Perm Closure | 1979-05-07 | 1000 | Gasoline | COMPARTMENT A | Double Walled | Asphalt coated or Bare Steel |  |  |  | Removal | 1990-01-10
0-006996 | PEARCE CARDLOCK #21 | 5032 W COLTER ST | GLENDALE | AZ | 85301 | Maricopa | 3 | Perm Closure | 1989-01-01 | 10000 | Gasoline | COMPARTMENT A | Unknown | Fiberglass Reinforced Plastic | Pressure |  | Fiberglass Reinforced Plastic | Removal | 2005-08-16
0-006996 | PEARCE CARDLOCK #21 | 5032 W COLTER ST | GLENDALE | AZ | 85301 | Maricopa | 2 | Perm Closure | 1989-01-01 | 10000 | Diesel | COMPARTMENT A | Unknown | Fiberglass Reinforced Plastic | Pressure |  | Fiberglass Reinforced Plastic | Removal | 2005-08-16
0-005318 | CHEVRON - QUICK MART | 3686 E SANTA FE AVE | FLAGSTAFF | AZ | 86004 | Coconino | 1 | Perm Closure | 1974-04-15 | 10000 | Gasoline | COMPARTMENT A | Double Walled | Asphalt coated or Bare Steel | Pressure |  | Fiberglass Reinforced Plastic | Removal | 1996-04-30
0-001197 | CIRCLE K #226 | 317 N WILLIAMSON AVE | WINSLOW | AZ | 86047 | Navajo | 4 | Perm Closure | 1969-01-01 | 4000 | Gasoline | COMPARTMENT A |  | Asphalt coated or Bare Steel | Pressure |  |  | Removal | 1999-03-16
0-007180 | CHEVRON #9-6574 | 825 E APACHE BLVD | TEMPE | AZ | 85281 | Maricopa | 4 | Perm Closure | 1970-01-01 | 550 | Used Oil/Waste Oil | COMPARTMENT A | Single Walled | Asphalt coated or Bare Steel | Pressure | Single Walled | Bare or Galvanized Steel | Removal | 1996-01-16
0-001793 | GRAND CANYON CAVERNS |  | HYDE PARK |  |  | Coconino | 3 | Perm Closure | 1960-01-01 | 12000 | Gasoline | COMPARTMENT A |  | Asphalt coated or Bare Steel |  |  |  | Removal | 1990-03-19
0-008509 | PATRICK INDUSTRIES | 750 W POLK ST | PHOENIX | AZ | 85007 | Maricopa | 1 | Perm Closure | 2005-06-17 | 500 | Used Oil/Waste Oil | COMPARTMENT A | Unknown | Unknown |  |  |  | Removal | 1995-02-09
0-008125 | CHINO VALLEY STATION | 995 S STATE ROUTE 89 | CHINO VALLEY | AZ | 86323 | Yavapai | 2 | Perm Closure | 1984-01-01 | 6000 | Gasoline | COMPARTMENT A | Single Walled | Asphalt coated or Bare Steel | Pressure | Single Walled | Bare or Galvanized Steel | Removal | 1994-01-04
0-008125 | CHINO VALLEY STATION | 995 S STATE ROUTE 89 | CHINO VALLEY | AZ | 86323 | Yavapai | 3 | Perm Closure | 1984-01-01 | 5000 | Gasoline | COMPARTMENT A | Single Walled | Asphalt coated or Bare Steel | Pressure | Single Walled | Bare or Galvanized Steel | Removal | 1994-01-04
0-000518 | ARCO #5270 | 4733 W THOMAS RD | PHOENIX | AZ | 85031 | Maricopa | 3 | Perm Closure | 2005-06-17 | 10000 | Gasoline | COMPARTMENT A |  | Asphalt coated or Bare Steel | Pressure |  | Fiberglass Reinforced Plastic | Removal | 1993-10-28
0-008585 | CAMELBACK EAST SHOPS | 3201 E CAMELBACK RD | PHOENIX | AZ | 85018 | Maricopa | 3 | Perm Closure | 2005-06-17 | 280 | Used Oil/Waste Oil | COMPARTMENT A | Unknown | Asphalt coated or Bare Steel |  |  |  | Removal | 1977-01-01
0-002001 | CHEVRON | 5960 N ORACLE RD | TUCSON | AZ | 85704 | Pima | 5 | Perm Closure | 1985-01-01 | 1000 | Used Oil/Waste Oil | COMPARTMENT A | Double Walled | Fiberglass Reinforced Plastic | Gravity Feed |  | Fiberglass Reinforced Plastic | Removal | 2008-07-29
0-001424 | CIRCLE K #1541 | 701 E BETHANY HOME RD | PHOENIX | AZ | 85014 | Maricopa | 3 | Open | 1984-01-01 | 10000 | Gasoline | COMPARTMENT A | Single Walled | Fiberglass Reinforced Plastic | Pressure |  | Fiberglass Reinforced Plastic
0-002794 | GIANT #918 | 2743 S ALMA SCHOOL RD | MESA | AZ | 85210 | Maricopa | 5 | Perm Closure | 1985-04-08 | 12000 | Diesel | COMPARTMENT A | Double Walled | Fiberglass Reinforced Plastic | Pressure |  | Fiberglass Reinforced Plastic | Removal | 2003-11-06
0-002794 | GIANT #918 | 2743 S ALMA SCHOOL RD | MESA | AZ | 85210 | Maricopa | 3 | Perm Closure | 1985-04-08 | 12000 | Gasoline | COMPARTMENT A | Double Walled | Fiberglass Reinforced Plastic | Pressure |  | Fiberglass Reinforced Plastic | Removal | 2003-11-06
0-002794 | GIANT #918 | 2743 S ALMA SCHOOL RD | MESA | AZ | 85210 | Maricopa | 2 | Perm Closure | 1985-04-08 | 12000 | Gasoline | COMPARTMENT A | Double Walled | Fiberglass Reinforced Plastic | Pressure |  | Fiberglass Reinforced Plastic | Removal | 2003-11-06
0-006739 | ROUTE 66 AUTO | 800 W ROUTE 66 | FLAGSTAFF | AZ | 86001 | Coconino | 3 | Perm Closure | 1970-01-01 | 8000 | Gasoline | COMPARTMENT A | Double Walled | Asphalt coated or Bare Steel |  |  |  | Removal | 1990-02-05
0-002770 | SPEEDWAY STORE #2988 | 201 N HASKELL AVE | WILLCOX | AZ | 85643 | Cochise | 6 | Open | 1986-04-08 | 6000 | Gasoline | COMPARTMENT A | Double Walled | Composite (Steel/Fiberglass) | Pressure |  | Fiberglass Reinforced Plastic
0-007601 | WICKENBURG TIRE AND EXXON | 340 E WICKENBURG WAY | WICKENBURG | AZ | 85390 | Maricopa | 6 | Perm Closure | 1998-11-05 | 7000 | Gasoline | COMPARTMENT B | Single Walled | Asphalt coated or Bare Steel |  |  |  | Removal | 2005-11-29
0-007601 | WICKENBURG TIRE AND EXXON | 340 E WICKENBURG WAY | WICKENBURG | AZ | 85390 | Maricopa | 2 | Perm Closure | 1950-01-01 | 1000 | Gasoline | COMPARTMENT A | Double Walled | Composite (Steel/Fiberglass) |  |  |  | Removal | 1991-12-18
0-005456 | CIRCLE K #2917 | 8909 E TANQUE VERDE RD | TUCSON | AZ | 85749 | Pima | 2 | Perm Closure | 1972-04-08 | 6000 | Gasoline | COMPARTMENT A | Double Walled | Asphalt coated or Bare Steel | Pressure |  |  | Removal | 1999-03-30
0-008814 | C&C AUTO | 1827 E WHITE MOUNTAIN BLVD | PINETOP-LAKESIDE | AZ | 85935 | Navajo | 2 | Perm Closure | 2005-06-17 | 1000 | Gasoline | COMPARTMENT A | Unknown | Unknown | Suction - Check Valve at the Tank Top |  |  | Removal | 1996-04-18
0-006236 | LAKE HAVASU TRI-MART | 2201 MCCULLOCH BLVD N | LAKE HAVASU CITY | AZ | 86403 | Mohave | 2 | Perm Closure | 1985-02-24 | 8000 | Gasoline | COMPARTMENT A | Single Walled | Fiberglass Reinforced Plastic | Pressure |  | Fiberglass Reinforced Plastic | Removal | 2019-08-20
0-000886 | TEXACO #60-349-0308 | 5208 E MAIN ST | MESA | AZ | 85205 | Maricopa | 10 | Perm Closure | 1995-11-21 | 10000 | Diesel | COMPARTMENT A | Double Walled | Fiberglass Reinforced Plastic | Pressure | Double Walled | Fiberglass Reinforced Plastic | Removal | 2002-04-23
0-000886 | TEXACO #60-349-0308 | 5208 E MAIN ST | MESA | AZ | 85205 | Maricopa | 4 | Perm Closure | 1980-01-01 | 12000 | Diesel | COMPARTMENT A |  | Asphalt coated or Bare Steel | Pressure |  | Fiberglass Reinforced Plastic | Removal | 1995-11-15
0-000886 | TEXACO #60-349-0308 | 5208 E MAIN ST | MESA | AZ | 85205 | Maricopa | 6 | Perm Closure | 1980-01-01 | 12000 | Diesel | COMPARTMENT A |  | Asphalt coated or Bare Steel | Pressure |  | Fiberglass Reinforced Plastic | Removal | 1995-11-15
0-001865 | CONOCOPHILLIPS #2670894 | 6630 W CAMELBACK RD | GLENDALE | AZ | 85301 | Maricopa | 2 | Perm Closure | 1963-01-01 | 8000 | Gasoline | COMPARTMENT A | Double Walled | Composite (Steel/Fiberglass) | Pressure | Single Walled | Bare or Galvanized Steel | Removal | 1994-03-15
0-001865 | CONOCOPHILLIPS #2670894 | 6630 W CAMELBACK RD | GLENDALE | AZ | 85301 | Maricopa | 8 | Perm Closure | 1994-04-01 | 12000 | Gasoline | COMPARTMENT A | Double Walled | Fiberglass Reinforced Plastic | Pressure | Double Walled | Fiberglass Reinforced Plastic | Removal | 2005-07-27
0-002949 | LEON'S CHEVRON | 140 S HUACHUCA BLVD | HUACHUCA CITY | AZ | 85616 | Cochise | 5 | Perm Closure | 1996-10-31 | 12000 | Gasoline (UL) | COMPARTMENT A | Double Walled | Fiberglass Reinforced Plastic | Pressure | Double Walled | Flexible | Removal | 2018-02-14
0-010006 | CIRCLE K STORE #2741713 | 16794 W BELL RD | SURPRISE | AZ | 85374 | Maricopa | 2 | Open | 2004-02-06 | 15000 | Gasoline (UL) | COMPARTMENT A | Double Walled | Fiberglass Reinforced Plastic | Pressure | Double Walled | Flexible
0-007565 | A DEAL CONCRETE | 9300 N 12TH AVE | PHOENIX | AZ | 85021 | Maricopa | 2 | Perm Closure | 1970-01-01 | 6000 | Diesel | COMPARTMENT A | Double Walled | Asphalt coated or Bare Steel |  |  |  | Removal | 1996-12-12
0-001281 | CIRCLE K #663 | 61 E COMMERCIAL ST | SAINT JOHNS | AZ | 85936 | Apache | 1 | Open | 1971-01-01 | 10000 | Gasoline | COMPARTMENT A |  | Fiberglass Reinforced Plastic | Pressure | Double Walled | Fiberglass Reinforced Plastic
0-001281 | CIRCLE K #663 | 61 E COMMERCIAL ST | SAINT JOHNS | AZ | 85936 | Apache | 2 | Open | 1971-01-01 | 10000 | Gasoline | COMPARTMENT A |  | Fiberglass Reinforced Plastic | Pressure | Double Walled | Fiberglass Reinforced Plastic
0-004153 | CHAPARRAL CONVENIENCE STORE | 2400 N HWY 77 | ORACLE | AZ | 85623 | Pinal | 5 | Perm Closure | 1993-05-21 | 6000 | Gasoline | COMPARTMENT B | Double Walled | Composite (Steel/Fiberglass) | Pressure | Double Walled | Fiberglass Reinforced Plastic | Removal | 2016-09-14
0-004676 | 7-ELEVEN #25730 | 1601 E SOUTHERN AVE | PHOENIX | AZ | 85040 | Maricopa | 2 | Perm Closure | 1985-01-01 | 10000 | Gasoline | COMPARTMENT A | Single Walled | Fiberglass Reinforced Plastic | Pressure | Single Walled | Fiberglass Reinforced Plastic | Removal | 2013-09-23
0-004941 | GREENWAY FAMILY SERVICE | 15030 N 99TH AVE | SUN CITY | AZ | 85351 | Maricopa | 5 | Perm Closure | 1993-09-01 | 10000 | Gasoline | COMPARTMENT A | Unknown | Fiberglass Reinforced Plastic | Pressure | Double Walled | Fiberglass Reinforced Plastic | Removal | 2003-10-16
0-000098 | DIGAS #537 | 2716 N 67TH AVE | PHOENIX | AZ | 85035 | Maricopa | 4 | Perm Closure | 2005-06-17 | 12000 | Diesel | COMPARTMENT A |  | Asphalt coated or Bare Steel |  |  |  | Removal | 1990-07-06
0-006759 | CONTRACTORS WEST INC | 2801 N 32ND ST | PHOENIX | AZ | 85008 | Maricopa | 3 | Perm Closure | 1966-01-01 | 550 | Diesel | COMPARTMENT A | Unknown | Asphalt coated or Bare Steel |  |  |  | Removal | 1989-12-20
0-003892 | PHOENIX, CITY OF - AVIATION DEPARTMENT | 1901 N 16TH ST | PHOENIX | AZ | 85006 | Maricopa | 1 | Perm Closure | 2005-06-17 |  | Gasoline | COMPARTMENT A | Single Walled | Asphalt coated or Bare Steel |  |  |  | Removal | 1986-09-05
0-005434 | CIRCLE K #2702888 | 1205 E BROADWAY RD | MESA | AZ | 85204 | Maricopa | 1 | Perm Closure | 1985-01-01 | 10000 | Gasoline | COMPARTMENT A | Double Walled | Fiberglass Reinforced Plastic | Pressure |  | Fiberglass Reinforced Plastic | Removal | 2011-01-12
0-001975 | POWER PLUS | 4636 N 43RD AVE | PHOENIX | AZ | 85031 | Maricopa | 3 | Perm Closure | 1979-01-01 | 8000 | Gasoline | COMPARTMENT A | Single Walled | Asphalt coated or Bare Steel |  |  |  | Removal | 1988-01-08
0-009366 | CITY OF PHOENIX - MUNICIPAL PARKING GARAGE | 300 W ADAMS ST | PHOENIX | AZ | 85003 | Maricopa | 1 | Perm Closure | 2005-06-17 | 550 | Unidentified | COMPARTMENT A | Single Walled | Asphalt coated or Bare Steel | Suction - Check Valve at the Dispenser | Single Walled | Bare or Galvanized Steel | Removal | 1998-11-06
0-009040 | PIKE'S PLACE |  | BAGDAD |  |  | Yavapai | 1 | Perm Closure | 1976-01-01 | 3000 | Gasoline | COMPARTMENT A | Single Walled | Asphalt coated or Bare Steel |  |  |  | Removal | 1997-12-19
0-003364 | CENTURYLINK | 300 W MAIN ST | PAYSON | AZ | 85541 | Gila | 3 | Perm Closure | 1980-01-07 | 2000 | Gasoline | COMPARTMENT A | Unknown | Asphalt coated or Bare Steel |  |  |  | Removal | 1997-07-01
0-009558 | WHITE MOUNTAIN PUBLISHING CO | 9 W MAIN ST | SPRINGERVILLE | AZ | 85938 | Apache | 1 | Perm Closure | 2005-06-17 | 500 | Gasoline | COMPARTMENT A | Unknown | Asphalt coated or Bare Steel | Suction - Check Valve at the Dispenser |  | Bare or Galvanized Steel | Removal | 2000-01-12
0-005053 | CIRCLE K STORE #2709163 | 2020 W WARNER RD | CHANDLER | AZ | 85224 | Maricopa | 2 | Open | 1989-07-12 | 10000 | Gasoline | COMPARTMENT A | Double Walled | Fiberglass Reinforced Plastic | Pressure | Single Walled | Fiberglass Reinforced Plastic
0-003298 | MONTGOMERY WARD | 3601 E BROADWAY BLVD | TUCSON | AZ | 85716 | Pima | 2 | Perm Closure | 1962-01-06 | 10000 | Gasoline | COMPARTMENT A | Unknown | Unknown |  |  |  | Removal | 1986-10-10
0-003295 | MONTGOMERY WARD #2236 | 5849 W NORTHERN AVE | GLENDALE | AZ | 85301 | Maricopa | 1 | Perm Closure | 1973-01-03 | 10000 | Gasoline | COMPARTMENT A | Unknown | Asphalt coated or Bare Steel |  |  |  | Removal | 1989-07-25
0-003275 | MONTGOMERY WARD #2572 | 1625 W SOUTHERN AVE | MESA | AZ | 85202 | Maricopa | 4 | Perm Closure | 1980-01-01 | 100 | Used Oil/Waste Oil | COMPARTMENT A | Single Walled | Fiberglass Reinforced Plastic |  |  |  | Removal | 1989-06-08
0-003275 | MONTGOMERY WARD #2572 | 1625 W SOUTHERN AVE | MESA | AZ | 85202 | Maricopa | 2 | Perm Closure | 1980-01-01 | 10000 | Gasoline | COMPARTMENT A | Single Walled | Fiberglass Reinforced Plastic |  |  |  | Removal | 1989-06-08
0-004002 | MINIT LUBE #1124 | 10221 N METRO PKWY W | PHOENIX | AZ | 85051 | Maricopa | 1 | Perm Closure | 1980-04-03 | 4000 | Unidentified | COMPARTMENT A | Unknown | Asphalt coated or Bare Steel |  |  |  | Removal | 1987-12-22
0-003223 | CIRCLE K STORE #2709167 | 9709 N HAYDEN RD | SCOTTSDALE | AZ | 85258 | Maricopa | 3 | Perm Closure | 1985-01-01 | 1000 | Used Oil/Waste Oil | COMPARTMENT A | Single Walled | Fiberglass Reinforced Plastic | Gravity Feed |  | Fiberglass Reinforced Plastic | Removal | 1996-04-19
0-002927 | LA PAZ COUNTY - SALOME PUBLIC WORKS YARDS |  | SALOME |  |  | La Paz | 1 | Perm Closure | 1986-01-01 | 10000 | Gasoline | COMPARTMENT A | Single Walled | Fiberglass Reinforced Plastic | Suction - Check Valve at the Tank Top |  |  | Removal | 1991-10-23
0-010003 | QUIKTRIP #467 | 3875 S PRIEST DR | TEMPE | AZ | 85282 | Maricopa | 1 | Open | 2003-12-22 | 12000 | Gasoline | COMPARTMENT A | Double Walled | Fiberglass Reinforced Plastic | Pressure | Double Walled | Flexible
0-006640 | WESTECH RECYCLERS | 850 W LINCOLN ST | PHOENIX | AZ | 85007 | Maricopa | 2 | Perm Closure | 1989-02-13 | 4000 | Diesel | COMPARTMENT A | Unknown | Fiberglass Reinforced Plastic | Suction - Check Valve at the Tank Top |  | Fiberglass Reinforced Plastic | Removal | 1994-10-27
0-009374 | FOUNTAIN HILLS SANITARY DISTRICT - WWTP | 16941 E PEPPERWOOD CIR | FOUNTAIN HILLS | AZ | 85268 | Maricopa | 1 | Perm Closure | 2005-06-17 | 2000 | Gasoline | COMPARTMENT A | Unknown | Asphalt coated or Bare Steel |  |  |  | Removal | 1998-12-10
0-000721 | BINGHAM EQUIPMENT CO | 1655 S COUNTRY CLUB DR | MESA | AZ | 85210 | Maricopa | 2 | Perm Closure | 1970-01-30 | 2000 | Gasoline | COMPARTMENT A | Unknown | Unknown |  |  |  | Removal | 1988-01-01
0-004042 | TUCSON JET CENTER | 6720 S PLUMER AVE | TUCSON | AZ | 85756 | Pima | 1 | Perm Closure | 1978-01-01 | 10000 | Kerosene | COMPARTMENT A | Single Walled | Asphalt coated or Bare Steel | Pressure | Single Walled | Bare or Galvanized Steel | Removal | 1989-05-01
0-005591 | WEISS GUYS CAR WASH #8 | 1503 W CAMELBACK RD | PHOENIX | AZ | 85015 | Maricopa | 7 | Perm Closure | 1991-10-11 | 10000 | Gasoline | COMPARTMENT A | Double Walled | Composite (Steel/Fiberglass) | Pressure |  | Fiberglass Reinforced Plastic | Closed in Place | 2007-11-06
0-000431 | BUDGET RENT-A-CAR | 219 S 24TH ST | PHOENIX | AZ | 85034 | Maricopa | 1 | Perm Closure | 1966-01-01 | 2000 | Gasoline | COMPARTMENT A | Single Walled | Asphalt coated or Bare Steel | Suction - Check Valve at the Tank Top | Single Walled | Bare or Galvanized Steel | Removal | 1989-07-11
0-000431 | BUDGET RENT-A-CAR | 219 S 24TH ST | PHOENIX | AZ | 85034 | Maricopa | 2 | Perm Closure | 1966-01-01 | 500 | Gasoline | COMPARTMENT A | Single Walled | Asphalt coated or Bare Steel | Suction - Check Valve at the Tank Top | Single Walled | Bare or Galvanized Steel | Removal | 1989-07-11
0-000378 | PINAL COUNTY - FACILITIES MANAGEMENT | 2207 S WILLOW ST | FLORENCE | AZ | 85132 | Pinal | 3 | Perm Closure | 1966-01-01 | 550 | Diesel | COMPARTMENT A |  | Asphalt coated or Bare Steel |  |  |  | Removal | 1991-05-30
0-005299 | UNOCAL #5568 | 826 MILLER VALLEY RD | PRESCOTT | AZ | 86301 | Yavapai | 2 | Perm Closure | 1985-04-15 | 12000 | Gasoline | COMPARTMENT A | Double Walled | Fiberglass Reinforced Plastic |  |  |  | Removal | 1986-01-01
0-003274 | SPEEDSMART #120 | 2402 E WASHINGTON ST | PHOENIX | AZ | 85034 | Maricopa | 7 | Perm Closure | 1973-01-01 | 8000 | Gasoline | COMPARTMENT A |  | Asphalt coated or Bare Steel | Pressure |  |  | Removal | 1986-01-02
0-003274 | SPEEDSMART #120 | 2402 E WASHINGTON ST | PHOENIX | AZ | 85034 | Maricopa | 2 | Perm Closure | 1986-12-20 | 10000 | Gasoline | COMPARTMENT A | Double Walled | Fiberglass Reinforced Plastic | Pressure | Double Walled | Fiberglass Reinforced Plastic | Removal | 2018-01-03
0-003274 | SPEEDSMART #120 | 2402 E WASHINGTON ST | PHOENIX | AZ | 85034 | Maricopa | 9 | Open | 2018-02-23 | 7000 | Diesel | COMPARTMENT B | Double Walled | Fiberglass Reinforced Plastic | Pressure | Double Walled | Fiberglass Reinforced Plastic
0-007225 | ARCO AM/PM #82326 | 2450 E VALENCIA RD | TUCSON | AZ | 85706 | Pima | 1 | Perm Closure | 1990-12-01 | 10000 | Gasoline | COMPARTMENT A | Double Walled | Fiberglass Reinforced Plastic | Pressure | Double Walled | Fiberglass Reinforced Plastic | Removal | 2019-07-11
0-009758 | DIGITAL 2121 SOUTH PRICE | 2121 S PRICE RD | CHANDLER | AZ | 85286 | Maricopa | 4 | Open | 2007-07-15 | 25000 | Diesel | COMPARTMENT A | Double Walled | Fiberglass Reinforced Plastic | Suction - Check Valve at the Dispenser | Double Walled | Flexible
0-004116 | CARIOCA #60 | 8233 E STATE ROUTE 69 | PRESCOTT VALLEY | AZ | 86314 | Yavapai | 1 | Open | 1987-05-26 | 10000 | Gasoline | COMPARTMENT A | Single Walled | Fiberglass Reinforced Plastic | Pressure |  | Fiberglass Reinforced Plastic
0-000778 | BROWN TANK & STEEL | 4300 S 15TH AVE | PHOENIX | AZ | 85041 | Maricopa | 2 | Perm Closure | 1976-01-01 | 2000 | Diesel | COMPARTMENT A | Single Walled | Asphalt coated or Bare Steel |  |  |  | Removal | 1988-08-23
0-001062 | IKE'S MINI MARKET | 117 E FREMONT ST | TOMBSTONE | AZ | 85638 | Cochise | 3 | Perm Closure | 1963-01-01 | 2000 | Gasoline | COMPARTMENT A | Single Walled | Asphalt coated or Bare Steel | Suction - Check Valve at the Tank Top | Single Walled | Bare or Galvanized Steel | Removal | 1988-12-16
0-003371 | TOWERS MOUNTAIN RADIO #128659 |  | CROWN KING |  |  | Yavapai | 1 | Perm Closure | 1971-01-08 | 800 | Diesel | COMPARTMENT A | Double Walled | Fiberglass Reinforced Plastic | Suction - Check Valve at the Tank Top |  | Bare or Galvanized Steel | Removal | 1993-12-06
0-001822 | WILLCOX TRUCK PLAZA | 1190 W REX ALLEN DR | WILLCOX | AZ | 85643 | Cochise | 6 | Perm Closure | 1969-01-01 | 10000 | Diesel | COMPARTMENT A |  | Asphalt coated or Bare Steel | Pressure |  |  | Closed in Place | 1993-09-16
0-001822 | WILLCOX TRUCK PLAZA | 1190 W REX ALLEN DR | WILLCOX | AZ | 85643 | Cochise | 4 | Perm Closure | 1969-01-01 | 10000 | Diesel | COMPARTMENT A |  | Asphalt coated or Bare Steel | Pressure |  |  | Closed in Place | 1993-09-16
0-005134 | GAS PLUS | 421 E SHELDON ST | PRESCOTT | AZ | 86301 | Yavapai | 7 | Perm Closure | 2010-04-01 | 10000 | Gasoline | COMPARTMENT A | Double Walled | Fiberglass Reinforced Plastic | Pressure | Double Walled | Flexible | Removal | 2020-02-13
0-003446 | ARCO AM/PM | 1349 S 4TH AVE | YUMA | AZ | 85364 | Yuma | 3 | Perm Closure | 1957-01-01 | 10000 | Gasoline | COMPARTMENT A | Single Walled | Asphalt coated or Bare Steel |  |  |  | Removal | 1990-08-22
0-003202 | MOBIL 18-602 | 1939 W BELL RD | PHOENIX | AZ | 85023 | Maricopa | 4 | Perm Closure | 1985-11-01 | 10000 | Gasoline | COMPARTMENT A |  | Fiberglass Reinforced Plastic | Pressure |  | Fiberglass Reinforced Plastic | Removal | 1992-01-27
0-004639 | 7-ELEVEN #19650 | 4748 E MCDOWELL RD | PHOENIX | AZ | 85008 | Maricopa | 1 | Perm Closure | 1978-05-05 | 9940 | Gasoline | COMPARTMENT A | Double Walled | Asphalt coated or Bare Steel |  |  |  | Removal | 1989-11-14
0-001311 | CIRCLE K #794 | 100 N HUACHUCA BLVD | HUACHUCA CITY | AZ | 85616 | Cochise | 3 | Perm Closure | 1972-01-01 | 10000 | Gasoline | COMPARTMENT A |  | Asphalt coated or Bare Steel | Pressure |  |  | Removal | 1993-12-15
0-007908 | VT INC | 4623 E UNIVERSITY DR | PHOENIX | AZ | 85034 | Maricopa | 3 | Perm Closure | 2005-06-17 | 4000 | Gasoline | COMPARTMENT A | Unknown | Asphalt coated or Bare Steel |  |  |  | Removal | 1992-07-07
0-000992 | CENTRAL YAVAPAI FIRE DISTRICT | 8555 E YAVAPAI RD | PRESCOTT VALLEY | AZ | 86314 | Yavapai | 3 | Perm Closure | 1984-01-01 | 500 | Gasoline | COMPARTMENT A |  | Asphalt coated or Bare Steel |  |  |  | Removal | 1995-06-01
0-000908 | SHELL GAS STATION | 8316 W INDIAN SCHOOL RD | PHOENIX | AZ | 85037 | Maricopa | 3 | Perm Closure | 1969-01-01 | 10000 | Gasoline | COMPARTMENT A |  | Asphalt coated or Bare Steel |  |  |  | Removal | 1990-11-01
0-001845 | EARNHARDT FORD | 777 E BASELINE RD | TEMPE | AZ | 85283 | Maricopa | 1 | Perm Closure | 1981-01-01 | 5000 | Diesel | COMPARTMENT A |  | Asphalt coated or Bare Steel |  |  |  | Removal | 1991-10-15
0-000652 | HENSLEY & CO | 4201 N 45TH AVE | PHOENIX | AZ | 85031 | Maricopa | 3 | Perm Closure | 1988-04-01 | 6000 | Gasoline | COMPARTMENT A | Double Walled | Fiberglass Reinforced Plastic | Pressure | Double Walled | Fiberglass Reinforced Plastic | Removal | 2020-11-06
0-005840 | PILOT TRAVEL CENTER #1180 | 41112 W INDIAN SCHOOL RD | TONOPAH | AZ | 85354 | Maricopa | 1 | Perm Closure | 1987-10-12 | 10000 | Gasoline | COMPARTMENT A | Double Walled | Fiberglass Reinforced Plastic | Pressure |  | Fiberglass Reinforced Plastic | Removal | 2018-11-15
0-005840 | PILOT TRAVEL CENTER #1180 | 41112 W INDIAN SCHOOL RD | TONOPAH | AZ | 85354 | Maricopa | 4 | Perm Closure | 1987-10-12 | 12000 | Diesel | COMPARTMENT A | Double Walled | Fiberglass Reinforced Plastic | Pressure |  | Fiberglass Reinforced Plastic | Removal | 2018-11-15
0-000682 | THUMB BUTTE EXXON | 1451 W GURLEY ST | PRESCOTT | AZ | 86305 | Yavapai | 4 | Open | 1988-01-01 | 8000 | Gasoline | COMPARTMENT A | Double Walled | Composite (Steel/Fiberglass)
0-000682 | THUMB BUTTE EXXON | 1451 W GURLEY ST | PRESCOTT | AZ | 86305 | Yavapai | 5 | Open | 1988-01-01 | 6000 | Gasoline | COMPARTMENT A | Double Walled | Composite (Steel/Fiberglass)
0-004602 | SOUTHERN UNION GAS CO | 501 6TH ST | PRESCOTT | AZ | 86301 | Yavapai | 2 | Perm Closure | 1975-05-03 | 1000 | Gasoline | COMPARTMENT A | Double Walled | Asphalt coated or Bare Steel |  |  |  | Removal | 1989-07-13
0-005094 | SINAGUA HIGH SCHOOL | 3950 E BUTLER AVE | FLAGSTAFF | AZ | 86004 | Coconino | 1 | Perm Closure | 1988-01-01 | 500 | Used Oil/Waste Oil | COMPARTMENT A | Unknown | Fiberglass Reinforced Plastic |  |  |  | Removal | 1997-08-12
0-009540 | MEDINA'S SERVICE GARAGE | 1047 N MAIN AVE | TUCSON | AZ | 85705 | Pima | 1 | Perm Closure | 1947-01-01 | 1000 | Diesel | COMPARTMENT A | Unknown | Asphalt coated or Bare Steel | Suction - Check Valve at the Dispenser |  | Bare or Galvanized Steel | Removal | 1999-11-19
0-009540 | MEDINA'S SERVICE GARAGE | 1047 N MAIN AVE | TUCSON | AZ | 85705 | Pima | 3 | Perm Closure | 1947-01-01 | 550 | Gasoline | COMPARTMENT A | Unknown | Asphalt coated or Bare Steel | Suction - Check Valve at the Dispenser |  | Bare or Galvanized Steel | Removal | 1999-11-17
0-003130 | MEEK DRYWALL CONSTRUCTION CO | 5330 W MISSOURI AVE | GLENDALE | AZ | 85301 | Maricopa | 1 | Perm Closure | 1976-01-07 | 1000 | Unidentified | COMPARTMENT A | Unknown | Asphalt coated or Bare Steel | Suction - Check Valve at the Tank Top |  |  | Removal | 1992-05-29
0-002658 | MERWYN C DAVIS REV TRUST |  | PAULDEN |  |  | Yavapai | 4 | Perm Closure | 1968-12-16 | 2000 | Diesel | COMPARTMENT A | Single Walled | Asphalt coated or Bare Steel |  |  |  | Closed in Place | 1989-04-01
0-001247 | CIRCLE K #519 | 7752 E WRIGHTSTOWN RD | TUCSON | AZ | 85715 | Pima | 4 | Perm Closure | 1971-01-01 | 10000 | Diesel | COMPARTMENT A |  | Asphalt coated or Bare Steel |  |  |  | Removal | 1989-02-09
0-002140 | CHAPMAN VALUE CENTER | 7100 E MCDOWELL RD | SCOTTSDALE | AZ | 85257 | Maricopa | 2 | Perm Closure | 1972-03-04 | 550 | Unidentified | COMPARTMENT A | Single Walled | Asphalt coated or Bare Steel |  |  |  | Removal | 1992-02-19
0-002120 | FIRESTONE #135607 | 2858 W PEORIA AVE | PHOENIX | AZ | 85029 | Maricopa | 1 | Perm Closure | 1977-01-01 | 300 | Used Oil/Waste Oil | COMPARTMENT A | Single Walled | Asphalt coated or Bare Steel | Gravity Feed |  |  | Removal | 1993-03-25
0-000543 | ARCO #1511 | 908 E BROADWAY RD | TEMPE | AZ | 85282 | Maricopa | 5 | Perm Closure | 2003-09-01 | 12000 | Gasoline | COMPARTMENT A | Single Walled | Asphalt coated or Bare Steel |  |  |  | Removal | 2011-03-18
0-007699 | FIRESTONE #26CM | 14036 N SCOTTSDALE RD | PHOENIX | AZ | 85254 | Maricopa | 1 | Perm Closure | 1984-01-01 | 550 | Used Oil/Waste Oil | COMPARTMENT A |  | Asphalt coated or Bare Steel | Gravity Feed |  | Bare or Galvanized Steel | Removal | 1992-07-28
0-009498 | HIGH SCHOOL & MAIN SITE | 3533 W MAIN ST | THATCHER | AZ | 85552 | Graham | 1 | Perm Closure | 1969-01-01 | 1000 | Gasoline | COMPARTMENT A | Unknown | Asphalt coated or Bare Steel | Gravity Feed |  | Bare or Galvanized Steel | Removal | 1999-06-30
0-009498 | HIGH SCHOOL & MAIN SITE | 3533 W MAIN ST | THATCHER | AZ | 85552 | Graham | 2 | Perm Closure | 1969-01-01 | 1000 | Gasoline | COMPARTMENT A | Unknown | Asphalt coated or Bare Steel | Gravity Feed |  | Bare or Galvanized Steel | Removal | 1999-06-30
0-009498 | HIGH SCHOOL & MAIN SITE | 3533 W MAIN ST | THATCHER | AZ | 85552 | Graham | 3 | Perm Closure | 1969-01-01 | 1500 | Used Oil/Waste Oil | COMPARTMENT A | Unknown | Asphalt coated or Bare Steel | Gravity Feed |  | Bare or Galvanized Steel | Removal | 1999-06-30
0-000976 | HANSON AGGREGATES | 2941 W 37TH AVE | APACHE JUNCTION | AZ | 85120 | Pinal | 1 | Perm Closure | 1980-01-01 | 7500 | Diesel | COMPARTMENT A |  | Asphalt coated or Bare Steel |  |  |  | Removal | 1987-11-01
0-000976 | HANSON AGGREGATES | 2941 W 37TH AVE | APACHE JUNCTION | AZ | 85120 | Pinal | 2 | Perm Closure | 1980-01-01 | 4000 | Diesel | COMPARTMENT A |  | Asphalt coated or Bare Steel |  |  |  | Removal | 1987-11-01
0-005826 | USF&W - HAVASU NATIONAL WILDLIFE REFUGE |  | TOPOCK |  |  | Mohave | 1 | Perm Closure | 1963-01-01 | 550 | Gasoline | COMPARTMENT A | Single Walled | Asphalt coated or Bare Steel |  |  |  | Removal | 1990-12-20
0-002328 | TEPCO - GENERAL SHOP | 4350 E IRVINGTON RD | TUCSON | AZ | 85714 | Pima | 3 | Perm Closure | 1973-04-23 | 5000 | Used Oil/Waste Oil | COMPARTMENT A | Single Walled | Asphalt coated or Bare Steel |  |  |  | Removal | 1988-02-01
0-006335 | SPEEDWAY STORE #2883 | 999 S MAIN ST | COTTONWOOD | AZ | 86326 | Yavapai | 3 | Open | 1988-11-25 | 12000 | Gasoline (PUL) | COMPARTMENT A | Double Walled | Fiberglass Reinforced Plastic | Pressure |  | Fiberglass Reinforced Plastic
0-000124 | LOTUS MARKET | 361 S LINDSAY RD | MESA | AZ | 85204 | Maricopa | 1 | Perm Closure | 1987-01-01 | 10000 | Gasoline | COMPARTMENT A |  | Asphalt coated or Bare Steel | Pressure |  | Fiberglass Reinforced Plastic | Removal | 2002-05-08
0-006403 | LAKE POWELL TRAVEL PLAZA | 101 W GLEN DR | GREENHAVEN | AZ | 86036 | Coconino | 3 | Perm Closure | 1986-10-01 | 10000 | Diesel | COMPARTMENT A | Double Walled | Fiberglass Reinforced Plastic | Pressure |  | Fiberglass Reinforced Plastic | Removal | 2020-05-07
0-006403 | LAKE POWELL TRAVEL PLAZA | 101 W GLEN DR | GREENHAVEN | AZ | 86036 | Coconino | 6 | Open | 2020-06-18 | 20000 | Gasoline (PUL) | COMPARTMENT A | Double Walled | Fiberglass Reinforced Plastic | Pressure | Double Walled | Flexible
0-004787 | LAZY HARRY'S SALOON & MARINA | 2170 RIO GRANDE RD | BULLHEAD CITY | AZ | 86442 | Mohave | 2 | Perm Closure | 1969-10-15 | 2200 | Gasoline | COMPARTMENT A | Unknown | Asphalt coated or Bare Steel | Gravity Feed |  |  | Removal | 1996-10-03
0-002877 | K MART #7371 | 3003 W APACHE TRL | APACHE JUNCTION | AZ | 85120 | Pinal | 1 | Perm Closure | 1982-04-28 | 1000 | Used Oil/Waste Oil | COMPARTMENT A | Double Walled | Asphalt coated or Bare Steel |  |  |  | Removal | 1988-06-20
0-002095 | JAMES L FANN CONTRACTING INC | 721 6TH ST | PRESCOTT | AZ | 86301 | Yavapai | 2 | Perm Closure | 2005-06-17 | 1800 | Gasoline | COMPARTMENT A | Single Walled | Asphalt coated or Bare Steel |  |  |  | Removal | 1990-09-11
0-007953 | JIM & PATS SANITATION | 8020 E YAVAPAI RD | PRESCOTT VALLEY | AZ | 86314 | Yavapai | 2 | Perm Closure | 1983-01-01 | 6000 | Gasoline | COMPARTMENT A | Unknown | Asphalt coated or Bare Steel | Pressure |  |  | Removal | 1992-08-27
0-000299 | MARICOPA COUNTY COURT COMPLEX | 111 S 3RD AVE | PHOENIX | AZ | 85003 | Maricopa | 1 | Perm Closure | 1977-01-01 | 2000 | Diesel | COMPARTMENT A | Single Walled | Asphalt coated or Bare Steel |  |  |  | Removal | 1996-03-07
0-000299 | MARICOPA COUNTY COURT COMPLEX | 111 S 3RD AVE | PHOENIX | AZ | 85003 | Maricopa | 2 | Perm Closure | 1976-01-01 | 2000 | Diesel | COMPARTMENT A | Single Walled | Asphalt coated or Bare Steel | Suction - Check Valve at the Dispenser |  |  | Removal | 2000-06-14
0-009684 | CHEVRON #207557 | 815 N GILBERT RD | GILBERT | AZ | 85234 | Maricopa | 3 | Open | 2008-01-01 | 10000 | Diesel | COMPARTMENT A | Double Walled | Fiberglass Reinforced Plastic | Pressure | Double Walled | Fiberglass Reinforced Plastic
0-000375 | AZG&F PAGE SPRINGS HATCHERY | 1600 N PAGE SPRINGS RD | CORNVILLE | AZ | 86325 | Yavapai | 2 | Perm Closure | 2012-03-09 | 500 | Gasoline | COMPARTMENT A |  | Asphalt coated or Bare Steel |  |  |  | Removal | 1990-06-15
0-002495 | SOLON CORPORATION | 6950 S COUNTRY CLUB RD | TUCSON | AZ | 85756 | Pima | 2 | Perm Closure | 1978-05-07 | 500 | Diesel | COMPARTMENT A | Single Walled | Asphalt coated or Bare Steel |  |  |  | Removal | 1987-12-01
0-006209 | GLENDALE ELEMENTARY SCHOOL DISTRICT #40 | 7015 W MARYLAND AVE | GLENDALE | AZ | 85303 | Maricopa | 3 | Open | 1988-01-01 | 10000 | Diesel | COMPARTMENT A | Double Walled | Fiberglass Reinforced Plastic | Pressure | Double Walled | Fiberglass Reinforced Plastic
0-001453 | CIRCLE K #2701622 | 3404 N 19TH AVE | PHOENIX | AZ | 85015 | Maricopa | 1 | Open | 1985-01-01 | 10000 | Gasoline (UL) | COMPARTMENT A | Double Walled | Fiberglass Reinforced Plastic | Pressure |  | Fiberglass Reinforced Plastic
0-001453 | CIRCLE K #2701622 | 3404 N 19TH AVE | PHOENIX | AZ | 85015 | Maricopa | 3 | Open | 1985-01-01 | 10000 | Diesel | COMPARTMENT A | Double Walled | Fiberglass Reinforced Plastic | Pressure |  | Fiberglass Reinforced Plastic
0-009885 | AM/PM | 2635 W DEER VALLEY RD | PHOENIX | AZ | 85027 | Maricopa | 2 | Open | 2000-01-01 | 20000 | Gasoline | COMPARTMENT A | Double Walled | Fiberglass Reinforced Plastic | Pressure | Double Walled | Fiberglass Reinforced Plastic
0-004807 | SERVICE MAINTENANCE SYSTEMS | 2029 N BLACK CANYON HWY | PHOENIX | AZ | 85009 | Maricopa | 1 | Perm Closure | 1974-12-21 | 2000 | Gasoline | COMPARTMENT A | Unknown | Asphalt coated or Bare Steel |  |  |  | Removal | 1990-07-11
0-009697 | DESERT ROSE EXPRESS | 777 S GILBERT RD | GILBERT | AZ | 85296 | Maricopa | 1 | Open | 2000-02-24 | 20000 | Gasoline (PUL) | COMPARTMENT A | Double Walled | Fiberglass Reinforced Plastic | Pressure |  | Fiberglass Reinforced Plastic
0-002079 | CONTINENTAL ELEMENTARY SCHOOL | 1991 E WHITEHOUSE RD | GREEN VALLEY | AZ | 85614 | Pima | 1 | Perm Closure | 1970-06-12 | 1000 | Gasoline | COMPARTMENT A | Single Walled | Asphalt coated or Bare Steel | Suction - Check Valve at the Tank Top |  |  | Removal | 1994-02-14
0-009271 | COTTMAN TRANSMISSION | 6033 W BELL RD | GLENDALE | AZ | 85308 | Maricopa | 1 | Perm Closure | 2005-06-17 | 1000 | Used Oil/Waste Oil | COMPARTMENT A | Double Walled | Fiberglass Reinforced Plastic |  |  |  | Removal | 1998-07-14
0-009385 | FRONTIER COMMUNICATIONS SHOW LOW | 180 N 9TH ST | SHOW LOW | AZ | 85901 | Navajo | 1 | Perm Closure | 2005-06-17 | 1000 | Diesel | COMPARTMENT A | Double Walled | Asphalt coated or Bare Steel | Suction - Check Valve at the Tank Top |  | Bare or Galvanized Steel | Removal | 1998-12-17
0-006228 | CIRCLE K #2703747 | 2730 N SCOTTSDALE RD | TEMPE | AZ | 85281 | Maricopa | 6 | Perm Closure | 1969-01-01 | 3000 | Gasoline | COMPARTMENT A |  | Asphalt coated or Bare Steel |  |  |  | Removal | 1988-06-01
0-006228 | CIRCLE K #2703747 | 2730 N SCOTTSDALE RD | TEMPE | AZ | 85281 | Maricopa | 5 | Perm Closure | 1969-01-01 | 3000 | Gasoline | COMPARTMENT A |  | Asphalt coated or Bare Steel |  |  |  | Removal | 1988-06-01
0-004557 | CIRCLE K #2708850 | 4965 W AJO HWY | TUCSON | AZ | 85757 | Pima | 2 | Perm Closure | 1986-01-01 | 10000 | Gasoline | COMPARTMENT A | Single Walled | Fiberglass Reinforced Plastic | Pressure | Single Walled | Fiberglass Reinforced Plastic | Removal | 2019-08-05
0-006021 | FARMER JOHN'S MEATS | 222 S 9TH ST | PHOENIX | AZ | 85034 | Maricopa | 2 | Perm Closure | 1978-03-30 | 1000 | Diesel | COMPARTMENT A | Unknown | Asphalt coated or Bare Steel |  |  |  | Removal | 1991-09-27
0-006021 | FARMER JOHN'S MEATS | 222 S 9TH ST | PHOENIX | AZ | 85034 | Maricopa | 3 | Perm Closure | 1978-03-30 | 3000 | Diesel | COMPARTMENT A | Unknown | Asphalt coated or Bare Steel |  |  |  | Removal | 1991-09-27
0-002490 | E T MAULDIN | 10542 N ATTAWAY RD | COOLIDGE | AZ | 85128 | Pinal | 1 | Perm Closure | 1981-05-04 | 5000 | Diesel | COMPARTMENT A | Single Walled | Asphalt coated or Bare Steel |  |  |  | Removal | 1987-12-28
0-002490 | E T MAULDIN | 10542 N ATTAWAY RD | COOLIDGE | AZ | 85128 | Pinal | 2 | Perm Closure | 1980-05-04 | 550 | Gasoline | COMPARTMENT A | Single Walled | Asphalt coated or Bare Steel |  |  |  | Removal | 1987-12-28
0-006071 | PARCEL 225-27-128 | 8694 S HIGHWAY 95 | MOHAVE VALLEY | AZ | 86440 | Mohave | 3 | Perm Closure | 1968-04-04 | 6000 | Unidentified | COMPARTMENT A | Double Walled | Asphalt coated or Bare Steel |  |  |  | Removal | 1989-11-28
0-001849 | EDWARD OLDSMOBILE | 530 E MCDOWELL RD | PHOENIX | AZ | 85004 | Maricopa | 3 | Perm Closure | 1958-01-01 | 4000 | New Oil | COMPARTMENT A |  | Asphalt coated or Bare Steel |  |  |  | Removal | 1989-06-15
0-001849 | EDWARD OLDSMOBILE | 530 E MCDOWELL RD | PHOENIX | AZ | 85004 | Maricopa | 2 | Perm Closure | 1958-01-01 | 550 | Unidentified | COMPARTMENT A |  | Asphalt coated or Bare Steel |  |  |  | Removal | 1989-06-15
0-002539 | REILING ENTERPRISES | 1837 N 27TH AVE | PHOENIX | AZ | 85009 | Maricopa | 3 | Perm Closure | 1974-01-01 | 1000 | Gasoline | COMPARTMENT A | Single Walled | Asphalt coated or Bare Steel |  |  |  | Removal | 1988-04-01
0-002539 | REILING ENTERPRISES | 1837 N 27TH AVE | PHOENIX | AZ | 85009 | Maricopa | 5 | Perm Closure | 1986-02-24 | 2000 | Gasoline | COMPARTMENT A | Single Walled | Fiberglass Reinforced Plastic |  |  |  | Removal | 1988-04-01
0-008276 | RENTAL CAR QUICK TURNAROUND | 2620 E AIRPORT DR | TUCSON | AZ | 85756 | Pima | 2 | Open | 1993-11-01 | 12000 | Gasoline | COMPARTMENT A | Double Walled | Fiberglass Reinforced Plastic | Pressure | Double Walled | Fiberglass Reinforced Plastic
0-009326 | QUICK BREAK | 3095 E IRVINGTON RD | TUCSON | AZ | 85714 | Pima | 2 | Open | 1998-06-01 | 8000 | Gasoline | COMPARTMENT A | Double Walled | Composite (Steel/Fiberglass) | Pressure | Double Walled | Fiberglass Reinforced Plastic
0-005417 | CIRCLE K #2850 | 302 E THOMAS RD | PHOENIX | AZ | 85012 | Maricopa | 1 | Perm Closure | 1974-04-24 | 8000 | Gasoline | COMPARTMENT A | Double Walled | Asphalt coated or Bare Steel | Pressure |  | Fiberglass Reinforced Plastic | Removal | 1999-01-26
0-006286 | AUTOMOTIVE SALES CO | 1801 N BLACK CANYON HWY | PHOENIX | AZ | 85009 | Maricopa | 3 | Perm Closure | 1973-08-17 | 1000 | Gasoline | COMPARTMENT A | Unknown | Asphalt coated or Bare Steel | Suction - Check Valve at the Tank Top |  | Bare or Galvanized Steel | Removal | 1992-03-19
0-009676 | ARCO AM/PM #82526 | 2790 W RUTHRAUFF RD | TUCSON | AZ | 85705 | Pima | 2 | Perm Closure | 1999-03-24 | 10000 | Gasoline | COMPARTMENT A | Double Walled | Fiberglass Reinforced Plastic |  |  |  | Removal | 2019-04-17
0-008085 | ANDERSON TRADING CO INC | 24 S BEAVER ST | FLAGSTAFF | AZ | 86001 | Coconino | 3 | Perm Closure | 2005-06-17 | 1000 | Gasoline | COMPARTMENT A | Unknown | Asphalt coated or Bare Steel | Suction - Check Valve at the Tank Top |  |  | Removal | 1993-01-06
0-007905 | AIRBORNE FREIGHT | 2229 E MAGNOLIA ST | PHOENIX | AZ | 85034 | Maricopa | 1 | Perm Closure | 2005-06-17 | 1000 | Diesel | COMPARTMENT A | Double Walled | Asphalt coated or Bare Steel | Gravity Feed |  | Bare or Galvanized Steel | Removal | 1992-06-16
0-004670 | 7-ELEVEN #25124 | 1602 W BUCKEYE RD | PHOENIX | AZ | 85007 | Maricopa | 2 | Perm Closure | 1984-02-05 | 9700 | Gasoline | COMPARTMENT A | Unknown | Fiberglass Reinforced Plastic |  |  |  | Removal | 1988-07-01
0-006281 | THREE-WAY STORE |  | THREE WAY |  |  | Greenlee | 1 | Perm Closure | 1978-08-23 | 6000 | Gasoline | COMPARTMENT A | Unknown | Asphalt coated or Bare Steel | Pressure |  |  | Removal | 1996-03-08
0-001200 | BISBEE CHEVRON | 1288 W HIGHWAY 92 | BISBEE | AZ | 85603 | Cochise | 1 | Perm Closure | 1978-01-01 | 10000 | Gasoline | COMPARTMENT A | Single Walled | Asphalt coated or Bare Steel | Pressure | Single Walled | Bare or Galvanized Steel | Removal | 1997-06-04
0-001871 | CIRCLE K STORE #2705405 | 2515 W GLENDALE AVE | PHOENIX | AZ | 85051 | Maricopa | 1 | Open | 1984-01-01 | 8000 | Gasoline (PUL) | COMPARTMENT A | Double Walled | Fiberglass Reinforced Plastic | Pressure |  | Fiberglass Reinforced Plastic
0-002021 | CIRCLE K #5592 | 367 E MCKELLIPS RD | MESA | AZ | 85201 | Maricopa | 8 | Perm Closure | 1996-12-17 | 15000 | Gasoline | COMPARTMENT A | Double Walled | Fiberglass Reinforced Plastic | Pressure | Double Walled | Fiberglass Reinforced Plastic | Removal | 2003-05-15
0-003388 | SUPERSTITION CRISMON SOC #141242 | 220 S CRISMON RD | MESA | AZ | 85208 | Maricopa | 1 | Perm Closure | 1973-01-01 | 4000 | Gasoline | COMPARTMENT A |  | Asphalt coated or Bare Steel | Pressure |  | Fiberglass Reinforced Plastic | Removal | 1995-02-09
0-008535 | GERBER COLLISION & GLASS | 2700 E MAIN ST | MESA | AZ | 85213 | Maricopa | 1 | Perm Closure | 2005-06-17 | 550 | (Null) | COMPARTMENT A | Unknown | Unknown |  |  |  | Removal | 1995-01-05
0-008535 | GERBER COLLISION & GLASS | 2700 E MAIN ST | MESA | AZ | 85213 | Maricopa | 3 | Perm Closure | 2005-06-17 | 2000 | Unidentified | COMPARTMENT A | Unknown | Unknown |  |  |  | Removal | 1995-01-05
0-003422 | CENTURYLINK - PHOENIX PUBLIC TELEPHONE CENTER | 5118 N 23RD AVE | PHOENIX | AZ | 85015 | Maricopa | 1 | Perm Closure | 1974-01-01 | 10000 | Gasoline | COMPARTMENT A |  | Asphalt coated or Bare Steel | Pressure |  | Fiberglass Reinforced Plastic | Removal | 1995-09-27
0-009172 | UNION PACIFIC LEASE PROPERTIES | SAN PEDRO & 4TH ST | BENSON | AZ | 85602 | Cochise | 2 | Perm Closure | 2005-06-17 | 4000 | Used Oil/Waste Oil | COMPARTMENT A | Double Walled | Asphalt coated or Bare Steel |  |  |  | Removal | 1997-12-05
0-004919 | TEXACO #60-349-0026 | 1551 E INDIAN SCHOOL RD | PHOENIX | AZ | 85014 | Maricopa | 1 | Perm Closure | 1971-05-08 | 8000 | Gasoline | COMPARTMENT A | Double Walled | Asphalt coated or Bare Steel |  |  |  | Removal | 1987-01-01
0-003619 | PARKS & SONS OF SUN CITY INC | 11629 NW GRAND AVE | EL MIRAGE | AZ | 85335 | Maricopa | 2 | Perm Closure | 1981-01-01 | 3000 | Gasoline | COMPARTMENT A |  | Asphalt coated or Bare Steel |  |  |  | Removal | 1989-10-27
0-002832 | ASARCO LLC RAY MINE OPERATIONS | 27809 N MINERAL CREEK RD | KEARNY | AZ | 85137 | Pinal | 4 | Perm Closure | 1975-01-01 | 6300 | Gasoline | COMPARTMENT A |  | Asphalt coated or Bare Steel | Pressure |  | Bare or Galvanized Steel | Removal | 1993-05-05
0-002832 | ASARCO LLC RAY MINE OPERATIONS | 27809 N MINERAL CREEK RD | KEARNY | AZ | 85137 | Pinal | 12 | Perm Closure | 1990-01-01 | 4000 | Used Oil/Waste Oil | COMPARTMENT A | Single Walled | Concrete | Gravity Feed |  | Bare or Galvanized Steel | Removal | 1994-05-10
0-005919 | BANNER HEALTH - MESA CORPORATE CENTER | 525 W BROWN RD | MESA | AZ | 85201 | Maricopa | 2 | Perm Closure | 1962-11-27 | 5000 | Diesel | COMPARTMENT A | Double Walled | Asphalt coated or Bare Steel |  |  |  | Removal | 1989-08-31
0-009920 | BUDGET RV AND AUTO REPAIR | 424 W ROUTE 66 | WILLIAMS | AZ | 86046 | Coconino | 3 | Perm Closure | 2005-06-17 | 1000 | Unidentified | COMPARTMENT A | Single Walled | Asphalt coated or Bare Steel |  |  |  | Removal | 2003-05-20
0-009920 | BUDGET RV AND AUTO REPAIR | 424 W ROUTE 66 | WILLIAMS | AZ | 86046 | Coconino | 1 | Perm Closure | 2005-06-17 | 1000 | Unidentified | COMPARTMENT A | Single Walled | Asphalt coated or Bare Steel |  |  |  | Removal | 2003-05-20
0-006298 | PINE MEADOWS SERVICE STATION | 5819 HIGHWAY 260 | PINETOP-LAKESIDE | AZ | 85929 | Navajo | 3 | Perm Closure | 1983-08-16 | 10000 | Gasoline | COMPARTMENT A | Double Walled | Asphalt coated or Bare Steel |  |  |  | Removal | 2003-04-11
0-002146 | CITY OF FLAGSTAFF - VEHICLE MAINTENANCE SHOP | 419 N MOGOLLON ST | FLAGSTAFF | AZ | 86001 | Coconino | 5 | Perm Closure | 1966-05-06 | 500 | Used Oil/Waste Oil | COMPARTMENT A | Single Walled | Asphalt coated or Bare Steel |  |  |  | Removal | 1980-01-01
0-002379 | SPRINGERVILLE 66 |  | SPRINGERVILLE |  |  | Apache | 2 | Perm Closure | 1980-01-01 | 6000 | Gasoline | COMPARTMENT A | Single Walled | Asphalt coated or Bare Steel | Pressure | Single Walled | Bare or Galvanized Steel | Removal | 1996-04-25
0-005578 | FRONTIER MARKET | 3768 W GOLF COURSE RD | THATCHER | AZ | 85552 | Graham | 2 | Perm Closure | 1976-01-01 | 10000 | Gasoline | COMPARTMENT A |  | Asphalt coated or Bare Steel |  |  |  | Removal | 1995-06-15
0-003125 | MCSPADDEN FORD BODY SHOP | 601 N BROAD ST | GLOBE | AZ | 85501 | Gila | 1 | Perm Closure | 1967-01-01 | 500 | Used Oil/Waste Oil | COMPARTMENT A |  | Asphalt coated or Bare Steel |  |  |  | Removal | 1988-11-07
0-001106 | EXPRESS STOP #127 | 403 S BEELINE HWY | PAYSON | AZ | 85541 | Gila | 6 | Perm Closure | 1994-05-01 | 12000 | Gasoline | COMPARTMENT A | Double Walled | Fiberglass Reinforced Plastic | Pressure | Double Walled | Fiberglass Reinforced Plastic | Removal | 2008-12-17
0-001106 | EXPRESS STOP #127 | 403 S BEELINE HWY | PAYSON | AZ | 85541 | Gila | 8 | Perm Closure | 1994-05-01 | 12000 | Gasoline | COMPARTMENT A | Double Walled | Fiberglass Reinforced Plastic | Pressure | Double Walled | Fiberglass Reinforced Plastic | Removal | 2008-12-17
0-009510 | LOVE'S TRAVEL STOP | 5000 N SUNLAND GIN RD | ELOY | AZ | 85131 | Pinal | 2 | Open | 1999-03-05 | 20000 | Gasoline | COMPARTMENT A | Double Walled | Composite (Steel/Fiberglass) | Pressure | Double Walled | Flexible
0-001096 | CHEVRON #9-0860 | 6502 N 7TH ST | PHOENIX | AZ | 85014 | Maricopa | 4 | Perm Closure | 1968-01-01 | 550 | Used Oil/Waste Oil | COMPARTMENT A |  | Asphalt coated or Bare Steel | Gravity Feed |  | Fiberglass Reinforced Plastic | Removal | 1993-12-08
0-007644 | CIRCLE K #2705922 | 5650 N US HIGHWAY 89 | FLAGSTAFF | AZ | 86004 | Coconino | 4 | Perm Closure | 1993-01-01 | 12000 | Gasoline | COMPARTMENT A | Double Walled | Fiberglass Reinforced Plastic | Pressure |  | Fiberglass Reinforced Plastic | Removal | 2020-08-06
0-006436 | KING RACING FUEL | 5722 NW GRAND AVE | GLENDALE | AZ | 85301 | Maricopa | 4 | Perm Closure | 2005-06-17 | 500 | Unidentified | COMPARTMENT A | Unknown | Asphalt coated or Bare Steel | Gravity Feed |  | Bare or Galvanized Steel | Removal | 2002-06-18
0-000159 | ARIZONA MPP | 230 S 49TH AVE | PHOENIX | AZ | 85043 | Maricopa | 1 | Perm Closure | 1980-01-01 | 4000 | Diesel | COMPARTMENT A | Single Walled | Asphalt coated or Bare Steel |  |  |  | Removal | 1989-07-01
0-004344 | G & M TIRES | 132 E RAILROAD AVE | WILLIAMS | AZ | 86046 | Coconino | 6 | Perm Closure | 2019-02-25 | 1500 | Gasoline (UL) | COMPARTMENT A | Single Walled | Asphalt coated or Bare Steel |  |  |  | Removal | 2018-12-20
0-004344 | G & M TIRES | 132 E RAILROAD AVE | WILLIAMS | AZ | 86046 | Coconino | 7 | Perm Closure | 2019-02-25 | 550 | Kerosene | COMPARTMENT A | Single Walled | Asphalt coated or Bare Steel |  |  |  | Removal | 2018-12-20
0-004344 | G & M TIRES | 132 E RAILROAD AVE | WILLIAMS | AZ | 86046 | Coconino | 2 | Perm Closure | 1984-01-01 | 5000 | Gasoline | COMPARTMENT A | Single Walled | Asphalt coated or Bare Steel | Pressure | Single Walled | Fiberglass Reinforced Plastic | Removal | 2018-03-21
0-004344 | G & M TIRES | 132 E RAILROAD AVE | WILLIAMS | AZ | 86046 | Coconino | 9 | Perm Closure | 2020-02-28 | 250 | Gasoline (Leaded) | COMPARTMENT A | Single Walled | Asphalt coated or Bare Steel |  |  |  | Removal | 2020-01-14
0-004344 | G & M TIRES | 132 E RAILROAD AVE | WILLIAMS | AZ | 86046 | Coconino | 1 | Perm Closure | 1984-01-01 | 5000 | Gasoline | COMPARTMENT A | Single Walled | Asphalt coated or Bare Steel | Pressure | Single Walled | Fiberglass Reinforced Plastic | Removal | 2018-03-21
0-004986 | FLYERS ENERGY 3057 | 3555 S RICHEY BLVD | TUCSON | AZ | 85713 | Pima | 7 | Perm Closure | 1979-05-01 | 12000 | New Oil | COMPARTMENT A | Double Walled | Asphalt coated or Bare Steel | Pressure |  |  | Removal | 1998-12-15
0-003904 | PRIDE TRAVEL CENTER (ELOY) | 5240 N SUNLAND GIN RD | ELOY | AZ | 85131 | Pinal | 3 | Open | 1986-01-01 | 20000 | Diesel | COMPARTMENT A | Double Walled | Composite (Steel/Fiberglass) | Pressure |  | Fiberglass Reinforced Plastic
0-005079 | SPEEDWAY SELF SERVE | 2604 E SPEEDWAY BLVD | TUCSON | AZ | 85716 | Pima | 6 | Perm Closure | 1996-02-27 | 15000 | Gasoline | COMPARTMENT A | Double Walled | Composite (Steel/Fiberglass) | Pressure | Double Walled | Fiberglass Reinforced Plastic | Removal | 2015-04-28
0-006500 | MARANA MIDDLE SCHOOL | 11279 W GRIER RD | MARANA | AZ | 85653 | Pima | 3 | Perm Closure | 1979-11-01 | 6000 | Diesel | COMPARTMENT A | Unknown | Asphalt coated or Bare Steel | Suction - Check Valve at the Tank Top |  |  | Removal | 1994-01-20
0-007620 | ALTAR VALLEY MIDDLE SCHOOL | 16350 W AJO HWY | THREE POINTS | AZ | 85735 | Pima | 1 | Perm Closure | 1969-10-10 | 2000 | Diesel | COMPARTMENT A | Unknown | Asphalt coated or Bare Steel | Suction - Check Valve at the Tank Top |  |  | Removal | 1994-06-07
0-004827 | G&K HEBER SERVICE | 1823 HIGHWAY 60 | HEBER | AZ | 85928 | Navajo | 1 | Perm Closure | 2005-06-17 | 5000 | Gasoline | COMPARTMENT A | Double Walled | Asphalt coated or Bare Steel |  |  |  | Removal | 2005-08-17
0-010270 | SMITH'S FOOD & DRUG #191 | 1775 LAKESIDE DR | BULLHEAD CITY | AZ | 86442 | Mohave | 1 | Open | 2008-11-19 | 8000 | Gasoline | COMPARTMENT A | Double Walled | Fiberglass Reinforced Plastic | Pressure | Double Walled | Fiberglass Reinforced Plastic
0-010270 | SMITH'S FOOD & DRUG #191 | 1775 LAKESIDE DR | BULLHEAD CITY | AZ | 86442 | Mohave | 1 | Open | 2008-11-19 | 10000 | Diesel | COMPARTMENT B | Double Walled | Fiberglass Reinforced Plastic | Pressure | Double Walled | Fiberglass Reinforced Plastic
0-000909 | CIRCLE K STORE #2706644 | 1850 W UNION HILLS DR | PHOENIX | AZ | 85027 | Maricopa | 9 | Open | 1991-06-01 | 10000 | Gasoline | COMPARTMENT A | Double Walled | Fiberglass Reinforced Plastic | Pressure | Double Walled | Fiberglass Reinforced Plastic
0-005869 | MINIT LUBE 1146 | 2745 W PEORIA AVE | PHOENIX | AZ | 85029 | Maricopa | 2 | Perm Closure | 1987-01-18 | 3000 | Unidentified | COMPARTMENT A | Double Walled | Asphalt coated or Bare Steel | Suction - Check Valve at the Tank Top |  |  | Removal | 1995-11-30
0-005985 | B&M CONSTRUCTION | 7215 N 62ND AVE | GLENDALE | AZ | 85301 | Maricopa | 1 | Perm Closure | 1976-03-23 | 8000 | Diesel | COMPARTMENT A | Double Walled | Asphalt coated or Bare Steel | Suction - Check Valve at the Tank Top |  |  | Removal | 1994-02-10
0-005306 | MCAFEE CONSOLIDATED | 840 E SOUTHERN AVE | MESA | AZ | 85204 | Maricopa | 4 | Perm Closure | 1974-01-01 | 5000 | Diesel | COMPARTMENT A | Double Walled | Asphalt coated or Bare Steel | Suction - Check Valve at the Tank Top |  |  | Removal | 1991-12-09
0-002638 | AUTOMOTIVE DYNAMICS | 10222 W SANTA FE DR | SUN CITY | AZ | 85351 | Maricopa | 4 | Perm Closure | 2015-05-26 | 600 | Used Oil/Waste Oil | COMPARTMENT A | Single Walled | Asphalt coated or Bare Steel |  |  |  | Removal | 2015-05-06
0-008503 | A&B ROOFING | 2220 N 27TH AVE | PHOENIX | AZ | 85009 | Maricopa | 1 | Perm Closure | 2005-06-17 | 3000 | Gasoline | COMPARTMENT A | Unknown | Asphalt coated or Bare Steel | Suction - Check Valve at the Tank Top |  |  | Removal | 1995-01-10
0-001618 | STERICYCLE SPECIALTY WASTE SOLUTIONS, INC. | 2844 W BROADWAY RD | PHOENIX | AZ | 85041 | Maricopa | 1 | Perm Closure | 1967-01-01 | 500 | Gasoline | COMPARTMENT A |  | Asphalt coated or Bare Steel |  |  |  | Removal | 1990-01-01
0-001618 | STERICYCLE SPECIALTY WASTE SOLUTIONS, INC. | 2844 W BROADWAY RD | PHOENIX | AZ | 85041 | Maricopa | 3 | Perm Closure | 1967-01-01 | 500 | Gasoline | COMPARTMENT A |  | Asphalt coated or Bare Steel |  |  |  | Removal | 1990-01-01
0-003404 | PHOENIX MIDRIVERS CO #143120 | 13202 N 111TH AVE | YOUNGTOWN | AZ | 85363 | Maricopa | 1 | Perm Closure | 1982-01-06 | 1000 | Diesel | COMPARTMENT A | Double Walled | Asphalt coated or Bare Steel |  |  |  | Removal | 1995-03-22
0-006894 | FORT MOHAVE TEXACO | 4508 S HIGHWAY 95 | MOHAVE VALLEY | AZ | 86426 | Mohave | 2 | Perm Closure | 1989-01-01 | 12000 | Gasoline | COMPARTMENT A | Double Walled | Fiberglass Reinforced Plastic | Pressure |  | Fiberglass Reinforced Plastic | Removal | 1999-05-28
0-003227 | MOBIL 18-AYC | 2750 E UNIVERSITY DR | MESA | AZ | 85213 | Maricopa | 4 | Perm Closure | 1985-01-01 | 8000 | Gasoline | COMPARTMENT A |  | Fiberglass Reinforced Plastic | Pressure |  | Fiberglass Reinforced Plastic | Removal | 2004-05-11
0-000386 | SUPER PLUS 98 | 1133 E INDIAN SCHOOL RD | PHOENIX | AZ | 85014 | Maricopa | 4 | Perm Closure | 2000-11-17 | 5000 | Diesel | COMPARTMENT C | Double Walled | Fiberglass Reinforced Plastic |  |  |  | Removal | 2018-12-13
0-000386 | SUPER PLUS 98 | 1133 E INDIAN SCHOOL RD | PHOENIX | AZ | 85014 | Maricopa | 4 | Perm Closure | 2000-11-17 | 12000 | Gasoline | COMPARTMENT A | Double Walled | Fiberglass Reinforced Plastic |  |  |  | Removal | 2018-12-13
0-003318 | ON SEMICONDUCTOR | 5005 E MCDOWELL RD | PHOENIX | AZ | 85008 | Maricopa | 1 | Perm Closure | 1975-04-19 | 34000 | Unidentified | COMPARTMENT A | Unknown | Asphalt coated or Bare Steel |  |  |  | Removal | 1988-09-15
0-006752 | ALPINE MARKET | 42651 HIGHWAY 180 | ALPINE | AZ | 85920 | Apache | 1 | Perm Closure | 1965-01-01 | 1000 | Gasoline | COMPARTMENT A | Unknown | Unknown |  |  |  | Removal | 1990-08-10
0-004559 | DALLAS SMITH ENGINEERING CORP | 1102 E TONTO LN | PHOENIX | AZ | 85024 | Maricopa | 1 | Perm Closure | 1980-01-28 | 10000 | Diesel | COMPARTMENT A | Double Walled | Asphalt coated or Bare Steel |  |  |  | Removal | 1987-08-04
0-003091 | T & M TEXACO | 201 W SECOND ST | WINSLOW | AZ | 86047 | Navajo | 7 | Perm Closure | 1988-01-12 | 3000 | Gasoline | COMPARTMENT A | Double Walled | Composite (Steel/Fiberglass) | Pressure |  | Fiberglass Reinforced Plastic | Removal | 2002-05-02
0-001240 | KAIZEN COLLISION CENTER | 1920 W DEER VALLEY RD | PHOENIX | AZ | 85027 | Maricopa | 2 | Perm Closure | 1970-03-18 | 10000 | Gasoline | COMPARTMENT A | Single Walled | Asphalt coated or Bare Steel |  |  |  | Removal | 1986-07-01
0-009939 | RICH RODGERS SOUTH INC PROPERTY | 151 E BROADWAY BLVD | TUCSON | AZ | 85701 | Pima | 2 | Perm Closure | 2005-06-17 | 560 | Used Oil/Waste Oil | COMPARTMENT A | Double Walled | Asphalt coated or Bare Steel | Gravity Feed |  |  | Removal | 2003-05-14
0-006729 | GOLDEN STATE FOODS CORP | 5516 W BUCHANAN ST | PHOENIX | AZ | 85043 | Maricopa | 2 | Perm Closure | 1985-01-01 | 10000 | Diesel | COMPARTMENT A | Unknown | Asphalt coated or Bare Steel |  |  |  | Removal | 1990-05-30
0-005659 | WICKENBURG MUNICIPAL AIRPORT | 3540 W CALIFORNIA HWY | WICKENBURG | AZ | 85390 | Maricopa | 3 | Perm Closure | 1973-01-01 | 12000 | Jet Fuel | COMPARTMENT A | Single Walled | Asphalt coated or Bare Steel | Pressure |  | Bare or Galvanized Steel | Removal | 1999-09-21
0-004400 | SCOTTSDALE LEXUS - PARTS DEPARTMENT | 6925 E MCDOWELL RD | SCOTTSDALE | AZ | 85257 | Maricopa | 8 | Perm Closure | 1968-01-01 | 1000 | Used Oil/Waste Oil | COMPARTMENT A | Double Walled | Asphalt coated or Bare Steel |  |  |  | Removal | 1993-12-30
0-004400 | SCOTTSDALE LEXUS - PARTS DEPARTMENT | 6925 E MCDOWELL RD | SCOTTSDALE | AZ | 85257 | Maricopa | 7 | Perm Closure | 1968-01-01 | 500 | Unidentified | COMPARTMENT A | Double Walled | Asphalt coated or Bare Steel |  |  |  | Removal | 1992-12-30
0-002959 | LEWIS PROPERTY |  | FLORENCE |  |  | Pinal | 2 | Perm Closure | 1976-01-01 | 4000 | Gasoline | COMPARTMENT A |  | Asphalt coated or Bare Steel |  |  |  | Removal | 1988-12-01
0-006175 | BANNER HEALTH - DESERT CARE CENTER | 2145 W SOUTHERN AVE | MESA | AZ | 85202 | Maricopa | 1 | Open | 1986-01-01 | 550 | Diesel | COMPARTMENT A | Double Walled | Fiberglass Reinforced Plastic | Suction - Check Valve at the Tank Top |  | Fiberglass Reinforced Plastic
0-004585 | CONGRESS SERVICE STATION |  | CONGRESS |  |  | Yavapai | 2 | Perm Closure | 1979-03-14 | 8000 | Gasoline | COMPARTMENT A | Double Walled | Asphalt coated or Bare Steel | Pressure |  |  | Removal | 1990-12-03
0-005749 | CITY OF FLAGSTAFF - FIRE STATION 3 | 4800 E RAILHEAD AVE | FLAGSTAFF | AZ | 86004 | Coconino | 2 | Perm Closure | 1978-01-01 | 3579 | Diesel | COMPARTMENT A | Single Walled | Asphalt coated or Bare Steel | Suction - Check Valve at the Tank Top | Single Walled | Bare or Galvanized Steel | Removal | 1992-07-06
0-001342 | CIRCLE K #2700905 | 498 S ARIZONA AVE | CHANDLER | AZ | 85225 | Maricopa | 2 | Open | 1985-01-01 | 10000 | Gasoline | COMPARTMENT A | Double Walled | Fiberglass Reinforced Plastic | Pressure | Single Walled | Fiberglass Reinforced Plastic
0-001483 | CIRCLE K #2701792 | 1009 S BEELINE HWY | PAYSON | AZ | 85541 | Gila | 5 | Open | 2020-04-27 | 12000 | Gasoline (PUL) | COMPARTMENT A | Double Walled | Fiberglass Reinforced Plastic | Pressure | Double Walled | Fiberglass Reinforced Plastic
0-004301 | CIRCLE K #2708520 | 550 W AJO WAY | TUCSON | AZ | 85713 | Pima | 1 | Open | 1987-01-22 | 10000 | Gasoline (UL) | COMPARTMENT A | Double Walled | Fiberglass Reinforced Plastic | Pressure |  | Fiberglass Reinforced Plastic
0-008192 | FORD DEALERSHIP | 7111 E CAMELBACK RD | SCOTTSDALE | AZ | 85251 | Maricopa | 4 | Perm Closure | 2005-06-17 | 500 | Used Oil/Waste Oil | COMPARTMENT A | Unknown | Asphalt coated or Bare Steel |  |  |  | Removal | 1993-09-16
0-001500 | CIRCLE K #2701848 | 10 W FORT LOWELL RD | TUCSON | AZ | 85705 | Pima | 2 | Open | 1985-01-01 | 10000 | Gasoline | COMPARTMENT A | Single Walled | Fiberglass Reinforced Plastic | Pressure |  | Fiberglass Reinforced Plastic
0-004553 | CIRCLE K #2701953 | 1395 W MIRACLE MILE | TUCSON | AZ | 85705 | Pima | 10 | Open | 2014-01-01 | 12000 | Gasoline | COMPARTMENT A | Double Walled | Fiberglass Reinforced Plastic | Pressure | Double Walled | Fiberglass Reinforced Plastic
0-004553 | CIRCLE K #2701953 | 1395 W MIRACLE MILE | TUCSON | AZ | 85705 | Pima | 4 | Perm Closure | 1980-01-01 | 12000 | Gasoline | COMPARTMENT A |  | Asphalt coated or Bare Steel |  |  |  | Removal | 1987-02-17
0-004553 | CIRCLE K #2701953 | 1395 W MIRACLE MILE | TUCSON | AZ | 85705 | Pima | 9 | Open | 2014-01-01 | 20000 | Gasoline | COMPARTMENT A | Double Walled | Fiberglass Reinforced Plastic | Pressure | Double Walled | Fiberglass Reinforced Plastic
0-001533 | CIRCLE K #2701967 | 5902 W BELL RD | GLENDALE | AZ | 85308 | Maricopa | 2 | Open | 1986-01-01 | 10000 | Gasoline | COMPARTMENT A | Double Walled | Fiberglass Reinforced Plastic | Pressure | Double Walled | Fiberglass Reinforced Plastic
0-005943 | FEDERAL EXPRESS STATION | 3340 E THOMAS RD | PHOENIX | AZ | 85018 | Maricopa | 2 | Perm Closure | 1987-12-24 | 550 | Used Oil/Waste Oil | COMPARTMENT A | Double Walled | Fiberglass Reinforced Plastic |  |  |  | Removal | 1990-06-29
0-002119 | FIRESTONE #26T3/024929 | 7531 E CAMELBACK RD | SCOTTSDALE | AZ | 85251 | Maricopa | 1 | Perm Closure | 1985-03-13 | 550 | Used Oil/Waste Oil | COMPARTMENT A | Unknown | Fiberglass Reinforced Plastic | Gravity Feed |  |  | Removal | 1997-07-16
0-002148 | FLAGSTAFF INNER BASIN WELLFIELD |  | FLAGSTAFF |  |  | Coconino | 2 | Perm Closure | 1985-02-13 | 1500 | Diesel | COMPARTMENT A | Single Walled | Asphalt coated or Bare Steel |  |  |  | Removal | 1991-07-23
0-002994 | F C LOWE TANK MFG CO INC | 1843 W MARYLAND AVE | PHOENIX | AZ | 85015 | Maricopa | 2 | Perm Closure | 1976-01-08 | 1000 | Gasoline | COMPARTMENT A | Double Walled | Asphalt coated or Bare Steel |  |  |  | Removal | 1990-02-12
0-007663 | FALCON CLEANERS | 15 S COUNTRY CLUB DR | MESA | AZ | 85210 | Maricopa | 1 | Perm Closure | 2005-06-17 |  | Unidentified | COMPARTMENT A | Unknown | Unknown |  |  |  | Removal | 1992-03-09
0-010532 | QUIKTRIP STORE NO. 436 | 6739 W HAPPY VALLEY RD | PEORIA | AZ | 85383 | Maricopa | 4 | Open | 2015-04-21 | 20000 | Gasoline | COMPARTMENT A | Double Walled | Fiberglass Reinforced Plastic | Pressure | Double Walled | Fiberglass Reinforced Plastic
0-004169 | YRC INC - #841 | 2021 S 51ST AVE | PHOENIX | AZ | 85043 | Maricopa | 1 | Open | 1981-01-01 | 12000 | Diesel | COMPARTMENT A | Single Walled | Fiberglass Reinforced Plastic | Pressure | Double Walled | Fiberglass Reinforced Plastic
0-001869 | SPEEDSMART #119 | 3501 W CAMELBACK RD | PHOENIX | AZ | 85019 | Maricopa | 4 | Perm Closure | 1984-04-26 | 1000 | Used Oil/Waste Oil | COMPARTMENT A | Double Walled | Fiberglass Reinforced Plastic | Gravity Feed | Double Walled | Fiberglass Reinforced Plastic | Removal | 2007-04-12
0-002305 | WENDEN GROWERS SERVICE | 71022 HIGHWAY 60 | WENDEN | AZ | 85357 | La Paz | 4 | Perm Closure | 1987-01-01 | 6000 | Gasoline | COMPARTMENT A | Double Walled | Composite (Steel/Fiberglass) | Pressure |  | Fiberglass Reinforced Plastic | Removal | 2014-12-04
0-001928 | HERC RENTALS - TUCSON - 9632-00 | 6902 S NOGALES HWY | TUCSON | AZ | 85756 | Pima | 1 | Perm Closure | 1982-01-01 | 200 | Used Oil/Waste Oil | COMPARTMENT A |  | Asphalt coated or Bare Steel |  |  |  | Removal | 1987-09-10
0-002235 | MARVIN C GATZ | 230 W SOUTHERN AVE | MESA | AZ | 85210 | Maricopa | 1 | Perm Closure | 1976-04-11 | 3000 | Gasoline | COMPARTMENT A | Single Walled | Asphalt coated or Bare Steel |  |  |  | Removal | 1988-12-01
0-010639 | CIRCLE K STORE #9525 | 940 WILLOW CREEK RD | PRESCOTT | AZ | 86301 | Yavapai | 2 | Open | 2018-11-13 | 12000 | Gasoline (PUL) | COMPARTMENT A | Double Walled | Fiberglass Reinforced Plastic | Pressure | Double Walled | Fiberglass Reinforced Plastic
0-006354 | PINKY'S BAIT & TACKLE | 5350 W US HIGHWAY | CENTRAL | AZ | 85531 | Graham | 1 | Perm Closure | 1982-01-01 | 10000 | Gasoline | COMPARTMENT A |  | Asphalt coated or Bare Steel | Pressure |  |  | Removal | 2009-09-16
0-006354 | PINKY'S BAIT & TACKLE | 5350 W US HIGHWAY | CENTRAL | AZ | 85531 | Graham | 2 | Perm Closure | 1982-01-01 | 10000 | Gasoline | COMPARTMENT A |  | Asphalt coated or Bare Steel | Pressure |  |  | Removal | 2009-09-16
0-007801 | PHOENIX GOODYEAR MUNICIPAL AIRPORT |  | GOODYEAR |  |  | Maricopa | 1 | Perm Closure | 2005-06-17 |  | Unidentified | COMPARTMENT A | Double Walled | Fiberglass Reinforced Plastic |  |  |  | Removal | 1988-10-04
0-006639 | ORO VALLEY COUNTRY CLUB | 10200 N ORACLE RD | ORO VALLEY | AZ | 85737 | Pima | 1 | Perm Closure | 1962-01-01 | 1000 | Gasoline | COMPARTMENT A |  | Asphalt coated or Bare Steel | Suction - Check Valve at the Tank Top |  | Bare or Galvanized Steel | Removal | 1993-07-01
0-002156 | NELSON PLANT |  | NELSON |  |  | Yavapai | 1 | Perm Closure | 1978-01-01 | 10000 | Diesel | COMPARTMENT A | Single Walled | Asphalt coated or Bare Steel | Suction - Check Valve at the Tank Top | Single Walled | Bare or Galvanized Steel | Removal | 1996-03-27
0-002156 | NELSON PLANT |  | NELSON |  |  | Yavapai | 2 | Perm Closure | 1974-01-01 | 20000 | Diesel | COMPARTMENT A | Single Walled | Asphalt coated or Bare Steel | Suction - Check Valve at the Tank Top | Single Walled | Bare or Galvanized Steel | Removal | 1996-03-27
0-010651 | SHAY SAN LUIS | 1661 N MAIN ST | SAN LUIS | AZ | 85336 | Yuma | 3 | Open | 2019-03-26 | 15000 | Diesel #2 | COMPARTMENT A | Double Walled | Fiberglass Reinforced Plastic | Pressure | Double Walled | Fiberglass Reinforced Plastic
0-009770 | MIRASTAR #64026 | 5301 S WHITE MOUNTAIN RD | SHOW LOW | AZ | 85901 | Navajo | 2 | Perm Closure | 2001-06-21 | 15000 | Gasoline | COMPARTMENT A | Double Walled | Fiberglass Reinforced Plastic | Pressure | Double Walled | Flexible | Removal | 2008-10-29
0-007447 | MOBIL 18-AYN | 13951 W MEEKER BLVD | SUN CITY WEST | AZ | 85375 | Maricopa | 3 | Perm Closure | 1985-12-01 | 8000 | Gasoline | COMPARTMENT A | Double Walled | Fiberglass Reinforced Plastic | Pressure |  | Fiberglass Reinforced Plastic | Removal | 2007-03-28
0-005103 | ROMNEY IMPLEMENT |  | THATCHER |  |  | Graham | 1 | Perm Closure | 1978-07-27 | 10000 | Diesel | COMPARTMENT A | Double Walled | Asphalt coated or Bare Steel |  |  |  | Removal | 1989-05-12
0-004143 | RIGGS BROTHERS FARMS | 5061 S GILBERT RD | CHANDLER | AZ | 85249 | Maricopa | 3 | Perm Closure | 1962-05-23 | 1000 | Gasoline | COMPARTMENT A | Double Walled | Asphalt coated or Bare Steel |  |  |  | Removal | 1988-11-22
0-004507 | CITY OF SHOW LOW - PUBLIC WORKS YARD | 120 N 6TH ST | SHOW LOW | AZ | 85901 | Navajo | 1 | Perm Closure | 1967-05-13 | 1000 | Diesel | COMPARTMENT A | Unknown | Asphalt coated or Bare Steel |  |  |  | Removal | 1988-12-11
0-007648 | AT&T - SELIGMAN L-3 AZ2480 |  | SELIGMAN |  |  | Yavapai | 1 | Perm Closure | 1964-01-01 | 8000 | Gasoline | COMPARTMENT A |  | Asphalt coated or Bare Steel |  |  |  | Closed in Place | 1978-11-01
0-004107 | AVIATION FUELING PAD | 934 N MONTGOMERY | CASA GRANDE | AZ | 85193 | Pinal | 1 | Perm Closure | 1977-06-09 | 10000 | Unidentified | COMPARTMENT A | Double Walled | Asphalt coated or Bare Steel |  |  |  | Removal | 1988-09-15
0-010708 | PARCEL NO #117-15-084 | 1610 E PALM LN | PHOENIX | AZ | 85006 | Maricopa | 2 | Perm Closure | 2020-07-10 | 3000 | Unidentified | COMPARTMENT A |  | Unknown |  |  |  | Removal | 2020-08-21
0-007431 | CHUCKS AUTO & BUG REPAIR | 5421 W MARYLAND AVE | GLENDALE | AZ | 85301 | Maricopa | 1 | Perm Closure | 1976-01-01 | 1000 | Used Oil/Waste Oil | COMPARTMENT A | Double Walled | Asphalt coated or Bare Steel | Suction - Check Valve at the Tank Top |  |  | Removal | 1995-03-31
0-008037 | USF&W - CIBOLA NATIONAL WILDLIFE REFUGE |  | CIBOLA |  |  | La Paz | 2 | Perm Closure | 1983-01-01 | 1000 | Gasoline | COMPARTMENT A | Double Walled | Fiberglass Reinforced Plastic | Suction - Check Valve at the Tank Top |  |  | Removal | 1992-11-17
0-001091 | 4 SONS FOOD STORES #801 | 10444 N 32ND ST | PHOENIX | AZ | 85028 | Maricopa | 3 | Perm Closure | 1972-01-01 | 10000 | Gasoline | COMPARTMENT A |  | Asphalt coated or Bare Steel | Pressure |  |  | Removal | 1987-12-31
0-000974 | TITAN MACHINERY | 1411 N 27TH AVE | PHOENIX | AZ | 85009 | Maricopa | 5 | Perm Closure | 1974-01-01 | 200 | Used Oil/Waste Oil | COMPARTMENT A |  | Asphalt coated or Bare Steel |  |  |  | Removal | 1989-12-20
0-000974 | TITAN MACHINERY | 1411 N 27TH AVE | PHOENIX | AZ | 85009 | Maricopa | 4 | Perm Closure | 1974-01-01 | 2000 | Diesel | COMPARTMENT A |  | Asphalt coated or Bare Steel |  |  |  | Removal | 1989-12-20
0-000984 | CENTRAL ALARM INC | 330 E 16TH ST | TUCSON | AZ | 85701 | Pima | 1 | Perm Closure | 1975-01-01 | 1000 | Gasoline | COMPARTMENT A |  | Asphalt coated or Bare Steel | Suction - Check Valve at the Tank Top |  |  | Removal | 1986-01-01
0-000933 | SAINT JOHNS MAVERICK STORE 131 | 610 W CLEVELAND | SAINT JOHNS | AZ | 85936 | Apache | 3 | Perm Closure | 1976-01-01 | 12000 | Gasoline | COMPARTMENT A | Single Walled | Asphalt coated or Bare Steel | Pressure | Single Walled | Bare or Galvanized Steel | Removal | 1992-05-15
0-005262 | UNOCAL #0431 BULK PLANT |  | MIAMI |  |  | Gila | 5 | Perm Closure | 1957-05-08 | 20000 | Diesel | COMPARTMENT A | Double Walled | Asphalt coated or Bare Steel | Pressure |  |  | Removal | 1998-10-15
0-006023 | BUCKEYE MUNICIPAL AIRPORT | 3004 S PALO VERDE RD | BUCKEYE | AZ | 85326 | Maricopa | 1 | Perm Closure | 1983-03-31 | 5000 | Gasoline | COMPARTMENT A | Unknown | Asphalt coated or Bare Steel |  |  |  | Removal | 1988-01-01
0-006606 | BUDGET RENT-A-CAR #1202 | 529 S COUNTRY CLUB DR | MESA | AZ | 85210 | Maricopa | 2 | Perm Closure | 1988-01-01 | 3000 | Diesel | COMPARTMENT A |  | Fiberglass Reinforced Plastic | Pressure | Single Walled | Fiberglass Reinforced Plastic | Removal | 2015-08-06
0-003501 | SHELL #24 | 2770 W VALENCIA RD | TUCSON | AZ | 85746 | Pima | 2 | Perm Closure | 1989-08-25 | 12000 | Gasoline | COMPARTMENT A | Double Walled | Fiberglass Reinforced Plastic | Pressure |  | Fiberglass Reinforced Plastic | Removal | 2012-06-14
0-002749 | TOM JONES FORD INC | 23454 W US HIGHWAY 85 | BUCKEYE | AZ | 85326 | Maricopa | 1 | Perm Closure | 1970-01-01 | 200 | Used Oil/Waste Oil | COMPARTMENT A | Unknown | Unknown |  |  |  | Removal | 1990-12-18
0-000877 | CIRCLE K STORE #2706658 | 5881 W CACTUS RD | GLENDALE | AZ | 85304 | Maricopa | 2 | Open | 1986-01-01 | 12000 | Gasoline | COMPARTMENT A | Double Walled | Fiberglass Reinforced Plastic | Pressure | Double Walled | Fiberglass Reinforced Plastic
0-004962 | TEXACO #60-351-1090 | 551 W VALENCIA RD | TUCSON | AZ | 85706 | Pima | 2 | Perm Closure | 1971-01-01 | 10000 | Gasoline | COMPARTMENT A | Double Walled | Asphalt coated or Bare Steel | Pressure |  |  | Removal | 1998-12-22
0-004962 | TEXACO #60-351-1090 | 551 W VALENCIA RD | TUCSON | AZ | 85706 | Pima | 1 | Perm Closure | 1971-01-01 | 10000 | Gasoline | COMPARTMENT A | Double Walled | Asphalt coated or Bare Steel | Pressure |  |  | Removal | 1998-12-22
0-004816 | SUPER STOP #752 | 861 W GILA BEND HWY | CASA GRANDE | AZ | 85122 | Pinal | 1 | Perm Closure | 1984-01-01 | 12000 | Gasoline | COMPARTMENT A |  | Asphalt coated or Bare Steel | Pressure | Double Walled | Fiberglass Reinforced Plastic | Removal | 2013-11-27
0-002775 | KAIBAB INDUSTRIES FOREST PRODUCTS - PAYSON | 113 W MAIN ST | PAYSON | AZ | 85541 | Gila | 7 | Perm Closure | 1976-09-04 | 10000 | Unidentified | COMPARTMENT A | Single Walled | Asphalt coated or Bare Steel |  |  |  | Removal | 1988-11-04
0-002775 | KAIBAB INDUSTRIES FOREST PRODUCTS - PAYSON | 113 W MAIN ST | PAYSON | AZ | 85541 | Gila | 4 | Perm Closure | 1956-09-04 | 5000 | Diesel | COMPARTMENT A | Single Walled | Asphalt coated or Bare Steel |  |  |  | Removal | 1988-11-04
0-002775 | KAIBAB INDUSTRIES FOREST PRODUCTS - PAYSON | 113 W MAIN ST | PAYSON | AZ | 85541 | Gila | 5 | Perm Closure | 1956-09-04 | 3000 | Unidentified | COMPARTMENT A | Single Walled | Asphalt coated or Bare Steel |  |  |  | Removal | 1988-11-04
0-006572 | LHOIST NORTH AMERICA OF ARIZONA - DOUGLAS | 4753 W PAUL SPUR RD | DOUGLAS | AZ | 85607 | Cochise | 3 | Perm Closure | 1971-01-01 | 4130 | Gasoline | COMPARTMENT A | Single Walled | Asphalt coated or Bare Steel | Suction - Check Valve at the Tank Top | Single Walled | Bare or Galvanized Steel | Removal | 1992-06-03
0-004500 | WINSLOW SHELL | 1520 E THIRD ST | WINSLOW | AZ | 86047 | Navajo | 1 | Perm Closure | 1966-01-29 | 2000 | Gasoline | COMPARTMENT A | Double Walled | Asphalt coated or Bare Steel | Suction - Check Valve at the Tank Top |  | Bare or Galvanized Steel | Removal | 1999-07-21
0-000325 | ADOT - PAGE MAINTENANCE YARD & HOUSING |  | PAGE |  |  | Coconino | 3 | Perm Closure | 1966-01-01 | 2000 | Gasoline | COMPARTMENT A |  | Asphalt coated or Bare Steel |  |  |  | Removal | 1990-06-01
0-005406 | CIRCLE K #2801 | 8212 W THOMAS RD | PHOENIX | AZ | 85033 | Maricopa | 2 | Perm Closure | 1969-04-23 | 8000 | Gasoline | COMPARTMENT A | Double Walled | Asphalt coated or Bare Steel | Pressure |  |  | Removal | 1995-04-25
0-005406 | CIRCLE K #2801 | 8212 W THOMAS RD | PHOENIX | AZ | 85033 | Maricopa | 1 | Perm Closure | 1969-04-23 | 10000 | Gasoline | COMPARTMENT A | Double Walled | Asphalt coated or Bare Steel | Pressure |  |  | Removal | 1995-04-25
0-001358 | CIRCLE K #2701054 | 18610 N 107TH AVE | PEORIA | AZ | 85373 | Maricopa | 1 | Perm Closure | 1975-01-01 | 10000 | Gasoline | COMPARTMENT A |  | Asphalt coated or Bare Steel | Pressure |  |  | Removal | 1995-01-31
0-001358 | CIRCLE K #2701054 | 18610 N 107TH AVE | PEORIA | AZ | 85373 | Maricopa | 6 | Open | 1995-01-31 | 10000 | Gasoline | COMPARTMENT A | Single Walled | Fiberglass Reinforced Plastic | Pressure | Double Walled | Fiberglass Reinforced Plastic
0-005111 | GOOD 2 GO STORES #517 | 2234 E FLORENCE BLVD | CASA GRANDE | AZ | 85122 | Pinal | 4 | Perm Closure | 2005-06-17 | 550 | Gasoline | COMPARTMENT A | Unknown | Asphalt coated or Bare Steel | Gravity Feed |  | Bare or Galvanized Steel | Removal | 1992-07-09
0-001360 | CIRCLE K #2701065 | 9049 W PEORIA AVE | PEORIA | AZ | 85345 | Maricopa | 4 | Open | 1994-09-26 | 10000 | Gasoline | COMPARTMENT A | Double Walled | Fiberglass Reinforced Plastic | Pressure | Single Walled | Fiberglass Reinforced Plastic
0-009156 | LAZY DAYS RV | 3200 E IRVINGTON RD | TUCSON | AZ | 85714 | Pima | 1 | Open | 1997-09-09 | 10000 | Gasoline | COMPARTMENT A | Double Walled | Composite (Steel/Fiberglass) | Pressure | Double Walled | Fiberglass Reinforced Plastic
0-002096 | CAMELBACK HYUNDAI | 1500 E CAMELBACK RD | PHOENIX | AZ | 85014 | Maricopa | 1 | Perm Closure | 1975-05-13 | 550 | Gasoline | COMPARTMENT A | Single Walled | Asphalt coated or Bare Steel | Suction - Check Valve at the Tank Top | Single Walled | Bare or Galvanized Steel | Removal | 1990-01-29
0-001518 | CIRCLE K #3743 | 5350 N 27TH AVE | PHOENIX | AZ | 85017 | Maricopa | 5 | Open | 1994-10-18 | 10000 | Gasoline | COMPARTMENT A | Double Walled | Fiberglass Reinforced Plastic | Pressure |  | Fiberglass Reinforced Plastic
0-001518 | CIRCLE K #3743 | 5350 N 27TH AVE | PHOENIX | AZ | 85017 | Maricopa | 4 | Open | 1994-10-18 | 10000 | Gasoline | COMPARTMENT A | Double Walled | Fiberglass Reinforced Plastic | Pressure |  | Fiberglass Reinforced Plastic
0-002059 | LUBE PIT #1 | 3815 E GRANT RD | TUCSON | AZ | 85716 | Pima | 5 | Perm Closure | 1979-01-01 | 3000 | Used Oil/Waste Oil | COMPARTMENT A | Single Walled | Asphalt coated or Bare Steel | Suction - Check Valve at the Tank Top |  |  | Removal | 1996-07-22
0-004806 | SUPERPUMPER #1 | 4934 E SHEA BLVD | PHOENIX | AZ | 85028 | Maricopa | 7 | Open | 2020-11-14 | 20000 | Gasoline (UL) | COMPARTMENT A | Double Walled | Fiberglass Reinforced Plastic | Pressure | Double Walled | Fiberglass Reinforced Plastic
0-004806 | SUPERPUMPER #1 | 4934 E SHEA BLVD | PHOENIX | AZ | 85028 | Maricopa | 8 | Open | 2020-11-14 | 15000 | Gasoline (PUL) | COMPARTMENT A | Double Walled | Fiberglass Reinforced Plastic | Pressure | Double Walled | Fiberglass Reinforced Plastic
0-001361 | SUPERPUMPER #4 | 8990 E SHEA BLVD | SCOTTSDALE | AZ | 85260 | Maricopa | 5 | Open | 2019-11-01 | 7000 | Diesel | COMPARTMENT B | Double Walled | Fiberglass Reinforced Plastic
0-009541 | SWEDISH AUTOWORKS | 13402 N CAVE CREEK RD | PHOENIX | AZ | 85022 | Maricopa | 1 | Perm Closure | 1985-01-01 | 250 | Used Oil/Waste Oil | COMPARTMENT A | Unknown | Asphalt coated or Bare Steel | Gravity Feed |  | Bare or Galvanized Steel | Removal | 1999-12-07
0-008107 | SOUTH TEGNER STREET |  | WICKENBURG |  |  | Maricopa | 3 | Perm Closure | 2005-06-17 | 1000 | Gasoline | COMPARTMENT A | Unknown | Unknown |  |  |  | Removal | 1993-03-03
0-002622 | SOUTHWEST GAS | 5705 S KYRENE RD | TEMPE | AZ | 85283 | Maricopa | 3 | Perm Closure | 1989-05-23 | 8000 | Diesel | COMPARTMENT A | Unknown | Fiberglass Reinforced Plastic |  |  |  | Removal | 1997-10-01
0-002622 | SOUTHWEST GAS | 5705 S KYRENE RD | TEMPE | AZ | 85283 | Maricopa | 2 | Perm Closure | 1989-05-23 | 8000 | Gasoline | COMPARTMENT A | Unknown | Fiberglass Reinforced Plastic |  |  |  | Removal | 1997-10-01
0-005915 | SAINT JOSEPH'S HOSPITAL | 350 N WILMOT RD | TUCSON | AZ | 85711 | Pima | 1 | Open | 1973-01-01 | 20000 | Diesel | COMPARTMENT A | Single Walled | Asphalt coated or Bare Steel | Pressure | Double Walled | Fiberglass Reinforced Plastic
0-004523 | SIERRA EXXON | 33 N ZUNI ST | SPRINGERVILLE | AZ | 85938 | Apache | 3 | Perm Closure | 1972-04-29 | 10000 | Gasoline | COMPARTMENT A | Double Walled | Asphalt coated or Bare Steel | Pressure |  |  | Removal | 1992-11-10
0-007345 | ATLAS LOGISTICS | 500 S 99TH AVE | TOLLESON | AZ | 85353 | Maricopa | 2 | Open | 1991-05-14 | 20000 | Diesel | COMPARTMENT A | Double Walled | Fiberglass Reinforced Plastic | Pressure | Double Walled | Fiberglass Reinforced Plastic
0-005619 | WESTERN MACHINERY COMPANY | 1415 W BASELINE RD | TEMPE | AZ | 85283 | Maricopa | 2 | Perm Closure | 1972-12-18 | 2000 | Gasoline | COMPARTMENT A | Unknown | Asphalt coated or Bare Steel | Suction - Check Valve at the Tank Top |  |  | Removal | 1991-11-29
0-005619 | WESTERN MACHINERY COMPANY | 1415 W BASELINE RD | TEMPE | AZ | 85283 | Maricopa | 1 | Perm Closure | 1972-12-18 | 2000 | Gasoline | COMPARTMENT A | Unknown | Asphalt coated or Bare Steel | Suction - Check Valve at the Tank Top |  |  | Removal | 1991-11-29
0-009954 | VALLE MOTEL |  | VALLE |  |  | Coconino | 1 | Perm Closure | 2005-06-17 | 3000 | Gasoline | COMPARTMENT A | Unknown | Unknown |  |  |  | Removal | 1992-02-06
0-009954 | VALLE MOTEL |  | VALLE |  |  | Coconino | 2 | Perm Closure | 2005-06-17 | 3000 | Gasoline | COMPARTMENT A | Unknown | Unknown |  |  |  | Removal | 1992-02-06
0-004431 | DISCOUNT TIRE STORE | 2020 S COUNTRY CLUB DR | MESA | AZ | 85210 | Maricopa | 2 | Perm Closure | 2005-06-17 | 3000 | Gasoline | COMPARTMENT A | Double Walled | Asphalt coated or Bare Steel | Suction - Check Valve at the Tank Top |  | Bare or Galvanized Steel | Removal | 1993-06-17
0-007874 | TRAVEL CENTERS OF AMERICA | 2949 N TOLTEC RD | ELOY | AZ | 85131 | Pinal | 2 | Open | 1989-08-01 | 20000 | Diesel | COMPARTMENT A | Double Walled | Fiberglass Reinforced Plastic | Pressure |  | Fiberglass Reinforced Plastic
0-000243 | ADOT - TUCSON SHOP | 1444 W GRANT RD | TUCSON | AZ | 85745 | Pima | 6 | Open | 1987-01-01 | 12000 | Diesel | COMPARTMENT A | Single Walled | Fiberglass Reinforced Plastic | Pressure | Double Walled | Fiberglass Reinforced Plastic
0-005470 | CIRCLE K #2935 | 612 W FRONTIER ST | ELOY | AZ | 85131 | Pinal | 3 | Open | 1995-05-22 | 10000 | Gasoline | COMPARTMENT A | Double Walled | Fiberglass Reinforced Plastic | Pressure | Double Walled | Fiberglass Reinforced Plastic
0-005391 | USPS - VEHICLE MAINTENANCE GARAGE | 4949 E VAN BUREN ST | PHOENIX | AZ | 85026 | Maricopa | 1 | Perm Closure | 1984-01-01 | 4000 | Used Oil/Waste Oil | COMPARTMENT A |  | Fiberglass Reinforced Plastic |  |  |  | Removal | 1994-09-15
0-000562 | DESERT TOYOTA OF TUCSON | 7150 E 22ND ST | TUCSON | AZ | 85710 | Pima | 1 | Perm Closure | 2005-06-17 | 4000 | Gasoline | COMPARTMENT A | Single Walled | Asphalt coated or Bare Steel |  |  |  | Removal | 1987-12-28
0-000405 | APS - YUMA GARAGE | 190 W 14TH ST | YUMA | AZ | 85364 | Yuma | 3 | Perm Closure | 1955-01-01 | 3000 | Diesel | COMPARTMENT A |  | Asphalt coated or Bare Steel |  |  |  | Removal | 1987-01-01
0-000749 | PICACHO PEAK DAIRY QUEEN STORE |  | PICACHO |  |  | Pinal | 4 | Perm Closure | 1976-01-01 | 6000 | Gasoline | COMPARTMENT A |  | Asphalt coated or Bare Steel | Pressure |  | Fiberglass Reinforced Plastic | Removal | 1995-10-12
0-008501 | LOGUES TIRE SERVICE | 825 E MAIN ST | CASA GRANDE | AZ | 85122 | Pinal | 3 | Perm Closure | 2005-06-17 | 1000 | Diesel | COMPARTMENT A | Unknown | Asphalt coated or Bare Steel | Suction - Check Valve at the Tank Top |  | Bare or Galvanized Steel | Removal | 1995-02-17
0-009787 | WALMART DISTRIBUTION CENTER #6031 | 23701 W SOUTHERN AVE | BUCKEYE | AZ | 85326 | Maricopa | 1 | Open | 2000-07-17 | 2500 | Used Oil/Waste Oil | COMPARTMENT A | Double Walled | Fiberglass Reinforced Plastic | Pressure | Double Walled | Fiberglass Reinforced Plastic
0-005393 | USPS | 9635 N 7TH ST | PHOENIX | AZ | 85020 | Maricopa | 2 | Perm Closure | 1975-01-01 | 1500 | Gasoline | COMPARTMENT A | Unknown | Asphalt coated or Bare Steel | Suction - Check Valve at the Tank Top |  | Bare or Galvanized Steel | Removal | 1990-06-21
0-007875 | WALMART #1291 | 7150 E SPEEDWAY BLVD | TUCSON | AZ | 85710 | Pima | 1 | Perm Closure | 2005-06-17 |  | Gasoline | COMPARTMENT A | Unknown | Asphalt coated or Bare Steel |  |  |  | Removal | 1993-07-16
0-007453 | MESA PRECISION MOTOR SERVICE | 41 E BROADWAY RD | MESA | AZ | 85210 | Maricopa | 6 | Perm Closure | 1947-01-01 | 8000 | Gasoline | COMPARTMENT A | Single Walled | Asphalt coated or Bare Steel | Suction - Check Valve at the Tank Top |  | Bare or Galvanized Steel | Removal | 1991-10-17
0-007453 | MESA PRECISION MOTOR SERVICE | 41 E BROADWAY RD | MESA | AZ | 85210 | Maricopa | 4 | Perm Closure | 1947-01-01 | 3000 | Gasoline | COMPARTMENT A | Single Walled | Asphalt coated or Bare Steel | Suction - Check Valve at the Tank Top |  | Bare or Galvanized Steel | Removal | 1991-10-17
0-007136 | CITY OF GOODYEAR - WELL 11 | 3200 S 173RD AVE | GOODYEAR | AZ | 85338 | Maricopa | 1 | Perm Closure | 1989-01-01 | 1000 | Diesel | COMPARTMENT A | Unknown | Unknown |  |  |  | Removal | 1994-04-15
0-006932 | GRAND AVENUE TRANSMISSION/TEXACO | 5832 NW GRAND AVE | GLENDALE | AZ | 85301 | Maricopa | 1 | Perm Closure | 2005-06-17 | 4000 | Gasoline | COMPARTMENT A | Unknown | Unknown | Suction - Check Valve at the Tank Top |  |  | Removal | 1996-07-16
0-008432 | WEST COAST CHEVRON | 1224 W BEALE ST | KINGMAN | AZ | 86401 | Mohave | 1 | Open | 1994-03-24 | 10000 | Gasoline | COMPARTMENT A | Double Walled | Fiberglass Reinforced Plastic | Pressure |  | Fiberglass Reinforced Plastic
0-002293 | GILA FEED YARDS INC/DON MARTIN |  | GILA BEND |  |  | Maricopa | 3 | Perm Closure | 1973-04-23 | 2000 | Gasoline | COMPARTMENT A | Single Walled | Asphalt coated or Bare Steel | Pressure |  |  | Removal | 1988-10-01
0-004088 | FORT WILLCOX MOBILE HOME & RV PARK | 1765 W FORT WILLCOX LOOP | WILLCOX | AZ | 85643 | Cochise | 2 | Perm Closure | 1978-04-22 | 6000 | Gasoline | COMPARTMENT A | Unknown | Asphalt coated or Bare Steel |  |  |  | Removal | 1988-12-06
0-009587 | 4 SONS FOOD STORES #603 | 19825 N 51ST AVE | PHOENIX | AZ | 85308 | Maricopa | 1 | Open | 1999-11-01 | 15000 | Gasoline | COMPARTMENT A | Single Walled | Fiberglass Reinforced Plastic | Pressure | Double Walled | Fiberglass Reinforced Plastic
0-005731 | CITY OF YUMA - PUBLIC WORKS YARD | 155 W 14TH ST | YUMA | AZ | 85364 | Yuma | 8 | Perm Closure | 1974-05-09 | 5000 | Kerosene | COMPARTMENT A | Double Walled | Asphalt coated or Bare Steel |  |  |  | Removal | 1986-03-01
0-003309 | MORGANS STORE | 11120 S SOMERTON AVE | YUMA | AZ | 85365 | Yuma | 1 | Perm Closure | 1960-01-01 | 500 | Gasoline | COMPARTMENT A | Double Walled | Asphalt coated or Bare Steel | Suction - Check Valve at the Tank Top |  | Bare or Galvanized Steel | Removal | 1993-04-23
0-005733 | YUMA MESA IRRIGATION & DRAINAGE DISTRICT | 14329 S 4TH AVE | YUMA | AZ | 85365 | Yuma | 4 | Perm Closure | 1971-01-01 | 6000 | Gasoline | COMPARTMENT A | Single Walled | Asphalt coated or Bare Steel | Suction - Check Valve at the Tank Top | Single Walled | Bare or Galvanized Steel | Removal | 1991-07-17
0-005539 | VERDE VALLEY SCHOOL | 3511 VERDE VALLEY SCHOOL RD | SEDONA | AZ | 86351 | Yavapai | 2 | Perm Closure | 1954-05-05 | 500 | Gasoline | COMPARTMENT A | Unknown | Asphalt coated or Bare Steel |  |  |  | Removal | 1990-05-08
0-003526 | AC'S TRUCK STOP | 2651 N GRAND AVE | NOGALES | AZ | 85621 | Santa Cruz | 4 | Perm Closure | 1968-01-01 | 12000 | Diesel | COMPARTMENT A |  | Asphalt coated or Bare Steel | Pressure |  | Fiberglass Reinforced Plastic | Removal | 2016-11-09
0-001213 | CIRCLE K #259 | 753 N WESTERN AVE | NOGALES | AZ | 85621 | Santa Cruz | 2 | Perm Closure | 1971-01-01 | 10000 | Gasoline | COMPARTMENT A |  | Asphalt coated or Bare Steel | Pressure |  |  | Removal | 1995-11-07
0-001050 | CHEVRON #9-9237 | 4590 E BROADWAY BLVD | TUCSON | AZ | 85711 | Pima | 3 | Perm Closure | 1959-01-01 | 3000 | Gasoline | COMPARTMENT A |  | Asphalt coated or Bare Steel |  |  |  | Removal | 1988-09-30
0-005083 | UNOCAL #7365 | 3460 S 6TH AVE | TUCSON | AZ | 85713 | Pima | 9 | Perm Closure | 1990-03-01 | 10000 | Gasoline | COMPARTMENT A | Double Walled | Composite (Steel/Fiberglass) | Gravity Feed |  |  | Removal | 1998-02-05
0-005083 | UNOCAL #7365 | 3460 S 6TH AVE | TUCSON | AZ | 85713 | Pima | 4 | Perm Closure | 1971-01-01 | 10000 | Gasoline | COMPARTMENT A | Single Walled | Asphalt coated or Bare Steel | Pressure |  | Fiberglass Reinforced Plastic | Removal | 1990-02-01
0-000083 | AERO RENTALS | 3808 E GOLF LINKS RD | TUCSON | AZ | 85713 | Pima | 2 | Perm Closure | 1970-01-01 | 1000 | Solvent | COMPARTMENT A | Single Walled | Asphalt coated or Bare Steel |  |  |  | Removal | 1988-08-04
0-000083 | AERO RENTALS | 3808 E GOLF LINKS RD | TUCSON | AZ | 85713 | Pima | 5 | Perm Closure | 1979-01-01 | 8000 | Diesel | COMPARTMENT A | Single Walled | Asphalt coated or Bare Steel | Pressure | Single Walled | Bare or Galvanized Steel | Removal | 1994-06-09
0-001730 | DAVIS-MONTHAN AFB | 3775 S 5TH ST | DAVIS MONTHAN AFB | AZ | 85707 | Pima | 121 | Perm Closure | 1940-01-01 | 25000 | Gasoline | COMPARTMENT A | Single Walled | Asphalt coated or Bare Steel |  |  |  | Removal | 1992-01-15
0-001730 | DAVIS-MONTHAN AFB | 3775 S 5TH ST | DAVIS MONTHAN AFB | AZ | 85707 | Pima | 127 | Perm Closure | 1940-01-01 | 25000 | Gasoline | COMPARTMENT A | Single Walled | Asphalt coated or Bare Steel |  |  |  | Removal | 1992-01-15
0-001730 | DAVIS-MONTHAN AFB | 3775 S 5TH ST | DAVIS MONTHAN AFB | AZ | 85707 | Pima | 101 | Perm Closure | 1965-01-01 | 15000 | Unidentified | COMPARTMENT A | Single Walled | Asphalt coated or Bare Steel |  |  |  | Closed in Place | 1985-07-01
0-001730 | DAVIS-MONTHAN AFB | 3775 S 5TH ST | DAVIS MONTHAN AFB | AZ | 85707 | Pima | 103 | Perm Closure | 1965-01-01 | 125 | Diesel | COMPARTMENT A | Single Walled | Asphalt coated or Bare Steel |  |  |  | Removal | 1994-12-22
0-001730 | DAVIS-MONTHAN AFB | 3775 S 5TH ST | DAVIS MONTHAN AFB | AZ | 85707 | Pima | 115 | Perm Closure | 1940-01-01 | 25000 | Gasoline | COMPARTMENT A | Single Walled | Asphalt coated or Bare Steel |  |  |  | Removal | 1992-01-15
0-001730 | DAVIS-MONTHAN AFB | 3775 S 5TH ST | DAVIS MONTHAN AFB | AZ | 85707 | Pima | 114 | Perm Closure | 1940-01-01 | 25000 | Gasoline | COMPARTMENT A | Single Walled | Asphalt coated or Bare Steel |  |  |  | Removal | 1992-01-15
0-001730 | DAVIS-MONTHAN AFB | 3775 S 5TH ST | DAVIS MONTHAN AFB | AZ | 85707 | Pima | 125 | Perm Closure | 1940-01-01 | 25000 | Gasoline | COMPARTMENT A | Single Walled | Asphalt coated or Bare Steel |  |  |  | Removal | 1992-01-15
0-000474 | ASARCO - MISSION UNIT | 4210 W PIMA MINE RD | SAHUARITA | AZ | 85629 | Pima | 9 | Open | 1990-01-01 | 20000 | Gasoline | COMPARTMENT A | Double Walled | Fiberglass Reinforced Plastic | Gravity Feed | Double Walled | Fiberglass Reinforced Plastic
0-000474 | ASARCO - MISSION UNIT | 4210 W PIMA MINE RD | SAHUARITA | AZ | 85629 | Pima | 4 | Perm Closure | 1966-01-01 | 8000 | Used Oil/Waste Oil | COMPARTMENT A |  | Asphalt coated or Bare Steel |  |  |  | Removal | 1990-06-01
0-000474 | ASARCO - MISSION UNIT | 4210 W PIMA MINE RD | SAHUARITA | AZ | 85629 | Pima | 6 | Perm Closure | 1980-01-01 | 5000 | Used Oil/Waste Oil | COMPARTMENT A |  | Asphalt coated or Bare Steel | Suction - Check Valve at the Tank Top |  |  | Removal | 1992-05-14
0-000813 | OLIVERS CLEANERS - FORMER | 300 E 7TH ST | TUCSON | AZ | 85705 | Pima | 5 | Perm Closure | 1958-01-01 | 1000 | Solvent | COMPARTMENT A | Single Walled | Asphalt coated or Bare Steel |  |  |  | Removal | 1988-02-03
0-006577 | FERTIZONA THATCHER | 4257 W US HIGHWAY 70 | THATCHER | AZ | 85552 | Graham | 1 | Perm Closure | 1979-01-06 | 8000 | Gasoline | COMPARTMENT A | Unknown | Asphalt coated or Bare Steel |  |  |  | Closed in Place | 1984-12-01
0-008944 | KENAI HELICOPTERS |  | TUSAYAN |  |  | Coconino | 1 | Perm Closure | 2005-06-17 | 10000 | Jet Fuel | COMPARTMENT A | Unknown | Asphalt coated or Bare Steel |  |  |  | Removal | 1996-05-01
0-009263 | KING RACING FUEL | 6729 N 57TH AVE | GLENDALE | AZ | 85301 | Maricopa | 2 | Perm Closure | 1990-01-01 | 6000 | Gasoline | COMPARTMENT A | Double Walled | Composite (Steel/Fiberglass) | Pressure |  | Fiberglass Reinforced Plastic | Removal | 2017-08-30
0-002567 | L & J TIRE & WHEEL | 5014 E VAN BUREN ST | PHOENIX | AZ | 85008 | Maricopa | 1 | Perm Closure | 1963-04-17 | 10000 | Unidentified | COMPARTMENT A | Single Walled | Asphalt coated or Bare Steel |  |  |  | Removal | 1989-01-30
0-009765 | MAVERIK COUNTRY STORE #398 | 701 TUNNEL RD | PAGE | AZ | 86040 | Coconino | 2 | Open | 2001-05-03 | 12000 | Gasoline | COMPARTMENT A | Double Walled | Composite (Steel/Fiberglass) | Pressure | Double Walled | Flexible
0-009384 | JOHN LONG CAR CENTER | 3987 N STOCKTON HILL RD | KINGMAN | AZ | 86409 | Mohave | 1 | Perm Closure | 2005-06-17 | 1000 | Used Oil/Waste Oil | COMPARTMENT A | Double Walled | Asphalt coated or Bare Steel |  |  |  | Removal | 1998-12-22
0-004875 | HUDSON FARMS |  | LAVEEN |  |  | Maricopa | 1 | Perm Closure | 1969-05-08 | 7500 | Gasoline | COMPARTMENT A | Unknown | Asphalt coated or Bare Steel |  |  |  | Removal | 1993-05-20
0-004504 | HOPI TRAVEL PLAZA | 1851 SR 77 | HOLBROOK | AZ | 86025 | Navajo | 10 | Open | 2020-07-24 | 20000 | Diesel | COMPARTMENT A | Double Walled | Fiberglass Reinforced Plastic
0-006038 | HOSTESS CONTINENTAL BAKERIES | 2422 E GREENWAY RD | PHOENIX | AZ | 85032 | Maricopa | 1 | Perm Closure | 1968-04-02 | 12000 | Diesel | COMPARTMENT A | Double Walled | Asphalt coated or Bare Steel |  |  |  | Removal | 1989-06-08
0-008837 | CITY OF SOUTH TUCSON - GOVERNMENT COMPLEX | 1810 S 6TH AVE | TUCSON | AZ | 85713 | Pima | 2 | Perm Closure | 1978-01-01 | 6000 | Gasoline | COMPARTMENT A |  | Asphalt coated or Bare Steel | Suction - Check Valve at the Tank Top |  |  | Removal | 1997-02-06
0-000729 | JACKRABBIT TRADING POST | 3386 OLD HIGHWAY 66 | JOSEPH CITY | AZ | 86032 | Navajo | 2 | Perm Closure | 1984-01-01 | 2000 | Gasoline | COMPARTMENT A |  | Asphalt coated or Bare Steel |  |  |  | Removal | 1997-12-22
0-006235 | SUNMART #637 | 930 S BLAKE RANCH RD | KINGMAN | AZ | 86401 | Mohave | 4 | Perm Closure | 1982-01-01 | 12000 | Diesel | COMPARTMENT A |  | Asphalt coated or Bare Steel | Pressure |  |  | Removal | 2016-06-09
0-000873 | SPEEDSMART #111 | 1981 N ALMA SCHOOL RD | CHANDLER | AZ | 85224 | Maricopa | 2 | Perm Closure | 1981-01-01 | 12000 | Gasoline | COMPARTMENT A |  | Asphalt coated or Bare Steel | Pressure | Double Walled | Fiberglass Reinforced Plastic | Removal | 1997-05-13
0-002704 | CITY OF AVONDALE | 1201 S 4TH AVE | AVONDALE | AZ | 85323 | Maricopa | 1 | Perm Closure | 1979-05-06 | 5000 | Gasoline | COMPARTMENT A | Double Walled | Asphalt coated or Bare Steel | Suction - Check Valve at the Tank Top |  |  | Removal | 1995-07-19
0-005999 | JOHNS SUPER SERVICE | 6511 E THOMAS RD | SCOTTSDALE | AZ | 85251 | Maricopa | 3 | Perm Closure | 1973-01-01 | 1000 | Diesel | COMPARTMENT A |  | Asphalt coated or Bare Steel |  |  |  | Removal | 1991-12-16
0-004554 | PILOT TRAVEL CENTER #227 | 1201 N 59TH AVE | PHOENIX | AZ | 85043 | Maricopa | 1 | Perm Closure | 1986-02-01 | 10000 | Gasoline | COMPARTMENT A | Double Walled | Fiberglass Reinforced Plastic | Pressure | Double Walled | Fiberglass Reinforced Plastic | Removal | 2017-03-16
0-001364 | CIRCLE K #1110 | 2404 E BELL RD | PHOENIX | AZ | 85032 | Maricopa | 4 | Perm Closure | 1994-10-21 | 10000 | Gasoline | COMPARTMENT A | Single Walled | Fiberglass Reinforced Plastic | Pressure | Double Walled | Fiberglass Reinforced Plastic | Removal | 1996-05-07
0-001364 | CIRCLE K #1110 | 2404 E BELL RD | PHOENIX | AZ | 85032 | Maricopa | 3 | Perm Closure | 1978-01-01 | 8000 | Gasoline | COMPARTMENT A |  | Asphalt coated or Bare Steel | Pressure |  |  | Removal | 1994-10-24
0-001275 | CIRCLE K #2700652 | 1908 W GREENWAY RD | PHOENIX | AZ | 85023 | Maricopa | 1 | Perm Closure | 1977-01-01 | 10000 | Gasoline | COMPARTMENT A |  | Asphalt coated or Bare Steel | Pressure |  |  | Removal | 1994-02-04
0-002932 | ARIZONA HOLSUM CREDIT UNION | 2402 W GRANT ST | PHOENIX | AZ | 85009 | Maricopa | 1 | Perm Closure | 1976-01-01 | 1000 | Gasoline | COMPARTMENT A | Single Walled | Asphalt coated or Bare Steel |  |  |  | Removal | 1991-07-11
0-002932 | ARIZONA HOLSUM CREDIT UNION | 2402 W GRANT ST | PHOENIX | AZ | 85009 | Maricopa | 2 | Perm Closure | 1976-01-01 | 1000 | Gasoline | COMPARTMENT A | Single Walled | Asphalt coated or Bare Steel |  |  |  | Removal | 1991-07-11
0-001433 | CIRCLE K #2701570 | 4401 S 7TH AVE | PHOENIX | AZ | 85041 | Maricopa | 5 | Open | 1993-11-01 | 10000 | Gasoline | COMPARTMENT A | Single Walled | Fiberglass Reinforced Plastic | Pressure | Single Walled | Fiberglass Reinforced Plastic
0-001433 | CIRCLE K #2701570 | 4401 S 7TH AVE | PHOENIX | AZ | 85041 | Maricopa | 4 | Open | 1993-11-01 | 8000 | Gasoline | COMPARTMENT A | Single Walled | Fiberglass Reinforced Plastic | Pressure | Single Walled | Fiberglass Reinforced Plastic
0-003024 | RESOLUTION COPPER MINING - SUPERIOR OPERATIONS | 102 W MAGMA HEIGHTS DR | SUPERIOR | AZ | 85173 | Pinal | 3 | Perm Closure | 2009-02-04 | 500 | Unidentified | COMPARTMENT A |  | Asphalt coated or Bare Steel |  |  |  | Removal | 1990-01-18
0-003438 | MR SERVICEMEN - FORMER | 1519 S 7TH AVE | PHOENIX | AZ | 85007 | Maricopa | 3 | Perm Closure | 1955-12-21 | 250 | Used Oil/Waste Oil | COMPARTMENT A | Unknown | Asphalt coated or Bare Steel |  |  |  | Removal | 1992-10-21
0-003438 | MR SERVICEMEN - FORMER | 1519 S 7TH AVE | PHOENIX | AZ | 85007 | Maricopa | 1 | Perm Closure | 1955-12-21 | 2000 | Gasoline | COMPARTMENT A | Unknown | Asphalt coated or Bare Steel | Suction - Check Valve at the Tank Top |  | Bare or Galvanized Steel | Removal | 1992-10-21
0-001752 | MALCO M & M SELF SERVICE | 13812 W GLENDALE AVE | GLENDALE | AZ | 85307 | Maricopa | 2 | Perm Closure | 1971-01-01 | 10000 | Gasoline | COMPARTMENT A |  | Asphalt coated or Bare Steel |  |  |  | Removal | 1991-02-28
0-000501 | ARCO #6009 | 4357 E MCDOWELL RD | PHOENIX | AZ | 85008 | Maricopa | 2 | Perm Closure | 1984-01-01 | 12000 | Gasoline | COMPARTMENT A | Double Walled | Fiberglass Reinforced Plastic | Pressure |  | Fiberglass Reinforced Plastic | Removal | 1992-12-09
0-005437 | CIRCLE K #2891 | 5146 E MCDOWELL RD | PHOENIX | AZ | 85008 | Maricopa | 1 | Perm Closure | 1980-01-01 | 10000 | Gasoline | COMPARTMENT A |  | Asphalt coated or Bare Steel | Pressure |  | Fiberglass Reinforced Plastic | Removal | 2004-06-12
0-005437 | CIRCLE K #2891 | 5146 E MCDOWELL RD | PHOENIX | AZ | 85008 | Maricopa | 3 | Perm Closure | 2004-05-28 | 12000 | Gasoline | COMPARTMENT A | Double Walled | Fiberglass Reinforced Plastic | Pressure | Double Walled | Fiberglass Reinforced Plastic | Removal | 2015-03-03
0-005333 | SAVCO #11 | 748 E MAIN ST | AVONDALE | AZ | 85323 | Maricopa | 2 | Perm Closure | 1987-05-01 | 10000 | Gasoline | COMPARTMENT A |  | Asphalt coated or Bare Steel | Pressure |  |  | Removal | 1992-12-15
0-000521 | ARCO #5251 | 4647 W INDIAN SCHOOL RD | PHOENIX | AZ | 85031 | Maricopa | 9 | Perm Closure | 1993-02-03 | 10000 | Gasoline | COMPARTMENT A | Double Walled | Fiberglass Reinforced Plastic | Pressure |  | Fiberglass Reinforced Plastic | Removal | 2002-10-24
0-000521 | ARCO #5251 | 4647 W INDIAN SCHOOL RD | PHOENIX | AZ | 85031 | Maricopa | 4 | Perm Closure | 2005-06-17 | 10000 | Gasoline | COMPARTMENT A |  | Asphalt coated or Bare Steel | Pressure |  |  | Removal | 1991-11-13
0-005808 | GILA BEND AIR FORCE AUXILLARY FIELD |  | GILA BEND |  |  | Maricopa | 4 | Perm Closure | 1985-01-01 | 4000 | Diesel | COMPARTMENT A |  | Asphalt coated or Bare Steel | Pressure | Aboveground Piping |  | Removal | 2006-12-05
0-005808 | GILA BEND AIR FORCE AUXILLARY FIELD |  | GILA BEND |  |  | Maricopa | 14 | Perm Closure | 1975-01-01 | 500 | Used Oil/Waste Oil | COMPARTMENT A |  | Asphalt coated or Bare Steel |  |  |  | Removal | 1992-12-30
0-005808 | GILA BEND AIR FORCE AUXILLARY FIELD |  | GILA BEND |  |  | Maricopa | 7 | Perm Closure | 2006-10-03 | 300 | Diesel | COMPARTMENT A |  | Asphalt coated or Bare Steel |  |  |  | Removal | 1992-12-30
0-002840 | PING, INC | 2200 W PEORIA AVE | PHOENIX | AZ | 85029 | Maricopa | 2 | Perm Closure | 1971-01-01 | 10000 | Gasoline | COMPARTMENT A | Double Walled | Asphalt coated or Bare Steel |  |  |  | Removal | 1988-07-01
0-000657 | HUNT-WESSON GROCERY PRODUCTS | 310 S EXTENSION RD | MESA | AZ | 85210 | Maricopa | 5 | Perm Closure | 1970-01-01 | 4000 | Gasoline | COMPARTMENT A | Single Walled | Asphalt coated or Bare Steel |  |  |  | Removal | 1991-07-18
0-006488 | HAVASU SPRINGS RESORT | 2581 N HIGHWAY 95 | PARKER | AZ | 85344 | La Paz | 6 | Perm Closure | 1982-10-13 | 4000 | Gasoline | COMPARTMENT A | Double Walled | Asphalt coated or Bare Steel |  |  |  | Closed in Place | 1989-11-06
0-010351 | QUIKTRIP #414 | 847 N ARIZONA AVE | GILBERT | AZ | 85233 | Maricopa | 1 | Open | 2010-01-14 | 20000 | Gasoline | COMPARTMENT A | Double Walled | Fiberglass Reinforced Plastic | Pressure | Double Walled | Fiberglass Reinforced Plastic
0-004340 | EXPRESS SERVICE | 9095 W GRAND AVE | PEORIA | AZ | 85345 | Maricopa | 2 | Perm Closure | 1985-08-19 | 8000 | Gasoline | COMPARTMENT A | Double Walled | Fiberglass Reinforced Plastic | Pressure |  | Fiberglass Reinforced Plastic | Removal | 1992-01-09
0-010363 | CIRCLE K #2703399 | 1122 E INDIAN SCHOOL RD | PHOENIX | AZ | 85014 | Maricopa | 1 | Open | 2010-07-22 | 20000 | Gasoline | COMPARTMENT A | Double Walled | Fiberglass Reinforced Plastic | Pressure | Double Walled | Fiberglass Reinforced Plastic
0-010408 | CIRCLE K STORE #2703392 | 8277 W OLIVE AVE | PEORIA | AZ | 85345 | Maricopa | 3 | Open | 2011-02-21 | 12000 | Diesel | COMPARTMENT A | Double Walled | Fiberglass Reinforced Plastic | Pressure | Double Walled | Fiberglass Reinforced Plastic
0-010408 | CIRCLE K STORE #2703392 | 8277 W OLIVE AVE | PEORIA | AZ | 85345 | Maricopa | 2 | Open | 2011-02-21 | 12000 | Gasoline | COMPARTMENT A | Double Walled | Fiberglass Reinforced Plastic | Pressure | Double Walled | Fiberglass Reinforced Plastic
0-005614 | NUTRIEN AG SOLUTIONS | 28493 ARIZONA AVE | WELLTON | AZ | 85356 | Yuma | 1 | Perm Closure | 1977-05-05 | 12000 | Diesel | COMPARTMENT A | Double Walled | Asphalt coated or Bare Steel |  |  |  | Removal | 1987-11-17
0-001284 | CIRCLE K #671 | 51 W APACHE TRL | APACHE JUNCTION | AZ | 85120 | Pinal | 1 | Perm Closure | 1971-01-01 | 10000 | Gasoline | COMPARTMENT A |  | Asphalt coated or Bare Steel | Pressure |  |  | Removal | 1995-04-16
0-008109 | NISSAN TEST CENTER NORTH AMERICA | 7815 N WHITE AND PARKER RD | STANFIELD | AZ | 85172 | Pinal | 1 | Perm Closure | 1987-05-01 | 6000 | Gasoline | COMPARTMENT A | Single Walled | Fiberglass Reinforced Plastic | Pressure |  |  | Removal | 2008-01-10
0-008109 | NISSAN TEST CENTER NORTH AMERICA | 7815 N WHITE AND PARKER RD | STANFIELD | AZ | 85172 | Pinal | 4 | Perm Closure | 1987-05-01 | 2000 | Gasoline | COMPARTMENT A | Single Walled | Fiberglass Reinforced Plastic | Pressure |  |  | Removal | 2008-01-10
0-008109 | NISSAN TEST CENTER NORTH AMERICA | 7815 N WHITE AND PARKER RD | STANFIELD | AZ | 85172 | Pinal | 17 | Open | 2008-01-15 | 4000 | Gasoline | COMPARTMENT A | Double Walled | Fiberglass Reinforced Plastic | Pressure | Double Walled | Fiberglass Reinforced Plastic
0-010533 | SPEEDWAY STORE #2962 | 5620 S HIGHWAY 92 | HEREFORD | AZ | 85615 | Cochise | 1 | Open | 2013-03-27 | 6000 | Diesel | COMPARTMENT A | Double Walled | Fiberglass Reinforced Plastic | Pressure | Double Walled | Fiberglass Reinforced Plastic
0-000089 | AIR PRODUCTS & CHEMICALS INC | 275 S PRICE RD | CHANDLER | AZ | 85224 | Maricopa | 3 | Perm Closure | 1981-01-01 | 20000 | Diesel | COMPARTMENT A | Single Walled | Asphalt coated or Bare Steel | Pressure | Single Walled | Bare or Galvanized Steel | Removal | 1993-03-16
0-000089 | AIR PRODUCTS & CHEMICALS INC | 275 S PRICE RD | CHANDLER | AZ | 85224 | Maricopa | 6 | Open | 1993-04-01 | 12000 | Diesel | COMPARTMENT A | Double Walled | Fiberglass Reinforced Plastic | Pressure | Double Walled | Fiberglass Reinforced Plastic
0-000868 | 88 TRAILS CORP | 1571 W APACHE TRL | APACHE JUNCTION | AZ | 85120 | Pinal | 4 | Perm Closure | 1981-01-01 | 12000 | Gasoline | COMPARTMENT A |  | Asphalt coated or Bare Steel | Pressure |  | Fiberglass Reinforced Plastic | Removal | 1995-11-07
0-008765 | DUNLAP OIL COMPANY | 759 S HASKELL AVE | WILLCOX | AZ | 85643 | Cochise | 1 | Perm Closure | 1947-01-01 | 2500 | Diesel | COMPARTMENT A | Double Walled | Asphalt coated or Bare Steel | Suction - Check Valve at the Tank Top |  |  | Closed in Place | 1987-01-01
0-008822 | CIRCLE K STORE #2703443 | 1680 N CARL JR DR | NOGALES | AZ | 85621 | Santa Cruz | 1 | Open | 1995-08-15 | 12000 | Gasoline | COMPARTMENT A | Double Walled | Fiberglass Reinforced Plastic | Pressure | Double Walled | Fiberglass Reinforced Plastic
0-009407 | MEADVIEW AUTO AND MARINE | 28940 N PIERCE FERRY RD | MEADVIEW | AZ | 86444 | Mohave | 2 | Perm Closure | 1989-06-01 | 10000 | Gasoline | COMPARTMENT A | Double Walled | Composite (Steel/Fiberglass) | Pressure | Double Walled |  | Removal | 2019-11-06
0-003630 | ASU - FORMER PAYLESS CASHWAYS INC | 1711 S RURAL RD | TEMPE | AZ | 85281 | Maricopa | 1 | Perm Closure | 1966-01-01 | 1000 | Gasoline | COMPARTMENT A |  | Asphalt coated or Bare Steel |  |  |  | Removal | 1990-01-31
0-008337 | CLYDE WANSLEE AUTO SALES | 733 S STONE AVE | TUCSON | AZ | 85701 | Pima | 2 | Perm Closure | 2019-04-11 | 550 | Unidentified | COMPARTMENT A | Single Walled | Asphalt coated or Bare Steel |  |  |  | Removal | 2019-02-20
0-004091 | SKYLINE SERVICE | 23287 S STATE ROUTE 89 | YARNELL | AZ | 85362 | Yavapai | 2 | Perm Closure | 1974-01-01 | 10000 | Gasoline | COMPARTMENT A | Single Walled | Asphalt coated or Bare Steel | Pressure |  | Fiberglass Reinforced Plastic | Removal | 2017-09-20
0-001557 | TUCSON OIL PRODUCTS INC | 1057 E MILL ST | TUCSON | AZ | 85719 | Pima | 1 | Perm Closure | 1981-01-01 | 12000 | New Oil | COMPARTMENT A | Single Walled | Asphalt coated or Bare Steel | Suction - Check Valve at the Tank Top |  |  | Removal | 1998-12-04
0-001557 | TUCSON OIL PRODUCTS INC | 1057 E MILL ST | TUCSON | AZ | 85719 | Pima | 2 | Perm Closure | 1981-01-01 | 6000 | New Oil | COMPARTMENT A | Single Walled | Asphalt coated or Bare Steel | Suction - Check Valve at the Tank Top |  |  | Removal | 1998-12-04
0-001557 | TUCSON OIL PRODUCTS INC | 1057 E MILL ST | TUCSON | AZ | 85719 | Pima | 4 | Perm Closure | 1985-01-01 | 6000 | New Oil | COMPARTMENT A | Single Walled | Asphalt coated or Bare Steel | Suction - Check Valve at the Tank Top |  |  | Removal | 1998-12-04
0-002853 | TUCSON SCHOOL DISTRICT | 2050 E WINSETT ST | TUCSON | AZ | 85719 | Pima | 1 | Perm Closure | 1976-05-06 | 1000 | Gasoline | COMPARTMENT A | Double Walled | Asphalt coated or Bare Steel |  |  |  | Removal | 1996-02-09
0-004893 | GARDNERS TENNIS RANCH | 5700 E MCDONALD DR | PARADISE VALLEY | AZ | 85253 | Maricopa | 2 | Perm Closure | 1972-05-04 | 500 | Gasoline | COMPARTMENT A | Double Walled | Asphalt coated or Bare Steel |  |  |  | Removal | 1989-08-10
0-004893 | GARDNERS TENNIS RANCH | 5700 E MCDONALD DR | PARADISE VALLEY | AZ | 85253 | Maricopa | 1 | Perm Closure | 1985-06-24 | 500 | Gasoline | COMPARTMENT A | Double Walled | Asphalt coated or Bare Steel | Suction - Check Valve at the Tank Top |  |  | Removal | 1998-12-16
0-002410 | DOLLAR GENERAL | 21749 NW GRAND | WITTMANN | AZ | 85361 | Maricopa | 1 | Perm Closure | 1976-04-24 | 2000 | Gasoline | COMPARTMENT A | Single Walled | Asphalt coated or Bare Steel |  |  |  | Removal | 1988-01-01
0-006368 | LAKE HAVASU MARINA | 1100 MCCULLOCH BLVD N | LAKE HAVASU CITY | AZ | 86403 | Mohave | 1 | Perm Closure | 1982-01-01 | 10000 | Gasoline | COMPARTMENT A | Single Walled | Asphalt coated or Bare Steel | Pressure |  |  | Removal | 1998-10-27
0-010385 | ARIZONA HEART HOSPITAL | 1930 E THOMAS RD | PHOENIX | AZ | 85016 | Maricopa | 1 | Open | 1995-01-01 | 6000 | Diesel | COMPARTMENT A | Single Walled | Fiberglass Reinforced Plastic
0-002697 | ARIZONA DEPARTMENT OF TRANSPORTATION PROPERTY | 5904 NW GRAND AVE | GLENDALE | AZ | 85301 | Maricopa | 1 | Perm Closure | 2005-06-17 | 300 | Used Oil/Waste Oil | COMPARTMENT A | Double Walled | Asphalt coated or Bare Steel | Gravity Feed |  | Bare or Galvanized Steel | Removal | 1992-06-11
0-010169 | LOVE'S TRAVEL STOP #349 | 2931 E GILA RIDGE RD | YUMA | AZ | 85365 | Yuma | 2 | Open | 2007-02-27 | 8000 | Gasoline | COMPARTMENT A | Double Walled | Composite (Steel/Fiberglass) | Pressure | Double Walled | Fiberglass Reinforced Plastic
0-000724 | TUCSON ELECTRIC POWER - SPRINGERVILLE GENERATING STATION |  | SPRINGERVILLE |  |  | Apache | 1 | Perm Closure | 1981-04-21 | 8000 | Diesel | COMPARTMENT A | Single Walled | Asphalt coated or Bare Steel |  |  |  | Removal | 1988-01-01
0-005628 | BOB'S SHELL AND FOOD MART | 981 S ARIZONA BLVD | COOLIDGE | AZ | 85128 | Pinal | 6 | Perm Closure | 1985-01-01 | 3000 | Gasoline | COMPARTMENT A | Double Walled | Asphalt coated or Bare Steel | Pressure |  | Fiberglass Reinforced Plastic | Removal | 2009-07-23
0-005628 | BOB'S SHELL AND FOOD MART | 981 S ARIZONA BLVD | COOLIDGE | AZ | 85128 | Pinal | 4 | Perm Closure | 1978-01-01 | 6000 | Diesel | COMPARTMENT A | Double Walled | Asphalt coated or Bare Steel | Pressure |  | Fiberglass Reinforced Plastic | Removal | 2009-07-23
0-010237 | OLD STAGE STOP COUNTRY STORE | 4155 W OUTER LOOP RD | PRESCOTT | AZ | 86305 | Yavapai | 1 | Open | 2006-09-15 | 20000 | Gasoline | COMPARTMENT A | Double Walled | Fiberglass Reinforced Plastic | Pressure |  | Flexible
0-010253 | SAM'S CLUB #4977 | 5757 E STATE ROUTE 69 | PRESCOTT VALLEY | AZ | 86314 | Yavapai | 1 | Perm Closure | 2008-07-25 | 20000 | Gasoline | COMPARTMENT A | Double Walled | Fiberglass Reinforced Plastic | Pressure |  | Flexible | Removal | 2018-08-22
0-010251 | CIRCLE K STORE #2703383 | 7260 S POWER RD | GILBERT | AZ | 85297 | Maricopa | 3 | Open | 2008-08-18 | 20000 | Diesel | COMPARTMENT A | Double Walled | Fiberglass Reinforced Plastic | Pressure | Double Walled | Fiberglass Reinforced Plastic
0-010251 | CIRCLE K STORE #2703383 | 7260 S POWER RD | GILBERT | AZ | 85297 | Maricopa | 2 | Open | 2008-08-18 | 20000 | Gasoline | COMPARTMENT A | Double Walled | Fiberglass Reinforced Plastic | Pressure | Double Walled | Fiberglass Reinforced Plastic
0-000661 | BRADCO SPRINGERVILLE CARDLOCK | 706 E MAIN ST | SPRINGERVILLE | AZ | 85938 | Apache | 2 | Perm Closure | 1966-01-01 | 6000 | Gasoline | COMPARTMENT A |  | Asphalt coated or Bare Steel | Pressure |  | Fiberglass Reinforced Plastic | Removal | 1993-09-07
0-010410 | ONE STOP MARKET | 16000 S NOGALES HWY | SAHUARITA | AZ | 85629 | Pima | 2 | Perm Closure | 1988-12-18 | 6000 | Gasoline | COMPARTMENT A | Double Walled | Fiberglass Reinforced Plastic | Pressure | Double Walled | Fiberglass Reinforced Plastic | Removal | 2011-11-01
0-010321 | CIRCLE K STORE #2703397 | 537 S WATSON RD | BUCKEYE | AZ | 85326 | Maricopa | 2 | Open | 2009-11-15 | 12000 | Gasoline | COMPARTMENT A | Double Walled | Fiberglass Reinforced Plastic | Pressure | Double Walled | Fiberglass Reinforced Plastic
0-010327 | FRYS FUEL CENTER #48 | 1349 E FLORENCE BLVD | CASA GRANDE | AZ | 85122 | Pinal | 2 | Open | 2009-09-29 | 10000 | Diesel | COMPARTMENT B | Double Walled | Fiberglass Reinforced Plastic | Pressure | Double Walled | Flexible
0-006589 | DESERT OASIS RV PARK | 24275 NW GRAND AVE | MORRISTOWN | AZ | 85342 | Maricopa | 2 | Perm Closure | 1989-01-11 | 10000 | Gasoline | COMPARTMENT A | Double Walled | Fiberglass Reinforced Plastic | Suction - Check Valve at the Tank Top |  | Fiberglass Reinforced Plastic | Removal | 2000-12-20
0-010349 | QUIKTRIP #410 | 14007 W GRAND AVE | SURPRISE | AZ | 85374 | Maricopa | 1 | Open | 2010-04-22 | 20000 | Gasoline | COMPARTMENT A | Double Walled | Fiberglass Reinforced Plastic | Pressure | Double Walled | Fiberglass Reinforced Plastic
0-003468 | NATIONAL PAINT & DRYWALL INC | 9801 N 21ST AVE | PHOENIX | AZ | 85021 | Maricopa | 1 | Perm Closure | 1972-03-11 | 1000 | Gasoline | COMPARTMENT A | Double Walled | Asphalt coated or Bare Steel | Suction - Check Valve at the Tank Top |  | Bare or Galvanized Steel | Removal | 1999-12-01
0-003888 | CITY OF PHOENIX - UNION HILLS WATER TREATMENT PLANT | 2001 E DEER VALLEY RD | PHOENIX | AZ | 85024 | Maricopa | 1 | Perm Closure | 1985-01-01 | 1000 | Gasoline | COMPARTMENT A | Single Walled | Fiberglass Reinforced Plastic | Pressure |  | Fiberglass Reinforced Plastic | Removal | 1995-10-17
0-005493 | CIRCLE K #2847 | 2801 E VAN BUREN ST | PHOENIX | AZ | 85008 | Maricopa | 3 | Perm Closure | 1976-03-25 | 8000 | Diesel | COMPARTMENT A | Double Walled | Asphalt coated or Bare Steel | Pressure |  |  | Removal | 1993-11-16
0-004998 | M & P TRANSPORT | 3635 S 43RD AVE | PHOENIX | AZ | 85009 | Maricopa | 3 | Perm Closure | 1971-01-01 | 3000 | Diesel | COMPARTMENT A |  | Asphalt coated or Bare Steel |  |  |  | Removal | 1988-08-01
0-001539 | CITIZENS UTILITIES - VALENCIA | 1741 N GRAND AVE | NOGALES | AZ | 85621 | Santa Cruz | 4 | Perm Closure | 1988-07-01 | 550 | Diesel | COMPARTMENT A |  | Fiberglass Reinforced Plastic | Suction - Check Valve at the Tank Top |  | Fiberglass Reinforced Plastic | Removal | 2006-12-11
0-001134 | DEBONA ENTERPRISES | 5848 N 16TH ST | PHOENIX | AZ | 85016 | Maricopa | 2 | Perm Closure | 1961-01-01 | 8000 | Gasoline | COMPARTMENT A |  | Asphalt coated or Bare Steel |  |  |  | Removal | 1990-05-30
0-001134 | DEBONA ENTERPRISES | 5848 N 16TH ST | PHOENIX | AZ | 85016 | Maricopa | 4 | Perm Closure | 1961-01-01 | 500 | Used Oil/Waste Oil | COMPARTMENT A |  | Asphalt coated or Bare Steel |  |  |  | Removal | 1990-05-30
0-005978 | PEP BOYS #6473 | 10894 N 67TH AVE | PEORIA | AZ | 85345 | Maricopa | 1 | Perm Closure | 1988-03-10 | 550 | Used Oil/Waste Oil | COMPARTMENT A | Unknown | Asphalt coated or Bare Steel | Suction - Check Valve at the Tank Top |  | Fiberglass Reinforced Plastic | Removal | 1995-02-17
0-006283 | THE FILLING STATION | 1149 E FLORENCE BLVD | CASA GRANDE | AZ | 85122 | Pinal | 5 | Perm Closure | 2017-09-01 | 1000 | (Null) | COMPARTMENT A | Unknown | Asphalt coated or Bare Steel |  |  |  | Removal | 2017-07-15
0-004349 | 66 FINANCE | 2610 E ANDY DEVINE AVE | KINGMAN | AZ | 86401 | Mohave | 2 | Perm Closure | 2005-06-17 | 12000 | Diesel | COMPARTMENT A | Double Walled | Asphalt coated or Bare Steel | Suction - Check Valve at the Tank Top |  | Bare or Galvanized Steel | Removal | 1996-08-06
0-001155 | BILL LUKE DODGE | 2331 W CAMELBACK RD | PHOENIX | AZ | 85015 | Maricopa | 2 | Perm Closure | 1965-01-01 | 4000 | Gasoline | COMPARTMENT A |  | Asphalt coated or Bare Steel |  |  |  | Removal | 1989-09-05
0-006774 | DOUGLAS, CITY OF - MAINTENANCE YARD | 101 E 7TH ST | DOUGLAS | AZ | 85607 | Cochise | 2 | Perm Closure | 1972-01-01 | 1500 | Gasoline | COMPARTMENT A | Double Walled | Asphalt coated or Bare Steel |  |  |  | Removal | 1995-04-10
0-004505 | CITY OF PHOENIX - POLICE SOUTH RESOURCE BUREAU | 3443 S CENTRAL AVE | PHOENIX | AZ | 85040 | Maricopa | 8 | Open | 1990-01-01 | 550 | New Oil | COMPARTMENT A | Double Walled | Fiberglass Reinforced Plastic | Suction - Check Valve at the Tank Top | Double Walled | Fiberglass Reinforced Plastic
0-003948 | SCA TISSUE NORTH AMERICA | 1600 E BUTLER AVE | FLAGSTAFF | AZ | 86001 | Coconino | 1 | Perm Closure | 1966-01-01 | 1000 | Gasoline | COMPARTMENT A | Single Walled | Asphalt coated or Bare Steel |  |  |  | Removal | 1985-06-01
0-004176 | ROCK SPRINGS GAS DEPOT | 35932 S OLD BLACK CANYON HWY | BLACK CANYON CITY | AZ | 85324 | Yavapai | 5 | Perm Closure | 2005-06-17 | 10000 | Gasoline | COMPARTMENT A |  | Asphalt coated or Bare Steel |  |  |  | Closed in Place | 1982-01-01
0-004176 | ROCK SPRINGS GAS DEPOT | 35932 S OLD BLACK CANYON HWY | BLACK CANYON CITY | AZ | 85324 | Yavapai | 1 | Open | 1982-01-01 | 8000 | Gasoline | COMPARTMENT A | Single Walled | Asphalt coated or Bare Steel | Gravity Feed
0-000538 | ARCO AM/PM | 10601 N SCOTTSDALE RD | SCOTTSDALE | AZ | 85254 | Maricopa | 10 | Perm Closure | 1990-08-01 | 10000 | Gasoline | COMPARTMENT A | Double Walled | Fiberglass Reinforced Plastic | Pressure | Double Walled | Fiberglass Reinforced Plastic | Removal | 2009-10-05
0-000538 | ARCO AM/PM | 10601 N SCOTTSDALE RD | SCOTTSDALE | AZ | 85254 | Maricopa | 13 | Open | 2010-07-28 | 7000 | Gasoline | COMPARTMENT A | Double Walled | Fiberglass Reinforced Plastic | Pressure | Double Walled | Fiberglass Reinforced Plastic
0-000734 | BOB'S CUSTOM ROOFING | 2560 W ZINNIA AVE | TUCSON | AZ | 85705 | Pima | 1 | Perm Closure | 1980-01-01 | 6000 | Gasoline | COMPARTMENT A |  | Asphalt coated or Bare Steel | Suction - Check Valve at the Tank Top |  | Fiberglass Reinforced Plastic | Removal | 1993-12-15
0-004516 | CITY OF SIERRA VISTA - AIRPORT |  | SIERRA VISTA |  |  | Cochise | 4 | Perm Closure | 1972-05-08 | 4000 | Gasoline | COMPARTMENT A | Unknown | Asphalt coated or Bare Steel |  |  |  | Removal | 1990-03-01
0-000502 | ARCO AM/PM #5286 | 1201 E NORTHERN AVE | PHOENIX | AZ | 85020 | Maricopa | 4 | Perm Closure | 1971-01-01 | 4000 | Gasoline | COMPARTMENT A |  | Fiberglass Reinforced Plastic |  |  |  | Removal | 1986-10-12
0-002425 | MOBIL - HALLUM MOBIL | 4501 N US HIGHWAY 89 | FLAGSTAFF | AZ | 86004 | Coconino | 2 | Perm Closure | 1979-04-09 | 10000 | Diesel | COMPARTMENT A | Single Walled | Asphalt coated or Bare Steel | Pressure |  | Fiberglass Reinforced Plastic | Closed in Place | 2017-07-06
0-000265 | SCOTTSDALE ACURA | 6825 E MCDOWELL RD | SCOTTSDALE | AZ | 85257 | Maricopa | 3 | Perm Closure | 1986-10-01 | 500 | New Oil | COMPARTMENT A | Double Walled | Composite (Steel/Fiberglass) | Suction - Check Valve at the Tank Top |  |  | Removal | 1994-02-09
0-003050 | MARICOPA COUNTY - GILA BEND SHERIFFS OFFICE | 303 E PIMA ST | GILA BEND | AZ | 85337 | Maricopa | 1 | Perm Closure | 1983-03-08 | 2550 | Gasoline | COMPARTMENT A | Double Walled | Fiberglass Reinforced Plastic |  |  |  | Removal | 1996-03-07
0-006512 | CORNS FUEL & TIRES | 825 N NAVAJO DR | PAGE | AZ | 86040 | Coconino | 4 | Perm Closure | 1985-11-15 | 2000 | Gasoline | COMPARTMENT A | Double Walled | Asphalt coated or Bare Steel |  |  |  | Removal | 1991-12-17
0-004987 | FIREBIRD FUEL COMPANY #304 | 2343 N 27TH AVE | PHOENIX | AZ | 85009 | Maricopa | 10 | Perm Closure | 1974-04-30 | 10000 | New Oil | COMPARTMENT A | Double Walled | Asphalt coated or Bare Steel | Suction - Check Valve at the Tank Top |  | Bare or Galvanized Steel | Removal | 1998-10-06
0-004987 | FIREBIRD FUEL COMPANY #304 | 2343 N 27TH AVE | PHOENIX | AZ | 85009 | Maricopa | 2 | Open | 1974-01-01 | 20000 | Gasoline (UL) | COMPARTMENT A |  | Asphalt coated or Bare Steel | Pressure |  | Fiberglass Reinforced Plastic
0-001112 | CHEVRON | 310 W MAIN ST | MESA | AZ | 85201 | Maricopa | 2 | Perm Closure | 1983-01-01 | 10000 | Gasoline | COMPARTMENT A | Double Walled | Fiberglass Reinforced Plastic | Pressure |  | Fiberglass Reinforced Plastic | Removal | 1992-05-27
0-008646 | CIRCLE K #2701929 | 4808 E BELL RD | PHOENIX | AZ | 85254 | Maricopa | 1 | Open | 1995-06-12 | 12000 | Gasoline | COMPARTMENT A | Double Walled | Fiberglass Reinforced Plastic | Pressure | Double Walled | Fiberglass Reinforced Plastic
0-003171 | RE MILLER PAVING AND CONSTRUCTION | 4102 E ILLINOIS ST | TUCSON | AZ | 85714 | Pima | 4 | Perm Closure | 1980-01-14 | 10000 | Diesel | COMPARTMENT A | Double Walled | Asphalt coated or Bare Steel | Suction - Check Valve at the Tank Top |  |  | Removal | 1990-02-01
0-003171 | RE MILLER PAVING AND CONSTRUCTION | 4102 E ILLINOIS ST | TUCSON | AZ | 85714 | Pima | 1 | Perm Closure | 1976-01-14 | 10000 | Gasoline | COMPARTMENT A | Double Walled | Asphalt coated or Bare Steel |  |  |  | Removal | 1990-02-06
0-004669 | 7-ELEVEN #25078 | 1405 N SCOTTSDALE RD | TEMPE | AZ | 85281 | Maricopa | 1 | Perm Closure | 1984-05-05 | 9728 | Gasoline | COMPARTMENT A | Unknown | Fiberglass Reinforced Plastic |  |  |  | Removal | 1991-12-05
0-003075 | TEXACO - JODIE MASHBURN'S TEXACO | 4056 E SPEEDWAY BLVD | TUCSON | AZ | 85712 | Pima | 2 | Perm Closure | 1948-01-01 | 2000 | Gasoline | COMPARTMENT A | Single Walled | Asphalt coated or Bare Steel |  |  |  | Removal | 1988-06-01
0-003075 | TEXACO - JODIE MASHBURN'S TEXACO | 4056 E SPEEDWAY BLVD | TUCSON | AZ | 85712 | Pima | 4 | Perm Closure | 1982-01-01 | 100 | Antifreeze / Ethylene Glycol | COMPARTMENT A | Single Walled | Asphalt coated or Bare Steel |  |  |  | Removal | 1990-06-02
0-001088 | CHEVRON #9-5053 | 201 S MONTEZUMA ST | PRESCOTT | AZ | 86303 | Yavapai | 2 | Perm Closure | 1983-01-01 | 10000 | Gasoline | COMPARTMENT A | Double Walled | Fiberglass Reinforced Plastic | Pressure |  | Fiberglass Reinforced Plastic | Removal | 1996-03-18
0-001088 | CHEVRON #9-5053 | 201 S MONTEZUMA ST | PRESCOTT | AZ | 86303 | Yavapai | 3 | Perm Closure | 1983-01-01 | 10000 | Gasoline | COMPARTMENT A | Double Walled | Fiberglass Reinforced Plastic | Pressure |  | Fiberglass Reinforced Plastic | Removal | 1996-03-18
0-003491 | VALLEY TRUCK & TRAILER SERVICE | 2320 S 15TH AVE | PHOENIX | AZ | 85007 | Maricopa | 3 | Perm Closure | 2005-06-17 | 1000 | Used Oil/Waste Oil | COMPARTMENT A | Unknown | Asphalt coated or Bare Steel | Gravity Feed |  | Bare or Galvanized Steel | Removal | 1992-04-15
0-002737 | JOHNSON STEWART LLC | 1564 N ALMA SCHOOL RD | MESA | AZ | 85201 | Maricopa | 1 | Perm Closure | 1980-01-01 | 12000 | Diesel | COMPARTMENT A |  | Asphalt coated or Bare Steel | Suction - Check Valve at the Tank Top |  |  | Removal | 1992-02-26
0-005743 | YAVAPAI COLLEGE - PRESCOTT | 1100 E SHELDON ST | PRESCOTT | AZ | 86301 | Yavapai | 1 | Perm Closure | 1975-04-04 | 1000 | Gasoline | COMPARTMENT A | Double Walled | Asphalt coated or Bare Steel |  |  |  | Removal | 1990-10-15
0-004798 | RIGHT AWAY DISPOSAL, LLC - PHOENIX TRANSFER STATION | 3000 S 19TH AVE | PHOENIX | AZ | 85009 | Maricopa | 2 | Perm Closure | 1971-01-01 | 10000 | Gasoline | COMPARTMENT A |  | Asphalt coated or Bare Steel | Suction - Check Valve at the Tank Top |  |  | Removal | 1992-01-10
0-004747 | SHEPHERD BROTHERS STATION #1 - FORMER | 7048 NW GRAND AVE | GLENDALE | AZ | 85301 | Maricopa | 2 | Perm Closure | 1981-04-24 | 15000 | Gasoline | COMPARTMENT A | Double Walled | Fiberglass Reinforced Plastic |  |  |  | Removal | 1997-09-10
0-003844 | CITY OF PHOENIX - PARKS EAST DISTRICT | 1001 N 52ND ST | PHOENIX | AZ | 85008 | Maricopa | 1 | Perm Closure | 1984-01-01 | 1000 | Gasoline | COMPARTMENT A | Single Walled | Asphalt coated or Bare Steel | Suction - Check Valve at the Tank Top |  |  | Removal | 1995-03-13
0-004944 | 22ND & CRAYCROFT SHELL | 5502 E 22ND ST | TUCSON | AZ | 85711 | Pima | 3 | Perm Closure | 1984-01-01 | 10000 | Gasoline | COMPARTMENT A | Single Walled | Fiberglass Reinforced Plastic | Pressure | Double Walled | Fiberglass Reinforced Plastic | Removal | 2016-01-08
0-004944 | 22ND & CRAYCROFT SHELL | 5502 E 22ND ST | TUCSON | AZ | 85711 | Pima | 1 | Perm Closure | 1984-01-01 | 12000 | Gasoline | COMPARTMENT A | Single Walled | Fiberglass Reinforced Plastic | Pressure | Double Walled | Fiberglass Reinforced Plastic | Removal | 2016-01-08
0-007161 | GRAND CANYON SQUIRE INN |  | TUSAYAN |  |  | Coconino | 1 | Perm Closure | 1970-01-01 | 8000 | Gasoline | COMPARTMENT A | Unknown | Asphalt coated or Bare Steel | Pressure |  |  | Removal | 1991-01-11
0-007161 | GRAND CANYON SQUIRE INN |  | TUSAYAN |  |  | Coconino | 2 | Perm Closure | 1970-01-01 | 8000 | Diesel | COMPARTMENT A | Unknown | Asphalt coated or Bare Steel | Pressure |  |  | Removal | 1991-01-11
0-001107 | CHEVRON #9-5477 | 9840 W PEORIA AVE | PEORIA | AZ | 85345 | Maricopa | 4 | Perm Closure | 1965-01-01 | 550 | Used Oil/Waste Oil | COMPARTMENT A | Single Walled | Asphalt coated or Bare Steel | Gravity Feed | Single Walled | Bare or Galvanized Steel | Removal | 1998-12-29
0-001048 | CHEVRON PROPERTY | 203 E SPEEDWAY BLVD | TUCSON | AZ | 85705 | Pima | 1 | Perm Closure | 1967-01-01 | 10000 | Gasoline | COMPARTMENT A | Single Walled | Asphalt coated or Bare Steel | Pressure | Single Walled | Bare or Galvanized Steel | Removal | 1998-01-23
0-001048 | CHEVRON PROPERTY | 203 E SPEEDWAY BLVD | TUCSON | AZ | 85705 | Pima | 2 | Perm Closure | 1967-01-01 | 10000 | Gasoline | COMPARTMENT A | Single Walled | Asphalt coated or Bare Steel | Pressure | Single Walled | Bare or Galvanized Steel | Removal | 1998-01-23
0-003315 | MOTOR CARGO | 946 S 25TH AVE | PHOENIX | AZ | 85009 | Maricopa | 1 | Perm Closure | 1978-01-07 | 10000 | Diesel | COMPARTMENT A | Double Walled | Asphalt coated or Bare Steel | Pressure |  |  | Removal | 1999-02-02
0-006505 | MI CASA RV CAMPGROUND | 2901 N GRAND AVE | NOGALES | AZ | 85621 | Santa Cruz | 1 | Perm Closure | 1975-01-01 | 2000 | Gasoline | COMPARTMENT A |  | Asphalt coated or Bare Steel | Suction - Check Valve at the Tank Top |  |  | Closed in Place | 1993-01-12
0-000262 | ADOT - SAFFORD #1 MAINTENANCE CAMP |  | SAFFORD |  |  | Graham | 1 | Perm Closure | 1969-01-01 | 2000 | Gasoline | COMPARTMENT A |  | Asphalt coated or Bare Steel |  |  |  | Removal | 1987-04-07
0-003010 | MCI TELECOMMUNICATIONS - WITTMANN | 27826 N 193RD AVE | WITTMANN | AZ | 85361 | Maricopa | 2 | Open | 1993-08-05 | 10000 | Diesel | COMPARTMENT A | Double Walled | Fiberglass Reinforced Plastic | Suction - Check Valve at the Tank Top | Double Walled | Flexible
0-003010 | MCI TELECOMMUNICATIONS - WITTMANN | 27826 N 193RD AVE | WITTMANN | AZ | 85361 | Maricopa | 1 | Perm Closure | 1984-01-01 | 12000 | Diesel | COMPARTMENT A | Single Walled | Fiberglass Reinforced Plastic | Pressure |  |  | Removal | 1993-07-01
0-010025 | PASSMORE PROPERTY | 566 W MAIN ST | QUARTZSITE | AZ | 85346 | La Paz | 2 | Perm Closure | 1940-01-01 | 1000 | Gasoline | COMPARTMENT A | Double Walled | Fiberglass Reinforced Plastic |  |  |  | Removal | 2004-11-23
0-010038 | J & S SERVICE CENTER | 4226 E MCDOWELL RD | PHOENIX | AZ | 85008 | Maricopa | 1 | Perm Closure | 1982-01-01 | 500 | Used Oil/Waste Oil | COMPARTMENT A | Unknown | Unknown | Gravity Feed |  |  | Removal | 2010-02-05
0-007286 | FULL SERV GAS | 2198 MCCULLOCH BLVD N | LAKE HAVASU CITY | AZ | 86403 | Mohave | 6 | Perm Closure | 2003-10-07 | 5000 | Diesel | COMPARTMENT A |  | Composite (Steel/Fiberglass) |  |  |  | Removal | 2017-06-07
0-007286 | FULL SERV GAS | 2198 MCCULLOCH BLVD N | LAKE HAVASU CITY | AZ | 86403 | Mohave | 6 | Perm Closure | 2003-10-07 | 10000 | Gasoline | COMPARTMENT C |  | Composite (Steel/Fiberglass) |  |  |  | Removal | 2017-06-07
0-006648 | CAMP VERDE SCHOOL DISTRICT #28 - SCHOOL BUS BARN | 418 APACHE TRAIL | CAMP VERDE | AZ | 86322 | Yavapai | 1 | Perm Closure | 1986-02-15 | 1000 | Gasoline | COMPARTMENT A | Unknown | Asphalt coated or Bare Steel |  |  |  | Removal | 1991-10-22
0-008089 | CRYSTAL DRINKING WATER DISTRIBUTION | 5791 N ROBERT RD | PRESCOTT VALLEY | AZ | 86314 | Yavapai | 1 | Perm Closure | 1983-07-01 | 1000 | Diesel | COMPARTMENT A | Unknown | Asphalt coated or Bare Steel | Suction - Check Valve at the Tank Top |  |  | Removal | 1993-12-28
0-006225 | CIRCLE K #2708696 | 7424 W MCDOWELL RD | PHOENIX | AZ | 85035 | Maricopa | 1 | Open | 1987-07-15 | 10000 | Gasoline | COMPARTMENT A | Double Walled | Fiberglass Reinforced Plastic | Pressure |  | Fiberglass Reinforced Plastic
0-000706 | LARRY H MILLER DODGE RAM TUCSON | 4220 E 22ND ST | TUCSON | AZ | 85711 | Pima | 3 | Perm Closure | 1971-03-25 | 500 | Unidentified | COMPARTMENT A | Single Walled | Asphalt coated or Bare Steel |  |  |  | Removal | 1989-11-03
0-000706 | LARRY H MILLER DODGE RAM TUCSON | 4220 E 22ND ST | TUCSON | AZ | 85711 | Pima | 6 | Perm Closure | 1971-03-25 | 500 | Used Oil/Waste Oil | COMPARTMENT A | Single Walled | Asphalt coated or Bare Steel |  |  |  | Removal | 1989-11-03
0-007986 | SIMON AND SONS AUTO CENTER | 3406 N 3RD ST | PHOENIX | AZ | 85012 | Maricopa | 2 | Perm Closure | 2005-06-17 | 5000 | Gasoline | COMPARTMENT A | Single Walled | Asphalt coated or Bare Steel | Suction - Check Valve at the Tank Top | Single Walled | Bare or Galvanized Steel | Removal | 1996-06-13
0-007479 | PAISANO HYDROMET CORP LTD | 2900 N SULPHUR SPRINGS ST | DOUGLAS | AZ | 85607 | Cochise | 2 | Perm Closure | 2005-06-17 | 3000 | Diesel | COMPARTMENT A | Unknown | Unknown |  |  |  | Removal | 1993-08-11
0-004897 | TERRIBLE HERBST #101 | 60 LAKE HAVASU AVE N | LAKE HAVASU CITY | AZ | 86403 | Mohave | 5 | Open | 2002-05-24 | 10000 | Gasoline | COMPARTMENT A | Double Walled | Fiberglass Reinforced Plastic | Pressure | Double Walled | Fiberglass Reinforced Plastic
0-000495 | ARCO #5341 | 365 E SOUTHERN AVE | MESA | AZ | 85210 | Maricopa | 1 | Open | 1986-01-01 | 12000 | Gasoline | COMPARTMENT A | Double Walled | Fiberglass Reinforced Plastic | Pressure | Double Walled | Fiberglass Reinforced Plastic
0-002520 | DEER VALLEY COMPUTER PARK | 2929 W THUNDERBIRD RD | PHOENIX | AZ | 85053 | Maricopa | 1 | Perm Closure | 1976-01-01 | 2100 | Unidentified | COMPARTMENT A | Single Walled | Asphalt coated or Bare Steel |  |  |  | Removal | 1986-02-01
0-002520 | DEER VALLEY COMPUTER PARK | 2929 W THUNDERBIRD RD | PHOENIX | AZ | 85053 | Maricopa | 6 | Perm Closure | 1967-01-01 | 37200 | Unidentified | COMPARTMENT A | Single Walled | Asphalt coated or Bare Steel |  |  |  | Closed in Place | 1986-05-01
0-002188 | FRITO-LAY - TUCSON PLANT | 3340 E MICHIGAN ST | TUCSON | AZ | 85714 | Pima | 2 | Perm Closure | 1976-01-01 | 10000 | Unidentified | COMPARTMENT A | Single Walled | Asphalt coated or Bare Steel |  |  |  | Removal | 1995-04-11
0-007110 | OLD ROUTE 66 SERVICE STATION | 204 S MIKES PIKE | FLAGSTAFF | AZ | 86001 | Coconino | 2 | Perm Closure | 2005-06-17 | 500 | Used Oil/Waste Oil | COMPARTMENT A | Double Walled | Asphalt coated or Bare Steel |  |  |  | Removal | 1990-10-20
0-001953 | ERV'S EQUIPMENT RENTAL | 4469 E 5TH ST | TUCSON | AZ | 85711 | Pima | 2 | Perm Closure | 1985-01-01 | 1000 | Gasoline | COMPARTMENT A |  | Asphalt coated or Bare Steel | Pressure |  |  | Removal | 1994-06-22
0-003246 | MOBIL 18-MOL | 9850 W GRAND AVE | SUN CITY | AZ | 85351 | Maricopa | 4 | Perm Closure | 1986-04-21 | 10000 | Gasoline | COMPARTMENT A | Unknown | Fiberglass Reinforced Plastic | Pressure |  | Fiberglass Reinforced Plastic | Removal | 1989-01-01
0-001339 | CIRCLE K #2700867 | 1587 N TREKELL RD | CASA GRANDE | AZ | 85122 | Pinal | 1 | Perm Closure | 1973-01-01 | 10000 | Gasoline | COMPARTMENT A |  | Asphalt coated or Bare Steel |  |  |  | Removal | 1995-04-23
0-004472 | ERIC MARCUS MUNICIPAL AIRPORT | 200 W GUNNERY BASE RD | AJO | AZ | 85321 | Pima | 1 | Perm Closure | 2005-06-17 | 750 | Unidentified | COMPARTMENT A | Double Walled | Asphalt coated or Bare Steel | Suction - Check Valve at the Tank Top |  | Bare or Galvanized Steel | Removal | 1994-08-19
0-004467 | SHAY'S MART & SELF SERVE | 4120 W 8TH ST | YUMA | AZ | 85364 | Yuma | 1 | Perm Closure | 1986-06-08 | 12000 | Gasoline | COMPARTMENT A | Unknown | Fiberglass Reinforced Plastic | Pressure | Double Walled | Fiberglass Reinforced Plastic | Removal | 2006-10-12
0-004467 | SHAY'S MART & SELF SERVE | 4120 W 8TH ST | YUMA | AZ | 85364 | Yuma | 2 | Perm Closure | 1986-06-08 | 12000 | Gasoline | COMPARTMENT A | Unknown | Fiberglass Reinforced Plastic | Pressure | Double Walled | Fiberglass Reinforced Plastic | Removal | 2006-10-12
0-004467 | SHAY'S MART & SELF SERVE | 4120 W 8TH ST | YUMA | AZ | 85364 | Yuma | 7 | Open | 2007-01-26 | 12000 | Diesel | COMPARTMENT A | Double Walled | Fiberglass Reinforced Plastic | Pressure | Double Walled | Fiberglass Reinforced Plastic
0-002789 | CIRCLE K STORE #2741652 | 5049 W BUCKEYE RD | PHOENIX | AZ | 85043 | Maricopa | 1 | Perm Closure | 1971-01-01 | 10000 | Gasoline | COMPARTMENT A |  | Asphalt coated or Bare Steel |  |  |  | Removal | 1988-09-01
0-000930 | SPRINGERVILLE MAVERICK STORE 138 | 606 E MAIN ST | SPRINGERVILLE | AZ | 85938 | Apache | 4 | Perm Closure | 1991-06-01 | 12000 | Gasoline | COMPARTMENT A | Double Walled | Composite (Steel/Fiberglass) | Pressure |  | Fiberglass Reinforced Plastic | Removal | 2006-05-22
0-002706 | DORCO BUILDIING | 2107 W 8TH ST | YUMA | AZ | 85364 | Yuma | 1 | Perm Closure | 1976-04-30 | 4000 | Gasoline | COMPARTMENT A | Single Walled | Asphalt coated or Bare Steel |  |  |  | Removal | 1990-11-17
0-006185 | DESERT CADILLAC | 1200 N SCOTTSDALE RD | SCOTTSDALE | AZ | 85257 | Maricopa | 1 | Perm Closure | 1971-05-14 | 1000 | Used Oil/Waste Oil | COMPARTMENT A | Double Walled | Asphalt coated or Bare Steel | Pressure |  |  | Removal | 1993-01-05
0-001794 | SCOTTSDALE UNIFIED SCHOOL DISTRICT #48 | 9288 E SAN SALVADOR DR | SCOTTSDALE | AZ | 85258 | Maricopa | 9 | Perm Closure | 1990-01-01 | 500 | Unidentified | COMPARTMENT A |  | Asphalt coated or Bare Steel | Gravity Feed | Single Walled | Bare or Galvanized Steel | Removal | 2001-06-07
0-001794 | SCOTTSDALE UNIFIED SCHOOL DISTRICT #48 | 9288 E SAN SALVADOR DR | SCOTTSDALE | AZ | 85258 | Maricopa | 4 | Open | 1989-05-15 | 10000 | Diesel | COMPARTMENT A | Double Walled | Fiberglass Reinforced Plastic | Pressure | Double Walled | Fiberglass Reinforced Plastic
0-005667 | PALOMINAS COUNTRY STORE | 9215 E HIGHWAY 92 | PALOMINAS | AZ | 85615 | Cochise | 3 | Perm Closure | 1998-12-12 | 10000 | Gasoline | COMPARTMENT A | Double Walled | Fiberglass Reinforced Plastic | Pressure |  | Fiberglass Reinforced Plastic | Removal | 2014-04-01
0-004228 | RYDER TRANSPORTATION SERVICES #0128 | 2301 N BLACK CANYON HWY | PHOENIX | AZ | 85009 | Maricopa | 2 | Perm Closure | 1974-01-01 | 10000 | Diesel | COMPARTMENT A |  | Asphalt coated or Bare Steel | Pressure |  | Fiberglass Reinforced Plastic | Removal | 1994-07-26
0-000544 | PRIDE TRAVEL CENTER (TEMPE) | 1734 E APACHE BLVD | TEMPE | AZ | 85281 | Maricopa | 1 | Open | 1985-01-01 | 12000 | Gasoline (UL) | COMPARTMENT A | Single Walled | Fiberglass Reinforced Plastic | Pressure |  | Fiberglass Reinforced Plastic
0-005707 | CORNVILLE MARKET | 9420 E CORNVILLE RD | CORNVILLE | AZ | 86325 | Yavapai | 3 | Perm Closure | 1972-01-22 | 5000 | Gasoline | COMPARTMENT A | Double Walled | Asphalt coated or Bare Steel | Pressure |  | Fiberglass Reinforced Plastic | Removal | 1997-10-07
0-002003 | EXXON #7-3689 | 501 N PARK AVE | TUCSON | AZ | 85719 | Pima | 3 | Perm Closure | 1968-01-01 | 10000 | Gasoline | COMPARTMENT A |  | Asphalt coated or Bare Steel | Pressure | Single Walled | Bare or Galvanized Steel | Removal | 1989-06-01
0-001120 | CHEVRON #9-2152 | 3101 S 4TH AVE | YUMA | AZ | 85364 | Yuma | 6 | Perm Closure | 1990-06-01 | 10000 | Gasoline | COMPARTMENT A | Double Walled | Composite (Steel/Fiberglass) | Pressure | Double Walled | Fiberglass Reinforced Plastic | Removal | 1993-04-02
0-009746 | SAFEWAY #1747 | 1031 N STATE ROUTE 89 | CHINO VALLEY | AZ | 86323 | Yavapai | 2 | Open | 2001-01-05 | 20000 | Gasoline | COMPARTMENT A | Double Walled | Composite (Steel/Fiberglass) | Pressure | Double Walled | Fiberglass Reinforced Plastic
0-000641 | WIZZ MART INC | 4302 W THOMAS RD | PHOENIX | AZ | 85031 | Maricopa | 7 | Perm Closure | 1986-01-01 | 10000 | Gasoline | COMPARTMENT A |  | Fiberglass Reinforced Plastic | Pressure | Double Walled | Fiberglass Reinforced Plastic | Removal | 2019-03-14
0-000641 | WIZZ MART INC | 4302 W THOMAS RD | PHOENIX | AZ | 85031 | Maricopa | 3 | Perm Closure | 1959-04-18 | 5000 | Gasoline | COMPARTMENT A | Single Walled | Asphalt coated or Bare Steel | Pressure |  |  | Removal | 1986-01-01
0-002514 | GILA BEND PILOT TRAVEL CENTER | 3006 S BUTTERFIELD TRL | GILA BEND | AZ | 85337 | Maricopa | 13 | Perm Closure | 2019-05-31 | 20000 | Gasoline (UL) | COMPARTMENT A | Double Walled | Fiberglass Reinforced Plastic | Pressure | Double Walled | Fiberglass Reinforced Plastic | Removal | 2020-05-26
0-002514 | GILA BEND PILOT TRAVEL CENTER | 3006 S BUTTERFIELD TRL | GILA BEND | AZ | 85337 | Maricopa | 12 | Perm Closure | 2019-05-31 | 30000 | Diesel #2 | COMPARTMENT A | Double Walled | Fiberglass Reinforced Plastic | Pressure | Double Walled | Fiberglass Reinforced Plastic | Removal | 2020-05-26
0-008623 | PARKER TRAILERS | 723 E BUCKEYE RD | PHOENIX | AZ | 85034 | Maricopa | 2 | Perm Closure | 2005-06-17 | 10000 | Diesel | COMPARTMENT A | Double Walled | Asphalt coated or Bare Steel | Pressure |  | Bare or Galvanized Steel | Removal | 1997-05-27
0-008218 | ARCO AM/PM #82297 | 3601 S PARK AVE | TUCSON | AZ | 85713 | Pima | 1 | Open | 1993-09-17 | 10000 | Gasoline | COMPARTMENT A | Double Walled | Fiberglass Reinforced Plastic | Pressure | Double Walled | Fiberglass Reinforced Plastic
0-008218 | ARCO AM/PM #82297 | 3601 S PARK AVE | TUCSON | AZ | 85713 | Pima | 2 | Open | 1993-09-17 | 10000 | Gasoline | COMPARTMENT A | Double Walled | Fiberglass Reinforced Plastic | Pressure | Double Walled | Fiberglass Reinforced Plastic
0-009338 | CITY OF HOLBROOK - ROAD YARD | 269 SW CENTRAL | HOLBROOK | AZ | 86025 | Navajo | 1 | Perm Closure | 2005-06-17 | 1000 | Gasoline | COMPARTMENT A | Double Walled | Asphalt coated or Bare Steel |  |  |  | Removal | 1998-10-13
0-010153 | STATE ROUTE 85 (SR-85) LANDFILL | 28633 W PATTERSON RD | BUCKEYE | AZ | 85326 | Maricopa | 2 | Open | 2006-09-03 | 12000 | Diesel | COMPARTMENT A | Double Walled | Fiberglass Reinforced Plastic | Pressure | Double Walled | Fiberglass Reinforced Plastic
0-009776 | BENDERS SERVICE STATION | 705 NAVAJO BLVD | HOLBROOK | AZ | 86025 | Navajo | 3 | Perm Closure | 1955-01-01 | 10000 | Unidentified | COMPARTMENT A | Single Walled | Asphalt coated or Bare Steel |  |  |  | Removal | 1988-01-01
0-008736 | VERDE RIVER RV RESORT & COTTAGES | 1472 W HORSESHOE BEND DR | CAMP VERDE | AZ | 86322 | Yavapai | 1 | Perm Closure | 1971-01-01 | 3000 | Gasoline | COMPARTMENT A | Unknown | Unknown |  |  |  | Removal | 1995-11-29
0-003323 | NXP USA, INC. - TEMPE | 2100 E ELLIOT RD | TEMPE | AZ | 85284 | Maricopa | 4 | Perm Closure | 1982-01-01 | 500 | Diesel | COMPARTMENT A | Single Walled | Asphalt coated or Bare Steel | Gravity Feed |  | Bare or Galvanized Steel | Removal | 1994-04-27
0-002542 | GEORGE C HUFF PLUMBING INC | 4241 E GRANT RD | TUCSON | AZ | 85712 | Pima | 1 | Perm Closure | 1971-01-03 | 1000 | Gasoline | COMPARTMENT A | Single Walled | Asphalt coated or Bare Steel | Suction - Check Valve at the Tank Top |  |  | Removal | 1992-09-22
0-009107 | CIRCLE K STORE #2741631 | 8270 W CACTUS RD | PEORIA | AZ | 85381 | Maricopa | 2 | Open | 1997-03-21 | 12000 | Gasoline | COMPARTMENT A | Double Walled | Composite (Steel/Fiberglass) | Pressure | Double Walled | Fiberglass Reinforced Plastic
0-009615 | PARCEL 122-01-042 | 3832 E WINSLOW AVE | PHOENIX | AZ | 85040 | Maricopa | 1 | Perm Closure | 1975-01-01 | 10000 | Gasoline | COMPARTMENT A | Double Walled | Fiberglass Reinforced Plastic |  |  |  | Removal | 2000-04-18
0-000076 | SCOTT BUICK OLDSMOBILE ISUZU | 1901 E BELL RD | PHOENIX | AZ | 85022 | Maricopa | 4 | Perm Closure | 1987-12-07 | 500 | New Oil | COMPARTMENT A | Unknown | Fiberglass Reinforced Plastic | Gravity Feed |  |  | Removal | 2009-02-04
0-001476 | CIRCLE K #2701772 | 236 N GRAND AVE | NOGALES | AZ | 85621 | Santa Cruz | 2 | Open | 1985-01-01 | 10000 | Gasoline | COMPARTMENT A | Double Walled | Fiberglass Reinforced Plastic | Pressure |  | Fiberglass Reinforced Plastic
0-001501 | CIRCLE K #2701849 | 1798 S 4TH AVE | YUMA | AZ | 85364 | Yuma | 2 | Open | 1985-01-01 | 10000 | Gasoline | COMPARTMENT A | Double Walled | Fiberglass Reinforced Plastic | Pressure | Single Walled | Fiberglass Reinforced Plastic
0-009774 | CIRCLE K #2706361 | 2760 E BASELINE RD | MESA | AZ | 85204 | Maricopa | 1 | Open | 2001-03-01 | 10000 | Diesel | COMPARTMENT A | Double Walled | Fiberglass Reinforced Plastic | Pressure | Double Walled | Flexible
0-002251 | CIRCLE K #2705415 | 3840 E 22ND ST | TUCSON | AZ | 85713 | Pima | 2 | Open | 1989-07-12 | 10000 | Gasoline (UL) | COMPARTMENT A | Double Walled | Fiberglass Reinforced Plastic | Pressure |  | Fiberglass Reinforced Plastic
0-005965 | CIRCLE K #2708555 | 4005 E UNION HILLS DR | PHOENIX | AZ | 85050 | Maricopa | 1 | Open | 1988-02-01 | 10000 | Gasoline | COMPARTMENT A | Double Walled | Fiberglass Reinforced Plastic | Pressure | Single Walled | Fiberglass Reinforced Plastic
0-008689 | EXCELLEX CO INC | 5898 WEBBVILLE RD | PINETOP-LAKESIDE | AZ | 85929 | Navajo | 2 | Perm Closure | 1976-01-01 | 8000 | Diesel | COMPARTMENT A | Double Walled | Composite (Steel/Fiberglass) |  |  |  | Removal | 1998-12-17
0-000210 | ADPS - PRESCOTT DISTRICT OFFICE | 1216 E SHELDON ST | PRESCOTT | AZ | 86301 | Yavapai | 1 | Perm Closure | 1982-01-01 | 10000 | Gasoline | COMPARTMENT A |  | Asphalt coated or Bare Steel |  |  |  | Removal | 1999-12-01
0-009176 | CITY OF PHOENIX - FIRE OPERATIONS CENTER | 1201 E MADISON ST | PHOENIX | AZ | 85034 | Maricopa | 2 | Open | 1997-06-01 | 12000 | E-85 | COMPARTMENT A | Double Walled | Fiberglass Reinforced Plastic | Suction - Check Valve at the Tank Top | Double Walled | Fiberglass Reinforced Plastic
0-009176 | CITY OF PHOENIX - FIRE OPERATIONS CENTER | 1201 E MADISON ST | PHOENIX | AZ | 85034 | Maricopa | 1 | Open | 1997-06-01 | 12000 | Gasoline | COMPARTMENT A | Double Walled | Fiberglass Reinforced Plastic | Suction - Check Valve at the Tank Top | Double Walled | Fiberglass Reinforced Plastic
0-007342 | PHOENIX MEMORIAL PARK | 200 W BEARDSLEY RD | PHOENIX | AZ | 85027 | Maricopa | 1 | Perm Closure | 1970-01-01 | 550 | Gasoline | COMPARTMENT A | Unknown | Unknown | Suction - Check Valve at the Tank Top |  |  | Removal | 1991-07-12
0-003443 | METALES SAMLO LLC | 1651 W TARGET RANGE RD | NOGALES | AZ | 85621 | Santa Cruz | 1 | Perm Closure | 1976-03-14 | 1000 | Gasoline | COMPARTMENT A | Double Walled | Asphalt coated or Bare Steel |  |  |  | Removal | 1989-07-01
0-007338 | RUBEN & LOUIS PENA | 2315 E APACHE BLVD | TEMPE | AZ | 85281 | Maricopa | 1 | Perm Closure | 1960-01-01 | 5000 | Gasoline | COMPARTMENT A | Unknown | Asphalt coated or Bare Steel |  |  |  | Removal | 1991-07-23
0-009775 | ARCO AM/PM | 3610 E BELL RD | PHOENIX | AZ | 85032 | Maricopa | 2 | Open | 1999-05-01 | 10000 | Gasoline | COMPARTMENT A | Double Walled | Fiberglass Reinforced Plastic | Pressure | Double Walled | Fiberglass Reinforced Plastic
0-004927 | ADOT / TEXACO # 7-6270 | 3339 E SHEA BLVD | PHOENIX | AZ | 85028 | Maricopa | 4 | Perm Closure | 1974-05-07 | 10000 | Gasoline | COMPARTMENT A | Double Walled | Asphalt coated or Bare Steel | Pressure |  | Fiberglass Reinforced Plastic | Removal | 1991-06-19
0-004675 | 7-ELEVEN #25577 | 18480 N 7TH ST | PHOENIX | AZ | 85022 | Maricopa | 3 | Perm Closure | 1985-02-04 | 10000 | Gasoline | COMPARTMENT A | Unknown | Fiberglass Reinforced Plastic | Pressure |  | Fiberglass Reinforced Plastic | Removal | 2003-08-19
0-004691 | 7-ELEVEN #26908 | 1157 N GILBERT RD | GILBERT | AZ | 85234 | Maricopa | 1 | Perm Closure | 1986-11-10 | 10000 | Gasoline | COMPARTMENT A | Single Walled | Fiberglass Reinforced Plastic | Pressure |  | Fiberglass Reinforced Plastic | Removal | 2017-08-22
0-005496 | USVA - CARL T HAYDEN VAMC RMS-138 | 650 E INDIAN SCHOOL RD | PHOENIX | AZ | 85012 | Maricopa | 8 | Perm Closure | 1976-07-01 | 1000 | Gasoline | COMPARTMENT A | Double Walled | Asphalt coated or Bare Steel | Suction - Check Valve at the Tank Top |  |  | Removal | 1993-03-26
0-005496 | USVA - CARL T HAYDEN VAMC RMS-138 | 650 E INDIAN SCHOOL RD | PHOENIX | AZ | 85012 | Maricopa | 9 | Open | 1993-04-01 | 12000 | Diesel | COMPARTMENT A | Double Walled | Fiberglass Reinforced Plastic | Suction - Check Valve at the Tank Top | Double Walled | Fiberglass Reinforced Plastic
0-002335 | BELL TIRE CENTER #5761 | 6027 W BELL RD | GLENDALE | AZ | 85308 | Maricopa | 1 | Perm Closure | 1986-04-15 | 550 | Used Oil/Waste Oil | COMPARTMENT A | Unknown | Fiberglass Reinforced Plastic |  |  |  | Removal | 1994-12-14
0-001170 | CIRCLE K #46 | 7539 W INDIAN SCHOOL RD | PHOENIX | AZ | 85033 | Maricopa | 1 | Perm Closure | 1984-01-01 | 10000 | Gasoline | COMPARTMENT A | Double Walled | Fiberglass Reinforced Plastic | Pressure | Single Walled | Bare or Galvanized Steel | Removal | 2002-03-26
0-000822 | T A CAID & SONS INC | 2275 E GANLEY RD | TUCSON | AZ | 85706 | Pima | 1 | Perm Closure | 1976-01-01 | 1000 | Gasoline | COMPARTMENT A |  | Asphalt coated or Bare Steel |  |  |  | Removal | 1989-10-11
0-009651 | STERLING PROPERTY | 66673 HWY 60 | SALOME | AZ | 85348 | La Paz | 1 | Perm Closure | 2006-09-26 | 500 | Used Oil/Waste Oil | COMPARTMENT A | Single Walled | Asphalt coated or Bare Steel |  |  |  | Removal | 2005-10-21
0-003486 | WILHELM GARAGE | 8245 W GRAND AVE | PEORIA | AZ | 85345 | Maricopa | 2 | Perm Closure | 1969-08-29 | 500 | Gasoline | COMPARTMENT A | Unknown | Asphalt coated or Bare Steel |  |  |  | Closed in Place | 1985-11-01
0-007413 | WILLIAM HUNTER PROPERTY | 11023 N 22ND AVE | PHOENIX | AZ | 85029 | Maricopa | 1 | Perm Closure | 2005-06-17 | 3000 | Diesel | COMPARTMENT A | Unknown | Unknown | Suction - Check Valve at the Tank Top |  |  | Removal | 1991-09-10
0-005550 | FORD MOTOR CO - AZ PROVING GROUND | 20715 W HAPPY VALLEY RD | WITTMANN | AZ | 85361 | Maricopa | 2 | Perm Closure | 1985-01-01 | 2000 | Gasoline | COMPARTMENT A |  | Asphalt coated or Bare Steel |  |  |  | Removal | 1998-02-12
0-005550 | FORD MOTOR CO - AZ PROVING GROUND | 20715 W HAPPY VALLEY RD | WITTMANN | AZ | 85361 | Maricopa | 4 | Open | 2008-07-16 | 5000 | Gasoline (UL) | COMPARTMENT B | Double Walled | Fiberglass Reinforced Plastic | Pressure | Double Walled | Fiberglass Reinforced Plastic
0-001154 | W D CHRISTY INC | 4320 N SULLINGER AVE | TUCSON | AZ | 85705 | Pima | 2 | Perm Closure | 1981-01-01 | 4000 | Diesel | COMPARTMENT A |  | Asphalt coated or Bare Steel |  |  |  | Removal | 1989-03-31
0-009657 | TUCSON CHEVRON GAS | 1570 W GRANT RD | TUCSON | AZ | 85745 | Pima | 1 | Open | 1998-10-20 | 8000 | Diesel | COMPARTMENT A | Double Walled | Fiberglass Reinforced Plastic | Pressure |  | Fiberglass Reinforced Plastic
0-002238 | GENERAL ELECTRIC COMPANY | 4911 W COLTER ST | GLENDALE | AZ | 85301 | Maricopa | 1 | Perm Closure | 1961-05-02 | 7500 | Unidentified | COMPARTMENT A | Single Walled | Asphalt coated or Bare Steel |  |  |  | Removal | 1988-01-01
0-000765 | SCOTTSDALE AUTO COLLISION CENTER | 3230 N SCOTTSDALE RD | SCOTTSDALE | AZ | 85251 | Maricopa | 1 | Perm Closure | 1970-12-07 | 5000 | Gasoline | COMPARTMENT A | Unknown | Unknown |  |  |  | Removal | 1989-09-01
0-009610 | JOHN THOMAS PROPERTY | 18510 S OLD NOGALES HWY | SAHUARITA | AZ | 85614 | Pima | 1 | Perm Closure | 2005-06-17 | 5000 | Gasoline | COMPARTMENT A | Unknown | Asphalt coated or Bare Steel | Suction - Check Valve at the Tank Top |  |  | Removal | 2000-04-11
0-009543 | I-10 EB INA RAMP | 7050 N CASA GRANDE HWY | MARANA | AZ | 85743 | Pima | 2 | Perm Closure | 2005-06-17 | 1500 | Gasoline | COMPARTMENT A | Unknown | Asphalt coated or Bare Steel | Suction - Check Valve at the Dispenser |  | Bare or Galvanized Steel | Removal | 2000-03-15
0-008393 | CITY OF PHOENIX - MUNICIPAL PARKING LOT | 12 N 4TH AVE | PHOENIX | AZ | 85003 | Maricopa | 2 | Perm Closure | 2005-06-17 | 500 | Gasoline | COMPARTMENT A | Unknown | Asphalt coated or Bare Steel |  |  |  | Removal | 1994-08-01
0-005139 | CIRCLE K #2700243 | 11025 W BUCKEYE RD | AVONDALE | AZ | 85323 | Maricopa | 2 | Temp Closure | 1983-10-17 | 10000 | Gasoline (PUL) | COMPARTMENT A | Double Walled | Fiberglass Reinforced Plastic | Pressure |  | Fiberglass Reinforced Plastic |  | 2020-08-24
0-004660 | 7-ELEVEN #23223 | 1501 W INDIAN SCHOOL RD | PHOENIX | AZ | 85015 | Maricopa | 1 | Perm Closure | 1981-01-01 | 10000 | Gasoline | COMPARTMENT A | Single Walled | Fiberglass Reinforced Plastic | Pressure |  | Fiberglass Reinforced Plastic | Removal | 2014-03-18
0-002485 | LMC STATION | 26120 N PIERCE FERRY RD | MEADVIEW | AZ | 86444 | Mohave | 2 | Perm Closure | 1976-06-18 | 1000 | Gasoline | COMPARTMENT A | Single Walled | Asphalt coated or Bare Steel | Suction - Check Valve at the Tank Top |  | Bare or Galvanized Steel | Removal | 1996-06-08
0-006395 | BOB'S QUALITY RV | 9085 W GRAND AVE | PEORIA | AZ | 85345 | Maricopa | 4 | Perm Closure | 2005-06-17 | 1000 | Used Oil/Waste Oil | COMPARTMENT A | Unknown | Fiberglass Reinforced Plastic |  |  |  | Removal | 1992-01-08
0-010597 | R&L CARRIERS | 2125 S 41ST AVE | PHOENIX | AZ | 85009 | Maricopa | 2 | Open | 2015-06-18 | 2500 | Red Diesel | COMPARTMENT A | Double Walled | Fiberglass Reinforced Plastic | Pressure | Double Walled | Fiberglass Reinforced Plastic
0-010563 | CIRCLE K STORE #2741676 | 809 N DOBSON RD | MESA | AZ | 85201 | Maricopa | 2 | Open | 2016-03-23 | 12000 | Diesel | COMPARTMENT A | Double Walled | Fiberglass Reinforced Plastic | Pressure | Double Walled | Fiberglass Reinforced Plastic
0-006560 | MERCAL CONSTRUCTION CO INC | 3455 S RICHEY BLVD | TUCSON | AZ | 85713 | Pima | 1 | Perm Closure | 1978-01-01 | 2000 | Gasoline | COMPARTMENT A | Unknown | Asphalt coated or Bare Steel |  |  |  | Removal | 1990-05-10
0-005340 | USAF - LUKE AFB - 56 CES/CEV | 13970 GILLESPIE ST | LUKE AFB | AZ | 85309 | Maricopa | 31 | Perm Closure | 1988-01-01 | 2000 | Gasoline | COMPARTMENT A | Double Walled | Fiberglass Reinforced Plastic | Pressure |  | Fiberglass Reinforced Plastic | Removal | 1996-01-11
0-005340 | USAF - LUKE AFB - 56 CES/CEV | 13970 GILLESPIE ST | LUKE AFB | AZ | 85309 | Maricopa | 33 | Perm Closure | 1957-01-01 | 400 | Diesel | COMPARTMENT A | Double Walled | Asphalt coated or Bare Steel | Suction - Check Valve at the Tank Top |  | Bare or Galvanized Steel | Removal | 1996-09-27
0-005340 | USAF - LUKE AFB - 56 CES/CEV | 13970 GILLESPIE ST | LUKE AFB | AZ | 85309 | Maricopa | 103 | Open | 1999-03-05 | 1000 | Used Oil/Waste Oil | COMPARTMENT A | Single Walled | Asphalt coated or Bare Steel | Gravity Feed |  | Fiberglass Reinforced Plastic
0-005340 | USAF - LUKE AFB - 56 CES/CEV | 13970 GILLESPIE ST | LUKE AFB | AZ | 85309 | Maricopa | 29 | Perm Closure | 1988-01-01 | 1000 | Gasoline | COMPARTMENT A | Double Walled | Asphalt coated or Bare Steel | Pressure |  | Bare or Galvanized Steel | Removal | 2001-05-30
0-005340 | USAF - LUKE AFB - 56 CES/CEV | 13970 GILLESPIE ST | LUKE AFB | AZ | 85309 | Maricopa | 81 | Perm Closure | 1979-01-01 | 10000 | Unidentified | COMPARTMENT A | Unknown | Unknown |  |  |  | Removal | 1981-01-01
0-005340 | USAF - LUKE AFB - 56 CES/CEV | 13970 GILLESPIE ST | LUKE AFB | AZ | 85309 | Maricopa | 72 | Perm Closure | 1981-01-01 | 550 | Used Oil/Waste Oil | COMPARTMENT A | Double Walled | Asphalt coated or Bare Steel | Gravity Feed |  | Bare or Galvanized Steel | Removal | 1993-12-14
0-005340 | USAF - LUKE AFB - 56 CES/CEV | 13970 GILLESPIE ST | LUKE AFB | AZ | 85309 | Maricopa | 10 | Perm Closure | 1945-01-01 | 50000 | Diesel | COMPARTMENT A | Single Walled | Concrete | Suction - Check Valve at the Tank Top |  | Bare or Galvanized Steel | Removal | 1997-08-15
0-005340 | USAF - LUKE AFB - 56 CES/CEV | 13970 GILLESPIE ST | LUKE AFB | AZ | 85309 | Maricopa | 57 | Perm Closure | 1988-01-01 | 2000 | Used Oil/Waste Oil | COMPARTMENT A | Double Walled | Fiberglass Reinforced Plastic | Gravity Feed |  |  | Removal | 1998-03-31
0-005340 | USAF - LUKE AFB - 56 CES/CEV | 13970 GILLESPIE ST | LUKE AFB | AZ | 85309 | Maricopa | 13 | Perm Closure | 1945-01-01 | 50000 | Gasoline | COMPARTMENT A | Single Walled | Concrete | Suction - Check Valve at the Tank Top |  | Bare or Galvanized Steel | Removal | 1997-08-11
0-005340 | USAF - LUKE AFB - 56 CES/CEV | 13970 GILLESPIE ST | LUKE AFB | AZ | 85309 | Maricopa | 74 | Open | 1991-01-01 | 15000 | Gasoline | COMPARTMENT A | Double Walled | Fiberglass Reinforced Plastic | Suction - Check Valve at the Tank Top | Double Walled | Fiberglass Reinforced Plastic
0-005340 | USAF - LUKE AFB - 56 CES/CEV | 13970 GILLESPIE ST | LUKE AFB | AZ | 85309 | Maricopa | 19 | Perm Closure | 1970-01-01 | 5000 | Diesel | COMPARTMENT A | Single Walled | Asphalt coated or Bare Steel | Suction - Check Valve at the Tank Top |  | Bare or Galvanized Steel | Removal | 1993-03-18
0-005340 | USAF - LUKE AFB - 56 CES/CEV | 13970 GILLESPIE ST | LUKE AFB | AZ | 85309 | Maricopa | 22 | Perm Closure | 1979-01-01 | 300 | Diesel | COMPARTMENT A | Single Walled | Asphalt coated or Bare Steel | Suction - Check Valve at the Tank Top |  | Fiberglass Reinforced Plastic | Removal | 1993-03-12
0-010477 | CARIOCA #70 | 1515 E BUCKEYE RD | PHOENIX | AZ | 85034 | Maricopa | 2 | Open | 2013-03-01 | 7000 | E-85 | COMPARTMENT B | Double Walled | Fiberglass Reinforced Plastic | Pressure | Double Walled | Fiberglass Reinforced Plastic
0-010570 | FRY'S FUEL #112 | 2915 N DYSART RD | AVONDALE | AZ | 85392 | Maricopa | 2 | Open | 2016-07-01 | 8000 | Gasoline (PUL) | COMPARTMENT A | Double Walled | Fiberglass Reinforced Plastic | Pressure | Double Walled | Fiberglass Reinforced Plastic
0-010145 | QUIKTRIP #463 | 4725 E BASELINE RD | PHOENIX | AZ | 85042 | Maricopa | 4 | Open | 2016-05-13 | 10000 | Other | COMPARTMENT B | Double Walled | Fiberglass Reinforced Plastic | Pressure |  | Flexible
0-010333 | FRYS FUEL CENTER #115 | 435 S ELLSWORTH RD | MESA | AZ | 85208 | Maricopa | 1 | Open | 2009-12-03 | 20000 | Gasoline | COMPARTMENT A | Double Walled | Fiberglass Reinforced Plastic | Pressure |  | Flexible
0-010429 | FRYS FUEL CENTER #122 | 10660 GRAND AVE | SUN CITY | AZ | 85351 | Maricopa | 2 | Open | 2011-06-15 | 10000 | Diesel | COMPARTMENT B | Double Walled | Fiberglass Reinforced Plastic | Pressure | Double Walled | Fiberglass Reinforced Plastic
0-007047 | PLANTATION MINI-MART |  | PARKER |  |  | La Paz | 1 | Perm Closure | 1981-01-01 | 6000 | Gasoline | COMPARTMENT A | Unknown | Asphalt coated or Bare Steel | Suction - Check Valve at the Tank Top |  |  | Removal | 1994-05-09
0-001803 | CIRCLE K STORE #2705408 | 4403 E VAN BUREN ST | PHOENIX | AZ | 85008 | Maricopa | 2 | Perm Closure | 1967-01-01 | 8000 | Gasoline | COMPARTMENT A |  | Asphalt coated or Bare Steel | Pressure |  | Fiberglass Reinforced Plastic | Removal | 1995-12-01
0-001803 | CIRCLE K STORE #2705408 | 4403 E VAN BUREN ST | PHOENIX | AZ | 85008 | Maricopa | 7 | Open | 1996-04-08 | 12000 | Gasoline | COMPARTMENT A | Double Walled | Fiberglass Reinforced Plastic | Pressure | Double Walled | Fiberglass Reinforced Plastic
0-010594 | QUIK TRIP #449 | 8283 W MCDOWELL RD | PHOENIX | AZ | 85035 | Maricopa | 3 | Open | 2016-12-16 | 12000 | Diesel | COMPARTMENT A | Double Walled | Fiberglass Reinforced Plastic | Pressure | Double Walled | Fiberglass Reinforced Plastic
0-010619 | SAFEWAY FUELING STATION #2809 | 13380 E MARY ANN CLEVELAND WAY | VAIL | AZ | 85641 | Pima | 1 | Open | 2018-04-02 | 20000 | Gasoline (UL) | COMPARTMENT A | Double Walled | Fiberglass Reinforced Plastic | Pressure | Double Walled | Fiberglass Reinforced Plastic
0-010646 | QUIKTRIP #1406 | 2420 E GREENWAY RD | PHOENIX | AZ | 85032 | Maricopa | 1 | Open | 2019-01-31 | 20000 | Gasoline (UL) | COMPARTMENT A | Double Walled | Fiberglass Reinforced Plastic | Pressure | Double Walled | Fiberglass Reinforced Plastic
0-000114 | TUCSON INTERNATIONAL AIRPORT | 7005 S PLUMER AVE | TUCSON | AZ | 85756 | Pima | 24 | Open | 1987-12-01 | 12000 | Gasoline | COMPARTMENT A | Double Walled | Composite (Steel/Fiberglass) | Pressure |  | Fiberglass Reinforced Plastic
0-000114 | TUCSON INTERNATIONAL AIRPORT | 7005 S PLUMER AVE | TUCSON | AZ | 85756 | Pima | 26 | Open | 1987-12-01 | 12000 | Gasoline | COMPARTMENT A | Double Walled | Composite (Steel/Fiberglass) | Pressure |  | Fiberglass Reinforced Plastic
0-000114 | TUCSON INTERNATIONAL AIRPORT | 7005 S PLUMER AVE | TUCSON | AZ | 85756 | Pima | 29 | Perm Closure | 1948-01-01 | 500 | Diesel | COMPARTMENT A | Double Walled | Composite (Steel/Fiberglass) |  |  |  | Removal | 1963-12-01
0-000114 | TUCSON INTERNATIONAL AIRPORT | 7005 S PLUMER AVE | TUCSON | AZ | 85756 | Pima | 36 | Open | 1972-01-01 | 40000 | Jet Fuel | COMPARTMENT A | Single Walled | Asphalt coated or Bare Steel | Pressure | Single Walled | Bare or Galvanized Steel
0-000114 | TUCSON INTERNATIONAL AIRPORT | 7005 S PLUMER AVE | TUCSON | AZ | 85756 | Pima | 3 | Perm Closure | 1961-01-01 | 2000 | Gasoline | COMPARTMENT A | Single Walled | Asphalt coated or Bare Steel | Suction - Check Valve at the Tank Top | Single Walled | Bare or Galvanized Steel | Removal | 1987-11-01
0-000114 | TUCSON INTERNATIONAL AIRPORT | 7005 S PLUMER AVE | TUCSON | AZ | 85756 | Pima | 14 | Perm Closure | 1985-01-01 | 8000 | Gasoline | COMPARTMENT A | Single Walled | Asphalt coated or Bare Steel | Pressure | Single Walled | Bare or Galvanized Steel | Removal | 1991-01-16
0-000114 | TUCSON INTERNATIONAL AIRPORT | 7005 S PLUMER AVE | TUCSON | AZ | 85756 | Pima | 38 | Perm Closure | 1942-01-01 | 50000 | Unidentified | COMPARTMENT A | Single Walled | Asphalt coated or Bare Steel |  |  |  | Closed in Place | 1953-01-01
0-000114 | TUCSON INTERNATIONAL AIRPORT | 7005 S PLUMER AVE | TUCSON | AZ | 85756 | Pima | 21 | Perm Closure | 1952-01-01 | 500 | Jet Fuel | COMPARTMENT A | Single Walled | Asphalt coated or Bare Steel | Pressure | Single Walled | Bare or Galvanized Steel | Removal | 1988-11-01
0-000114 | TUCSON INTERNATIONAL AIRPORT | 7005 S PLUMER AVE | TUCSON | AZ | 85756 | Pima | 31 | Perm Closure | 1968-01-01 | 1000 | Diesel | COMPARTMENT A | Single Walled | Asphalt coated or Bare Steel |  |  |  | Removal | 1975-01-01
0-010171 | CONTRACTORS ABATEMENT | 611 S 7TH ST | PHOENIX | AZ | 85034 | Maricopa | 2 | Perm Closure | 2007-08-17 | 300 | Used Oil/Waste Oil | COMPARTMENT A |  | Asphalt coated or Bare Steel |  |  |  | Removal | 2007-05-10
0-009763 | DOLLAR RENT A CAR | 3748 E WASHINGTON ST | PHOENIX | AZ | 85034 | Maricopa | 2 | Perm Closure | 2001-03-05 | 12000 | Gasoline | COMPARTMENT A | Double Walled | Composite (Steel/Fiberglass) | Pressure |  | Fiberglass Reinforced Plastic | Removal | 2006-02-08
0-005012 | TEXMO OIL CO INC | 2950 E ANDY DEVINE AVE | KINGMAN | AZ | 86401 | Mohave | 1 | Open | 1975-01-01 | 10000 | Diesel | COMPARTMENT A | Single Walled | Asphalt coated or Bare Steel | Pressure
0-005012 | TEXMO OIL CO INC | 2950 E ANDY DEVINE AVE | KINGMAN | AZ | 86401 | Mohave | 2 | Open | 1975-01-01 | 10000 | Gasoline | COMPARTMENT A | Single Walled | Asphalt coated or Bare Steel | Pressure
0-004959 | TEXACO #60-351-0151 | 4701 E BROADWAY BLVD | TUCSON | AZ | 85711 | Pima | 5 | Perm Closure | 1986-01-01 | 550 | Used Oil/Waste Oil | COMPARTMENT A | Double Walled | Fiberglass Reinforced Plastic | Gravity Feed |  | Fiberglass Reinforced Plastic | Removal | 2002-12-03
0-010183 | FRYS FUEL CENTER #674 | 14024 W WADDELL RD | SURPRISE | AZ | 85379 | Maricopa | 1 | Open | 2007-06-27 | 8000 | Gasoline | COMPARTMENT A | Double Walled | Fiberglass Reinforced Plastic | Pressure |  | Flexible
0-010196 | SPEEDWAY #2945 | 12030 N DOVE MOUNTAIN BLVD | MARANA | AZ | 85658 | Pima | 3 | Temp Closure | 2007-10-13 | 7500 | Biodiesel | COMPARTMENT B | Double Walled | Composite (Steel/Fiberglass) | Pressure | Double Walled | Flexible |  | 2011-01-01
0-010196 | SPEEDWAY #2945 | 12030 N DOVE MOUNTAIN BLVD | MARANA | AZ | 85658 | Pima | 1 | Open | 2007-10-13 | 15000 | Gasoline (UL) | COMPARTMENT A | Double Walled | Composite (Steel/Fiberglass) | Pressure | Double Walled | Flexible
0-000980 | CATERPILLAR - PHOENIX PROVING GROUNDS | 4106 N 195TH AVE | BUCKEYE | AZ | 85396 | Maricopa | 8 | Perm Closure | 1980-01-01 | 500 | Unidentified | COMPARTMENT A |  | Asphalt coated or Bare Steel |  |  |  | Removal | 1990-07-18
0-000418 | 411 BUILDING AND PARKING GARAGE | 411 N CENTRAL AVE | PHOENIX | AZ | 85004 | Maricopa | 2 | Perm Closure | 1966-01-01 | 2000 | Gasoline | COMPARTMENT A |  | Asphalt coated or Bare Steel | Pressure |  |  | Removal | 1992-11-25
0-006297 | AUTO NATION FORD SCOTTSDALE | 8555 E FRANK LLOYD WRIGHT BLVD | SCOTTSDALE | AZ | 85260 | Maricopa | 3 | Open | 1988-08-12 | 4000 | Used Oil/Waste Oil | COMPARTMENT A | Double Walled | Fiberglass Reinforced Plastic | Gravity Feed | Single Walled | Fiberglass Reinforced Plastic
0-006276 | CARQUEST OF PRESCOTT | 1101 W IRON SPRINGS RD | PRESCOTT | AZ | 86305 | Yavapai | 2 | Perm Closure | 1972-08-08 | 500 | Used Oil/Waste Oil | COMPARTMENT A | Unknown | Asphalt coated or Bare Steel | Suction - Check Valve at the Tank Top |  |  | Removal | 1993-10-10
0-010216 | QUIK MART | 10265 E IRVINGTON RD | TUCSON | AZ | 85730 | Pima | 2 | Open | 2008-02-01 | 6000 | Diesel | COMPARTMENT B | Double Walled | Composite (Steel/Fiberglass) | Pressure | Double Walled | Flexible
0-010241 | MAVERIK COUNTRY STORE #388 | 901 N PENROD RD | SHOW LOW | AZ | 85901 | Navajo | 5 | Open | 2017-03-08 | 8000 | Other | COMPARTMENT B | Double Walled | Fiberglass Reinforced Plastic | Pressure | Double Walled | Fiberglass Reinforced Plastic
0-010246 | QUIKTRIP #459 | 1141 S CRISMON RD | MESA | AZ | 85208 | Maricopa | 4 | Open | 2016-09-21 | 12000 | Diesel | COMPARTMENT A | Double Walled | Fiberglass Reinforced Plastic | Pressure | Double Walled | Fiberglass Reinforced Plastic
0-010280 | PIMA APN 117-06-083A | 126 N 6TH AVE | TUCSON | AZ | 85701 | Pima | 1 | Perm Closure | 1929-01-01 | 1000 | Unidentified | COMPARTMENT A | Single Walled | Asphalt coated or Bare Steel |  |  |  | Removal | 2009-01-15
0-003254 | EXXONMOBIL OIL CORP #14856 | 2702 W CAMELBACK RD | PHOENIX | AZ | 85017 | Maricopa | 3 | Perm Closure | 1971-04-22 | 6000 | Gasoline | COMPARTMENT A | Double Walled | Asphalt coated or Bare Steel |  |  |  | Removal | 1987-01-01
0-003254 | EXXONMOBIL OIL CORP #14856 | 2702 W CAMELBACK RD | PHOENIX | AZ | 85017 | Maricopa | 2 | Perm Closure | 1971-04-22 | 10000 | Gasoline | COMPARTMENT A | Double Walled | Asphalt coated or Bare Steel |  |  |  | Removal | 1987-01-01
0-010305 | FRYS FUEL CENTER #680 | 15215 N COTTON LN | SURPRISE | AZ | 85388 | Maricopa | 1 | Open | 2009-05-20 | 20000 | Gasoline | COMPARTMENT A | Double Walled | Fiberglass Reinforced Plastic | Pressure | Double Walled | Flexible
0-006129 | ACE ASPHALT OF ARIZONA INC | 895 W ELWOOD ST | PHOENIX | AZ | 85041 | Maricopa | 3 | Perm Closure | 1990-08-30 | 4000 | Gasoline | COMPARTMENT A | Double Walled | Composite (Steel/Fiberglass) | Pressure | Double Walled | Fiberglass Reinforced Plastic | Removal | 1997-07-08
0-006223 | BRANSONS RESORT | 7804 RIVERSIDE DR | PARKER | AZ | 85344 | La Paz | 2 | Perm Closure | 1987-05-01 | 1000 | Gasoline | COMPARTMENT A | Unknown | Asphalt coated or Bare Steel |  |  |  | Removal | 1991-02-21
0-006223 | BRANSONS RESORT | 7804 RIVERSIDE DR | PARKER | AZ | 85344 | La Paz | 4 | Perm Closure | 1987-05-01 | 1000 | Gasoline | COMPARTMENT A | Unknown | Asphalt coated or Bare Steel |  |  |  | Removal | 1991-02-21
0-007251 | YUMA SCHOOL DISTRICT #1 TRANS TOWN Y | 1250 W 11TH ST | YUMA | AZ | 85364 | Yuma | 1 | Perm Closure | 2005-06-17 | 285 | Gasoline | COMPARTMENT A | Double Walled | Asphalt coated or Bare Steel | Suction - Check Valve at the Tank Top |  | Bare or Galvanized Steel | Removal | 1991-05-15
0-010435 | QUIKTRIP #1400 | 2150 E UNIVERSITY DR | TEMPE | AZ | 85281 | Maricopa | 1 | Open | 2011-09-22 | 20000 | Gasoline | COMPARTMENT A | Double Walled | Fiberglass Reinforced Plastic | Pressure | Double Walled | Fiberglass Reinforced Plastic
0-009624 | CIRCLE K STORE 2703478 | 6761 E BASELINE RD | GILBERT | AZ | 85206 | Maricopa | 2 | Open | 1998-04-02 | 15000 | Gasoline (PUL) | COMPARTMENT A | Double Walled | Fiberglass Reinforced Plastic | Pressure | Double Walled | Fiberglass Reinforced Plastic
0-002165 | CIRCLE K #2705282 | 5060 E WARNER RD | PHOENIX | AZ | 85044 | Maricopa | 2 | Open | 1985-01-01 | 12000 | Gasoline | COMPARTMENT A | Single Walled | Fiberglass Reinforced Plastic | Pressure | Single Walled | Fiberglass Reinforced Plastic
0-008875 | WOODY'S #116 | 480 E DEUCE OF CLUBS | SHOW LOW | AZ | 85901 | Navajo | 4 | Open | 1989-01-01 | 8000 | Diesel | COMPARTMENT A | Single Walled | Fiberglass Reinforced Plastic | Pressure |  | Fiberglass Reinforced Plastic
0-002707 | SHERMAN AUTOMOTIVE | 9550 N 90TH ST | SCOTTSDALE | AZ | 85258 | Maricopa | 2 | Perm Closure | 1985-04-07 | 2000 | New Oil | COMPARTMENT A | Double Walled | Asphalt coated or Bare Steel | Suction - Check Valve at the Tank Top |  | Bare or Galvanized Steel | Removal | 1998-06-05
0-007436 | MOBIL 18-AVX | 403 N GREENFIELD RD | MESA | AZ | 85205 | Maricopa | 2 | Perm Closure | 1989-06-01 | 10000 | Gasoline | COMPARTMENT A | Double Walled | Fiberglass Reinforced Plastic | Pressure |  | Fiberglass Reinforced Plastic | Removal | 2002-09-10
0-000233 | ADOT - TUCSON EAST CONSTRUCTION | 633 E 22ND ST | TUCSON | AZ | 85713 | Pima | 2 | Perm Closure | 1957-01-01 | 1500 | Gasoline | COMPARTMENT A | Single Walled | Asphalt coated or Bare Steel |  |  |  | Removal | 1991-01-01
0-000233 | ADOT - TUCSON EAST CONSTRUCTION | 633 E 22ND ST | TUCSON | AZ | 85713 | Pima | 4 | Perm Closure | 1962-01-01 |  | Gasoline | COMPARTMENT A | Single Walled | Asphalt coated or Bare Steel |  |  |  | Removal | 1991-01-01
0-005016 | GRAVES GAS STATION & MINI-MART | 425 E ANDY DEVINE AVE | KINGMAN | AZ | 86401 | Mohave | 1 | Perm Closure | 1976-01-01 | 2000 | Gasoline | COMPARTMENT A |  | Asphalt coated or Bare Steel | Suction - Check Valve at the Tank Top |  |  | Removal | 2006-05-11
0-005016 | GRAVES GAS STATION & MINI-MART | 425 E ANDY DEVINE AVE | KINGMAN | AZ | 86401 | Mohave | 4 | Perm Closure | 1968-01-01 | 500 | Used Oil/Waste Oil | COMPARTMENT A |  | Asphalt coated or Bare Steel | Suction - Check Valve at the Tank Top |  |  | Removal | 2006-05-11
0-005016 | GRAVES GAS STATION & MINI-MART | 425 E ANDY DEVINE AVE | KINGMAN | AZ | 86401 | Mohave | 5 | Perm Closure | 2020-02-05 | 320 | Unidentified | COMPARTMENT A | Single Walled | Asphalt coated or Bare Steel |  |  |  | Removal | 2020-01-29
0-005454 | CIRCLE K #2915 | 2840 W LOS REALES RD | TUCSON | AZ | 85746 | Pima | 2 | Perm Closure | 1972-04-04 | 6000 | Gasoline | COMPARTMENT A | Double Walled | Asphalt coated or Bare Steel |  |  |  | Removal | 1996-02-27
0-003321 | MOTT ENTERPRISES INC | 8128 E INDIAN SCHOOL RD | SCOTTSDALE | AZ | 85251 | Maricopa | 3 | Perm Closure | 1961-04-29 | 4000 | Gasoline | COMPARTMENT A | Unknown | Asphalt coated or Bare Steel |  |  |  | Removal | 1990-01-15
0-005877 | SAGUARO ENVIRONMENTAL SERVICES | 5055 S SWAN RD | TUCSON | AZ | 85706 | Pima | 1 | Perm Closure | 1981-08-03 | 10000 | Diesel | COMPARTMENT A | Double Walled | Asphalt coated or Bare Steel |  |  |  | Removal | 1993-10-31
0-002599 | HIGHLAND PINE PROPERTIES INC | 1044 N SKYLINE DR | PRESCOTT | AZ | 86305 | Yavapai | 2 | Perm Closure | 1974-09-07 | 500 | Gasoline | COMPARTMENT A | Unknown | Unknown |  |  |  | Removal | 1990-05-18
0-000528 | CASCO FOODS | 3502 W THOMAS RD | PHOENIX | AZ | 85019 | Maricopa | 5 | Open | 2018-12-06 | 6000 | Diesel | COMPARTMENT A | Double Walled | Fiberglass Reinforced Plastic | Pressure | Double Walled | Fiberglass Reinforced Plastic
0-000528 | CASCO FOODS | 3502 W THOMAS RD | PHOENIX | AZ | 85019 | Maricopa | 5 | Open | 2018-12-06 |  | Unidentified | COMPARTMENT C | Double Walled | Fiberglass Reinforced Plastic | No Piping
0-007358 | CITY OF GOODYEAR | 15620 W YUMA RD | GOODYEAR | AZ | 85338 | Maricopa | 1 | Perm Closure | 2005-06-17 | 1000 | Gasoline | COMPARTMENT A | Double Walled | Asphalt coated or Bare Steel | Suction - Check Valve at the Tank Top |  | Bare or Galvanized Steel | Removal | 1991-07-15
0-001117 | FASTRIP #9906/9907 | 1891 N GRAND AVE | NOGALES | AZ | 85621 | Santa Cruz | 5 | Open | 1996-03-22 | 12000 | Gasoline (UL) | COMPARTMENT A | Double Walled | Fiberglass Reinforced Plastic | Pressure | Double Walled | Fiberglass Reinforced Plastic
0-010458 | COCONINO APN #113-29-003G | 3800 N COUNTRY CLUB DR | FLAGSTAFF | AZ | 86004 | Coconino | 1 | Perm Closure | 1970-01-01 | 1000 | Used Oil/Waste Oil | COMPARTMENT A |  | Asphalt coated or Bare Steel |  |  |  | Removal | 2013-02-08
0-010460 | FRYS FUEL CENTER #57 | 7840 N SILVERBELL RD | TUCSON | AZ | 85743 | Pima | 1 | Open | 2012-11-01 | 20000 | Gasoline | COMPARTMENT A | Double Walled | Fiberglass Reinforced Plastic | Pressure | Double Walled | Flexible
0-010493 | FRYS FOOD & DRUG #0052 | 855 W WARNER RD | GILBERT | AZ | 85233 | Maricopa | 2 | Open | 2014-01-03 | 10000 | Diesel | COMPARTMENT A | Double Walled | Fiberglass Reinforced Plastic | Pressure | Double Walled | Fiberglass Reinforced Plastic
0-010466 | QUIKTRIP STORE #1476 | 8530 E BROADWAY BLVD | TUCSON | AZ | 85710 | Pima | 1 | Open | 2012-11-20 | 20000 | Gasoline | COMPARTMENT A | Double Walled | Fiberglass Reinforced Plastic | Pressure | Double Walled | Fiberglass Reinforced Plastic
0-010466 | QUIKTRIP STORE #1476 | 8530 E BROADWAY BLVD | TUCSON | AZ | 85710 | Pima | 4 | Open | 2012-11-20 | 12000 | Diesel | COMPARTMENT A | Double Walled | Fiberglass Reinforced Plastic | Pressure | Double Walled | Fiberglass Reinforced Plastic
0-010466 | QUIKTRIP STORE #1476 | 8530 E BROADWAY BLVD | TUCSON | AZ | 85710 | Pima | 3 | Open | 2012-11-20 | 20000 | Gasoline | COMPARTMENT A | Double Walled | Fiberglass Reinforced Plastic | Pressure | Double Walled | Fiberglass Reinforced Plastic
0-010467 | QUIKTRIP STORE #492 | 1850 S MILLER RD | BUCKEYE | AZ | 85326 | Maricopa | 1 | Open | 2012-08-14 | 20000 | Gasoline | COMPARTMENT A | Double Walled | Fiberglass Reinforced Plastic | Pressure | Double Walled | Fiberglass Reinforced Plastic
0-010469 | SHAY STATION #24 | 41 N RIGGLES AVE | QUARTZSITE | AZ | 85346 | La Paz | 1 | Open | 2013-03-09 | 12000 | Gasoline | COMPARTMENT A | Double Walled | Fiberglass Reinforced Plastic | Pressure | Double Walled | Fiberglass Reinforced Plastic
0-006391 | BANK ONE OF ARIZONA - DATA CENTER | 3620 N BLACK CANYON HWY | PHOENIX | AZ | 85017 | Maricopa | 4 | Perm Closure | 1973-09-29 | 10000 | Gasoline | COMPARTMENT A | Double Walled | Asphalt coated or Bare Steel | Pressure |  | Fiberglass Reinforced Plastic | Removal | 1992-11-06
0-009925 | MOUNTAIN PARK HEALTH CENTER | 9169 W VAN BUREN ST | TOLLESON | AZ | 85353 | Maricopa | 3 | Perm Closure | 2005-06-17 | 1000 | Gasoline | COMPARTMENT A | Double Walled | Asphalt coated or Bare Steel |  |  |  | Removal | 2003-06-05
0-009751 | SAFEWAY #1637 | 3606 E SOUTHERN AVE | MESA | AZ | 85206 | Maricopa | 1 | Open | 2001-01-22 | 10000 | Gasoline | COMPARTMENT A | Double Walled | Composite (Steel/Fiberglass)
0-010070 | SAFEWAY FUEL #2699 | 13884 W WADDELL RD | SURPRISE | AZ | 85379 | Maricopa | 1 | Open | 2005-07-12 | 10000 | Diesel | COMPARTMENT B | Double Walled | Composite (Steel/Fiberglass) | Pressure | Double Walled | Fiberglass Reinforced Plastic
0-004152 | DAVE'S FAST STOP | 727 W LIVE OAK ST | MIAMI | AZ | 85539 | Gila | 1 | Perm Closure | 1977-01-01 | 10000 | Gasoline | COMPARTMENT A | Single Walled | Asphalt coated or Bare Steel | Pressure |  | Fiberglass Reinforced Plastic | Removal | 2020-07-02
0-004152 | DAVE'S FAST STOP | 727 W LIVE OAK ST | MIAMI | AZ | 85539 | Gila | 4 | Perm Closure | 1977-01-01 | 10000 | Gasoline | COMPARTMENT A | Single Walled | Asphalt coated or Bare Steel | Pressure |  | Fiberglass Reinforced Plastic | Removal | 2020-07-02
0-007421 | PRESCOTT CAR CO INC | 1240 W IRON SPRINGS RD | PRESCOTT | AZ | 86305 | Yavapai | 1 | Perm Closure | 1985-01-01 | 500 | Used Oil/Waste Oil | COMPARTMENT A | Single Walled | Asphalt coated or Bare Steel | Gravity Feed | Single Walled | Bare or Galvanized Steel | Removal | 1995-04-04
0-004532 | ADOT/E-Z FILL | 3345 S PARK AVE | TUCSON | AZ | 85713 | Pima | 1 | Perm Closure | 1966-04-21 | 10000 | Gasoline | COMPARTMENT A | Double Walled | Asphalt coated or Bare Steel |  |  |  | Removal | 1990-12-28
0-008941 | DYE OXYGEN | 1351 S 3RD AVE | YUMA | AZ | 85364 | Yuma | 1 | Perm Closure | 2005-06-17 | 500 | Gasoline | COMPARTMENT A | Single Walled | Asphalt coated or Bare Steel | Suction - Check Valve at the Tank Top | Single Walled | Bare or Galvanized Steel | Removal | 1996-09-08
0-008941 | DYE OXYGEN | 1351 S 3RD AVE | YUMA | AZ | 85364 | Yuma | 2 | Perm Closure | 2005-06-17 | 500 | Unidentified | COMPARTMENT A | Single Walled | Asphalt coated or Bare Steel | Suction - Check Valve at the Tank Top | Single Walled | Bare or Galvanized Steel | Removal | 1996-09-08
0-005791 | EAST MESA SERVICE CENTER | 7115 E ADOBE ST | MESA | AZ | 85207 | Maricopa | 7 | Open | 1991-01-01 | 12000 | Gasoline | COMPARTMENT A | Double Walled | Fiberglass Reinforced Plastic | Pressure |  | Fiberglass Reinforced Plastic
0-005791 | EAST MESA SERVICE CENTER | 7115 E ADOBE ST | MESA | AZ | 85207 | Maricopa | 2 | Open | 1991-01-01 | 12000 | Diesel | COMPARTMENT A | Double Walled | Fiberglass Reinforced Plastic | Pressure |  | Fiberglass Reinforced Plastic
0-003521 | NEW RIVER STATION | 47020 N OLD BLACK CANYON HWY | NEW RIVER | AZ | 85087 | Maricopa | 1 | Perm Closure | 1973-01-01 | 1000 | Gasoline | COMPARTMENT A |  | Asphalt coated or Bare Steel |  |  |  | Closed in Place | 1988-12-01
0-008827 | CIRCLE K STORE #2709177 | 1264 N LITCHFIELD RD | GOODYEAR | AZ | 85395 | Maricopa | 3 | Open | 1995-10-18 | 20000 | Gasoline | COMPARTMENT A | Double Walled | Fiberglass Reinforced Plastic | Pressure | Double Walled | Fiberglass Reinforced Plastic
0-008827 | CIRCLE K STORE #2709177 | 1264 N LITCHFIELD RD | GOODYEAR | AZ | 85395 | Maricopa | 1 | Open | 1995-10-18 | 12000 | Diesel | COMPARTMENT A | Double Walled | Fiberglass Reinforced Plastic | Pressure | Double Walled | Fiberglass Reinforced Plastic
0-003297 | MONTGOMERY WARD #1511 | 1751 W BETHANY HOME RD | PHOENIX | AZ | 85015 | Maricopa | 5 | Perm Closure | 1961-01-01 | 2000 | Used Oil/Waste Oil | COMPARTMENT A | Single Walled | Asphalt coated or Bare Steel |  |  |  | Removal | 1989-07-10
0-003297 | MONTGOMERY WARD #1511 | 1751 W BETHANY HOME RD | PHOENIX | AZ | 85015 | Maricopa | 2 | Perm Closure | 1961-01-01 | 1000 | Used Oil/Waste Oil | COMPARTMENT A | Single Walled | Asphalt coated or Bare Steel |  |  |  | Removal | 1989-07-10
0-003167 | MILES SERVICE STATION | 633 E MAIN ST | SPRINGERVILLE | AZ | 85938 | Apache | 2 | Perm Closure | 1963-01-01 | 4000 | Gasoline | COMPARTMENT A | Single Walled | Asphalt coated or Bare Steel |  |  |  | Removal | 1990-01-13
0-005789 | CIRCLE K STORE #2709151 | 13801 N TATUM BLVD | PHOENIX | AZ | 85032 | Maricopa | 4 | Open | 1987-09-24 | 10000 | Gasoline | COMPARTMENT A | Single Walled | Fiberglass Reinforced Plastic | Pressure | Single Walled | Fiberglass Reinforced Plastic
0-006174 | ROADWAY EQUIPMENT CO INC | 22233 N 23RD AVE | PHOENIX | AZ | 85027 | Maricopa | 2 | Perm Closure | 1979-05-11 | 5000 | Diesel | COMPARTMENT A | Double Walled | Asphalt coated or Bare Steel | Suction - Check Valve at the Tank Top |  |  | Removal | 1993-09-29
0-007931 | RAINBOW VALLEY CITRUS MAINTENANCE YARD |  | RAINBOW VALLEY |  |  | Maricopa | 2 | Perm Closure | 2005-06-17 | 2000 | Gasoline | COMPARTMENT A | Unknown | Asphalt coated or Bare Steel |  |  |  | Removal | 1992-11-14
0-008518 | YUMA COUNTY WATER USERS ASSOCIATION | 3800 W COUNTY 15TH ST | SOMERTON | AZ | 85350 | Yuma | 4 | Open | 2018-08-02 | 12000 | Red Diesel | COMPARTMENT A | Double Walled | Fiberglass Reinforced Plastic | Pressure | Double Walled | Fiberglass Reinforced Plastic
0-006652 | BANK ONE OF ARIZONA | 2616 E GANLEY RD | TUCSON | AZ | 85706 | Pima | 1 | Perm Closure | 2005-06-17 | 2000 | Unidentified | COMPARTMENT A | Unknown | Unknown |  |  |  | Removal | 1989-12-01
0-000470 | ARROW STAGE LINES | 3435 E ELWOOD ST | PHOENIX | AZ | 85040 | Maricopa | 3 | Perm Closure | 2005-06-17 | 550 | Used Oil/Waste Oil | COMPARTMENT A |  | Asphalt coated or Bare Steel |  |  |  | Removal | 1989-04-15
0-002606 | AUTOMOBILE SERVICE BUILDING | 2230 E MCDOWELL RD | PHOENIX | AZ | 85006 | Maricopa | 1 | Perm Closure | 2005-06-17 | 550 | Used Oil/Waste Oil | COMPARTMENT A | Unknown | Asphalt coated or Bare Steel |  |  |  | Removal | 1990-01-18
0-006284 | ARIZONA RIVER RUNNERS | 6939 COLUMBINE BLVD | FLAGSTAFF | AZ | 86004 | Coconino | 3 | Open | 1992-04-01 | 2000 | Gasoline | COMPARTMENT A | Double Walled | Composite (Steel/Fiberglass) | Pressure |  | Fiberglass Reinforced Plastic
0-008123 | M & G CASA GRANDE LLC | 2245 E FLORENCE BLVD | CASA GRANDE | AZ | 85122 | Pinal | 3 | Open | 1992-12-01 | 10000 | Gasoline | COMPARTMENT A | Double Walled | Fiberglass Reinforced Plastic | Suction - Check Valve at the Tank Top | Double Walled | Fiberglass Reinforced Plastic
0-001176 | CIRCLE K #101 | 4550 S 6TH AVE | TUCSON | AZ | 85714 | Pima | 1 | Perm Closure | 1972-01-01 | 10000 | Gasoline | COMPARTMENT A |  | Asphalt coated or Bare Steel | Pressure |  |  | Removal | 1999-01-06
0-001176 | CIRCLE K #101 | 4550 S 6TH AVE | TUCSON | AZ | 85714 | Pima | 2 | Perm Closure | 1972-01-01 | 10000 | Gasoline | COMPARTMENT A |  | Asphalt coated or Bare Steel | Pressure |  |  | Removal | 1999-01-06
0-009722 | AJO CHEVRON | 2001 N AJO GILA BEND HWY | AJO | AZ | 85321 | Pima | 2 | Open | 1999-10-19 | 6000 | Diesel | COMPARTMENT B | Double Walled | Composite (Steel/Fiberglass) | Pressure | Double Walled | Flexible
0-000628 | AUTONATION DEALERSHIP ( FORMER) | 145 E MAIN ST | MESA | AZ | 85201 | Maricopa | 1 | Perm Closure | 1967-01-01 | 1000 | Diesel | COMPARTMENT A | Single Walled | Asphalt coated or Bare Steel | Suction - Check Valve at the Tank Top | Single Walled | Bare or Galvanized Steel | Removal | 1992-10-30
0-000628 | AUTONATION DEALERSHIP ( FORMER) | 145 E MAIN ST | MESA | AZ | 85201 | Maricopa | 5 | Perm Closure | 2005-06-17 | 500 | New Oil | COMPARTMENT A | Single Walled | Asphalt coated or Bare Steel | Suction - Check Valve at the Tank Top | Single Walled | Bare or Galvanized Steel | Removal | 1992-10-30
0-000628 | AUTONATION DEALERSHIP ( FORMER) | 145 E MAIN ST | MESA | AZ | 85201 | Maricopa | 9 | Perm Closure | 1968-01-01 | 500 | Used Oil/Waste Oil | COMPARTMENT A | Single Walled | Asphalt coated or Bare Steel | Gravity Feed |  |  | Removal | 1992-10-30
0-002263 | BOB GILL PLUMBING INC | 2739 W MEDLOCK DR | PHOENIX | AZ | 85017 | Maricopa | 1 | Perm Closure | 1975-05-08 | 10000 | Gasoline | COMPARTMENT A | Double Walled | Asphalt coated or Bare Steel |  |  |  | Removal | 1988-01-01
0-009835 | CIRCLE K STORE #2706652 | 10989 E DYNAMITE BLVD | SCOTTSDALE | AZ | 85262 | Maricopa | 1 | Open | 2002-01-14 | 10000 | Diesel | COMPARTMENT A | Double Walled | Fiberglass Reinforced Plastic | Pressure | Double Walled | Fiberglass Reinforced Plastic
0-006334 | SUPER STOP #763 | 8980 E TANQUE VERDE RD | TUCSON | AZ | 85749 | Pima | 2 | Perm Closure | 1988-09-25 | 15000 | Gasoline | COMPARTMENT A | Single Walled | Fiberglass Reinforced Plastic | Pressure |  | Fiberglass Reinforced Plastic | Removal | 2003-11-12
0-006334 | SUPER STOP #763 | 8980 E TANQUE VERDE RD | TUCSON | AZ | 85749 | Pima | 5 | Perm Closure | 2003-12-24 | 6000 | Gasoline | COMPARTMENT A | Double Walled | Fiberglass Reinforced Plastic |  |  |  | Removal | 2013-01-17
0-006334 | SUPER STOP #763 | 8980 E TANQUE VERDE RD | TUCSON | AZ | 85749 | Pima | 1 | Perm Closure | 1988-09-25 | 15000 | Gasoline | COMPARTMENT A | Single Walled | Fiberglass Reinforced Plastic | Pressure |  | Fiberglass Reinforced Plastic | Removal | 2003-11-12
0-003707 | TEXACO | 102 W 5TH ST | SAFFORD | AZ | 85546 | Graham | 3 | Perm Closure | 1956-01-01 | 4000 | Gasoline | COMPARTMENT A |  | Asphalt coated or Bare Steel |  |  |  | Removal | 1991-09-19
0-004788 | SUNSTATE EQUIPMENT CORP | 4146 E WASHINGTON ST | PHOENIX | AZ | 85034 | Maricopa | 1 | Perm Closure | 1981-02-10 | 8000 | Diesel | COMPARTMENT A | Unknown | Asphalt coated or Bare Steel | Suction - Check Valve at the Tank Top |  |  | Removal | 1993-12-09
0-004380 | STOP BY #3 | 7865 N OVERFIELD RD | CASA GRANDE | AZ | 85194 | Pinal | 2 | Open | 1972-01-01 | 6000 | Gasoline | COMPARTMENT A |  | Fiberglass Reinforced Plastic | Pressure |  | Fiberglass Reinforced Plastic
0-005071 | CAMELBACK COLLISION CENTER | 4635 N 7TH ST | PHOENIX | AZ | 85014 | Maricopa | 1 | Perm Closure | 1964-01-01 | 2000 | Gasoline | COMPARTMENT A |  | Asphalt coated or Bare Steel |  |  |  | Closed in Place | 1988-04-01
0-000469 | WAYNE ARRINGTON |  | BOUSE |  |  | La Paz | 1 | Perm Closure | 1976-01-01 | 2000 | Gasoline | COMPARTMENT A |  | Asphalt coated or Bare Steel | Suction - Check Valve at the Tank Top |  |  | Removal | 1992-11-20
0-005623 | WESTERN STATES PETROLEUM | 801 S CENTRAL AVE | PHOENIX | AZ | 85004 | Maricopa | 3 | Perm Closure | 1981-05-06 | 4000 | Gasoline | COMPARTMENT A | Unknown | Asphalt coated or Bare Steel |  |  |  | Removal | 1988-04-14
0-009314 | VACANT | 5974 E SPEEDWAY BLVD | TUCSON | AZ | 85712 | Pima | 2 | Perm Closure | 2005-06-17 | 1000 | Gasoline | COMPARTMENT A | Double Walled | Asphalt coated or Bare Steel |  |  |  | Removal | 1998-07-24
0-008134 | HACKBERRY GENERAL STORE |  | HACKBERRY |  |  | Mohave | 4 | Perm Closure | 2005-06-17 | 500 | Gasoline | COMPARTMENT A | Unknown | Unknown |  |  |  | Removal | 1993-02-25
0-009234 | JACKSONS ENERGY #6787 | 357 W FOREST MEADOWS ST | FLAGSTAFF | AZ | 86001 | Coconino | 2 | Open | 1997-12-29 | 10000 | Gasoline (PUL) | COMPARTMENT A | Double Walled | Composite (Steel/Fiberglass) | Pressure | Double Walled
0-009234 | JACKSONS ENERGY #6787 | 357 W FOREST MEADOWS ST | FLAGSTAFF | AZ | 86001 | Coconino | 2 | Open | 1997-12-29 | 10000 | Diesel | COMPARTMENT B | Double Walled | Composite (Steel/Fiberglass)
0-009831 | FREEMAN TRUST PROPERTY | 454 N PINAL PKWY | FLORENCE | AZ | 85132 | Pinal | 2 | Perm Closure | 1920-01-01 | 1000 | Gasoline | COMPARTMENT A | Unknown | Asphalt coated or Bare Steel | Suction - Check Valve at the Dispenser |  | Bare or Galvanized Steel | Removal | 2002-03-09
0-005673 | LONGS PEAK CONVENIENCE MARKET |  | PICACHO |  |  | Pinal | 3 | Perm Closure | 1978-04-17 | 4000 | Gasoline | COMPARTMENT A | Unknown | Asphalt coated or Bare Steel | Pressure |  | Fiberglass Reinforced Plastic | Removal | 1997-11-05
0-008064 | LUBE SHOP | 18 S MILTON RD | FLAGSTAFF | AZ | 86001 | Coconino | 2 | Perm Closure | 2005-06-17 | 8000 | Gasoline | COMPARTMENT A | Double Walled | Asphalt coated or Bare Steel | Pressure |  |  | Removal | 1992-11-24
0-002917 | LAMB RV STORAGE | 828 GAIL GARDNER WAY | PRESCOTT | AZ | 86305 | Yavapai | 3 | Perm Closure | 1964-01-01 | 500 | Used Oil/Waste Oil | COMPARTMENT A |  | Asphalt coated or Bare Steel |  |  |  | Removal | 1989-11-27
0-008149 | JR FOOD MART | 4636 N 12TH ST | PHOENIX | AZ | 85014 | Maricopa | 4 | Open | 2018-11-23 | 10000 | Gasoline (UL) | COMPARTMENT A | Double Walled | Fiberglass Reinforced Plastic | Pressure | Double Walled | Fiberglass Reinforced Plastic
0-006292 | JIM CLICK FORD INC | 6420 E 22ND ST | TUCSON | AZ | 85710 | Pima | 4 | Perm Closure | 1978-08-11 | 2000 | Unidentified | COMPARTMENT A | Unknown | Unknown |  |  |  | Removal | 1990-03-23
0-005257 | JACKSONS ENERGY #6784 | 2295 E BUTLER AVE | FLAGSTAFF | AZ | 86004 | Coconino | 7 | Open | 2020-12-07 | 8000 | Diesel | COMPARTMENT A | Double Walled | Fiberglass Reinforced Plastic | Pressure | Double Walled | Flexible
0-005257 | JACKSONS ENERGY #6784 | 2295 E BUTLER AVE | FLAGSTAFF | AZ | 86004 | Coconino | 4 | Perm Closure | 1971-01-01 | 1000 | Used Oil/Waste Oil | COMPARTMENT A | Single Walled | Asphalt coated or Bare Steel |  |  |  | Removal | 2017-05-10
0-003866 | CITY OF PHOENIX - GLENROSA SERVICE CENTER | 4020 W GLENROSA AVE | PHOENIX | AZ | 85019 | Maricopa | 9 | Perm Closure | 1964-01-01 | 550 | Unidentified | COMPARTMENT A | Single Walled | Asphalt coated or Bare Steel |  |  |  | Removal | 1990-09-13
0-003866 | CITY OF PHOENIX - GLENROSA SERVICE CENTER | 4020 W GLENROSA AVE | PHOENIX | AZ | 85019 | Maricopa | 10 | Perm Closure | 1964-01-01 | 1000 | Unidentified | COMPARTMENT A | Single Walled | Asphalt coated or Bare Steel |  |  |  | Removal | 1990-09-13
0-003866 | CITY OF PHOENIX - GLENROSA SERVICE CENTER | 4020 W GLENROSA AVE | PHOENIX | AZ | 85019 | Maricopa | 19 | Open | 1991-01-01 | 1000 | Used Oil/Waste Oil | COMPARTMENT A | Double Walled | Fiberglass Reinforced Plastic | Gravity Feed | Double Walled | Fiberglass Reinforced Plastic
0-001810 | DOUGLAS MUNICIPAL AIRPORT | 3200 E 10TH ST | DOUGLAS | AZ | 85607 | Cochise | 2 | Perm Closure | 1970-01-01 | 6000 | Gasoline | COMPARTMENT A |  | Asphalt coated or Bare Steel |  |  |  | Removal | 1990-03-19
0-001810 | DOUGLAS MUNICIPAL AIRPORT | 3200 E 10TH ST | DOUGLAS | AZ | 85607 | Cochise | 3 | Perm Closure | 1970-01-01 | 6000 | Gasoline | COMPARTMENT A |  | Asphalt coated or Bare Steel |  |  |  | Removal | 1990-03-19
0-002356 | PERFORMANCE AUTO | 924 W HIGHWAY 80 | BISBEE | AZ | 85603 | Cochise | 1 | Perm Closure | 1961-05-07 | 4000 | Gasoline | COMPARTMENT A | Single Walled | Asphalt coated or Bare Steel |  |  |  | Removal | 1989-11-09
0-003865 | CITY OF PHOENIX - OPERATING ENGINEER'S YARD | 3225 S 22ND AVE | PHOENIX | AZ | 85009 | Maricopa | 3 | Perm Closure | 1975-01-01 | 1000 | Gasoline | COMPARTMENT A | Single Walled | Asphalt coated or Bare Steel |  |  |  | Removal | 1990-09-05
0-003865 | CITY OF PHOENIX - OPERATING ENGINEER'S YARD | 3225 S 22ND AVE | PHOENIX | AZ | 85009 | Maricopa | 1 | Perm Closure | 1975-01-01 | 10000 | Gasoline | COMPARTMENT A | Single Walled | Asphalt coated or Bare Steel |  |  |  | Removal | 1990-09-05
0-002236 | PARKER UNIFIED SCHOOL DISTRICT | 1216 W 19TH ST | PARKER | AZ | 85344 | La Paz | 1 | Perm Closure | 2005-06-17 | 2000 | Gasoline | COMPARTMENT A | Single Walled | Asphalt coated or Bare Steel | Suction - Check Valve at the Tank Top |  |  | Removal | 1991-01-07
0-000458 | NORTHGATE TEXACO | 121 N HUACHUCA BLVD | HUACHUCA CITY | AZ | 85616 | Cochise | 2 | Perm Closure | 1976-01-01 | 2000 | Gasoline | COMPARTMENT A |  | Asphalt coated or Bare Steel |  |  |  | Removal | 2008-01-31
0-000458 | NORTHGATE TEXACO | 121 N HUACHUCA BLVD | HUACHUCA CITY | AZ | 85616 | Cochise | 6 | Perm Closure | 2008-05-05 | 500 | Used Oil/Waste Oil | COMPARTMENT A |  | Asphalt coated or Bare Steel |  |  |  | Removal | 2008-03-25
0-000458 | NORTHGATE TEXACO | 121 N HUACHUCA BLVD | HUACHUCA CITY | AZ | 85616 | Cochise | 3 | Perm Closure | 1976-01-01 | 2000 | Gasoline | COMPARTMENT A |  | Asphalt coated or Bare Steel |  |  |  | Removal | 2008-01-31
0-008755 | OASIS SHELL |  | WHITE HILLS |  |  | Mohave | 4 | Perm Closure | 2005-06-17 | 3000 | Gasoline | COMPARTMENT A | Unknown | Asphalt coated or Bare Steel | Suction - Check Valve at the Tank Top |  |  | Removal | 1999-12-09
0-000039 | NATIONAL FIBERGLASS | 2201 E GANLEY RD | TUCSON | AZ | 85706 | Pima | 2 | Perm Closure | 1974-01-01 | 6000 | Hazardous Substance | COMPARTMENT A | Single Walled | Asphalt coated or Bare Steel |  |  |  | Removal | 1989-08-15
0-003245 | EXXONMOBIL OIL CORP #12665 | 350 E SOUTHERN AVE | MESA | AZ | 85210 | Maricopa | 6 | Perm Closure | 1988-09-01 | 10000 | Gasoline | COMPARTMENT A | Double Walled | Fiberglass Reinforced Plastic | Pressure |  | Fiberglass Reinforced Plastic | Removal | 2004-07-27
0-003245 | EXXONMOBIL OIL CORP #12665 | 350 E SOUTHERN AVE | MESA | AZ | 85210 | Maricopa | 7 | Perm Closure | 1988-09-01 | 10000 | Gasoline | COMPARTMENT A | Double Walled | Fiberglass Reinforced Plastic | Pressure |  | Fiberglass Reinforced Plastic | Removal | 2004-07-27
0-004829 | GIANT #6668 | 94 BISBEE RD | BISBEE | AZ | 85603 | Cochise | 3 | Perm Closure | 1976-01-01 | 8000 | Diesel | COMPARTMENT A | Single Walled | Asphalt coated or Bare Steel | Pressure | Single Walled | Bare or Galvanized Steel | Removal | 2017-11-07
0-000718 | SALOME SHOPPING CENTER | 67230 HIGHWAY 60 | SALOME | AZ | 85348 | La Paz | 3 | Perm Closure | 2003-10-01 | 8000 | Gasoline | COMPARTMENT C | Double Walled | Fiberglass Reinforced Plastic |  |  |  | Removal | 2019-10-17
0-002837 | REED J KERBY | 11631 E APPLEBY RD | CHANDLER | AZ | 85286 | Maricopa | 2 | Perm Closure | 1964-06-11 | 300 | Gasoline | COMPARTMENT A | Single Walled | Asphalt coated or Bare Steel |  |  |  | Removal | 1988-12-01
0-002785 | RAY'S TRADING POST |  | CLAYPOOL |  |  | Gila | 5 | Perm Closure | 1971-05-03 | 1000 | Unidentified | COMPARTMENT A | Unknown | Unknown |  |  |  | Removal | 1988-09-01
0-001632 | RECYCLE AMERICA | 945 E SOUTH ST | TUCSON | AZ | 85706 | Pima | 1 | Perm Closure | 2005-06-17 | 1000 | Diesel | COMPARTMENT A |  | Asphalt coated or Bare Steel |  |  |  | Removal | 1995-08-16
0-004058 | ZANE GREY REST #479 |  | CAMP VERDE |  |  | Yavapai | 1 | Perm Closure | 1985-04-22 | 10000 | Gasoline | COMPARTMENT A | Double Walled | Asphalt coated or Bare Steel |  |  |  | Removal | 1988-12-20
0-000625 | BAKER INTERNATIONAL INC | 3414 N 40TH ST | PHOENIX | AZ | 85018 | Maricopa | 1 | Perm Closure | 2005-06-17 |  | Gasoline | COMPARTMENT A |  | Asphalt coated or Bare Steel |  |  |  | Removal | 1989-08-23
0-004195 | BANK ONE OF ARIZONA | 312 1/2 N MOGOLLON ST | FLAGSTAFF | AZ | 86001 | Coconino | 1 | Perm Closure | 1979-04-28 | 1000 | Unidentified | COMPARTMENT A | Double Walled | Asphalt coated or Bare Steel |  |  |  | Closed in Place | 1989-04-27
0-006049 | ARTIC STORAGE | 2440 W LINCOLN ST | PHOENIX | AZ | 85009 | Maricopa | 1 | Perm Closure | 1973-04-09 | 6000 | Gasoline | COMPARTMENT A | Double Walled | Asphalt coated or Bare Steel |  |  |  | Removal | 1989-09-13
0-005185 | AUTOMOTIVE FUEL ISLAND | 4350 E IRVINGTON RD | TUCSON | AZ | 85714 | Pima | 2 | Perm Closure | 1974-01-01 | 20000 | Unidentified | COMPARTMENT A | Single Walled | Asphalt coated or Bare Steel |  |  |  | Removal | 1989-04-01
0-005185 | AUTOMOTIVE FUEL ISLAND | 4350 E IRVINGTON RD | TUCSON | AZ | 85714 | Pima | 3 | Perm Closure | 1974-01-01 | 1000 | Unidentified | COMPARTMENT A | Single Walled | Asphalt coated or Bare Steel |  |  |  | Removal | 1988-03-01
0-002524 | ARIZONA PETROLEUM PRODUCTS | 1015 S CHERRY AVE | TUCSON | AZ | 85719 | Pima | 2 | Perm Closure | 1979-01-01 | 4000 | Gasoline | COMPARTMENT A | Single Walled | Asphalt coated or Bare Steel |  |  |  | Removal | 1988-01-01
0-006494 | AMERICAN EXPRESS INFORMATION | 3151 W BEHREND DR | PHOENIX | AZ | 85027 | Maricopa | 1 | Open | 1988-11-08 | 30000 | Diesel | COMPARTMENT A | Single Walled | Fiberglass Reinforced Plastic
0-006098 | AMIGO TRUCK SALES INC | 2201 W BUCKEYE RD | PHOENIX | AZ | 85009 | Maricopa | 1 | Perm Closure | 1974-01-01 | 2000 | Gasoline | COMPARTMENT A |  | Asphalt coated or Bare Steel |  |  |  | Removal | 2004-05-08
0-009781 | ARCO #6360 | 37 N MCQUEEN RD | GILBERT | AZ | 85233 | Maricopa | 1 | Open | 2001-03-22 | 10000 | Gasoline | COMPARTMENT A | Double Walled | Fiberglass Reinforced Plastic
0-009725 | VALERO #8039 | 7448 PAV WAY | PRESCOTT VALLEY | AZ | 86314 | Yavapai | 1 | Open | 2000-12-11 | 15000 | Gasoline | COMPARTMENT A | Double Walled | Fiberglass Reinforced Plastic | Pressure | Double Walled | Flexible
0-006274 | ALEXANDER IMPORTS INC | 889 E 32ND ST | YUMA | AZ | 85365 | Yuma | 1 | Perm Closure | 1972-08-08 | 750 | Used Oil/Waste Oil | COMPARTMENT A | Double Walled | Asphalt coated or Bare Steel |  |  |  | Removal | 1990-07-15
0-000106 | AL-MARAH ARABIANS | 4101 N BEAR CANYON RD | TUCSON | AZ | 85749 | Pima | 1 | Perm Closure | 1978-01-01 | 1000 | Gasoline | COMPARTMENT A |  | Asphalt coated or Bare Steel |  |  |  | Removal | 1988-12-20
0-000354 | ADOT - EQUIPMENT SERVICES | 1140 N 21ST AVE | PHOENIX | AZ | 85009 | Maricopa | 1 | Perm Closure | 2005-06-17 | 1000 | Gasoline | COMPARTMENT A | Single Walled | Asphalt coated or Bare Steel |  |  |  | Removal | 1987-01-30
0-009444 | VALERO FOOD MART | 660 W BELL RD | PHOENIX | AZ | 85023 | Maricopa | 4 | Perm Closure | 1998-07-03 | 8000 | Diesel | COMPARTMENT A | Double Walled | Fiberglass Reinforced Plastic | Pressure | Double Walled | Fiberglass Reinforced Plastic | Removal | 2014-11-13
0-001663 | CANYON GENERAL | 7298 S HIGHWAY 92 | NICKSVILLE | AZ | 85615 | Cochise | 3 | Open | 1996-07-19 | 10000 | Gasoline | COMPARTMENT A | Double Walled | Composite (Steel/Fiberglass) | Pressure |  | Fiberglass Reinforced Plastic
0-000770 | BRADLEY INVESTMENT | 17090 S 54TH ST | CHANDLER | AZ | 85226 | Maricopa | 2 | Perm Closure | 1981-01-01 | 2000 | Unidentified | COMPARTMENT A | Single Walled | Asphalt coated or Bare Steel |  |  |  | Removal | 1988-06-24
0-005026 | ARIZONA CANCER CENTER | 3838 N CAMPBELL AVE | TUCSON | AZ | 85719 | Pima | 1 | Perm Closure | 1972-01-01 | 6000 | Diesel | COMPARTMENT A |  | Asphalt coated or Bare Steel | Suction - Check Valve at the Tank Top |  | Bare or Galvanized Steel | Removal | 1992-05-11
0-004958 | R & D UNION | 4701 E 29TH ST | TUCSON | AZ | 85711 | Pima | 1 | Open | 1983-05-08 | 12000 | Gasoline | COMPARTMENT A | Double Walled | Fiberglass Reinforced Plastic | Pressure |  | Fiberglass Reinforced Plastic
0-007758 | TERRIBLE HERBST #180 | 1815 HIGHWAY 95 | BULLHEAD CITY | AZ | 86442 | Mohave | 11 | Open | 1993-08-01 | 4000 | Used Oil/Waste Oil | COMPARTMENT A | Double Walled | Fiberglass Reinforced Plastic | Suction - Check Valve at the Dispenser |  | Fiberglass Reinforced Plastic
0-009548 | SUPERPUMPER #9 | 21015 N CAVE CREEK RD | PHOENIX | AZ | 85024 | Maricopa | 1 | Open | 1999-08-01 | 20000 | Gasoline | COMPARTMENT A | Double Walled | Fiberglass Reinforced Plastic | Pressure | Double Walled | Fiberglass Reinforced Plastic
0-009867 | PARCEL 600-09-007C |  | FREDONIA |  |  | Coconino | 2 | Perm Closure | 1935-01-01 | 550 | Gasoline | COMPARTMENT A | Unknown | Asphalt coated or Bare Steel |  |  |  | Removal | 2002-08-12
0-006408 | SUNSET COURT | 708 W GILA BEND HWY | CASA GRANDE | AZ | 85122 | Pinal | 1 | Perm Closure | 1928-10-29 | 280 | Gasoline | COMPARTMENT A | Unknown | Asphalt coated or Bare Steel |  |  |  | Closed in Place | 1988-10-10
0-003144 | MESA UNIFIED SCHOOL DISTRICT - STAPLEY ADMINISTRATION | 549 N STAPLEY DR | MESA | AZ | 85203 | Maricopa | 7 | Perm Closure | 1998-07-01 | 20000 | Diesel | COMPARTMENT A | Double Walled | Fiberglass Reinforced Plastic | Pressure | Double Walled | Fiberglass Reinforced Plastic | Removal | 2019-07-10
0-003144 | MESA UNIFIED SCHOOL DISTRICT - STAPLEY ADMINISTRATION | 549 N STAPLEY DR | MESA | AZ | 85203 | Maricopa | 3 | Perm Closure | 1980-07-01 | 10000 | Diesel | COMPARTMENT A | Double Walled | Asphalt coated or Bare Steel | Suction - Check Valve at the Tank Top |  | Bare or Galvanized Steel | Removal | 1999-06-18
0-003144 | MESA UNIFIED SCHOOL DISTRICT - STAPLEY ADMINISTRATION | 549 N STAPLEY DR | MESA | AZ | 85203 | Maricopa | 4 | Perm Closure | 1980-07-01 | 10000 | Diesel | COMPARTMENT A | Double Walled | Asphalt coated or Bare Steel | Suction - Check Valve at the Tank Top |  | Bare or Galvanized Steel | Removal | 1999-06-18
0-004322 | SUNDANCE PRESS | 817 E 18TH ST | TUCSON | AZ | 85719 | Pima | 1 | Perm Closure | 2005-06-17 | 2000 | Unidentified | COMPARTMENT A | Unknown | Asphalt coated or Bare Steel |  |  |  | Removal | 1980-12-01
0-007179 | WINDMILL RANCH |  | KINGMAN |  |  | Mohave | 2 | Perm Closure | 1971-01-01 | 200 | Gasoline | COMPARTMENT A | Unknown | Asphalt coated or Bare Steel | Suction - Check Valve at the Tank Top |  |  | Removal | 1991-03-05
0-004318 | WASHINGTON TRADITIONAL SCHOOL | 300 E GURLEY ST | PRESCOTT | AZ | 86301 | Yavapai | 1 | Perm Closure | 2005-06-17 | 10000 | Used Oil/Waste Oil | COMPARTMENT A | Double Walled | Asphalt coated or Bare Steel |  |  |  | Removal | 1989-12-25
0-008771 | VALLEY STORE |  | YOUNG |  |  | Gila | 1 | Perm Closure | 1954-01-01 | 1000 | Gasoline | COMPARTMENT A |  | Asphalt coated or Bare Steel | Suction - Check Valve at the Tank Top |  |  | Closed in Place | 2008-06-28
0-008771 | VALLEY STORE |  | YOUNG |  |  | Gila | 2 | Perm Closure | 1954-01-01 | 1000 | Gasoline | COMPARTMENT A |  | Asphalt coated or Bare Steel | Suction - Check Valve at the Tank Top |  |  | Closed in Place | 2008-06-28
0-008771 | VALLEY STORE |  | YOUNG |  |  | Gila | 3 | Perm Closure | 1954-01-01 | 10000 | Gasoline | COMPARTMENT A |  | Asphalt coated or Bare Steel | Suction - Check Valve at the Tank Top |  |  | Removal | 2008-06-28
0-005551 | VOLKSWAGEN OF AMERICA INC | 7602 S 115TH AVE | AVONDALE | AZ | 85392 | Maricopa | 1 | Perm Closure | 1982-05-06 | 3000 | Diesel | COMPARTMENT A | Double Walled | Asphalt coated or Bare Steel |  |  |  | Removal | 1991-09-19
0-006722 | USDA - FIELD OFFICE |  | TOMBSTONE |  |  | Cochise | 2 | Perm Closure | 2005-06-17 |  | Gasoline | COMPARTMENT A | Unknown | Asphalt coated or Bare Steel |  |  |  | Removal | 1988-11-14
0-005203 | HD SUPPLY WATERWORKS LTD - WW5250 | 3622 S 30TH ST | PHOENIX | AZ | 85040 | Maricopa | 1 | Perm Closure | 1973-02-06 | 1000 | Gasoline | COMPARTMENT A | Unknown | Asphalt coated or Bare Steel |  |  |  | Removal | 1990-12-14
0-009241 | UNION PACIFIC |  | CHANDLER |  |  | Maricopa | 1 | Perm Closure | 2005-06-17 | 1000 | Unidentified | COMPARTMENT A | Single Walled | Asphalt coated or Bare Steel |  |  |  | Removal | 1999-07-16
0-007538 | GREAT AMERICAN BANK |  | GILBERT |  |  | Maricopa | 1 | Perm Closure | 2005-06-17 |  | Unidentified | COMPARTMENT A | Unknown | Asphalt coated or Bare Steel |  |  |  | Removal | 1991-10-28
0-002259 | GIANT #6006 | 1205 S MILTON RD | FLAGSTAFF | AZ | 86001 | Coconino | 1 | Perm Closure | 1979-01-01 | 12000 | Gasoline | COMPARTMENT A | Single Walled | Asphalt coated or Bare Steel | Pressure |  | Fiberglass Reinforced Plastic | Removal | 2018-11-07
0-008999 | GLEN LAKES GOLF COURSE | 5450 W NORTHERN AVE | GLENDALE | AZ | 85301 | Maricopa | 2 | Perm Closure | 1981-01-01 | 330 | Gasoline | COMPARTMENT A | Unknown | Unknown | Suction - Check Valve at the Tank Top |  |  | Removal | 1999-01-26
0-007857 | WICKENBURG RANCH ESTATES | 34801 HIGHWAY 89 | WICKENBURG | AZ | 85390 | Yavapai | 1 | Perm Closure | 2005-06-17 | 2000 | Gasoline | COMPARTMENT A | Double Walled | Asphalt coated or Bare Steel | Suction - Check Valve at the Tank Top |  | Bare or Galvanized Steel | Removal | 1992-10-21
0-001589 | BISBEE-DOUGLAS INTERNATIONAL AIRPORT | 6940 N AIR TERMINAL BLVD | DOUGLAS | AZ | 85607 | Cochise | 3 | Perm Closure | 1950-01-01 | 12000 | Unidentified | COMPARTMENT A |  | Asphalt coated or Bare Steel |  |  |  | Removal | 1999-11-10
0-000825 | SHORTSTOP MARKET | 12 S MAIN ST | EAGAR | AZ | 85925 | Apache | 5 | Perm Closure | 1987-01-01 | 6000 | Diesel | COMPARTMENT A |  | Asphalt coated or Bare Steel | Pressure |  | Fiberglass Reinforced Plastic | Removal | 2000-04-14
0-000825 | SHORTSTOP MARKET | 12 S MAIN ST | EAGAR | AZ | 85925 | Apache | 4 | Perm Closure | 1986-01-01 | 6000 | Gasoline | COMPARTMENT A |  | Asphalt coated or Bare Steel |  |  |  | Removal | 1987-01-11
0-006261 | SHELL #10 | 11235 S FORTUNA RD | YUMA | AZ | 85367 | Yuma | 4 | Perm Closure | 1985-01-01 | 20000 | Gasoline | COMPARTMENT A |  | Fiberglass Reinforced Plastic | Pressure | Double Walled | Fiberglass Reinforced Plastic | Removal | 2015-08-06
0-007212 | SPRING CREEK STORE #13 | 18749 N AZ HIGHWAY 188 | ROOSEVELT | AZ | 85545 | Gila | 5 | Open | 1994-03-01 | 10000 | Gasoline | COMPARTMENT A | Double Walled | Composite (Steel/Fiberglass) | Pressure | Double Walled | Flexible
0-007411 | MIAMI UNIFIED SCHOOL DISTRICT #40 - BUS BARN |  | MIAMI |  |  | Gila | 2 | Perm Closure | 1977-08-25 | 10000 | Gasoline | COMPARTMENT A | Unknown | Asphalt coated or Bare Steel | Suction - Check Valve at the Tank Top |  |  | Removal | 1991-12-18
0-007287 | O'RIELLY AUTO PLAZA | 1901 S HIGHWAY 92 | SIERRA VISTA | AZ | 85635 | Cochise | 1 | Perm Closure | 2005-06-17 | 550 | Used Oil/Waste Oil | COMPARTMENT A | Unknown | Asphalt coated or Bare Steel | Gravity Feed |  |  | Removal | 1994-06-27
0-006184 | GOOD 2 GO STORES #515 | 805 W US HIGHWAY 60 | SUPERIOR | AZ | 85173 | Pinal | 4 | Open | 1988-05-14 | 10000 | Diesel | COMPARTMENT A | Single Walled | Fiberglass Reinforced Plastic | Pressure | Single Walled | Fiberglass Reinforced Plastic
0-004423 | BROST FORMING SUPPLY | 601 S 19TH AVE | PHOENIX | AZ | 85009 | Maricopa | 3 | Perm Closure | 1977-01-01 | 4500 | Gasoline | COMPARTMENT A | Single Walled | Asphalt coated or Bare Steel | Suction - Check Valve at the Tank Top | Single Walled | Bare or Galvanized Steel | Removal | 1992-12-15
0-002716 | JENNEY FLEIGHT LINE INC | 1201 NORTH AVE | SIERRA VISTA | AZ | 85635 | Cochise | 1 | Perm Closure | 2005-06-17 | 1500 | Kerosene | COMPARTMENT A | Single Walled | Asphalt coated or Bare Steel |  |  |  | Removal | 1985-02-01
0-005993 | HEREFORD-PALOMINAS AIR STRIP |  | PALOMINAS |  |  | Cochise | 2 | Perm Closure | 2005-06-17 | 2000 | Gasoline | COMPARTMENT A | Unknown | Unknown |  |  |  | Removal | 1989-05-22
0-005903 | HONEYWELL INC |  | GOODYEAR |  |  | Maricopa | 1 | Perm Closure | 1980-01-01 | 550 | Gasoline | COMPARTMENT A | Single Walled | Asphalt coated or Bare Steel |  |  |  | Removal | 1985-06-01
0-004321 | BANNER - GOOD SAMARITAN MEDICAL CENTER | 1102 E CULVER ST | PHOENIX | AZ | 85006 | Maricopa | 4 | Temp Closure | 1990-03-01 | 15000 | Diesel #2 | COMPARTMENT A | Double Walled | Fiberglass Reinforced Plastic | Suction - Check Valve at the Dispenser | Double Walled | Fiberglass Reinforced Plastic |  | 2019-12-22
0-003928 | PIONEER DISTRIBUTING | 1300 N 24TH AVE | PHOENIX | AZ | 85009 | Maricopa | 12 | Perm Closure | 1982-01-01 | 5000 | New Oil | COMPARTMENT A | Single Walled | Asphalt coated or Bare Steel | Suction - Check Valve at the Tank Top | Single Walled | Bare or Galvanized Steel | Removal | 1999-08-06
0-001895 | 76 STATION | 4102 N 27TH AVE | PHOENIX | AZ | 85017 | Maricopa | 3 | Perm Closure | 1973-01-01 | 10000 | Gasoline | COMPARTMENT A |  | Asphalt coated or Bare Steel | Pressure | Single Walled | Bare or Galvanized Steel | Removal | 1998-06-30
0-001895 | 76 STATION | 4102 N 27TH AVE | PHOENIX | AZ | 85017 | Maricopa | 4 | Open | 1998-09-21 | 15000 | Gasoline | COMPARTMENT A |  | Fiberglass Reinforced Plastic | Pressure | Double Walled | Fiberglass Reinforced Plastic
0-003293 | OCTOPUS CAR WASH | 6042 E SPEEDWAY BLVD | TUCSON | AZ | 85712 | Pima | 2 | Perm Closure | 1979-01-01 | 10000 | Gasoline | COMPARTMENT A | Single Walled | Asphalt coated or Bare Steel | Pressure | Single Walled | Bare or Galvanized Steel | Removal | 1997-07-07
0-003228 | ADOT - YUMA SHOP | 2435 E GILA RIDGE RD | YUMA | AZ | 85365 | Yuma | 2 | Open | 1990-07-19 | 12000 | Diesel | COMPARTMENT A | Double Walled | Composite (Steel/Fiberglass) | Pressure | Double Walled | Fiberglass Reinforced Plastic
0-008489 | ROUTE 66 CHEVRON | 1979 OLD HIGHWAY 66 | WINSLOW | AZ | 86047 | Navajo | 3 | Perm Closure | 1974-01-01 | 10000 | Gasoline | COMPARTMENT A | Unknown | Asphalt coated or Bare Steel | Pressure |  | Bare or Galvanized Steel | Removal | 1999-10-13
0-002061 | LUBE PIT #3 | 3502 N ORACLE RD | TUCSON | AZ | 85705 | Pima | 2 | Perm Closure | 1980-04-27 | 8000 | Gasoline | COMPARTMENT A | Single Walled | Asphalt coated or Bare Steel |  |  |  | Removal | 1988-06-01
0-002061 | LUBE PIT #3 | 3502 N ORACLE RD | TUCSON | AZ | 85705 | Pima | 4 | Perm Closure | 1981-01-01 | 3000 | New Oil | COMPARTMENT A | Single Walled | Asphalt coated or Bare Steel | Suction - Check Valve at the Tank Top | Single Walled | Bare or Galvanized Steel | Removal | 1996-08-05
0-002158 | GREASE N GO | 5090 W BETHANY HOME RD | GLENDALE | AZ | 85301 | Maricopa | 2 | Perm Closure | 1986-04-09 | 1000 | Used Oil/Waste Oil | COMPARTMENT A | Single Walled | Asphalt coated or Bare Steel | Gravity Feed |  |  | Removal | 1999-09-21
0-009526 | FLYING J TRAVEL PLAZA #611 | 6700 W LATHAM ST | PHOENIX | AZ | 85043 | Maricopa | 5 | Open | 1999-04-18 | 12000 | Gasoline | COMPARTMENT A | Double Walled | Fiberglass Reinforced Plastic | Pressure | Double Walled | Fiberglass Reinforced Plastic
0-000698 | MARICOPA COUNTY - EQUIPMENT SERVICES - FORMER | 4701 E WASHINGTON ST | PHOENIX | AZ | 85034 | Maricopa | 3 | Perm Closure | 1959-01-01 | 1000 | Gasoline | COMPARTMENT A | Single Walled | Asphalt coated or Bare Steel |  |  |  | Removal | 1988-04-04
0-006250 | ASP - TUCSON AUTO FACILITY | 10000 S WILMOT RD | TUCSON | AZ | 85756 | Pima | 3 | Perm Closure | 1982-01-01 | 550 | Used Oil/Waste Oil | COMPARTMENT A | Single Walled | Asphalt coated or Bare Steel |  |  |  | Closed in Place | 1995-06-23
0-006250 | ASP - TUCSON AUTO FACILITY | 10000 S WILMOT RD | TUCSON | AZ | 85756 | Pima | 2 | Perm Closure | 1979-01-01 | 550 | Used Oil/Waste Oil | COMPARTMENT A | Single Walled | Asphalt coated or Bare Steel |  |  |  | Removal | 1994-10-26
0-008361 | ARIZONA CRAFTS & BASKETS | 30 N MAIN ST | FLORENCE | AZ | 85132 | Pinal | 2 | Perm Closure | 1960-01-01 | 1000 | Gasoline | COMPARTMENT A | Unknown | Unknown |  |  |  | Removal | 1998-07-29
0-001379 | CIRCLE K #2701202 | 2005 N POWER RD | MESA | AZ | 85215 | Maricopa | 4 | Open | 1997-12-08 | 15000 | Gasoline | COMPARTMENT A | Double Walled | Fiberglass Reinforced Plastic | Pressure | Double Walled | Fiberglass Reinforced Plastic
0-001379 | CIRCLE K #2701202 | 2005 N POWER RD | MESA | AZ | 85215 | Maricopa | 3 | Perm Closure | 1977-01-01 | 3000 | Gasoline | COMPARTMENT A |  | Asphalt coated or Bare Steel | Pressure |  |  | Removal | 1997-08-15
0-004257 | SPEEDWAY STORE #2949 | 2211 W US HIGHWAY 70 | THATCHER | AZ | 85552 | Graham | 6 | Open | 1992-04-03 | 10000 | Gasoline | COMPARTMENT A | Single Walled | Fiberglass Reinforced Plastic | Pressure | Double Walled | Fiberglass Reinforced Plastic
0-000376 | VICKSBURG RANCH | 44376 VICKSBURG RD | SALOME | AZ | 85348 | La Paz | 1 | Perm Closure | 1974-01-01 | 6000 | Diesel | COMPARTMENT A |  | Asphalt coated or Bare Steel |  |  |  | Removal | 1988-10-01
0-005462 | CIRCLE K #2925 | 1530 N PINAL AVE | CASA GRANDE | AZ | 85122 | Pinal | 1 | Perm Closure | 1974-04-25 | 10000 | Gasoline | COMPARTMENT A | Double Walled | Asphalt coated or Bare Steel | Pressure |  |  | Removal | 1993-11-29
0-006287 | ALEX'S SERVICE STATION | 13716 S SUNLAND GIN RD | ARIZONA CITY | AZ | 85123 | Pinal | 2 | Perm Closure | 1965-01-01 | 6000 | Gasoline | COMPARTMENT A | Single Walled | Asphalt coated or Bare Steel | Pressure | Double Walled | Fiberglass Reinforced Plastic | Removal | 2009-06-24
0-003480 | CAMP NAVAJO |  | BELLEMONT |  | 86015 | Coconino | 3 | Perm Closure | 1942-01-01 | 12000 | Diesel | COMPARTMENT A | Single Walled | Asphalt coated or Bare Steel | Pressure |  | Bare or Galvanized Steel | Removal | 1988-04-14
0-003480 | CAMP NAVAJO |  | BELLEMONT |  | 86015 | Coconino | 16 | Temp Closure | 1989-01-13 | 15000 | Jet Fuel | COMPARTMENT A | Double Walled | Fiberglass Reinforced Plastic | Pressure | Double Walled | Fiberglass Reinforced Plastic |  | 2020-10-06
0-003480 | CAMP NAVAJO |  | BELLEMONT |  | 86015 | Coconino | 4 | Perm Closure | 1942-01-01 | 10000 | Diesel | COMPARTMENT A | Single Walled | Asphalt coated or Bare Steel | Pressure |  | Bare or Galvanized Steel | Removal | 1988-04-19
0-001130 | TUNE-UP MASTERS #632 | 103 W BIRCH AVE | FLAGSTAFF | AZ | 86001 | Coconino | 3 | Perm Closure | 2005-06-17 | 4000 | Gasoline | COMPARTMENT A | Unknown | Unknown |  |  |  | Removal | 1978-09-01
0-003531 | NORTHERN ARIZONA UNIVERSITY | 1705 S SAN FRANCISCO ST | FLAGSTAFF | AZ | 86001 | Coconino | 6 | Perm Closure | 2005-06-17 | 500 | Diesel | COMPARTMENT A |  | Asphalt coated or Bare Steel |  |  |  | Removal | 1988-04-01
0-003531 | NORTHERN ARIZONA UNIVERSITY | 1705 S SAN FRANCISCO ST | FLAGSTAFF | AZ | 86001 | Coconino | 12 | Perm Closure | 1977-01-01 | 300 | Diesel | COMPARTMENT A |  | Asphalt coated or Bare Steel |  |  |  | Removal | 1992-01-24
0-002760 | EXXONMOBIL OIL CORP | 100 S 4TH AVE | YUMA | AZ | 85364 | Yuma | 4 | Perm Closure | 2005-06-17 | 3000 | Gasoline | COMPARTMENT A | Unknown | Unknown | Pressure |  |  | Removal | 1988-09-15
0-004482 | SHAY OIL - W 8TH ST | 2003 W 8TH ST | YUMA | AZ | 85364 | Yuma | 6 | Perm Closure | 1986-01-01 | 12000 | Gasoline | COMPARTMENT A | Single Walled | Fiberglass Reinforced Plastic | Pressure |  | Fiberglass Reinforced Plastic | Removal | 2015-09-14
0-002075 | #1 FOOD STORE | 755 HIGHWAY 89A | CLARKDALE | AZ | 86324 | Yavapai | 3 | Perm Closure | 1984-01-01 | 8000 | Gasoline (PUL) | COMPARTMENT A | Single Walled | Asphalt coated or Bare Steel | Pressure |  |  | Removal | 2019-04-09
0-002075 | #1 FOOD STORE | 755 HIGHWAY 89A | CLARKDALE | AZ | 86324 | Yavapai | 5 | Open | 2019-06-04 | 7000 | Gasoline (PUL) | COMPARTMENT B | Double Walled | Fiberglass Reinforced Plastic | Pressure | Double Walled | Fiberglass Reinforced Plastic
0-002575 | NORTH AMERICAN INDUSTRIES |  | HUMBOLDT |  |  | Yavapai | 3 | Perm Closure | 2005-06-17 | 1000 | Unidentified | COMPARTMENT A |  | Asphalt coated or Bare Steel |  |  |  | Removal | 1992-10-02
0-002022 | EXXON #7-6390 | 5471 E BENSON HWY | TUCSON | AZ | 85756 | Pima | 3 | Perm Closure | 1966-01-01 | 8000 | Gasoline | COMPARTMENT A | Single Walled | Asphalt coated or Bare Steel | Pressure |  | Fiberglass Reinforced Plastic | Removal | 1992-02-01
0-005162 | TUCSON TRANSIT MANAGEMENT LLC, DBA SUN TRAN | 4220 S PARK AVE | TUCSON | AZ | 85714 | Pima | 3 | Perm Closure | 1976-01-01 | 12000 | Diesel | COMPARTMENT A | Single Walled | Fiberglass Reinforced Plastic |  |  |  | Removal | 1988-12-01
0-005162 | TUCSON TRANSIT MANAGEMENT LLC, DBA SUN TRAN | 4220 S PARK AVE | TUCSON | AZ | 85714 | Pima | 8 | Perm Closure | 1986-01-01 | 8000 | Used Oil/Waste Oil | COMPARTMENT A |  | Asphalt coated or Bare Steel | Gravity Feed |  | Bare or Galvanized Steel | Removal | 1996-04-16
0-005077 | UNOCAL #7360 | 3825 E GRANT RD | TUCSON | AZ | 85716 | Pima | 8 | Perm Closure | 1988-01-01 | 12000 | Diesel | COMPARTMENT A | Double Walled | Composite (Steel/Fiberglass) | Pressure | Double Walled | Fiberglass Reinforced Plastic | Removal | 2003-05-20
0-003036 | HOLMES TUTTLE FORD | 800 E BROADWAY BLVD | TUCSON | AZ | 85719 | Pima | 3 | Perm Closure | 1971-01-01 | 500 | Used Oil/Waste Oil | COMPARTMENT A | Single Walled | Asphalt coated or Bare Steel |  |  |  | Removal | 1988-04-20
0-007745 | SPEAR'S | 1800 SAWMILL RD | CLAY SPRINGS | AZ | 85923 | Navajo | 1 | Perm Closure | 1988-07-01 | 800 | Gasoline | COMPARTMENT A | Unknown | Asphalt coated or Bare Steel | Pressure |  |  | Removal | 1993-08-01
0-007745 | SPEAR'S | 1800 SAWMILL RD | CLAY SPRINGS | AZ | 85923 | Navajo | 4 | Perm Closure | 1987-01-01 | 12000 | Gasoline | COMPARTMENT A |  | Asphalt coated or Bare Steel | Pressure |  |  | Removal | 2008-06-11
0-005935 | PETRO STOPPING CENTER | 970 S BLAKE RANCH RD | KINGMAN | AZ | 86401 | Mohave | 2 | Perm Closure | 1987-12-15 | 20000 | Diesel | COMPARTMENT A | Double Walled | Composite (Steel/Fiberglass) | Pressure |  | Fiberglass Reinforced Plastic | Removal | 2001-03-07
0-002549 | HUNTER CONTRACTING | 701 N COOPER RD | GILBERT | AZ | 85233 | Maricopa | 4 | Perm Closure | 1984-04-16 | 4500 | Gasoline | COMPARTMENT A | Single Walled | Asphalt coated or Bare Steel |  |  |  | Removal | 1990-01-12
0-002549 | HUNTER CONTRACTING | 701 N COOPER RD | GILBERT | AZ | 85233 | Maricopa | 8 | Perm Closure | 1976-04-16 | 5000 | Diesel | COMPARTMENT A | Single Walled | Asphalt coated or Bare Steel |  |  |  | Removal | 1990-01-12
0-002549 | HUNTER CONTRACTING | 701 N COOPER RD | GILBERT | AZ | 85233 | Maricopa | 3 | Perm Closure | 1976-04-16 | 3000 | Gasoline | COMPARTMENT A | Single Walled | Asphalt coated or Bare Steel |  |  |  | Removal | 1990-01-12
0-004386 | SCORPIO STEEL INC | 3420 S 39TH AVE | PHOENIX | AZ | 85009 | Maricopa | 2 | Perm Closure | 1981-02-10 | 2000 | Gasoline | COMPARTMENT A | Double Walled | Asphalt coated or Bare Steel | Pressure |  |  | Removal | 1992-11-25
0-002999 | BAX GLOBAL | 4031 S 37TH ST | PHOENIX | AZ | 85040 | Maricopa | 1 | Perm Closure | 2005-06-17 | 10000 | Diesel | COMPARTMENT A | Unknown | Unknown |  |  |  | Removal | 1990-01-04
0-008075 | SONIC DRIVE-IN | 4302 W NORTHERN AVE | GLENDALE | AZ | 85301 | Maricopa | 4 | Perm Closure | 1962-01-01 | 10000 | Diesel | COMPARTMENT A | Unknown | Asphalt coated or Bare Steel | Suction - Check Valve at the Tank Top |  | Bare or Galvanized Steel | Removal | 1993-01-14
0-005312 | CONOCOPHILLIPS #256059 | 4250 W DUNLAP AVE | PHOENIX | AZ | 85051 | Maricopa | 2 | Perm Closure | 1969-01-01 | 10000 | Gasoline | COMPARTMENT A |  | Asphalt coated or Bare Steel | Pressure |  | Fiberglass Reinforced Plastic | Removal | 1990-10-07
0-002009 | EXXON #7-3874 | 356 N STAPLEY DR | MESA | AZ | 85203 | Maricopa | 1 | Perm Closure | 1983-01-01 | 8000 | Gasoline | COMPARTMENT A | Single Walled | Fiberglass Reinforced Plastic |  |  |  | Removal | 1990-05-17
0-003942 | AAMCO TRANSMISSIONS | 322 W VAN BUREN ST | PHOENIX | AZ | 85003 | Maricopa | 1 | Perm Closure | 1980-01-01 | 550 | Unidentified | COMPARTMENT A | Single Walled | Asphalt coated or Bare Steel | Suction - Check Valve at the Tank Top | Single Walled | Bare or Galvanized Steel | Removal | 1994-07-26
0-007193 | QUALITY BUMPER | 405 E MAIN ST | MESA | AZ | 85203 | Maricopa | 2 | Perm Closure | 2005-06-17 | 3000 | Gasoline | COMPARTMENT A | Unknown | Fiberglass Reinforced Plastic |  |  |  | Removal | 1991-11-09
0-000533 | ARCO #1411 | 4245 W BETHANY HOME RD | PHOENIX | AZ | 85019 | Maricopa | 7 | Open | 1990-12-01 | 10000 | Gasoline | COMPARTMENT A | Double Walled | Fiberglass Reinforced Plastic | Pressure | Double Walled | Fiberglass Reinforced Plastic
0-000533 | ARCO #1411 | 4245 W BETHANY HOME RD | PHOENIX | AZ | 85019 | Maricopa | 6 | Open | 1990-12-01 | 10000 | Gasoline | COMPARTMENT A | Double Walled | Fiberglass Reinforced Plastic | Pressure | Double Walled | Fiberglass Reinforced Plastic
0-000533 | ARCO #1411 | 4245 W BETHANY HOME RD | PHOENIX | AZ | 85019 | Maricopa | 5 | Perm Closure | 1961-01-01 | 4000 | Gasoline | COMPARTMENT A | Single Walled | Asphalt coated or Bare Steel |  |  |  | Removal | 1990-09-10
0-003860 | CITY OF PHOENIX - UNION HILLS SERVICE CENTER | 138 E UNION HILLS DR | PHOENIX | AZ | 85024 | Maricopa | 4 | Perm Closure | 1973-01-01 | 2000 | Used Oil/Waste Oil | COMPARTMENT A | Single Walled | Asphalt coated or Bare Steel | Suction - Check Valve at the Tank Top |  |  | Removal | 1992-02-01
0-003860 | CITY OF PHOENIX - UNION HILLS SERVICE CENTER | 138 E UNION HILLS DR | PHOENIX | AZ | 85024 | Maricopa | 13 | Open | 1992-01-01 | 12000 | Gasoline | COMPARTMENT A | Double Walled | Fiberglass Reinforced Plastic | Pressure | Double Walled | Fiberglass Reinforced Plastic
0-003860 | CITY OF PHOENIX - UNION HILLS SERVICE CENTER | 138 E UNION HILLS DR | PHOENIX | AZ | 85024 | Maricopa | 24 | Perm Closure | 1992-01-01 | 1000 | New Oil | COMPARTMENT A | Double Walled | Fiberglass Reinforced Plastic | Suction - Check Valve at the Tank Top | Double Walled | Fiberglass Reinforced Plastic | Removal | 2015-05-13
0-003976 | PROGRESSIVE CONCRETE WORKS | 1102 W HATCHER RD | PHOENIX | AZ | 85021 | Maricopa | 4 | Perm Closure | 1971-03-19 | 300 | Used Oil/Waste Oil | COMPARTMENT A | Unknown | Asphalt coated or Bare Steel | Suction - Check Valve at the Tank Top |  |  | Removal | 1992-07-01
0-000119 | ALLIED TUBE & CONDUIT | 2525 N 27TH AVE | PHOENIX | AZ | 85009 | Maricopa | 8 | Perm Closure | 1975-01-01 | 325 | Hazardous Substance | COMPARTMENT A | Single Walled | Asphalt coated or Bare Steel |  |  |  | Removal | 1987-12-09
0-007711 | TOYOTA ARIZONA PROVING GROUND | 30700 W PATTON RD | WITTMANN | AZ | 85361 | Maricopa | 2 | Open | 1992-12-01 | 3000 | Gasoline | COMPARTMENT B | Double Walled | Fiberglass Reinforced Plastic | Pressure | Double Walled | Fiberglass Reinforced Plastic
0-006160 | CIRCLE K #5285 | 23447 S POWER RD | QUEEN CREEK | AZ | 85142 | Maricopa | 3 | Open | 1987-01-01 | 8000 | Gasoline | COMPARTMENT A | Single Walled | Fiberglass Reinforced Plastic | Pressure | Double Walled | Fiberglass Reinforced Plastic
0-006271 | GIANT 6611 | 2385 N SILVERBELL RD | TUCSON | AZ | 85745 | Pima | 2 | Perm Closure | 1988-08-01 | 10000 | Gasoline | COMPARTMENT A | Double Walled | Composite (Steel/Fiberglass) | Pressure | Double Walled | Fiberglass Reinforced Plastic | Removal | 2016-01-12
0-001990 | SHELL #72 | 2401 E VAN BUREN ST | PHOENIX | AZ | 85008 | Maricopa | 7 | Open | 2020-02-17 | 6000 | Gasoline (PUL) | COMPARTMENT A | Double Walled | Fiberglass Reinforced Plastic
0-000402 | APS - TEMPE |  | TEMPE |  |  | Maricopa | 3 | Perm Closure | 1982-01-01 | 500 | Used Oil/Waste Oil | COMPARTMENT A |  | Asphalt coated or Bare Steel | Gravity Feed |  |  | Removal | 1991-11-12
0-000967 | THE CARWASHER | 324 N COUNTRY CLUB DR | MESA | AZ | 85201 | Maricopa | 2 | Perm Closure | 1976-01-01 | 3000 | Gasoline | COMPARTMENT A | Single Walled | Asphalt coated or Bare Steel | Pressure |  | Fiberglass Reinforced Plastic | Removal | 1998-04-15
0-001886 | BILL'S GHOST & SPIRITS #101 | 1350 W BROADWAY RD | TEMPE | AZ | 85282 | Maricopa | 4 | Perm Closure | 1984-01-01 | 10000 | Gasoline | COMPARTMENT A | Single Walled | Fiberglass Reinforced Plastic | Pressure | Single Walled | Fiberglass Reinforced Plastic | Removal | 2013-03-13
0-001886 | BILL'S GHOST & SPIRITS #101 | 1350 W BROADWAY RD | TEMPE | AZ | 85282 | Maricopa | 3 | Perm Closure | 1984-01-01 | 10000 | Gasoline | COMPARTMENT A | Single Walled | Fiberglass Reinforced Plastic | Pressure | Single Walled | Fiberglass Reinforced Plastic | Removal | 2013-03-13
0-003893 | CITY OF PHOENIX - DEER VALLEY AIRPORT | 702 W DEER VALLEY RD | PHOENIX | AZ | 85027 | Maricopa | 10 | Perm Closure | 1980-01-01 | 550 | Used Oil/Waste Oil | COMPARTMENT A | Double Walled | Fiberglass Reinforced Plastic |  |  |  | Removal | 1997-09-12
0-003893 | CITY OF PHOENIX - DEER VALLEY AIRPORT | 702 W DEER VALLEY RD | PHOENIX | AZ | 85027 | Maricopa | 1 | Perm Closure | 1980-01-01 | 20000 | Jet Fuel | COMPARTMENT A | Double Walled | Fiberglass Reinforced Plastic | Pressure |  | Bare or Galvanized Steel | Removal | 1996-12-10
0-003893 | CITY OF PHOENIX - DEER VALLEY AIRPORT | 702 W DEER VALLEY RD | PHOENIX | AZ | 85027 | Maricopa | 5 | Perm Closure | 1980-01-01 | 20000 | Jet Fuel | COMPARTMENT A | Double Walled | Fiberglass Reinforced Plastic | Pressure |  | Bare or Galvanized Steel | Removal | 1996-12-10
0-004410 | VACANT LOT | 1313 N SCOTTSDALE RD | SCOTTSDALE | AZ | 85257 | Maricopa | 3 | Perm Closure | 1969-05-07 | 1000 | Used Oil/Waste Oil | COMPARTMENT A | Unknown | Asphalt coated or Bare Steel | Gravity Feed |  |  | Removal | 1993-11-16
0-001385 | CIRCLE K #2701225 | 12301 W LOWER BUCKEYE RD | AVONDALE | AZ | 85323 | Maricopa | 1 | Perm Closure | 1977-01-01 | 10000 | Gasoline | COMPARTMENT A |  | Asphalt coated or Bare Steel | Pressure |  |  | Removal | 1995-01-19
0-001385 | CIRCLE K #2701225 | 12301 W LOWER BUCKEYE RD | AVONDALE | AZ | 85323 | Maricopa | 6 | Open | 1995-01-25 | 10000 | Gasoline | COMPARTMENT A | Single Walled | Fiberglass Reinforced Plastic | Pressure | Single Walled | Fiberglass Reinforced Plastic
0-003249 | EXXONMOBIL #18-MRG | 2780 W PEORIA AVE | PHOENIX | AZ | 85029 | Maricopa | 1 | Perm Closure | 1972-01-01 | 10000 | Gasoline | COMPARTMENT A |  | Asphalt coated or Bare Steel | Pressure |  |  | Removal | 1988-11-01
0-002434 | HAPPY AUTO SALES INC | 2331 N STONE AVE | TUCSON | AZ | 85705 | Pima | 4 | Perm Closure | 1969-01-01 | 12000 | Gasoline | COMPARTMENT A |  | Asphalt coated or Bare Steel |  |  |  | Removal | 1993-10-30
0-002434 | HAPPY AUTO SALES INC | 2331 N STONE AVE | TUCSON | AZ | 85705 | Pima | 6 | Perm Closure | 1977-01-01 | 6000 | Used Oil/Waste Oil | COMPARTMENT A |  | Asphalt coated or Bare Steel |  |  |  | Removal | 1993-10-30
0-007585 | ADOA | 1831 W JEFFERSON ST | PHOENIX | AZ | 85007 | Maricopa | 4 | Perm Closure | 2005-06-17 | 2500 | Gasoline | COMPARTMENT A | Unknown | Unknown |  |  |  | Removal | 1990-02-15
0-004376 | SCHMIT AVIATION INC |  | SOMERTON |  |  | Yuma | 5 | Perm Closure | 2005-06-17 | 5000 | Diesel | COMPARTMENT A | Unknown | Asphalt coated or Bare Steel |  |  |  | Removal | 1992-02-26
0-004376 | SCHMIT AVIATION INC |  | SOMERTON |  |  | Yuma | 1 | Perm Closure | 1968-05-06 | 8000 | Diesel | COMPARTMENT A | Unknown | Asphalt coated or Bare Steel |  |  |  | Removal | 1990-11-22
0-001604 | USDA FS - COCONINO NF - MORMON LAKE GUARD STATION |  | MORMON LAKE |  |  | Coconino | 1 | Perm Closure | 1966-01-01 | 500 | Gasoline | COMPARTMENT A |  | Asphalt coated or Bare Steel |  |  |  | Removal | 1990-10-31
0-000678 | AUTOMAT QUICK LUBE | 928 WILLOW CREEK RD | PRESCOTT | AZ | 86301 | Yavapai | 3 | Perm Closure | 1971-01-01 | 5000 | Kerosene | COMPARTMENT A | Single Walled | Asphalt coated or Bare Steel |  |  |  | Removal | 1989-12-01
0-010629 | QUIKTRIP #426 | 19815 N 7TH ST | PHOENIX | AZ | 85024 | Maricopa | 1 | Open | 2017-12-13 | 10000 | Other | COMPARTMENT B | Double Walled | Fiberglass Reinforced Plastic | Pressure | Double Walled | Fiberglass Reinforced Plastic
0-009872 | WHITE'S CHEVRON | MAIN ST & RAILROAD AVE | DUNCAN | AZ | 85534 | Greenlee | 3 | Perm Closure | 1955-01-01 | 8000 | Gasoline | COMPARTMENT A | Double Walled | Asphalt coated or Bare Steel | Suction - Check Valve at the Tank Top |  | Bare or Galvanized Steel | Removal | 2001-05-08
0-000867 | TEXACO #60-349-0324 | 9948 E MAIN ST | MESA | AZ | 85207 | Maricopa | 8 | Perm Closure | 1997-10-10 | 10000 | Gasoline | COMPARTMENT A | Double Walled | Fiberglass Reinforced Plastic | Pressure | Double Walled | Fiberglass Reinforced Plastic | Removal | 2002-10-21
0-003248 | EXXONMOBIL #18-MRA (10244) | 2804 W BELL RD | PHOENIX | AZ | 85053 | Maricopa | 4 | Perm Closure | 1972-01-01 | 6000 | Gasoline | COMPARTMENT A |  | Asphalt coated or Bare Steel | Pressure |  |  | Removal | 1988-01-02
0-002645 | CITY OF PHOENIX - MARYVALE PRECINCT | 6180 W ENCANTO BLVD | PHOENIX | AZ | 85035 | Maricopa | 2 | Open | 1989-09-11 | 12000 | Gasoline | COMPARTMENT A | Double Walled | Fiberglass Reinforced Plastic | Pressure | Double Walled | Fiberglass Reinforced Plastic
0-006337 | JACOB LAKE LODGE |  | JACOB LAKE |  |  | Coconino | 2 | Perm Closure | 1963-01-01 | 10000 | Gasoline | COMPARTMENT A |  | Asphalt coated or Bare Steel | Pressure |  |  | Removal | 1998-04-29
0-003140 | DOBSON RANCH GOLF COURSE | 2155 S DOBSON RD | MESA | AZ | 85202 | Maricopa | 1 | Perm Closure | 1974-11-07 | 3000 | Gasoline | COMPARTMENT A | Double Walled | Asphalt coated or Bare Steel | Pressure |  |  | Removal | 1999-11-16
0-002291 | GILA COUNTY - PAYSON HIGHWAY MAINTENANCE |  | PAYSON |  |  | Gila | 3 | Perm Closure | 1975-01-01 | 2000 | Gasoline | COMPARTMENT A | Single Walled | Asphalt coated or Bare Steel |  |  |  | Removal | 1992-03-02
0-005344 | USDA FS - CORONADO NF - CANELO WORK STATION |  | CANELO |  |  | Santa Cruz | 1 | Perm Closure | 1976-05-19 | 1000 | Gasoline | COMPARTMENT A | Unknown | Asphalt coated or Bare Steel |  |  |  | Removal | 1990-06-07
0-002934 | LA SIESTA ALLIANCE | 486 E WICKENBURG WAY | WICKENBURG | AZ | 85390 | Maricopa | 4 | Perm Closure | 1972-01-01 | 5000 | Gasoline | COMPARTMENT A | Double Walled | Composite (Steel/Fiberglass) | Pressure |  | Fiberglass Reinforced Plastic | Removal | 1999-06-23
0-005922 | PRUDENTIAL OVERALL SUPPLY - TUCSON | 4240 S FREMONT AVE | TUCSON | AZ | 85714 | Pima | 3 | Perm Closure | 1988-01-01 | 10000 | Gasoline | COMPARTMENT A | Double Walled | Fiberglass Reinforced Plastic | Pressure | Double Walled | Fiberglass Reinforced Plastic | Removal | 1999-05-01
0-001251 | CIRCLE K #534 |  | SHOW LOW |  |  | Navajo | 2 | Perm Closure | 1984-01-01 | 10000 | Gasoline | COMPARTMENT A | Single Walled | Fiberglass Reinforced Plastic |  |  |  | Removal | 1993-03-25
0-006157 | CAMPING WORLD RV SALES | 2222 E MAIN ST | MESA | AZ | 85213 | Maricopa | 1 | Perm Closure | 1974-04-28 | 3000 | Gasoline | COMPARTMENT A | Unknown | Asphalt coated or Bare Steel | Suction - Check Valve at the Tank Top |  |  | Removal | 1992-06-26
0-004642 | 7-ELEVEN #20195 | 4401 E INDIAN SCHOOL RD | PHOENIX | AZ | 85018 | Maricopa | 2 | Perm Closure | 1978-01-01 | 10000 | Gasoline | COMPARTMENT A | Single Walled | Asphalt coated or Bare Steel | Pressure | Single Walled | Bare or Galvanized Steel | Removal | 1993-12-14
0-006396 | FRY'S FUEL #698 | 1311 E BELL RD | PHOENIX | AZ | 85022 | Maricopa | 7 | Open | 2016-03-10 | 8000 | Gasoline (PUL) | COMPARTMENT A | Double Walled | Fiberglass Reinforced Plastic | Pressure | Double Walled | Fiberglass Reinforced Plastic
0-000801 | CAP - SALT/GILA PUMPING PLANT | 23636 N 7TH ST | PHOENIX | AZ | 85024 | Maricopa | 4 | Perm Closure | 1984-01-01 | 10000 | Hazardous Substance | COMPARTMENT A |  | Fiberglass Reinforced Plastic | Pressure |  |  | Removal | 1998-09-30
0-000514 | ARCO #5276 | 1327 E INDIAN SCHOOL RD | PHOENIX | AZ | 85014 | Maricopa | 1 | Perm Closure | 2005-06-17 | 10000 | Gasoline | COMPARTMENT A |  | Asphalt coated or Bare Steel |  |  |  | Removal | 1989-10-03
0-000514 | ARCO #5276 | 1327 E INDIAN SCHOOL RD | PHOENIX | AZ | 85014 | Maricopa | 3 | Perm Closure | 2005-06-17 | 6000 | Gasoline | COMPARTMENT A |  | Asphalt coated or Bare Steel |  |  |  | Removal | 1989-10-03
0-005940 | CIRCLE K #2708870 | 3501 W LOWER BUCKEYE RD | PHOENIX | AZ | 85009 | Maricopa | 1 | Open | 1987-01-01 | 10000 | Gasoline | COMPARTMENT A | Double Walled | Fiberglass Reinforced Plastic | Pressure | Single Walled | Fiberglass Reinforced Plastic
0-005940 | CIRCLE K #2708870 | 3501 W LOWER BUCKEYE RD | PHOENIX | AZ | 85009 | Maricopa | 3 | Open | 1987-01-01 | 10000 | Gasoline | COMPARTMENT A | Double Walled | Fiberglass Reinforced Plastic | Pressure | Single Walled | Fiberglass Reinforced Plastic
0-001588 | COCHISE COUNTY - AIRPORT WILLCOX | 1 AIRPORT RD | WILLCOX | AZ | 85643 | Cochise | 3 | Perm Closure | 1968-01-01 | 10000 | Gasoline | COMPARTMENT A |  | Asphalt coated or Bare Steel |  |  |  | Removal | 1999-10-01
0-001588 | COCHISE COUNTY - AIRPORT WILLCOX | 1 AIRPORT RD | WILLCOX | AZ | 85643 | Cochise | 4 | Perm Closure | 1968-01-01 | 10000 | Gasoline | COMPARTMENT A |  | Asphalt coated or Bare Steel | Suction - Check Valve at the Tank Top |  |  | Removal | 1999-10-01
0-004468 | SHAY MART #11 | 1825 S 4TH AVE | YUMA | AZ | 85364 | Yuma | 1 | Open | 1986-10-01 | 12000 | Gasoline | COMPARTMENT A | Double Walled | Fiberglass Reinforced Plastic | Pressure |  | Fiberglass Reinforced Plastic
0-003261 | DAVE'S OLD TOWN TEXACO | 3730 N SCOTTSDALE RD | SCOTTSDALE | AZ | 85251 | Maricopa | 2 | Perm Closure | 1982-01-01 | 10000 | Gasoline | COMPARTMENT A | Single Walled | Fiberglass Reinforced Plastic | Pressure |  | Fiberglass Reinforced Plastic | Removal | 2005-08-09
0-007540 | PHOENIX, CITY OF - PROPERTY |  | PHOENIX |  |  | Maricopa | 2 | Perm Closure | 2005-06-17 | 280 | Unidentified | COMPARTMENT A | Unknown | Asphalt coated or Bare Steel |  |  |  | Removal | 1989-07-06
0-007139 | CITY OF PRESCOTT - FIRE #1 | 220 W GOODWIN ST | PRESCOTT | AZ | 86303 | Yavapai | 2 | Perm Closure | 2005-06-17 | 1000 | Gasoline | COMPARTMENT A | Unknown | Asphalt coated or Bare Steel | Pressure |  |  | Removal | 1990-11-20
0-008751 | CITY OF SOUTH TUCSON | 1601 S 5TH AVE | TUCSON | AZ | 85713 | Pima | 1 | Perm Closure | 1992-04-14 | 4500 | Gasoline | COMPARTMENT A | Double Walled | Fiberglass Reinforced Plastic | Pressure | Double Walled | Fiberglass Reinforced Plastic | Removal | 2010-03-09
0-001237 | CIRCLE K #2700492 | 401 S ALVERNON WAY | TUCSON | AZ | 85711 | Pima | 2 | Perm Closure | 1970-01-01 | 6000 | Gasoline | COMPARTMENT A |  | Asphalt coated or Bare Steel |  |  |  | Removal | 1987-03-01
0-008904 | CIRCLE K #2705303 | 26290 N TATUM BLVD | PHOENIX | AZ | 85050 | Maricopa | 2 | Open | 1996-01-30 | 10000 | Gasoline | COMPARTMENT A | Double Walled | Fiberglass Reinforced Plastic | Pressure | Double Walled | Fiberglass Reinforced Plastic
0-005889 | CIRCLE K #2701950 | 9040 S CENTRAL AVE | PHOENIX | AZ | 85042 | Maricopa | 1 | Open | 1986-01-01 | 10000 | Gasoline | COMPARTMENT A | Single Walled | Fiberglass Reinforced Plastic | Pressure | Single Walled | Fiberglass Reinforced Plastic
0-001728 | AMERICAS BEST CHANCE AUTO | 2160 E VAN BUREN ST | PHOENIX | AZ | 85006 | Maricopa | 2 | Perm Closure | 1977-01-01 | 12000 | Gasoline | COMPARTMENT A |  | Asphalt coated or Bare Steel |  |  |  | Removal | 1990-04-10
0-003620 | FIRESTONE #2639/020516 | 1130 E BASELINE RD | TEMPE | AZ | 85283 | Maricopa | 1 | Perm Closure | 1978-01-01 | 250 | Used Oil/Waste Oil | COMPARTMENT A |  | Asphalt coated or Bare Steel |  |  |  | Removal | 1997-07-18
0-007924 | WRIGHT'S WAY AUTOMOTIVE | 2205 E EUGIE TER | PHOENIX | AZ | 85022 | Maricopa | 2 | Perm Closure | 1954-01-01 | 6000 | Gasoline | COMPARTMENT A |  | Asphalt coated or Bare Steel |  |  |  | Removal | 1993-04-06
0-002142 | SPEEDI CAR WASH & FUEL | 915 S MILTON RD | FLAGSTAFF | AZ | 86001 | Coconino | 8 | Open | 2020-05-22 | 6000 | Diesel #2 | COMPARTMENT B | Double Walled | Fiberglass Reinforced Plastic | Pressure | Double Walled | Fiberglass Reinforced Plastic
0-000045 | FAA APACHE JUNCTION RML |  | MESA |  |  | Maricopa | 1 | Perm Closure | 1959-01-01 | 500 | Gasoline | COMPARTMENT A |  | Asphalt coated or Bare Steel |  |  |  | Removal | 1992-04-27
0-008783 | GOURMET BOUTIQUE WEST LLC | 351 S BLACK CANYON HWY | PHOENIX | AZ | 85009 | Maricopa | 1 | Perm Closure | 1979-01-01 | 4000 | Diesel | COMPARTMENT A | Unknown | Unknown | Suction - Check Valve at the Tank Top |  | Bare or Galvanized Steel | Removal | 1998-11-12
0-007365 | GOODYEAR AUTO SERVICE CENTER | 3225 N CAMPBELL AVE | TUCSON | AZ | 85719 | Pima | 1 | Perm Closure | 1980-01-01 | 1000 | Used Oil/Waste Oil | COMPARTMENT A | Unknown | Asphalt coated or Bare Steel | Gravity Feed |  |  | Removal | 1995-01-26
0-006050 | EL CARO GOLF COURSE | 2222 W ROYAL PALM RD | PHOENIX | AZ | 85021 | Maricopa | 1 | Perm Closure | 1984-04-08 | 500 | Diesel | COMPARTMENT A | Unknown | Unknown | Suction - Check Valve at the Tank Top |  |  | Removal | 1998-10-20
0-006050 | EL CARO GOLF COURSE | 2222 W ROYAL PALM RD | PHOENIX | AZ | 85021 | Maricopa | 2 | Perm Closure | 1984-04-08 | 1000 | Gasoline | COMPARTMENT A | Unknown | Unknown | Suction - Check Valve at the Tank Top |  |  | Removal | 1998-10-20
0-007065 | EARLEY FARMING | 505 S BISCAYNE RD | CASA GRANDE | AZ | 85194 | Pinal | 1 | Perm Closure | 2005-06-17 |  | Unidentified | COMPARTMENT A | Unknown | Asphalt coated or Bare Steel |  |  |  | Removal | 1991-05-01
0-000808 | SOUTHWEST METALS | 6210 N 55TH AVE | GLENDALE | AZ | 85301 | Maricopa | 3 | Perm Closure | 1971-01-01 | 5000 | Diesel | COMPARTMENT A |  | Asphalt coated or Bare Steel |  |  |  | Removal | 1991-02-11
0-006224 | CHICKASHA COTTON OIL - LLOYDS HARQUAHALA FARM |  | HARQUAHALA VALLEY |  |  | Maricopa | 1 | Perm Closure | 1968-01-01 | 4000 | Gasoline | COMPARTMENT A | Single Walled | Asphalt coated or Bare Steel |  |  |  | Removal | 1990-02-14
0-002227 | HONEYWELL ENGINES - SYSTEMS & SERVICES | 111 S 34TH ST | PHOENIX | AZ | 85034 | Maricopa | 13 | Open | 1986-01-01 | 20000 | Jet Fuel | COMPARTMENT A | Double Walled | Fiberglass Reinforced Plastic | Pressure | Double Walled | Fiberglass Reinforced Plastic
0-002227 | HONEYWELL ENGINES - SYSTEMS & SERVICES | 111 S 34TH ST | PHOENIX | AZ | 85034 | Maricopa | 30 | Open | 2012-01-14 | 10000 | Jet Fuel | COMPARTMENT A | Double Walled | Fiberglass Reinforced Plastic | Pressure | Double Walled | Fiberglass Reinforced Plastic
0-004393 | TEMPE SAINT LUKES HOSPITAL | 1500 S MILL AVE | TEMPE | AZ | 85281 | Maricopa | 2 | Perm Closure | 1986-01-01 | 1000 | Diesel | COMPARTMENT A | Double Walled | Fiberglass Reinforced Plastic | Suction - Check Valve at the Tank Top |  |  | Removal | 2019-05-29
0-000231 | ADOT - CASA GRANDE MAINTENANCE | 613 W 1ST ST | CASA GRANDE | AZ | 85122 | Pinal | 1 | Perm Closure | 1971-01-01 | 10000 | Gasoline | COMPARTMENT A | Single Walled | Asphalt coated or Bare Steel |  |  |  | Removal | 1989-03-23
0-001094 | CIRCLE K #2708771 | 1601 E INDIAN SCHOOL RD | PHOENIX | AZ | 85016 | Maricopa | 5 | Open | 1988-10-01 | 10000 | Gasoline | COMPARTMENT A | Double Walled | Fiberglass Reinforced Plastic | Pressure |  | Fiberglass Reinforced Plastic
0-008781 | VM DISTRIBUTING | 4420 N 42ND AVE | PHOENIX | AZ | 85019 | Maricopa | 1 | Perm Closure | 1974-01-01 | 10000 | Diesel | COMPARTMENT A |  | Asphalt coated or Bare Steel | Suction - Check Valve at the Tank Top |  | Bare or Galvanized Steel | Removal | 1995-12-20
0-005629 | FUELCO #107 | 3839 S 7TH ST | PHOENIX | AZ | 85040 | Maricopa | 2 | Perm Closure | 1984-01-01 | 2000 | Gasoline | COMPARTMENT A |  | Asphalt coated or Bare Steel | Pressure |  | Bare or Galvanized Steel | Removal | 1995-11-08
0-003600 | ARROWHEAD RANCH HEADQUARTERS | 19050 N 59TH AVE | GLENDALE | AZ | 85308 | Maricopa | 1 | Perm Closure | 1985-10-14 | 1500 | Gasoline | COMPARTMENT A |  | Asphalt coated or Bare Steel | Suction - Check Valve at the Tank Top |  |  | Removal | 1996-03-15
0-005801 | GILLIGANS ON 69 LLC | 7849 E STATE ROUTE 69 | PRESCOTT VALLEY | AZ | 86314 | Yavapai | 2 | Open | 1989-02-27 | 12000 | Gasoline | COMPARTMENT A | Single Walled | Fiberglass Reinforced Plastic | Pressure |  | Fiberglass Reinforced Plastic
0-005801 | GILLIGANS ON 69 LLC | 7849 E STATE ROUTE 69 | PRESCOTT VALLEY | AZ | 86314 | Yavapai | 1 | Open | 1989-02-27 | 12000 | Gasoline | COMPARTMENT A | Single Walled | Fiberglass Reinforced Plastic | Pressure |  | Fiberglass Reinforced Plastic
0-000468 | BOAT DOC MARINE INC | 21850 N 20TH AVE | PHOENIX | AZ | 85027 | Maricopa | 1 | Perm Closure | 1983-01-01 | 10000 | Gasoline | COMPARTMENT A |  | Asphalt coated or Bare Steel |  |  |  | Removal | 1998-05-21
0-004773 | BAKER BROTHERS FLOOR COVERING | 1750 E CAMELBACK RD | PHOENIX | AZ | 85016 | Maricopa | 1 | Perm Closure | 1970-01-01 | 2000 | Gasoline | COMPARTMENT A | Unknown | Asphalt coated or Bare Steel | Suction - Check Valve at the Tank Top |  |  | Removal | 1989-12-13
0-005660 | BLUE RIBBON AUTOMOTIVE | 235 E ROUTE 66 | WILLIAMS | AZ | 86046 | Coconino | 4 | Perm Closure | 1975-01-01 | 500 | Used Oil/Waste Oil | COMPARTMENT A | Single Walled | Asphalt coated or Bare Steel |  |  |  | Removal | 1989-10-25
0-005660 | BLUE RIBBON AUTOMOTIVE | 235 E ROUTE 66 | WILLIAMS | AZ | 86046 | Coconino | 3 | Perm Closure | 1975-01-01 | 4000 | Gasoline | COMPARTMENT A | Single Walled | Asphalt coated or Bare Steel |  |  |  | Removal | 1989-10-25
0-006591 | TRUST SERVICES OF AMERICA INC | 733 N 21ST AVE | PHOENIX | AZ | 85009 | Maricopa | 3 | Perm Closure | 2005-06-17 | 300 | Used Oil/Waste Oil | COMPARTMENT A | Unknown | Unknown |  |  |  | Removal | 1988-10-13
0-001536 | SHELL #48 | 1673 W STATE ROUTE 260 | CAMP VERDE | AZ | 86322 | Yavapai | 3 | Perm Closure | 1987-05-01 | 10000 | Gasoline | COMPARTMENT A | Single Walled | Fiberglass Reinforced Plastic | Pressure | Double Walled | Fiberglass Reinforced Plastic | Removal | 2020-07-28
0-001536 | SHELL #48 | 1673 W STATE ROUTE 260 | CAMP VERDE | AZ | 86322 | Yavapai | 6 | Open | 2020-09-04 | 8000 | Gasoline (PUL) | COMPARTMENT B | Double Walled | Fiberglass Reinforced Plastic | Pressure | Double Walled | Fiberglass Reinforced Plastic
0-004963 | TEXACO #60-351-0044 | 3520 N ORACLE RD | TUCSON | AZ | 85705 | Pima | 6 | Perm Closure | 1996-12-27 | 12000 | Gasoline | COMPARTMENT A | Double Walled | Fiberglass Reinforced Plastic | Pressure | Double Walled | Fiberglass Reinforced Plastic | Removal | 2003-09-26
0-001681 | WINSLOW CHEVRON | 2001 N PARK DR | WINSLOW | AZ | 86047 | Navajo | 1 | Open | 1982-01-01 | 10000 | Gasoline (PUL) | COMPARTMENT A | Single Walled | Asphalt coated or Bare Steel | Pressure |  | Fiberglass Reinforced Plastic
0-003185 | M & J SPRAY INC | 13501 W CACTUS | SURPRISE | AZ | 85335 | Maricopa | 1 | Perm Closure | 1979-04-29 | 10000 | Gasoline | COMPARTMENT A | Double Walled | Asphalt coated or Bare Steel | Pressure |  |  | Removal | 1991-09-30
0-003064 | MARSH AVIATION AIRSTRIP | 15201 N WENTZ RD | MARANA | AZ | 85653 | Pima | 1 | Perm Closure | 1973-07-05 | 10000 | Gasoline | COMPARTMENT A | Unknown | Asphalt coated or Bare Steel |  |  |  | Removal | 1983-01-01
0-002726 | JOE'S SERVICE STATION | 23396 MAIN ST | SAN LUIS | AZ | 85336 | Yuma | 1 | Perm Closure | 1966-01-08 | 7500 | Gasoline | COMPARTMENT A | Double Walled | Asphalt coated or Bare Steel |  |  |  | Removal | 1991-08-15
0-002814 | KARLSON MACHINE WORKS INC | 701 S 7TH ST | PHOENIX | AZ | 85034 | Maricopa | 1 | Perm Closure | 2005-06-17 | 550 | Gasoline | COMPARTMENT A | Unknown | Unknown |  |  |  | Removal | 1989-09-29
0-002662 | RICKETTS TRUCKING INC | 1001 W MAGNOLIA ST | PHOENIX | AZ | 85007 | Maricopa | 1 | Perm Closure | 1987-08-24 | 250 | Used Oil/Waste Oil | COMPARTMENT A | Double Walled | Asphalt coated or Bare Steel |  |  |  | Removal | 1991-12-10
0-009855 | CIRCLE K #2703470 | 2382 N PINAL AVE | CASA GRANDE | AZ | 85122 | Pinal | 1 | Open | 2002-04-10 | 6000 | Diesel | COMPARTMENT B | Double Walled | Asphalt coated or Bare Steel | Pressure | Double Walled | Fiberglass Reinforced Plastic
0-003047 | AVONDALE MAINTENANCE YARD | 936 E VAN BUREN ST | AVONDALE | AZ | 85323 | Maricopa | 1 | Perm Closure | 1971-03-08 | 10000 | Gasoline | COMPARTMENT A | Double Walled | Asphalt coated or Bare Steel |  |  |  | Removal | 1988-01-01
0-000309 | ARCO #5522 | 1207 N 75TH AVE | PHOENIX | AZ | 85043 | Maricopa | 1 | Open | 1989-07-01 | 12000 | Gasoline | COMPARTMENT A | Double Walled | Fiberglass Reinforced Plastic | Pressure | Double Walled | Fiberglass Reinforced Plastic
0-003921 | PINAL COUNTY - FLEET MAINTENANCE | 612 W DR MARTIN LUTHER KING JR ST | ELOY | AZ | 85131 | Pinal | 1 | Perm Closure | 1965-01-01 | 6500 | Diesel | COMPARTMENT A | Single Walled | Asphalt coated or Bare Steel |  |  |  | Removal | 1996-09-17
0-005498 | UPS TUCSON | 899 E SILVERLAKE RD | TUCSON | AZ | 85713 | Pima | 5 | Perm Closure | 1980-07-11 | 1000 | Unidentified | COMPARTMENT A | Double Walled | Asphalt coated or Bare Steel | Pressure |  | Bare or Galvanized Steel | Removal | 1993-11-08
0-004742 | STAR LIQUOR INC - FORMER | 701 E MOHAVE ST | PHOENIX | AZ | 85034 | Maricopa | 3 | Perm Closure | 1973-05-04 | 5000 | Diesel | COMPARTMENT A | Unknown | Asphalt coated or Bare Steel |  |  |  | Removal | 1975-02-01
0-001298 | CIRCLE K #745 | 300 E PATAGONIA HWY | NOGALES | AZ | 85621 | Santa Cruz | 3 | Open | 1995-11-01 | 10000 | Gasoline (UL) | COMPARTMENT A |  | Fiberglass Reinforced Plastic | Pressure | Double Walled | Fiberglass Reinforced Plastic
0-004251 | TEXACO - BULK PLANT #3090 | 7TH ST PAN AMERICAN HWY | DOUGLAS | AZ | 85607 | Cochise | 1 | Perm Closure | 1977-05-06 | 4000 | Gasoline | COMPARTMENT A | Double Walled | Asphalt coated or Bare Steel | Pressure |  | Bare or Galvanized Steel | Removal | 1998-01-13
0-005465 | CIRCLE K #2928 | 2000 W AMERICAN AVE | ORACLE | AZ | 85623 | Pinal | 2 | Perm Closure | 1974-01-01 | 6000 | Gasoline | COMPARTMENT A |  | Asphalt coated or Bare Steel |  |  |  | Removal | 1995-11-27
0-005465 | CIRCLE K #2928 | 2000 W AMERICAN AVE | ORACLE | AZ | 85623 | Pinal | 4 | Open | 1995-12-02 | 10000 | Diesel | COMPARTMENT A | Single Walled | Fiberglass Reinforced Plastic | Pressure | Double Walled | Fiberglass Reinforced Plastic
0-003529 | ROGERS CORPORATION | 165 S PRICE RD | CHANDLER | AZ | 85224 | Maricopa | 6 | Perm Closure | 1983-01-01 | 10000 | Hazardous Substance | COMPARTMENT A |  | Asphalt coated or Bare Steel | Suction - Check Valve at the Dispenser | Single Walled | Bare or Galvanized Steel | Removal | 1998-12-18
0-001319 | CIRCLE K #811 | 4875 S PARK AVE | TUCSON | AZ | 85714 | Pima | 4 | Open | 1995-10-27 | 10000 | Gasoline | COMPARTMENT A | Double Walled | Fiberglass Reinforced Plastic | Pressure | Double Walled | Fiberglass Reinforced Plastic
0-002935 | LAVEEN ELEMENTARY SCHOOL | 9401 S 51ST AVE | LAVEEN | AZ | 85339 | Maricopa | 4 | Perm Closure | 1983-01-01 | 500 | Used Oil/Waste Oil | COMPARTMENT A |  | Asphalt coated or Bare Steel |  |  |  | Removal | 1994-07-13
0-002244 | POWER PONTIAC BUICK GMC | 6640 E MCDOWELL RD | SCOTTSDALE | AZ | 85257 | Maricopa | 2 | Perm Closure | 1974-01-01 | 500 | Unidentified | COMPARTMENT A | Single Walled | Asphalt coated or Bare Steel |  |  |  | Removal | 1992-02-28
0-001267 | CIRCLE K #598 | 5050 W THUNDERBIRD RD | PHOENIX | AZ | 85306 | Maricopa | 2 | Open | 1981-01-01 | 10000 | Gasoline | COMPARTMENT A | Double Walled | Fiberglass Reinforced Plastic | Pressure |  | Fiberglass Reinforced Plastic
0-003877 | CITY OF PHOENIX - SOUTH TRANSIT FACILITY | 2225 W LOWER BUCKEYE RD | PHOENIX | AZ | 85009 | Maricopa | 25 | Open | 2016-09-30 | 4000 | Gasoline (UL) | COMPARTMENT A | Double Walled | Fiberglass Reinforced Plastic | Pressure | Double Walled | Fiberglass Reinforced Plastic
0-003877 | CITY OF PHOENIX - SOUTH TRANSIT FACILITY | 2225 W LOWER BUCKEYE RD | PHOENIX | AZ | 85009 | Maricopa | 30 | Open | 2016-02-01 | 3000 | New Oil | COMPARTMENT A | Double Walled | Fiberglass Reinforced Plastic | Suction - Check Valve at the Tank Top | Double Walled | Fiberglass Reinforced Plastic
0-003877 | CITY OF PHOENIX - SOUTH TRANSIT FACILITY | 2225 W LOWER BUCKEYE RD | PHOENIX | AZ | 85009 | Maricopa | 18 | Perm Closure | 1982-01-01 | 6000 | New Oil | COMPARTMENT A | Double Walled | Fiberglass Reinforced Plastic | Suction - Check Valve at the Tank Top | Single Walled | Bare or Galvanized Steel | Removal | 2016-02-24
0-003877 | CITY OF PHOENIX - SOUTH TRANSIT FACILITY | 2225 W LOWER BUCKEYE RD | PHOENIX | AZ | 85009 | Maricopa | 24 | Open | 2016-09-30 | 20000 | Diesel | COMPARTMENT A | Double Walled | Fiberglass Reinforced Plastic | Pressure | Double Walled | Fiberglass Reinforced Plastic
0-003157 | ALLIANCE SELF SERVICE | 620 W PIMA ST | GILA BEND | AZ | 85337 | Maricopa | 5 | Perm Closure | 2005-06-17 | 2000 | Gasoline | COMPARTMENT A | Double Walled | Asphalt coated or Bare Steel |  |  |  | Removal | 1996-05-10
0-003157 | ALLIANCE SELF SERVICE | 620 W PIMA ST | GILA BEND | AZ | 85337 | Maricopa | 3 | Perm Closure | 1976-02-17 | 5000 | Gasoline | COMPARTMENT A | Double Walled | Asphalt coated or Bare Steel |  |  |  | Removal | 1996-05-10
0-000938 | SHELL #24 | 5904 W GREENWAY RD | GLENDALE | AZ | 85306 | Maricopa | 6 | Perm Closure | 1983-01-01 | 12000 | Diesel | COMPARTMENT A |  | Asphalt coated or Bare Steel | Pressure |  |  | Removal | 1988-11-01
0-005341 | USARMY - YUMA PROVING GROUNDS | 301 C ST | YUMA | AZ | 85365 | Yuma | 11 | Perm Closure | 1953-01-01 | 12000 | Diesel | COMPARTMENT A |  | Asphalt coated or Bare Steel |  |  |  | Removal | 1994-11-16
0-003886 | CITY OF PHOENIX - WATER MAINTENANCE FACILITY | 3015 N 52ND ST | PHOENIX | AZ | 85018 | Maricopa | 3 | Perm Closure | 2005-06-17 | 1000 | Gasoline | COMPARTMENT A | Single Walled | Asphalt coated or Bare Steel |  |  |  | Closed in Place | 1976-06-01
0-003886 | CITY OF PHOENIX - WATER MAINTENANCE FACILITY | 3015 N 52ND ST | PHOENIX | AZ | 85018 | Maricopa | 1 | Perm Closure | 1966-01-01 | 10000 | Gasoline | COMPARTMENT A | Single Walled | Asphalt coated or Bare Steel |  |  |  | Removal | 1988-09-16
0-006062 | WELLS QUICK STOP | 21855 NW GRAND AVE | WITTMANN | AZ | 85361 | Maricopa | 2 | Perm Closure | 1974-03-02 | 6000 | Gasoline | COMPARTMENT A | Unknown | Asphalt coated or Bare Steel | Pressure |  |  | Removal | 2000-05-01
0-006062 | WELLS QUICK STOP | 21855 NW GRAND AVE | WITTMANN | AZ | 85361 | Maricopa | 3 | Perm Closure | 1974-03-02 | 6000 | Gasoline | COMPARTMENT A | Unknown | Asphalt coated or Bare Steel | Pressure |  |  | Removal | 2000-05-01
0-009483 | SANDERS FARM |  | GILBERT |  |  | Maricopa | 1 | Perm Closure | 2005-06-17 | 2500 | Diesel | COMPARTMENT A | Single Walled | Asphalt coated or Bare Steel | Suction - Check Valve at the Tank Top | Single Walled | Bare or Galvanized Steel | Removal | 1999-06-30
0-000526 | ARCO #1519 | 3501 W PEORIA AVE | PHOENIX | AZ | 85029 | Maricopa | 6 | Perm Closure | 1989-01-01 | 8000 | Gasoline | COMPARTMENT A | Double Walled | Fiberglass Reinforced Plastic | Pressure | Double Walled | Fiberglass Reinforced Plastic | Removal | 2003-06-25
0-000441 | ARIZONA TRANSPORT REFRIGERATION | 830 S 23RD AVE | PHOENIX | AZ | 85009 | Maricopa | 2 | Perm Closure | 1977-01-01 | 1000 | Diesel | COMPARTMENT A |  | Asphalt coated or Bare Steel |  |  |  | Removal | 1989-07-05
0-000497 | ARCO #5291 | 9805 W PEORIA AVE | PEORIA | AZ | 85345 | Maricopa | 1 | Perm Closure | 2005-06-17 | 10000 | Gasoline | COMPARTMENT A |  | Asphalt coated or Bare Steel |  |  |  | Removal | 1989-09-19
0-001897 | SUPER STOP #870 | 3102 E 22ND ST | TUCSON | AZ | 85713 | Pima | 4 | Perm Closure | 1980-01-01 | 1000 | Used Oil/Waste Oil | COMPARTMENT A | Double Walled | Fiberglass Reinforced Plastic |  |  |  | Removal | 1990-06-27
0-001430 | CIRCLE K #27001574 | 2012 W SOUTHERN AVE | MESA | AZ | 85202 | Maricopa | 1 | Perm Closure | 1974-01-01 | 10000 | Gasoline | COMPARTMENT A |  | Asphalt coated or Bare Steel | Pressure |  | Fiberglass Reinforced Plastic | Removal | 1992-12-01
0-001430 | CIRCLE K #27001574 | 2012 W SOUTHERN AVE | MESA | AZ | 85202 | Maricopa | 6 | Perm Closure | 1992-12-01 | 10000 | Gasoline | COMPARTMENT A | Double Walled | Fiberglass Reinforced Plastic | Pressure |  | Fiberglass Reinforced Plastic | Removal | 2010-02-09
0-004695 | SOUTHWEST FOREST INDUSTRIES |  | EAGAR |  |  | Apache | 4 | Perm Closure | 1977-03-24 | 300 | Used Oil/Waste Oil | COMPARTMENT A | Unknown | Asphalt coated or Bare Steel |  |  |  | Removal | 1989-09-01
0-001980 | COXCO DORADO | 6302 E SPEEDWAY BLVD | TUCSON | AZ | 85710 | Pima | 5 | Perm Closure | 1991-01-01 | 12000 | Gasoline | COMPARTMENT A | Double Walled | Fiberglass Reinforced Plastic | Pressure | Double Walled | Fiberglass Reinforced Plastic | Removal | 2006-05-24
0-001980 | COXCO DORADO | 6302 E SPEEDWAY BLVD | TUCSON | AZ | 85710 | Pima | 7 | Perm Closure | 1991-01-01 | 12000 | Gasoline | COMPARTMENT A | Double Walled | Fiberglass Reinforced Plastic | Pressure | Double Walled | Fiberglass Reinforced Plastic | Removal | 2006-05-24
0-004565 | SMITHSONIAN INST II | 670 MT HOPKINS RD | AMADO | AZ | 85645 | Pima | 2 | Open | 1991-01-01 | 2500 | Diesel | COMPARTMENT A | Double Walled | Fiberglass Reinforced Plastic | Pressure | Double Walled | Fiberglass Reinforced Plastic
0-000847 | VULCAN MATERIALS - CALMAT DIVISION | 1801 E UNIVERSITY DR | PHOENIX | AZ | 85034 | Maricopa | 3 | Perm Closure | 1966-01-01 | 1500 | New Oil | COMPARTMENT A |  | Asphalt coated or Bare Steel |  |  |  | Removal | 1989-09-05
0-000847 | VULCAN MATERIALS - CALMAT DIVISION | 1801 E UNIVERSITY DR | PHOENIX | AZ | 85034 | Maricopa | 5 | Perm Closure | 1966-01-01 | 1000 | Used Oil/Waste Oil | COMPARTMENT A |  | Asphalt coated or Bare Steel |  |  |  | Closed in Place | 1989-08-08
0-000847 | VULCAN MATERIALS - CALMAT DIVISION | 1801 E UNIVERSITY DR | PHOENIX | AZ | 85034 | Maricopa | 6 | Perm Closure | 1986-10-01 | 10000 | Diesel | COMPARTMENT A | Double Walled | Composite (Steel/Fiberglass) | Pressure | Double Walled | Fiberglass Reinforced Plastic | Removal | 2002-02-22
0-001269 | DESERT ROSE COLLISION CENTER | 7609 E MAIN ST | MESA | AZ | 85207 | Maricopa | 1 | Perm Closure | 1971-04-25 | 10000 | Gasoline | COMPARTMENT A | Single Walled | Asphalt coated or Bare Steel |  |  |  | Removal | 1991-11-12
0-000604 | RAYS TIRE SERVICE | 202 E BROADWAY RD | MESA | AZ | 85210 | Maricopa | 12 | Perm Closure | 1968-01-01 | 200 | New Oil | COMPARTMENT A | Single Walled | Asphalt coated or Bare Steel | Suction - Check Valve at the Tank Top |  |  | Removal | 1993-10-20
0-000604 | RAYS TIRE SERVICE | 202 E BROADWAY RD | MESA | AZ | 85210 | Maricopa | 2 | Perm Closure | 1968-01-01 | 10000 | Gasoline | COMPARTMENT A | Single Walled | Asphalt coated or Bare Steel | Pressure |  | Fiberglass Reinforced Plastic | Removal | 1997-01-31
0-000604 | RAYS TIRE SERVICE | 202 E BROADWAY RD | MESA | AZ | 85210 | Maricopa | 1 | Perm Closure | 1968-01-01 | 10000 | Gasoline | COMPARTMENT A | Single Walled | Asphalt coated or Bare Steel | Pressure |  | Fiberglass Reinforced Plastic | Removal | 1997-02-04
0-006903 | GRAND CANYON LODGE - NORTH RIM |  | NORTH RIM |  |  | Coconino | 8 | Perm Closure | 2005-06-17 |  | Unidentified | COMPARTMENT A |  | Asphalt coated or Bare Steel |  |  |  | Removal | 1990-05-18
0-004826 | RICK MURPHY'S SHELL | 1198 W OLD HWY 66 | ASH FORK | AZ | 86320 | Yavapai | 3 | Perm Closure | 1985-01-01 | 6000 | Gasoline | COMPARTMENT A | Single Walled | Asphalt coated or Bare Steel | Pressure |  | Fiberglass Reinforced Plastic | Removal | 2017-11-30
0-008336 | CITY OF MESA | 2345 N COUNTRY CLUB DR | MESA | AZ | 85201 | Maricopa | 1 | Perm Closure | 2005-06-17 | 6000 | Gasoline | COMPARTMENT A | Double Walled | Asphalt coated or Bare Steel |  |  |  | Removal | 1994-12-22
0-008068 | DOUBLE EAGLE AUTO SERVICE |  | SALOME |  |  | La Paz | 1 | Perm Closure | 2005-06-17 | 1000 | Gasoline | COMPARTMENT A | Unknown | Asphalt coated or Bare Steel | Suction - Check Valve at the Tank Top |  |  | Removal | 1992-12-01
0-007772 | PAULDEN MINI MART & RV PARK | 23310 N STATE ROUTE 89 | PAULDEN | AZ | 86334 | Yavapai | 2 | Open | 1993-08-10 | 4000 | Diesel | COMPARTMENT A | Single Walled | Asphalt coated or Bare Steel | Pressure
0-005716 | YAVAPAI COUNTY - HIGHWAY DEPARTMENT DISTRICT #3 |  | COTTONWOOD |  |  | Yavapai | 3 | Perm Closure | 1980-01-01 | 6000 | Gasoline | COMPARTMENT A |  | Asphalt coated or Bare Steel | Suction - Check Valve at the Tank Top |  | Bare or Galvanized Steel | Removal | 1993-03-31
0-002767 | KACHINA STEEL SUPPLY | 642 N 17TH AVE | PHOENIX | AZ | 85007 | Maricopa | 2 | Perm Closure | 1966-05-05 | 5000 | Gasoline | COMPARTMENT A | Double Walled | Asphalt coated or Bare Steel |  |  |  | Removal | 1991-06-12
0-005433 | CIRCLE K #2885 | 3618 W BUCKEYE RD | PHOENIX | AZ | 85009 | Maricopa | 9 | Open | 2005-02-07 | 20000 | Diesel | COMPARTMENT A | Double Walled | Fiberglass Reinforced Plastic | Pressure | Double Walled | Fiberglass Reinforced Plastic
0-005433 | CIRCLE K #2885 | 3618 W BUCKEYE RD | PHOENIX | AZ | 85009 | Maricopa | 10 | Open | 2005-02-07 | 20000 | Diesel | COMPARTMENT A | Double Walled | Fiberglass Reinforced Plastic | Pressure | Double Walled | Fiberglass Reinforced Plastic
0-009129 | ARCO AM/PM #81414 | 10001 S HARBOR AVE | MOHAVE VALLEY | AZ | 86440 | Mohave | 4 | Open | 1989-10-01 | 12000 | Diesel | COMPARTMENT A |  | Asphalt coated or Bare Steel | Pressure | Double Walled
0-004649 | 7-ELEVEN #21022 | 1210 W GUADALUPE RD | MESA | AZ | 85202 | Maricopa | 2 | Perm Closure | 1984-05-05 | 10000 | Gasoline | COMPARTMENT A | Double Walled | Fiberglass Reinforced Plastic | Pressure |  | Fiberglass Reinforced Plastic | Removal | 2014-03-25
0-009417 | EWING PROPERTY | 4040 E MAGNOLIA ST | PHOENIX | AZ | 85034 | Maricopa | 2 | Perm Closure | 2005-06-17 | 2000 | Gasoline | COMPARTMENT A | Double Walled | Fiberglass Reinforced Plastic |  |  |  | Removal | 1999-02-05
0-004407 | PEPSI BEVERAGES COMPANY | 4140 E RAYMOND ST | PHOENIX | AZ | 85040 | Maricopa | 3 | Perm Closure | 1976-01-01 | 10000 | Unidentified | COMPARTMENT A | Single Walled | Asphalt coated or Bare Steel | Suction - Check Valve at the Tank Top | Single Walled | Bare or Galvanized Steel | Removal | 1993-06-02
0-009662 | US WASTE TRANSFER STATION | 3912 E MIAMI AVE | PHOENIX | AZ | 85040 | Maricopa | 1 | Perm Closure | 1974-01-01 | 5000 | Diesel | COMPARTMENT A |  | Asphalt coated or Bare Steel |  |  |  | Removal | 1989-01-01
0-000555 | AT&T - TUCSON CENTRAL OFFICE | 126 E ALAMEDA ST | TUCSON | AZ | 85701 | Pima | 3 | Perm Closure | 2005-06-17 | 550 | Diesel | COMPARTMENT A | Single Walled | Asphalt coated or Bare Steel |  |  |  | Removal | 1991-06-21
0-006406 | CITY OF TEMPE - KYRENE WATER RECLAMATION PLANT | 311 W GUADALUPE RD | TEMPE | AZ | 85283 | Maricopa | 3 | Perm Closure | 1991-01-15 | 8000 | Diesel | COMPARTMENT A | Double Walled | Fiberglass Reinforced Plastic | Pressure |  | Fiberglass Reinforced Plastic | Removal | 2006-12-14
0-001002 | CITY OF CHANDLER - AIRPORT | 1725 E RYAN RD | CHANDLER | AZ | 85286 | Maricopa | 4 | Open | 1976-01-01 | 10000 | Gasoline | COMPARTMENT A | Single Walled | Asphalt coated or Bare Steel | Pressure | Single Walled | Fiberglass Reinforced Plastic
0-003452 | TEXACO - GRANT STONE TEXACO | 1 E GRANT RD | TUCSON | AZ | 85705 | Pima | 5 | Perm Closure | 1959-01-01 | 550 | Used Oil/Waste Oil | COMPARTMENT A | Double Walled | Asphalt coated or Bare Steel |  |  |  | Removal | 1999-06-09
0-006607 | SATNAM LLC MINIMARKET | 2308 GRAND AVE | PHOENIX | AZ | 85009 | Maricopa | 6 | Open | 2020-06-08 | 8000 | Gasoline (PUL) | COMPARTMENT A | Double Walled | Fiberglass Reinforced Plastic | Pressure | Double Walled | Fiberglass Reinforced Plastic
0-002174 | FOXWORTH-GALBRAITH LUMBER | 245 S NEELY ST | GILBERT | AZ | 85233 | Maricopa | 2 | Perm Closure | 1975-12-14 | 1000 | Diesel | COMPARTMENT A | Unknown | Unknown |  |  |  | Removal | 1990-09-27
0-008905 | JET WELD INC | 4927 E FALCON DR | MESA | AZ | 85215 | Maricopa | 1 | Perm Closure | 1984-01-01 | 12000 | Jet Fuel | COMPARTMENT A | Double Walled | Composite (Steel/Fiberglass) | Suction - Check Valve at the Tank Top |  |  | Closed in Place | 2008-03-07
0-008905 | JET WELD INC | 4927 E FALCON DR | MESA | AZ | 85215 | Maricopa | 2 | Perm Closure | 1984-01-01 | 12000 | Jet Fuel | COMPARTMENT A | Double Walled | Composite (Steel/Fiberglass) | Suction - Check Valve at the Tank Top |  |  | Closed in Place | 2008-03-07
0-009124 | GOOD 2 GO #514 | 3160 N TOLTEC RD | ELOY | AZ | 85131 | Pinal | 2 | Open | 1997-02-20 | 15000 | Gasoline | COMPARTMENT A | Double Walled | Fiberglass Reinforced Plastic | Pressure | Double Walled | Fiberglass Reinforced Plastic
0-002961 | STOP-BY CONVENIENCE MART | 15702 W JIMMIE KERR BLVD | CASA GRANDE | AZ | 85122 | Pinal | 1 | Perm Closure | 2005-06-17 | 5000 | Gasoline | COMPARTMENT A |  | Asphalt coated or Bare Steel |  |  |  | Removal | 1989-10-24
0-001641 | BROOKE WATER LLC | 9079 RIVERSIDE DR | PARKER | AZ | 85344 | La Paz | 1 | Perm Closure | 1975-01-01 | 550 | Gasoline | COMPARTMENT A | Single Walled | Concrete |  |  |  | Removal | 1989-01-06
0-001569 | COBRE TIRE CO | 3350 N ORACLE RD | TUCSON | AZ | 85705 | Pima | 1 | Perm Closure | 1981-01-01 | 550 | Used Oil/Waste Oil | COMPARTMENT A |  | Asphalt coated or Bare Steel | Gravity Feed |  |  | Removal | 1988-09-01
0-003912 | ASCENT AVIATION SERVICES | 24641 E PINAL AIR PARK RD | MARANA | AZ | 85653 | Pinal | 8 | Perm Closure | 1942-01-01 | 12000 | Jet A (Kerosene-type Jet Fuel) | COMPARTMENT A | Single Walled | Concrete |  |  |  | Removal | 1997-01-15
0-000692 | NATIONAL TRUCK STOP | 4966 N CASA GRANDE HWY | TUCSON | AZ | 85743 | Pima | 5 | Perm Closure | 2005-06-17 | 10000 | Diesel | COMPARTMENT A |  | Asphalt coated or Bare Steel | Pressure |  |  | Removal | 1999-12-09
0-000522 | ARCO #5250 | 2740 W NORTHERN AVE | PHOENIX | AZ | 85051 | Maricopa | 7 | Open | 1988-01-01 | 12000 | Gasoline | COMPARTMENT A | Double Walled | Composite (Steel/Fiberglass) | Pressure | Double Walled | Fiberglass Reinforced Plastic
0-005277 | UNOCAL #3877 | 701 W BETHANY HOME RD | PHOENIX | AZ | 85013 | Maricopa | 3 | Perm Closure | 1982-04-15 | 550 | Used Oil/Waste Oil | COMPARTMENT A | Double Walled | Fiberglass Reinforced Plastic | Gravity Feed |  |  | Removal | 2000-02-23
0-001887 | CIRCLE K #5951 | 8702 E BROADWAY BLVD | TUCSON | AZ | 85710 | Pima | 3 | Perm Closure | 1969-01-01 | 10000 | Gasoline | COMPARTMENT A |  | Asphalt coated or Bare Steel |  |  |  | Removal | 1989-03-05
0-003533 | NORTHERN GILA COUNTY SANITARY DISTRICT - AMERICAN GULCH | 2200 W DOLL BABY RD | PAYSON | AZ | 85541 | Gila | 1 | Perm Closure | 1984-01-01 | 1000 | Diesel | COMPARTMENT A |  | Asphalt coated or Bare Steel | Suction - Check Valve at the Dispenser |  |  | Removal | 1994-06-16
0-003147 | MESA MATERIALS | 3410 N HIGLEY RD | MESA | AZ | 85215 | Maricopa | 4 | Perm Closure | 1981-12-08 | 4000 | Used Oil/Waste Oil | COMPARTMENT A | Double Walled | Asphalt coated or Bare Steel |  |  |  | Removal | 1989-07-28
0-003253 | ONE STOP SERVICE CENTER | 6702 W INDIAN SCHOOL RD | PHOENIX | AZ | 85033 | Maricopa | 3 | Open | 1985-04-21 | 10000 | Gasoline | COMPARTMENT A | Single Walled | Fiberglass Reinforced Plastic | Pressure |  | Fiberglass Reinforced Plastic
0-004698 | REINER CONCRETE | 3832 E FARR PL | TUCSON | AZ | 85716 | Pima | 2 | Perm Closure | 1972-01-01 | 500 | Diesel | COMPARTMENT A |  | Asphalt coated or Bare Steel |  |  |  | Removal | 1989-04-14
0-001343 | CIRCLE K #916 | 2911 N GRAND AVE | NOGALES | AZ | 85621 | Santa Cruz | 4 | Open | 1995-10-05 | 10000 | Gasoline | COMPARTMENT A | Single Walled | Fiberglass Reinforced Plastic | Pressure | Double Walled | Fiberglass Reinforced Plastic
0-001343 | CIRCLE K #916 | 2911 N GRAND AVE | NOGALES | AZ | 85621 | Santa Cruz | 1 | Perm Closure | 1973-01-01 | 10000 | Gasoline | COMPARTMENT A |  | Asphalt coated or Bare Steel |  |  |  | Removal | 1995-09-21
0-006237 | FED MART - FORMER | 3010 GRAND AVE | PHOENIX | AZ | 85017 | Maricopa | 3 | Perm Closure | 2005-06-17 | 10000 | Gasoline | COMPARTMENT A |  | Asphalt coated or Bare Steel |  |  |  | Removal | 1990-12-20
0-006195 | MOBIL 18-KAW | 7520 W CACTUS RD | PEORIA | AZ | 85381 | Maricopa | 2 | Perm Closure | 1988-01-01 | 10000 | Gasoline | COMPARTMENT A | Double Walled | Fiberglass Reinforced Plastic | Pressure |  | Fiberglass Reinforced Plastic | Removal | 2003-09-12
0-006195 | MOBIL 18-KAW | 7520 W CACTUS RD | PEORIA | AZ | 85381 | Maricopa | 3 | Perm Closure | 1988-01-01 | 10000 | Gasoline | COMPARTMENT A | Double Walled | Fiberglass Reinforced Plastic | Pressure |  | Fiberglass Reinforced Plastic | Removal | 2003-09-12
0-001187 | CIRCLE K #2700166 | 130 E SPEEDWAY BLVD | TUCSON | AZ | 85705 | Pima | 2 | Open | 1986-01-01 | 10000 | Gasoline (PUL) | COMPARTMENT A | Single Walled | Fiberglass Reinforced Plastic | Pressure | Single Walled | Fiberglass Reinforced Plastic
0-008914 | CIRCLE K #2705308 | 3435 W DEER VALLEY RD | PHOENIX | AZ | 85027 | Maricopa | 1 | Open | 1995-12-29 | 12000 | Gasoline | COMPARTMENT A | Double Walled | Fiberglass Reinforced Plastic | Pressure | Double Walled | Fiberglass Reinforced Plastic
0-009873 | FORMER SHELL |  | WICKENBURG |  |  | Maricopa | 4 | Perm Closure | 1950-01-01 | 1000 | Gasoline | COMPARTMENT A | Unknown | Asphalt coated or Bare Steel |  |  |  | Removal | 2002-08-16
0-009138 | FIREBIRD FUEL CO | 4333 W GLENROSA AVE | PHOENIX | AZ | 85031 | Maricopa | 3 | Open | 1997-05-01 | 8000 | Gasoline (UL) | COMPARTMENT A | Double Walled | Composite (Steel/Fiberglass) | Pressure | Double Walled | Fiberglass Reinforced Plastic
0-009585 | FIREBIRD FUEL CO #1792 | 1140 E BENSON HWY | TUCSON | AZ | 85713 | Pima | 4 | Open | 1999-09-01 | 15000 | Gasoline (UL) | COMPARTMENT A | Double Walled | Composite (Steel/Fiberglass) | Pressure | Double Walled | Fiberglass Reinforced Plastic
0-010094 | QUIKTRIP #422 | 8302 W BUCKEYE RD | TOLLESON | AZ | 85353 | Maricopa | 1 | Open | 2005-06-20 | 12000 | Gasoline | COMPARTMENT A | Double Walled | Fiberglass Reinforced Plastic | Pressure | Double Walled | Flexible
0-010094 | QUIKTRIP #422 | 8302 W BUCKEYE RD | TOLLESON | AZ | 85353 | Maricopa | 3 | Open | 2005-06-20 | 20000 | Gasoline | COMPARTMENT A | Double Walled | Fiberglass Reinforced Plastic | Pressure | Double Walled | Flexible
0-009437 | CITY OF PHOENIX - POLICE BUILD PARKING LOT |  | PHOENIX |  |  | Maricopa | 1 | Perm Closure | 2005-06-17 | 550 | Gasoline | COMPARTMENT A |  | Asphalt coated or Bare Steel |  |  |  | Removal | 1999-05-06
0-003720 | PHILLIPS 66 COMPANY #014437 | 7538 E MCDOWELL RD | SCOTTSDALE | AZ | 85257 | Maricopa | 1 | Perm Closure | 1964-01-01 | 560 | Used Oil/Waste Oil | COMPARTMENT A |  | Asphalt coated or Bare Steel |  |  |  | Removal | 2015-08-04
0-003720 | PHILLIPS 66 COMPANY #014437 | 7538 E MCDOWELL RD | SCOTTSDALE | AZ | 85257 | Maricopa | 3 | Perm Closure | 1964-01-01 | 6000 | Gasoline | COMPARTMENT A |  | Asphalt coated or Bare Steel |  |  |  | Removal | 2015-08-04
0-006033 | OSBORN SCHOOL DISTRICT #8 | 1226 W OSBORN RD | PHOENIX | AZ | 85013 | Maricopa | 2 | Perm Closure | 1991-10-23 | 6000 | Gasoline | COMPARTMENT A | Single Walled | Fiberglass Reinforced Plastic | Pressure | Single Walled | Fiberglass Reinforced Plastic | Removal | 2020-02-21
0-004286 | SRP - 16TH STREET FACILITY | 1616 E LINCOLN ST | PHOENIX | AZ | 85034 | Maricopa | 1 | Perm Closure | 1952-01-01 | 2000 | Gasoline | COMPARTMENT A |  | Asphalt coated or Bare Steel |  |  |  | Removal | 1993-12-09
0-004212 | RUFF R J & CO | 3883 W LOWER BUCKEYE RD | PHOENIX | AZ | 85009 | Maricopa | 3 | Perm Closure | 1978-01-01 | 3000 | Gasoline | COMPARTMENT A | Single Walled | Asphalt coated or Bare Steel | Suction - Check Valve at the Tank Top |  |  | Removal | 1994-07-06
0-000876 | NEW EASY TRIP/SHELL STATION | 5059 W OLIVE AVE | GLENDALE | AZ | 85302 | Maricopa | 6 | Open | 1991-03-01 | 10000 | Gasoline | COMPARTMENT A | Double Walled | Fiberglass Reinforced Plastic | Pressure | Double Walled | Fiberglass Reinforced Plastic
0-000850 | SOMBRERO SHELL | 501 E MONROE AVE | BUCKEYE | AZ | 85326 | Maricopa | 8 | Open | 1989-01-01 | 500 | Used Oil/Waste Oil | COMPARTMENT A | Double Walled | Fiberglass Reinforced Plastic | Gravity Feed |  | Fiberglass Reinforced Plastic
0-002480 | PENSKE TRUCK LEASING CO | 2219 S 2ND PL | PHOENIX | AZ | 85004 | Maricopa | 1 | Perm Closure | 1978-05-07 | 10000 | Gasoline | COMPARTMENT A | Single Walled | Asphalt coated or Bare Steel |  |  |  | Removal | 1987-07-24
0-002474 | R HERNANDEZ TRUCKING INC | 8027 S AVENIDA DEL YAQUI | GUADALUPE | AZ | 85283 | Maricopa | 2 | Perm Closure | 1971-05-08 | 2000 | Diesel | COMPARTMENT A | Single Walled | Asphalt coated or Bare Steel |  |  |  | Removal | 1989-09-01
0-009032 | TOM'S CORNER STORE | 2214 N WEST ST | FLAGSTAFF | AZ | 86004 | Coconino | 2 | Perm Closure | 1973-01-01 | 10000 | Gasoline (UL) | COMPARTMENT A | Single Walled | Asphalt coated or Bare Steel | Pressure | Single Walled | Fiberglass Reinforced Plastic | Removal | 2016-06-23
0-004973 | PAYSON SERVICE CENTER | 400 W LONGHORN RD | PAYSON | AZ | 85541 | Gila | 3 | Perm Closure | 1987-05-26 | 550 | Used Oil/Waste Oil | COMPARTMENT A | Double Walled | Fiberglass Reinforced Plastic | Gravity Feed |  | Bare or Galvanized Steel | Removal | 1993-02-24
0-005463 | SAMROSE MARKET | 5710 S CAMINO VERDE | TUCSON | AZ | 85757 | Pima | 4 | Open | 1998-02-04 | 6000 | Gasoline | COMPARTMENT B | Double Walled | Composite (Steel/Fiberglass) | Pressure | Double Walled
0-002265 | CITY OF GLENDALE - FLEET MAINTENANCE | 6210 W MYRTLE AVE | GLENDALE | AZ | 85301 | Maricopa | 2 | Perm Closure | 1973-04-30 | 10000 | Gasoline | COMPARTMENT A | Unknown | Unknown |  |  |  | Removal | 1990-12-01
0-009068 | PAYLESS MARKET/QUICK STOP | 398 S ARIZONA AVE | CHANDLER | AZ | 85225 | Maricopa | 1 | Perm Closure | 2005-06-17 | 750 | Gasoline | COMPARTMENT A | Unknown | Unknown |  |  |  | Removal | 1997-03-25
0-009688 | PEAK BEAM SYSTEMS PROPERTY | 523 E ROUTE 66 | WILLIAMS | AZ | 86046 | Coconino | 3 | Perm Closure | 2005-06-17 | 500 | Used Oil/Waste Oil | COMPARTMENT A | Double Walled | Asphalt coated or Bare Steel |  |  |  | Removal | 2002-07-08
0-008586 | PECOS RANCH DEVELOPMENT |  | CHANDLER |  |  | Maricopa | 1 | Perm Closure | 2005-06-17 | 4000 | Gasoline | COMPARTMENT A | Double Walled | Asphalt coated or Bare Steel |  |  |  | Removal | 1990-01-01
0-006929 | NATIONAL SANITARY SUPPLY CO |  | CASA GRANDE |  |  | Pinal | 2 | Perm Closure | 2005-06-17 | 10000 | Diesel | COMPARTMENT A | Double Walled | Asphalt coated or Bare Steel |  |  |  | Removal | 1988-11-30
0-009169 | MINIT MARKET #17 | 3400 E GOLDER RANCH DR | CATALINA | AZ | 85739 | Pima | 2 | Perm Closure | 1997-06-24 | 10000 | Gasoline | COMPARTMENT A | Double Walled | Composite (Steel/Fiberglass) | Pressure | Double Walled | Fiberglass Reinforced Plastic | Removal | 2014-05-02
0-007786 | CIRCLE K #2706674 | 1791 KIOWA AVE | LAKE HAVASU CITY | AZ | 86403 | Mohave | 4 | Open | 1993-06-15 | 8000 | Diesel | COMPARTMENT A | Double Walled | Fiberglass Reinforced Plastic | Pressure | Double Walled | Fiberglass Reinforced Plastic
0-009738 | KJ'S CONVENIENT STOP | 15150 W AJO HWY | TUCSON | AZ | 85735 | Pima | 2 | Open | 2001-01-25 | 6000 | Gasoline | COMPARTMENT A | Double Walled | Asphalt coated or Bare Steel
0-004111 | RAY QUALITY HOMES INC | 3200 E MAIN ST | MESA | AZ | 85213 | Maricopa | 2 | Perm Closure | 1970-09-01 | 4000 | Diesel | COMPARTMENT A | Unknown | Asphalt coated or Bare Steel |  |  |  | Removal | 1991-03-21
0-007921 | DEZERETA INC | 15 N CENTRAL ST | COLORADO CITY | AZ | 86021 | Mohave | 3 | Perm Closure | 1980-01-01 | 10000 | Gasoline | COMPARTMENT A |  | Asphalt coated or Bare Steel | Pressure |  | Bare or Galvanized Steel | Removal | 1992-06-30
0-001093 | KEARA'S WESTOWN CHEVRON | 2850 W CACTUS RD | PHOENIX | AZ | 85029 | Maricopa | 2 | Perm Closure | 1985-01-01 | 10000 | Gasoline | COMPARTMENT A | Double Walled | Fiberglass Reinforced Plastic | Pressure | Double Walled | Fiberglass Reinforced Plastic | Removal | 2019-07-02
0-004454 | RANDY CHAVEZ TEXACO | 302 E ROUTE 66 | FLAGSTAFF | AZ | 86001 | Coconino | 1 | Perm Closure | 1950-05-06 | 6000 | Gasoline | COMPARTMENT A | Unknown | Asphalt coated or Bare Steel |  |  |  | Removal | 1989-05-01
0-001524 | CIRCLE K #3756 | 4435 N 27TH AVE | PHOENIX | AZ | 85017 | Maricopa | 1 | Perm Closure | 1975-01-01 | 8000 | Gasoline | COMPARTMENT A | Single Walled | Asphalt coated or Bare Steel | Pressure |  |  | Removal | 1994-10-31
0-000594 | DON'S AUTOMOTIVE CENTER | 3540 E INDIAN SCHOOL RD | PHOENIX | AZ | 85018 | Maricopa | 1 | Perm Closure | 1984-01-01 | 150 | Used Oil/Waste Oil | COMPARTMENT A | Single Walled | Asphalt coated or Bare Steel |  |  |  | Removal | 1986-04-05
0-004077 | JOBI'S CONVENIENCE MARKET | 4520 S US HIGHWAY | SAFFORD | AZ | 85546 | Graham | 1 | Perm Closure | 1986-07-01 | 10000 | Gasoline | COMPARTMENT A | Single Walled | Asphalt coated or Bare Steel | Pressure |  | Fiberglass Reinforced Plastic | Removal | 1998-07-27
0-007226 | SIMAR DEEP INVESTMENTS | 802 W SPEEDWAY BLVD | TUCSON | AZ | 85745 | Pima | 4 | Open | 1990-11-01 | 10000 | Gasoline | COMPARTMENT A | Double Walled | Fiberglass Reinforced Plastic | Pressure | Double Walled | Fiberglass Reinforced Plastic
0-001164 | WESTERN TIRE CENTER | 7050 E BROADWAY BLVD | TUCSON | AZ | 85710 | Pima | 2 | Perm Closure | 1969-01-01 | 10000 | Gasoline | COMPARTMENT A |  | Asphalt coated or Bare Steel | Pressure |  |  | Removal | 1992-07-23
0-004535 | CASA GRANDE MUNICIPAL AIRPORT | 3200 N PINAL AVE | CASA GRANDE | AZ | 85122 | Pinal | 2 | Perm Closure | 1976-05-13 | 8000 | Gasoline | COMPARTMENT A | Double Walled | Asphalt coated or Bare Steel |  |  |  | Removal | 1993-10-14
0-004535 | CASA GRANDE MUNICIPAL AIRPORT | 3200 N PINAL AVE | CASA GRANDE | AZ | 85122 | Pinal | 3 | Perm Closure | 1960-01-01 | 1000 | Unidentified | COMPARTMENT A | Double Walled | Asphalt coated or Bare Steel |  |  |  | Removal | 1993-10-14
0-004535 | CASA GRANDE MUNICIPAL AIRPORT | 3200 N PINAL AVE | CASA GRANDE | AZ | 85122 | Pinal | 6 | Perm Closure | 1960-01-01 | 2000 | Gasoline | COMPARTMENT A | Double Walled | Asphalt coated or Bare Steel | Suction - Check Valve at the Tank Top |  | Bare or Galvanized Steel | Removal | 1993-10-14
0-007471 | BFI SERVICES GROUP | 3744 E ANNE ST | PHOENIX | AZ | 85040 | Maricopa | 2 | Perm Closure | 1988-01-01 | 4000 | Diesel | COMPARTMENT A |  | Asphalt coated or Bare Steel | Pressure |  | Bare or Galvanized Steel | Removal | 1993-12-07
0-009402 | CGM LLC | 4323 E BASELINE RD | PHOENIX | AZ | 85042 | Maricopa | 1 | Perm Closure | 1961-01-01 | 10000 | Gasoline | COMPARTMENT A | Double Walled | Composite (Steel/Fiberglass) | Pressure |  |  | Removal | 1999-09-22
0-007618 | AT&T |  | MIAMI |  |  | Gila | 1 | Perm Closure | 2005-06-17 |  | Diesel | COMPARTMENT A | Unknown | Asphalt coated or Bare Steel | Suction - Check Valve at the Tank Top |  |  | Removal | 1991-11-30
0-006353 | ANCHOR CENTRE I | 2201 E CAMELBACK RD | PHOENIX | AZ | 85016 | Maricopa | 1 | Perm Closure | 1983-09-21 | 1000 | Diesel | COMPARTMENT A | Unknown | Asphalt coated or Bare Steel | Gravity Feed |  | Fiberglass Reinforced Plastic | Removal | 1992-11-10
0-005814 | ARCO #5435 | 406 N COUNTRY CLUB DR | MESA | AZ | 85201 | Maricopa | 2 | Open | 1987-01-01 | 12000 | Gasoline | COMPARTMENT A | Double Walled | Fiberglass Reinforced Plastic | Pressure |  | Fiberglass Reinforced Plastic
0-000103 | ALL AUTOMATIC TRANSMISSION | 5235 E 22ND ST | TUCSON | AZ | 85711 | Pima | 3 | Perm Closure | 1964-01-01 | 7500 | Used Oil/Waste Oil | COMPARTMENT A |  | Asphalt coated or Bare Steel |  |  |  | Removal | 1987-11-01
0-008900 | ABC GRINGO GAS |  | LUKEVILLE |  |  | Pima | 1 | Perm Closure | 1992-01-01 | 10000 | Gasoline | COMPARTMENT A | Double Walled | Asphalt coated or Bare Steel | Pressure |  |  | Removal | 1998-10-05
0-001056 | CHEVRON #9-1652 | 92 E CENTER | WICKENBURG | AZ | 85390 | Maricopa | 3 | Perm Closure | 1964-01-01 | 6000 | Gasoline | COMPARTMENT A |  | Asphalt coated or Bare Steel |  |  |  | Removal | 1986-12-31
0-006090 | CANNON & WENDT ELECTRIC CO INC | 4020 N 16TH ST | PHOENIX | AZ | 85016 | Maricopa | 1 | Perm Closure | 1988-11-01 | 10000 | Gasoline | COMPARTMENT A | Double Walled | Fiberglass Reinforced Plastic | Pressure | Double Walled | Fiberglass Reinforced Plastic | Removal | 2014-11-13
0-004159 | CASEY, DOUGLAS & CO | 106 MOUNTAINAIRE RD | FLAGSTAFF | AZ | 86005 | Coconino | 1 | Perm Closure | 1984-02-19 | 6000 | Gasoline | COMPARTMENT A | Double Walled | Asphalt coated or Bare Steel |  |  |  | Removal | 1990-09-20
0-002497 | TUCSON PRIME MEATS INC | 831 E 17TH ST | TUCSON | AZ | 85719 | Pima | 1 | Perm Closure | 2005-06-17 | 1000 | Gasoline | COMPARTMENT A | Single Walled | Asphalt coated or Bare Steel |  |  |  | Removal | 1986-12-10
0-004194 | TOWN OF SNOWFLAKE |  | SNOWFLAKE |  |  | Navajo | 1 | Perm Closure | 1977-11-18 | 500 | Diesel | COMPARTMENT A | Unknown | Asphalt coated or Bare Steel |  |  |  | Removal | 1986-10-30
0-001973 | ECOLOGY CONTROL INDUSTRIES | 3641 E SUPERIOR AVE | PHOENIX | AZ | 85040 | Maricopa | 1 | Perm Closure | 1979-01-01 | 2500 | Gasoline | COMPARTMENT A |  | Asphalt coated or Bare Steel | Pressure | Single Walled | Bare or Galvanized Steel | Removal | 1992-04-07
0-002318 | GOODYEAR FARMS - FUEL DEPARMENT | 14145 W INDIAN SCHOOL RD | LITCHFIELD PARK | AZ | 85340 | Maricopa | 1 | Perm Closure | 1961-04-29 | 12000 | Gasoline | COMPARTMENT A | Single Walled | Asphalt coated or Bare Steel |  |  |  | Removal | 1988-08-24
0-009189 | CIRCLE K STORE #2741614 | 10410 N LA CANADA DR | ORO VALLEY | AZ | 85737 | Pima | 1 | Open | 1997-11-04 | 15000 | Gasoline (UL) | COMPARTMENT A | Double Walled | Composite (Steel/Fiberglass) | Pressure | Double Walled | Fiberglass Reinforced Plastic
0-008834 | GPM #4598 | 7542 E SOUTHERN AVE | MESA | AZ | 85209 | Maricopa | 2 | Open | 1995-11-22 | 12000 | Gasoline | COMPARTMENT A | Double Walled | Fiberglass Reinforced Plastic | Pressure | Double Walled | Fiberglass Reinforced Plastic
0-001226 | CIRCLE K #2700419 | 1302 S 1ST AVE | SAFFORD | AZ | 85546 | Graham | 1 | Open | 1982-01-01 | 10000 | Gasoline (PUL) | COMPARTMENT A | Single Walled | Fiberglass Reinforced Plastic | Pressure | Single Walled | Fiberglass Reinforced Plastic
0-001226 | CIRCLE K #2700419 | 1302 S 1ST AVE | SAFFORD | AZ | 85546 | Graham | 3 | Open | 1982-01-01 | 10000 | Gasoline (UL) | COMPARTMENT A | Single Walled | Fiberglass Reinforced Plastic | Pressure | Single Walled | Fiberglass Reinforced Plastic
0-004551 | CIRCLE K #2701897 | 5845 W MCDOWELL RD | PHOENIX | AZ | 85035 | Maricopa | 2 | Open | 1986-01-01 | 10000 | Gasoline | COMPARTMENT A | Single Walled | Fiberglass Reinforced Plastic | Pressure | Single Walled | Fiberglass Reinforced Plastic
0-001534 | CIRCLE K #2701968 | 4305 S 19TH AVE | PHOENIX | AZ | 85041 | Maricopa | 3 | Open | 1986-01-01 | 10000 | Gasoline | COMPARTMENT A | Double Walled | Fiberglass Reinforced Plastic | Pressure |  | Fiberglass Reinforced Plastic
0-002107 | FEEDERS GRAIN CO | 310 S 24TH AVE | PHOENIX | AZ | 85009 | Maricopa | 6 | Perm Closure | 1982-01-01 | 10000 | Diesel | COMPARTMENT A | Single Walled | Asphalt coated or Bare Steel |  |  |  | Removal | 1989-12-19
0-002107 | FEEDERS GRAIN CO | 310 S 24TH AVE | PHOENIX | AZ | 85009 | Maricopa | 1 | Perm Closure | 1946-01-01 | 500 | Gasoline | COMPARTMENT A | Single Walled | Asphalt coated or Bare Steel |  |  |  | Removal | 1989-04-19
0-006984 | FOOD N THINGS | 4995 N GRANITE REEF RD | SCOTTSDALE | AZ | 85251 | Maricopa | 1 | Perm Closure | 1986-01-01 | 10000 | Gasoline | COMPARTMENT A | Double Walled | Fiberglass Reinforced Plastic | Pressure |  | Fiberglass Reinforced Plastic | Removal | 1990-12-27
0-009783 | THRIFTWAY | 2300 NAVAJO BLVD | HOLBROOK | AZ | 86025 | Navajo | 2 | Perm Closure | 2005-06-17 | 10000 | Unidentified | COMPARTMENT A | Single Walled | Asphalt coated or Bare Steel |  |  |  | Removal | 2001-10-17
0-004912 | TEXACO #60-349-0055 | 417 E SOUTHERN AVE | MESA | AZ | 85204 | Maricopa | 4 | Perm Closure | 1986-05-07 | 8000 | Diesel | COMPARTMENT A | Double Walled | Fiberglass Reinforced Plastic | Pressure | Double Walled | Fiberglass Reinforced Plastic | Removal | 2005-05-31
0-006939 | CIRCLE K STORE #2706647 | 3449 W GREENWAY RD | PHOENIX | AZ | 85053 | Maricopa | 8 | Perm Closure | 1990-09-10 | 10000 | Diesel | COMPARTMENT A | Double Walled | Fiberglass Reinforced Plastic | Pressure |  | Fiberglass Reinforced Plastic | Removal | 2000-09-22
0-006153 | SUPERSTITION SPRINGS GOLF COURSE | 6542 E BASELINE RD | MESA | AZ | 85206 | Maricopa | 3 | Perm Closure | 1985-01-01 | 10000 | Gasoline | COMPARTMENT A | Double Walled | Asphalt coated or Bare Steel |  |  |  | Removal | 1994-06-03
0-006583 | HOLBROOK CHEVRON | 950 NAVAJO BLVD | HOLBROOK | AZ | 86025 | Navajo | 2 | Open | 1988-12-19 | 12000 | Gasoline (UL) | COMPARTMENT A | Single Walled | Fiberglass Reinforced Plastic | Pressure |  | Fiberglass Reinforced Plastic
0-002127 | WEBER TIRE & AUTO #PN126055 | 12433 N CAVE CREEK RD | PHOENIX | AZ | 85022 | Maricopa | 1 | Perm Closure | 1976-01-01 | 500 | Used Oil/Waste Oil | COMPARTMENT A | Single Walled | Asphalt coated or Bare Steel | Gravity Feed | Single Walled | Bare or Galvanized Steel | Removal | 1997-07-08
0-006843 | WESTERN EXCAVATING | 7220 N 65TH AVE | GLENDALE | AZ | 85301 | Maricopa | 1 | Perm Closure | 2005-06-17 | 3000 | Diesel | COMPARTMENT A | Unknown | Asphalt coated or Bare Steel | Suction - Check Valve at the Tank Top |  |  | Removal | 1990-06-06
0-002494 | VTS INDUSTRIAL CO BUILDING |  | SALOME |  |  | La Paz | 1 | Perm Closure | 1981-02-26 | 300 | Gasoline | COMPARTMENT A | Single Walled | Asphalt coated or Bare Steel |  |  |  | Removal | 1989-01-09
0-005358 | USDA FS | 2748 HWY 26 | OVERGAARD | AZ | 85928 | Navajo | 4 | Perm Closure | 1966-03-28 | 2000 | Gasoline | COMPARTMENT A | Unknown | Asphalt coated or Bare Steel |  |  |  | Removal | 1990-10-01
0-001851 | ELECTRIC TOOL & SUPPLY CO INC | 7910 W MARKET ST | PEORIA | AZ | 85345 | Maricopa | 2 | Perm Closure | 1981-01-01 | 1000 | Diesel | COMPARTMENT A |  | Asphalt coated or Bare Steel |  |  |  | Removal | 1988-11-19
0-006122 | EMCO RECYCLING | 3700 W LOWER BUCKEYE RD | PHOENIX | AZ | 85009 | Maricopa | 1 | Perm Closure | 1980-01-01 | 5000 | Diesel | COMPARTMENT A | Unknown | Asphalt coated or Bare Steel | Suction - Check Valve at the Tank Top |  | Bare or Galvanized Steel | Removal | 1999-06-09
0-003947 | EAST CHANDLER GIN FACILITY | 18818 S GILBERT RD | CHANDLER | AZ | 85249 | Maricopa | 1 | Perm Closure | 1971-01-01 | 500 | Gasoline | COMPARTMENT A | Single Walled | Asphalt coated or Bare Steel |  |  |  | Removal | 1988-08-01
0-003608 | PARADISE VALLEY COUNTRY CLUB | 7101 N TATUM BLVD | PARADISE VALLEY | AZ | 85253 | Maricopa | 1 | Perm Closure | 1976-01-01 | 1000 | Gasoline | COMPARTMENT A |  | Asphalt coated or Bare Steel |  |  |  | Removal | 1990-05-04
0-000138 | YES! MART - SHELL GAS STATION | 5448 S CENTRAL AVE | PHOENIX | AZ | 85040 | Maricopa | 5 | Perm Closure | 1973-01-01 | 10000 | Gasoline | COMPARTMENT A | Single Walled | Asphalt coated or Bare Steel |  |  |  | Removal | 1988-07-10
0-003555 | OLSON BROTHERS | 520 E ROUTE 66 | WILLIAMS | AZ | 86046 | Coconino | 2 | Perm Closure | 1956-01-01 | 2000 | Used Oil/Waste Oil | COMPARTMENT A |  | Asphalt coated or Bare Steel |  |  |  | Removal | 1988-11-09
0-005054 | CIRCLE K STORE #2709164 | 4001 E CHANDLER BLVD | PHOENIX | AZ | 85048 | Maricopa | 2 | Open | 1989-06-28 | 10000 | Gasoline | COMPARTMENT A | Double Walled | Fiberglass Reinforced Plastic | Pressure |  | Fiberglass Reinforced Plastic
0-008871 | CIRCLE K STORE #2709179 | 1203 S POWER RD | MESA | AZ | 85206 | Maricopa | 1 | Open | 1995-01-01 | 20000 | Gasoline | COMPARTMENT A | Double Walled | Fiberglass Reinforced Plastic | Pressure | Double Walled | Fiberglass Reinforced Plastic
0-004334 | SAN CARLOS IRRIGATION PROJECT | 4224 E HWY 287 | COOLIDGE | AZ | 85128 | Pinal | 1 | Perm Closure | 1983-04-03 | 550 | Gasoline | COMPARTMENT A | Double Walled | Asphalt coated or Bare Steel |  |  |  | Removal | 1989-05-23
0-005998 | MID-STATE TRUCK & RIGGING INC | 2650 N 32ND AVE | PHOENIX | AZ | 85009 | Maricopa | 2 | Perm Closure | 1978-03-29 | 10000 | Diesel | COMPARTMENT A | Double Walled | Asphalt coated or Bare Steel |  |  |  | Removal | 1994-09-07
0-007791 | RANCHO ANTIGUA APARTMENTS | 8787 E MOUNTAIN VIEW RD | SCOTTSDALE | AZ | 85258 | Maricopa | 1 | Perm Closure | 2005-06-17 | 1000 | (Null) | COMPARTMENT A | Unknown | Asphalt coated or Bare Steel |  |  |  | Removal | 1993-09-21
0-003995 | PYRAMID BLOCK CO | 5444 W LUKE AVE | GLENDALE | AZ | 85301 | Maricopa | 2 | Perm Closure | 1973-01-01 | 4000 | Diesel | COMPARTMENT A |  | Asphalt coated or Bare Steel |  |  |  | Removal | 2013-10-31
0-002323 | GOODYEAR AUTO SERVICE #8243 | 50 N DOBSON RD | MESA | AZ | 85201 | Maricopa | 1 | Perm Closure | 1969-04-15 |  | Used Oil/Waste Oil | COMPARTMENT A | Single Walled | Asphalt coated or Bare Steel |  |  |  | Removal | 1995-03-07
0-003982 | GRAND AVENUE MOTORS | 424 N GRAND AVE | NOGALES | AZ | 85621 | Santa Cruz | 3 | Perm Closure | 1956-03-14 | 5000 | Diesel | COMPARTMENT A | Unknown | Asphalt coated or Bare Steel |  |  |  | Removal | 1988-12-01
0-003982 | GRAND AVENUE MOTORS | 424 N GRAND AVE | NOGALES | AZ | 85621 | Santa Cruz | 6 | Perm Closure | 2005-06-17 | 6000 | Gasoline | COMPARTMENT A | Unknown | Asphalt coated or Bare Steel |  |  |  | Removal | 1988-12-22
0-006253 | SPEEDWAY STORE #2998 | 2750 S KOLB RD | TUCSON | AZ | 85730 | Pima | 2 | Open | 1988-07-14 | 10000 | Gasoline | COMPARTMENT A | Double Walled | Composite (Steel/Fiberglass) | Pressure |  | Fiberglass Reinforced Plastic
0-007242 | A & H CONTRACTING SERVICES | 1575 E 18TH AVE | APACHE JUNCTION | AZ | 85119 | Pinal | 2 | Perm Closure | 1980-01-01 | 1000 | Diesel | COMPARTMENT A | Unknown | Asphalt coated or Bare Steel | Suction - Check Valve at the Tank Top |  |  | Removal | 1991-04-01
0-007979 | L & J TIRE COMPANY | 3435 W VAN BUREN ST | PHOENIX | AZ | 85009 | Maricopa | 1 | Perm Closure | 2005-06-17 | 4000 | Gasoline | COMPARTMENT A | Unknown | Asphalt coated or Bare Steel |  |  |  | Removal | 1993-07-12
0-000163 | LAST CHANCE BAR & GRILL | 6909 N DOUBLE ADOBE RD | MC NEAL | AZ | 85617 | Cochise | 1 | Perm Closure | 1980-01-01 | 3000 | Gasoline | COMPARTMENT A |  | Asphalt coated or Bare Steel | Suction - Check Valve at the Tank Top |  |  | Removal | 2005-08-25
0-003545 | JIFFY LUBE #1029 | 828 W BASELINE RD | MESA | AZ | 85210 | Maricopa | 1 | Perm Closure | 1987-01-01 | 2000 | Used Oil/Waste Oil | COMPARTMENT A |  | Asphalt coated or Bare Steel | Gravity Feed |  |  | Removal | 1997-03-25
0-006890 | MAPELLI BROTHERS COMPANY | 4317 N 43RD AVE | PHOENIX | AZ | 85031 | Maricopa | 1 | Perm Closure | 1966-10-01 | 1000 | Gasoline | COMPARTMENT A | Double Walled | Asphalt coated or Bare Steel | Suction - Check Valve at the Tank Top |  |  | Removal | 1990-07-11
0-004951 | INA & ORACLE TEXACO/SHELL | 7210 N ORACLE RD | TUCSON | AZ | 85704 | Pima | 10 | Perm Closure | 1976-01-01 | 550 | Used Oil/Waste Oil | COMPARTMENT A |  | Asphalt coated or Bare Steel | Gravity Feed |  | Bare or Galvanized Steel | Removal | 1988-01-01
0-001399 | CIRCLE K #2701347 | 4502 N 19TH AVE | PHOENIX | AZ | 85015 | Maricopa | 1 | Perm Closure | 1979-01-01 | 10000 | Gasoline | COMPARTMENT A |  | Asphalt coated or Bare Steel | Pressure |  | Fiberglass Reinforced Plastic | Removal | 2004-06-22
0-001399 | CIRCLE K #2701347 | 4502 N 19TH AVE | PHOENIX | AZ | 85015 | Maricopa | 6 | Open | 2004-07-22 | 15000 | Gasoline | COMPARTMENT A | Double Walled | Fiberglass Reinforced Plastic | Pressure |  | Fiberglass Reinforced Plastic
0-009561 | CGI TECHNOLOGIES AND SOLUTIONS | 10007 S 51ST ST | PHOENIX | AZ | 85044 | Maricopa | 1 | Open | 1989-03-01 | 10000 | Diesel | COMPARTMENT A | Double Walled | Fiberglass Reinforced Plastic | Suction - Check Valve at the Tank Top |  | Fiberglass Reinforced Plastic
0-008625 | ACTION FAST LUBE | 3930 E MAIN ST | MESA | AZ | 85205 | Maricopa | 1 | Perm Closure | 1986-01-01 | 1000 | Used Oil/Waste Oil | COMPARTMENT A |  | Asphalt coated or Bare Steel | Gravity Feed |  | Bare or Galvanized Steel | Removal | 2007-02-27
0-000671 | BELL CONCRETE INC | 2239 W SHANGRI LA RD | PHOENIX | AZ | 85029 | Maricopa | 2 | Perm Closure | 2005-06-17 | 4000 | Gasoline | COMPARTMENT A | Single Walled | Asphalt coated or Bare Steel |  |  |  | Removal | 1989-04-29
0-003081 | BILTMORE CAR WASH | 4826 N 16TH ST | PHOENIX | AZ | 85016 | Maricopa | 6 | Perm Closure | 2005-06-17 | 250 | Unidentified | COMPARTMENT A | Unknown | Asphalt coated or Bare Steel | Suction - Check Valve at the Tank Top |  | Bare or Galvanized Steel | Closed in Place | 1986-01-01
0-003081 | BILTMORE CAR WASH | 4826 N 16TH ST | PHOENIX | AZ | 85016 | Maricopa | 3 | Perm Closure | 1964-02-27 | 8000 | Gasoline | COMPARTMENT A | Unknown | Unknown |  |  |  | Removal | 1991-01-09
0-001561 | CAMELBACK TOYOTA | 1550 E CAMELBACK RD | PHOENIX | AZ | 85014 | Maricopa | 2 | Perm Closure | 1961-01-01 | 1000 | Used Oil/Waste Oil | COMPARTMENT A | Single Walled | Asphalt coated or Bare Steel |  |  |  | Removal | 1993-01-14
0-003684 | PEPSI-COLA BOTTLING CO | 4980 E RAILHEAD AVE | FLAGSTAFF | AZ | 86004 | Coconino | 2 | Perm Closure | 1977-01-01 | 2000 | Gasoline | COMPARTMENT A |  | Asphalt coated or Bare Steel |  |  |  | Removal | 1992-07-08
0-003684 | PEPSI-COLA BOTTLING CO | 4980 E RAILHEAD AVE | FLAGSTAFF | AZ | 86004 | Coconino | 1 | Perm Closure | 1977-01-01 | 2000 | Diesel | COMPARTMENT A |  | Asphalt coated or Bare Steel |  |  |  | Removal | 1992-07-07
0-001600 | COCONINO COUNTY - WILLIAMS MAINTENANCE YARD | 1900 COUNTRY CLUB RD | WILLIAMS | AZ | 86046 | Coconino | 3 | Perm Closure | 1978-01-01 | 10000 | Gasoline | COMPARTMENT A |  | Asphalt coated or Bare Steel |  |  |  | Removal | 1991-05-14
0-005135 | BLOCK-LITE | 3900 E INDUSTRIAL DR | FLAGSTAFF | AZ | 86004 | Coconino | 1 | Perm Closure | 1976-01-01 | 1000 | Gasoline | COMPARTMENT A | Single Walled | Asphalt coated or Bare Steel |  |  |  | Removal | 1991-11-15
0-000926 | TEXACO #61-274-0345 | 1501 S 4TH AVE | YUMA | AZ | 85364 | Yuma | 7 | Perm Closure | 1998-11-05 | 10000 | Gasoline | COMPARTMENT A | Double Walled | Fiberglass Reinforced Plastic | Pressure | Double Walled | Fiberglass Reinforced Plastic | Removal | 2007-04-04
0-000926 | TEXACO #61-274-0345 | 1501 S 4TH AVE | YUMA | AZ | 85364 | Yuma | 6 | Perm Closure | 1998-11-05 | 10000 | Gasoline | COMPARTMENT A | Double Walled | Fiberglass Reinforced Plastic | Pressure | Double Walled | Fiberglass Reinforced Plastic | Removal | 2007-04-04
0-000926 | TEXACO #61-274-0345 | 1501 S 4TH AVE | YUMA | AZ | 85364 | Yuma | 5 | Perm Closure | 1998-11-05 | 10000 | Diesel | COMPARTMENT A | Double Walled | Fiberglass Reinforced Plastic | Pressure | Double Walled | Fiberglass Reinforced Plastic | Removal | 2007-04-04
0-001344 | CIRCLE K #918 | 432 W MAIN ST | SOMERTON | AZ | 85350 | Yuma | 3 | Perm Closure | 1984-01-01 | 10000 | Gasoline | COMPARTMENT A | Single Walled | Fiberglass Reinforced Plastic |  |  |  | Removal | 1988-04-18
0-001846 | BROADWAY SERVICE | 153 BROADWAY | YARNELL | AZ | 85362 | Yavapai | 2 | Perm Closure | 1981-01-01 | 8000 | Gasoline | COMPARTMENT A |  | Asphalt coated or Bare Steel | Pressure |  |  | Removal | 1997-11-19
0-001846 | BROADWAY SERVICE | 153 BROADWAY | YARNELL | AZ | 85362 | Yavapai | 1 | Perm Closure | 1981-01-01 | 8000 | Gasoline | COMPARTMENT A |  | Asphalt coated or Bare Steel | Pressure |  |  | Removal | 1997-11-19
0-001706 | BAGDAD CONCENTRATOR COPPER FILTER | 115 MAIN ST | BAGDAD | AZ | 86321 | Yavapai | 4 | Perm Closure | 1977-01-01 | 1000 | Diesel | COMPARTMENT A |  | Fiberglass Reinforced Plastic | Suction - Check Valve at the Tank Top | Single Walled | Bare or Galvanized Steel | Removal | 1992-12-15
0-004460 | MIKE'S MINI MARKET | 924 E GURLEY ST | PRESCOTT | AZ | 86301 | Yavapai | 5 | Perm Closure | 1986-12-01 | 12000 | Gasoline | COMPARTMENT A | Double Walled | Composite (Steel/Fiberglass) | Pressure | Double Walled | Fiberglass Reinforced Plastic | Removal | 2020-05-20
0-005278 | UNOCAL #3888 | 821 E BENSON HWY | TUCSON | AZ | 85713 | Pima | 3 | Perm Closure | 1955-04-16 | 280 | Used Oil/Waste Oil | COMPARTMENT A | Double Walled | Asphalt coated or Bare Steel | Gravity Feed |  |  | Closed in Place | 1991-04-03
0-005269 | UNOCAL #1869 | 1100 N STONE AVE | TUCSON | AZ | 85705 | Pima | 2 | Perm Closure | 1965-04-15 | 10000 | Gasoline | COMPARTMENT A | Double Walled | Asphalt coated or Bare Steel | Suction - Check Valve at the Tank Top |  |  | Removal | 1989-01-01
0-006834 | RALPH'S TRANSFER & STORAGE | 3003 S COUNTRY CLUB RD | TUCSON | AZ | 85713 | Pima | 1 | Perm Closure | 1978-01-01 | 4000 | Gasoline | COMPARTMENT A | Double Walled | Asphalt coated or Bare Steel |  |  |  | Removal | 1990-05-08
0-006777 | COUNTRY CLUB OF GREEN VALLEY | 1070 N PASEO DE GOLF | GREEN VALLEY | AZ | 85614 | Pima | 1 | Perm Closure | 1971-07-01 | 1000 | Gasoline | COMPARTMENT A | Double Walled | Asphalt coated or Bare Steel | Suction - Check Valve at the Tank Top |  |  | Removal | 1991-01-22
0-004045 | FINLEY DISTRIBUTING CO INC | 2104 S EUCLID AVE | TUCSON | AZ | 85713 | Pima | 1 | Perm Closure | 1982-08-26 | 10000 | Diesel | COMPARTMENT A | Unknown | Asphalt coated or Bare Steel |  |  |  | Removal | 1989-08-08
0-007374 | IWX MOTOR FREIGHT | 3100 S GATLIN DR | MCCONNICO | AZ | 86413 | Mohave | 1 | Perm Closure | 2005-06-17 | 8000 | Used Oil/Waste Oil | COMPARTMENT A | Unknown | Asphalt coated or Bare Steel |  |  |  | Removal | 1991-08-26
0-005783 | ARCO #5433 | 320 E BASELINE RD | MESA | AZ | 85210 | Maricopa | 2 | Perm Closure | 1987-01-01 | 12000 | Gasoline | COMPARTMENT A | Double Walled | Fiberglass Reinforced Plastic | Pressure | Double Walled | Fiberglass Reinforced Plastic | Removal | 2007-11-07
0-001880 | COLLEGE EXXON | 2015 W SOUTHERN AVE | MESA | AZ | 85202 | Maricopa | 3 | Perm Closure | 1969-01-01 | 10000 | Gasoline | COMPARTMENT A | Single Walled | Asphalt coated or Bare Steel | Pressure | Single Walled | Bare or Galvanized Steel | Removal | 1997-05-22
0-010602 | WALMART #4203 | 5210 S HWY 95 | MOHAVE VALLEY | AZ | 86426 | Mohave | 2 | Open | 2017-02-15 | 8000 | Gasoline (PUL) | COMPARTMENT A | Double Walled | Fiberglass Reinforced Plastic | Pressure | Double Walled | Fiberglass Reinforced Plastic
0-000593 | AURA INC/NOAO | 950 N CHERRY AVE | TUCSON | AZ | 85721 | Pima | 1 | Perm Closure | 1964-01-01 | 1000 | Diesel | COMPARTMENT A |  | Asphalt coated or Bare Steel |  |  |  | Removal | 1990-01-15
0-000593 | AURA INC/NOAO | 950 N CHERRY AVE | TUCSON | AZ | 85721 | Pima | 2 | Perm Closure | 1966-01-01 | 3000 | Diesel | COMPARTMENT A |  | Asphalt coated or Bare Steel |  |  |  | Removal | 1990-01-15
0-000593 | AURA INC/NOAO | 950 N CHERRY AVE | TUCSON | AZ | 85721 | Pima | 4 | Open | 1990-03-13 | 4000 | Gasoline | COMPARTMENT A |  | Composite (Steel/Fiberglass) | Pressure |  | Fiberglass Reinforced Plastic
0-005836 | ARCO #5321 | 13801 N 19TH AVE | PHOENIX | AZ | 85023 | Maricopa | 2 | Perm Closure | 2005-06-17 | 8000 | Gasoline | COMPARTMENT A |  | Asphalt coated or Bare Steel |  |  |  | Removal | 1986-08-01
0-005836 | ARCO #5321 | 13801 N 19TH AVE | PHOENIX | AZ | 85023 | Maricopa | 3 | Perm Closure | 2005-06-17 | 8000 | Gasoline | COMPARTMENT A |  | Asphalt coated or Bare Steel |  |  |  | Removal | 1986-08-01
0-002800 | WHITING STATION #120 | 945 N ARIZONA AVE | CHANDLER | AZ | 85225 | Maricopa | 8 | Perm Closure | 1988-01-01 | 10000 | Gasoline | COMPARTMENT A | Double Walled | Composite (Steel/Fiberglass) | Pressure | Double Walled | Fiberglass Reinforced Plastic | Removal | 2014-01-15
0-001273 | CIRCLE K #618 | 2801 E MCKELLIPS RD | MESA | AZ | 85213 | Maricopa | 2 | Perm Closure | 1971-01-01 | 10000 | Gasoline | COMPARTMENT A | Single Walled | Asphalt coated or Bare Steel | Pressure | Single Walled | Bare or Galvanized Steel | Removal | 1993-04-27
0-004839 | QUANTUMCLEAN | 3925 E WATKINS ST | PHOENIX | AZ | 85034 | Maricopa | 8 | Perm Closure | 1960-01-01 | 10000 | Unidentified | COMPARTMENT A | Unknown | Asphalt coated or Bare Steel | Suction - Check Valve at the Tank Top |  | Bare or Galvanized Steel | Removal | 1992-01-22
0-008066 | NUTRIEN AG SOLUTIONS 7521 | 121 W PIMA ST | GILA BEND | AZ | 85337 | Maricopa | 4 | Perm Closure | 2005-06-17 | 10000 | Gasoline | COMPARTMENT A |  | Asphalt coated or Bare Steel | Suction - Check Valve at the Tank Top |  |  | Removal | 1996-02-21
0-005270 | VACANT LOT - FORMER UNOCAL | 701 W THOMAS RD | PHOENIX | AZ | 85013 | Maricopa | 3 | Perm Closure | 1968-01-01 | 280 | Used Oil/Waste Oil | COMPARTMENT A | Single Walled | Asphalt coated or Bare Steel | Gravity Feed | Single Walled | Bare or Galvanized Steel | Removal | 1995-10-17
0-005321 | DOTTLINGS PASEO VILLAGE SHELL | 8225 E VIA PASEO DEL NORTE | SCOTTSDALE | AZ | 85258 | Maricopa | 3 | Perm Closure | 1983-01-01 | 10000 | Gasoline | COMPARTMENT A | Double Walled | Fiberglass Reinforced Plastic | Pressure |  | Fiberglass Reinforced Plastic | Removal | 1989-01-01
0-005338 | PHOENIX-MESA GATEWAY AIRPORT | 5835 S SOSSAMAN RD | MESA | AZ | 85212 | Maricopa | 45 | Perm Closure | 1975-01-01 | 500 | Used Oil/Waste Oil | COMPARTMENT A | Single Walled | Asphalt coated or Bare Steel |  |  |  | Removal | 1993-10-27
0-005338 | PHOENIX-MESA GATEWAY AIRPORT | 5835 S SOSSAMAN RD | MESA | AZ | 85212 | Maricopa | 89 | Perm Closure | 1978-01-01 | 600 | Hazardous Substance | COMPARTMENT A | Single Walled | Concrete | Gravity Feed |  |  | Removal | 1989-01-01
0-005338 | PHOENIX-MESA GATEWAY AIRPORT | 5835 S SOSSAMAN RD | MESA | AZ | 85212 | Maricopa | 13 | Perm Closure | 1969-01-01 | 1000 | Used Oil/Waste Oil | COMPARTMENT A | Single Walled | Asphalt coated or Bare Steel | Gravity Feed |  | Bare or Galvanized Steel | Removal | 1993-10-05
0-005338 | PHOENIX-MESA GATEWAY AIRPORT | 5835 S SOSSAMAN RD | MESA | AZ | 85212 | Maricopa | 3 | Perm Closure | 1977-01-01 | 6000 | Gasoline | COMPARTMENT A | Single Walled | Asphalt coated or Bare Steel | Pressure |  | Bare or Galvanized Steel | Removal | 1994-02-02
0-005338 | PHOENIX-MESA GATEWAY AIRPORT | 5835 S SOSSAMAN RD | MESA | AZ | 85212 | Maricopa | 16 | Perm Closure | 1969-01-01 | 12000 | Gasoline | COMPARTMENT A | Single Walled | Asphalt coated or Bare Steel | Suction - Check Valve at the Tank Top |  | Bare or Galvanized Steel | Removal | 1993-08-15
0-005338 | PHOENIX-MESA GATEWAY AIRPORT | 5835 S SOSSAMAN RD | MESA | AZ | 85212 | Maricopa | 56 | Perm Closure | 1986-08-27 | 10000 | Gasoline | COMPARTMENT A | Double Walled | Fiberglass Reinforced Plastic |  |  |  | Removal | 1994-02-03
0-005338 | PHOENIX-MESA GATEWAY AIRPORT | 5835 S SOSSAMAN RD | MESA | AZ | 85212 | Maricopa | 46 | Perm Closure | 1962-01-01 | 250 | Diesel | COMPARTMENT A | Single Walled | Asphalt coated or Bare Steel |  |  |  | Removal | 1981-01-01
0-007955 | PERFORMANCE ENGINEERING | 10201 N CAVE CREEK RD | PHOENIX | AZ | 85020 | Maricopa | 2 | Perm Closure | 2005-06-17 | 4000 | Gasoline | COMPARTMENT A | Double Walled | Asphalt coated or Bare Steel |  |  |  | Removal | 1992-08-26
0-004821 | SWENGEL-ROBBINS | 837 E SOUTHERN AVE | PHOENIX | AZ | 85040 | Maricopa | 1 | Perm Closure | 1976-01-01 | 5000 | Gasoline | COMPARTMENT A | Single Walled | Asphalt coated or Bare Steel |  |  |  | Closed in Place | 1985-10-25
0-005010 | UPS PHOENIX HUB | 3150 N 31ST AVE | PHOENIX | AZ | 85017 | Maricopa | 11 | Open | 1990-01-01 | 20000 | Gasoline | COMPARTMENT A | Double Walled | Fiberglass Reinforced Plastic | Pressure | Double Walled | Fiberglass Reinforced Plastic
0-005010 | UPS PHOENIX HUB | 3150 N 31ST AVE | PHOENIX | AZ | 85017 | Maricopa | 8 | Perm Closure | 1983-01-01 | 1000 | Used Oil/Waste Oil | COMPARTMENT A | Single Walled | Asphalt coated or Bare Steel |  |  |  | Removal | 1990-11-29
0-007010 | DEER-O PAINTS & CHEMICALS | 2431 E VAN BUREN ST | PHOENIX | AZ | 85008 | Maricopa | 6 | Perm Closure | 2005-06-17 | 3000 | Other | COMPARTMENT A | Single Walled | Asphalt coated or Bare Steel | Suction - Check Valve at the Tank Top | Single Walled | Bare or Galvanized Steel | Removal | 1985-05-29
0-003236 | MOBIL 18-MCQ | 3202 E CACTUS RD | PHOENIX | AZ | 85032 | Maricopa | 1 | Perm Closure | 1970-01-01 | 6000 | Gasoline | COMPARTMENT A |  | Asphalt coated or Bare Steel | Pressure |  |  | Removal | 1987-04-02
0-000638 | RECON MOTORSPORTS | 1315 E GIBSON LN | PHOENIX | AZ | 85034 | Maricopa | 3 | Perm Closure | 1976-01-01 | 12000 | Diesel | COMPARTMENT A |  | Asphalt coated or Bare Steel |  |  |  | Removal | 1998-02-11
0-000638 | RECON MOTORSPORTS | 1315 E GIBSON LN | PHOENIX | AZ | 85034 | Maricopa | 2 | Perm Closure | 1976-01-01 | 12000 | Diesel | COMPARTMENT A |  | Asphalt coated or Bare Steel |  |  |  | Removal | 1998-02-11
0-000638 | RECON MOTORSPORTS | 1315 E GIBSON LN | PHOENIX | AZ | 85034 | Maricopa | 4 | Perm Closure | 1987-01-01 | 12000 | Diesel | COMPARTMENT A |  | Asphalt coated or Bare Steel |  |  |  | Removal | 1998-02-11
0-000148 | CIRCLE K #8834 | 13549 E CHANDLER BLVD | CHANDLER | AZ | 85225 | Maricopa | 2 | Open | 1987-01-01 | 10000 | Gasoline | COMPARTMENT A | Double Walled | Fiberglass Reinforced Plastic | Pressure | Single Walled | Fiberglass Reinforced Plastic
0-006142 | CASHION TANK & STEEL | 12505 W BUCKEYE RD | AVONDALE | AZ | 85323 | Maricopa | 1 | Perm Closure | 1978-04-21 | 3000 | Unidentified | COMPARTMENT A | Double Walled | Asphalt coated or Bare Steel |  |  |  | Closed in Place | 1982-01-01
0-009695 | CIRCLE K #2706357 | 1850 S STAPLEY DR | MESA | AZ | 85204 | Maricopa | 3 | Open | 2000-06-12 | 10000 | Gasoline | COMPARTMENT A | Double Walled | Fiberglass Reinforced Plastic | Pressure | Double Walled | Flexible
0-010378 | GATEWAY TEMPLE OF WORSHIP | 711 N ARBOR AVE | CASA GRANDE | AZ | 85122 | Pinal | 1 | Perm Closure | 2011-01-14 | 5500 | Gasoline | COMPARTMENT A |  | Asphalt coated or Bare Steel |  |  |  | Removal | 2010-12-09
0-002241 | GM DESERT PROVING GROUND | 13303 S ELLSWORTH RD | MESA | AZ | 85212 | Maricopa | 50 | Perm Closure | 1989-12-01 | 12000 | Gasoline | COMPARTMENT A | Double Walled | Fiberglass Reinforced Plastic | Pressure | Double Walled | Fiberglass Reinforced Plastic | Removal | 2014-02-21
0-002241 | GM DESERT PROVING GROUND | 13303 S ELLSWORTH RD | MESA | AZ | 85212 | Maricopa | 58 | Perm Closure | 1993-10-01 | 4000 | Gasoline | COMPARTMENT C | Double Walled | Fiberglass Reinforced Plastic | Pressure | Double Walled | Fiberglass Reinforced Plastic | Removal | 2014-02-11
0-002241 | GM DESERT PROVING GROUND | 13303 S ELLSWORTH RD | MESA | AZ | 85212 | Maricopa | 10 | Perm Closure | 1976-01-01 | 10000 | Gasoline | COMPARTMENT A |  | Asphalt coated or Bare Steel |  |  |  | Removal | 1990-05-08
0-002241 | GM DESERT PROVING GROUND | 13303 S ELLSWORTH RD | MESA | AZ | 85212 | Maricopa | 26 | Perm Closure | 1976-01-01 | 12000 | Gasoline | COMPARTMENT A |  | Asphalt coated or Bare Steel |  |  |  | Removal | 1993-07-20
0-002241 | GM DESERT PROVING GROUND | 13303 S ELLSWORTH RD | MESA | AZ | 85212 | Maricopa | 34 | Perm Closure | 1976-01-01 | 1000 | Unidentified | COMPARTMENT A |  | Asphalt coated or Bare Steel |  |  |  | Removal | 1990-05-10
0-002241 | GM DESERT PROVING GROUND | 13303 S ELLSWORTH RD | MESA | AZ | 85212 | Maricopa | 53 | Perm Closure | 1989-12-01 | 12000 | Gasoline | COMPARTMENT A | Double Walled | Fiberglass Reinforced Plastic | Pressure | Double Walled | Fiberglass Reinforced Plastic | Removal | 2014-02-11
0-002241 | GM DESERT PROVING GROUND | 13303 S ELLSWORTH RD | MESA | AZ | 85212 | Maricopa | 11 | Perm Closure | 1976-01-01 | 10000 | Gasoline | COMPARTMENT A |  | Asphalt coated or Bare Steel |  |  |  | Removal | 1990-05-08
0-008201 | HW JOHNSON CONCRETE CONSTRUCTION LLC | 845 S 59TH AVE | PHOENIX | AZ | 85043 | Maricopa | 2 | Perm Closure | 2005-06-17 | 10000 | Diesel | COMPARTMENT A | Unknown | Asphalt coated or Bare Steel |  |  |  | Removal | 1993-08-10
0-008486 | SOFT TOUCH CAR WASH | 4925 N 40TH ST | PHOENIX | AZ | 85018 | Maricopa | 3 | Perm Closure | 2005-06-17 | 8000 | Gasoline | COMPARTMENT A | Unknown | Asphalt coated or Bare Steel | Suction - Check Valve at the Tank Top |  |  | Removal | 1998-07-22
0-008622 | HAYDEN AUTO PLAZA | 1900 E HAYDEN LN | TEMPE | AZ | 85281 | Maricopa | 2 | Perm Closure | 1985-01-01 | 3000 | Used Oil/Waste Oil | COMPARTMENT A |  | Asphalt coated or Bare Steel | Gravity Feed |  | Bare or Galvanized Steel | Removal | 1995-05-18
0-005875 | MOUNTAIN PASS TRUCK STOP | MP 54 HIGHWAY 60 | HARVUCAR | AZ | 85348 | La Paz | 2 | Perm Closure | 1986-10-21 | 10000 | Gasoline | COMPARTMENT A | Double Walled | Fiberglass Reinforced Plastic | Pressure |  | Bare or Galvanized Steel | Removal | 1992-09-02
0-005143 | BAIT SHOP | 1740 E ASH ST | GLOBE | AZ | 85501 | Gila | 2 | Perm Closure | 1976-05-01 | 8000 | Gasoline | COMPARTMENT A | Double Walled | Asphalt coated or Bare Steel | Pressure |  |  | Removal | 1998-12-02
0-009342 | BUCKEYE AUTO SALES & SERVICE | 101 E MONROE AVE | BUCKEYE | AZ | 85326 | Maricopa | 2 | Perm Closure | 1960-01-01 | 500 | Gasoline | COMPARTMENT A |  | Asphalt coated or Bare Steel |  |  |  | Removal | 1999-03-16
0-005627 | AMIGO FUELS | 801 N 16TH ST | PHOENIX | AZ | 85006 | Maricopa | 3 | Perm Closure | 1981-01-01 | 8000 | Gasoline | COMPARTMENT A |  | Asphalt coated or Bare Steel |  |  |  | Removal | 1989-11-21
0-008867 | MESA UNIFIED SCHOOL DISTRICT #4 - SURPLUS FACILITY | 845 E 2ND AVE | MESA | AZ | 85204 | Maricopa | 1 | Perm Closure | 2005-06-17 | 2000 | Gasoline | COMPARTMENT A | Unknown | Unknown |  |  |  | Removal | 1996-11-12
0-002275 | GLENDALE HIGH SCHOOL | 6216 W GLENDALE AVE | GLENDALE | AZ | 85301 | Maricopa | 2 | Perm Closure | 1978-04-21 | 1000 | Gasoline | COMPARTMENT A | Unknown | Unknown |  |  |  | Removal | 1989-07-07
0-007392 | SANDERS UNIFIED SCHOOL DISTRICT - MAINTENANCE YARD |  | SANDERS |  |  | Apache | 4 | Perm Closure | 1985-01-01 | 2000 | Gasoline | COMPARTMENT A | Single Walled | Asphalt coated or Bare Steel | Suction - Check Valve at the Tank Top |  |  | Removal | 1998-12-09
0-007392 | SANDERS UNIFIED SCHOOL DISTRICT - MAINTENANCE YARD |  | SANDERS |  |  | Apache | 5 | Perm Closure | 1985-01-01 | 6000 | Gasoline | COMPARTMENT A | Single Walled | Asphalt coated or Bare Steel | Suction - Check Valve at the Tank Top |  |  | Removal | 1998-12-09
0-001377 | CIRCLE K #2701198 | 721 N 195TH AVE | BUCKEYE | AZ | 85326 | Maricopa | 5 | Open | 2002-11-11 | 15000 | Gasoline | COMPARTMENT A | Double Walled | Fiberglass Reinforced Plastic | Pressure | Double Walled | Fiberglass Reinforced Plastic
0-001156 | R14 INVESTMENT PARTNERS LLC | 33040 N 203RD AVE | WITTMANN | AZ | 85361 | Maricopa | 11 | Perm Closure | 1995-02-01 | 6000 | Gasoline | COMPARTMENT A | Double Walled | Composite (Steel/Fiberglass) | Pressure | Double Walled | Fiberglass Reinforced Plastic | Removal | 2006-09-01
0-001156 | R14 INVESTMENT PARTNERS LLC | 33040 N 203RD AVE | WITTMANN | AZ | 85361 | Maricopa | 10 | Perm Closure | 1995-02-01 | 4000 | Gasoline | COMPARTMENT B | Double Walled | Fiberglass Reinforced Plastic | Pressure | Double Walled | Fiberglass Reinforced Plastic | Removal | 2006-09-01
0-005286 | UNOCAL #4742 | 5836 W INDIAN SCHOOL RD | PHOENIX | AZ | 85031 | Maricopa | 1 | Perm Closure | 1961-04-15 | 6000 | Gasoline | COMPARTMENT A | Double Walled | Asphalt coated or Bare Steel |  |  |  | Removal | 1986-01-01
0-010049 | PARK PLACE TRAVEL CENTER | 185 N RIGGLES RD | QUARTZSITE | AZ | 85346 | La Paz | 2 | Open | 2005-01-06 | 15000 | Gasoline | COMPARTMENT A | Double Walled | Fiberglass Reinforced Plastic | Pressure | Double Walled | Flexible
0-010049 | PARK PLACE TRAVEL CENTER | 185 N RIGGLES RD | QUARTZSITE | AZ | 85346 | La Paz | 1 | Open | 2005-01-06 | 8000 | Gasoline | COMPARTMENT B | Double Walled | Fiberglass Reinforced Plastic | Pressure | Double Walled | Flexible
0-000730 | SCHROEDER'S AUTO SERVICE | 2701 N CAMPBELL AVE | TUCSON | AZ | 85719 | Pima | 4 | Perm Closure | 1971-01-01 | 4000 | Gasoline | COMPARTMENT A | Single Walled | Asphalt coated or Bare Steel |  |  |  | Removal | 1988-03-31
0-002092 | ROSS AVIATION | 14700 N AIRPORT DR | SCOTTSDALE | AZ | 85260 | Maricopa | 2 | Open | 1983-01-01 | 20000 | Jet Fuel | COMPARTMENT A |  | Fiberglass Reinforced Plastic | Suction - Check Valve at the Tank Top | Double Walled | Fiberglass Reinforced Plastic
0-010008 | COUNTRY CLUB CHEVRON | 414 W GUADALUPE RD | MESA | AZ | 85210 | Maricopa | 1 | Open | 1998-01-01 | 10000 | Gasoline | COMPARTMENT A |  | Fiberglass Reinforced Plastic
0-002162 | CROSS Y RANCH |  | BLACK CANYON CITY |  |  | Yavapai | 2 | Perm Closure | 2005-06-17 | 1000 | Diesel | COMPARTMENT A | Single Walled | Asphalt coated or Bare Steel |  |  |  | Removal | 1990-06-18
0-005747 | COCHISE MAINTENANCE FACILITY | 9792 E LARRY HUGHES DR | SCOTTSDALE | AZ | 85262 | Maricopa | 2 | Perm Closure | 1988-10-17 | 2000 | Diesel | COMPARTMENT A | Double Walled | Fiberglass Reinforced Plastic | Pressure |  | Fiberglass Reinforced Plastic | Removal | 2020-06-30
0-010424 | QUIKTRIP #1487 | 10230 E GOLF LINKS RD | TUCSON | AZ | 85730 | Pima | 3 | Open | 2011-06-23 | 12000 | Gasoline | COMPARTMENT A | Double Walled | Fiberglass Reinforced Plastic | Pressure | Double Walled | Fiberglass Reinforced Plastic
0-005706 | JACKSONS ENERGY #6796 | 4127 N 411TH AVE | TONOPAH | AZ | 85354 | Maricopa | 5 | Open | 2013-12-27 | 14000 | Gasoline (UL) | COMPARTMENT B | Double Walled | Polyethylene Jacketed Steel | Pressure | Double Walled | Fiberglass Reinforced Plastic
0-005706 | JACKSONS ENERGY #6796 | 4127 N 411TH AVE | TONOPAH | AZ | 85354 | Maricopa | 4 | Perm Closure | 1974-01-01 | 10000 | Gasoline | COMPARTMENT A |  | Asphalt coated or Bare Steel | Pressure |  | Fiberglass Reinforced Plastic | Closed in Place | 2014-01-09
0-005706 | JACKSONS ENERGY #6796 | 4127 N 411TH AVE | TONOPAH | AZ | 85354 | Maricopa | 1 | Open | 1980-01-01 | 12000 | Diesel | COMPARTMENT A | Single Walled | Asphalt coated or Bare Steel | Pressure |  | Fiberglass Reinforced Plastic
0-010437 | QUIKTRIP #1408 | 2250 E THOMAS RD | PHOENIX | AZ | 85016 | Maricopa | 3 | Open | 2011-09-27 | 12000 | Gasoline | COMPARTMENT A | Double Walled | Fiberglass Reinforced Plastic | Pressure | Double Walled | Fiberglass Reinforced Plastic
0-010437 | QUIKTRIP #1408 | 2250 E THOMAS RD | PHOENIX | AZ | 85016 | Maricopa | 1 | Open | 2011-09-27 | 20000 | Gasoline | COMPARTMENT A | Double Walled | Fiberglass Reinforced Plastic | Pressure | Double Walled | Fiberglass Reinforced Plastic
0-007456 | COMMERCIAL PIPE INC | 1429 S 7TH ST | PHOENIX | AZ | 85034 | Maricopa | 3 | Perm Closure | 2005-06-17 | 1000 | Gasoline | COMPARTMENT A | Double Walled | Asphalt coated or Bare Steel | Suction - Check Valve at the Tank Top |  | Bare or Galvanized Steel | Removal | 1992-04-16
0-000200 | ADPS - PHOENIX | 2610 S 16TH ST | PHOENIX | AZ | 85034 | Maricopa | 1 | Perm Closure | 1976-01-01 | 10000 | Gasoline | COMPARTMENT A |  | Asphalt coated or Bare Steel |  |  |  | Removal | 1994-05-25
0-000140 | EXXON - SEDONA | 120 STATE ROUTE 179 | SEDONA | AZ | 86336 | Yavapai | 2 | Perm Closure | 1961-01-01 | 4000 | Gasoline | COMPARTMENT A |  | Asphalt coated or Bare Steel |  |  |  | Removal | 1990-05-23
0-000140 | EXXON - SEDONA | 120 STATE ROUTE 179 | SEDONA | AZ | 86336 | Yavapai | 3 | Perm Closure | 1961-01-01 | 4000 | Gasoline | COMPARTMENT A |  | Asphalt coated or Bare Steel |  |  |  | Removal | 1990-05-23
0-007449 | GRAND AVE RIGHT OF WAY | 6258 NW GRAND AVE | GLENDALE | AZ | 85301 | Maricopa | 3 | Perm Closure | 2005-06-17 | 1000 | Diesel | COMPARTMENT A | Double Walled | Asphalt coated or Bare Steel | Suction - Check Valve at the Tank Top |  | Bare or Galvanized Steel | Removal | 1991-09-10
0-002267 | VACANT LOT |  | TUCSON |  |  | Pima | 2 | Perm Closure | 2005-06-17 |  | Gasoline | COMPARTMENT A | Single Walled | Asphalt coated or Bare Steel | Pressure |  | Bare or Galvanized Steel | Removal | 1990-11-01
0-003711 | PHILLIPS 66 COMPANY #012262 | 4840 E INDIAN SCHOOL RD | PHOENIX | AZ | 85018 | Maricopa | 4 | Perm Closure | 1972-01-01 | 10000 | Gasoline | COMPARTMENT A |  | Asphalt coated or Bare Steel |  |  |  | Removal | 1978-08-01
0-009808 | PILOT TRAVEL CENTER #459 | 900 N 99TH AVE | AVONDALE | AZ | 85323 | Maricopa | 1 | Open | 2001-10-04 | 12000 | Gasoline | COMPARTMENT B | Double Walled | Composite (Steel/Fiberglass) | Pressure | Double Walled | Fiberglass Reinforced Plastic
0-009808 | PILOT TRAVEL CENTER #459 | 900 N 99TH AVE | AVONDALE | AZ | 85323 | Maricopa | 2 | Open | 2001-10-04 | 20000 | Gasoline | COMPARTMENT A | Double Walled | Fiberglass Reinforced Plastic | Pressure | Double Walled | Fiberglass Reinforced Plastic
0-009158 | PHOENIX, CITY OF - CIVIC PLAZA PARKING GARAGE | 633 E WASHINGTON ST | PHOENIX | AZ | 85004 | Maricopa | 5 | Perm Closure | 2005-06-17 | 750 | Unidentified | COMPARTMENT A | Single Walled | Asphalt coated or Bare Steel |  |  |  | Removal | 1996-08-29
0-003556 | CLOVER HILL SERVICE | 2590 W ROUTE 66 | WILLIAMS | AZ | 86046 | Coconino | 4 | Perm Closure | 1983-01-01 | 8000 | Diesel | COMPARTMENT A | Single Walled | Asphalt coated or Bare Steel |  |  |  | Removal | 1990-03-27
0-003556 | CLOVER HILL SERVICE | 2590 W ROUTE 66 | WILLIAMS | AZ | 86046 | Coconino | 5 | Open | 1990-02-01 | 10000 | Gasoline | COMPARTMENT A | Double Walled | Composite (Steel/Fiberglass) | Pressure | Single Walled | Fiberglass Reinforced Plastic
0-001348 | CIRCLE K #2700990 | 29105 HWY 80 | WELLTON | AZ | 85356 | Yuma | 3 | Open | 1985-01-01 | 10000 | Gasoline (UL) | COMPARTMENT A | Single Walled | Fiberglass Reinforced Plastic | Pressure |  | Fiberglass Reinforced Plastic
0-001435 | CIRCLE K #2701572 | 904 W BROADWAY RD | TEMPE | AZ | 85282 | Maricopa | 3 | Open | 1986-01-01 | 10000 | Gasoline | COMPARTMENT A | Double Walled | Fiberglass Reinforced Plastic | Pressure | Single Walled | Fiberglass Reinforced Plastic
0-001496 | CIRCLE K #2701843 | 10 E BUCKEYE RD | PHOENIX | AZ | 85004 | Maricopa | 3 | Open | 1985-01-01 | 10000 | Gasoline | COMPARTMENT A | Double Walled | Fiberglass Reinforced Plastic | Pressure |  | Fiberglass Reinforced Plastic
0-001496 | CIRCLE K #2701843 | 10 E BUCKEYE RD | PHOENIX | AZ | 85004 | Maricopa | 2 | Open | 1985-01-01 | 10000 | Gasoline | COMPARTMENT A | Double Walled | Fiberglass Reinforced Plastic | Pressure |  | Fiberglass Reinforced Plastic
0-000430 | CIRCLE K #2708596 | 1602 E WASHINGTON ST | PHOENIX | AZ | 85034 | Maricopa | 2 | Open | 1987-01-01 | 10000 | Gasoline | COMPARTMENT A | Double Walled | Fiberglass Reinforced Plastic | Pressure |  | Fiberglass Reinforced Plastic
0-001664 | CIRCLE K #2701944 | 3031 E 22ND ST | TUCSON | AZ | 85713 | Pima | 2 | Open | 1985-01-01 | 10000 | Gasoline | COMPARTMENT A | Single Walled | Fiberglass Reinforced Plastic | Pressure |  | Fiberglass Reinforced Plastic
0-001535 | CIRCLE K #2701974 | 2402 E MCDOWELL RD | PHOENIX | AZ | 85008 | Maricopa | 1 | Perm Closure | 1986-01-01 | 10000 | Diesel | COMPARTMENT A | Single Walled | Fiberglass Reinforced Plastic | Pressure |  | Fiberglass Reinforced Plastic | Removal | 2019-11-12
0-001535 | CIRCLE K #2701974 | 2402 E MCDOWELL RD | PHOENIX | AZ | 85008 | Maricopa | 6 | Open | 2020-04-10 | 12000 | Diesel | COMPARTMENT A | Double Walled | Fiberglass Reinforced Plastic
0-004563 | CIRCLE K #2701997 | 1581 MAINLINE RD | HEBER | AZ | 85928 | Navajo | 3 | Open | 1986-07-13 | 10000 | Gasoline (UL) | COMPARTMENT A | Single Walled | Fiberglass Reinforced Plastic | Pressure | Single Walled | Fiberglass Reinforced Plastic
0-003902 | WINONA TRADING POST | 13644 TOWNSEND WINONA RD | FLAGSTAFF | AZ | 86004 | Coconino | 7 | Perm Closure | 1990-01-22 | 10000 | Diesel | COMPARTMENT A | Double Walled | Composite (Steel/Fiberglass) | Pressure |  | Fiberglass Reinforced Plastic | Removal | 2020-02-14
0-003902 | WINONA TRADING POST | 13644 TOWNSEND WINONA RD | FLAGSTAFF | AZ | 86004 | Coconino | 8 | Open | 2020-01-30 | 12000 | Gasoline (UL) | COMPARTMENT A | Double Walled | Fiberglass Reinforced Plastic | Pressure
0-003902 | WINONA TRADING POST | 13644 TOWNSEND WINONA RD | FLAGSTAFF | AZ | 86004 | Coconino | 4 | Perm Closure | 1990-01-22 | 10000 | Gasoline | COMPARTMENT A | Double Walled | Composite (Steel/Fiberglass) | Pressure |  | Fiberglass Reinforced Plastic | Removal | 2020-02-14
0-003902 | WINONA TRADING POST | 13644 TOWNSEND WINONA RD | FLAGSTAFF | AZ | 86004 | Coconino | 2 | Perm Closure | 1947-01-01 | 1000 | Gasoline | COMPARTMENT A |  | Asphalt coated or Bare Steel |  |  |  | Removal | 1990-05-04
0-003902 | WINONA TRADING POST | 13644 TOWNSEND WINONA RD | FLAGSTAFF | AZ | 86004 | Coconino | 5 | Perm Closure | 1990-01-22 | 10000 | Gasoline | COMPARTMENT A | Double Walled | Composite (Steel/Fiberglass) | Pressure |  | Fiberglass Reinforced Plastic | Removal | 2020-02-14
0-007264 | CITY OF PHOENIX - FIRE STATION #1 | 323 N 4TH AVE | PHOENIX | AZ | 85003 | Maricopa | 1 | Open | 1992-02-03 | 1000 | Diesel | COMPARTMENT A | Double Walled | Fiberglass Reinforced Plastic | Pressure | Double Walled | Fiberglass Reinforced Plastic
0-005548 | DIAMOND MASONRY INC. | 2836 W BROADWAY RD | PHOENIX | AZ | 85041 | Maricopa | 2 | Perm Closure | 2005-06-17 | 1000 | Gasoline | COMPARTMENT A | Single Walled | Asphalt coated or Bare Steel |  |  |  | Removal | 1997-12-17
0-002796 | SPEEDWAY STORE #2989 | 2946 W US HIGHWAY 70 | THATCHER | AZ | 85552 | Graham | 2 | Perm Closure | 1976-01-01 | 10000 | Gasoline | COMPARTMENT A | Double Walled | Fiberglass Reinforced Plastic | Pressure |  | Fiberglass Reinforced Plastic | Removal | 2006-05-31
0-002796 | SPEEDWAY STORE #2989 | 2946 W US HIGHWAY 70 | THATCHER | AZ | 85552 | Graham | 6 | Open | 2006-06-30 | 8000 | Diesel | COMPARTMENT B | Double Walled | Composite (Steel/Fiberglass) | Pressure | Double Walled | Fiberglass Reinforced Plastic
0-002732 | JOHNSON MANLEY LUMBER COMPANY | 1501 N 15TH AVE | TUCSON | AZ | 85705 | Pima | 3 | Perm Closure | 1971-01-01 |  | Unidentified | COMPARTMENT A | Single Walled | Asphalt coated or Bare Steel |  |  |  | Removal | 1988-10-01
0-002831 | KEMPER MARLEY FARMS |  | SURPRISE |  |  | Maricopa | 1 | Perm Closure | 1982-03-04 | 500 | Diesel | COMPARTMENT A | Single Walled | Asphalt coated or Bare Steel |  |  |  | Removal | 1988-12-01
0-008739 | TRUXTON CHEVRON - FORMER | 15961 E HWY 66 | TRUXTON | AZ | 86434 | Mohave | 2 | Perm Closure | 2005-06-17 | 1000 | Gasoline | COMPARTMENT A |  | Asphalt coated or Bare Steel |  |  |  | Removal | 2008-09-25
0-001629 | CONCHO PETROLEUM INC |  | BOWIE |  |  | Cochise | 4 | Perm Closure | 1977-01-01 | 10000 | Diesel | COMPARTMENT A |  | Asphalt coated or Bare Steel |  |  |  | Removal | 1996-02-02
0-001629 | CONCHO PETROLEUM INC |  | BOWIE |  |  | Cochise | 3 | Perm Closure | 1977-01-01 | 10000 | Gasoline | COMPARTMENT A |  | Asphalt coated or Bare Steel |  |  |  | Removal | 1996-02-02
0-006347 | ELISA'S CORNER LLC | 1160 S PAGE SPRINGS RD | CORNVILLE | AZ | 86325 | Yavapai | 2 | Perm Closure | 1982-01-01 | 8000 | Gasoline | COMPARTMENT A |  | Asphalt coated or Bare Steel | Pressure |  | Fiberglass Reinforced Plastic | Removal | 2009-01-14
0-001370 | CIRCLE K #2701149 | 1955 W UNIVERSITY DR | MESA | AZ | 85201 | Maricopa | 1 | Perm Closure | 1985-01-01 | 10000 | Gasoline | COMPARTMENT A |  | Fiberglass Reinforced Plastic |  |  |  | Removal | 1993-12-04
0-003966 | CITY OF PRESCOTT - AIRPORT | 2800 MELVILLE RD | PRESCOTT | AZ | 86301 | Yavapai | 1 | Perm Closure | 1977-04-14 | 1200 | Diesel | COMPARTMENT A | Unknown | Asphalt coated or Bare Steel |  |  |  | Removal | 1995-03-01
0-001317 | CIRCLE K #808 | 6070 S 6TH AVE | TUCSON | AZ | 85706 | Pima | 2 | Perm Closure | 1973-01-01 | 10000 | Gasoline | COMPARTMENT A |  | Asphalt coated or Bare Steel | Pressure |  |  | Removal | 1994-05-10
0-005194 | OCTOPUS CAR WASH | 3101 E SPEEDWAY BLVD | TUCSON | AZ | 85716 | Pima | 4 | Perm Closure | 1971-04-18 | 5000 | Gasoline | COMPARTMENT A | Double Walled | Asphalt coated or Bare Steel | Pressure |  | Fiberglass Reinforced Plastic | Removal | 1996-02-07
0-004019 | QUICK CHECK FOOD STORE | 1440 N 2ND AVE | AJO | AZ | 85321 | Pima | 2 | Perm Closure | 1973-05-06 | 8000 | Gasoline | COMPARTMENT A | Double Walled | Asphalt coated or Bare Steel | Pressure |  |  | Removal | 1995-05-09
0-004019 | QUICK CHECK FOOD STORE | 1440 N 2ND AVE | AJO | AZ | 85321 | Pima | 1 | Perm Closure | 1971-05-07 | 8000 | Gasoline | COMPARTMENT A | Double Walled | Asphalt coated or Bare Steel | Pressure |  |  | Removal | 1995-05-09
0-007477 | SHOW LOW SCHOOL DISTRICT #10 | 500 W OLD LINDEN RD | SHOW LOW | AZ | 85901 | Navajo | 4 | Perm Closure | 2005-06-17 | 1000 | Gasoline | COMPARTMENT A |  | Asphalt coated or Bare Steel |  |  |  | Removal | 1999-11-23
0-003122 | MCO PROPERTIES - OLD LAKE HAVASU CITY AIRPORT | 600 BEACHCOMBER BLVD | LAKE HAVASU CITY | AZ | 86403 | Mohave | 5 | Perm Closure | 1964-05-06 | 2000 | Gasoline | COMPARTMENT A | Double Walled | Asphalt coated or Bare Steel |  |  |  | Removal | 1991-07-12
0-003122 | MCO PROPERTIES - OLD LAKE HAVASU CITY AIRPORT | 600 BEACHCOMBER BLVD | LAKE HAVASU CITY | AZ | 86403 | Mohave | 4 | Perm Closure | 1964-05-06 | 10000 | Gasoline | COMPARTMENT A | Double Walled | Asphalt coated or Bare Steel |  |  |  | Removal | 1991-07-12
0-007271 | ROBERTS COMPLETE AUTO | 4454 E UNIVERSITY DR | MESA | AZ | 85205 | Maricopa | 1 | Perm Closure | 1989-05-01 | 500 | Used Oil/Waste Oil | COMPARTMENT A | Double Walled | Composite (Steel/Fiberglass) | Gravity Feed | Single Walled | Bare or Galvanized Steel | Removal | 2018-12-04
0-003664 | PEP BOYS #694 | 930 E FLORENCE BLVD | CASA GRANDE | AZ | 85122 | Pinal | 1 | Perm Closure | 1985-01-01 | 750 | Used Oil/Waste Oil | COMPARTMENT A |  | Asphalt coated or Bare Steel | Gravity Feed |  | Bare or Galvanized Steel | Removal | 1995-11-16
0-010516 | QUIKTRIP #446 | 550 N DYSART RD | GOODYEAR | AZ | 85338 | Maricopa | 1 | Open | 2014-11-24 | 10000 | Diesel | COMPARTMENT A | Double Walled | Fiberglass Reinforced Plastic | Pressure | Double Walled | Fiberglass Reinforced Plastic
0-006177 | ORACLE ROAD RENT-ALL & SALES INC | 3909 N ORACLE RD | TUCSON | AZ | 85705 | Pima | 2 | Perm Closure | 1968-01-01 | 2000 | Gasoline | COMPARTMENT A | Single Walled | Asphalt coated or Bare Steel |  |  |  | Removal | 1989-06-01
0-010001 | QUIKTRIP #448 | 9910 W CAMELBACK RD | PHOENIX | AZ | 85037 | Maricopa | 4 | Open | 2017-09-29 | 12000 | Diesel #2 | COMPARTMENT A | Double Walled | Fiberglass Reinforced Plastic | Pressure | Double Walled | Flexible
0-010001 | QUIKTRIP #448 | 9910 W CAMELBACK RD | PHOENIX | AZ | 85037 | Maricopa | 4 | Open | 2017-09-29 | 10000 | Other | COMPARTMENT B | Double Walled | Fiberglass Reinforced Plastic | Pressure | Double Walled | Flexible
0-006690 | LAKE SHORE INC | 400 E 38TH ST | TUCSON | AZ | 85713 | Pima | 2 | Perm Closure | 2005-06-17 | 10000 | Diesel | COMPARTMENT A | Unknown | Unknown |  |  |  | Removal | 1990-01-31
0-006168 | SAGE DEVELOPMENT CORP | 13550 W PEORIA AVE | SURPRISE | AZ | 85379 | Maricopa | 1 | Perm Closure | 1988-02-15 | 6000 | Diesel | COMPARTMENT A | Double Walled | Fiberglass Reinforced Plastic | Pressure |  | Fiberglass Reinforced Plastic | Removal | 2018-11-29
0-008021 | VELMAR FOODS | 3125 N 29TH AVE | PHOENIX | AZ | 85017 | Maricopa | 3 | Perm Closure | 2005-06-17 | 2000 | Unidentified | COMPARTMENT A | Unknown | Asphalt coated or Bare Steel |  |  |  | Removal | 1989-09-06
0-010113 | FLOJO LLC | 21294 E US HIGHWAY 60 | FLORENCE JUNCTION | AZ | 85118 | Pinal | 1 | Perm Closure | 2006-05-01 | 1000 | Gasoline | COMPARTMENT A |  | Asphalt coated or Bare Steel |  |  |  | Removal | 2006-04-05
0-010113 | FLOJO LLC | 21294 E US HIGHWAY 60 | FLORENCE JUNCTION | AZ | 85118 | Pinal | 2 | Perm Closure | 2006-05-01 | 1000 | Gasoline | COMPARTMENT A |  | Asphalt coated or Bare Steel |  |  |  | Removal | 2006-04-05
0-010471 | CHEVRON FOOD MART | 3160 E CHANDLER HEIGHTS RD | GILBERT | AZ | 85298 | Maricopa | 2 | Open | 2013-02-01 | 15000 | Gasoline | COMPARTMENT A | Double Walled | Fiberglass Reinforced Plastic | Pressure | Double Walled | Fiberglass Reinforced Plastic
0-010507 | PINAL APN #306-13-121 | 203 W HAYDEN AVE | MAMMOTH | AZ | 85618 | Pinal | 2 | Perm Closure | 2014-09-11 | 1000 | Gasoline | COMPARTMENT A | Single Walled | Asphalt coated or Bare Steel | Pressure | Single Walled | Bare or Galvanized Steel | Removal | 2014-08-05
0-002280 | GLENDALE UNION HIGH SCHOOL DISTRICT | 7650 N 43RD AVE | GLENDALE | AZ | 85301 | Maricopa | 4 | Open | 1990-01-01 | 12000 | Gasoline | COMPARTMENT A | Double Walled | Fiberglass Reinforced Plastic | Pressure | Double Walled | Fiberglass Reinforced Plastic
0-002280 | GLENDALE UNION HIGH SCHOOL DISTRICT | 7650 N 43RD AVE | GLENDALE | AZ | 85301 | Maricopa | 5 | Open | 1990-01-01 | 12000 | Diesel | COMPARTMENT A | Double Walled | Fiberglass Reinforced Plastic | Pressure | Double Walled | Fiberglass Reinforced Plastic
0-006793 | JACKSONS #808 | 12020 N TATUM BLVD | PHOENIX | AZ | 85028 | Maricopa | 1 | Open | 1990-01-01 | 20000 | Gasoline | COMPARTMENT A | Double Walled | Fiberglass Reinforced Plastic | Pressure | Double Walled | Fiberglass Reinforced Plastic
0-008274 | EQUILON #120122 | 91 HIPKOE DR | WINSLOW | AZ | 86047 | Navajo | 1 | Perm Closure | 1986-10-10 | 12000 | Gasoline | COMPARTMENT A | Single Walled | Asphalt coated or Bare Steel | Pressure |  | Fiberglass Reinforced Plastic | Removal | 2003-02-07
0-008683 | SMITH GAS STATION | 804 S 8TH AVE | SAFFORD | AZ | 85546 | Graham | 2 | Perm Closure | 2005-06-17 | 1000 | Gasoline | COMPARTMENT A | Double Walled | Asphalt coated or Bare Steel | Suction - Check Valve at the Tank Top |  | Bare or Galvanized Steel | Removal | 1995-11-30
0-004293 | PAPAGO PARK CENTER | 1655 N 56TH ST | TEMPE | AZ | 85281 | Maricopa | 1 | Perm Closure | 1966-11-21 | 500 | Diesel | COMPARTMENT A | Unknown | Asphalt coated or Bare Steel |  |  |  | Removal | 1986-11-21
0-005795 | OCOTILLO LODGE | 27866 HIGHWAY 72 | BOUSE | AZ | 85325 | La Paz | 1 | Perm Closure | 1984-09-29 | 10000 | Gasoline | COMPARTMENT A | Unknown | Asphalt coated or Bare Steel | Suction - Check Valve at the Tank Top |  |  | Removal | 1996-04-05
0-003447 | NACCARATIS CHEVRON STATION | 167462 US HIGHWAY 191 | MORENCI | AZ | 85540 | Greenlee | 3 | Perm Closure | 1966-01-01 | 5000 | Gasoline | COMPARTMENT A |  | Asphalt coated or Bare Steel | Pressure |  | Bare or Galvanized Steel | Removal | 2007-12-05
0-003279 | EXXONMOBIL OIL CORP #12070 | 9906 W THUNDERBIRD BLVD | SUN CITY | AZ | 85351 | Maricopa | 2 | Perm Closure | 1972-01-01 | 6000 | Gasoline | COMPARTMENT A | Single Walled | Asphalt coated or Bare Steel |  |  |  | Removal | 1987-04-29
0-007441 | CIRCLE K STORE #2709157 | 4115 N 91ST AVE | PHOENIX | AZ | 85037 | Maricopa | 4 | Perm Closure | 1989-06-01 | 10000 | Gasoline | COMPARTMENT A | Double Walled | Fiberglass Reinforced Plastic | Pressure |  | Fiberglass Reinforced Plastic | Removal | 2011-01-28
0-007441 | CIRCLE K STORE #2709157 | 4115 N 91ST AVE | PHOENIX | AZ | 85037 | Maricopa | 3 | Perm Closure | 1989-06-01 | 10000 | Gasoline | COMPARTMENT A | Double Walled | Fiberglass Reinforced Plastic | Pressure |  | Fiberglass Reinforced Plastic | Removal | 2011-01-28
0-003569 | ASH FORK QUICK LUBE | 56 W LEWIS AVE | ASH FORK | AZ | 86320 | Yavapai | 1 | Open | 1989-04-30 | 6000 | Gasoline (PUL) | COMPARTMENT A | Single Walled | Asphalt coated or Bare Steel | Pressure | Single Walled | Fiberglass Reinforced Plastic
0-005240 | RUSSELL PROPERTY |  | STANFIELD |  |  | Pinal | 4 | Perm Closure | 1977-01-01 | 5000 | Diesel | COMPARTMENT A |  | Asphalt coated or Bare Steel |  |  |  | Removal | 1992-03-17
0-003774 | RENT-A-RIDE | 5635 E BROADWAY BLVD | TUCSON | AZ | 85711 | Pima | 4 | Perm Closure | 1964-04-02 | 6000 | Gasoline | COMPARTMENT A | Double Walled | Asphalt coated or Bare Steel |  |  |  | Removal | 1992-02-15
0-006594 | RICHARD L MORRIS | 26601 W BASELINE RD | BUCKEYE | AZ | 85326 | Maricopa | 2 | Perm Closure | 1974-01-14 | 3500 | Gasoline | COMPARTMENT A | Double Walled | Asphalt coated or Bare Steel |  |  |  | Removal | 1988-09-01
0-002051 | QUIK MART #100915 | 3370 N COUNTRY CLUB RD | TUCSON | AZ | 85716 | Pima | 1 | Perm Closure | 1972-01-01 | 8000 | Gasoline | COMPARTMENT A | Single Walled | Asphalt coated or Bare Steel | Suction - Check Valve at the Tank Top |  |  | Removal | 1992-08-31
0-010129 | SKY HARBOR AIRPORT - INDEPENDENT OPERATOR PREMISES WEST | 1620 E RENTAL CAR WAY | PHOENIX | AZ | 85034 | Maricopa | 1 | Open | 2006-01-12 | 12000 | Gasoline | COMPARTMENT A | Double Walled | Fiberglass Reinforced Plastic | Pressure | Double Walled | Fiberglass Reinforced Plastic
0-002702 | CASEY'S AUTO REPAIRS | 2929 AZ 89 | PRESCOTT | AZ | 86301 | Yavapai | 3 | Perm Closure | 2005-06-17 | 10000 | Diesel | COMPARTMENT A | Single Walled | Asphalt coated or Bare Steel |  |  |  | Removal | 1988-06-22
0-001336 | CIRCLE K #2700854 | 1250 E ASH ST | GLOBE | AZ | 85501 | Gila | 1 | Perm Closure | 1972-01-01 | 10000 | Gasoline | COMPARTMENT A |  | Asphalt coated or Bare Steel |  |  |  | Removal | 1996-03-12
0-002636 | QUICK AND EASY SHELL | 7602 S MCCLINTOCK DR | TEMPE | AZ | 85284 | Maricopa | 4 | Open | 1988-10-13 | 10000 | Diesel | COMPARTMENT A | Single Walled | Fiberglass Reinforced Plastic | Pressure |  | Fiberglass Reinforced Plastic
0-007146 | AMERICAN FENCE CO | 1111 E VALENCIA RD | TUCSON | AZ | 85706 | Pima | 1 | Perm Closure | 1990-09-03 | 6000 | Gasoline | COMPARTMENT A | Double Walled | Composite (Steel/Fiberglass) | Pressure |  | Fiberglass Reinforced Plastic | Removal | 2001-12-20
0-008029 | ADOT - BENSON | 686 N ADAMS ST | BENSON | AZ | 85602 | Cochise | 1 | Perm Closure | 2005-06-17 | 1500 | Gasoline | COMPARTMENT A | Double Walled | Fiberglass Reinforced Plastic |  |  |  | Removal | 1989-01-01
0-000075 | AERO RENTAL INC | 1144 N ALVERNON WAY | TUCSON | AZ | 85712 | Pima | 2 | Perm Closure | 1975-01-01 | 1000 | Gasoline | COMPARTMENT A |  | Asphalt coated or Bare Steel |  |  |  | Removal | 1994-01-01
0-010330 | FRYS FUEL CENTER #617 | 2727 W BELL RD | PHOENIX | AZ | 85053 | Maricopa | 2 | Open | 2009-11-01 | 8000 | Gasoline | COMPARTMENT A | Double Walled | Fiberglass Reinforced Plastic | Pressure |  | Flexible
0-006588 | PILOT TRAVEL CENTER #328 | 1201 W MAIN ST | QUARTZSITE | AZ | 85346 | La Paz | 4 | Perm Closure | 1988-11-01 | 20000 | Diesel | COMPARTMENT A | Double Walled | Fiberglass Reinforced Plastic | Pressure |  | Fiberglass Reinforced Plastic | Closed in Place | 2001-12-20
0-008232 | BULLHEAD SERVICE | 1126 HIGHWAY 95 | BULLHEAD CITY | AZ | 86429 | Mohave | 1 | Perm Closure | 1966-01-01 | 4000 | Gasoline | COMPARTMENT A | Double Walled | Asphalt coated or Bare Steel | Suction - Check Valve at the Tank Top |  | Bare or Galvanized Steel | Removal | 1995-09-09
0-007522 | HATTAR CHEVRON | 6261 E BENSON HWY | TUCSON | AZ | 85756 | Pima | 5 | Perm Closure | 1963-01-01 | 550 | New Oil | COMPARTMENT A | Single Walled | Asphalt coated or Bare Steel | Pressure |  | Fiberglass Reinforced Plastic | Removal | 1996-04-03
0-007522 | HATTAR CHEVRON | 6261 E BENSON HWY | TUCSON | AZ | 85756 | Pima | 11 | Perm Closure | 1963-01-01 | 12000 | Diesel | COMPARTMENT A | Double Walled | Composite (Steel/Fiberglass) | Pressure |  | Fiberglass Reinforced Plastic | Removal | 1998-12-04
0-001815 | DUNCAN & SONS LINES | 23860 W US HIGHWAY 85 | BUCKEYE | AZ | 85326 | Maricopa | 2 | Perm Closure | 1958-01-01 | 500 | Diesel | COMPARTMENT A |  | Asphalt coated or Bare Steel | Suction - Check Valve at the Tank Top |  |  | Closed in Place | 1990-07-19
0-001815 | DUNCAN & SONS LINES | 23860 W US HIGHWAY 85 | BUCKEYE | AZ | 85326 | Maricopa | 1 | Perm Closure | 1960-01-01 | 1000 | Gasoline | COMPARTMENT A |  | Asphalt coated or Bare Steel | Suction - Check Valve at the Tank Top |  |  | Closed in Place | 1990-07-19
0-009749 | SAFEWAY FUEL - SHOW LOW | 900 W DEUCE OF CLUBS | SHOW LOW | AZ | 85901 | Navajo | 2 | Open | 2000-12-08 | 20000 | Gasoline | COMPARTMENT A | Double Walled | Composite (Steel/Fiberglass) | Pressure | Double Walled | Fiberglass Reinforced Plastic
0-003609 | PARADISE VALLEY WATER COMPANY | 6250 N 66TH ST | PARADISE VALLEY | AZ | 85253 | Maricopa | 2 | Perm Closure | 1951-01-01 | 1000 | Kerosene | COMPARTMENT A |  | Asphalt coated or Bare Steel |  |  |  | Closed in Place | 1987-12-15
0-007463 | AT&T - CAVE CREEK RS |  | SCOTTSDALE |  |  | Maricopa | 1 | Perm Closure | 2005-06-17 |  | Diesel | COMPARTMENT A | Unknown | Asphalt coated or Bare Steel |  |  |  | Removal | 1991-08-20
0-008472 | ARCO AM/PM #5925 | 1150 W BASELINE RD | MESA | AZ | 85210 | Maricopa | 1 | Open | 1993-12-01 | 10000 | Gasoline | COMPARTMENT A | Double Walled | Fiberglass Reinforced Plastic | Pressure | Double Walled | Fiberglass Reinforced Plastic
0-008472 | ARCO AM/PM #5925 | 1150 W BASELINE RD | MESA | AZ | 85210 | Maricopa | 2 | Open | 1993-12-01 | 10000 | Gasoline | COMPARTMENT A | Double Walled | Fiberglass Reinforced Plastic | Pressure | Double Walled | Fiberglass Reinforced Plastic
0-008216 | STUTTGART AUTOHAUS INC | 614 E GLENN ST | TUCSON | AZ | 85705 | Pima | 1 | Perm Closure | 1983-01-01 | 500 | Used Oil/Waste Oil | COMPARTMENT A | Unknown | Asphalt coated or Bare Steel | Gravity Feed |  | Bare or Galvanized Steel | Closed in Place | 1995-01-15
0-001057 | MICKS AUTO CARE CHEVRON # 9-1235 | 102 N HASKELL AVE | WILLCOX | AZ | 85643 | Cochise | 3 | Perm Closure | 1981-01-01 | 10000 | Gasoline | COMPARTMENT A | Single Walled | Fiberglass Reinforced Plastic | Pressure |  | Fiberglass Reinforced Plastic | Removal | 2016-06-01
0-001057 | MICKS AUTO CARE CHEVRON # 9-1235 | 102 N HASKELL AVE | WILLCOX | AZ | 85643 | Cochise | 2 | Perm Closure | 1981-01-01 | 10000 | Gasoline | COMPARTMENT A | Single Walled | Fiberglass Reinforced Plastic | Pressure |  | Fiberglass Reinforced Plastic | Removal | 2016-06-01
0-010560 | FOOTHILLS MINI MART | 12870 S FOOTHILLS BLVD | YUMA | AZ | 85367 | Yuma | 1 | Open | 2001-08-01 | 20000 | Gasoline (UL) | COMPARTMENT A | Double Walled | Fiberglass Reinforced Plastic | Pressure | Double Walled | Flexible
0-004668 | 7-ELEVEN #24418 | 4295 E 29TH ST | TUCSON | AZ | 85711 | Pima | 1 | Perm Closure | 1983-04-09 | 10000 | Gasoline | COMPARTMENT A | Unknown | Fiberglass Reinforced Plastic | Pressure |  | Fiberglass Reinforced Plastic | Removal | 1993-11-30
0-006497 | FRY'S #107 | 2380 S 4TH AVE | YUMA | AZ | 85364 | Yuma | 5 | Open | 2013-06-13 | 8000 | Gasoline (PUL) | COMPARTMENT A | Double Walled | Fiberglass Reinforced Plastic | Pressure | Double Walled | Flexible
0-006246 | C&T OIL #3 | 550 N ALVERNON WAY | TUCSON | AZ | 85711 | Pima | 4 | Perm Closure | 1991-01-01 | 12000 | Gasoline | COMPARTMENT A | Double Walled | Fiberglass Reinforced Plastic | Pressure |  | Fiberglass Reinforced Plastic | Closed in Place | 2011-10-03
0-006343 | CAMPBELL MERCANTILE INC | 9098 W PINNACLE PEAK RD | PEORIA | AZ | 85383 | Maricopa | 1 | Perm Closure | 1985-08-27 | 10000 | Gasoline | COMPARTMENT A | Single Walled | Fiberglass Reinforced Plastic | Pressure | Double Walled | Fiberglass Reinforced Plastic | Closed in Place | 2014-08-11
0-000704 | CAPRICORN STEEL | 2321 S 15TH PL | PHOENIX | AZ | 85034 | Maricopa | 1 | Perm Closure | 1979-01-01 | 2000 | Diesel | COMPARTMENT A |  | Asphalt coated or Bare Steel |  |  |  | Removal | 1990-05-23
0-010579 | CIRCLE K STORE #2703473 | 1541 N ARIZONA BLVD | COOLIDGE | AZ | 85128 | Pinal | 1 | Open | 2016-10-11 | 20000 | Gasoline (UL) | COMPARTMENT A | Double Walled | Fiberglass Reinforced Plastic | Pressure | Double Walled | Fiberglass Reinforced Plastic
0-010579 | CIRCLE K STORE #2703473 | 1541 N ARIZONA BLVD | COOLIDGE | AZ | 85128 | Pinal | 2 | Open | 2016-10-11 | 12000 | Gasoline (PUL) | COMPARTMENT A | Double Walled | Fiberglass Reinforced Plastic | Pressure | Double Walled | Fiberglass Reinforced Plastic
0-005807 | TUMBLEWEED CROSSINGS | 10387 N HIGHWAY 191 | ELFRIDA | AZ | 85610 | Cochise | 1 | Perm Closure | 2005-06-17 | 3000 | Gasoline | COMPARTMENT A |  | Asphalt coated or Bare Steel |  |  |  | Removal | 1989-08-10
0-000755 | BET-KO AIR INC | 2125 E 32ND ST | YUMA | AZ | 85365 | Yuma | 1 | Perm Closure | 1961-01-01 | 10000 | Gasoline | COMPARTMENT A | Single Walled | Asphalt coated or Bare Steel |  |  |  | Removal | 1986-05-01
0-004947 | BLUE STAR GAS STATION | 3774 S 6TH AVE | TUCSON | AZ | 85713 | Pima | 5 | Perm Closure | 1984-01-01 | 550 | Used Oil/Waste Oil | COMPARTMENT A | Double Walled | Fiberglass Reinforced Plastic | Gravity Feed |  | Fiberglass Reinforced Plastic | Closed in Place | 2019-07-25
0-009909 | TERRIBLE HERBST #233 | 14768 S HIGHWAY 95 | LAKE HAVASU CITY | AZ | 86404 | Mohave | 3 | Open | 2002-10-22 | 10000 | Gasoline | COMPARTMENT A | Double Walled | Fiberglass Reinforced Plastic | Pressure | Double Walled | Flexible
0-009733 | CAVE CREEK SHELL & CARLS JR | 31414 N CAVE CREEK RD | PHOENIX | AZ | 85331 | Maricopa | 2 | Open | 2000-09-01 | 20000 | Gasoline | COMPARTMENT A | Double Walled | Fiberglass Reinforced Plastic | Pressure | Double Walled | Fiberglass Reinforced Plastic
0-004910 | TEXACO #60-340-0098 | 1959 E MAIN ST | MESA | AZ | 85203 | Maricopa | 5 | Perm Closure | 1985-05-07 | 550 | Used Oil/Waste Oil | COMPARTMENT A | Unknown | Fiberglass Reinforced Plastic | Pressure | Double Walled | Fiberglass Reinforced Plastic | Removal | 1999-08-12
0-000879 | AT YOUR CONVENIENCE | 8461 E BROADWAY RD | MESA | AZ | 85208 | Maricopa | 1 | Perm Closure | 1977-01-01 | 12000 | Gasoline | COMPARTMENT A |  | Asphalt coated or Bare Steel | Pressure |  | Fiberglass Reinforced Plastic | Removal | 1996-09-24
0-000879 | AT YOUR CONVENIENCE | 8461 E BROADWAY RD | MESA | AZ | 85208 | Maricopa | 5 | Perm Closure | 1996-10-25 | 10000 | Gasoline | COMPARTMENT A | Double Walled | Fiberglass Reinforced Plastic | Pressure | Double Walled | Fiberglass Reinforced Plastic | Removal | 2002-10-17
0-004904 | TEXACO #60-349-0410 | 482 W APACHE TRL | APACHE JUNCTION | AZ | 85120 | Pinal | 1 | Perm Closure | 1983-05-07 | 8000 | Gasoline | COMPARTMENT A | Double Walled | Fiberglass Reinforced Plastic | Pressure | Double Walled | Fiberglass Reinforced Plastic | Removal | 2003-04-22
0-004904 | TEXACO #60-349-0410 | 482 W APACHE TRL | APACHE JUNCTION | AZ | 85120 | Pinal | 4 | Perm Closure | 1983-05-07 | 8000 | Diesel | COMPARTMENT A | Double Walled | Fiberglass Reinforced Plastic | Pressure | Double Walled | Fiberglass Reinforced Plastic | Removal | 2003-04-22
0-010180 | PARCEL #206-19-011 | 314 W LIVE OAK ST | MIAMI | AZ | 85539 | Gila | 2 | Perm Closure | 2007-07-23 | 400 | Gasoline | COMPARTMENT A |  | Asphalt coated or Bare Steel |  |  |  | Removal | 2007-05-08
0-001831 | STEWARD OBSERVATORY |  | MOUNT LEMMON |  |  | Pima | 1 | Perm Closure | 1957-01-01 | 2500 | Gasoline | COMPARTMENT A |  | Asphalt coated or Bare Steel | Suction - Check Valve at the Tank Top |  |  | Removal | 1991-09-17
0-010418 | YAVAPAI COUNTY FLEET MANAGEMENT | 1100 COMMERCE DR | PRESCOTT | AZ | 86305 | Yavapai | 1 | Open | 2011-04-07 | 10000 | Gasoline | COMPARTMENT A | Double Walled | Fiberglass Reinforced Plastic | Pressure | Double Walled | Fiberglass Reinforced Plastic
0-010615 | PARCEL NUMBER #106-14-013 | 3390 N STATE ROUTE 89 | PRESCOTT | AZ | 86301 | Yavapai | 1 | Perm Closure | 2017-09-14 | 1000 | Unidentified | COMPARTMENT A | [5 empty] | Removal | 2018-01-10
0-003386 | SUPERSTITION WEST CO #141230 | 4755 E UNIVERSITY DR | MESA | AZ | 85205 | Maricopa | 2 | Perm Closure | 1991-03-01 | 1000 | Diesel | COMPARTMENT A | Double Walled | Fiberglass Reinforced Plastic | Suction - Check Valve at the Tank Top | Double Walled | Fiberglass Reinforced Plastic | Removal | 1999-06-22
0-003507 | TARGET FORMER FED-MART | 66 S DOBSON RD | MESA | AZ | 85202 | Maricopa | 3 | Perm Closure | 1969-01-01 | 10000 | Gasoline | COMPARTMENT A |  | Asphalt coated or Bare Steel |  |  |  | Removal | 1990-12-05
0-000389 | SUN LAKES HOMEOWNERS ASSOCIATION #1 | 25601 S SUN LAKES BLVD | SUN LAKES | AZ | 85248 | Maricopa | 2 | Perm Closure | 1973-01-01 | 500 | Diesel | COMPARTMENT A |  | Asphalt coated or Bare Steel |  |  |  | Removal | 1989-06-01
0-004720 | TOWN OF SPRINGERVILLE - TOWN YARD | 285 N PAPAGO | SPRINGERVILLE | AZ | 85938 | Apache | 2 | Perm Closure | 1976-05-30 | 1000 | Diesel | COMPARTMENT A | Unknown | Asphalt coated or Bare Steel | Suction - Check Valve at the Dispenser |  | Bare or Galvanized Steel | Removal | 2000-01-12
0-003287 | KINGMAN TIRE | 1302 W BEALE ST | KINGMAN | AZ | 86401 | Mohave | 6 | Perm Closure | 1999-12-07 | 5000 | Gasoline (PUL) | COMPARTMENT B | Double Walled | Fiberglass Reinforced Plastic | Pressure | Double Walled | Flexible | Removal | 2017-11-01
0-008499 | MARICOPA COUNTY SHERIFF'S OFFICE HEADQUARTERS | 550 W JACKSON ST | PHOENIX | AZ | 85003 | Maricopa | 2 | Perm Closure | 2005-06-17 | 10000 | Diesel | COMPARTMENT A |  | Asphalt coated or Bare Steel | Suction - Check Valve at the Tank Top |  | Bare or Galvanized Steel | Removal | 1995-01-04
0-008499 | MARICOPA COUNTY SHERIFF'S OFFICE HEADQUARTERS | 550 W JACKSON ST | PHOENIX | AZ | 85003 | Maricopa | 1 | Perm Closure | 2005-06-17 | 550 | Used Oil/Waste Oil | COMPARTMENT A |  | Asphalt coated or Bare Steel | Suction - Check Valve at the Tank Top |  | Bare or Galvanized Steel | Removal | 1995-01-04
0-007363 | SILVER SADDLE TRADING POST | 9001 N US HIGHWAY 89 | FLAGSTAFF | AZ | 86004 | Coconino | 1 | Perm Closure | 1977-01-01 | 10000 | Gasoline | COMPARTMENT A |  | Asphalt coated or Bare Steel | Pressure |  |  | Removal | 2014-11-20
0-007496 | MCMULLEN VALLEY SITE 4 |  | WENDEN |  |  | La Paz | 2 | Perm Closure | 2005-06-17 | 8000 | Diesel | COMPARTMENT A |  | Asphalt coated or Bare Steel | Suction - Check Valve at the Tank Top |  | Bare or Galvanized Steel | Removal | 1992-04-03
0-004023 | JACKSONS ENERGY #6798 | 3713 HIGHWAY 95 | BULLHEAD CITY | AZ | 86442 | Mohave | 1 | Open | 1986-04-01 | 12000 | Gasoline (PUL) | COMPARTMENT A | Double Walled | Composite (Steel/Fiberglass) | Pressure |  | Fiberglass Reinforced Plastic
0-002134 | WELLS FARGO BANK | 1305 W 23RD ST | TEMPE | AZ | 85282 | Maricopa | 3 | Perm Closure | 1991-08-01 | 10000 | Gasoline | COMPARTMENT A | Double Walled | Fiberglass Reinforced Plastic | Pressure |  | Fiberglass Reinforced Plastic | Removal | 1996-09-19
0-006006 | WESTERN CHEVRON | 204 E PIMA ST | GILA BEND | AZ | 85337 | Maricopa | 2 | Perm Closure | 2005-06-17 | 2000 | Gasoline | COMPARTMENT A | Unknown | Unknown |  |  |  | Removal | 1990-12-21
0-000579 | VALET AUTO SERVICE | 2901 N STONE AVE | TUCSON | AZ | 85705 | Pima | 1 | Perm Closure | 2005-06-17 |  | Gasoline | COMPARTMENT A | Unknown | Unknown |  |  |  | Removal | 1986-07-16
0-008762 | WADE CHEVROLET | 491 S HASKELL AVE | WILLCOX | AZ | 85643 | Cochise | 2 | Perm Closure | 2005-06-17 | 2000 | Gasoline | COMPARTMENT A | Unknown | Asphalt coated or Bare Steel |  |  |  | Removal | 2004-10-05
0-009642 | CIRCLE K STORE #2706640 | 620 E CAREFREE HWY | PHOENIX | AZ | 85085 | Maricopa | 1 | Open | 1999-04-23 | 15000 | Gasoline | COMPARTMENT A | Double Walled | Asphalt coated or Bare Steel | Pressure | Double Walled | Fiberglass Reinforced Plastic
0-006213 | TWELFTH AVENUE RENT-ALL | 5302 S 12TH AVE | TUCSON | AZ | 85706 | Pima | 4 | Perm Closure | 1963-01-01 | 500 | Used Oil/Waste Oil | COMPARTMENT A | Single Walled | Asphalt coated or Bare Steel |  |  |  | Removal | 1990-01-01
0-006213 | TWELFTH AVENUE RENT-ALL | 5302 S 12TH AVE | TUCSON | AZ | 85706 | Pima | 3 | Perm Closure | 1963-01-01 | 6000 | Diesel | COMPARTMENT A | Single Walled | Asphalt coated or Bare Steel |  |  |  | Closed in Place | 1989-12-01
0-005839 | HANKS TRADING POST | 31926 N US HIGHWAY 89 | FLAGSTAFF | AZ | 86004 | Coconino | 1 | Perm Closure | 1967-10-09 | 4000 | Gasoline | COMPARTMENT A | Double Walled | Asphalt coated or Bare Steel | Suction - Check Valve at the Tank Top |  |  | Removal | 1999-02-16
0-005400 | U OF A - HARVILL BUILDING #76 | 1103 E 2ND ST | TUCSON | AZ | 85721 | Pima | 1 | Perm Closure | 1981-05-05 | 500 | Diesel | COMPARTMENT A | Double Walled | Asphalt coated or Bare Steel | Suction - Check Valve at the Tank Top |  | Bare or Galvanized Steel | Removal | 1994-06-16
0-002526 | MCNEECE MART #21 | 796 S 4TH AVE | YUMA | AZ | 85364 | Yuma | 5 | Open | 1992-10-01 | 12000 | Gasoline | COMPARTMENT A | Single Walled | Asphalt coated or Bare Steel | Pressure | Double Walled | Fiberglass Reinforced Plastic
0-002526 | MCNEECE MART #21 | 796 S 4TH AVE | YUMA | AZ | 85364 | Yuma | 6 | Open | 1992-10-01 | 12000 | Diesel | COMPARTMENT A | Single Walled | Asphalt coated or Bare Steel | Pressure | Double Walled | Fiberglass Reinforced Plastic
0-003012 | MCP RANCHES INC |  | SOMERTON |  |  | Yuma | 1 | Perm Closure | 1966-09-20 | 550 | Gasoline | COMPARTMENT A | Double Walled | Asphalt coated or Bare Steel |  |  |  | Removal | 1990-06-01
0-004371 | U-HAUL | 2211 W MCDOWELL RD | PHOENIX | AZ | 85009 | Maricopa | 1 | Perm Closure | 1966-01-08 | 500 | Used Oil/Waste Oil | COMPARTMENT A | Unknown | Asphalt coated or Bare Steel |  |  |  | Removal | 1988-01-01
0-001329 | CIRCLE K #829 | 1997 S AVENUE B | YUMA | AZ | 85364 | Yuma | 3 | Perm Closure | 1972-01-01 | 10000 | Gasoline | COMPARTMENT A | Single Walled | Asphalt coated or Bare Steel | Pressure | Single Walled | Bare or Galvanized Steel | Removal | 1999-04-06
0-001329 | CIRCLE K #829 | 1997 S AVENUE B | YUMA | AZ | 85364 | Yuma | 1 | Perm Closure | 1972-01-01 | 10000 | Gasoline | COMPARTMENT A | Single Walled | Asphalt coated or Bare Steel | Pressure | Single Walled | Bare or Galvanized Steel | Removal | 1999-04-06
0-010213 | LANGLEY VEKOL VALLEY |  | GILA BEND |  |  | Maricopa | 3 | Perm Closure | 2008-05-19 | 1000 | Gasoline | COMPARTMENT A |  | Asphalt coated or Bare Steel |  |  |  | Removal | 2008-03-19
0-010213 | LANGLEY VEKOL VALLEY |  | GILA BEND |  |  | Maricopa | 1 | Perm Closure | 2008-05-19 | 550 | Gasoline | COMPARTMENT A |  | Asphalt coated or Bare Steel |  |  |  | Removal | 2008-03-19
0-010225 | FRYS FUEL CENTER #34 | 7770 E SPEEDWAY BLVD | TUCSON | AZ | 85710 | Pima | 2 | Open | 2008-02-27 | 20000 | Gasoline | COMPARTMENT A | Double Walled | Fiberglass Reinforced Plastic | Pressure | Double Walled | Flexible
0-010231 | APS - EVANS CHURCHILL SUBSTATION | 610 E GARFIELD ST | PHOENIX | AZ | 85006 | Maricopa | 2 | Perm Closure | 2008-05-28 | 750 | Unidentified | COMPARTMENT A | Single Walled | Asphalt coated or Bare Steel |  |  |  | Removal | 2008-05-02
0-009578 | SPEEDWAY STORE #2986 | 10505 N ORACLE RD | ORO VALLEY | AZ | 85737 | Pima | 2 | Open | 1999-09-09 | 12000 | Gasoline | COMPARTMENT A | Double Walled | Fiberglass Reinforced Plastic | Pressure | Double Walled | Fiberglass Reinforced Plastic
0-002269 | CITY OF GLENDALE - FIRE STATION #153 | 14061 N 59TH AVE | GLENDALE | AZ | 85306 | Maricopa | 6 | Perm Closure | 1993-08-01 | 12000 | Gasoline | COMPARTMENT A | Double Walled | Fiberglass Reinforced Plastic | Pressure |  | Fiberglass Reinforced Plastic | Removal | 2019-10-09
0-002269 | CITY OF GLENDALE - FIRE STATION #153 | 14061 N 59TH AVE | GLENDALE | AZ | 85306 | Maricopa | 4 | Perm Closure | 1982-01-01 | 10000 | Gasoline | COMPARTMENT A |  | Fiberglass Reinforced Plastic | Pressure |  | Bare or Galvanized Steel | Removal | 1993-08-27
0-002269 | CITY OF GLENDALE - FIRE STATION #153 | 14061 N 59TH AVE | GLENDALE | AZ | 85306 | Maricopa | 5 | Perm Closure | 1993-08-01 | 12000 | Gasoline | COMPARTMENT A | Double Walled | Fiberglass Reinforced Plastic | Pressure |  | Fiberglass Reinforced Plastic | Removal | 2019-10-09
0-002269 | CITY OF GLENDALE - FIRE STATION #153 | 14061 N 59TH AVE | GLENDALE | AZ | 85306 | Maricopa | 7 | Open | 2019-11-05 | 12000 | Gasoline (UL) | COMPARTMENT A | Double Walled | Fiberglass Reinforced Plastic
0-009539 | TUCSON MOUNTAIN MOTORS | 3045 S KINNEY RD | TUCSON | AZ | 85713 | Pima | 1 | Perm Closure | 1984-03-01 | 10000 | Gasoline | COMPARTMENT A | Double Walled | Fiberglass Reinforced Plastic | Pressure |  | Fiberglass Reinforced Plastic | Removal | 2017-06-22
0-006492 | LUNCH CLUB | 12224 N 111TH AVE | YOUNGTOWN | AZ | 85363 | Maricopa | 1 | Perm Closure | 1963-10-25 | 8000 | Gasoline | COMPARTMENT A | Double Walled | Asphalt coated or Bare Steel |  |  |  | Removal | 1988-11-01
0-002170 | L B FOSTER COMPANY | 250 S 59TH AVE | PHOENIX | AZ | 85043 | Maricopa | 1 | Perm Closure | 1976-04-29 | 5000 | Gasoline | COMPARTMENT A | Single Walled | Asphalt coated or Bare Steel |  |  |  | Removal | 1988-10-12
0-005755 | LAKE HAVASU MAVERIK STORE #201 | 2197 MCCULLOCH BLVD N | LAKE HAVASU CITY | AZ | 86403 | Mohave | 4 | Open | 2015-10-21 | 12000 | Gasoline | COMPARTMENT A | Double Walled | Fiberglass Reinforced Plastic | Pressure | Double Walled | Flexible
0-005755 | LAKE HAVASU MAVERIK STORE #201 | 2197 MCCULLOCH BLVD N | LAKE HAVASU CITY | AZ | 86403 | Mohave | 2 | Perm Closure | 1987-05-15 | 12000 | Gasoline | COMPARTMENT A | Double Walled | Composite (Steel/Fiberglass) | Pressure | Double Walled | Flexible | Removal | 2015-05-13
0-009154 | MBT RANCH/BJ RANCH |  | CENTENNIAL |  |  | La Paz | 2 | Perm Closure | 1974-01-01 | 3000 | Diesel | COMPARTMENT A | Double Walled | Asphalt coated or Bare Steel |  |  |  | Removal | 1997-10-10
0-006332 | KINDER MORGAN | 3841 E REFINERY WAY | TUCSON | AZ | 85713 | Pima | 3 | Perm Closure | 1974-01-01 | 8000 | Kerosene | COMPARTMENT A | Unknown | Asphalt coated or Bare Steel |  |  |  | Removal | 1990-10-04
0-006332 | KINDER MORGAN | 3841 E REFINERY WAY | TUCSON | AZ | 85713 | Pima | 2 | Perm Closure | 1974-01-01 | 8000 | Diesel | COMPARTMENT A | Unknown | Asphalt coated or Bare Steel |  |  |  | Removal | 1990-10-05
0-004688 | QUIKTRIP #447 | 5957 E MCDOWELL RD | MESA | AZ | 85215 | Maricopa | 2 | Perm Closure | 1985-11-10 | 10000 | Gasoline | COMPARTMENT A | Double Walled | Fiberglass Reinforced Plastic | Pressure |  | Fiberglass Reinforced Plastic | Removal | 2002-06-19
0-004688 | QUIKTRIP #447 | 5957 E MCDOWELL RD | MESA | AZ | 85215 | Maricopa | 7 | Open | 2016-03-21 | 12000 | Diesel | COMPARTMENT A | Double Walled | Fiberglass Reinforced Plastic | Pressure | Double Walled | Flexible
0-010247 | MARICOPA APN 501-29-060 | 12229 NW GRAND AVE | EL MIRAGE | AZ | 85335 | Maricopa | 2 | Perm Closure | 2008-08-12 | 650 | Gasoline | COMPARTMENT A |  | Asphalt coated or Bare Steel |  |  |  | Removal | 2008-05-29
0-010687 | COSTCO SURPRISE #1375 |  | SURPRISE |  |  | Maricopa | 4 | Open | 2020-08-05 | 1500 | Fuel Additive | COMPARTMENT A | Double Walled | Fiberglass Reinforced Plastic | Pressure | Double Walled | Fiberglass Reinforced Plastic
0-001137 | PIZZA HUT | 6 S LAKE POWELL BLVD | PAGE | AZ | 86040 | Coconino | 1 | Perm Closure | 1961-06-27 | 8000 | Gasoline | COMPARTMENT A | Single Walled | Asphalt coated or Bare Steel |  |  |  | Removal | 1988-05-01
0-000296 | MARICOPA COUNTY JAIL COMPLEX | 3225 W DURANGO ST | PHOENIX | AZ | 85009 | Maricopa | 2 | Perm Closure | 1976-01-01 | 10000 | Diesel | COMPARTMENT A |  | Asphalt coated or Bare Steel | Suction - Check Valve at the Tank Top | Single Walled | Bare or Galvanized Steel | Removal | 1991-04-03
0-001707 | MINERAL PARK MINE | 8275 N MINERAL PARK RD | GOLDEN VALLEY | AZ | 86413 | Mohave | 2 | Perm Closure | 1966-01-01 | 10000 | Gasoline | COMPARTMENT A |  | Asphalt coated or Bare Steel |  |  |  | Removal | 1990-10-10
0-002902 | BISBEE MUNICIPAL AIRPORT |  | BISBEE |  |  | Cochise | 4 | Perm Closure | 1980-01-01 | 8000 | Gasoline | COMPARTMENT A | Single Walled | Asphalt coated or Bare Steel | Suction - Check Valve at the Tank Top |  |  | Closed in Place | 1996-10-22
0-010258 | QUIKTRIP #499 | 20530 N JOHN WAYNE PKWY | MARICOPA | AZ | 85139 | Pinal | 2 | Open | 2008-05-09 | 20000 | Gasoline | COMPARTMENT A | Double Walled | Fiberglass Reinforced Plastic | Pressure | Double Walled | Fiberglass Reinforced Plastic
0-000315 | VIJA TRUCK STOP | 52745 W I-8 FRONTAGE RD | STANFIELD | AZ | 85139 | Pinal | 6 | Open | 1988-10-01 | 10000 | Gasoline | COMPARTMENT A | Double Walled | Fiberglass Reinforced Plastic | Pressure |  | Fiberglass Reinforced Plastic
0-010715 | FORMER CEMEX CENTRAL AVENUE SITE | 3205 S 7TH ST | PHOENIX | AZ | 85040 | Maricopa | 1 | Perm Closure |  | 5000 | Gasoline (UL) | COMPARTMENT B | Single Walled | Asphalt coated or Bare Steel |  |  |  | Removal | 2020-08-27
0-002802 | WHITING STATION #127 | 1405 E ASH ST | GLOBE | AZ | 85501 | Gila | 5 | Perm Closure | 1965-01-01 | 6000 | Gasoline | COMPARTMENT A |  | Asphalt coated or Bare Steel | Pressure | Single Walled | Bare or Galvanized Steel | Removal | 1989-08-01
0-005025 | R BAR C SCOUT RANCH | 19887 E HIGHWAY 260 | PAYSON | AZ | 85541 | Gila | 1 | Perm Closure | 1976-01-01 | 550 | Gasoline | COMPARTMENT A |  | Asphalt coated or Bare Steel |  |  |  | Removal | 1993-11-10
0-005311 | UNOCAL #6020 | 2225 W GRANT ST | PHOENIX | AZ | 85009 | Maricopa | 3 | Perm Closure | 1969-01-01 | 550 | Used Oil/Waste Oil | COMPARTMENT A | Single Walled | Asphalt coated or Bare Steel | Gravity Feed |  |  | Removal | 1992-01-21
0-000703 | CEMEX | 4100 E COLUMBIA ST | TUCSON | AZ | 85714 | Pima | 2 | Perm Closure | 1984-01-01 | 3000 | Gasoline (UL) | COMPARTMENT A |  | Asphalt coated or Bare Steel | Suction - Check Valve at the Tank Top | Single Walled | Bare or Galvanized Steel | Removal | 1994-03-18
0-009225 | CEMEX - COOLIDGE NORTH PLANT | 14152 N ATTAWAY RD | COOLIDGE | AZ | 85128 | Pinal | 2 | Perm Closure | 1966-01-01 | 600 | Gasoline | COMPARTMENT A | Single Walled | Asphalt coated or Bare Steel |  |  |  | Removal | 1990-09-18
0-006527 | WATSON CHEVROLET | 625 W AUTO MALL DR | TUCSON | AZ | 85705 | Pima | 1 | Perm Closure | 1988-03-30 | 10000 | Gasoline | COMPARTMENT A | Double Walled | Composite (Steel/Fiberglass) | Pressure |  | Fiberglass Reinforced Plastic | Removal | 1994-07-19
0-000268 | ADOT - AVONDALE EQUIPMENT | 1702 N ELISEO FELIX JR WAY | AVONDALE | AZ | 85323 | Maricopa | 1 | Perm Closure | 1983-01-01 | 12000 | Gasoline (UL) | COMPARTMENT A | Single Walled | Asphalt coated or Bare Steel | Suction - Check Valve at the Tank Top | Double Walled | Flexible | Removal | 2017-05-17
0-003252 | CVS PHARMACY #9297 | 6002 N 7TH ST | PHOENIX | AZ | 85014 | Maricopa | 8 | Perm Closure | 1988-07-01 | 12000 | Gasoline | COMPARTMENT A | Single Walled | Fiberglass Reinforced Plastic | Pressure |  | Fiberglass Reinforced Plastic | Removal | 1998-04-18
0-010294 | FRYS FUEL CENTER #21 | 695 E GRANT RD | TUCSON | AZ | 85705 | Pima | 2 | Open | 2009-02-12 | 10000 | Gasoline | COMPARTMENT B | Double Walled | Fiberglass Reinforced Plastic | Pressure | Double Walled | Flexible
0-010325 | QUIKTRIP #493 | 3445 W BASELINE RD | PHOENIX | AZ | 85339 | Maricopa | 2 | Open | 2009-09-03 | 20000 | Gasoline | COMPARTMENT A | Double Walled | Fiberglass Reinforced Plastic | Pressure | Double Walled | Fiberglass Reinforced Plastic
0-010371 | FRYS FUEL CENTER #109 | 2115 HIGHWAY 60 | MIAMI | AZ | 85539 | Gila | 2 | Open | 2010-03-12 | 8000 | Gasoline | COMPARTMENT A | Double Walled | Fiberglass Reinforced Plastic | Pressure | Double Walled | Flexible
0-010371 | FRYS FUEL CENTER #109 | 2115 HIGHWAY 60 | MIAMI | AZ | 85539 | Gila | 1 | Open | 2010-03-12 | 20000 | Gasoline | COMPARTMENT A | Double Walled | Fiberglass Reinforced Plastic | Pressure | Double Walled | Flexible
0-000780 | WATSON CHEVRON | 6 S MILTON RD | FLAGSTAFF | AZ | 86001 | Coconino | 2 | Perm Closure | 1965-01-01 | 10000 | Gasoline | COMPARTMENT A | Single Walled | Asphalt coated or Bare Steel |  |  |  | Removal | 1996-02-07
0-005167 | CITY OF TUCSON - FRED ENKE GOLF COURSE | 8250 E POINCIANA DR | TUCSON | AZ | 85730 | Pima | 1 | Perm Closure | 1984-04-10 | 500 | Diesel | COMPARTMENT A | Unknown | Asphalt coated or Bare Steel | Suction - Check Valve at the Tank Top |  |  | Removal | 1996-09-26
0-004295 | SRP - WEST VALLEY GARAGE | 221 N 79TH AVE | TOLLESON | AZ | 85353 | Maricopa | 1 | Perm Closure | 1987-02-06 | 10000 | Diesel | COMPARTMENT A | Unknown | Fiberglass Reinforced Plastic | Pressure |  |  | Removal | 1993-08-31
0-004295 | SRP - WEST VALLEY GARAGE | 221 N 79TH AVE | TOLLESON | AZ | 85353 | Maricopa | 7 | Perm Closure | 1987-02-06 | 5000 | New Oil | COMPARTMENT A | Unknown | Asphalt coated or Bare Steel | Suction - Check Valve at the Tank Top |  |  | Removal | 1992-01-31
0-000397 | APS PRESCOTT MANUFACTURED GAS PLANT SUBSTATION | 300 N GRANITE ST | PRESCOTT | AZ | 86301 | Yavapai | 1 | Perm Closure | 1971-01-01 | 5000 | Gasoline | COMPARTMENT A |  | Asphalt coated or Bare Steel |  |  |  | Removal | 1991-02-21
0-000713 | BERGE FORD | 260 E MAIN ST | MESA | AZ | 85201 | Maricopa | 2 | Perm Closure | 1961-01-01 | 4000 | Gasoline | COMPARTMENT A | Single Walled | Asphalt coated or Bare Steel | Gravity Feed |  |  | Removal | 1991-07-16
0-000531 | ARCO #1399 | 5105 W CAMELBACK RD | PHOENIX | AZ | 85031 | Maricopa | 8 | Perm Closure | 1994-03-11 | 10000 | Gasoline (UL) | COMPARTMENT A | Double Walled | Fiberglass Reinforced Plastic | Pressure | Double Walled | Fiberglass Reinforced Plastic | Removal | 2020-04-28
0-001873 | EXXON #7-1485 | 909 E BROADWAY RD | TEMPE | AZ | 85282 | Maricopa | 1 | Perm Closure | 1964-01-01 | 3000 | Gasoline | COMPARTMENT A |  | Asphalt coated or Bare Steel |  |  |  | Removal | 1994-07-20
0-010331 | QUIKTRIP #1452 | 5151 E SPEEDWAY BLVD | TUCSON | AZ | 85712 | Pima | 3 | Open | 2009-10-01 | 12000 | Gasoline | COMPARTMENT A | Double Walled | Fiberglass Reinforced Plastic | Pressure | Double Walled | Fiberglass Reinforced Plastic
0-008758 | VILLA MONTEREY | 8100 E CAMELBACK RD | SCOTTSDALE | AZ | 85251 | Maricopa | 1 | Perm Closure | 2005-06-17 | 1000 | Gasoline | COMPARTMENT A | Double Walled | Asphalt coated or Bare Steel |  |  |  | Removal | 1995-11-05
0-001085 | CHEVRON #9-2898 | 1926 N SCOTTSDALE RD | TEMPE | AZ | 85281 | Maricopa | 5 | Perm Closure | 1962-01-01 | 550 | Used Oil/Waste Oil | COMPARTMENT A | Single Walled | Asphalt coated or Bare Steel | Gravity Feed |  |  | Removal | 1987-01-01
0-008014 | CIRCLE K #5294 | 755 W WARNER RD | GILBERT | AZ | 85233 | Maricopa | 3 | Open | 1991-07-01 | 10000 | Gasoline | COMPARTMENT A | Single Walled | Fiberglass Reinforced Plastic | Pressure | Single Walled | Fiberglass Reinforced Plastic
0-002187 | FRITO-LAY - CASA GRANDE FACILITY | 1450 W MARICOPA HWY | CASA GRANDE | AZ | 85193 | Pinal | 2 | Perm Closure | 1984-01-01 | 2000 | Unidentified | COMPARTMENT A | Single Walled | Asphalt coated or Bare Steel |  |  |  | Removal | 1995-08-02
0-001070 | CHEVRON #9-6646 | 5 E BROADWAY RD | TEMPE | AZ | 85282 | Maricopa | 2 | Perm Closure | 1981-01-01 | 10000 | Gasoline | COMPARTMENT A | Double Walled | Fiberglass Reinforced Plastic |  |  |  | Removal | 1995-09-06
0-001070 | CHEVRON #9-6646 | 5 E BROADWAY RD | TEMPE | AZ | 85282 | Maricopa | 3 | Perm Closure | 1978-01-01 | 6000 | Gasoline | COMPARTMENT A | Double Walled | Fiberglass Reinforced Plastic |  |  |  | Removal | 1995-09-06
0-001350 | CIRCLE K #998 - FORMER | 4820 S MISSION RD | TUCSON | AZ | 85746 | Pima | 2 | Perm Closure | 1977-01-01 | 10000 | Gasoline | COMPARTMENT A |  | Asphalt coated or Bare Steel |  |  |  | Removal | 1992-09-15
0-001350 | CIRCLE K #998 - FORMER | 4820 S MISSION RD | TUCSON | AZ | 85746 | Pima | 3 | Perm Closure | 1977-01-01 | 6000 | Gasoline | COMPARTMENT A |  | Asphalt coated or Bare Steel |  |  |  | Removal | 1992-09-15
0-000566 | AT&T - MESA FACILITY | 1301 W UNIVERSITY DR | MESA | AZ | 85201 | Maricopa | 3 | Open | 1998-01-12 | 20000 | Diesel | COMPARTMENT A | Double Walled | Composite (Steel/Fiberglass) | Suction - Check Valve at the Tank Top | Double Walled
0-004101 | GIANT #667 | 6466 HIGHWAY 77 | DUDLEYVILLE | AZ | 85192 | Pinal | 3 | Perm Closure | 1976-01-01 | 6000 | Gasoline | COMPARTMENT A |  | Asphalt coated or Bare Steel | Pressure |  | Bare or Galvanized Steel | Removal | 1996-08-20
0-001384 | CIRCLE K #1217 | 500 N CLARK RD | SHOW LOW | AZ | 85901 | Navajo | 1 | Perm Closure | 1977-01-01 | 10000 | Gasoline | COMPARTMENT A |  | Asphalt coated or Bare Steel | Pressure |  |  | Removal | 1995-06-20
0-003852 | CITY OF PHOENIX - CACTUS PARK POLICE STATION | 12220 N 39TH AVE | PHOENIX | AZ | 85029 | Maricopa | 4 | Perm Closure | 1984-01-01 | 1000 | Used Oil/Waste Oil | COMPARTMENT A | Double Walled | Fiberglass Reinforced Plastic | Gravity Feed |  |  | Removal | 1995-03-07
0-006874 | TEXACO #60-349-0301 | 102 N GILBERT RD | GILBERT | AZ | 85234 | Maricopa | 1 | Perm Closure | 1990-08-01 | 10000 | Diesel | COMPARTMENT A | Double Walled | Fiberglass Reinforced Plastic | Pressure |  | Fiberglass Reinforced Plastic | Removal | 2002-11-12
0-006874 | TEXACO #60-349-0301 | 102 N GILBERT RD | GILBERT | AZ | 85234 | Maricopa | 5 | Perm Closure | 1990-08-01 | 550 | Used Oil/Waste Oil | COMPARTMENT A | Double Walled | Fiberglass Reinforced Plastic | Gravity Feed |  | Fiberglass Reinforced Plastic | Removal | 1994-07-12
0-006702 | PARCEL 103-02-731G | 7880 E STATE ROUTE 69 | PRESCOTT VALLEY | AZ | 86314 | Yavapai | 2 | Perm Closure | 1981-01-01 | 6000 | Gasoline | COMPARTMENT A |  | Asphalt coated or Bare Steel | Pressure |  | Bare or Galvanized Steel | Removal | 1994-06-01
0-003244 | MOBIL 18-MKH | 1960 E MAIN ST | MESA | AZ | 85203 | Maricopa | 6 | Perm Closure | 1988-09-01 | 10000 | Gasoline | COMPARTMENT A |  | Fiberglass Reinforced Plastic | Pressure |  | Fiberglass Reinforced Plastic | Removal | 1992-05-07
0-001081 | PEBBLESTONE MARKET | 3399 N SCOTTSDALE RD | SCOTTSDALE | AZ | 85251 | Maricopa | 3 | Perm Closure | 1972-01-01 | 10000 | Gasoline | COMPARTMENT A |  | Fiberglass Reinforced Plastic |  |  |  | Removal | 1999-01-27
0-004907 | CIRCLE K STORE #2706646 | 1619 W BASELINE RD | GUADALUPE | AZ | 85283 | Maricopa | 1 | Perm Closure | 1984-05-03 | 12000 | Gasoline | COMPARTMENT A | Double Walled | Fiberglass Reinforced Plastic | Pressure |  | Fiberglass Reinforced Plastic | Removal | 2000-11-01
0-000885 | SPEEDY MARKET | 1510 S COUNTRY CLUB DR | MESA | AZ | 85210 | Maricopa | 10 | Open | 1994-01-13 | 12000 | Gasoline | COMPARTMENT A | Single Walled | Fiberglass Reinforced Plastic | Pressure |  | Fiberglass Reinforced Plastic
0-000885 | SPEEDY MARKET | 1510 S COUNTRY CLUB DR | MESA | AZ | 85210 | Maricopa | 1 | Perm Closure | 1980-01-01 | 12000 | Gasoline | COMPARTMENT A |  | Asphalt coated or Bare Steel | Pressure |  | Fiberglass Reinforced Plastic | Removal | 1994-01-13
0-000885 | SPEEDY MARKET | 1510 S COUNTRY CLUB DR | MESA | AZ | 85210 | Maricopa | 11 | Open | 1994-01-13 | 12000 | Gasoline | COMPARTMENT A | Single Walled | Fiberglass Reinforced Plastic | Pressure |  | Fiberglass Reinforced Plastic
0-000524 | ARCO #5249 | 2915 W MCDOWELL RD | PHOENIX | AZ | 85009 | Maricopa | 1 | Perm Closure | 2005-06-17 | 10000 | Gasoline | COMPARTMENT A |  | Asphalt coated or Bare Steel | Pressure |  |  | Removal | 1993-10-01
0-000274 | ADOT - GILA BEND MAINTENANCE YARD | 1300 E PIMA ST | GILA BEND | AZ | 85337 | Maricopa | 1 | Perm Closure | 1985-01-01 | 12000 | Gasoline | COMPARTMENT A |  | Fiberglass Reinforced Plastic | Pressure |  |  | Removal | 1993-12-14
0-005508 | BLUE RIDGE HIGH SCHOOL | 1002 E SCHOOL HOUSE DR | LAKESIDE | AZ | 85929 | Navajo | 5 | Perm Closure | 1975-01-01 | 4000 | Diesel | COMPARTMENT A | Unknown | Asphalt coated or Bare Steel | Suction - Check Valve at the Tank Top |  |  | Removal | 1992-08-05
0-001102 | CHEVRON FOOD MART #94781 | 2475 E GRANT RD | TUCSON | AZ | 85719 | Pima | 4 | Perm Closure | 1971-01-01 | 1000 | Used Oil/Waste Oil | COMPARTMENT A |  | Asphalt coated or Bare Steel | Pressure |  |  | Removal | 1997-10-01
0-001102 | CHEVRON FOOD MART #94781 | 2475 E GRANT RD | TUCSON | AZ | 85719 | Pima | 1 | Perm Closure | 1971-01-01 | 8000 | Gasoline | COMPARTMENT A |  | Asphalt coated or Bare Steel | Pressure |  |  | Removal | 1997-10-01
0-000259 | ADOT - SAFFORD MAINTENANCE | 3268 S US HIGHWAY 191 | SAFFORD | AZ | 85546 | Graham | 1 | Open | 1981-01-01 | 12000 | Gasoline | COMPARTMENT A | Single Walled | Fiberglass Reinforced Plastic | Suction - Check Valve at the Dispenser | Double Walled | Flexible
0-001114 | SPEEDSMART #117 | 1951 E BROWN RD | MESA | AZ | 85203 | Maricopa | 6 | Open | 2000-09-11 | 8000 | Gasoline | COMPARTMENT A | Double Walled | Fiberglass Reinforced Plastic | Pressure | Double Walled | Fiberglass Reinforced Plastic
0-005486 | CIRCLE K #2809 | 8385 W GRAND AVE | PEORIA | AZ | 85345 | Maricopa | 1 | Perm Closure | 1983-01-01 | 8000 | Gasoline | COMPARTMENT A |  | Asphalt coated or Bare Steel | Pressure |  |  | Removal | 1993-12-08
0-001335 | CIRCLE K #2700853 | 307 N HIGHWAY 77 | MAMMOTH | AZ | 85618 | Pinal | 5 | Open | 1995-12-08 | 10000 | Gasoline (PUL) | COMPARTMENT A |  | Fiberglass Reinforced Plastic | Pressure | Double Walled | Fiberglass Reinforced Plastic
0-004439 | GEOTTL AIR CONDITIONING INC | 3830 E WIER AVE | PHOENIX | AZ | 85040 | Maricopa | 4 | Perm Closure | 1979-02-22 | 1000 | Used Oil/Waste Oil | COMPARTMENT A | Double Walled | Asphalt coated or Bare Steel | Pressure |  |  | Removal | 1993-01-13
0-001229 | CIRCLE K #424 | 2483 E WHITE MOUNTAIN BLVD | PINETOP-LAKESIDE | AZ | 85935 | Navajo | 6 | Open | 1995-03-28 | 10000 | Gasoline | COMPARTMENT A | Double Walled | Fiberglass Reinforced Plastic | Pressure | Double Walled | Fiberglass Reinforced Plastic
0-003933 | TCB AUTO SPA | 2602 E BELL RD | PHOENIX | AZ | 85032 | Maricopa | 1 | Perm Closure | 1977-01-01 | 10000 | Gasoline | COMPARTMENT A | Single Walled | Asphalt coated or Bare Steel | Pressure | Single Walled | Bare or Galvanized Steel | Removal | 2005-11-03
0-003457 | ARIZONA ARMY NATIONAL GUARD - MAINTENANCE #1 | 1614 W ROOSEVELT ST | PHOENIX | AZ | 85007 | Maricopa | 2 | Perm Closure | 1980-04-14 | 2000 | Diesel | COMPARTMENT A | Double Walled | Fiberglass Reinforced Plastic | Pressure |  |  | Removal | 1994-09-29
0-006997 | BROADWAY CARDLOCK #23 | 1307 W BROADWAY RD | PHOENIX | AZ | 85041 | Maricopa | 3 | Perm Closure | 1988-01-01 | 10000 | Diesel | COMPARTMENT A | Double Walled | Fiberglass Reinforced Plastic | Pressure |  | Fiberglass Reinforced Plastic | Removal | 1999-03-11
0-006990 | SAN CARLOS IRRIGATION DISTRICT - SHOP | 201 W KENNEDY AVE | COOLIDGE | AZ | 85128 | Pinal | 1 | Perm Closure | 1986-01-01 | 3000 | Gasoline | COMPARTMENT A | Single Walled | Fiberglass Reinforced Plastic | Suction - Check Valve at the Tank Top | Single Walled | Bare or Galvanized Steel | Removal | 1993-06-23
0-004229 | SCP CONSTRUCTION | 5340 W LUKE AVE | GLENDALE | AZ | 85301 | Maricopa | 6 | Perm Closure | 1978-06-02 | 550 | Diesel | COMPARTMENT A | Double Walled | Asphalt coated or Bare Steel | Suction - Check Valve at the Tank Top |  |  | Removal | 1997-02-20
0-004229 | SCP CONSTRUCTION | 5340 W LUKE AVE | GLENDALE | AZ | 85301 | Maricopa | 1 | Perm Closure | 1978-06-02 | 6000 | Gasoline | COMPARTMENT A | Double Walled | Asphalt coated or Bare Steel | Pressure |  |  | Removal | 1997-02-20
0-008521 | GPM #4595 | 4305 E RAY RD | PHOENIX | AZ | 85044 | Maricopa | 1 | Open | 1994-01-12 | 12000 | Gasoline | COMPARTMENT A | Double Walled | Fiberglass Reinforced Plastic | Pressure | Double Walled | Fiberglass Reinforced Plastic
0-004859 | DANNY'S FAMILY CAR WASH | 2824 W BELL RD | PHOENIX | AZ | 85053 | Maricopa | 1 | Perm Closure | 1989-08-01 | 12000 | Gasoline | COMPARTMENT A | Single Walled | Fiberglass Reinforced Plastic | Pressure | Double Walled | Fiberglass Reinforced Plastic | Removal | 2020-07-01
0-004772 | DEL E WEBB FIRE STATION #2 | 11401 N 99TH AVE | SUN CITY | AZ | 85351 | Maricopa | 2 | Perm Closure | 1976-04-08 | 1000 | Diesel | COMPARTMENT A | Unknown | Asphalt coated or Bare Steel |  |  |  | Removal | 1989-10-13
0-004772 | DEL E WEBB FIRE STATION #2 | 11401 N 99TH AVE | SUN CITY | AZ | 85351 | Maricopa | 1 | Perm Closure | 1976-04-08 | 1000 | Gasoline | COMPARTMENT A | Unknown | Asphalt coated or Bare Steel |  |  |  | Removal | 1989-10-13
0-005253 | JACKSONS ENERGY #6785 | 3960 N COUNTRY CLUB DR | FLAGSTAFF | AZ | 86004 | Coconino | 4 | Perm Closure | 1971-01-01 | 1000 | Used Oil/Waste Oil | COMPARTMENT A | Single Walled | Asphalt coated or Bare Steel |  |  |  | Removal | 1990-05-02
0-001913 | CLASSIC WOODCRAFT | 6423 E THOMAS RD | SCOTTSDALE | AZ | 85251 | Maricopa | 1 | Perm Closure | 1964-01-01 | 1000 | Gasoline | COMPARTMENT A |  | Asphalt coated or Bare Steel |  |  |  | Removal | 1989-10-31
0-004555 | CIRCLE K #2708829 | 2041 W VAN BUREN ST | PHOENIX | AZ | 85009 | Maricopa | 3 | Open | 1987-05-01 | 10000 | Gasoline (UL) | COMPARTMENT A | Single Walled | Fiberglass Reinforced Plastic | Pressure | Single Walled | Fiberglass Reinforced Plastic
0-002475 | CIRCLE K #2708869 | 4160 N 1ST AVE | TUCSON | AZ | 85719 | Pima | 3 | Open | 1987-01-01 | 10000 | Gasoline | COMPARTMENT A | Single Walled | Fiberglass Reinforced Plastic | Pressure |  | Fiberglass Reinforced Plastic
0-001320 | CIRCLE K #2700813 | 7402 W THOMAS RD | PHOENIX | AZ | 85033 | Maricopa | 1 | Perm Closure | 1973-01-01 | 10000 | Gasoline | COMPARTMENT A |  | Asphalt coated or Bare Steel |  |  |  | Removal | 1987-11-07
0-000577 | AT&T - DUNCAN R S |  | DUNCAN |  |  | Graham | 1 | Perm Closure | 1962-01-01 | 3000 | Diesel | COMPARTMENT A |  | Asphalt coated or Bare Steel |  |  |  | Removal | 1992-04-08
0-003739 | PHILLIPS 66 COMPANY #016633 | 3449 W BROADWAY RD | PHOENIX | AZ | 85041 | Maricopa | 1 | Perm Closure | 1964-01-01 | 6000 | Gasoline | COMPARTMENT A | Single Walled | Asphalt coated or Bare Steel |  |  |  | Removal | 1988-04-01
0-002607 | OLD CITY AIRPORT |  | TUCSON |  |  | Pima | 1 | Perm Closure | 2005-06-17 |  | Unidentified | COMPARTMENT A | Unknown | Unknown |  |  |  | Removal | 1989-09-13
0-009717 | OLD SHELL STATION | 229 E 4TH ST | BENSON | AZ | 85602 | Cochise | 3 | Perm Closure | 1930-01-01 | 750 | Gasoline | COMPARTMENT A | Unknown | Asphalt coated or Bare Steel |  |  |  | Removal | 2001-02-21
0-000745 | NABISCO-BORDER BEVERAGES INC-TAK | 100 E 9TH ST | DOUGLAS | AZ | 85607 | Cochise | 3 | Perm Closure | 1971-02-07 | 2000 | Unidentified | COMPARTMENT A | Single Walled | Asphalt coated or Bare Steel |  |  |  | Removal | 1977-12-01
0-009942 | SAM?S CLUB 6241 | 15255 N NORTHSIGHT BLVD | SCOTTSDALE | AZ | 85260 | Maricopa | 3 | Open | 2003-02-28 | 20000 | Gasoline (UL) | COMPARTMENT A | Double Walled | Fiberglass Reinforced Plastic | Pressure | Double Walled | Flexible
0-002247 | MAACO AUTO PAINTING & BODYWORKS | 1693 W GRANT RD | TUCSON | AZ | 85745 | Pima | 1 | Perm Closure | 1982-05-08 | 10000 | Gasoline | COMPARTMENT A | Unknown | Unknown |  |  |  | Removal | 1988-12-21
0-008096 | WELLTON SCALE - LOS ANGELES WAY | 28509 LOS ANGELES AVE | WELLTON | AZ | 85356 | Yuma | 3 | Perm Closure | 2005-06-17 | 10000 | Diesel | COMPARTMENT A |  | Asphalt coated or Bare Steel | Suction - Check Valve at the Tank Top |  | Bare or Galvanized Steel | Removal | 1996-03-26
0-010122 | AA MCDANIEL WELL & MACHINE CO | 2838 W RUTHRAUFF RD | TUCSON | AZ | 85705 | Pima | 1 | Perm Closure | 2006-07-05 | 3000 | Gasoline | COMPARTMENT A | Single Walled | Asphalt coated or Bare Steel |  |  |  | Removal | 2006-06-12
0-004014 | JIFFY LUBE #2445 | 3896 N ORACLE RD | TUCSON | AZ | 85705 | Pima | 3 | Perm Closure | 1986-07-24 | 5000 | Used Oil/Waste Oil | COMPARTMENT A | Double Walled | Asphalt coated or Bare Steel | Suction - Check Valve at the Tank Top |  |  | Removal | 1996-01-23
0-006183 | CIRCLE K #2700842 | 6649 W PEORIA AVE | GLENDALE | AZ | 85302 | Maricopa | 1 | Perm Closure | 1988-05-17 | 10000 | Gasoline | COMPARTMENT A | Double Walled | Fiberglass Reinforced Plastic | Pressure |  | Fiberglass Reinforced Plastic | Removal | 2004-10-19
0-000161 | HARRIS REBAR | 2101 W JACKSON ST | PHOENIX | AZ | 85009 | Maricopa | 2 | Perm Closure | 1976-01-01 | 10000 | Gasoline | COMPARTMENT A |  | Asphalt coated or Bare Steel |  |  |  | Removal | 1989-11-09
0-000131 | GRAND CANYON NATIONAL PARK LODGES | 1 S RIM | GRAND CANYON | AZ | 86023 | Coconino | 17 | Perm Closure | 1966-01-01 | 1000 | Used Oil/Waste Oil | COMPARTMENT A |  | Asphalt coated or Bare Steel |  |  |  | Removal | 1989-07-01
0-009706 | ADOT / EASEMENT | 21400 GRAND AVE | WITTMANN | AZ | 85361 | Maricopa | 1 | Perm Closure | 2005-06-17 | 250 | Gasoline | COMPARTMENT A | Double Walled | Asphalt coated or Bare Steel |  |  |  | Removal | 2001-01-17
0-009706 | ADOT / EASEMENT | 21400 GRAND AVE | WITTMANN | AZ | 85361 | Maricopa | 6 | Perm Closure | 2005-06-17 | 1000 | Gasoline | COMPARTMENT A | Double Walled | Asphalt coated or Bare Steel |  |  |  | Removal | 2001-01-17
0-004028 | FLYING J TRAVEL PLAZA #610 | 3300 E ANDY DEVINE AVE | KINGMAN | AZ | 86401 | Mohave | 11 | Open | 1989-01-01 | 20000 | Diesel | COMPARTMENT A | Single Walled | Fiberglass Reinforced Plastic | Pressure |  | Fiberglass Reinforced Plastic
0-004028 | FLYING J TRAVEL PLAZA #610 | 3300 E ANDY DEVINE AVE | KINGMAN | AZ | 86401 | Mohave | 12 | Open | 1989-01-01 | 20000 | Diesel | COMPARTMENT A | Single Walled | Fiberglass Reinforced Plastic | Pressure |  | Fiberglass Reinforced Plastic
0-004028 | FLYING J TRAVEL PLAZA #610 | 3300 E ANDY DEVINE AVE | KINGMAN | AZ | 86401 | Mohave | 5 | Perm Closure | 1974-01-01 | 12000 | Gasoline | COMPARTMENT A | Single Walled | Asphalt coated or Bare Steel |  |  |  | Removal | 1988-06-01
0-007248 | DESERT MIX COOLING CO - FORMER | 2200 S PACIFIC AVE | YUMA | AZ | 85365 | Yuma | 1 | Perm Closure | 1981-01-01 | 1000 | Used Oil/Waste Oil | COMPARTMENT A | Single Walled | Concrete |  |  |  | Removal | 1991-04-10
0-002011 | EXXON #7-3927 | 1151 W UNIVERSITY DR | MESA | AZ | 85201 | Maricopa | 9 | Perm Closure | 1993-05-01 | 12000 | Gasoline | COMPARTMENT A | Double Walled | Fiberglass Reinforced Plastic | Pressure |  | Fiberglass Reinforced Plastic | Removal | 1995-05-23
0-001986 | TIEMCO | 102 S 24TH ST | PHOENIX | AZ | 85034 | Maricopa | 2 | Perm Closure | 1964-01-01 | 5000 | Gasoline | COMPARTMENT A |  | Asphalt coated or Bare Steel |  |  |  | Removal | 1994-10-17
0-005282 | GASCO | 5465 E BROADWAY BLVD | TUCSON | AZ | 85711 | Pima | 7 | Perm Closure | 1997-03-14 | 12000 | Gasoline | COMPARTMENT A | Double Walled | Composite (Steel/Fiberglass) | Pressure | Double Walled | Fiberglass Reinforced Plastic | Removal | 2014-09-12
0-001927 | EMPIRE SOUTHWEST - SIERRA NEGRA RANCH | 40451 W SALOME HWY | WINTERSBURG | AZ | 85354 | Maricopa | 1 | Perm Closure | 1964-01-01 | 10000 | Gasoline | COMPARTMENT A |  | Asphalt coated or Bare Steel |  |  |  | Removal | 1988-07-25
0-003356 | US WEST #125340 - SIERRA VISTA CO | 50 N GARDEN AVE | SIERRA VISTA | AZ | 85635 | Cochise | 1 | Perm Closure | 1968-01-07 | 1000 | Diesel | COMPARTMENT A | Unknown | Asphalt coated or Bare Steel |  |  |  | Removal | 1991-04-01
0-004995 | SIMONIZ CAR WASH & QUICK LUBE | 4119 E THOMAS RD | PHOENIX | AZ | 85018 | Maricopa | 2 | Perm Closure | 1967-04-18 | 10000 | Gasoline | COMPARTMENT A | Unknown | Asphalt coated or Bare Steel | Pressure |  | Fiberglass Reinforced Plastic | Removal | 1995-03-28
0-003241 | MOBIL 18-MFV | 5201 S MCCLINTOCK DR | TEMPE | AZ | 85283 | Maricopa | 4 | Perm Closure | 1973-01-01 | 5000 | Gasoline | COMPARTMENT A |  | Asphalt coated or Bare Steel | Pressure |  |  | Removal | 1988-01-02
0-003239 | MOBIL 18-MEG | 904 E APACHE BLVD | TEMPE | AZ | 85281 | Maricopa | 5 | Perm Closure | 1988-03-01 | 10000 | Gasoline | COMPARTMENT A | Double Walled | Fiberglass Reinforced Plastic | Pressure |  | Fiberglass Reinforced Plastic | Removal | 1999-08-11
0-003173 | SHAMROCK FOODS - NORTHWEST TRANSPORT | 2540 N 29TH AVE | PHOENIX | AZ | 85009 | Maricopa | 4 | Perm Closure | 1989-11-01 | 17500 | Diesel | COMPARTMENT B | Double Walled | Composite (Steel/Fiberglass) |  |  |  | Removal | 1996-06-04
0-000615 | BROWN'S AMERICAN CAR CARE CENTER | 313 N MARICOPA ST | CASA GRANDE | AZ | 85122 | Pinal | 1 | Perm Closure | 1985-01-01 | 500 | Used Oil/Waste Oil | COMPARTMENT A | Single Walled | Asphalt coated or Bare Steel | Gravity Feed | Single Walled | Bare or Galvanized Steel | Removal | 2000-02-02
0-005197 | TITAN MACHINERY | 1701 W GRANT RD | TUCSON | AZ | 85745 | Pima | 1 | Perm Closure | 1963-01-01 | 4000 | Gasoline | COMPARTMENT A | Unknown | Asphalt coated or Bare Steel |  |  |  | Removal | 1989-09-27
0-005100 | TRANSWESTERN PIPELINE ST 1 |  | KINGMAN |  |  | Mohave | 1 | Perm Closure | 1979-02-05 | 2000 | Gasoline | COMPARTMENT A | Double Walled | Asphalt coated or Bare Steel |  |  |  | Removal | 1989-07-12
0-004940 | TEXACO SERVICE STATION | 13249 N 103RD AVE | SUN CITY | AZ | 85351 | Maricopa | 3 | Perm Closure | 1972-05-07 | 8000 | Gasoline | COMPARTMENT A | Double Walled | Asphalt coated or Bare Steel |  |  |  | Removal | 1988-01-01
0-004940 | TEXACO SERVICE STATION | 13249 N 103RD AVE | SUN CITY | AZ | 85351 | Maricopa | 1 | Perm Closure | 1972-05-07 | 8000 | Gasoline | COMPARTMENT A | Double Walled | Asphalt coated or Bare Steel |  |  |  | Removal | 1988-01-01
0-009260 | PARCEL 117-04-2130 | 503 N STONE AVE | TUCSON | AZ | 85705 | Pima | 2 | Perm Closure | 1930-01-01 | 1000 | Gasoline | COMPARTMENT A | Unknown | Asphalt coated or Bare Steel | Suction - Check Valve at the Tank Top |  | Bare or Galvanized Steel | Removal | 1998-07-23
0-009260 | PARCEL 117-04-2130 | 503 N STONE AVE | TUCSON | AZ | 85705 | Pima | 1 | Perm Closure | 1930-01-01 | 1000 | Gasoline | COMPARTMENT A | Unknown | Asphalt coated or Bare Steel | Suction - Check Valve at the Tank Top |  | Bare or Galvanized Steel | Removal | 1998-07-23
0-004862 | TEDS TRUCK CENTER INC #2 |  | ASH FORK |  |  | Yavapai | 2 | Perm Closure | 1985-04-23 | 12000 | Diesel | COMPARTMENT A | Unknown | Asphalt coated or Bare Steel |  |  |  | Removal | 1999-07-21
0-004862 | TEDS TRUCK CENTER INC #2 |  | ASH FORK |  |  | Yavapai | 4 | Perm Closure | 1985-04-23 | 12000 | Diesel | COMPARTMENT A | Unknown | Asphalt coated or Bare Steel |  |  |  | Removal | 1999-07-21
0-009557 | CIRCLE K STORE #2706655 | 20207 N 59TH AVE | GLENDALE | AZ | 85308 | Maricopa | 2 | Open | 1999-07-01 | 12000 | Gasoline | COMPARTMENT A | Double Walled | Fiberglass Reinforced Plastic | Pressure | Double Walled | Fiberglass Reinforced Plastic
0-003434 | SUNNYSLOPE SOC #165211 | 9050 N 9TH ST | PHOENIX | AZ | 85020 | Maricopa | 5 | Perm Closure | 2005-06-17 | 1000 | Diesel | COMPARTMENT A | Unknown | Asphalt coated or Bare Steel |  |  |  | Removal | 1988-11-18
0-004480 | SHAY OIL CO #13 | 800 E 24TH ST | YUMA | AZ | 85365 | Yuma | 3 | Perm Closure | 1995-12-22 | 10000 | Gasoline | COMPARTMENT A | Double Walled | Fiberglass Reinforced Plastic | Pressure | Double Walled | Fiberglass Reinforced Plastic | Removal | 2005-05-05
0-009192 | VACANT | 3501 S CENTRAL AVE | PHOENIX | AZ | 85040 | Maricopa | 1 | Perm Closure | 1970-01-01 | 1000 | Used Oil/Waste Oil | COMPARTMENT A | Double Walled | Asphalt coated or Bare Steel |  |  |  | Removal | 2001-03-16
0-008970 | 504-16-111 | 1545 N PINAL AVE | CASA GRANDE | AZ | 85122 | Pinal | 1 | Perm Closure | 1957-01-01 | 500 | Used Oil/Waste Oil | COMPARTMENT A | Unknown | Asphalt coated or Bare Steel | Gravity Feed |  | Bare or Galvanized Steel | Removal | 1996-09-09
0-001443 | CIRCLE K #1582 | 2351 N ALVERNON WAY | TUCSON | AZ | 85712 | Pima | 5 | Perm Closure | 1987-01-01 | 10000 | Gasoline (UL) | COMPARTMENT A | Double Walled | Fiberglass Reinforced Plastic | Pressure | Single Walled | Fiberglass Reinforced Plastic | Removal | 2019-02-26
0-004735 | CHEVRON - MARANA CHEVRON | 13960 N SANDARIO RD | MARANA | AZ | 85653 | Pima | 4 | Open | 1991-09-01 | 5000 | Gasoline | COMPARTMENT A | Double Walled | Composite (Steel/Fiberglass) | Pressure |  | Fiberglass Reinforced Plastic
0-006320 | CRABTREE AUTO CENTER | 615 NAVAJO BLVD | HOLBROOK | AZ | 86025 | Navajo | 2 | Perm Closure | 1979-08-23 | 10000 | Gasoline | COMPARTMENT A | Unknown | Fiberglass Reinforced Plastic | Pressure |  | Fiberglass Reinforced Plastic | Removal | 1995-09-21
0-006320 | CRABTREE AUTO CENTER | 615 NAVAJO BLVD | HOLBROOK | AZ | 86025 | Navajo | 1 | Perm Closure | 1979-08-23 | 10000 | Gasoline | COMPARTMENT A | Unknown | Fiberglass Reinforced Plastic | Pressure |  | Fiberglass Reinforced Plastic | Removal | 1995-09-21
0-004589 | UNITED ROAD | 904 S 12TH ST | PHOENIX | AZ | 85034 | Maricopa | 3 | Perm Closure | 2005-06-17 | 1000 | Gasoline | COMPARTMENT A | Unknown | Unknown |  |  |  | Removal | 1990-03-01
0-006210 | FLYING J TRAVEL PLAZA #609 | 16189 S SUNSHINE BLVD | ELOY | AZ | 85131 | Pinal | 1 | Open | 1988-01-01 | 20000 | Diesel | COMPARTMENT A | Single Walled | Fiberglass Reinforced Plastic | Pressure |  | Fiberglass Reinforced Plastic
0-006210 | FLYING J TRAVEL PLAZA #609 | 16189 S SUNSHINE BLVD | ELOY | AZ | 85131 | Pinal | 2 | Open | 1988-01-01 | 20000 | Diesel | COMPARTMENT A | Single Walled | Fiberglass Reinforced Plastic | Pressure |  | Fiberglass Reinforced Plastic
0-006096 | HARQUAHALA SCHOOL | 16351 S ARLINGTON SCHOOL RD | ARLINGTON | AZ | 85322 | Maricopa | 1 | Perm Closure | 1963-04-06 | 1000 | Gasoline | COMPARTMENT A | Double Walled | Asphalt coated or Bare Steel | Suction - Check Valve at the Tank Top |  |  | Removal | 1992-07-25
0-002742 | MOUNTAIN VIEW MARKET | 6990 LUMBERJACK BLVD | FLAGSTAFF | AZ | 86004 | Coconino | 1 | Perm Closure | 1973-01-01 | 10000 | Gasoline | COMPARTMENT A | Single Walled | Asphalt coated or Bare Steel | Suction - Check Valve at the Tank Top | Double Walled | Fiberglass Reinforced Plastic | Removal | 2019-12-13
0-001060 | CHEVRON #9-2826 | 7151 N ORACLE RD | TUCSON | AZ | 85704 | Pima | 2 | Perm Closure | 1954-01-01 | 4000 | Gasoline | COMPARTMENT A | Single Walled | Asphalt coated or Bare Steel | Pressure |  | Fiberglass Reinforced Plastic | Removal | 1993-08-10
0-001060 | CHEVRON #9-2826 | 7151 N ORACLE RD | TUCSON | AZ | 85704 | Pima | 4 | Perm Closure | 1954-01-01 | 4000 | Gasoline | COMPARTMENT A | Single Walled | Asphalt coated or Bare Steel | Pressure |  |  | Removal | 1993-08-10
0-001060 | CHEVRON #9-2826 | 7151 N ORACLE RD | TUCSON | AZ | 85704 | Pima | 1 | Perm Closure | 1954-01-01 | 8000 | Gasoline | COMPARTMENT A | Single Walled | Asphalt coated or Bare Steel | Pressure |  |  | Removal | 1993-08-10
0-007612 | ARIZONA SUPPLY CO | 122 E SANTA FE AVE | FLAGSTAFF | AZ | 86001 | Coconino | 2 | Perm Closure | 2005-06-17 | 6000 | Gasoline | COMPARTMENT A | Unknown | Unknown |  |  |  | Removal | 1991-11-21
0-000932 | MAVERICK COUNTY STORE #37 | 824 N NAVAJO DR | PAGE | AZ | 86040 | Coconino | 4 | Perm Closure | 1987-03-01 | 12000 | Gasoline | COMPARTMENT A |  | Asphalt coated or Bare Steel | Pressure | Single Walled | Bare or Galvanized Steel | Removal | 2006-06-05
0-009207 | MCSPADDEN FORD | 750 N BROAD ST | GLOBE | AZ | 85501 | Gila | 1 | Perm Closure | 2005-06-17 | 4000 | Gasoline | COMPARTMENT A |  | Asphalt coated or Bare Steel |  |  |  | Closed in Place
0-002805 | GIANT #910 | 7450 W THOMAS RD | PHOENIX | AZ | 85033 | Maricopa | 4 | Perm Closure | 1976-04-08 | 10000 | Gasoline | COMPARTMENT A | Double Walled | Fiberglass Reinforced Plastic | Pressure | Double Walled | Flexible | Removal | 2002-03-27
0-002498 | HIDDEN SHORES RV VILLAGE - GAS STATION | 10300 IMPERIAL DAM RD | YUMA | AZ | 85365 | Yuma | 4 | Perm Closure | 1972-01-01 | 550 | Gasoline | COMPARTMENT A |  | Asphalt coated or Bare Steel |  |  |  | Removal | 1988-03-21
0-002498 | HIDDEN SHORES RV VILLAGE - GAS STATION | 10300 IMPERIAL DAM RD | YUMA | AZ | 85365 | Yuma | 9 | Open | 1999-06-11 | 10000 | Gasoline | COMPARTMENT A |  | Fiberglass Reinforced Plastic
0-004261 | TEXACO #60-349-2079 | 185 S ARIZONA BLVD | COOLIDGE | AZ | 85128 | Pinal | 1 | Perm Closure | 1977-01-01 | 10000 | Gasoline | COMPARTMENT A | Single Walled | Asphalt coated or Bare Steel | Pressure |  | Fiberglass Reinforced Plastic | Removal | 1997-11-24
0-003169 | K V AUTO REPAIR | 3909 W INDIAN SCHOOL RD | PHOENIX | AZ | 85019 | Maricopa | 4 | Perm Closure | 1971-05-13 | 550 | Unidentified | COMPARTMENT A | Double Walled | Asphalt coated or Bare Steel | Gravity Feed |  | Bare or Galvanized Steel | Removal | 1992-09-16
0-007100 | STUCKEYS OLD WEST | 1288 N SIBYL RD | BENSON | AZ | 85602 | Cochise | 3 | Perm Closure | 1970-01-01 | 4000 | Gasoline | COMPARTMENT A | Double Walled | Asphalt coated or Bare Steel | Pressure |  | Fiberglass Reinforced Plastic | Removal | 1995-06-13
0-003848 | CITY OF PHOENIX - CAVE CREEK GOLF COURSE | 2135 W GREENWAY RD | PHOENIX | AZ | 85023 | Maricopa | 1 | Perm Closure | 1984-01-01 | 2000 | Gasoline | COMPARTMENT A | Single Walled | Fiberglass Reinforced Plastic | Suction - Check Valve at the Tank Top |  | Fiberglass Reinforced Plastic | Removal | 1996-03-05
0-003848 | CITY OF PHOENIX - CAVE CREEK GOLF COURSE | 2135 W GREENWAY RD | PHOENIX | AZ | 85023 | Maricopa | 2 | Perm Closure | 1984-01-01 | 1000 | Diesel | COMPARTMENT A | Single Walled | Fiberglass Reinforced Plastic | Suction - Check Valve at the Tank Top |  | Fiberglass Reinforced Plastic | Removal | 1996-03-05
0-004108 | AUTOMOTIVE XPRESS | 7224 E MCDOWELL RD | SCOTTSDALE | AZ | 85257 | Maricopa | 3 | Perm Closure | 1985-01-01 | 10000 | Gasoline | COMPARTMENT A | Single Walled | Fiberglass Reinforced Plastic |  |  |  | Removal | 1989-08-29
0-004108 | AUTOMOTIVE XPRESS | 7224 E MCDOWELL RD | SCOTTSDALE | AZ | 85257 | Maricopa | 12 | Perm Closure | 1967-01-01 | 250 | Used Oil/Waste Oil | COMPARTMENT A | Single Walled | Asphalt coated or Bare Steel |  |  |  | Removal | 1990-01-03
0-004108 | AUTOMOTIVE XPRESS | 7224 E MCDOWELL RD | SCOTTSDALE | AZ | 85257 | Maricopa | 7 | Perm Closure | 1966-01-01 | 500 | Other | COMPARTMENT A | Single Walled | Asphalt coated or Bare Steel |  |  |  | Closed in Place | 1986-09-01
0-001381 | CIRCLE K #1213 | 1654 W WHITE MOUNTAIN BLVD | PINETOP-LAKESIDE | AZ | 85929 | Navajo | 1 | Perm Closure | 1977-01-01 | 10000 | Gasoline | COMPARTMENT A |  | Asphalt coated or Bare Steel | Pressure |  |  | Removal | 1995-11-03
0-006491 | SKULL VALLEY SERVICE | 2999 S IRON SPRINGS RD | SKULL VALLEY | AZ | 86338 | Yavapai | 2 | Perm Closure | 1978-01-01 | 3000 | Gasoline | COMPARTMENT A | Single Walled | Asphalt coated or Bare Steel | Suction - Check Valve at the Tank Top |  | Fiberglass Reinforced Plastic | Removal | 2016-07-28
0-008777 | HISTORIC ROUTE 66 AUTO | 22840 W OLD HIGHWAY 66 | SELIGMAN | AZ | 86337 | Yavapai | 1 | Perm Closure | 1979-01-01 | 550 | Gasoline | COMPARTMENT A | Single Walled | Asphalt coated or Bare Steel | Suction - Check Valve at the Dispenser |  |  | Removal | 1999-08-09
0-008777 | HISTORIC ROUTE 66 AUTO | 22840 W OLD HIGHWAY 66 | SELIGMAN | AZ | 86337 | Yavapai | 4 | Open | 1994-01-01 | 12000 | Gasoline (UL) | COMPARTMENT A | Double Walled | Composite (Steel/Fiberglass) | Pressure |  | Fiberglass Reinforced Plastic
0-006302 | BANK OF AMERICA | 2500 W FRYE RD | CHANDLER | AZ | 85224 | Maricopa | 7 | Perm Closure | 1988-01-01 | 2000 | Hazardous Substance | COMPARTMENT A | Double Walled | Composite (Steel/Fiberglass) | Pressure | Single Walled | Bare or Galvanized Steel | Removal | 2003-12-16
0-001425 | CIRCLE K #1556 | 2360 W BROADWAY AVE | APACHE JUNCTION | AZ | 85120 | Pinal | 4 | Open | 1996-02-21 | 12000 | Gasoline | COMPARTMENT A | Single Walled | Fiberglass Reinforced Plastic | Pressure | Double Walled | Fiberglass Reinforced Plastic
0-001943 | FLAGSTAFF FUELS | 4200 E US HIGHWAY 66 | FLAGSTAFF | AZ | 86004 | Coconino | 4 | Perm Closure | 1964-01-01 | 10000 | Diesel | COMPARTMENT A |  | Asphalt coated or Bare Steel |  |  |  | Removal | 1998-11-17
0-008251 | THE LODGE @ VENTANA CANYON | 6200 N CLUB HOUSE LN | TUCSON | AZ | 85750 | Pima | 1 | Perm Closure | 1986-11-01 | 4000 | Diesel | COMPARTMENT A | Unknown | Fiberglass Reinforced Plastic | Suction - Check Valve at the Tank Top |  | Fiberglass Reinforced Plastic | Removal | 1998-11-03
0-003408 | QWEST | 21011 N 27TH AVE | PHOENIX | AZ | 85027 | Maricopa | 3 | Perm Closure | 1976-01-01 | 5000 | Diesel | COMPARTMENT A |  | Asphalt coated or Bare Steel | Pressure |  | Fiberglass Reinforced Plastic | Removal | 1994-05-25
0-005237 | U-HAUL #723-23 | 1982 E HUNTINGTON DR | FLAGSTAFF | AZ | 86004 | Coconino | 4 | Perm Closure | 1976-01-01 | 1000 | Used Oil/Waste Oil | COMPARTMENT A | Single Walled | Asphalt coated or Bare Steel |  |  |  | Removal | 1989-07-01
0-005237 | U-HAUL #723-23 | 1982 E HUNTINGTON DR | FLAGSTAFF | AZ | 86004 | Coconino | 2 | Perm Closure | 1982-01-01 | 10000 | Gasoline | COMPARTMENT A | Single Walled | Asphalt coated or Bare Steel | Pressure | Single Walled | Bare or Galvanized Steel | Removal | 1996-03-27
0-004712 | UA BIOSPHERE 2 | 32540 S BIOSPHERE RD | ORACLE | AZ | 85623 | Pinal | 7 | Perm Closure | 1986-01-01 | 1000 | Gasoline | COMPARTMENT A |  | Asphalt coated or Bare Steel | Suction - Check Valve at the Tank Top |  | Bare or Galvanized Steel | Removal | 1987-03-01
0-004712 | UA BIOSPHERE 2 | 32540 S BIOSPHERE RD | ORACLE | AZ | 85623 | Pinal | 11 | Open | 1991-01-01 | 500 | Used Oil/Waste Oil | COMPARTMENT A | Double Walled | Fiberglass Reinforced Plastic | Suction - Check Valve at the Tank Top | Double Walled
0-004271 | SAINT VINCENT DE PAUL | 420 W WATKINS RD | PHOENIX | AZ | 85003 | Maricopa | 3 | Perm Closure | 2005-06-17 | 10000 | Gasoline | COMPARTMENT A | Unknown | Unknown |  |  |  | Removal | 1990-01-04
0-004271 | SAINT VINCENT DE PAUL | 420 W WATKINS RD | PHOENIX | AZ | 85003 | Maricopa | 1 | Perm Closure | 2005-06-17 | 10000 | Gasoline | COMPARTMENT A | Unknown | Unknown |  |  |  | Removal | 1990-01-04
0-001494 | CIRCLE K #1838 | 1145 S FREEWAY | TUCSON | AZ | 85745 | Pima | 1 | Perm Closure | 1985-01-01 | 10000 | Gasoline | COMPARTMENT A | Double Walled | Fiberglass Reinforced Plastic | Pressure |  | Fiberglass Reinforced Plastic | Removal | 1997-05-09
0-004456 | ARIZONA TRAILS INC | 820 RODEO DR | PRESCOTT | AZ | 86305 | Yavapai | 6 | Perm Closure | 1960-01-01 | 3300 | Used Oil/Waste Oil | COMPARTMENT A | Single Walled | Asphalt coated or Bare Steel |  |  |  | Removal | 1987-08-01
0-004456 | ARIZONA TRAILS INC | 820 RODEO DR | PRESCOTT | AZ | 86305 | Yavapai | 2 | Perm Closure | 1936-01-01 | 20000 | Diesel | COMPARTMENT A | Single Walled | Asphalt coated or Bare Steel |  |  |  | Removal | 1987-08-01
0-007769 | GOOD 2 GO STORES #507 | 1897 PUEBLO | CAMP VERDE | AZ | 86322 | Yavapai | 3 | Perm Closure | 1993-06-01 | 12000 | Gasoline | COMPARTMENT A | Single Walled | Fiberglass Reinforced Plastic | Pressure | Double Walled | Fiberglass Reinforced Plastic | Removal | 2004-02-25
0-007769 | GOOD 2 GO STORES #507 | 1897 PUEBLO | CAMP VERDE | AZ | 86322 | Yavapai | 5 | Open | 2004-04-01 | 10000 | Diesel | COMPARTMENT B | Double Walled | Fiberglass Reinforced Plastic
0-006556 | PIMA COUNTY - INA ROAD AUTOMOTIVE SERVICES | 4901 W INA RD | MARANA | AZ | 85743 | Pima | 3 | Perm Closure | 1980-06-30 | 15000 | Diesel | COMPARTMENT A | Double Walled | Asphalt coated or Bare Steel | Pressure |  |  | Removal | 1999-04-09
0-009753 | PACIFIC MOTEL & GAS | 4500 MAIN ST | JOSEPH CITY | AZ | 86032 | Navajo | 4 | Perm Closure | 1947-01-01 | 3000 | Gasoline | COMPARTMENT A | Unknown | Asphalt coated or Bare Steel | Suction - Check Valve at the Dispenser |  | Bare or Galvanized Steel | Closed in Place | 2001-10-24
0-004674 | RED MESA EXPRESS #505 | 701 N NAVAJO DR | PAGE | AZ | 86040 | Coconino | 5 | Open | 2009-01-12 | 6000 | Gasoline | COMPARTMENT A | Double Walled | Fiberglass Reinforced Plastic | Pressure | Double Walled | Fiberglass Reinforced Plastic
0-004674 | RED MESA EXPRESS #505 | 701 N NAVAJO DR | PAGE | AZ | 86040 | Coconino | 3 | Perm Closure | 1985-02-04 | 10000 | Gasoline | COMPARTMENT A |  | Asphalt coated or Bare Steel | Pressure | Single Walled | Fiberglass Reinforced Plastic | Removal | 2008-11-25
0-007412 | CITY OF PHOENIX - FIRE STATION #18 | 5019 N 23RD AVE | PHOENIX | AZ | 85015 | Maricopa | 1 | Open | 1991-06-25 | 1000 | Diesel | COMPARTMENT A | Double Walled | Fiberglass Reinforced Plastic | Pressure | Double Walled | Fiberglass Reinforced Plastic
0-003159 | MICOM CIRCUITS WEST | 1609 W 17TH ST | TEMPE | AZ | 85281 | Maricopa | 1 | Perm Closure | 1977-01-09 | 6000 | Hazardous Substance | COMPARTMENT A | Double Walled | Composite (Steel/Fiberglass) |  |  |  | Removal | 1992-05-12
0-001097 | CHEVRON #9-0712 | 2501 W INDIAN SCHOOL RD | PHOENIX | AZ | 85017 | Maricopa | 3 | Perm Closure | 1974-01-01 | 10000 | Gasoline | COMPARTMENT A |  | Fiberglass Reinforced Plastic |  |  |  | Removal | 1989-08-20
0-001097 | CHEVRON #9-0712 | 2501 W INDIAN SCHOOL RD | PHOENIX | AZ | 85017 | Maricopa | 2 | Perm Closure | 1974-01-01 | 6000 | Gasoline | COMPARTMENT A |  | Asphalt coated or Bare Steel |  |  |  | Removal | 1989-08-20
0-010449 | BANNER - DEL E WEBB MEDICAL CENTER | 14502 W MEEKER BLVD | SUN CITY WEST | AZ | 85375 | Maricopa | 1 | Perm Closure | 1988-01-01 | 4000 | Diesel | COMPARTMENT A | Double Walled | Fiberglass Reinforced Plastic | Pressure |  | Bare or Galvanized Steel | Removal | 2013-08-23
0-007757 | PARCEL 119-33-132 | 3001 N 16TH ST | PHOENIX | AZ | 85016 | Maricopa | 2 | Perm Closure | 2005-06-17 | 5000 | Gasoline | COMPARTMENT A | Unknown | Asphalt coated or Bare Steel | Suction - Check Valve at the Tank Top |  | Bare or Galvanized Steel | Removal | 1983-01-01
0-007757 | PARCEL 119-33-132 | 3001 N 16TH ST | PHOENIX | AZ | 85016 | Maricopa | 1 | Perm Closure | 2005-06-17 | 5000 | Gasoline | COMPARTMENT A | Unknown | Asphalt coated or Bare Steel | Suction - Check Valve at the Tank Top |  | Bare or Galvanized Steel | Removal | 1983-01-01
0-008826 | COSTCO #407 | 6255 E GRANT RD | TUCSON | AZ | 85712 | Pima | 4 | Open | 1998-08-01 | 30000 | Gasoline | COMPARTMENT A | Double Walled | Fiberglass Reinforced Plastic | Pressure | Double Walled
0-004487 | 7-ELEVEN #23823 | 1001 E SPEEDWAY BLVD | TUCSON | AZ | 85719 | Pima | 2 | Perm Closure | 1954-01-01 | 4000 | Gasoline | COMPARTMENT A | Single Walled | Asphalt coated or Bare Steel |  |  |  | Removal | 1981-05-01
0-004487 | 7-ELEVEN #23823 | 1001 E SPEEDWAY BLVD | TUCSON | AZ | 85719 | Pima | 3 | Perm Closure | 1951-01-01 | 5000 | Gasoline | COMPARTMENT A | Single Walled | Asphalt coated or Bare Steel |  |  |  | Removal | 1981-05-01
0-000069 | CLYDE'S SELF SERVE | 781 E DEUCE OF CLUBS | SHOW LOW | AZ | 85901 | Navajo | 2 | Perm Closure | 1970-01-01 | 10000 | Gasoline | COMPARTMENT A | Single Walled | Asphalt coated or Bare Steel | Pressure |  | Bare or Galvanized Steel | Removal | 2014-11-21
0-000069 | CLYDE'S SELF SERVE | 781 E DEUCE OF CLUBS | SHOW LOW | AZ | 85901 | Navajo | 3 | Perm Closure | 1970-01-01 | 3000 | Gasoline | COMPARTMENT A | Single Walled | Asphalt coated or Bare Steel | Pressure |  | Bare or Galvanized Steel | Removal | 2014-11-21
0-000807 | SUNCOR #257429 | 8805 S MCCLINTOCK DR | TEMPE | AZ | 85284 | Maricopa | 3 | Perm Closure | 1988-01-01 | 12000 | Diesel | COMPARTMENT A | Double Walled | Composite (Steel/Fiberglass) | Pressure |  | Fiberglass Reinforced Plastic | Removal | 2018-03-08
0-000807 | SUNCOR #257429 | 8805 S MCCLINTOCK DR | TEMPE | AZ | 85284 | Maricopa | 4 | Perm Closure | 1988-01-01 | 500 | Used Oil/Waste Oil | COMPARTMENT A | Double Walled | Composite (Steel/Fiberglass) |  |  |  | Removal | 2018-03-08
0-001316 | CIRCLE K #2700805 | 3655 S KOLB RD | TUCSON | AZ | 85730 | Pima | 3 | Open | 1985-08-01 | 10000 | Gasoline | COMPARTMENT A | Single Walled | Fiberglass Reinforced Plastic | Pressure | Single Walled | Fiberglass Reinforced Plastic
0-001316 | CIRCLE K #2700805 | 3655 S KOLB RD | TUCSON | AZ | 85730 | Pima | 1 | Open | 1985-08-01 | 10000 | Gasoline | COMPARTMENT A | Single Walled | Fiberglass Reinforced Plastic | Pressure | Single Walled | Fiberglass Reinforced Plastic
0-008876 | FEDEX GROUND | 3410 S 51ST AVE | PHOENIX | AZ | 85043 | Maricopa | 1 | Perm Closure | 1995-10-12 | 12000 | Diesel | COMPARTMENT A | Double Walled | Fiberglass Reinforced Plastic | Pressure | Double Walled | Fiberglass Reinforced Plastic | Removal | 2005-03-17
0-006469 | FOOD & THINGS | 1602 E BASELINE RD | PHOENIX | AZ | 85042 | Maricopa | 1 | Perm Closure | 1987-01-01 | 10000 | Gasoline | COMPARTMENT A | Double Walled | Fiberglass Reinforced Plastic | Pressure |  | Fiberglass Reinforced Plastic | Removal | 2013-10-11
0-000022 | FAA PHOENIX TRACON | 2400 E SKY HARBOR | PHOENIX | AZ | 85034 | Maricopa | 1 | Perm Closure | 1976-01-01 | 2000 | Diesel | COMPARTMENT A |  | Asphalt coated or Bare Steel |  |  |  | Removal | 1995-06-09
0-001701 | MALONE'S REPAIR SERVICE | 100 S HILL ST | GLOBE | AZ | 85501 | Gila | 5 | Perm Closure | 1972-01-01 | 10000 | Gasoline | COMPARTMENT A |  | Asphalt coated or Bare Steel |  |  |  | Removal | 1988-12-10
0-004156 | PIC QUIC FOOD STORES INC #100 | 1051 S MILTON RD | FLAGSTAFF | AZ | 86001 | Coconino | 2 | Perm Closure | 1985-01-01 | 8000 | Gasoline | COMPARTMENT A |  | Asphalt coated or Bare Steel |  |  |  | Removal | 1990-02-08
0-004156 | PIC QUIC FOOD STORES INC #100 | 1051 S MILTON RD | FLAGSTAFF | AZ | 86001 | Coconino | 1 | Perm Closure | 1985-01-01 | 8000 | Gasoline | COMPARTMENT A |  | Asphalt coated or Bare Steel |  |  |  | Removal | 1990-02-08
0-003581 | NATIONAL CAR RENTAL | 6610 S TUCSON BLVD | TUCSON | AZ | 85756 | Pima | 1 | Perm Closure | 1981-01-01 | 10000 | Gasoline | COMPARTMENT A |  | Asphalt coated or Bare Steel | Pressure |  |  | Removal | 1996-01-31
0-003475 | NATIONAL WEATHER SERVICE | 7010 S PLUMER AVE | TUCSON | AZ | 85756 | Pima | 1 | Perm Closure | 1979-04-29 | 500 | Diesel | COMPARTMENT A | Double Walled | Asphalt coated or Bare Steel |  |  |  | Removal | 1989-06-20
0-003536 | NORTHSIDE HAY MILL & TRADING CO | 14940 W VAN BUREN ST | GOODYEAR | AZ | 85338 | Maricopa | 1 | Perm Closure | 2005-06-17 | 2000 | Gasoline | COMPARTMENT A |  | Asphalt coated or Bare Steel |  |  |  | Removal | 1990-01-25
0-003189 | MOBIL 18-564 | 1901 W NORTHERN AVE | PHOENIX | AZ | 85021 | Maricopa | 5 | Perm Closure | 1987-12-01 | 10000 | Gasoline | COMPARTMENT A | Double Walled | Fiberglass Reinforced Plastic | Pressure |  | Fiberglass Reinforced Plastic | Removal | 2003-09-09
0-009182 | CIRCLE K STORE #2709180 | 315 N LITCHFIELD RD | GOODYEAR | AZ | 85338 | Maricopa | 2 | Open | 1997-03-25 | 15000 | Gasoline | COMPARTMENT A | Double Walled | Fiberglass Reinforced Plastic | Pressure | Double Walled | Fiberglass Reinforced Plastic
0-005535 | SAVEWAY # 71 | 2242 E BROADWAY RD | PHOENIX | AZ | 85040 | Maricopa | 1 | Perm Closure | 1972-04-17 | 10000 | Gasoline | COMPARTMENT A | Unknown | Asphalt coated or Bare Steel |  |  |  | Removal | 1986-06-29
0-005535 | SAVEWAY # 71 | 2242 E BROADWAY RD | PHOENIX | AZ | 85040 | Maricopa | 2 | Perm Closure | 1972-04-17 | 6000 | Gasoline | COMPARTMENT A | Unknown | Asphalt coated or Bare Steel |  |  |  | Removal | 1986-06-29
0-008976 | CAMPBELL RESIDENCE | 121 N EVELYN AVE | TUCSON | AZ | 85710 | Pima | 1 | Perm Closure | 2005-06-17 | 4000 | Gasoline | COMPARTMENT A | Double Walled | Asphalt coated or Bare Steel |  |  |  | Removal | 1996-09-26
0-000787 | TOWN OF BUCKEYE - PUBLIC WORKS YARD | 615 E ARIZONA EASTERN AVE | BUCKEYE | AZ | 85326 | Maricopa | 4 | Perm Closure | 2005-06-17 | 5000 | Unidentified | COMPARTMENT A |  | Asphalt coated or Bare Steel |  |  |  | Removal | 1988-09-01
0-004008 | MOTORIST SERVICE | 2055 W MAIN ST | MESA | AZ | 85201 | Maricopa | 3 | Perm Closure | 1980-04-03 | 1000 | Used Oil/Waste Oil | COMPARTMENT A | Unknown | Asphalt coated or Bare Steel | Suction - Check Valve at the Tank Top |  |  | Removal | 1995-11-09
0-007944 | SPEEDWAY STORE #2952 | 2830 S PACIFIC AVE | YUMA | AZ | 85365 | Yuma | 1 | Open | 1992-08-30 | 12000 | Gasoline | COMPARTMENT A | Double Walled | Fiberglass Reinforced Plastic | Pressure |  | Fiberglass Reinforced Plastic
0-001451 | CIRCLE K #2701620 | 3554 E INDIAN SCHOOL RD | PHOENIX | AZ | 85018 | Maricopa | 2 | Open | 1985-01-01 | 10000 | Gasoline | COMPARTMENT A | Double Walled | Fiberglass Reinforced Plastic | Pressure | Single Walled | Fiberglass Reinforced Plastic
0-009313 | APACHE TRAIL MEDICAL CENTER | 11015 E APACHE TRL | APACHE JUNCTION | AZ | 85120 | Maricopa | 1 | Perm Closure | 1985-01-01 | 500 | Diesel | COMPARTMENT A | Unknown | Asphalt coated or Bare Steel | Suction - Check Valve at the Tank Top |  | Bare or Galvanized Steel | Removal | 1999-06-02
0-000068 | CENTER TIRE/WAGON WHEEL EXXON | 1740 E DEUCE OF CLUBS | SHOW LOW | AZ | 85901 | Navajo | 2 | Perm Closure | 1971-01-01 | 4000 | Gasoline | COMPARTMENT A |  | Asphalt coated or Bare Steel | Pressure |  |  | Removal | 1997-07-17
0-008093 | BUSH HOG GIN | 30806 S OLD HIGHWAY 80 | BUCKEYE | AZ | 85326 | Maricopa | 1 | Perm Closure | 1952-01-01 | 5000 | Gasoline | COMPARTMENT A | Double Walled | Asphalt coated or Bare Steel | Suction - Check Valve at the Tank Top |  |  | Removal | 1993-01-28
0-004972 | ST MARY'S FOOD STORE | 880 W SAINT MARYS RD | TUCSON | AZ | 85745 | Pima | 1 | Perm Closure | 1984-01-01 | 12000 | Gasoline | COMPARTMENT A | Single Walled | Fiberglass Reinforced Plastic | Pressure | Single Walled | Fiberglass Reinforced Plastic | Closed in Place | 2017-08-03
0-004972 | ST MARY'S FOOD STORE | 880 W SAINT MARYS RD | TUCSON | AZ | 85745 | Pima | 5 | Perm Closure | 1984-01-01 | 550 | Used Oil/Waste Oil | COMPARTMENT A | Double Walled | Fiberglass Reinforced Plastic |  |  |  | Removal | 2011-07-13
0-009612 | STANFIELD FOOD MART | 36622 W HIGHWAY 84 | STANFIELD | AZ | 85172 | Pinal | 2 | Open | 1999-11-16 | 6000 | Diesel #2 | COMPARTMENT B | Double Walled | Fiberglass Reinforced Plastic
0-004465 | SUNSHINE FUEL & PROPERTIES | 205 S LAKE POWELL BLVD | PAGE | AZ | 86040 | Coconino | 9 | Open | 1985-01-01 | 8000 | Diesel | COMPARTMENT A | Single Walled | Asphalt coated or Bare Steel | Pressure | Double Walled | Flexible
0-004465 | SUNSHINE FUEL & PROPERTIES | 205 S LAKE POWELL BLVD | PAGE | AZ | 86040 | Coconino | 3 | Perm Closure | 1976-01-01 | 4000 | Kerosene | COMPARTMENT A |  | Asphalt coated or Bare Steel |  |  |  | Closed in Place | 1988-12-01
0-005697 | SKY RANCH AIRPORT AT CAREFREE | 8302 E CAVE CREEK RD | CAREFREE | AZ | 85377 | Maricopa | 5 | Open | 2020-06-17 | 10000 | Aviation Gasoline | COMPARTMENT A | Double Walled | Fiberglass Reinforced Plastic | Pressure | Double Walled | Fiberglass Reinforced Plastic
0-004541 | SKYLINE COUNTRY CLUB | 5200 E SAINT ANDREWS DR | TUCSON | AZ | 85718 | Pima | 1 | Perm Closure | 1983-12-17 | 1000 | Gasoline | COMPARTMENT A | Double Walled | Asphalt coated or Bare Steel |  |  |  | Removal | 1989-02-27
0-003519 | SOUTHWEST ROOFING CO | 107 S BEVERLY | MESA | AZ | 85210 | Maricopa | 2 | Perm Closure | 1984-01-01 | 10000 | Diesel | COMPARTMENT A |  | Asphalt coated or Bare Steel | Pressure |  |  | Removal | 1991-12-10
0-002646 | UNOCCUPIED | 108 N ARIZONA BLVD | COOLIDGE | AZ | 85128 | Pinal | 2 | Perm Closure | 2005-06-17 |  | Unidentified | COMPARTMENT A | Unknown | Unknown |  |  |  | Removal | 1989-10-19
0-002423 | HALLUM STORES | 1307 S MILTON RD | FLAGSTAFF | AZ | 86001 | Coconino | 1 | Perm Closure | 1989-06-22 | 10000 | Gasoline | COMPARTMENT A | Single Walled | Asphalt coated or Bare Steel | Pressure |  | Fiberglass Reinforced Plastic | Removal | 2004-11-09
0-009236 | MAYER MARKET | 9985 S STATE ROUTE 69 | MAYER | AZ | 86333 | Yavapai | 2 | Open | 1997-09-23 | 6000 | Diesel #2 | COMPARTMENT B | Double Walled | Composite (Steel/Fiberglass)
0-001327 | SALT N PEPPER SHELL #4 | 1555 E BASELINE RD | PHOENIX | AZ | 85042 | Maricopa | 3 | Perm Closure | 1982-01-01 | 10000 | Gasoline | COMPARTMENT A | Single Walled | Asphalt coated or Bare Steel |  |  |  | Removal | 1990-02-18
0-001327 | SALT N PEPPER SHELL #4 | 1555 E BASELINE RD | PHOENIX | AZ | 85042 | Maricopa | 4 | Perm Closure | 1992-01-01 | 10000 | Gasoline | COMPARTMENT A | Single Walled | Fiberglass Reinforced Plastic | Pressure | Single Walled | Fiberglass Reinforced Plastic | Removal | 2018-11-29
0-006724 | IMPERIAL LITHO & DRYOGRAPHY, INC | 210 S 4TH AVE | PHOENIX | AZ | 85003 | Maricopa | 3 | Perm Closure | 1970-01-01 | 10000 | Diesel | COMPARTMENT A | Double Walled | Asphalt coated or Bare Steel |  |  |  | Removal | 1990-02-07
0-009992 | EXPRESS FUELS | 261 N WHITE MOUNTAIN RD | SHOW LOW | AZ | 85901 | Navajo | 2 | Open | 2003-11-04 | 10000 | Gasoline | COMPARTMENT A | Double Walled | Fiberglass Reinforced Plastic
0-010059 | CENTRAL MADISON DEVELOPMENT LLC | 201 S CENTRAL AVE | PHOENIX | AZ | 85004 | Maricopa | 1 | Perm Closure | 1940-01-01 | 1000 | Unidentified | COMPARTMENT A | Single Walled | Asphalt coated or Bare Steel |  |  |  | Removal | 2005-06-22
0-006635 | ECONO LUBE N TUNE #95 | 2343 E BASELINE RD | GILBERT | AZ | 85234 | Maricopa | 1 | Perm Closure | 1989-01-01 | 500 | Used Oil/Waste Oil | COMPARTMENT A | Double Walled | Composite (Steel/Fiberglass) | Gravity Feed | Double Walled |  | Removal | 2015-05-28
0-002438 | SHAMROCK DISTRIBUTION CENTER | 2929 S HARDY DR | TEMPE | AZ | 85282 | Maricopa | 2 | Perm Closure | 1971-02-28 | 5000 | Gasoline | COMPARTMENT A | Single Walled | Asphalt coated or Bare Steel |  |  |  | Removal | 1990-07-16
0-007732 | GASOLINE ALLEY/HUBER FRIEND | 6644 W BUCKEYE RD | PHOENIX | AZ | 85043 | Maricopa | 1 | Perm Closure | 1972-01-01 | 500 | Gasoline | COMPARTMENT A | Double Walled | Asphalt coated or Bare Steel | Pressure |  | Bare or Galvanized Steel | Removal | 1993-06-15
0-009694 | EVERGREEN-INDIAN SCHOOL LTD | 9045 W INDIAN SCHOOL RD | PHOENIX | AZ | 85037 | Maricopa | 1 | Perm Closure | 2005-06-17 | 550 | Unidentified | COMPARTMENT A | Single Walled | Asphalt coated or Bare Steel |  |  |  | Removal | 2001-01-03
0-000905 | SAPRA ENTERPRISES | 9202 E MAIN ST | MESA | AZ | 85207 | Maricopa | 1 | Open | 1987-01-01 | 20000 | Gasoline | COMPARTMENT A | Double Walled | Fiberglass Reinforced Plastic | Pressure | Double Walled | Fiberglass Reinforced Plastic
0-001507 | CIRCLE K #2701931 | 2590 S MISSION RD | TUCSON | AZ | 85713 | Pima | 2 | Perm Closure | 1985-12-23 | 10000 | Gasoline | COMPARTMENT A |  | Fiberglass Reinforced Plastic | Pressure |  | Fiberglass Reinforced Plastic | Removal | 2015-06-25
0-008397 | DON PETERSON ENGINEERS | 3300 E US HIGHWAY 80 | YUMA | AZ | 85365 | Yuma | 3 | Perm Closure | 2005-06-17 | 8000 | Diesel | COMPARTMENT A | Unknown | Unknown |  |  |  | Removal | 1995-11-21
0-008130 | SYNANON CHURCH | 1025 AVIATION DR | LAKE HAVASU CITY | AZ | 86404 | Mohave | 3 | Perm Closure | 1980-01-01 | 6000 | Gasoline | COMPARTMENT A |  | Asphalt coated or Bare Steel |  |  |  | Removal | 1995-03-09
0-005304 | ADOT | 695 W SAINT MARYS RD | TUCSON | AZ | 85701 | Pima | 4 | Perm Closure | 1996-04-25 | 15000 | Gasoline | COMPARTMENT A | Double Walled | Fiberglass Reinforced Plastic | Suction - Check Valve at the Tank Top | Double Walled | Fiberglass Reinforced Plastic | Removal | 2011-08-31
0-001839 | EADS CONSTRUCTION REDI-MIX | 46 COCHISE ROW | BISBEE | AZ | 85603 | Cochise | 1 | Perm Closure | 2005-06-17 | 1000 | Gasoline | COMPARTMENT A |  | Asphalt coated or Bare Steel | Suction - Check Valve at the Tank Top |  |  | Removal | 1993-10-31
0-004446 | SHAMROCK FOODS - N BLACK CANYON HWY | 2228 N BLACK CANYON HWY | PHOENIX | AZ | 85009 | Maricopa | 5 | Perm Closure | 1978-04-01 | 5000 | Diesel | COMPARTMENT A | Double Walled | Asphalt coated or Bare Steel |  |  |  | Removal | 1989-10-30
0-001225 | CIRCLE K #2700418 | 3320 W MAIN ST | THATCHER | AZ | 85552 | Graham | 3 | Perm Closure | 1996-06-28 | 10000 | Gasoline | COMPARTMENT A | Double Walled | Fiberglass Reinforced Plastic | Pressure | Double Walled | Fiberglass Reinforced Plastic | Removal | 2005-06-15
0-002300 | FREEWAY CHEVRON | 2905 S HASKELL AVE | WILLCOX | AZ | 85643 | Cochise | 5 | Perm Closure | 1985-01-01 | 10000 | Diesel | COMPARTMENT A |  | Asphalt coated or Bare Steel | Pressure |  |  | Removal | 2020-04-23
0-000754 | PACIFIC PRIDE FUELING TERMINAL | 108 12TH AVE | HOLBROOK | AZ | 86025 | Navajo | 3 | Perm Closure | 1983-01-01 | 10000 | Diesel | COMPARTMENT A |  | Asphalt coated or Bare Steel | Pressure |  | Fiberglass Reinforced Plastic | Removal | 1993-12-22
0-010259 | CIRCLE K STORE #2703377 | 3010 S GILBERT RD | CHANDLER | AZ | 85286 | Maricopa | 3 | Open | 2008-10-21 | 20000 | Diesel | COMPARTMENT A | Double Walled | Fiberglass Reinforced Plastic | Pressure | Double Walled | Fiberglass Reinforced Plastic
0-010266 | GREENLEE APN 200-78-030 | 20 N CORONADO BLVD | CLIFTON | AZ | 85533 | Greenlee | 2 | Perm Closure | 2009-01-09 | 2000 | Gasoline | COMPARTMENT A |  | Asphalt coated or Bare Steel |  |  |  | Removal | 2008-09-17
0-004200 | DOLLAR RENT A CAR | 6930 S TUCSON BLVD | TUCSON | AZ | 85756 | Pima | 1 | Perm Closure | 1974-01-01 | 10000 | Gasoline | COMPARTMENT A |  | Asphalt coated or Bare Steel | Suction - Check Valve at the Tank Top |  | Bare or Galvanized Steel | Removal | 1994-05-04
0-006725 | SANDERSON FORD | 5300 NW GRAND AVE | GLENDALE | AZ | 85301 | Maricopa | 2 | Perm Closure | 1982-01-01 | 4000 | Unidentified | COMPARTMENT A | Double Walled | Asphalt coated or Bare Steel |  |  |  | Removal | 1990-01-20
0-006725 | SANDERSON FORD | 5300 NW GRAND AVE | GLENDALE | AZ | 85301 | Maricopa | 1 | Perm Closure | 1982-01-01 | 5000 | Unidentified | COMPARTMENT A | Double Walled | Asphalt coated or Bare Steel |  |  |  | Removal | 1990-01-20
0-001673 | COURTESY CHEVROLET | 1233 E CAMELBACK RD | PHOENIX | AZ | 85014 | Maricopa | 2 | Perm Closure | 1965-01-01 | 4000 | New Oil | COMPARTMENT A |  | Asphalt coated or Bare Steel |  |  |  | Removal | 1990-02-23
0-001673 | COURTESY CHEVROLET | 1233 E CAMELBACK RD | PHOENIX | AZ | 85014 | Maricopa | 11 | Perm Closure | 1979-01-01 | 550 | Used Oil/Waste Oil | COMPARTMENT A |  | Asphalt coated or Bare Steel |  |  |  | Removal | 1994-09-22
0-001673 | COURTESY CHEVROLET | 1233 E CAMELBACK RD | PHOENIX | AZ | 85014 | Maricopa | 1 | Perm Closure | 1965-01-01 | 550 | Used Oil/Waste Oil | COMPARTMENT A |  | Asphalt coated or Bare Steel |  |  |  | Removal | 1990-02-23
0-001673 | COURTESY CHEVROLET | 1233 E CAMELBACK RD | PHOENIX | AZ | 85014 | Maricopa | 3 | Perm Closure | 1965-01-01 | 4000 | New Oil | COMPARTMENT A |  | Asphalt coated or Bare Steel |  |  |  | Removal | 1990-02-23
0-006605 | BUDGET RENT-A-CAR | 5045 N BLACK CANYON HWY | PHOENIX | AZ | 85015 | Maricopa | 2 | Perm Closure | 1982-01-01 | 5000 | Diesel | COMPARTMENT A |  | Asphalt coated or Bare Steel |  |  |  | Removal | 1989-08-15
0-006605 | BUDGET RENT-A-CAR | 5045 N BLACK CANYON HWY | PHOENIX | AZ | 85015 | Maricopa | 6 | Perm Closure | 1989-07-01 | 6000 | Diesel | COMPARTMENT A | Double Walled | Fiberglass Reinforced Plastic | Pressure | Double Walled | Fiberglass Reinforced Plastic | Removal | 2009-04-02
0-007300 | BANNER - BOSWELL MEDICAL CENTER | 10401 W THUNDERBIRD BLVD | SUN CITY | AZ | 85351 | Maricopa | 1 | Perm Closure | 1977-01-01 | 10000 | Diesel | COMPARTMENT A | Unknown | Asphalt coated or Bare Steel | Suction - Check Valve at the Tank Top |  | Bare or Galvanized Steel | Removal | 1992-05-07
0-002681 | ARCO #5510 | 980 W UNIVERSITY DR | TEMPE | AZ | 85281 | Maricopa | 1 | Open | 1988-08-09 | 12000 | Gasoline | COMPARTMENT A | Double Walled | Fiberglass Reinforced Plastic | Pressure | Double Walled | Fiberglass Reinforced Plastic
0-008428 | UNOCAL #0584 | 1620 N 19TH AVE | PHOENIX | AZ | 85009 | Maricopa | 2 | Perm Closure | 1945-01-01 | 7500 | Gasoline | COMPARTMENT A | Unknown | Asphalt coated or Bare Steel |  |  |  | Removal | 1974-01-01
0-009732 | PILOT TRAVEL CENTER #458 | 619 S SUNSHINE BLVD | ELOY | AZ | 85131 | Pinal | 5 | Open | 2001-02-15 | 20000 | Diesel | COMPARTMENT A | Double Walled | Fiberglass Reinforced Plastic | Pressure | Double Walled | Fiberglass Reinforced Plastic
0-009732 | PILOT TRAVEL CENTER #458 | 619 S SUNSHINE BLVD | ELOY | AZ | 85131 | Pinal | 7 | Open | 2001-02-15 | 20000 | Diesel | COMPARTMENT A | Double Walled | Fiberglass Reinforced Plastic | Pressure | Double Walled | Fiberglass Reinforced Plastic
0-002455 | WHITE MOUNTAIN UNOCAL 76 | 1040 E DEUCE OF CLUBS | SHOW LOW | AZ | 85901 | Navajo | 5 | Perm Closure | 1961-01-01 | 10000 | Diesel | COMPARTMENT A |  | Asphalt coated or Bare Steel | Pressure |  | Fiberglass Reinforced Plastic | Removal | 2007-10-02
0-002455 | WHITE MOUNTAIN UNOCAL 76 | 1040 E DEUCE OF CLUBS | SHOW LOW | AZ | 85901 | Navajo | 4 | Perm Closure | 1961-01-01 | 10000 | Gasoline | COMPARTMENT A |  | Asphalt coated or Bare Steel | Pressure |  | Bare or Galvanized Steel | Removal | 1989-08-21
0-002455 | WHITE MOUNTAIN UNOCAL 76 | 1040 E DEUCE OF CLUBS | SHOW LOW | AZ | 85901 | Navajo | 6 | Perm Closure | 1989-08-15 | 10000 | Gasoline | COMPARTMENT A | Double Walled | Fiberglass Reinforced Plastic | Pressure |  | Fiberglass Reinforced Plastic | Removal | 2019-04-18
0-002588 | GRAND CANYON - SOUTH RIM MAINTENANCE YARD |  | GRAND CANYON |  |  | Coconino | 8 | Perm Closure | 1990-01-01 | 1000 | Used Oil/Waste Oil | COMPARTMENT A | Unknown | Fiberglass Reinforced Plastic | Gravity Feed |  |  | Removal | 1991-01-01
0-010647 | MAVERIK STORE #466-GAS STATION | 4100 E BUTLER AVE | FLAGSTAFF | AZ | 86004 | Coconino | 1 | Open | 2016-09-01 | 12000 | Gasoline (UL) | COMPARTMENT A | Double Walled | Fiberglass Reinforced Plastic | Pressure | Double Walled | Flexible
0-010647 | MAVERIK STORE #466-GAS STATION | 4100 E BUTLER AVE | FLAGSTAFF | AZ | 86004 | Coconino | 2 | Open | 2016-09-01 | 12000 | Gasoline (UL) | COMPARTMENT A | Double Walled | Fiberglass Reinforced Plastic | Pressure | Double Walled | Flexible
0-010581 | CIRCLE K STORE #2741610 | 35850 N GARY RD | QUEEN CREEK | AZ | 85142 | Pinal | 2 | Open | 2016-12-01 | 9000 | Diesel | COMPARTMENT B | Double Walled | Fiberglass Reinforced Plastic | Pressure | Double Walled | Flexible
0-009396 | SHELL FOOD MART | 530 E WICKENBURG WAY | WICKENBURG | AZ | 85390 | Maricopa | 3 | Open | 1998-07-30 | 6000 | Diesel | COMPARTMENT B | Double Walled | Fiberglass Reinforced Plastic
0-003769 | PHILLIPS 66 COMPANY #019681 | 332 W AJO WAY | TUCSON | AZ | 85713 | Pima | 3 | Temp Closure | 1972-01-01 | 10000 | Gasoline | COMPARTMENT A |  | Asphalt coated or Bare Steel |  |  |  |  | 1983-10-01
0-004444 | SHAMROCK FOODS COMPANY | 1900 W RUTHRAUFF RD | TUCSON | AZ | 85705 | Pima | 4 | Perm Closure | 1975-01-01 | 10000 | Diesel | COMPARTMENT A | Single Walled | Asphalt coated or Bare Steel |  |  |  | Removal | 1990-01-05
0-002596 | SHAW'S EXXON | 219 W 2ND ST | CASA GRANDE | AZ | 85122 | Pinal | 5 | Perm Closure | 1964-05-25 | 8000 | Gasoline | COMPARTMENT A | Double Walled | Asphalt coated or Bare Steel |  |  |  | Removal | 1989-11-30
0-008156 | MOBIL FOOD MART | 304 N HAYDEN RD | SCOTTSDALE | AZ | 85257 | Maricopa | 5 | Perm Closure | 1969-01-01 | 10000 | Gasoline | COMPARTMENT A |  | Asphalt coated or Bare Steel |  |  |  | Removal | 1988-10-01
0-002709 | GAS-N-GRUB 5 | 2805 E NORTHERN AVE | KINGMAN | AZ | 86409 | Mohave | 3 | Perm Closure | 1984-01-01 | 12000 | Gasoline | COMPARTMENT A | Single Walled | Asphalt coated or Bare Steel | Pressure |  | Fiberglass Reinforced Plastic | Removal | 2019-03-07
0-001545 | CITIZENS UTILITIES COMPANY | 3405 E NORTHERN AVE | KINGMAN | AZ | 86409 | Mohave | 3 | Perm Closure | 2005-06-17 | 500 | Diesel | COMPARTMENT A |  | Asphalt coated or Bare Steel |  |  |  | Removal | 1999-01-11
0-001545 | CITIZENS UTILITIES COMPANY | 3405 E NORTHERN AVE | KINGMAN | AZ | 86409 | Mohave | 1 | Perm Closure | 1972-01-01 | 10000 | Gasoline | COMPARTMENT A |  | Asphalt coated or Bare Steel |  |  |  | Removal | 1991-07-25
0-001552 | CITRUS CARE INC |  | SOMERTON |  |  | Yuma | 1 | Perm Closure | 1965-01-01 | 4000 | Gasoline | COMPARTMENT A |  | Asphalt coated or Bare Steel |  |  |  | Removal | 1990-03-01
0-001552 | CITRUS CARE INC |  | SOMERTON |  |  | Yuma | 2 | Perm Closure | 1965-01-01 | 10000 | Gasoline | COMPARTMENT A |  | Asphalt coated or Bare Steel |  |  |  | Change in Service | 1990-06-01
0-001051 | CITY OF PEORIA | 9353 W SCOTLAND AVE | PEORIA | AZ | 85345 | Maricopa | 1 | Perm Closure | 1978-01-01 | 10000 | Gasoline | COMPARTMENT A |  | Asphalt coated or Bare Steel |  |  |  | Removal | 1987-09-26
0-008514 | CIRCLE K #2705298 | 1250 E CHANDLER BLVD | PHOENIX | AZ | 85048 | Maricopa | 1 | Open | 1994-12-01 | 10000 | Gasoline | COMPARTMENT A | Double Walled | Fiberglass Reinforced Plastic | Pressure | Double Walled | Fiberglass Reinforced Plastic
0-009222 | CIRCLE K #2705540 | 1555 W VALENCIA RD | TUCSON | AZ | 85746 | Pima | 3 | Open | 2012-04-27 | 12000 | Diesel | COMPARTMENT A | Double Walled | Fiberglass Reinforced Plastic
0-009623 | CIRCLE K #2705598 | 6210 E CAVE CREEK RD | CAVE CREEK | AZ | 85331 | Maricopa | 2 | Open | 1998-11-12 | 6000 | Diesel | COMPARTMENT B | Double Walled | Fiberglass Reinforced Plastic
0-001440 | FLOWING WELLS & PRINCE RD MOBIL | 1380 W PRINCE RD | TUCSON | AZ | 85705 | Pima | 8 | Perm Closure | 1991-01-01 | 10000 | Gasoline | COMPARTMENT A | Double Walled | Composite (Steel/Fiberglass) | Pressure | Double Walled | Fiberglass Reinforced Plastic | Removal | 2015-08-11
0-001530 | CIRCLE K #2701938 | 2439 W UNION HILLS DR | PHOENIX | AZ | 85027 | Maricopa | 2 | Open | 1986-01-01 | 10000 | Gasoline | COMPARTMENT A | Single Walled | Fiberglass Reinforced Plastic | Pressure |  | Fiberglass Reinforced Plastic
0-004150 | FASTSTOP #1 | 102 W MAIN ST | SAN MANUEL | AZ | 85631 | Pinal | 3 | Perm Closure | 1983-01-01 | 5000 | Diesel | COMPARTMENT A |  | Asphalt coated or Bare Steel | Pressure |  | Bare or Galvanized Steel | Removal | 2019-08-14
0-004150 | FASTSTOP #1 | 102 W MAIN ST | SAN MANUEL | AZ | 85631 | Pinal | 1 | Perm Closure | 1983-01-01 | 10000 | Gasoline | COMPARTMENT A |  | Asphalt coated or Bare Steel | Pressure |  | Bare or Galvanized Steel | Removal | 2019-08-14
0-000934 | FLAGSTAFF MAVERIK STORE 290 | 5700 N US HIGHWAY 89 | FLAGSTAFF | AZ | 86004 | Coconino | 5 | Open | 2002-08-01 | 12000 | Gasoline | COMPARTMENT A | Single Walled | Fiberglass Reinforced Plastic | Pressure | Double Walled | Flexible
0-000934 | FLAGSTAFF MAVERIK STORE 290 | 5700 N US HIGHWAY 89 | FLAGSTAFF | AZ | 86004 | Coconino | 2 | Perm Closure | 1984-01-01 | 12000 | Gasoline | COMPARTMENT A |  | Asphalt coated or Bare Steel | Pressure | Single Walled | Bare or Galvanized Steel | Removal | 2002-06-11
0-002041 | E-Z SERVE #060140 |  | ORACLE JUNCTION |  |  | Pinal | 1 | Perm Closure | 1972-01-01 | 10000 | Gasoline | COMPARTMENT A | Single Walled | Asphalt coated or Bare Steel |  |  |  | Closed in Place | 1997-04-15
0-002053 | E-Z SERVE/QUIK MART #100918 | 1204 N ALVERNON WAY | TUCSON | AZ | 85712 | Pima | 3 | Perm Closure | 1979-01-01 | 10000 | Gasoline | COMPARTMENT A | Single Walled | Asphalt coated or Bare Steel | Pressure | Single Walled | Bare or Galvanized Steel | Removal | 1992-07-28
0-010609 | FRY'S FUEL #679 | 730 W SAHUARITA ROAD | SAHUARITA | AZ | 85629 | Pima | 2 | Open | 2017-07-21 | 8000 | Gasoline (PUL) | COMPARTMENT A | Double Walled | Fiberglass Reinforced Plastic | Pressure | Double Walled | Fiberglass Reinforced Plastic
0-010584 | CIRCLE K STORE #2703485 | 1415 E FLORENCE BLVD | CASA GRANDE | AZ | 85122 | Pinal | 3 | Open | 2016-10-24 | 12000 | Gasoline (UL) | COMPARTMENT A | Double Walled | Fiberglass Reinforced Plastic | Pressure | Double Walled | Fiberglass Reinforced Plastic
0-000040 | FAA DOUGLAS VORTAC |  | DOUGLAS |  |  | Cochise | 1 | Perm Closure | 1977-01-01 | 1000 | Diesel | COMPARTMENT A |  | Asphalt coated or Bare Steel |  |  |  | Removal | 1995-06-27
0-000637 | EDWARD BARNES FARM |  | SAN SIMON |  |  | Cochise | 3 | Perm Closure | 1978-01-01 | 15000 | Diesel | COMPARTMENT A |  | Asphalt coated or Bare Steel |  |  |  | Removal | 1993-01-12
0-007918 | ESTATE AUTO SALES | 11215 GRAND AVE | YOUNGTOWN | AZ | 85363 | Maricopa | 2 | Perm Closure | 2005-06-17 | 4000 | Gasoline | COMPARTMENT A | Unknown | Asphalt coated or Bare Steel | Pressure |  |  | Removal | 1992-08-20
0-007918 | ESTATE AUTO SALES | 11215 GRAND AVE | YOUNGTOWN | AZ | 85363 | Maricopa | 5 | Perm Closure | 2005-06-17 | 500 | Used Oil/Waste Oil | COMPARTMENT A | Unknown | Asphalt coated or Bare Steel | Gravity Feed |  |  | Removal | 1992-08-20
0-007956 | THE ARIZONA REPUBLIC - DEER VALLEY PLANT | 22600 N 19TH AVE | PHOENIX | AZ | 85027 | Maricopa | 1 | Perm Closure | 1992-01-01 | 10000 | Diesel | COMPARTMENT A | Double Walled | Fiberglass Reinforced Plastic | Pressure |  | Fiberglass Reinforced Plastic | Removal | 2017-06-21
0-003788 | PHILLIPS 66 COMPANY #071803 | 700 E 32ND ST | YUMA | AZ | 85365 | Yuma | 4 | Perm Closure | 1967-01-01 | 5000 | Gasoline | COMPARTMENT A |  | Asphalt coated or Bare Steel |  |  |  | Removal | 1978-07-03
0-003727 | TED & BOB'S SERVICE | 6502 N 16TH ST | PHOENIX | AZ | 85016 | Maricopa | 2 | Perm Closure | 1978-01-01 | 10000 | Gasoline | COMPARTMENT A | Single Walled | Concrete | Pressure | Single Walled | Bare or Galvanized Steel | Removal | 2007-01-23
0-010666 | CIRCLE K STORE #2741604 | 1015 S COOPER | CHANDLER | AZ | 85286 |  | 2 | Open | 2019-08-20 | 12000 | Gasoline (PUL) | COMPARTMENT A | Double Walled | Fiberglass Reinforced Plastic | Pressure | Double Walled | Fiberglass Reinforced Plastic
0-010627 | CIRCLE K STORE #3492 | 255 S MAIN STREET | FLORENCE | AZ | 85132 | Pinal | 2 | Open | 2018-05-18 | 12000 | Gasoline (PUL) | COMPARTMENT A | Double Walled | Fiberglass Reinforced Plastic | Pressure | Double Walled | Fiberglass Reinforced Plastic
0-010654 | QUIKTRIP 473 | 20221 S GILBERT RD | CHANDLER | AZ | 85286 | Maricopa | 1 | Open | 2019-04-08 | 20000 | Gasoline (UL) | COMPARTMENT A | Double Walled | Fiberglass Reinforced Plastic | Pressure | Double Walled | Fiberglass Reinforced Plastic
0-008271 | PAGE UNIFIED SCHOOL DISTRICT #8 | 242 N LAKE POWELL BLVD | PAGE | AZ | 86040 | Coconino | 1 | Perm Closure | 1982-01-01 | 5000 | Gasoline | COMPARTMENT A | Double Walled | Fiberglass Reinforced Plastic | Suction - Check Valve at the Tank Top |  |  | Removal | 1996-02-28
0-003633 | PAYLESS CASHWAYS INC | 140 N GILBERT RD | MESA | AZ | 85203 | Maricopa | 1 | Perm Closure | 1984-01-01 | 1000 | Diesel | COMPARTMENT A |  | Asphalt coated or Bare Steel |  |  |  | Removal | 1988-04-29
0-006351 | CAR CARE CENTER | 723 E 22ND ST | TUCSON | AZ | 85713 | Pima | 3 | Perm Closure | 2005-06-17 | 10000 | Gasoline | COMPARTMENT A | Unknown | Unknown |  |  |  | Removal | 1991-07-01
0-009771 | MIRASTAR #64013 | 2970 S PACIFIC AVE | YUMA | AZ | 85365 | Yuma | 1 | Perm Closure | 2001-06-28 | 12000 | Gasoline | COMPARTMENT A | Double Walled | Fiberglass Reinforced Plastic | Pressure | Double Walled | Fiberglass Reinforced Plastic | Removal | 2008-10-21
0-007433 | MOBIL 18-AX5 | 6690 W CACTUS RD | GLENDALE | AZ | 85304 | Maricopa | 4 | Perm Closure | 1988-06-01 | 10000 | Diesel | COMPARTMENT A | Double Walled | Fiberglass Reinforced Plastic | Pressure |  | Fiberglass Reinforced Plastic | Removal | 2003-11-20
0-007433 | MOBIL 18-AX5 | 6690 W CACTUS RD | GLENDALE | AZ | 85304 | Maricopa | 1 | Perm Closure | 1988-06-01 | 10000 | Diesel | COMPARTMENT A | Double Walled | Fiberglass Reinforced Plastic | Pressure |  | Fiberglass Reinforced Plastic | Removal | 2003-11-20
0-009018 | CIRCLE K STORE #2709178 | 7870 W BELL RD | GLENDALE | AZ | 85308 | Maricopa | 5 | Perm Closure | 1996-06-01 | 12000 | Diesel | COMPARTMENT A | Double Walled | Fiberglass Reinforced Plastic | Pressure | Double Walled | Fiberglass Reinforced Plastic | Removal | 2016-08-01
0-009699 | CIRCLE K #3461 | 2840 N 75TH AVE | PHOENIX | AZ | 85035 | Maricopa | 2 | Open | 2000-07-11 | 12000 | Gasoline | COMPARTMENT A | Double Walled | Fiberglass Reinforced Plastic
0-008580 | ROSEMARY EDWARDS PROPERTY |  | PEORIA |  |  | Maricopa | 1 | Perm Closure | 2005-06-17 |  | Diesel | COMPARTMENT A | Double Walled | Fiberglass Reinforced Plastic |  |  |  | Removal | 1985-01-01
0-004238 | SAFEWAY - DISTRIBUTION CENTER | 1115 W ALAMEDA DR | TEMPE | AZ | 85282 | Maricopa | 1 | Perm Closure | 1972-04-23 | 15000 | Diesel | COMPARTMENT A | Double Walled | Asphalt coated or Bare Steel | Suction - Check Valve at the Tank Top |  |  | Removal | 1990-07-05
0-004238 | SAFEWAY - DISTRIBUTION CENTER | 1115 W ALAMEDA DR | TEMPE | AZ | 85282 | Maricopa | 7 | Temp Closure | 1997-08-13 | 8000 | New Oil | COMPARTMENT A | Double Walled | Fiberglass Reinforced Plastic | Suction - Check Valve at the Dispenser | Double Walled | Fiberglass Reinforced Plastic |  | 2018-09-13
0-004238 | SAFEWAY - DISTRIBUTION CENTER | 1115 W ALAMEDA DR | TEMPE | AZ | 85282 | Maricopa | 6 | Perm Closure | 1972-04-23 | 2000 | Gasoline | COMPARTMENT A | Double Walled | Asphalt coated or Bare Steel | Suction - Check Valve at the Tank Top |  |  | Removal | 1990-07-05
0-009382 | GAS WARZ | 1543 E BETHANY HOME RD | PHOENIX | AZ | 85014 | Maricopa | 1 | Perm Closure | 1998-08-01 | 12000 | Gasoline | COMPARTMENT A | Unknown | Fiberglass Reinforced Plastic | Pressure | Double Walled | Fiberglass Reinforced Plastic | Removal | 2012-04-04
0-006231 | LONDON BRIDGE GOLF COURSE | 2400 CLUBHOUSE DR | LAKE HAVASU CITY | AZ | 86406 | Mohave | 1 | Perm Closure | 1988-08-01 | 500 | Diesel | COMPARTMENT A | Double Walled | Fiberglass Reinforced Plastic | Suction - Check Valve at the Tank Top |  | Bare or Galvanized Steel | Removal | 1999-05-11
0-006189 | RESTHAVEN PARK CEMETERY | 6290 W NORTHERN AVE | GLENDALE | AZ | 85301 | Maricopa | 2 | Perm Closure | 1973-05-17 |  | Unidentified | COMPARTMENT A | Double Walled | Asphalt coated or Bare Steel |  |  |  | Removal | 1994-01-10
0-008262 | RDO RENTAL CO | 1595 RIVERVIEW DR | BULLHEAD CITY | AZ | 86442 | Mohave | 3 | Perm Closure | 1989-11-01 | 6000 | Gasoline | COMPARTMENT A | Double Walled | Fiberglass Reinforced Plastic | Pressure |  | Fiberglass Reinforced Plastic | Removal | 2006-01-19
0-008262 | RDO RENTAL CO | 1595 RIVERVIEW DR | BULLHEAD CITY | AZ | 86442 | Mohave | 1 | Perm Closure | 1989-11-01 | 6000 | Diesel | COMPARTMENT A | Double Walled | Fiberglass Reinforced Plastic | Pressure |  | Fiberglass Reinforced Plastic | Removal | 2006-01-19
0-005737 | ZANES FORD COMPANY | 3116 W HIGHWAY 80 | DOUGLAS | AZ | 85607 | Cochise | 1 | Perm Closure | 1981-04-14 | 2000 | Gasoline | COMPARTMENT A | Double Walled | Asphalt coated or Bare Steel |  |  |  | Removal | 1988-12-15
0-004461 | PRESCOTT VALLEY TEXACO |  | PRESCOTT VALLEY |  |  | Yavapai | 1 | Perm Closure | 1971-05-09 | 8000 | Gasoline | COMPARTMENT A | Double Walled | Asphalt coated or Bare Steel |  |  |  | Removal | 1987-05-01
0-004461 | PRESCOTT VALLEY TEXACO |  | PRESCOTT VALLEY |  |  | Yavapai | 2 | Perm Closure | 1971-05-09 | 6000 | Gasoline | COMPARTMENT A | Double Walled | Asphalt coated or Bare Steel |  |  |  | Removal | 1987-05-01
0-004457 | PRESCOTTONIAN TEXACO | 1317 E GURLEY ST | PRESCOTT | AZ | 86301 | Yavapai | 3 | Perm Closure | 1985-05-06 | 6000 | Gasoline | COMPARTMENT A | Double Walled | Asphalt coated or Bare Steel |  |  |  | Removal | 1986-09-01
0-006614 | Q LUBE #362 | 1701 E CAMELBACK RD | PHOENIX | AZ | 85016 | Maricopa | 1 | Perm Closure | 1988-08-09 | 6000 | Used Oil/Waste Oil | COMPARTMENT A | Unknown | Asphalt coated or Bare Steel | Suction - Check Valve at the Tank Top |  |  | Removal | 1995-12-07
0-004012 | Q LUBE #1137 | 7381 E BROADWAY BLVD | TUCSON | AZ | 85710 | Pima | 2 | Perm Closure | 1986-06-16 | 3000 | Unidentified | COMPARTMENT A | Unknown | Asphalt coated or Bare Steel | Suction - Check Valve at the Tank Top |  |  | Removal | 1996-01-31
0-001448 | CIRCLE K #2701613 | 8001E E THOMAS RD | SCOTTSDALE | AZ | 85251 | Maricopa | 1 | Open | 1985-01-01 | 10000 | Gasoline | COMPARTMENT A | Double Walled | Fiberglass Reinforced Plastic | Pressure |  | Fiberglass Reinforced Plastic
0-003645 | YUMA COUNTY SHERIFFS DEPARTMENT | 289 S 4TH AVE | YUMA | AZ | 85364 | Yuma | 2 | Perm Closure | 1972-01-01 | 10000 | Gasoline | COMPARTMENT A | Unknown | Unknown |  |  |  | Removal | 1988-09-01
0-008344 | AVITIA DEMOLITION CO | 516 W LESTER ST | TUCSON | AZ | 85705 | Pima | 1 | Perm Closure | 2005-06-17 | 500 | Used Oil/Waste Oil | COMPARTMENT A |  | Asphalt coated or Bare Steel |  |  |  | Removal | 1995-03-15
0-000617 | B & W INC BONITA PLANT |  | BONITA |  |  | Graham | 1 | Perm Closure | 1979-01-01 | 10000 | Diesel | COMPARTMENT A |  | Asphalt coated or Bare Steel |  |  |  | Removal | 1990-03-08
0-009221 | ARCO #5985 | 2398 E HIGHWAY 60 | MIAMI | AZ | 85539 | Gila | 3 | Open | 1997-04-03 | 10000 | Gasoline | COMPARTMENT A | Double Walled | Fiberglass Reinforced Plastic | Pressure | Double Walled | Fiberglass Reinforced Plastic
0-001710 | ANDY DEVINE 76 | 3041 E ANDY DEVINE AVE | KINGMAN | AZ | 86401 | Mohave | 3 | Open | 1983-01-01 | 10000 | Gasoline | COMPARTMENT A | Single Walled | Asphalt coated or Bare Steel | Pressure | Double Walled | Flexible
0-001006 | APACHE WATER PRODUCTION FACILITY | 1353 N EVERGREEN ST | CHANDLER | AZ | 85224 | Maricopa | 1 | Perm Closure | 1986-01-01 | 2000 | Diesel | COMPARTMENT A | Single Walled | Fiberglass Reinforced Plastic | Suction - Check Valve at the Dispenser | Single Walled | Bare or Galvanized Steel | Removal | 2019-05-14
0-009736 | FRY'S FOOD STORES | 7509 W CACTUS RD | PEORIA | AZ | 85381 | Maricopa | 4 | Open | 2014-01-29 | 10000 | Diesel | COMPARTMENT B | Double Walled | Fiberglass Reinforced Plastic | Pressure | Double Walled | Fiberglass Reinforced Plastic
0-000288 | ADOT - CORDES JUNCTION MAINTENANCE YARD |  | CORDES JUNCTION |  |  | Yavapai | 3 | Perm Closure | 1953-01-01 | 4500 | Other | COMPARTMENT A | Single Walled | Asphalt coated or Bare Steel |  |  |  | Removal | 1991-04-09
0-004617 | 7-ELEVEN #16544 | 7241 N THORNYDALE RD | MARANA | AZ | 85741 | Pima | 1 | Perm Closure | 1971-03-26 | 8000 | Gasoline | COMPARTMENT A | Unknown | Asphalt coated or Bare Steel |  |  |  | Removal | 1991-02-06
0-003943 | AAMCO TRANSMISSIONS | 5440 W GLENDALE AVE | GLENDALE | AZ | 85301 | Maricopa | 1 | Perm Closure | 1983-01-01 | 550 | Unidentified | COMPARTMENT A | Single Walled | Asphalt coated or Bare Steel |  |  |  | Removal | 2000-03-13
0-001183 | CIRCLE K #145 | 1101 S RURAL RD | TEMPE | AZ | 85281 | Maricopa | 1 | Perm Closure | 1970-01-01 | 10000 | Gasoline | COMPARTMENT A |  | Asphalt coated or Bare Steel |  |  |  | Removal | 1988-08-03
0-007721 | CAPTAIN HERO | 311 W MAIN ST | MESA | AZ | 85201 | Maricopa | 1 | Perm Closure | 2005-06-17 | 550 | Used Oil/Waste Oil | COMPARTMENT A | Double Walled | Asphalt coated or Bare Steel |  |  |  | Removal | 1994-08-26
0-000752 | BOYER'S ELECTRIC | 16628 N 32ND ST | PHOENIX | AZ | 85032 | Maricopa | 1 | Perm Closure | 1972-01-01 | 1000 | Gasoline | COMPARTMENT A | Single Walled | Asphalt coated or Bare Steel | Suction - Check Valve at the Tank Top | Single Walled | Bare or Galvanized Steel | Removal | 1992-06-05
0-002126 | BRIDGESTONE FIRESTONE INC | 791 S 4TH AVE | YUMA | AZ | 85364 | Yuma | 5 | Perm Closure | 1941-01-01 | 250 | Used Oil/Waste Oil | COMPARTMENT A |  | Asphalt coated or Bare Steel |  |  |  | Removal | 1993-06-16
0-002126 | BRIDGESTONE FIRESTONE INC | 791 S 4TH AVE | YUMA | AZ | 85364 | Yuma | 4 | Perm Closure | 1941-01-01 | 3000 | Unidentified | COMPARTMENT A |  | Asphalt coated or Bare Steel |  |  |  | Closed in Place | 1971-06-01
0-001816 | BENSON LITTLE GENERAL | 696 N OCOTILLO RD | BENSON | AZ | 85602 | Cochise | 4 | Perm Closure | 1997-06-17 | 10000 | Gasoline | COMPARTMENT A | Double Walled | Composite (Steel/Fiberglass) | Pressure | Double Walled |  | Removal | 2018-08-22
0-006710 | BEST PIMA CO |  | MARICOPA |  |  | Pinal | 1 | Perm Closure | 2005-06-17 | 500 | Gasoline | COMPARTMENT A | Unknown | Asphalt coated or Bare Steel |  |  |  | Removal | 1990-01-06
0-009980 | BILLY JACK'S SALON | 2555 S STATE ROUTE 69 | HUMBOLDT | AZ | 86329 | Yavapai | 2 | Perm Closure | 1955-01-01 | 2000 | Gasoline | COMPARTMENT A | Double Walled | Asphalt coated or Bare Steel |  |  |  | Removal | 2003-12-30
0-009132 | BETA SHELL | 1051 W BETA ST | SAHUARITA | AZ | 85614 | Pima | 1 | Open | 1997-08-29 | 12000 | Gasoline | COMPARTMENT A | Double Walled | Fiberglass Reinforced Plastic | Pressure | Double Walled | Fiberglass Reinforced Plastic
0-009132 | BETA SHELL | 1051 W BETA ST | SAHUARITA | AZ | 85614 | Pima | 2 | Open | 1997-08-29 | 12000 | Diesel | COMPARTMENT A | Double Walled | Fiberglass Reinforced Plastic | Pressure | Double Walled | Fiberglass Reinforced Plastic
0-006524 | THRIFTWAY #281 |  | GRAY MOUNTAIN |  |  | Coconino | 1 | Perm Closure | 1978-11-17 | 10152 | Gasoline | COMPARTMENT A | Double Walled | Asphalt coated or Bare Steel | Pressure |  |  | Removal | 1994-12-01
0-006592 | D & J'S AUTOMOTIVE | 1202 S TILBURY DR | KEARNY | AZ | 85137 | Pinal | 3 | Perm Closure | 1976-12-20 | 6000 | Gasoline | COMPARTMENT A | Unknown | Asphalt coated or Bare Steel | Pressure |  |  | Removal | 1999-12-20
0-006592 | D & J'S AUTOMOTIVE | 1202 S TILBURY DR | KEARNY | AZ | 85137 | Pinal | 1 | Perm Closure | 1976-12-20 | 10000 | Gasoline | COMPARTMENT A | Unknown | Asphalt coated or Bare Steel | Pressure |  |  | Removal | 1999-12-20
0-004865 | TEMP-RITE ENGINEERING CO INC | 2102 E 14TH ST | TUCSON | AZ | 85719 | Pima | 2 | Perm Closure | 1974-03-10 | 550 | Gasoline | COMPARTMENT A | Double Walled | Asphalt coated or Bare Steel |  |  |  | Removal | 1989-10-31
0-008226 | TEXACO | 71 DENNING RD | WHY | AZ | 85321 | Pima | 2 | Perm Closure | 1960-01-01 | 3000 | Gasoline | COMPARTMENT A | Double Walled | Asphalt coated or Bare Steel | Suction - Check Valve at the Tank Top |  | Bare or Galvanized Steel | Removal | 1993-09-01
0-004938 | TEXACO #60-349-1024 | 7401 E MCDOWELL RD | SCOTTSDALE | AZ | 85257 | Maricopa | 3 | Perm Closure | 1985-05-07 | 10000 | Gasoline | COMPARTMENT A | Double Walled | Fiberglass Reinforced Plastic | Pressure | Double Walled | Fiberglass Reinforced Plastic | Removal | 2005-04-20
0-002380 | AMERIGAS PROPANE - ST. JOHNS | 445 W CLEVELAND ST | SAINT JOHNS | AZ | 85936 | Apache | 4 | Perm Closure | 1975-01-01 | 12000 | Gasoline | COMPARTMENT A | Single Walled | Asphalt coated or Bare Steel |  |  |  | Removal | 1993-03-15
0-002380 | AMERIGAS PROPANE - ST. JOHNS | 445 W CLEVELAND ST | SAINT JOHNS | AZ | 85936 | Apache | 3 | Perm Closure | 1975-01-01 | 6000 | Diesel | COMPARTMENT A | Single Walled | Asphalt coated or Bare Steel |  |  |  | Removal | 1988-08-01
0-004241 | CITY OF SAFFORD - PUBLIC WORKS YARD | 825 5TH AVE | SAFFORD | AZ | 85546 | Graham | 1 | Perm Closure | 1946-01-01 | 10000 | Gasoline | COMPARTMENT A | Single Walled | Asphalt coated or Bare Steel |  |  |  | Removal | 1989-12-20
0-004312 | SRP - ROOSEVELT DAM |  | ROOSEVELT DAM |  |  | Maricopa | 1 | Perm Closure | 1961-05-01 | 1000 | Gasoline | COMPARTMENT A | Double Walled | Asphalt coated or Bare Steel |  |  |  | Removal | 1988-07-25
0-005309 | UNOCAL #5982 | 1497 E ASH ST | GLOBE | AZ | 85501 | Gila | 1 | Perm Closure | 1969-04-15 | 10000 | Gasoline | COMPARTMENT A | Double Walled | Asphalt coated or Bare Steel |  |  |  | Removal | 1989-01-01
0-005484 | CIRCLE K #2949 | 796 BARTOW DR | SIERRA VISTA | AZ | 85635 | Cochise | 3 | Perm Closure | 1973-04-04 | 8000 | Gasoline | COMPARTMENT A | Unknown | Asphalt coated or Bare Steel | Pressure |  |  | Removal | 1993-10-20
0-005484 | CIRCLE K #2949 | 796 BARTOW DR | SIERRA VISTA | AZ | 85635 | Cochise | 2 | Perm Closure | 1973-04-04 | 8000 | Gasoline | COMPARTMENT A | Unknown | Asphalt coated or Bare Steel | Pressure |  |  | Removal | 1993-10-20
0-002063 | HATCH'S GROCERY | 13116 S HIGHWAY 191 | PEARCE | AZ | 85625 | Cochise | 3 | Perm Closure | 1981-04-27 | 10000 | Gasoline | COMPARTMENT A | Single Walled | Asphalt coated or Bare Steel |  |  |  | Removal | 1990-01-29
0-007851 | DOUGLAS DIESEL | 1715 N PAN AMERICAN AVE | DOUGLAS | AZ | 85607 | Cochise | 2 | Perm Closure | 1977-01-01 | 10000 | Used Oil/Waste Oil | COMPARTMENT A | Double Walled | Asphalt coated or Bare Steel | Suction - Check Valve at the Tank Top |  | Bare or Galvanized Steel | Removal | 1996-09-20
0-005883 | STANLEY'S SERVICE CENTER | 1451 N 32ND ST | PHOENIX | AZ | 85008 | Maricopa | 7 | Perm Closure | 1991-04-01 | 12000 | Gasoline | COMPARTMENT A | Double Walled | Composite (Steel/Fiberglass) | Pressure | Double Walled | Fiberglass Reinforced Plastic | Removal | 2006-09-08
0-008488 | STREET LOCATION |  | PRESCOTT |  |  | Yavapai | 1 | Perm Closure | 2005-06-17 | 10000 | Unidentified | COMPARTMENT A | Unknown | Asphalt coated or Bare Steel |  |  |  | Removal | 1994-10-10
0-000655 | SONORA-BEARDSLEY NURSERIES |  | SURPRISE |  |  | Maricopa | 1 | Perm Closure | 1982-01-01 |  | Unidentified | COMPARTMENT A |  | Asphalt coated or Bare Steel |  |  |  | Removal | 2015-07-31
0-007911 | SOUTHWEST PROPERTIES INC |  | ELOY |  |  | Pinal | 1 | Perm Closure | 2005-06-17 | 750 | Gasoline | COMPARTMENT A | Unknown | Asphalt coated or Bare Steel |  |  |  | Removal | 1992-09-25
0-008105 | SHELL GAS STATION |  | WIKIEUP |  |  | Mohave | 1 | Perm Closure | 1970-01-01 | 1000 | Gasoline | COMPARTMENT A | Double Walled | Asphalt coated or Bare Steel | Suction - Check Valve at the Tank Top |  | Bare or Galvanized Steel | Removal | 1993-01-14
0-009026 | SHIRLEY PROUTY PROPERTY |  | PHOENIX |  |  | Maricopa | 2 | Perm Closure | 1970-01-01 | 500 | Gasoline | COMPARTMENT A |  | Asphalt coated or Bare Steel |  |  |  | Removal | 1996-12-12
0-007386 | WEST TECH AUTO/COBRE TIRES | 1750 E ELLIOT RD | TEMPE | AZ | 85284 | Maricopa | 1 | Perm Closure | 1987-07-01 | 500 | Used Oil/Waste Oil | COMPARTMENT A | Double Walled | Composite (Steel/Fiberglass) | Gravity Feed |  |  | Removal | 1996-02-29
0-005634 | WESTERN STATES PETROLEUM TERMINAL #1 |  | PHOENIX |  |  | Maricopa | 2 | Perm Closure | 1984-05-01 | 3000 | Unidentified | COMPARTMENT A | Unknown | Asphalt coated or Bare Steel | Suction - Check Valve at the Tank Top |  |  | Removal | 1993-08-17
0-006993 | VINTAGE PARTS OF ARIZONA | 3427 E MCDOWELL RD | PHOENIX | AZ | 85008 | Maricopa | 3 | Perm Closure | 2005-06-17 | 500 | Gasoline | COMPARTMENT A | Single Walled | Asphalt coated or Bare Steel | Suction - Check Valve at the Dispenser | Single Walled | Bare or Galvanized Steel | Removal | 1999-09-27
0-001362 | CIRCLE K #1097 | 200 S HIGHWAY 92 | SIERRA VISTA | AZ | 85635 | Cochise | 3 | Perm Closure | 1977-01-01 | 6000 | Gasoline | COMPARTMENT A |  | Asphalt coated or Bare Steel | Pressure |  |  | Removal | 1996-01-02
0-001362 | CIRCLE K #1097 | 200 S HIGHWAY 92 | SIERRA VISTA | AZ | 85635 | Cochise | 2 | Perm Closure | 1977-01-01 | 10000 | Gasoline | COMPARTMENT A |  | Asphalt coated or Bare Steel | Pressure |  |  | Removal | 1996-01-02
0-002261 | GILBERT UNIFIED SCHOOL DISTRICT # 41 - MAINTENANCE FACILITY | 140 S GILBERT RD | GILBERT | AZ | 85296 | Maricopa | 2 | Perm Closure | 1966-01-01 | 6000 | Diesel | COMPARTMENT A | Single Walled | Asphalt coated or Bare Steel |  |  |  | Removal | 1990-01-15
0-002261 | GILBERT UNIFIED SCHOOL DISTRICT # 41 - MAINTENANCE FACILITY | 140 S GILBERT RD | GILBERT | AZ | 85296 | Maricopa | 1 | Perm Closure | 1943-01-01 | 550 | Unidentified | COMPARTMENT A | Single Walled | Asphalt coated or Bare Steel |  |  |  | Removal | 1990-01-15
0-002261 | GILBERT UNIFIED SCHOOL DISTRICT # 41 - MAINTENANCE FACILITY | 140 S GILBERT RD | GILBERT | AZ | 85296 | Maricopa | 6 | Open | 1990-01-01 | 10000 | Diesel | COMPARTMENT A | Double Walled | Composite (Steel/Fiberglass) | Pressure | Double Walled | Fiberglass Reinforced Plastic
0-000711 | BELL ROAD TOYOTA | 2020 W BELL RD | PHOENIX | AZ | 85023 | Maricopa | 5 | Open | 1984-01-01 | 12000 | Gasoline | COMPARTMENT A | Single Walled | Asphalt coated or Bare Steel | Pressure | Double Walled | Fiberglass Reinforced Plastic
0-002348 | PURCELLS TIRE | 2808 N 27TH AVE | PHOENIX | AZ | 85009 | Maricopa | 2 | Perm Closure | 1954-01-01 | 4000 | Gasoline | COMPARTMENT A | Unknown | Unknown |  |  |  | Removal | 1995-03-21
0-002348 | PURCELLS TIRE | 2808 N 27TH AVE | PHOENIX | AZ | 85009 | Maricopa | 1 | Perm Closure | 1954-01-01 | 2000 | Gasoline | COMPARTMENT A | Unknown | Unknown |  |  |  | Removal | 1995-03-21
0-005422 | CIRCLE K #2857 | 2949 N 32ND ST | PHOENIX | AZ | 85018 | Maricopa | 1 | Perm Closure | 1979-01-01 | 10000 | Gasoline | COMPARTMENT A | Single Walled | Asphalt coated or Bare Steel | Pressure | Single Walled | Bare or Galvanized Steel | Removal | 1995-05-04
0-000889 | FAST GAS #115 | 760 E BROADWAY RD | MESA | AZ | 85204 | Maricopa | 2 | Perm Closure | 1966-01-01 | 3000 | Gasoline | COMPARTMENT A |  | Asphalt coated or Bare Steel |  |  |  | Removal | 1989-01-01
0-006319 | TOWN OF KEARNY - YARD | 1 EMORY DR | KEARNY | AZ | 85137 | Pinal | 1 | Perm Closure | 2005-06-17 | 1000 | Gasoline | COMPARTMENT A | Unknown | Unknown | Suction - Check Valve at the Tank Top |  |  | Removal | 1992-05-28
0-005297 | UNOCAL #5527 | 1601 S MILTON RD | FLAGSTAFF | AZ | 86001 | Coconino | 2 | Perm Closure | 1985-04-15 | 12000 | Gasoline | COMPARTMENT A | Double Walled | Fiberglass Reinforced Plastic | Pressure |  | Fiberglass Reinforced Plastic | Removal | 1995-04-07
0-005297 | UNOCAL #5527 | 1601 S MILTON RD | FLAGSTAFF | AZ | 86001 | Coconino | 1 | Perm Closure | 1985-04-15 | 12000 | Gasoline | COMPARTMENT A | Double Walled | Fiberglass Reinforced Plastic | Pressure |  | Fiberglass Reinforced Plastic | Removal | 1995-04-07
0-007670 | CHEVRON | 592 E 16TH ST | YUMA | AZ | 85365 | Yuma | 4 | Open | 1999-04-06 | 15000 | Gasoline | COMPARTMENT A | Double Walled | Fiberglass Reinforced Plastic | Pressure | Double Walled | Flexible
0-005730 | CITY OF YUMA - FIRE DEPARTMENT #1 | 298 W 4TH ST | YUMA | AZ | 85364 | Yuma | 2 | Perm Closure | 1976-05-14 | 7200 | Diesel | COMPARTMENT A | Double Walled | Asphalt coated or Bare Steel |  |  |  | Removal | 1990-07-23
0-006760 | THE ISLAND STORE | 649 MILLER VALLEY RD | PRESCOTT | AZ | 86301 | Yavapai | 5 | Perm Closure | 1994-05-01 | 6000 | Gasoline | COMPARTMENT A | Double Walled | Composite (Steel/Fiberglass) | Pressure |  | Flexible | Removal | 2016-01-26
0-006760 | THE ISLAND STORE | 649 MILLER VALLEY RD | PRESCOTT | AZ | 86301 | Yavapai | 6 | Perm Closure | 1994-05-01 | 6000 | Gasoline | COMPARTMENT A | Double Walled | Composite (Steel/Fiberglass) | Pressure |  | Flexible | Removal | 2016-01-26
0-006760 | THE ISLAND STORE | 649 MILLER VALLEY RD | PRESCOTT | AZ | 86301 | Yavapai | 3 | Perm Closure | 2005-06-17 | 2000 | Gasoline | COMPARTMENT A | Single Walled | Asphalt coated or Bare Steel | Suction - Check Valve at the Tank Top |  | Bare or Galvanized Steel | Removal | 1990-03-05
0-002580 | CC TIRES & RIMS | 1004 E GURLEY ST | PRESCOTT | AZ | 86301 | Yavapai | 3 | Perm Closure | 1968-06-01 | 2000 | Gasoline | COMPARTMENT A | Single Walled | Asphalt coated or Bare Steel | Pressure |  | Bare or Galvanized Steel | Removal | 1997-02-27
0-007320 | U OF A | 1030 N PARK AVE | TUCSON | AZ | 85721 | Pima | 2 | Perm Closure | 2005-06-17 | 180 | Unidentified | COMPARTMENT A | Unknown | Asphalt coated or Bare Steel |  |  |  | Removal | 1991-03-22
0-008537 | UNIVERSAL RANCH STORE | 15785 W UNIVERSAL RANCH RD | ARIVACA | AZ | 85601 | Pima | 1 | Perm Closure | 1982-01-01 | 4000 | Gasoline | COMPARTMENT A | Double Walled | Composite (Steel/Fiberglass) | Pressure |  | Fiberglass Reinforced Plastic | Removal | 2005-03-02
0-000563 | UNIVERSITY AUTO REPAIR | 799 W ROUTE 66 | FLAGSTAFF | AZ | 86001 | Coconino | 2 | Perm Closure | 2005-06-17 | 4000 | Gasoline | COMPARTMENT A |  | Asphalt coated or Bare Steel |  |  |  | Removal | 1988-08-05
0-006446 | HAVASU SUPER FUELS LLC | 54 LAKE HAVASU AVE N | LAKE HAVASU CITY | AZ | 86403 | Mohave | 4 | Open | 1990-05-01 | 4000 | Gasoline | COMPARTMENT A | Double Walled | Composite (Steel/Fiberglass) | Pressure |  | Fiberglass Reinforced Plastic
0-006446 | HAVASU SUPER FUELS LLC | 54 LAKE HAVASU AVE N | LAKE HAVASU CITY | AZ | 86403 | Mohave | 5 | Open | 1990-05-01 | 4000 | Jet Fuel | COMPARTMENT A | Double Walled | Composite (Steel/Fiberglass) | Pressure |  | Fiberglass Reinforced Plastic
0-002353 | MERVYN'S #109 | 5555 E BROADWAY BLVD | TUCSON | AZ | 85711 | Pima | 1 | Perm Closure | 1971-04-16 | 12000 | Used Oil/Waste Oil | COMPARTMENT A | Single Walled | Asphalt coated or Bare Steel | Gravity Feed |  |  | Removal | 1993-08-20
0-002392 | GREER FARMS | 3921 N 515TH AVE | TONOPAH | AZ | 85354 | Maricopa | 1 | Perm Closure | 1979-01-01 | 2000 | Diesel | COMPARTMENT A | Single Walled | Asphalt coated or Bare Steel | Pressure | Single Walled | Bare or Galvanized Steel | Removal | 1998-10-16
0-009320 | AZ OASIS GAS STATION | 1626 HIGHWAY 95 | BULLHEAD CITY | AZ | 86442 | Mohave | 2 | Open | 1998-06-01 | 6000 | Diesel #2 | COMPARTMENT B | Double Walled | Fiberglass Reinforced Plastic | Pressure | Double Walled | Flexible
0-002296 | GILBERT PUMP & EQUIPMENT CO | 4532 E WASHINGTON | PHOENIX | AZ | 85034 | Maricopa | 2 | Perm Closure | 1981-12-20 | 10000 | Gasoline | COMPARTMENT A | Single Walled | Asphalt coated or Bare Steel |  |  |  | Removal | 1988-10-10
0-002296 | GILBERT PUMP & EQUIPMENT CO | 4532 E WASHINGTON | PHOENIX | AZ | 85034 | Maricopa | 1 | Perm Closure | 1981-12-20 | 10000 | Diesel | COMPARTMENT A | Single Walled | Asphalt coated or Bare Steel |  |  |  | Removal | 1988-10-10
0-007162 | LUNA SERVICE STATION | 2877 E FRONTAGE RD | AMADO | AZ | 85645 | Santa Cruz | 3 | Perm Closure | 2005-06-17 | 500 | Used Oil/Waste Oil | COMPARTMENT A | Double Walled | Asphalt coated or Bare Steel | Gravity Feed |  | Bare or Galvanized Steel | Removal | 1990-12-28
0-002780 | WHITING STATION #158 | 2100 W RUTHRAUFF RD | TUCSON | AZ | 85705 | Pima | 2 | Perm Closure | 1976-04-08 | 8000 | Gasoline | COMPARTMENT A | Double Walled | Asphalt coated or Bare Steel | Pressure | Double Walled | Fiberglass Reinforced Plastic | Removal | 2003-06-05
0-006211 | JIMMY'S BROADWAY AUTOMOTIVE | 2448 E BROADWAY BLVD | TUCSON | AZ | 85719 | Pima | 2 | Perm Closure | 2005-06-17 | 6000 | Gasoline | COMPARTMENT A | Unknown | Asphalt coated or Bare Steel | Suction - Check Valve at the Tank Top |  | Bare or Galvanized Steel | Removal | 1996-06-12
0-006211 | JIMMY'S BROADWAY AUTOMOTIVE | 2448 E BROADWAY BLVD | TUCSON | AZ | 85719 | Pima | 1 | Perm Closure | 2005-06-17 | 6000 | Gasoline | COMPARTMENT A | Unknown | Asphalt coated or Bare Steel | Suction - Check Valve at the Tank Top |  | Bare or Galvanized Steel | Removal | 1996-06-12
0-004031 | RAINBO BAKING CO | 827 E 17TH ST | TUCSON | AZ | 85719 | Pima | 1 | Perm Closure | 1950-05-29 | 10000 | Gasoline | COMPARTMENT A | Unknown | Asphalt coated or Bare Steel |  |  |  | Removal | 1989-12-06
0-003700 | FREEPORT MINERALS CORP - AJO OPERATIONS | NO ADDRESS ON RECORD | AJO | AZ | 85321 | Pima | 10 | Perm Closure | 2005-06-17 | 3000 | Gasoline | COMPARTMENT A | Single Walled | Asphalt coated or Bare Steel |  |  |  | Removal | 1989-12-17
0-006357 | HATCH'S MARKET | 2310 NAVAJO BLVD | HOLBROOK | AZ | 86025 | Navajo | 8 | Open | 2000-12-15 | 10000 | Diesel | COMPARTMENT A | Single Walled | Fiberglass Reinforced Plastic | Pressure |  | Fiberglass Reinforced Plastic
0-005372 | USDA FS - APACHE SITGREAVES NF - BLACK MESA RANGER DISTRICT | 2748 SR 260 | OVERGAARD | AZ | 85933 | Navajo | 2 | Perm Closure | 1966-01-01 | 2000 | Gasoline | COMPARTMENT A | Single Walled | Asphalt coated or Bare Steel |  |  |  | Removal | 1990-10-25
0-001127 | LONDON BRIDGE CHEVRON, INC | 1597 MCCULLOCH BLVD N | LAKE HAVASU CITY | AZ | 86403 | Mohave | 4 | Perm Closure | 1972-01-01 | 1000 | Used Oil/Waste Oil | COMPARTMENT A |  | Asphalt coated or Bare Steel |  |  |  | Removal | 1990-01-31
0-001127 | LONDON BRIDGE CHEVRON, INC | 1597 MCCULLOCH BLVD N | LAKE HAVASU CITY | AZ | 86403 | Mohave | 3 | Perm Closure | 1972-01-01 | 6000 | Gasoline | COMPARTMENT A |  | Asphalt coated or Bare Steel |  |  |  | Removal | 1990-01-31
0-004068 | RAY BELL #440 - HOGGS KOUNTRY KUZINS | 416 LONDON BRIDGE RD | LAKE HAVASU CITY | AZ | 86403 | Mohave | 3 | Perm Closure | 1976-01-01 | 3000 | Gasoline | COMPARTMENT A | Double Walled | Asphalt coated or Bare Steel |  |  |  | Removal | 1989-02-01
0-008425 | DOUBLE SIX STATION | 16102 E HIGHWAY 66 | PEACH SPRINGS | AZ | 86434 | Mohave | 2 | Perm Closure | 2005-06-17 | 1000 | Gasoline | COMPARTMENT A | Unknown | Asphalt coated or Bare Steel | Suction - Check Valve at the Tank Top |  |  | Removal | 1997-11-24
0-009359 | M&D TERMINAL | 1409 N 19TH AVE | PHOENIX | AZ | 85009 | Maricopa | 1 | Perm Closure | 2005-06-17 | 10000 | Diesel | COMPARTMENT A | Double Walled | Asphalt coated or Bare Steel |  |  |  | Removal | 1998-11-25
0-001014 | FRYE WATER PRODUCTION FACILITY | 592 W FRYE RD | CHANDLER | AZ | 85225 | Maricopa | 1 | Perm Closure | 1986-01-01 | 2000 | Diesel | COMPARTMENT A |  | Fiberglass Reinforced Plastic | Suction - Check Valve at the Dispenser | Single Walled | Bare or Galvanized Steel | Removal | 2019-04-16
0-000844 | LAKESHORE EQUIPMENT | 1896 E UNIVERSITY DR | PHOENIX | AZ | 85034 | Maricopa | 2 | Perm Closure | 1971-01-01 | 1000 | Gasoline | COMPARTMENT A |  | Asphalt coated or Bare Steel |  |  |  | Removal | 1989-09-21
0-002945 | LAZY Y RANCH | 25402 W US HIGHWAY 85 | BUCKEYE | AZ | 85326 | Maricopa | 2 | Perm Closure | 1969-01-01 | 1450 | Gasoline | COMPARTMENT A |  | Asphalt coated or Bare Steel | Suction - Check Valve at the Tank Top |  |  | Removal | 1986-07-15
0-005698 | KENDRICK PARK |  | FLAGSTAFF |  |  | Coconino | 2 | Perm Closure | 2005-06-17 | 3000 | Gasoline | COMPARTMENT A | Unknown | Asphalt coated or Bare Steel | Suction - Check Valve at the Tank Top |  |  | Removal | 1991-08-09
0-005698 | KENDRICK PARK |  | FLAGSTAFF |  |  | Coconino | 1 | Perm Closure | 2005-06-17 | 3000 | Gasoline | COMPARTMENT A | Unknown | Asphalt coated or Bare Steel | Suction - Check Valve at the Tank Top |  |  | Removal | 1991-08-09
0-006769 | KOZY CORNER | 8587 E HWY 66 | HACKBERRY | AZ | 86401 | Mohave | 2 | Perm Closure | 1963-01-01 | 4000 | Gasoline | COMPARTMENT A | Double Walled | Asphalt coated or Bare Steel |  |  |  | Removal | 1990-05-18
0-007999 | L & N FULL SERVICE FUEL STOP | 295 E WICKENBURG WAY | WICKENBURG | AZ | 85390 | Maricopa | 2 | Perm Closure | 1960-01-01 | 1000 | Gasoline | COMPARTMENT A | Unknown | Asphalt coated or Bare Steel |  |  |  | Closed in Place | 1998-12-29
0-001732 | JACK DEAN COMPANY | 2026 N 27TH AVE | PHOENIX | AZ | 85009 | Maricopa | 1 | Perm Closure | 1980-01-01 | 1000 | Diesel | COMPARTMENT A |  | Asphalt coated or Bare Steel |  |  |  | Removal | 1991-06-13
0-000907 | AFCO #020216 | 3604 S 40TH ST | PHOENIX | AZ | 85040 | Maricopa | 2 | Perm Closure | 1970-10-22 | 10000 | Diesel | COMPARTMENT A |  | Asphalt coated or Bare Steel | Pressure |  | Fiberglass Reinforced Plastic | Removal | 2000-06-01
0-002652 | CIRCLE K #5032 | 6950 W CHANDLER BLVD | CHANDLER | AZ | 85226 | Maricopa | 2 | Open | 1989-06-22 | 10000 | Gasoline | COMPARTMENT A | Double Walled | Fiberglass Reinforced Plastic | Pressure |  | Fiberglass Reinforced Plastic
0-006176 | BEECROFT TRENCHING INC | 4129 S 30TH ST | PHOENIX | AZ | 85040 | Maricopa | 2 | Perm Closure | 1978-05-18 | 2000 | Gasoline | COMPARTMENT A | Unknown | Asphalt coated or Bare Steel |  |  |  | Removal | 1991-02-05
0-001113 | 4 SONS FOOD STORES #510 | 1205 W BASELINE RD | MESA | AZ | 85202 | Maricopa | 6 | Perm Closure | 1982-01-01 | 6000 | New Oil | COMPARTMENT A | Double Walled | Fiberglass Reinforced Plastic |  |  |  | Removal | 1998-10-15
0-001083 | CHEVRON #9-9037 | 7003 E CAMELBACK RD | SCOTTSDALE | AZ | 85251 | Maricopa | 2 | Perm Closure | 1961-04-17 | 7500 | Gasoline | COMPARTMENT A | Single Walled | Asphalt coated or Bare Steel |  |  |  | Removal | 1990-08-01
0-002938 | PENSKE TRUCK LEASING - FORMER | 1801 N 27TH PL | PHOENIX | AZ | 85008 | Maricopa | 3 | Perm Closure | 1965-01-01 | 10000 | Diesel | COMPARTMENT A | Single Walled | Asphalt coated or Bare Steel |  |  |  | Removal | 1991-01-24
0-002938 | PENSKE TRUCK LEASING - FORMER | 1801 N 27TH PL | PHOENIX | AZ | 85008 | Maricopa | 5 | Perm Closure | 1970-01-01 | 500 | Used Oil/Waste Oil | COMPARTMENT A | Single Walled | Asphalt coated or Bare Steel |  |  |  | Removal | 1991-01-24
0-005305 | UNOCAL #5910 | 1210 S COUNTRY CLUB DR | MESA | AZ | 85210 | Maricopa | 2 | Perm Closure | 1973-01-01 | 10000 | Gasoline | COMPARTMENT A | Double Walled | Asphalt coated or Bare Steel | Pressure |  | Fiberglass Reinforced Plastic | Removal | 1993-08-01
0-000477 | HQ RANCH |  | CANELO |  |  | Santa Cruz | 1 | Perm Closure | 1962-01-01 | 550 | Gasoline | COMPARTMENT A |  | Asphalt coated or Bare Steel |  |  |  | Removal | 1988-11-20
0-002400 | POWER CHEVROLET CAMELBACK ROAD | 2646 W CAMELBACK RD | PHOENIX | AZ | 85017 | Maricopa | 11 | Perm Closure | 1966-05-08 | 1000 | Used Oil/Waste Oil | COMPARTMENT A | Single Walled | Asphalt coated or Bare Steel |  |  |  | Removal | 1989-11-01
0-000848 | CALMAT - SUN CITY PLANT | 14521 N 15TH AVE | EL MIRAGE | AZ | 85335 | Maricopa | 4 | Perm Closure | 1979-01-01 | 550 | Unidentified | COMPARTMENT A |  | Asphalt coated or Bare Steel |  |  |  | Closed in Place | 1989-07-30
0-005126 | AJO CHEVRON | 561 N 2ND AVE | AJO | AZ | 85321 | Pima | 1 | Perm Closure | 1975-01-01 | 10000 | Gasoline | COMPARTMENT A |  | Asphalt coated or Bare Steel | Pressure |  | Fiberglass Reinforced Plastic | Removal | 2009-07-20
0-005803 | SHELL STATION | 3949 N COUNTRY CLUB DR | FLAGSTAFF | AZ | 86004 | Coconino | 1 | Perm Closure | 2005-06-17 | 10000 | Gasoline | COMPARTMENT A |  | Asphalt coated or Bare Steel |  |  |  | Removal | 1988-12-01
0-002138 | FISHER-MILLER HAY & DEVELOPMENT | 635 S GILBERT RD | MESA | AZ | 85296 | Maricopa | 3 | Perm Closure | 1967-02-01 | 2000 | Unidentified | COMPARTMENT A | Single Walled | Asphalt coated or Bare Steel | Suction - Check Valve at the Tank Top |  |  | Removal | 1993-03-19
0-003126 | WR MEADOWS OF ARIZONA | 4220 S SARIVAL AVE | GOODYEAR | AZ | 85338 | Maricopa | 4 | Perm Closure | 1982-01-01 | 10000 | Solvent | COMPARTMENT A | Single Walled | Asphalt coated or Bare Steel |  |  |  | Removal | 1988-02-20
0-005694 | ARIZONA METAL MATERIALS | 1839 W LINDEN ST | PHOENIX | AZ | 85007 | Maricopa | 1 | Perm Closure | 1974-01-01 | 12000 | Gasoline | COMPARTMENT A | Single Walled | Asphalt coated or Bare Steel |  |  |  | Removal | 1988-12-01
0-004009 | MINIT LUBE 1134 | 1519 E MAIN ST | MESA | AZ | 85203 | Maricopa | 2 | Perm Closure | 1983-04-04 | 4000 | New Oil | COMPARTMENT A | Double Walled | Asphalt coated or Bare Steel | Suction - Check Valve at the Tank Top |  |  | Removal | 1995-11-07
0-003881 | CITY OF PHOENIX - 24TH STREET WTP | 6202 N 24TH ST | PHOENIX | AZ | 85016 | Maricopa | 1 | Perm Closure | 1977-01-01 | 500 | Diesel | COMPARTMENT A | Single Walled | Asphalt coated or Bare Steel | Suction - Check Valve at the Tank Top | Single Walled | Bare or Galvanized Steel | Removal | 1992-04-15
0-006798 | WENDEN SHELL |  | WENDEN |  |  | La Paz | 1 | Perm Closure | 1971-07-01 | 1000 | Gasoline | COMPARTMENT A | Unknown | Asphalt coated or Bare Steel | Suction - Check Valve at the Tank Top |  |  | Removal | 1990-11-23
0-006798 | WENDEN SHELL |  | WENDEN |  |  | La Paz | 2 | Perm Closure | 1971-07-01 | 1000 | Gasoline | COMPARTMENT A | Unknown | Asphalt coated or Bare Steel | Suction - Check Valve at the Tank Top |  |  | Removal | 1990-11-23
0-003806 | CITY OF PHOENIX - FIRE STATION #9 | 330 E FAIRMOUNT AVE | PHOENIX | AZ | 85012 | Maricopa | 2 | Perm Closure | 1983-01-01 | 1000 | Gasoline | COMPARTMENT A |  | Asphalt coated or Bare Steel | Pressure |  |  | Removal | 1997-04-15
0-000483 | ASPHALT PRODUCTS TRANSPORT CO | 635 W 18TH ST | TUCSON | AZ | 85701 | Pima | 2 | Perm Closure | 1968-01-01 | 10000 | Gasoline | COMPARTMENT A |  | Asphalt coated or Bare Steel |  |  |  | Removal | 1988-08-11
0-004887 | MARCOS DE NIZA HIGH SCHOOL | 6000 S LAKESHORE DR | TEMPE | AZ | 85283 | Maricopa | 2 | Perm Closure | 1990-06-01 | 1000 | Gasoline | COMPARTMENT A | Unknown | Fiberglass Reinforced Plastic | Suction - Check Valve at the Tank Top |  | Fiberglass Reinforced Plastic | Removal | 1995-06-30
0-005489 | CIRCLE K #2821 | 1605 W BROADWAY RD | MESA | AZ | 85202 | Maricopa | 2 | Perm Closure | 1972-04-24 | 10000 | Gasoline | COMPARTMENT A | Double Walled | Asphalt coated or Bare Steel |  |  |  | Removal | 1999-02-12
0-005906 | SHELL FOOD MART | 16 W MCKELLIPS RD | MESA | AZ | 85201 | Maricopa | 4 | Perm Closure | 1984-01-01 | 10000 | Diesel | COMPARTMENT A | Single Walled | Fiberglass Reinforced Plastic | Pressure | Double Walled | Fiberglass Reinforced Plastic | Removal | 2018-06-28
0-002371 | GRANITE CONSTRUCTION COMPANY | 4115 E ILLINOIS ST | TUCSON | AZ | 85714 | Pima | 1 | Perm Closure | 1963-02-28 | 10000 | Gasoline | COMPARTMENT A | Single Walled | Asphalt coated or Bare Steel | Pressure |  | Bare or Galvanized Steel | Removal | 1998-12-09
0-002371 | GRANITE CONSTRUCTION COMPANY | 4115 E ILLINOIS ST | TUCSON | AZ | 85714 | Pima | 5 | Perm Closure | 1968-02-28 | 750 | Used Oil/Waste Oil | COMPARTMENT A | Single Walled | Asphalt coated or Bare Steel | Gravity Feed |  | Bare or Galvanized Steel | Removal | 1998-12-10
0-001546 | CITIZENS UTILITIES - LAKE HAVASU CITY | 705 KIOWA AVE | LAKE HAVASU CITY | AZ | 86403 | Mohave | 2 | Perm Closure | 2005-06-17 | 500 | Used Oil/Waste Oil | COMPARTMENT A |  | Asphalt coated or Bare Steel |  |  |  | Removal | 1999-01-26
0-005635 | CAREFREE SHELL | 7201 E CAVE CREEK RD | CAREFREE | AZ | 85331 | Maricopa | 2 | Perm Closure | 1976-01-01 | 10000 | Gasoline | COMPARTMENT A |  | Asphalt coated or Bare Steel | Pressure |  | Fiberglass Reinforced Plastic | Removal | 2011-12-20
0-005635 | CAREFREE SHELL | 7201 E CAVE CREEK RD | CAREFREE | AZ | 85331 | Maricopa | 6 | Open | 2012-01-09 | 10000 | Gasoline | COMPARTMENT B | Double Walled | Fiberglass Reinforced Plastic | Pressure | Double Walled | Fiberglass Reinforced Plastic
0-005396 | U OF A - EXPERIMENTAL FARM |  | MARANA |  |  | Pima | 3 | Perm Closure | 1975-03-06 | 2000 | Diesel | COMPARTMENT A | Double Walled | Asphalt coated or Bare Steel |  |  |  | Removal | 1991-08-29
0-004202 | TOWN OF PARKER - MAINTENANCE YARD | 721 S CHEMEHUEVI AVE | PARKER | AZ | 85344 | La Paz | 1 | Perm Closure | 1963-01-01 | 1000 | Gasoline | COMPARTMENT A | Single Walled | Asphalt coated or Bare Steel |  |  |  | Removal | 1998-12-02
0-006667 | STATE BUILDING MATERIALS | 1780 E DEUCE OF CLUBS | SHOW LOW | AZ | 85901 | Navajo | 1 | Perm Closure | 1979-01-01 | 1000 | Gasoline | COMPARTMENT A | Unknown | Asphalt coated or Bare Steel | Suction - Check Valve at the Tank Top |  | Bare or Galvanized Steel | Removal | 1993-02-26
0-004644 | 7-ELEVEN #20212 | 1950 E INDIAN SCHOOL RD | PHOENIX | AZ | 85016 | Maricopa | 2 | Perm Closure | 1980-01-01 | 10000 | Gasoline | COMPARTMENT A | Single Walled | Fiberglass Reinforced Plastic | Pressure |  | Fiberglass Reinforced Plastic | Removal | 2014-09-30
0-009926 | SOUTH RIM WINE & BEER GARAGE | 514 E ROUTE 66 | WILLIAMS | AZ | 86046 | Coconino | 2 | Perm Closure | 1950-01-01 | 1700 | Gasoline | COMPARTMENT A | Double Walled | Asphalt coated or Bare Steel |  |  |  | Closed in Place | 2003-08-20
0-002810 | USDA FS - KAIBAB NF - BIG SPRINGS |  | BIG SPRINGS |  |  | Coconino | 1 | Perm Closure | 1953-01-01 | 1500 | Gasoline | COMPARTMENT A | Single Walled | Asphalt coated or Bare Steel |  |  |  | Removal | 1991-06-06
0-009349 | LUCKY'S #7 CONVENIENCE MART | 724 W UNIVERSITY DR | MESA | AZ | 85201 | Maricopa | 3 | Perm Closure | 2005-06-17 | 3000 | Gasoline | COMPARTMENT A | Unknown | Asphalt coated or Bare Steel |  |  |  | Removal | 1986-02-01
0-004737 | CORESLAB STRUCTURES INC | 5026 S 43RD AVE | PHOENIX | AZ | 85041 | Maricopa | 3 | Perm Closure | 1985-06-30 | 550 | Used Oil/Waste Oil | COMPARTMENT A | Unknown | Asphalt coated or Bare Steel | Gravity Feed |  |  | Removal | 1994-05-10
0-003470 | USDOI NPS - SUNSET CRATER NATIONAL MONUMENT |  | FLAGSTAFF |  |  | Coconino | 3 | Perm Closure | 1966-01-01 | 1000 | Gasoline | COMPARTMENT A | Unknown | Asphalt coated or Bare Steel | Suction - Check Valve at the Tank Top |  | Bare or Galvanized Steel | Removal | 1996-04-26
0-008254 | AUTOMOTIVE SPECIALISTS | 21824 N 19TH AVE | PHOENIX | AZ | 85027 | Maricopa | 1 | Perm Closure | 1985-01-01 | 300 | Used Oil/Waste Oil | COMPARTMENT A | Double Walled | Fiberglass Reinforced Plastic |  |  |  | Removal | 1995-03-03
0-008128 | LITTLE B MINING CO INC | 5600 N DODGE AVE | FLAGSTAFF | AZ | 86004 | Coconino | 2 | Perm Closure | 1980-08-01 | 5000 | Diesel | COMPARTMENT A | Double Walled | Asphalt coated or Bare Steel | Suction - Check Valve at the Tank Top |  |  | Removal | 1993-03-09
0-007902 | POW WOW TRADING POST | 118 W ROUTE 66 | FLAGSTAFF | AZ | 86001 | Coconino | 1 | Perm Closure | 2005-06-17 | 10000 | Diesel | COMPARTMENT A | Unknown | Asphalt coated or Bare Steel | Suction - Check Valve at the Tank Top |  | Bare or Galvanized Steel | Removal | 1992-07-22
0-007902 | POW WOW TRADING POST | 118 W ROUTE 66 | FLAGSTAFF | AZ | 86001 | Coconino | 2 | Perm Closure | 2005-06-17 | 10000 | Diesel | COMPARTMENT A | Unknown | Asphalt coated or Bare Steel | Suction - Check Valve at the Tank Top |  | Bare or Galvanized Steel | Removal | 1992-07-22
0-005604 | WELLTON-MOHAWK WTP | 30570 E WELLTON MOHAWK DR | WELLTON | AZ | 85356 | Yuma | 3 | Perm Closure | 1976-03-17 | 10000 | Gasoline | COMPARTMENT A | Unknown | Asphalt coated or Bare Steel |  |  |  | Removal | 1989-12-31
0-005604 | WELLTON-MOHAWK WTP | 30570 E WELLTON MOHAWK DR | WELLTON | AZ | 85356 | Yuma | 7 | Perm Closure | 1976-03-17 | 10000 | Gasoline | COMPARTMENT A | Unknown | Asphalt coated or Bare Steel | Suction - Check Valve at the Tank Top |  | Bare or Galvanized Steel | Removal | 1992-10-28
0-010444 | EDDIE'S TAVERN | 6365 E CAMINO ADELANTE | PICACHO | AZ | 85141 | Pinal | 1 | Perm Closure | 1930-01-01 | 600 | Gasoline | COMPARTMENT A |  | Asphalt coated or Bare Steel |  |  |  | Removal | 2012-07-11
0-003285 | KJS MINI MART | 1945 E ANDY DEVINE AVE | KINGMAN | AZ | 86401 | Mohave | 2 | Perm Closure | 1971-01-01 | 4000 | Gasoline | COMPARTMENT A |  | Asphalt coated or Bare Steel |  |  |  | Removal | 1989-12-12
0-003285 | KJS MINI MART | 1945 E ANDY DEVINE AVE | KINGMAN | AZ | 86401 | Mohave | 1 | Perm Closure | 1971-01-01 | 6000 | Gasoline | COMPARTMENT A |  | Asphalt coated or Bare Steel |  |  |  | Removal | 1989-12-12
0-005909 | CIRCLE K #2708511 | 8780 N ORACLE RD | ORO VALLEY | AZ | 85704 | Pima | 1 | Open | 1987-02-03 | 10000 | Gasoline | COMPARTMENT A | Double Walled | Fiberglass Reinforced Plastic | Pressure |  | Fiberglass Reinforced Plastic
0-005909 | CIRCLE K #2708511 | 8780 N ORACLE RD | ORO VALLEY | AZ | 85704 | Pima | 3 | Open | 1987-02-03 | 10000 | Gasoline | COMPARTMENT A | Double Walled | Fiberglass Reinforced Plastic | Pressure |  | Fiberglass Reinforced Plastic
0-002554 | HYDRO CONDUIT CORPORATION | 4242 W BUCKEYE RD | PHOENIX | AZ | 85009 | Maricopa | 4 | Perm Closure | 1958-01-01 | 1000 | Diesel | COMPARTMENT A | Single Walled | Asphalt coated or Bare Steel |  |  |  | Removal | 1990-03-14
0-006502 | WALGREENS #09202 | 1142 W GUADALUPE RD | MESA | AZ | 85210 | Maricopa | 4 | Perm Closure | 1994-04-21 | 1000 | Used Oil/Waste Oil | COMPARTMENT A | Unknown | Fiberglass Reinforced Plastic | Gravity Feed |  | Fiberglass Reinforced Plastic | Removal | 2004-11-29
0-006507 | TRIAD TRUCKING | 1313 N 25TH AVE | PHOENIX | AZ | 85009 | Maricopa | 2 | Perm Closure | 2005-06-17 | 2000 | Unidentified | COMPARTMENT A | Unknown | Unknown |  |  |  | Removal | 1988-01-25
0-001495 | CIRCLE K #2701840 | 6150 E STATE ROUTE 69 | PRESCOTT VALLEY | AZ | 86314 | Yavapai | 1 | Open | 1985-01-01 | 10000 | Gasoline | COMPARTMENT A | Single Walled | Fiberglass Reinforced Plastic | Pressure |  | Fiberglass Reinforced Plastic
0-001495 | CIRCLE K #2701840 | 6150 E STATE ROUTE 69 | PRESCOTT VALLEY | AZ | 86314 | Yavapai | 3 | Open | 1985-01-01 | 10000 | Gasoline | COMPARTMENT A | Single Walled | Fiberglass Reinforced Plastic | Pressure |  | Fiberglass Reinforced Plastic
0-010118 | COSTCO WHOLESALE #738 | 2450 E BEARDSLEY RD | PHOENIX | AZ | 85050 | Maricopa | 3 | Open | 2005-10-01 | 30000 | Gasoline | COMPARTMENT A | Double Walled | Fiberglass Reinforced Plastic | Pressure | Double Walled | Flexible
0-008744 | BRIARWOOD MAINTENANCE SHOP | 20800 N 135TH AVE | SUN CITY WEST | AZ | 85375 | Maricopa | 1 | Perm Closure | 2005-06-17 | 1000 | Gasoline | COMPARTMENT A | Unknown | Asphalt coated or Bare Steel | Suction - Check Valve at the Tank Top |  |  | Removal | 1995-11-16
0-010104 | HOPE VI PROJECT | 701 W BUCKEYE RD | PHOENIX | AZ | 85003 | Maricopa | 1 | Perm Closure | 2006-05-15 | 200 | Unidentified | COMPARTMENT A | Single Walled | Asphalt coated or Bare Steel |  |  |  | Removal | 2005-04-27
0-006791 | ANDERSON STEEL | 837 S CENTER ST | MESA | AZ | 85210 | Maricopa | 2 | Perm Closure | 2005-06-17 | 550 | Gasoline | COMPARTMENT A | Unknown | Asphalt coated or Bare Steel |  |  |  | Removal | 1990-01-01
0-006791 | ANDERSON STEEL | 837 S CENTER ST | MESA | AZ | 85210 | Maricopa | 1 | Perm Closure | 2005-06-17 | 550 | Gasoline | COMPARTMENT A | Unknown | Asphalt coated or Bare Steel |  |  |  | Removal | 1990-01-01
0-000771 | SKY HARBOR TRANSFER STATION | 2425 S 40TH ST | PHOENIX | AZ | 85034 | Maricopa | 4 | Perm Closure | 1971-05-09 | 500 | Diesel | COMPARTMENT A | Single Walled | Asphalt coated or Bare Steel |  |  |  | Removal | 1987-06-01
0-000771 | SKY HARBOR TRANSFER STATION | 2425 S 40TH ST | PHOENIX | AZ | 85034 | Maricopa | 1 | Perm Closure | 1971-05-09 | 10000 | Diesel | COMPARTMENT A | Single Walled | Asphalt coated or Bare Steel |  |  |  | Removal | 1987-06-01
0-006802 | CONSTRUCTION YARD | 2850 W BROADWAY RD | PHOENIX | AZ | 85041 | Maricopa | 2 | Perm Closure | 1985-01-01 | 10000 | Diesel | COMPARTMENT A | Double Walled | Fiberglass Reinforced Plastic |  |  |  | Removal | 1990-04-04
0-004462 | ARIZONA TRAILS INC CLARKDALE | 219 RINCON DR | CLARKDALE | AZ | 86324 | Yavapai | 1 | Perm Closure | 1930-01-01 | 20000 | Gasoline | COMPARTMENT A | Single Walled | Asphalt coated or Bare Steel |  |  |  | Removal | 1987-08-01
0-010496 | FRYS FUEL CENTER #87 | 7750 S 51ST AVE | LAVEEN | AZ | 85339 | Maricopa | 2 | Open | 2013-06-27 | 10000 | Diesel | COMPARTMENT A | Double Walled | Fiberglass Reinforced Plastic | Pressure | Double Walled | Flexible
0-010540 | PATAGONIA REAL ESTATE VENTURES LLC | 327 W MCKEOWN AVE | PATAGONIA | AZ | 85624 | Santa Cruz | 1 | Perm Closure | 2015-09-23 | 500 | Gasoline | COMPARTMENT A | Single Walled | Asphalt coated or Bare Steel |  |  |  | Removal | 2015-08-11
0-010517 | GPM #4604 | 3171 E PECOS RD | GILBERT | AZ | 85295 | Maricopa | 1 | Open | 2014-11-12 | 30000 | Gasoline (UL) | COMPARTMENT A | Double Walled | Fiberglass Reinforced Plastic | Pressure | Double Walled | Fiberglass Reinforced Plastic
0-010517 | GPM #4604 | 3171 E PECOS RD | GILBERT | AZ | 85295 | Maricopa | 2 | Open | 2014-11-12 | 8000 | Gasoline (PUL) | COMPARTMENT C | Double Walled | Fiberglass Reinforced Plastic | Pressure | Double Walled | Fiberglass Reinforced Plastic
0-010517 | GPM #4604 | 3171 E PECOS RD | GILBERT | AZ | 85295 | Maricopa | 2 | Open | 2014-11-12 | 10000 | E-85 | COMPARTMENT A | Double Walled | Fiberglass Reinforced Plastic | Pressure | Double Walled | Fiberglass Reinforced Plastic
0-010517 | GPM #4604 | 3171 E PECOS RD | GILBERT | AZ | 85295 | Maricopa | 2 | Open | 2014-11-12 | 12000 | Diesel | COMPARTMENT B | Double Walled | Fiberglass Reinforced Plastic | Pressure | Double Walled | Fiberglass Reinforced Plastic
0-005161 | CITY OF TUCSON - FIRE TRAINING ACADEMY | 797 E AJO WAY | TUCSON | AZ | 85713 | Pima | 1 | Perm Closure | 1979-04-11 | 6000 | Unidentified | COMPARTMENT A | Double Walled | Asphalt coated or Bare Steel |  |  |  | Removal | 1992-01-14
0-009175 | HONORHEALTH DEER VALLEY MEDICAL CENTER | 19829 N 27TH AVE | PHOENIX | AZ | 85027 | Maricopa | 1 | Perm Closure | 1986-01-01 | 6000 | Diesel | COMPARTMENT A | Double Walled | Fiberglass Reinforced Plastic | Pressure |  | Fiberglass Reinforced Plastic | Removal | 1999-02-24
0-001590 | COCHISE COUNTY HIGHWAY ROADYARD-DOUGLAS AREA |  | DOUGLAS |  |  | Cochise | 4 | Perm Closure | 1976-01-01 | 3000 | Gasoline | COMPARTMENT A |  | Asphalt coated or Bare Steel | Suction - Check Valve at the Tank Top | Single Walled | Bare or Galvanized Steel | Removal | 1992-11-16
0-006132 | SHERWOOD CAR WASH | 1060 E MAIN ST | MESA | AZ | 85203 | Maricopa | 2 | Perm Closure | 1973-04-16 | 8000 | Gasoline | COMPARTMENT A | Double Walled | Asphalt coated or Bare Steel | Suction - Check Valve at the Tank Top |  | Bare or Galvanized Steel | Removal | 1993-08-10
0-006132 | SHERWOOD CAR WASH | 1060 E MAIN ST | MESA | AZ | 85203 | Maricopa | 3 | Perm Closure | 1973-04-16 | 4000 | Gasoline | COMPARTMENT A | Double Walled | Asphalt coated or Bare Steel | Suction - Check Valve at the Tank Top |  | Bare or Galvanized Steel | Removal | 1993-08-10
0-008908 | CIRCLE K STORE #2703404 | 1909 S CRAYCROFT RD | TUCSON | AZ | 85711 | Pima | 2 | Open | 1996-01-31 | 12000 | Gasoline | COMPARTMENT A | Double Walled | Fiberglass Reinforced Plastic | Pressure | Double Walled | Fiberglass Reinforced Plastic
0-010486 | FRYS FUEL CENTER #117 | 10450 N LA CANADA DR | ORO VALLEY | AZ | 85737 | Pima | 2 | Open | 2013-02-07 | 10000 | Diesel | COMPARTMENT A | Double Walled | Fiberglass Reinforced Plastic | Pressure | Double Walled | Flexible
0-010348 | FRYS FUEL CENTER #622 | 1935 N STAPLEY DR | MESA | AZ | 85203 | Maricopa | 2 | Open | 2008-01-31 | 8000 | Diesel | COMPARTMENT B | Double Walled | Fiberglass Reinforced Plastic | Pressure | Double Walled | Flexible
0-005776 | PING INC | 2201 W DESERT COVE AVE | PHOENIX | AZ | 85029 | Maricopa | 4 | Perm Closure | 1988-03-01 | 6000 | Gasoline | COMPARTMENT A | Double Walled | Fiberglass Reinforced Plastic | Pressure | Double Walled | Fiberglass Reinforced Plastic | Removal | 2015-02-19
0-005398 | U OF A - COTTON CENTER TANK WASHING SUMP | 4201 E BROADWAY RD | PHOENIX | AZ | 85040 | Maricopa | 3 | Perm Closure | 1965-05-05 | 1000 | Gasoline | COMPARTMENT A | Unknown | Unknown |  |  |  | Removal | 1991-06-25
0-005720 | UPS GROUND FREIGHT | 2750 W ENCANTO BLVD | PHOENIX | AZ | 85009 | Maricopa | 2 | Perm Closure | 1971-01-01 | 6000 | Gasoline | COMPARTMENT A |  | Asphalt coated or Bare Steel |  |  |  | Removal | 1990-07-11
0-005799 | JOHNNY A AVECHUCO MASONERY CONSTRUCTION | 2902 E JONES AVE | PHOENIX | AZ | 85040 | Maricopa | 2 | Perm Closure | 2005-06-17 |  | Unidentified | COMPARTMENT A | Unknown | Unknown |  |  |  | Removal | 1989-10-22
0-007216 | TANNER MATERIALS | 10201 N 19TH AVE | PHOENIX | AZ | 85021 | Maricopa | 1 | Perm Closure | 1963-01-01 | 10000 | Gasoline | COMPARTMENT A |  | Asphalt coated or Bare Steel | Pressure |  | Bare or Galvanized Steel | Removal | 1992-03-03
0-003216 | MOBIL 18-740 | 1960 W BASELINE RD | MESA | AZ | 85202 | Maricopa | 1 | Perm Closure | 1980-10-01 | 12000 | Gasoline | COMPARTMENT A | Double Walled | Fiberglass Reinforced Plastic | Pressure |  | Fiberglass Reinforced Plastic | Removal | 2004-07-30
0-003216 | MOBIL 18-740 | 1960 W BASELINE RD | MESA | AZ | 85202 | Maricopa | 2 | Perm Closure | 1980-10-01 | 10000 | Gasoline | COMPARTMENT A | Double Walled | Fiberglass Reinforced Plastic | Pressure |  | Fiberglass Reinforced Plastic | Removal | 2004-07-30
0-004914 | GRAND CHEVRON | 811 N GRAND AVE | NOGALES | AZ | 85621 | Santa Cruz | 2 | Open | 1984-05-08 | 10000 | Gasoline | COMPARTMENT A | Double Walled | Fiberglass Reinforced Plastic | Pressure | Double Walled | Fiberglass Reinforced Plastic
0-005981 | NADABURG ELEMENTARY SCHOOL | 32919 N CENTER ST | WITTMANN | AZ | 85361 | Maricopa | 2 | Perm Closure | 2005-06-17 | 1000 | Diesel | COMPARTMENT A | Double Walled | Asphalt coated or Bare Steel | Suction - Check Valve at the Tank Top |  | Bare or Galvanized Steel | Removal | 1989-08-01
0-000920 | CIRCLE K STORE #2706663 | 6349 S MCCLINTOCK DR | TEMPE | AZ | 85283 | Maricopa | 8 | Open | 1997-01-03 | 12000 | Gasoline | COMPARTMENT A | Double Walled | Fiberglass Reinforced Plastic | Pressure | Double Walled | Fiberglass Reinforced Plastic
0-000920 | CIRCLE K STORE #2706663 | 6349 S MCCLINTOCK DR | TEMPE | AZ | 85283 | Maricopa | 10 | Open | 1997-01-03 | 10000 | Diesel | COMPARTMENT A | Double Walled | Fiberglass Reinforced Plastic | Pressure | Double Walled | Fiberglass Reinforced Plastic
0-000920 | CIRCLE K STORE #2706663 | 6349 S MCCLINTOCK DR | TEMPE | AZ | 85283 | Maricopa | 3 | Perm Closure | 1980-01-01 | 12000 | Gasoline | COMPARTMENT A |  | Asphalt coated or Bare Steel | Pressure | Double Walled | Fiberglass Reinforced Plastic | Removal | 1996-12-11
0-005475 | CIRCLE K #2940 | 330 N HUACHUCA BLVD | HUACHUCA CITY | AZ | 85616 | Cochise | 6 | Open | 2006-05-11 | 15000 | Gasoline | COMPARTMENT A | Double Walled | Fiberglass Reinforced Plastic | Pressure | Double Walled | Fiberglass Reinforced Plastic
0-004383 | CMH MANUFACTURING WEST, INC. | 201 N APACHE RD | BUCKEYE | AZ | 85326 | Maricopa | 2 | Perm Closure | 1976-03-06 | 5000 | Diesel | COMPARTMENT A | Double Walled | Asphalt coated or Bare Steel |  |  |  | Removal | 1989-05-01
0-001185 | CIRCLE K #2700158 | 6024 N 23RD AVE | PHOENIX | AZ | 85015 | Maricopa | 1 | Perm Closure | 1981-01-01 | 10000 | Gasoline | COMPARTMENT A | Single Walled | Asphalt coated or Bare Steel | Pressure |  | Fiberglass Reinforced Plastic | Removal | 2014-05-13
0-004260 | MOBIL 3001 | 3001 E WASHINGTON ST | PHOENIX | AZ | 85034 | Maricopa | 6 | Perm Closure | 1987-08-01 | 10000 | Gasoline | COMPARTMENT A | Double Walled | Fiberglass Reinforced Plastic | Pressure | Double Walled | Fiberglass Reinforced Plastic | Removal | 2019-01-17
0-004260 | MOBIL 3001 | 3001 E WASHINGTON ST | PHOENIX | AZ | 85034 | Maricopa | 8 | Perm Closure | 1987-08-01 | 10000 | Gasoline | COMPARTMENT A | Double Walled | Fiberglass Reinforced Plastic | Pressure | Double Walled | Fiberglass Reinforced Plastic | Removal | 2019-01-17
0-004260 | MOBIL 3001 | 3001 E WASHINGTON ST | PHOENIX | AZ | 85034 | Maricopa | 9 | Perm Closure | 1987-08-01 | 10000 | Diesel | COMPARTMENT A | Double Walled | Fiberglass Reinforced Plastic | Pressure | Double Walled | Fiberglass Reinforced Plastic | Removal | 2019-01-17
0-010159 | SUPERPUMPER #21 | 26725 S HIGHWAY 89 | CONGRESS | AZ | 85332 | Yavapai | 2 | Open | 2006-08-05 | 6000 | Gasoline | COMPARTMENT A | Double Walled | Fiberglass Reinforced Plastic | Pressure | Double Walled | Fiberglass Reinforced Plastic
0-010150 | MJ I-10 SHELL | 7710 S WILMOT RD | TUCSON | AZ | 85756 | Pima | 2 | Open | 2006-05-22 | 7000 | Diesel | COMPARTMENT A | Double Walled | Composite (Steel/Fiberglass) | Pressure | Double Walled | Flexible
0-005395 | YUMA VALLEY AGRICULTURE CENTER | 6425 W 8TH ST | YUMA | AZ | 85364 | Yuma | 4 | Perm Closure | 1978-05-05 | 10000 | Diesel | COMPARTMENT A | Double Walled | Asphalt coated or Bare Steel |  |  |  | Removal | 1991-04-10
0-010202 | SPEEDWAY STORE #2938 | 7335 S HOUGHTON RD | TUCSON | AZ | 85747 | Pima | 2 | Open | 2007-12-12 | 12000 | Gasoline (PUL) | COMPARTMENT A | Double Walled | Composite (Steel/Fiberglass) | Pressure | Double Walled | Fiberglass Reinforced Plastic
0-000411 | APS - COTTONWOOD | 1275 S STATE ROUTE 260 | COTTONWOOD | AZ | 86326 | Yavapai | 1 | Perm Closure | 1974-01-01 | 5000 | Diesel | COMPARTMENT A |  | Asphalt coated or Bare Steel |  |  |  | Removal | 1991-04-10
0-005991 | ARCO #5429 | 2816 E MCKELLIPS RD | MESA | AZ | 85213 | Maricopa | 1 | Perm Closure | 1988-01-01 | 12000 | Gasoline | COMPARTMENT A | Double Walled | Fiberglass Reinforced Plastic | Pressure |  | Fiberglass Reinforced Plastic | Removal | 2019-03-21
0-010244 | NAVAJO APN 103-15-320 | 900 CENTRAL ST | WINSLOW | AZ | 86047 | Navajo | 2 | Perm Closure | 2008-09-30 | 550 | Gasoline | COMPARTMENT A |  | Asphalt coated or Bare Steel |  |  |  | Closed in Place | 2008-07-29
0-010291 | QUIKTRIP #487 | 9120 W INDIAN SCHOOL RD | PHOENIX | AZ | 85037 | Maricopa | 2 | Open | 2008-11-01 | 20000 | Gasoline | COMPARTMENT A | Double Walled | Fiberglass Reinforced Plastic | Pressure | Double Walled | Fiberglass Reinforced Plastic
0-010291 | QUIKTRIP #487 | 9120 W INDIAN SCHOOL RD | PHOENIX | AZ | 85037 | Maricopa | 4 | Open | 2014-09-11 | 10000 | Other | COMPARTMENT A | Double Walled | Fiberglass Reinforced Plastic | Pressure | Double Walled | Fiberglass Reinforced Plastic
0-010291 | QUIKTRIP #487 | 9120 W INDIAN SCHOOL RD | PHOENIX | AZ | 85037 | Maricopa | 1 | Open | 2008-11-01 | 20000 | Gasoline | COMPARTMENT A | Double Walled | Fiberglass Reinforced Plastic | Pressure | Double Walled | Fiberglass Reinforced Plastic
0-006508 | SOUTHWEST SLURRY SEAL INC | 2110 W SHANGRI LA RD | PHOENIX | AZ | 85029 | Maricopa | 1 | Perm Closure | 1984-11-01 | 10000 | Diesel | COMPARTMENT A | Unknown | Asphalt coated or Bare Steel | Pressure |  | Bare or Galvanized Steel | Removal | 1994-05-26
0-000642 | COBBLESTONE | 1901 W DUNLAP AVE | PHOENIX | AZ | 85021 | Maricopa | 2 | Perm Closure | 1986-04-17 | 10000 | Gasoline | COMPARTMENT A | Single Walled | Fiberglass Reinforced Plastic | Pressure | Double Walled | Fiberglass Reinforced Plastic | Removal | 2009-06-24
0-010401 | QUIKTRIP #477 | 3806 W GREENWAY RD | PHOENIX | AZ | 85053 | Maricopa | 2 | Open | 2010-12-07 | 20000 | Gasoline | COMPARTMENT A | Double Walled | Fiberglass Reinforced Plastic | Pressure | Double Walled | Fiberglass Reinforced Plastic
0-000130 | AMERON INTERNATIONAL CORPORATION | 2325 S 7TH ST | PHOENIX | AZ | 85034 | Maricopa | 4 | Perm Closure | 1961-01-01 | 5000 | Diesel | COMPARTMENT A | Single Walled | Asphalt coated or Bare Steel |  |  |  | Removal | 1990-10-30
0-000130 | AMERON INTERNATIONAL CORPORATION | 2325 S 7TH ST | PHOENIX | AZ | 85034 | Maricopa | 2 | Perm Closure | 1961-01-01 | 7500 | Gasoline | COMPARTMENT A | Single Walled | Asphalt coated or Bare Steel |  |  |  | Removal | 1990-10-30
0-010411 | QUIKTRIP #1456 | 5565 W CORTARO FARMS RD | TUCSON | AZ | 85742 | Pima | 4 | Open | 2011-02-03 | 12000 | Diesel | COMPARTMENT A | Double Walled | Fiberglass Reinforced Plastic | Pressure | Double Walled | Fiberglass Reinforced Plastic
0-010411 | QUIKTRIP #1456 | 5565 W CORTARO FARMS RD | TUCSON | AZ | 85742 | Pima | 2 | Open | 2011-02-03 | 20000 | Gasoline | COMPARTMENT A | Double Walled | Fiberglass Reinforced Plastic | Pressure | Double Walled | Fiberglass Reinforced Plastic
0-004885 | NORTHERN PIPELINE - PHOENIX DIVISION | 3024 W WELDON AVE | PHOENIX | AZ | 85017 | Maricopa | 2 | Perm Closure | 1977-11-12 | 3000 | Gasoline | COMPARTMENT A | Double Walled | Asphalt coated or Bare Steel |  |  |  | Removal | 1990-02-05
0-005845 | FLAGSTAFF UNIFIED SCHOOL DISTRICT #1 | 606 W COCONINO AVE | FLAGSTAFF | AZ | 86001 | Coconino | 1 | Perm Closure | 1967-10-07 | 7500 | Gasoline | COMPARTMENT A | Unknown | Unknown |  |  |  | Removal | 1994-01-01
0-002144 | BEAVER HOLLOW MINI MART | 1955 E CORNVILLE RD | RIMROCK | AZ | 86335 | Yavapai | 1 | Open | 1991-07-01 | 10000 | Gasoline | COMPARTMENT A | Double Walled | Composite (Steel/Fiberglass) | Pressure |  | Fiberglass Reinforced Plastic
0-003920 | ARIZONA CITY PUBLIC WORKS EQUIPMENT YARD | 7945 W. BATTAGLIA DR | CASA GRANDE | AZ | 85193 | Pinal | 1 | Perm Closure | 1974-01-01 | 10000 | Diesel | COMPARTMENT A | Single Walled | Asphalt coated or Bare Steel |  |  |  | Removal | 1998-08-21
0-005285 | MARINO'S AUTO REPAIR | 10701 GRAND AVE | SUN CITY | AZ | 85351 | Maricopa | 1 | Perm Closure | 1981-06-01 | 10000 | Gasoline | COMPARTMENT A | Single Walled | Fiberglass Reinforced Plastic | Pressure |  | Fiberglass Reinforced Plastic | Removal | 2015-04-02
0-005118 | SHORTSTOP #502 | 1591 N PINAL AVE | CASA GRANDE | AZ | 85122 | Pinal | 4 | Perm Closure | 1984-01-01 | 12000 | Diesel | COMPARTMENT A |  | Asphalt coated or Bare Steel | Pressure |  | Fiberglass Reinforced Plastic | Removal | 2006-04-18
0-009102 | BOGLAND FARMS | 8325 N AMARILLO VALLEY RD | MARICOPA | AZ | 85139 | Pinal | 3 | Perm Closure | 1982-01-01 | 8000 | Diesel | COMPARTMENT A |  | Asphalt coated or Bare Steel | Pressure |  |  | Removal | 1997-05-16
0-009303 | LOVE'S TRAVEL STOP #286 | 760 S QUARTZSITE BLVD | QUARTZSITE | AZ | 85346 | La Paz | 6 | Open | 1997-10-30 | 8000 | Gasoline | COMPARTMENT A | Double Walled | Composite (Steel/Fiberglass) | Pressure | Double Walled | Fiberglass Reinforced Plastic
0-009303 | LOVE'S TRAVEL STOP #286 | 760 S QUARTZSITE BLVD | QUARTZSITE | AZ | 85346 | La Paz | 2 | Open | 1997-10-30 | 20000 | Diesel | COMPARTMENT A | Double Walled | Composite (Steel/Fiberglass) | Pressure | Double Walled | Fiberglass Reinforced Plastic
0-007542 | COCHISE FUEL & OIL | 108 S HUACHUCA BLVD | HUACHUCA CITY | AZ | 85616 | Cochise | 2 | Perm Closure | 2012-12-18 | 10000 | Unidentified | COMPARTMENT A |  | Asphalt coated or Bare Steel |  |  |  | Removal | 2012-11-01
0-002297 | GILBERT PUMP OF TUCSON | 2840 W RUTHRAUFF RD | TUCSON | AZ | 85705 | Pima | 4 | Perm Closure | 2005-06-17 | 500 | Used Oil/Waste Oil | COMPARTMENT A | Unknown | Unknown | Gravity Feed |  |  | Removal | 1991-09-26
0-002297 | GILBERT PUMP OF TUCSON | 2840 W RUTHRAUFF RD | TUCSON | AZ | 85705 | Pima | 1 | Perm Closure | 1975-01-01 | 4000 | Gasoline | COMPARTMENT A |  | Asphalt coated or Bare Steel | Suction - Check Valve at the Tank Top |  |  | Removal | 1993-03-19
0-006624 | CIRCLE K #2705318 | 7510 E 22ND ST | TUCSON | AZ | 85710 | Pima | 3 | Open | 1989-02-02 | 12000 | Gasoline | COMPARTMENT A | Double Walled | Fiberglass Reinforced Plastic | Pressure |  | Fiberglass Reinforced Plastic
0-001784 | DIAMOND ASPHALT & SEALING CO | 537 W MAHONEY AVE | MESA | AZ | 85210 | Maricopa | 1 | Perm Closure | 1978-01-01 | 10000 | Diesel | COMPARTMENT A | Single Walled | Asphalt coated or Bare Steel |  |  |  | Removal | 1987-01-01
0-009088 | CIRCLE K #2741607 | 25106 S ARIZONA AVE | CHANDLER | AZ | 85248 | Maricopa | 2 | Perm Closure | 1997-03-06 | 12000 | Gasoline (PUL) | COMPARTMENT A | Double Walled | Composite (Steel/Fiberglass) | Pressure | Double Walled | Fiberglass Reinforced Plastic | Removal | 2018-02-28
0-009088 | CIRCLE K #2741607 | 25106 S ARIZONA AVE | CHANDLER | AZ | 85248 | Maricopa | 3 | Perm Closure | 1997-03-06 | 15000 | Gasoline (UL) | COMPARTMENT A | Double Walled | Composite (Steel/Fiberglass) | Pressure | Double Walled | Fiberglass Reinforced Plastic | Removal | 2018-02-28
0-009088 | CIRCLE K #2741607 | 25106 S ARIZONA AVE | CHANDLER | AZ | 85248 | Maricopa | 1 | Perm Closure | 1997-03-06 | 6000 | Diesel | COMPARTMENT A | Double Walled | Composite (Steel/Fiberglass) | Pressure | Double Walled | Fiberglass Reinforced Plastic | Removal | 2018-02-28
0-005603 | D V WELKER | 317 W BUSINESS LOOP | BOWIE | AZ | 85605 | Cochise | 2 | Perm Closure | 1966-05-01 | 7500 | Gasoline | COMPARTMENT A | Double Walled | Asphalt coated or Bare Steel |  |  |  | Removal | 1991-10-28
0-001683 | CRANE & HAYES TRUCKING | 440 S 67TH AVE | PHOENIX | AZ | 85043 | Maricopa | 3 | Perm Closure | 1971-01-01 | 4000 | Gasoline | COMPARTMENT A |  | Asphalt coated or Bare Steel |  |  |  | Removal | 1987-02-01
0-001683 | CRANE & HAYES TRUCKING | 440 S 67TH AVE | PHOENIX | AZ | 85043 | Maricopa | 1 | Perm Closure | 1965-01-01 | 4000 | Gasoline | COMPARTMENT A |  | Asphalt coated or Bare Steel |  |  |  | Removal | 1987-02-01
0-009737 | CIRCLE K #2706362 | 4950 E CHANDLER BLVD | PHOENIX | AZ | 85048 | Maricopa | 2 | Open | 2000-12-01 | 10000 | Diesel | COMPARTMENT A | Double Walled | Fiberglass Reinforced Plastic | Pressure | Double Walled | Flexible
0-006619 | CITY OF TUCSON | 2544 E SPEEDWAY BLVD | TUCSON | AZ | 85716 | Pima | 2 | Perm Closure | 2005-06-17 | 2000 | Gasoline | COMPARTMENT A | Double Walled | Asphalt coated or Bare Steel |  |  |  | Removal | 1989-04-27
0-006300 | QUIKTRIP #1454 | 2802 N 1ST AVE | TUCSON | AZ | 85719 | Pima | 4 | Open | 2011-11-18 | 12000 | Gasoline | COMPARTMENT A | Double Walled | Fiberglass Reinforced Plastic | Pressure | Double Walled | Fiberglass Reinforced Plastic
0-006470 | CIRCLE K #2708774 | 1802 E UNIVERSITY DR | TEMPE | AZ | 85281 | Maricopa | 3 | Open | 1987-01-01 | 10000 | Gasoline | COMPARTMENT A | Double Walled | Fiberglass Reinforced Plastic | Pressure | Single Walled | Fiberglass Reinforced Plastic
0-000342 | CIRCLE K #2705027 | 7140 E SHEA BLVD | SCOTTSDALE | AZ | 85254 | Maricopa | 5 | Perm Closure | 1961-01-01 | 5000 | Gasoline | COMPARTMENT A |  | Asphalt coated or Bare Steel |  |  |  | Removal | 1988-09-01
0-000342 | CIRCLE K #2705027 | 7140 E SHEA BLVD | SCOTTSDALE | AZ | 85254 | Maricopa | 6 | Perm Closure | 1961-04-17 | 5000 | Gasoline | COMPARTMENT A |  | Asphalt coated or Bare Steel |  |  |  | Removal | 1988-09-01
0-002527 | CIRCLE K #2708689 | 2708 W BUCKEYE RD | PHOENIX | AZ | 85009 | Maricopa | 2 | Open | 1988-05-07 | 10000 | Gasoline | COMPARTMENT A | Double Walled | Fiberglass Reinforced Plastic | Pressure |  | Fiberglass Reinforced Plastic
0-004158 | JB FARMERS CONVENIENCE STORE | 49301 W PAPAGO RD | MARICOPA | AZ | 85139 | Pinal | 3 | Open | 2019-05-16 | 10000 | Diesel | COMPARTMENT A | Double Walled | Fiberglass Reinforced Plastic | Pressure | Double Walled | Fiberglass Reinforced Plastic
0-001817 | DUNLAP OIL #2 | 380 N HASKELL AVE | WILLCOX | AZ | 85643 | Cochise | 1 | Perm Closure | 1960-01-01 | 10000 | Gasoline | COMPARTMENT A |  | Asphalt coated or Bare Steel |  |  |  | Removal | 1987-11-01
0-002751 | EARLE M JORGENSEN COMPANY | 5445 W MADISON ST | PHOENIX | AZ | 85043 | Maricopa | 2 | Perm Closure | 1971-02-07 | 2000 | Unidentified | COMPARTMENT A | Single Walled | Asphalt coated or Bare Steel |  |  |  | Removal | 1988-03-15
0-009113 | OLD GAS STATION/MALONE PROPERTY | 18730 S MAIN ST | GADSDEN | AZ | 85336 | Yuma | 2 | Perm Closure | 1962-01-01 | 1000 | Gasoline | COMPARTMENT A | Double Walled | Asphalt coated or Bare Steel | Suction - Check Valve at the Tank Top |  | Bare or Galvanized Steel | Removal | 1997-11-19
0-003283 | MOHAVE ELECTRIC COOPERATIVE INC | 1610 INDUSTRIAL WAY | BULLHEAD CITY | AZ | 86442 | Mohave | 2 | Perm Closure | 1972-09-25 | 1000 | Diesel | COMPARTMENT A | Unknown | Asphalt coated or Bare Steel |  |  |  | Removal | 1990-12-01
0-003306 | MORENCI SCHOOL DISTRICT - BUS YARD |  | MORENCI |  |  | Greenlee | 1 | Perm Closure | 1980-01-01 | 2000 | Diesel | COMPARTMENT A |  | Asphalt coated or Bare Steel | Suction - Check Valve at the Tank Top |  | Bare or Galvanized Steel | Removal | 1997-05-20
0-005254 | SANTA FE EXXON | 3200 E ROUTE 66 | FLAGSTAFF | AZ | 86004 | Coconino | 4 | Perm Closure | 1977-04-30 | 10000 | Gasoline | COMPARTMENT A | Unknown | Asphalt coated or Bare Steel | Pressure |  | Fiberglass Reinforced Plastic | Removal | 1994-06-03
0-000646 | BARNEY FARMS | 22448 E QUEEN CREEK RD | QUEEN CREEK | AZ | 85142 | Maricopa | 4 | Perm Closure | 1976-01-01 | 500 | Gasoline | COMPARTMENT A |  | Asphalt coated or Bare Steel |  |  |  | Removal | 1988-12-28
0-000646 | BARNEY FARMS | 22448 E QUEEN CREEK RD | QUEEN CREEK | AZ | 85142 | Maricopa | 2 | Perm Closure | 1976-01-01 | 3500 | Gasoline | COMPARTMENT A |  | Asphalt coated or Bare Steel |  |  |  | Removal | 1988-12-28
0-005876 | CIMARRON MATERIALS INC | 901 S 12TH ST | PHOENIX | AZ | 85034 | Maricopa | 1 | Perm Closure | 1987-08-01 | 10000 | Diesel | COMPARTMENT A | Double Walled | Fiberglass Reinforced Plastic | Suction - Check Valve at the Tank Top |  | Fiberglass Reinforced Plastic | Removal | 1997-05-20
0-009104 | 4 SONS FOOD STORES #506 | 15059 W R H JOHNSON BLVD | SUN CITY WEST | AZ | 85375 | Maricopa | 2 | Open | 1997-04-22 | 8000 | Gasoline | COMPARTMENT A | Double Walled | Fiberglass Reinforced Plastic | Pressure | Double Walled | Fiberglass Reinforced Plastic
0-009658 | BORDER EXPRESS | 305 N PAN AMERICAN AVE | DOUGLAS | AZ | 85607 | Cochise | 1 | Perm Closure | 2000-05-04 | 12000 | Gasoline | COMPARTMENT A | Single Walled | Fiberglass Reinforced Plastic |  |  |  | Removal | 2012-08-30
0-003861 | CITY OF PHOENIX - MUNICIPAL PARKING LOT | 301 W WASHINGTON ST | PHOENIX | AZ | 85003 | Maricopa | 2 | Perm Closure | 1975-01-01 | 10000 | Gasoline | COMPARTMENT A | Single Walled | Asphalt coated or Bare Steel |  |  |  | Removal | 1992-02-21
0-003861 | CITY OF PHOENIX - MUNICIPAL PARKING LOT | 301 W WASHINGTON ST | PHOENIX | AZ | 85003 | Maricopa | 4 | Perm Closure | 2005-06-17 | 200 | Gasoline | COMPARTMENT A | Single Walled | Asphalt coated or Bare Steel |  |  |  | Removal | 1992-05-22
0-003861 | CITY OF PHOENIX - MUNICIPAL PARKING LOT | 301 W WASHINGTON ST | PHOENIX | AZ | 85003 | Maricopa | 9 | Perm Closure | 1968-01-01 | 550 | Unidentified | COMPARTMENT A | Single Walled | Asphalt coated or Bare Steel |  |  |  | Removal | 1991-10-09
0-006525 | ARCO AM/PM | 8271 W THUNDERBIRD RD | PEORIA | AZ | 85381 | Maricopa | 2 | Open | 1989-07-24 | 10000 | Gasoline | COMPARTMENT A | Single Walled | Fiberglass Reinforced Plastic | Pressure | Single Walled | Fiberglass Reinforced Plastic
0-005766 | SFPP, LP PHOENIX TERMINAL RACK 9 & 10 | 10 S 51ST AVE | PHOENIX | AZ | 85043 | Maricopa | 3 | Perm Closure | 1980-01-01 | 500 | Unidentified | COMPARTMENT A |  | Asphalt coated or Bare Steel |  |  |  | Closed in Place | 1990-03-27
0-005678 | WILSON HIGH SCHOOL | 3005 E FILLMORE ST | PHOENIX | AZ | 85008 | Maricopa | 2 | Perm Closure | 1985-02-26 | 2000 | Gasoline | COMPARTMENT A | Double Walled | Fiberglass Reinforced Plastic |  |  |  | Removal | 1990-12-14
0-005098 | EXXON - PLAZA EXXON TIGERMART | 1131 E FLORENCE BLVD | CASA GRANDE | AZ | 85122 | Pinal | 4 | Perm Closure | 1966-01-01 | 4000 | Diesel | COMPARTMENT A | Single Walled | Asphalt coated or Bare Steel |  |  |  | Removal | 1990-09-11
0-005098 | EXXON - PLAZA EXXON TIGERMART | 1131 E FLORENCE BLVD | CASA GRANDE | AZ | 85122 | Pinal | 3 | Perm Closure | 1969-01-01 | 10000 | Gasoline | COMPARTMENT A | Single Walled | Asphalt coated or Bare Steel |  |  |  | Removal | 1990-09-11
0-002850 | TEXACO CERTIFIED TIRE | 1927 OLD HIGHWAY 66 | WINSLOW | AZ | 86047 | Navajo | 3 | Perm Closure | 1967-04-19 | 10000 | Gasoline | COMPARTMENT A | Double Walled | Asphalt coated or Bare Steel | Pressure |  |  | Removal | 1994-09-28
0-008449 | THE LUBE SHOP | 5026 E MAIN ST | MESA | AZ | 85205 | Maricopa | 2 | Perm Closure | 1986-01-01 | 2000 | Unidentified | COMPARTMENT A | Double Walled | Asphalt coated or Bare Steel | Suction - Check Valve at the Tank Top |  |  | Removal | 1995-09-12
0-006052 | GILLS GAS & CARWASH | 4129 N 43RD AVE | PHOENIX | AZ | 85031 | Maricopa | 2 | Perm Closure | 1975-01-01 | 10000 | Gasoline | COMPARTMENT A |  | Asphalt coated or Bare Steel | Pressure | Double Walled | Fiberglass Reinforced Plastic | Removal | 2011-08-11
0-007302 | SUMMIT HOSPITAL OF SOUTHEAST ARIZONA | 7220 E ROSEWOOD ST | TUCSON | AZ | 85710 | Pima | 1 | Perm Closure | 1987-10-10 | 1000 | Diesel | COMPARTMENT A | Unknown | Asphalt coated or Bare Steel | Suction - Check Valve at the Tank Top |  |  | Removal | 1998-12-10
0-004776 | CLIFF FINDLAY AUTO CENTER | 3730 N STOCKTON HILL RD | KINGMAN | AZ | 86409 | Mohave | 1 | Perm Closure | 1979-01-01 | 10000 | Gasoline | COMPARTMENT A |  | Asphalt coated or Bare Steel | Suction - Check Valve at the Tank Top |  |  | Removal | 1990-11-26
0-006067 | SMITH PLUMBING COMPANY INC | 208 S COUNTRY CLUB DR | MESA | AZ | 85210 | Maricopa | 1 | Perm Closure | 1976-04-07 | 4000 | Gasoline | COMPARTMENT A | Double Walled | Asphalt coated or Bare Steel |  |  |  | Removal | 1989-07-25
0-008351 | SOUTHWEST GAS CORPORATION |  | MORENCI |  |  | Greenlee | 1 | Perm Closure | 1974-05-01 | 1000 | Gasoline | COMPARTMENT A | Unknown | Asphalt coated or Bare Steel | Suction - Check Valve at the Tank Top |  | Bare or Galvanized Steel | Removal | 1993-11-15
0-000747 | SPECIALTY BUILDING MATERIALS INC | 741 ENTERPRISE DR | LAKE HAVASU CITY | AZ | 86403 | Mohave | 1 | Perm Closure | 1975-01-01 | 3000 | Gasoline | COMPARTMENT A |  | Asphalt coated or Bare Steel |  |  |  | Removal | 1991-03-01
0-007174 | SHEPHERD EXPRESS #108 | 620 S MONTEZUMA ST | PRESCOTT | AZ | 86303 | Yavapai | 3 | Perm Closure | 2005-06-17 | 10000 | Gasoline | COMPARTMENT A | Single Walled | Asphalt coated or Bare Steel | Pressure |  |  | Removal | 1990-12-15
0-004647 | 7-ELEVEN #20642 | 3449 W NORTHERN AVE | PHOENIX | AZ | 85051 | Maricopa | 2 | Perm Closure | 1978-02-04 | 9940 | Gasoline | COMPARTMENT A | Unknown | Asphalt coated or Bare Steel |  |  |  | Removal | 1992-12-19
0-002978 | LONDON BRIDGE LIQUORS INC | 781 LAKE HAVASU AVE N | LAKE HAVASU CITY | AZ | 86403 | Mohave | 3 | Perm Closure | 1981-01-01 | 6000 | Gasoline | COMPARTMENT A | Double Walled | Composite (Steel/Fiberglass) | Pressure |  | Fiberglass Reinforced Plastic | Removal | 2015-09-16
0-001274 | CIRCLE K #623 | 875 W ROGER RD | TUCSON | AZ | 85705 | Pima | 1 | Perm Closure | 1971-01-01 | 10000 | Gasoline | COMPARTMENT A |  | Asphalt coated or Bare Steel |  |  |  | Removal | 1993-11-18
0-006247 | EAST LAWN CEMETERY | 5801 E GRANT RD | TUCSON | AZ | 85712 | Pima | 2 | Perm Closure | 1963-06-28 | 500 | Diesel | COMPARTMENT A | Unknown | Asphalt coated or Bare Steel |  |  |  | Removal | 1988-07-14
0-006214 | PAYLESS USED CARS & TRUCKS | 909 E 22ND ST | TUCSON | AZ | 85713 | Pima | 4 | Perm Closure | 1978-01-01 | 12000 | Gasoline | COMPARTMENT A |  | Asphalt coated or Bare Steel |  |  |  | Removal | 1994-08-25
0-002691 | BROADWAY VOLVO | 948 E BROADWAY BLVD | TUCSON | AZ | 85719 | Pima | 2 | Perm Closure | 1973-05-10 |  | Gasoline | COMPARTMENT A | Double Walled | Asphalt coated or Bare Steel |  |  |  | Removal | 1988-09-27
0-004165 | ROADRUNNER TRUCK STOP | 1902 N BLACK CANYON HWY | PHOENIX | AZ | 85009 | Maricopa | 16 | Perm Closure | 2009-12-11 | 500 | Used Oil/Waste Oil | COMPARTMENT A |  | Asphalt coated or Bare Steel |  |  |  | Removal | 1992-03-17
0-005788 | MOBIL 18-NRL | 2830 N 3RD ST | PHOENIX | AZ | 85004 | Maricopa | 6 | Perm Closure | 1972-01-01 | 6000 | Gasoline | COMPARTMENT A |  | Asphalt coated or Bare Steel | Pressure |  |  | Removal | 1987-12-02
0-004103 | PIMA MARKET | 222 W CENTER ST | PIMA | AZ | 85543 | Graham | 2 | Perm Closure | 1976-04-22 | 6000 | Gasoline | COMPARTMENT A | Unknown | Asphalt coated or Bare Steel | Pressure |  |  | Removal | 1995-06-15
0-002421 | FILL SMART | 6930 E THOMAS RD | SCOTTSDALE | AZ | 85251 | Maricopa | 4 | Perm Closure | 2005-06-17 | 4000 | Gasoline | COMPARTMENT A |  | Asphalt coated or Bare Steel | Pressure |  |  | Removal | 1989-12-14
0-000176 | ARIZONA BUS LINES INC | 814 W JEFFERSON ST | PHOENIX | AZ | 85007 | Maricopa | 3 | Perm Closure | 1979-01-01 | 1000 | Diesel | COMPARTMENT A | Single Walled | Asphalt coated or Bare Steel |  |  |  | Removal | 1990-08-08
0-000176 | ARIZONA BUS LINES INC | 814 W JEFFERSON ST | PHOENIX | AZ | 85007 | Maricopa | 4 | Perm Closure | 1979-01-01 | 1000 | Diesel | COMPARTMENT A | Single Walled | Asphalt coated or Bare Steel |  |  |  | Removal | 1990-08-08
0-001519 | CIRCLE K #3744 | 630 E MISSOURI AVE | PHOENIX | AZ | 85012 | Maricopa | 1 | Perm Closure | 1974-01-01 | 8000 | Gasoline | COMPARTMENT A | Single Walled | Asphalt coated or Bare Steel |  |  |  | Removal | 1995-05-02
0-005825 | HUTTIG BUILDING PRODUCTS | 3601 N 34TH AVE | PHOENIX | AZ | 85017 | Maricopa | 2 | Perm Closure | 1959-04-07 | 150 | Gasoline | COMPARTMENT A | Double Walled | Asphalt coated or Bare Steel |  |  |  | Removal | 1989-03-08
0-000509 | ARCO #5283 | 3342 N 7TH AVE | PHOENIX | AZ | 85013 | Maricopa | 1 | Perm Closure | 2005-06-17 | 12000 | Gasoline | COMPARTMENT A |  | Asphalt coated or Bare Steel | Pressure |  |  | Removal | 1999-01-08
0-006557 | PIMA COUNTY FLEET SERVICES | 1291 S MISSION RD | TUCSON | AZ | 85713 | Pima | 9 | Perm Closure | 2005-06-17 | 15000 | Gasoline | COMPARTMENT A | Single Walled | Asphalt coated or Bare Steel |  |  |  | Removal | 1989-04-01
0-006557 | PIMA COUNTY FLEET SERVICES | 1291 S MISSION RD | TUCSON | AZ | 85713 | Pima | 1 | Perm Closure | 1976-01-01 | 550 | Unidentified | COMPARTMENT A | Single Walled | Asphalt coated or Bare Steel | Pressure |  |  | Removal | 1991-10-30
0-003613 | TWIN BUTTES TECHNICAL CENTER | 18550 S LA CANADA RD | GREEN VALLEY | AZ | 85614 | Pima | 2 | Perm Closure | 1968-01-01 | 8000 | Gasoline | COMPARTMENT A |  | Asphalt coated or Bare Steel |  |  |  | Removal | 1992-01-08
0-001382 | CIRCLE K #1214 | 611 E BEARDSLEY RD | PHOENIX | AZ | 85027 | Maricopa | 2 | Perm Closure | 1984-01-01 | 10000 | Gasoline | COMPARTMENT A | Double Walled | Fiberglass Reinforced Plastic | Pressure |  | Fiberglass Reinforced Plastic | Removal | 1995-09-26
0-001998 | CARMEL AUTOMOTIVE | 1901 W THUNDERBIRD RD | PHOENIX | AZ | 85023 | Maricopa | 6 | Perm Closure | 1989-01-01 | 10000 | Gasoline | COMPARTMENT A | Double Walled | Fiberglass Reinforced Plastic | Pressure | Double Walled | Fiberglass Reinforced Plastic | Removal | 2014-10-08
0-004426 | SUPER FUELS | 866 NAVAJO BLVD | HOLBROOK | AZ | 86025 | Navajo | 6 | Open | 1998-06-25 | 15000 | Gasoline | COMPARTMENT A | Double Walled | Composite (Steel/Fiberglass) | Pressure | Double Walled | Flexible
0-006656 | SUPERIOR COMPANY | 2402 S 19TH AVE | PHOENIX | AZ | 85009 | Maricopa | 1 | Perm Closure | 1989-02-08 | 6000 | Gasoline | COMPARTMENT A | Double Walled | Fiberglass Reinforced Plastic | Pressure |  | Fiberglass Reinforced Plastic | Removal | 1995-04-14
0-001046 | JACKSON ENERGY #6790 | 4126 N 411TH AVE | TONOPAH | AZ | 85354 | Maricopa | 2 | Perm Closure | 1974-01-01 | 10000 | Gasoline | COMPARTMENT A | Single Walled | Asphalt coated or Bare Steel | Pressure |  | Fiberglass Reinforced Plastic | Removal | 1993-11-16
0-004027 | SMA EQUIPMENT | 2323 W UNIVERSITY DR | TEMPE | AZ | 85281 | Maricopa | 6 | Perm Closure | 1980-01-01 | 1000 | Used Oil/Waste Oil | COMPARTMENT A | Unknown | Asphalt coated or Bare Steel | Gravity Feed |  |  | Removal | 1991-04-01
0-006270 | SEARS #1338/6621 | 5950 E BROADWAY BLVD | TUCSON | AZ | 85711 | Pima | 4 | Perm Closure | 1964-01-01 | 1000 | Used Oil/Waste Oil | COMPARTMENT A | Unknown | Asphalt coated or Bare Steel | Suction - Check Valve at the Tank Top |  |  | Removal | 1993-12-06
0-006270 | SEARS #1338/6621 | 5950 E BROADWAY BLVD | TUCSON | AZ | 85711 | Pima | 7 | Perm Closure | 1964-01-01 | 1000 | Used Oil/Waste Oil | COMPARTMENT A | Unknown | Asphalt coated or Bare Steel | Suction - Check Valve at the Tank Top |  |  | Removal | 1993-12-06
0-002243 | USDOJ INS - BORDER PATROL HEADQUARTERS | 1970 W AJO WAY | TUCSON | AZ | 85713 | Pima | 2 | Perm Closure | 1965-01-01 | 1000 | Gasoline | COMPARTMENT A | Single Walled | Asphalt coated or Bare Steel |  |  |  | Removal | 1994-12-09
0-002243 | USDOJ INS - BORDER PATROL HEADQUARTERS | 1970 W AJO WAY | TUCSON | AZ | 85713 | Pima | 3 | Perm Closure | 1965-01-01 | 1000 | Diesel | COMPARTMENT A | Single Walled | Asphalt coated or Bare Steel |  |  |  | Removal | 1994-12-09
0-008450 | REBELS EQUIPMENT RENTAL | 1405 S JOSHUA AVE | PARKER | AZ | 85344 | La Paz | 2 | Perm Closure | 1983-01-01 | 500 | Gasoline | COMPARTMENT A | Single Walled | Fiberglass Reinforced Plastic | Suction - Check Valve at the Tank Top |  |  | Removal | 1994-11-01
0-003262 | MOBIL 18-MB4 | 6750 E THOMAS RD | SCOTTSDALE | AZ | 85251 | Maricopa | 2 | Perm Closure | 1969-01-01 | 8000 | Gasoline | COMPARTMENT A |  | Asphalt coated or Bare Steel | Pressure |  |  | Removal | 1988-09-02
0-009813 | CLARK'S CLEANERS | 402 W SECOND ST | WINSLOW | AZ | 86047 | Navajo | 1 | Perm Closure | 2005-06-17 | 250 | Used Oil/Waste Oil | COMPARTMENT A | Double Walled | Asphalt coated or Bare Steel | Gravity Feed |  |  | Removal | 2001-12-19
0-010427 | CEMEX | 1901 N ALMA SCHOOL RD | MESA | AZ | 85201 | Maricopa | 1 | Perm Closure | 2012-03-01 | 1000 | Used Oil/Waste Oil | COMPARTMENT A |  | Asphalt coated or Bare Steel |  |  |  | Removal | 2011-11-16
0-004424 | PUEBLO GOLF AND COUNTRY CLUB | 11201 N EL MIRAGE RD | EL MIRAGE | AZ | 85335 | Maricopa | 1 | Perm Closure | 1985-03-31 | 1000 | Gasoline | COMPARTMENT A | Double Walled | Asphalt coated or Bare Steel | Pressure |  | Bare or Galvanized Steel | Removal | 1999-04-01
0-009798 | CIRCLE K STORE #2709185 | 9101 W MCDOWELL RD | TOLLESON | AZ | 85353 | Maricopa | 2 | Perm Closure | 2001-10-05 | 15000 | Gasoline | COMPARTMENT A | Double Walled | Fiberglass Reinforced Plastic | Pressure | Double Walled | Flexible | Removal | 2010-04-14
0-009798 | CIRCLE K STORE #2709185 | 9101 W MCDOWELL RD | TOLLESON | AZ | 85353 | Maricopa | 3 | Perm Closure | 2001-10-05 | 20000 | Gasoline | COMPARTMENT A | Double Walled | Fiberglass Reinforced Plastic | Pressure | Double Walled | Flexible | Removal | 2010-04-14
0-008807 | TEXACO MAX MINI MART LTD | 1571 PALO VERDE BLVD S | LAKE HAVASU CITY | AZ | 86403 | Mohave | 5 | Open | 2020-02-25 | 8000 | Gasoline (UL) | COMPARTMENT A | Double Walled | Fiberglass Reinforced Plastic
0-008807 | TEXACO MAX MINI MART LTD | 1571 PALO VERDE BLVD S | LAKE HAVASU CITY | AZ | 86403 | Mohave | 5 | Open | 2020-02-25 | 4000 | Diesel | COMPARTMENT B | Double Walled | Fiberglass Reinforced Plastic
0-001611 | COHACE BUILDING SPECIALTIES | 5341 W LUKE AVE | GLENDALE | AZ | 85301 | Maricopa | 1 | Perm Closure | 1981-01-01 | 10000 | Gasoline | COMPARTMENT A |  | Asphalt coated or Bare Steel |  |  |  | Removal | 1995-09-07
0-002113 | COOLEY WHOLESALE LUMBER CO | 1930 W BROADWAY RD | PHOENIX | AZ | 85041 | Maricopa | 2 | Perm Closure | 2005-06-17 | 12000 | Diesel | COMPARTMENT A | Single Walled | Asphalt coated or Bare Steel |  |  |  | Removal | 1993-03-11
0-004391 | CITY OF SCOTTSDALE - MCKELLIPS | 7601 E MCKELLIPS RD | SCOTTSDALE | AZ | 85257 | Maricopa | 6 | Perm Closure | 2009-07-08 | 250 | Used Oil/Waste Oil | COMPARTMENT A | Single Walled | Asphalt coated or Bare Steel | Gravity Feed |  |  | Removal | 1990-05-31
0-000725 | CIRCLE K #2705288 | 8749 S RURAL RD | TEMPE | AZ | 85284 | Maricopa | 2 | Perm Closure | 1988-01-01 | 15000 | Gasoline | COMPARTMENT A | Double Walled | Fiberglass Reinforced Plastic | Pressure |  | Fiberglass Reinforced Plastic | Removal | 2004-10-20
0-000725 | CIRCLE K #2705288 | 8749 S RURAL RD | TEMPE | AZ | 85284 | Maricopa | 7 | Perm Closure | 2004-11-12 | 20000 | Gasoline | COMPARTMENT A | Double Walled | Fiberglass Reinforced Plastic | Pressure | Double Walled | Fiberglass Reinforced Plastic | Removal | 2013-06-24
0-000725 | CIRCLE K #2705288 | 8749 S RURAL RD | TEMPE | AZ | 85284 | Maricopa | 4 | Perm Closure | 1988-01-01 | 10000 | Diesel | COMPARTMENT A | Double Walled | Fiberglass Reinforced Plastic | Pressure |  | Fiberglass Reinforced Plastic | Removal | 2004-10-20
0-009239 | FIRST DATA CORP | 240 N ROOSEVELT AVE | CHANDLER | AZ | 85226 | Maricopa | 1 | Open | 1997-05-08 | 25000 | Diesel | COMPARTMENT A | Double Walled | Fiberglass Reinforced Plastic | Suction - Check Valve at the Tank Top | Double Walled | Fiberglass Reinforced Plastic
0-006267 | FLINT BRITISH MOTORS INC | 5632 N 7TH ST | PHOENIX | AZ | 85014 | Maricopa | 1 | Perm Closure | 1968-07-29 | 500 | Used Oil/Waste Oil | COMPARTMENT A | Unknown | Asphalt coated or Bare Steel |  |  |  | Removal | 1990-02-01
0-007276 | PHOENIX JOB CORPS CENTER | 211 E BUCHANAN ST | PHOENIX | AZ | 85004 | Maricopa | 2 | Perm Closure | 2005-06-17 | 1000 | Gasoline | COMPARTMENT A | Unknown | Asphalt coated or Bare Steel | Gravity Feed |  | Bare or Galvanized Steel | Removal | 1991-05-07
0-003418 | PHOENIX SOUTH CO #163166 | 115 W SOUTHERN AVE | PHOENIX | AZ | 85041 | Maricopa | 1 | Perm Closure | 1980-01-07 | 1000 | Diesel | COMPARTMENT A | Double Walled | Asphalt coated or Bare Steel | Suction - Check Valve at the Tank Top |  |  | Removal | 1991-09-01
0-004021 | OROWEAT FOODS CO | 1210 W PRINCE RD | TUCSON | AZ | 85705 | Pima | 2 | Perm Closure | 2005-06-17 | 8000 | Unidentified | COMPARTMENT A | Unknown | Unknown |  |  |  | Removal | 1989-08-14
0-004831 | SPEEDWAY STORE #2968 | 101 W 2ND ST | WINKELMAN | AZ | 85192 | Pinal | 4 | Open | 1999-03-26 | 6000 | Gasoline | COMPARTMENT A | Double Walled | Composite (Steel/Fiberglass)
0-006158 | RITCHIE BROS AUCTIONEERS INTERNATIONAL | 1835 S 59TH AVE | PHOENIX | AZ | 85043 | Maricopa | 4 | Perm Closure | 1979-04-27 | 10000 | Unidentified | COMPARTMENT A | Unknown | Unknown |  |  |  | Removal | 1990-07-11
0-002074 | QUIK COUNTRY STORE | 4100 E WESTERN DR | COTTONWOOD | AZ | 86326 | Yavapai | 2 | Perm Closure | 1985-04-27 | 8000 | Gasoline | COMPARTMENT A | Single Walled | Asphalt coated or Bare Steel | Pressure | Single Walled | Bare or Galvanized Steel | Removal | 1998-02-03
0-004135 | CIRCLE K #2701646 | 7510 W PEORIA AVE | PEORIA | AZ | 85345 | Maricopa | 3 | Open | 1987-06-29 | 10000 | Gasoline | COMPARTMENT A | Single Walled | Fiberglass Reinforced Plastic | Pressure |  | Fiberglass Reinforced Plastic
0-006104 | AMERICAN EQUIPMENT RENTALS INC | 6239 N 7TH ST | PHOENIX | AZ | 85014 | Maricopa | 1 | Perm Closure | 1975-01-01 | 2000 | Gasoline | COMPARTMENT A | Single Walled | Asphalt coated or Bare Steel |  |  |  | Removal | 1988-09-01
0-006202 | ARCO #5736 | 7602 S CENTRAL AVE | PHOENIX | AZ | 85042 | Maricopa | 1 | Perm Closure | 1988-05-25 | 12000 | Gasoline | COMPARTMENT A | Double Walled | Fiberglass Reinforced Plastic | Pressure | Double Walled | Fiberglass Reinforced Plastic | Removal | 2003-08-29
0-001104 | CHEVRON #9-8492 | 2441 W THOMAS RD | PHOENIX | AZ | 85015 | Maricopa | 1 | Perm Closure | 1981-01-01 | 10000 | Gasoline | COMPARTMENT A | Double Walled | Fiberglass Reinforced Plastic |  |  |  | Removal | 1986-11-30
0-001104 | CHEVRON #9-8492 | 2441 W THOMAS RD | PHOENIX | AZ | 85015 | Maricopa | 3 | Perm Closure | 1981-01-01 | 10000 | Gasoline | COMPARTMENT A | Double Walled | Fiberglass Reinforced Plastic |  |  |  | Removal | 1986-11-30
0-004641 | 7-ELEVEN #20146 | 2880 W DREXEL RD | TUCSON | AZ | 85746 | Pima | 2 | Perm Closure | 1977-03-25 | 10000 | Gasoline | COMPARTMENT A | Unknown | Asphalt coated or Bare Steel | Pressure |  | Fiberglass Reinforced Plastic | Removal | 2001-05-17
0-000305 | CATER FRESH PHOENIX | 2121 W MCDOWELL RD | PHOENIX | AZ | 85009 | Maricopa | 1 | Perm Closure | 1960-01-01 | 500 | Used Oil/Waste Oil | COMPARTMENT A | Single Walled | Asphalt coated or Bare Steel |  |  |  | Removal | 2002-04-17
0-009661 | CHEVRON | 7473 W BELL RD | PEORIA | AZ | 85382 | Maricopa | 1 | Perm Closure | 1999-04-16 | 15000 | Gasoline | COMPARTMENT A | Double Walled | Fiberglass Reinforced Plastic | Pressure | Double Walled | Fiberglass Reinforced Plastic | Removal | 2016-09-23
0-009975 | BORIS YAKUBOV PROPERTY | 702 E VIRGINIA AVE | PHOENIX | AZ | 85006 | Maricopa | 1 | Perm Closure | 2005-06-17 | 130 | Gasoline | COMPARTMENT A | Double Walled | Asphalt coated or Bare Steel |  |  |  | Removal | 2003-10-21
0-003340 | TUCSON RINCON CO #123440 | 8545 E BROADWAY BLVD | TUCSON | AZ | 85710 | Pima | 4 | Perm Closure | 1990-12-01 | 6000 | Gasoline | COMPARTMENT A | Double Walled | Composite (Steel/Fiberglass) | Pressure | Double Walled |  | Removal | 2015-09-16
0-000686 | BENTLEY-DILLE GRADALL RENTALS INC | 3951 S 30TH ST | PHOENIX | AZ | 85040 | Maricopa | 11 | Perm Closure | 1978-01-01 | 1000 | Unidentified | COMPARTMENT A | Single Walled | Asphalt coated or Bare Steel |  |  |  | Removal | 1990-09-01
0-000121 | ARIZONA CHRISTIAN UNIVERSITY | 1 W FIRESTORM WAY | GLENDALE | AZ | 85306 | Maricopa | 2 | Perm Closure | 1941-01-01 | 500 | Diesel | COMPARTMENT A |  | Asphalt coated or Bare Steel |  |  |  | Removal | 1990-01-16
0-000121 | ARIZONA CHRISTIAN UNIVERSITY | 1 W FIRESTORM WAY | GLENDALE | AZ | 85306 | Maricopa | 3 | Perm Closure | 2000-02-19 | 2000 | Gasoline | COMPARTMENT A | Double Walled | Fiberglass Reinforced Plastic | Pressure |  | Fiberglass Reinforced Plastic | Removal | 1993-09-14
0-000903 | TEXACO #60-349-0338 | 8250 W GLENDALE AVE | GLENDALE | AZ | 85303 | Maricopa | 2 | Perm Closure | 1987-08-01 | 20000 | Gasoline | COMPARTMENT A | Double Walled | Fiberglass Reinforced Plastic | Pressure | Double Walled | Fiberglass Reinforced Plastic | Removal | 2003-11-20
0-004717 | SPECIALTY ROOFING INC | 7538 W HARMONT DR | PEORIA | AZ | 85345 | Maricopa | 2 | Perm Closure | 1983-03-12 | 2000 | Gasoline | COMPARTMENT A | Unknown | Asphalt coated or Bare Steel |  |  |  | Removal | 1992-06-04
0-009065 | FRED'S UHAUL | 4055 E 29TH ST | TUCSON | AZ | 85711 | Pima | 1 | Perm Closure | 1972-01-01 | 1000 | Gasoline | COMPARTMENT A | Unknown | Asphalt coated or Bare Steel |  |  |  | Removal | 1997-03-24
0-009368 | LOMELI'S GARDEN ART | 2015 E ANDY DEVINE AVE | KINGMAN | AZ | 86401 | Mohave | 3 | Perm Closure | 2005-06-17 |  | Gasoline | COMPARTMENT A | Double Walled | Asphalt coated or Bare Steel |  |  |  | Closed in Place | 1982-01-01
0-002171 | FOUNTAIN CAR WASH | 2197 S 4TH AVE | YUMA | AZ | 85364 | Yuma | 3 | Perm Closure | 1978-02-08 | 12000 | Gasoline | COMPARTMENT A | Single Walled | Asphalt coated or Bare Steel | Pressure |  | Bare or Galvanized Steel | Removal | 1988-12-15
0-002221 | KEENAN SUPPLY-DIV OF HAJOCA CORP | 2810 N 31ST AVE | PHOENIX | AZ | 85009 | Maricopa | 1 | Perm Closure | 1975-01-01 | 3000 | Gasoline | COMPARTMENT A | Single Walled | Asphalt coated or Bare Steel |  |  |  | Removal | 1989-09-22
0-004815 | JESSE R COURY | 38390 W HIGHWAY 84 | STANFIELD | AZ | 85172 | Pinal | 2 | Perm Closure | 1971-04-16 | 3500 | Gasoline | COMPARTMENT A | Unknown | Asphalt coated or Bare Steel |  |  |  | Removal | 1991-08-15
0-000141 | M ANDERSON CONSTRUCTION CORP | 4650 N KAIN AVE | TUCSON | AZ | 85705 | Pima | 2 | Perm Closure | 1986-05-01 | 4000 | Diesel | COMPARTMENT A |  | Asphalt coated or Bare Steel |  |  |  | Removal | 1990-11-28
0-004651 | 7-ELEVEN #21043 | 4680 E BROADWAY BLVD | TUCSON | AZ | 85711 | Pima | 2 | Perm Closure | 1978-03-10 | 9940 | Gasoline | COMPARTMENT A | Unknown | Asphalt coated or Bare Steel | Pressure |  | Bare or Galvanized Steel | Removal | 1992-12-11
0-004651 | 7-ELEVEN #21043 | 4680 E BROADWAY BLVD | TUCSON | AZ | 85711 | Pima | 3 | Perm Closure | 1978-03-10 | 9940 | Gasoline | COMPARTMENT A | Unknown | Asphalt coated or Bare Steel | Pressure |  | Bare or Galvanized Steel | Removal | 1992-12-11
0-008120 | THE WHATNOT SHOP | 9251 E HIGHWAY 92 | PALOMINAS | AZ | 85615 | Cochise | 1 | Perm Closure | 2005-06-17 | 1500 | Gasoline | COMPARTMENT A | Unknown | Asphalt coated or Bare Steel | Suction - Check Valve at the Tank Top |  | Bare or Galvanized Steel | Removal | 1995-07-28
0-004665 | 7-ELEVEN #24156 | 5082 S PRICE RD | TEMPE | AZ | 85282 | Maricopa | 1 | Perm Closure | 1984-05-05 | 10000 | Gasoline | COMPARTMENT A | Unknown | Fiberglass Reinforced Plastic | Pressure |  | Flexible | Removal | 2000-04-20
0-009247 | PIONEER CASINO | 903 HIGHWAY 95 | BULLHEAD CITY | AZ | 86429 | Mohave | 2 | Perm Closure | 1985-01-01 | 2000 | Gasoline | COMPARTMENT A |  | Asphalt coated or Bare Steel | Pressure | Aboveground Piping | Fiberglass Reinforced Plastic | Removal | 2010-08-11
0-010069 | CENTRAL IMPLEMENT | 14400 N 76TH PL | SCOTTSDALE | AZ | 85260 | Maricopa | 1 | Open | 2001-07-18 | 12000 | Jet Fuel | COMPARTMENT A | Double Walled | Fiberglass Reinforced Plastic | Pressure | Double Walled | Flexible
0-000476 | ASARCO - HAYDEN SMELTER | 640 ASARCO AVE | HAYDEN | AZ | 85135 | Gila | 1 | Perm Closure | 1982-01-01 | 2000 | Diesel | COMPARTMENT A |  | Asphalt coated or Bare Steel |  |  |  | Removal | 1989-12-14
0-000486 | COWLEY INDUSTRIAL PARK | 624 S 25TH AVE | PHOENIX | AZ | 85009 | Maricopa | 12 | Perm Closure | 1961-01-01 | 10000 | Diesel | COMPARTMENT A |  | Asphalt coated or Bare Steel |  |  |  | Removal | 1990-01-19
0-000486 | COWLEY INDUSTRIAL PARK | 624 S 25TH AVE | PHOENIX | AZ | 85009 | Maricopa | 9 | Perm Closure | 1970-01-01 | 10000 | Gasoline | COMPARTMENT A |  | Asphalt coated or Bare Steel |  |  |  | Removal | 1990-06-20
0-003712 | PHILLIPS 66 COMPANY #012263 | 2301 N 36TH ST | PHOENIX | AZ | 85008 | Maricopa | 4 | Perm Closure | 1966-01-01 | 4000 | Gasoline | COMPARTMENT A | Single Walled | Asphalt coated or Bare Steel |  |  |  | Removal | 1989-09-01
0-003712 | PHILLIPS 66 COMPANY #012263 | 2301 N 36TH ST | PHOENIX | AZ | 85008 | Maricopa | 5 | Perm Closure | 1958-01-01 | 3000 | Diesel | COMPARTMENT A | Single Walled | Asphalt coated or Bare Steel |  |  |  | Removal | 1989-09-01
0-000947 | CARIOCA #33 | 701 W DUNLAP AVE | PHOENIX | AZ | 85021 | Maricopa | 3 | Perm Closure | 1979-01-01 | 6000 | Gasoline | COMPARTMENT A | Double Walled | Composite (Steel/Fiberglass) | Pressure |  | Fiberglass Reinforced Plastic | Removal | 1989-01-01
0-000947 | CARIOCA #33 | 701 W DUNLAP AVE | PHOENIX | AZ | 85021 | Maricopa | 9 | Perm Closure | 2005-06-17 | 280 | Used Oil/Waste Oil | COMPARTMENT A | Single Walled | Asphalt coated or Bare Steel | Gravity Feed | Single Walled | Bare or Galvanized Steel | Removal | 1995-07-20
0-000866 | CARDLOCK - W TOLTEC ROAD - #14 | 2925 W TOLTEC RD | ELOY | AZ | 85131 | Pinal | 7 | Perm Closure | 1974-01-01 | 12000 | Diesel | COMPARTMENT A |  | Asphalt coated or Bare Steel |  |  |  | Removal | 1988-12-01
0-004239 | CITY OF SAFFORD - MUNICIPAL AIRPORT |  | SAFFORD |  |  | Graham | 6 | Perm Closure | 1961-05-14 | 950 | Unidentified | COMPARTMENT A | Double Walled | Asphalt coated or Bare Steel |  |  |  | Removal | 1990-04-30
0-001031 | CHEVRON #9-0560 | 25 N MAIN ST | FLORENCE | AZ | 85132 | Pinal | 6 | Perm Closure | 2014-10-06 | 500 | Unidentified | COMPARTMENT A | Single Walled | Asphalt coated or Bare Steel |  |  |  | Removal | 2013-01-04
0-005947 | BIG TWO TOYOTA | 1301 W BROADWAY RD | MESA | AZ | 85202 | Maricopa | 5 | Perm Closure | 1982-01-01 | 500 | Used Oil/Waste Oil | COMPARTMENT A | Double Walled | Asphalt coated or Bare Steel | Gravity Feed |  |  | Removal | 1991-09-10
0-008401 | SPEEDWAY STORE #2979 | 1690 E ASH ST | GLOBE | AZ | 85501 | Gila | 4 | Open | 1994-05-01 | 6000 | Gasoline | COMPARTMENT A | Double Walled | Fiberglass Reinforced Plastic | Pressure | Double Walled | Fiberglass Reinforced Plastic
0-001315 | CIRCLE K #804 | 4002 E BASELINE RD | PHOENIX | AZ | 85042 | Maricopa | 1 | Perm Closure | 1972-01-01 | 10000 | Gasoline | COMPARTMENT A |  | Asphalt coated or Bare Steel |  |  |  | Removal | 1995-01-04
0-001204 | CIRCLE K #246 | 5102 E SPEEDWAY BLVD | TUCSON | AZ | 85712 | Pima | 3 | Perm Closure | 1983-01-01 | 10000 | Gasoline | COMPARTMENT A |  | Asphalt coated or Bare Steel | Pressure |  |  | Removal | 1996-11-11
0-001103 | CHEVRON #9-8544 | 7001 N 16TH ST | PHOENIX | AZ | 85020 | Maricopa | 5 | Perm Closure | 1984-01-01 | 10000 | Gasoline | COMPARTMENT A | Double Walled | Fiberglass Reinforced Plastic | Pressure | Double Walled | Fiberglass Reinforced Plastic | Removal | 2017-08-07
0-002064 | MUSTANG CORNERS | 65 E HIGHWAY 82 | HUACHUCA CITY | AZ | 85616 | Cochise | 5 | Perm Closure | 1998-03-02 | 12000 | Gasoline | COMPARTMENT A | Double Walled | Polyethylene Jacketed Steel | Pressure | Double Walled | Flexible | Removal | 2017-12-14
0-002064 | MUSTANG CORNERS | 65 E HIGHWAY 82 | HUACHUCA CITY | AZ | 85616 | Cochise | 3 | Perm Closure | 1976-01-01 | 10000 | Gasoline | COMPARTMENT A |  | Asphalt coated or Bare Steel | Pressure | Single Walled | Bare or Galvanized Steel | Removal | 1998-01-28
0-000321 | ADOT - ST JOHNS MAINTENANCE |  | SAINT JOHNS |  |  | Apache | 5 | Open | 1984-01-01 | 12000 | Diesel | COMPARTMENT A | Single Walled | Fiberglass Reinforced Plastic | Pressure | Double Walled | Flexible
0-004189 | ROOFING WHOLESALE CO INC | 1918 W GRANT ST | PHOENIX | AZ | 85009 | Maricopa | 7 | Perm Closure | 1974-03-27 | 10000 | Diesel | COMPARTMENT A | Double Walled | Asphalt coated or Bare Steel |  |  |  | Removal | 1989-06-20
0-005570 | WASHINGTON ELEMENTARY SCHOOL DISTRICT - SERVICE CENTER | 12641 N 39TH AVE | PHOENIX | AZ | 85029 | Maricopa | 3 | Perm Closure | 1975-04-01 | 10000 | Diesel | COMPARTMENT A | Double Walled | Asphalt coated or Bare Steel |  |  |  | Removal | 1992-03-25
0-005570 | WASHINGTON ELEMENTARY SCHOOL DISTRICT - SERVICE CENTER | 12641 N 39TH AVE | PHOENIX | AZ | 85029 | Maricopa | 5 | Open | 1993-05-04 | 12000 | Gasoline | COMPARTMENT A | Double Walled | Fiberglass Reinforced Plastic | Pressure | Double Walled | Fiberglass Reinforced Plastic
0-001159 | SCOTTSDALE DODGE | 3330 N SCOTTSDALE RD | SCOTTSDALE | AZ | 85251 | Maricopa | 1 | Perm Closure | 1976-01-01 | 250 | Used Oil/Waste Oil | COMPARTMENT A | Single Walled | Asphalt coated or Bare Steel |  |  |  | Removal | 1990-10-16
0-000178 | ARIZONA CITY DEVELOPMENT CORP | 301 N SUNLAND GIN RD | ARIZONA CITY | AZ | 85123 | Pinal | 2 | Perm Closure | 1970-01-01 | 4000 | Gasoline | COMPARTMENT A | Single Walled | Asphalt coated or Bare Steel |  |  |  | Removal | 1989-08-09
0-004166 | YRC FREIGHT | 601 W FLORES ST | TUCSON | AZ | 85705 | Pima | 1 | Perm Closure | 1977-12-01 | 10309 | Diesel | COMPARTMENT A | Unknown | Asphalt coated or Bare Steel | Pressure |  | Bare or Galvanized Steel | Removal | 1995-02-15
0-005542 | NORTHERN ARIZONA VA HEALTHCARE SYSTEM | 500 N STATE ROUTE 89 | PRESCOTT | AZ | 86313 | Yavapai | 15 | Perm Closure | 2005-06-17 | 300 | Diesel | COMPARTMENT A |  | Asphalt coated or Bare Steel |  |  |  | Removal | 2004-09-30
0-003266 | WALGREEN #5504 | 4249 W GLENDALE AVE | PHOENIX | AZ | 85051 | Maricopa | 2 | Perm Closure | 1969-01-01 | 10000 | Gasoline | COMPARTMENT A |  | Asphalt coated or Bare Steel |  |  |  | Removal | 1988-10-02
0-003266 | WALGREEN #5504 | 4249 W GLENDALE AVE | PHOENIX | AZ | 85051 | Maricopa | 3 | Perm Closure | 1969-01-01 | 10000 | Gasoline | COMPARTMENT A |  | Asphalt coated or Bare Steel | Pressure |  |  | Removal | 1988-10-02
0-003266 | WALGREEN #5504 | 4249 W GLENDALE AVE | PHOENIX | AZ | 85051 | Maricopa | 6 | Perm Closure | 1988-10-01 | 10000 | Gasoline | COMPARTMENT A | Double Walled | Fiberglass Reinforced Plastic | Pressure |  | Fiberglass Reinforced Plastic | Removal | 1996-04-18
0-003266 | WALGREEN #5504 | 4249 W GLENDALE AVE | PHOENIX | AZ | 85051 | Maricopa | 4 | Perm Closure | 1988-10-01 | 1000 | Used Oil/Waste Oil | COMPARTMENT A | Double Walled | Fiberglass Reinforced Plastic | Gravity Feed |  | Fiberglass Reinforced Plastic | Removal | 1996-04-18
0-004185 | ROLLINS LEASING | 2211 N 27TH PL | PHOENIX | AZ | 85008 | Maricopa | 1 | Perm Closure | 1971-04-11 | 10000 | Diesel | COMPARTMENT A | Double Walled | Asphalt coated or Bare Steel | Pressure |  | Bare or Galvanized Steel | Removal | 1992-12-22
0-004185 | ROLLINS LEASING | 2211 N 27TH PL | PHOENIX | AZ | 85008 | Maricopa | 5 | Perm Closure | 1971-04-11 | 10000 | Diesel | COMPARTMENT A | Double Walled | Asphalt coated or Bare Steel | Suction - Check Valve at the Tank Top |  | Bare or Galvanized Steel | Removal | 1992-12-22
0-004306 | SRP - TEMPE SERVICE CENTER | 110 W ELLIOT RD | TEMPE | AZ | 85283 | Maricopa | 6 | Perm Closure | 1981-05-07 | 550 | Unidentified | COMPARTMENT A | Unknown | Fiberglass Reinforced Plastic |  |  |  | Removal | 1990-03-26
0-006476 | GREEN VALLEY FIRE DISTRICT STATION | 555 N LA CANADA DR | GREEN VALLEY | AZ | 85614 | Pima | 1 | Perm Closure | 1976-10-11 | 1000 | Diesel | COMPARTMENT A | Double Walled | Asphalt coated or Bare Steel | Suction - Check Valve at the Tank Top |  |  | Removal | 1995-05-01
0-002213 | AUTO LOGIC CAR SALES | 507 E VAN BUREN ST | AVONDALE | AZ | 85323 | Maricopa | 1 | Perm Closure | 1976-01-01 | 3000 | Gasoline | COMPARTMENT A | Single Walled | Asphalt coated or Bare Steel |  |  |  | Removal | 1988-10-20
0-008498 | VACANT LOT | 1415 N 17TH DR | PHOENIX | AZ | 85007 | Maricopa | 2 | Perm Closure | 1957-01-01 | 1000 | Used Oil/Waste Oil | COMPARTMENT A | Unknown | Asphalt coated or Bare Steel | Suction - Check Valve at the Tank Top |  | Bare or Galvanized Steel | Removal | 1994-12-16
0-004614 | 7-ELEVEN #15806 | 4837 N 1ST AVE | TUCSON | AZ | 85718 | Pima | 1 | Perm Closure | 1971-01-01 | 9900 | Gasoline | COMPARTMENT A | Single Walled | Asphalt coated or Bare Steel |  |  |  | Removal | 1991-02-08
0-001891 | DENMART #2533 | 2902 N SCOTTSDALE RD | SCOTTSDALE | AZ | 85251 | Maricopa | 6 | Perm Closure | 1996-11-26 | 10000 | Gasoline | COMPARTMENT A | Double Walled | Fiberglass Reinforced Plastic | Pressure | Double Walled | Fiberglass Reinforced Plastic | Removal | 2009-05-19
0-001776 | TROON GOLF COURSE MAINTENANCE YARD | 24301 N ALMA SCHOOL RD | SCOTTSDALE | AZ | 85255 | Maricopa | 5 | Perm Closure | 1986-01-01 | 1000 | Gasoline | COMPARTMENT A | Double Walled | Fiberglass Reinforced Plastic | Gravity Feed |  |  | Closed in Place | 1995-06-20
0-001776 | TROON GOLF COURSE MAINTENANCE YARD | 24301 N ALMA SCHOOL RD | SCOTTSDALE | AZ | 85255 | Maricopa | 2 | Perm Closure | 1985-01-01 | 6000 | Gasoline | COMPARTMENT A | Double Walled | Fiberglass Reinforced Plastic | Suction - Check Valve at the Tank Top |  |  | Closed in Place | 1995-06-20
0-009618 | UNION PACIFIC RAILROAD - TUCSON YARD | 1255 S CAMPBELL AVE | TUCSON | AZ | 85713 | Pima | 1 | Perm Closure | 2005-06-17 | 12750 | New Oil | COMPARTMENT A | Unknown | Asphalt coated or Bare Steel |  |  |  | Closed in Place | 2000-08-08
0-006506 | GOLD CANYON RESORT | 6219 S KINGS RANCH RD | GOLD CANYON | AZ | 85118 | Pinal | 2 | Perm Closure | 1985-06-06 | 1500 | Diesel | COMPARTMENT A | Unknown | Asphalt coated or Bare Steel |  |  |  | Removal | 1991-07-25
0-007285 | DOYLE PROPERTY | 1041 W SOLANA AVE | AJO | AZ | 85321 | Pima | 3 | Perm Closure | 1970-01-01 | 1000 | Gasoline | COMPARTMENT A | Unknown | Asphalt coated or Bare Steel | Suction - Check Valve at the Tank Top |  | Bare or Galvanized Steel | Removal | 1991-05-14
0-006082 | PORTER ARTUR R CONSTRUCTION | 11201 N 23RD AVE | PHOENIX | AZ | 85029 | Maricopa | 2 | Perm Closure | 1976-04-04 | 1000 | Unidentified | COMPARTMENT A | Double Walled | Asphalt coated or Bare Steel |  |  |  | Removal | 1990-05-08
0-009420 | OLD RICHFIELD GAS STATION |  | WINSLOW |  |  | Navajo | 1 | Perm Closure | 2005-06-17 | 120 | Used Oil/Waste Oil | COMPARTMENT A | Double Walled | Asphalt coated or Bare Steel |  |  |  | Removal | 1999-03-23
0-010623 | CIRCLE K STORE | 1500 E MINGUS AVE | COTTONWOOD | AZ | 86326 | Yavapai | 1 | Perm Closure | 1939-01-01 |  | Gasoline | COMPARTMENT A |  | Unknown |  |  |  | Removal | 1980-01-01
0-004864 | SUNMART TRAVEL CENTER & CONVENIENCE STORE | 18221 TOM WELLS RD | EHRENBERG | AZ | 85334 | La Paz | 14 | Perm Closure | 1990-01-01 | 10000 | Gasoline | COMPARTMENT A | Double Walled | Composite (Steel/Fiberglass) | Pressure | Double Walled | Fiberglass Reinforced Plastic | Removal | 2005-08-10
0-004864 | SUNMART TRAVEL CENTER & CONVENIENCE STORE | 18221 TOM WELLS RD | EHRENBERG | AZ | 85334 | La Paz | 4 | Perm Closure | 1976-01-01 | 8000 | Diesel | COMPARTMENT A | Single Walled | Asphalt coated or Bare Steel |  |  |  | Removal | 1990-12-13
0-004864 | SUNMART TRAVEL CENTER & CONVENIENCE STORE | 18221 TOM WELLS RD | EHRENBERG | AZ | 85334 | La Paz | 5 | Perm Closure | 1976-01-01 | 8000 | Diesel | COMPARTMENT A | Single Walled | Asphalt coated or Bare Steel |  |  |  | Removal | 1990-12-13
0-010683 | STATION 66 | 4115 E THOMPSON AVE | KINGMAN | AZ | 86409 | Mohave | 1 | Open | 2008-05-01 | 20000 | Gasoline (UL) | COMPARTMENT A | Double Walled | Fiberglass Reinforced Plastic | Pressure | Double Walled | Fiberglass Reinforced Plastic
0-010686 | SCOTTSDALE HANGAR | 7974 E MCCLAIN DR | SCOTTSDALE | AZ | 85260 | Maricopa | 1 | Open | 2020-08-28 | 20000 | Jet A (Kerosene-type Jet Fuel) | COMPARTMENT A | Double Walled | Fiberglass Reinforced Plastic
0-002833 | ASARCO - HAYDEN CONCENTRATOR | 100 HAYDEN AVE | HAYDEN | AZ | 85192 | Pinal | 4 | Perm Closure | 1973-01-01 | 7500 | Gasoline | COMPARTMENT A | Single Walled | Asphalt coated or Bare Steel |  |  |  | Removal | 1989-12-14
0-010248 | FRYS FUEL CENTER #669 | 2858 N PINAL AVE | CASA GRANDE | AZ | 85122 | Pinal | 2 | Open | 2008-07-01 | 8000 | Diesel | COMPARTMENT B | Double Walled | Fiberglass Reinforced Plastic | Pressure |  | Flexible
0-000080 | AGUA FRIA HIGH SCHOOL | 611 N DYSART RD | AVONDALE | AZ | 85323 | Maricopa | 2 | Perm Closure | 1971-01-01 | 1000 | Kerosene | COMPARTMENT A | Single Walled | Asphalt coated or Bare Steel |  |  |  | Removal | 1991-06-19
0-000080 | AGUA FRIA HIGH SCHOOL | 611 N DYSART RD | AVONDALE | AZ | 85323 | Maricopa | 7 | Open | 1989-01-01 | 10000 | Diesel | COMPARTMENT A | Double Walled | Fiberglass Reinforced Plastic | Pressure | Double Walled | Fiberglass Reinforced Plastic
0-000080 | AGUA FRIA HIGH SCHOOL | 611 N DYSART RD | AVONDALE | AZ | 85323 | Maricopa | 6 | Open | 1989-01-01 | 10000 | Gasoline | COMPARTMENT A | Double Walled | Fiberglass Reinforced Plastic | Pressure | Double Walled | Fiberglass Reinforced Plastic
0-010302 | CIRCLE K STORE #2703387 | 4650 S PALO VERDE RD | TUCSON | AZ | 85714 | Pima | 2 | Open | 2008-12-09 | 12000 | Gasoline | COMPARTMENT A | Double Walled | Fiberglass Reinforced Plastic | Pressure | Double Walled | Fiberglass Reinforced Plastic
0-010302 | CIRCLE K STORE #2703387 | 4650 S PALO VERDE RD | TUCSON | AZ | 85714 | Pima | 3 | Open | 2008-12-09 | 12000 | Diesel | COMPARTMENT A | Double Walled | Fiberglass Reinforced Plastic | Pressure | Double Walled | Fiberglass Reinforced Plastic
0-003219 | CIRCLE K STORE #2709152 | 5105 E ELLIOT RD | PHOENIX | AZ | 85044 | Maricopa | 6 | Open | 1988-01-01 | 10000 | Gasoline (UL) | COMPARTMENT A | Single Walled | Fiberglass Reinforced Plastic | Pressure | Single Walled | Fiberglass Reinforced Plastic
0-003219 | CIRCLE K STORE #2709152 | 5105 E ELLIOT RD | PHOENIX | AZ | 85044 | Maricopa | 3 | Perm Closure | 1969-01-01 | 8000 | Gasoline | COMPARTMENT A | Single Walled | Fiberglass Reinforced Plastic |  |  |  | Removal | 1988-02-02
0-010312 | COSTCO WHOLESALE #1058 | 4570 E CACTUS RD | PHOENIX | AZ | 85032 | Maricopa | 4 | Open | 2012-01-04 | 1500 | Unidentified | COMPARTMENT A | Double Walled | Fiberglass Reinforced Plastic | Pressure | Double Walled | Fiberglass Reinforced Plastic
0-010317 | TERRIBLE HERBST #321 | 6501 SHOWPLACE AVE | LAKE HAVASU CITY | AZ | 86404 | Mohave | 3 | Open | 2009-09-01 | 10000 | Gasoline | COMPARTMENT A | Double Walled | Fiberglass Reinforced Plastic | Pressure | Double Walled | Flexible
0-010377 | CHEVRON #832 | 832 N HIGLEY RD | GILBERT | AZ | 85234 | Maricopa | 2 | Open | 2010-09-21 | 8000 | Diesel | COMPARTMENT B | Double Walled | Fiberglass Reinforced Plastic | Pressure | Double Walled | Fiberglass Reinforced Plastic
0-001280 | CIRCLE K #2700661 | 105 S MAIN ST | FLORENCE | AZ | 85132 | Pinal | 2 | Perm Closure | 1971-01-01 | 10000 | Gasoline | COMPARTMENT A |  | Asphalt coated or Bare Steel | Pressure |  |  | Removal | 1996-05-20
0-010391 | CONCHO GENERAL STORE | #5 CR 5035 | CONCHO | AZ | 85924 | Apache | 1 | Perm Closure | 2011-02-17 | 8000 | Gasoline | COMPARTMENT A |  | Asphalt coated or Bare Steel |  |  |  | Removal | 2010-12-02
0-000541 | ARCO AM/PM | 3233 S MCCLINTOCK DR | TEMPE | AZ | 85282 | Maricopa | 4 | Perm Closure | 1984-01-01 | 12000 | Gasoline | COMPARTMENT A |  | Fiberglass Reinforced Plastic | Pressure | Double Walled | Fiberglass Reinforced Plastic | Removal | 2009-05-13
0-000541 | ARCO AM/PM | 3233 S MCCLINTOCK DR | TEMPE | AZ | 85282 | Maricopa | 6 | Open | 2009-10-28 | 10000 | Diesel | COMPARTMENT A | Double Walled | Fiberglass Reinforced Plastic | Pressure | Double Walled | Fiberglass Reinforced Plastic
0-000541 | ARCO AM/PM | 3233 S MCCLINTOCK DR | TEMPE | AZ | 85282 | Maricopa | 6 | Open | 2009-10-28 | 12000 | Gasoline | COMPARTMENT B | Double Walled | Fiberglass Reinforced Plastic | Pressure | Double Walled | Fiberglass Reinforced Plastic
0-004102 | RANCHERO MARKET | 7 BOWIE AVE | SOLOMON | AZ | 85546 | Graham | 2 | Perm Closure | 1976-04-22 | 6000 | Gasoline | COMPARTMENT A | Unknown | Asphalt coated or Bare Steel | Suction - Check Valve at the Tank Top |  |  | Removal | 1999-12-29
0-010434 | QUIKTRIP #454 | 2725 W PEORIA AVE | PHOENIX | AZ | 85029 | Maricopa | 1 | Open | 2011-08-31 | 20000 | Gasoline | COMPARTMENT A | Double Walled | Fiberglass Reinforced Plastic | Pressure | Double Walled | Fiberglass Reinforced Plastic
0-009977 | WATERS PROPERTY | 225 OLD WEST HWY | DUNCAN | AZ | 85534 | Greenlee | 2 | Perm Closure | 2005-06-17 | 1000 | Gasoline | COMPARTMENT A |  | Asphalt coated or Bare Steel |  |  |  | Removal | 2004-03-17
0-010442 | QUIKTRIP STORE #1404 | 3720 S VAL VISTA DR | GILBERT | AZ | 85297 | Maricopa | 2 | Open | 2012-01-06 | 20000 | Gasoline | COMPARTMENT A | Double Walled | Fiberglass Reinforced Plastic | Pressure | Double Walled | Fiberglass Reinforced Plastic
0-001270 | CIRCLE K STORE #2700607 | 10 S MAIN ST | COTTONWOOD | AZ | 86326 | Yavapai | 2 | Perm Closure | 1971-01-01 | 10000 | Gasoline | COMPARTMENT A |  | Asphalt coated or Bare Steel | Pressure |  |  | Removal | 1995-07-06
0-007833 | NATIONAL METALS COMPANY | 475 E LINCOLN ST | PHOENIX | AZ | 85004 | Maricopa | 1 | Perm Closure | 2005-06-17 | 209 | Diesel | COMPARTMENT A | Double Walled | Asphalt coated or Bare Steel |  |  |  | Removal | 1987-03-31
0-001475 | CIRCLE K #2701765 | 2551 HIGHWAY 95 | BULLHEAD CITY | AZ | 86442 | Mohave | 1 | Perm Closure | 1985-01-01 | 10000 | Gasoline | COMPARTMENT A | Double Walled | Fiberglass Reinforced Plastic | Pressure |  | Fiberglass Reinforced Plastic | Removal | 1997-10-31
0-007764 | STARGO TEXACO GAS STATION |  | MORENCI |  |  | Greenlee | 1 | Perm Closure | 1937-01-01 |  | Gasoline | COMPARTMENT A |  | Asphalt coated or Bare Steel | Suction - Check Valve at the Tank Top |  | Bare or Galvanized Steel | Removal | 1993-09-17
0-002185 | FIRE SUPPORT SERVICES | 2625 S 19TH AVE | PHOENIX | AZ | 85009 | Maricopa | 2 | Perm Closure | 1976-05-08 | 1000 | Used Oil/Waste Oil | COMPARTMENT A | Unknown | Unknown |  |  |  | Removal | 1989-12-19
0-002185 | FIRE SUPPORT SERVICES | 2625 S 19TH AVE | PHOENIX | AZ | 85009 | Maricopa | 3 | Perm Closure | 1976-05-08 | 500 | Unidentified | COMPARTMENT A | Unknown | Unknown |  |  |  | Removal | 1989-12-19
0-008346 | SPEEDWAY STORE #2950 | 331 W DEUCE OF CLUBS | SHOW LOW | AZ | 85901 | Navajo | 3 | Open | 1993-08-01 | 12000 | Gasoline | COMPARTMENT A | Double Walled | Fiberglass Reinforced Plastic | Pressure |  | Fiberglass Reinforced Plastic
0-010452 | FRY'S FUEL CENTER #54 | 4235 E BELL RD | PHOENIX | AZ | 85032 | Maricopa | 2 | Open | 2012-06-01 | 8000 | Gasoline | COMPARTMENT B | Double Walled | Fiberglass Reinforced Plastic | Pressure | Double Walled | Fiberglass Reinforced Plastic
0-010538 | COMMERCIAL BUILDING | 313 E BUCKEYE RD | PHOENIX | AZ | 85004 | Maricopa | 1 | Perm Closure | 2015-08-19 | 500 | Gasoline | COMPARTMENT A | Single Walled | Asphalt coated or Bare Steel |  |  |  | Removal | 2015-07-23
0-010545 | CIRCLE K STORE #2741675 | 1025 N 99TH AVE | TOLLESON | AZ | 85353 | Maricopa | 2 | Open | 2015-09-29 | 8000 | Gasoline | COMPARTMENT A | Double Walled | Fiberglass Reinforced Plastic | Pressure | Double Walled | Fiberglass Reinforced Plastic
0-010553 | QUIK TRIP #1463 | 6520 S I 19 FRONTAGE RD | TUCSON | AZ | 85756 | Pima | 1 | Open | 2015-06-15 | 20000 | Gasoline | COMPARTMENT A | Double Walled | Fiberglass Reinforced Plastic | Pressure | Double Walled | Fiberglass Reinforced Plastic
0-008673 | COOLIDGE AIRPORT |  | COOLIDGE |  |  | Pinal | 2 | Perm Closure | 1942-01-01 | 2500 | Unidentified | COMPARTMENT A | Single Walled | Concrete |  |  |  | Removal | 1960-01-01
0-003745 | PHILLIPS 66 COMPANY #016875 | 7361 E BROADWAY BLVD | TUCSON | AZ | 85710 | Pima | 1 | Perm Closure | 1973-01-01 | 4000 | Gasoline | COMPARTMENT A | Single Walled | Asphalt coated or Bare Steel |  |  |  | Removal | 1986-03-06
0-003745 | PHILLIPS 66 COMPANY #016875 | 7361 E BROADWAY BLVD | TUCSON | AZ | 85710 | Pima | 4 | Perm Closure | 1973-01-01 | 10000 | Gasoline | COMPARTMENT A | Single Walled | Asphalt coated or Bare Steel |  |  |  | Removal | 1986-03-06
0-010098 | GAS-N-GRUB 3 | 3770 E DIAGONAL WAY | KINGMAN | AZ | 86409 | Mohave | 2 | Open | 2005-10-18 | 15000 | Gasoline | COMPARTMENT A | Double Walled | Fiberglass Reinforced Plastic | Pressure | Double Walled | Fiberglass Reinforced Plastic
0-000712 | BENNETTS & ASSSOCIATES | 997 MARINA BLVD | BULLHEAD CITY | AZ | 86442 | Mohave | 6 | Perm Closure | 1984-01-01 | 5000 | Diesel | COMPARTMENT B |  | Asphalt coated or Bare Steel |  |  |  | Removal | 2004-04-07
0-000145 | ATLAS CONSTRUCTION SUPPLY INC | 1611 S 27TH AVE | PHOENIX | AZ | 85009 | Maricopa | 2 | Perm Closure | 1971-01-01 | 12000 | Diesel | COMPARTMENT A |  | Asphalt coated or Bare Steel |  |  |  | Removal | 1991-03-21
0-010313 | SAM'S CLUB #6604 | 1851 E BUTLER AVE | FLAGSTAFF | AZ | 86001 | Coconino | 1 | Open | 2009-07-01 | 20000 | Gasoline | COMPARTMENT A | Double Walled | Fiberglass Reinforced Plastic | Pressure | Double Walled | Flexible
0-008505 | FIRESTONE #2616 | 290 W WETMORE RD | TUCSON | AZ | 85705 | Pima | 1 | Perm Closure | 1994-10-01 | 550 | Used Oil/Waste Oil | COMPARTMENT A | Double Walled | Asphalt coated or Bare Steel | Gravity Feed |  | Bare or Galvanized Steel | Removal | 1997-07-24
0-003983 | W P MARKET | 2150 N GRAND AVE | NOGALES | AZ | 85621 | Santa Cruz | 3 | Perm Closure | 1976-01-01 | 10000 | Gasoline | COMPARTMENT A |  | Asphalt coated or Bare Steel |  |  |  | Removal | 2014-01-28
0-005638 | WESTBAR LIMITED PARTNERSHIP | 10221 N METRO PKWY W | PHOENIX | AZ | 85051 | Maricopa | 1 | Perm Closure | 1980-08-12 | 4000 | Unidentified | COMPARTMENT A | Unknown | Asphalt coated or Bare Steel |  |  |  | Removal | 1987-04-01
0-005638 | WESTBAR LIMITED PARTNERSHIP | 10221 N METRO PKWY W | PHOENIX | AZ | 85051 | Maricopa | 3 | Perm Closure | 1980-08-12 | 3000 | Used Oil/Waste Oil | COMPARTMENT A | Unknown | Asphalt coated or Bare Steel |  |  |  | Removal | 1987-04-01
0-003268 | FRYS FUEL CENTER #136 | 4301 W NORTHERN AVE | GLENDALE | AZ | 85301 | Maricopa | 6 | Open | 1988-12-01 | 10000 | Gasoline | COMPARTMENT A | Double Walled | Fiberglass Reinforced Plastic | Pressure |  | Fiberglass Reinforced Plastic
0-007439 | CIRCLE K STORE #2709153 | 1210 S HIGLEY RD | MESA | AZ | 85206 | Maricopa | 1 | Open | 1989-06-01 | 10000 | Diesel | COMPARTMENT A | Double Walled | Fiberglass Reinforced Plastic | Pressure | Double Walled | Fiberglass Reinforced Plastic
0-010502 | CIRCLE K STORE #2703459 | 2650 W CAMELBACK RD | PHOENIX | AZ | 85017 | Maricopa | 2 | Open | 2014-02-01 | 12000 | Gasoline (PUL) | COMPARTMENT A | Double Walled | Fiberglass Reinforced Plastic | Pressure | Double Walled | Fiberglass Reinforced Plastic
0-010596 | JAY'S TRAVEL CENTER | 2500 I-10BL | SAN SIMON | AZ | 85632 | Cochise | 3 | Open | 2017-10-17 | 20000 | Diesel | COMPARTMENT A | Double Walled | Fiberglass Reinforced Plastic | Pressure | Double Walled | Fiberglass Reinforced Plastic
0-010578 | PARCEL #105-06-003H | 1575 SUNDOG RANCH RD | PRESCOTT | AZ | 86301 | Yavapai | 2 | Perm Closure | 2016-10-21 | 10000 | Unidentified | COMPARTMENT A |  | Asphalt coated or Bare Steel |  |  |  | Removal | 2016-10-21
0-001484 | CIRCLE K #2701793 | 8702 E SPEEDWAY BLVD | TUCSON | AZ | 85710 | Pima | 1 | Open | 1985-01-01 | 10000 | Diesel | COMPARTMENT A | Single Walled | Fiberglass Reinforced Plastic | Pressure | Single Walled | Fiberglass Reinforced Plastic
0-004751 | STEWART CONCRETE PIPE INC | 4230 E MADISON ST | PHOENIX | AZ | 85034 | Maricopa | 1 | Perm Closure | 1971-02-28 | 1000 | Gasoline | COMPARTMENT A | Unknown | Asphalt coated or Bare Steel |  |  |  | Removal | 1987-01-01
0-004041 | RANCHO EL SOPORI |  | AMADO |  |  | Santa Cruz | 3 | Perm Closure | 1976-04-18 |  | Unidentified | COMPARTMENT A | Unknown | Asphalt coated or Bare Steel |  |  |  | Removal | 1984-01-01
0-010530 | CIRCLE K #2703463 | 2737 S ELLSWORTH RD | MESA | AZ | 85209 | Maricopa | 1 | Open | 2015-05-01 | 20000 | Gasoline (UL) | COMPARTMENT A | Double Walled | Fiberglass Reinforced Plastic | Pressure | Double Walled | Fiberglass Reinforced Plastic
0-002804 | WHITING STATION #131 | 3301 N HAYDEN RD | SCOTTSDALE | AZ | 85251 | Maricopa | 4 | Perm Closure | 1976-04-08 | 10000 | Diesel | COMPARTMENT A | Single Walled | Asphalt coated or Bare Steel | Pressure | Double Walled | Fiberglass Reinforced Plastic | Removal | 2003-03-18
0-010568 | FRY'S FUEL FACILITY #667 | 13710 W CAMELBACK RD | LITCHFIELD PARK | AZ | 85340 | Maricopa | 2 | Open | 2016-07-22 | 10000 | Diesel | COMPARTMENT A | Double Walled | Fiberglass Reinforced Plastic | Pressure | Double Walled | Fiberglass Reinforced Plastic
0-010599 | CIRCLE K STORE #2703487 | 1875 W GREENWAY RD | PHOENIX | AZ | 85023 | Maricopa | 2 | Open | 2017-03-10 | 12000 | Gasoline (PUL) | COMPARTMENT A | Double Walled | Fiberglass Reinforced Plastic | Pressure | Double Walled | Fiberglass Reinforced Plastic
0-010135 | QUIKTRIP #444 | 1155 N 51ST AVE | PHOENIX | AZ | 85043 | Maricopa | 1 | Open | 2005-08-12 | 12000 | Gasoline | COMPARTMENT A | Double Walled | Fiberglass Reinforced Plastic | Pressure | Double Walled | Flexible
0-010462 | FRYS FOOD & DRUG #72 | 87 E WILLIAMS FIELD RD | GILBERT | AZ | 85295 | Maricopa | 2 | Open | 2012-10-01 | 12000 | Diesel | COMPARTMENT B | Double Walled | Fiberglass Reinforced Plastic | Pressure |  | Flexible
0-010168 | CARMAX #7249 | 4755 N ORACLE RD | TUCSON | AZ | 85705 | Pima | 1 | Open | 2007-03-13 | 12000 | Gasoline | COMPARTMENT A | Double Walled | Fiberglass Reinforced Plastic
0-009834 | AJ'S MINI MART | 3940 S IRONWOOD DR | APACHE JUNCTION | AZ | 85120 | Pinal | 1 | Open | 2000-03-10 | 12000 | Gasoline | COMPARTMENT A | Double Walled | Composite (Steel/Fiberglass) | Pressure | Double Walled | Fiberglass Reinforced Plastic
0-000281 | ADOT - SELIGMAN |  | SELIGMAN |  |  | Yavapai | 1 | Perm Closure | 1981-01-01 | 12000 | Diesel | COMPARTMENT A |  | Asphalt coated or Bare Steel | Suction - Check Valve at the Tank Top | Single Walled | Bare or Galvanized Steel | Removal | 1999-05-06
0-010587 | CIRCLE K STORE #2741683 | 28472 N VISTANCIA BLVD | PEORIA | AZ | 85383 | Maricopa | 2 | Open | 2016-11-03 | 9000 | Diesel | COMPARTMENT B | Double Walled | Fiberglass Reinforced Plastic | Pressure | Double Walled | Fiberglass Reinforced Plastic
0-010635 | CITY OF PHOENIX FORMER GSE FACILITY | 2925 E BUCKEYE ROAD | PHOENIX | AZ | 85304 | Maricopa | 1 | Perm Closure | 2018-04-23 | 250 | Jet Fuel | COMPARTMENT A | Single Walled | Asphalt coated or Bare Steel |  |  |  | Removal | 2018-03-08
0-010178 | PARCEL #103-17-091 | 420 E SECOND ST | WINSLOW | AZ | 86047 | Navajo | 1 | Perm Closure | 2007-07-03 | 1000 | Used Oil/Waste Oil | COMPARTMENT A |  | Asphalt coated or Bare Steel |  |  |  | Removal | 2007-03-08
0-005028 | WALKER E THOMAS EXPRESS STOP | 1647 S 16TH ST | PHOENIX | AZ | 85034 | Maricopa | 2 | Perm Closure | 1966-01-01 | 8000 | Gasoline | COMPARTMENT A |  | Asphalt coated or Bare Steel |  |  |  | Removal | 1988-09-30
0-009966 | WALMART DISTRIBUTION CENTER #7013 | 868 W PETERS RD | CASA GRANDE | AZ | 85193 | Pinal | 2 | Open | 2003-05-07 | 2500 | New Oil | COMPARTMENT A | Double Walled | Fiberglass Reinforced Plastic | Pressure | Double Walled | Flexible
0-005267 | UNOCAL # 0991 | 625 E VAN BUREN ST | PHOENIX | AZ | 85004 | Maricopa | 2 | Perm Closure | 1972-05-08 | 10000 | Gasoline | COMPARTMENT A | Double Walled | Asphalt coated or Bare Steel |  |  |  | Removal | 1991-01-08
0-008641 | COTTONWOOD CHEVRON | 1204 S STATE ROUTE 260 | COTTONWOOD | AZ | 86326 | Yavapai | 3 | Open | 2014-08-22 | 4000 | Diesel | COMPARTMENT A | Double Walled | Fiberglass Reinforced Plastic | Pressure | Double Walled | Flexible
0-002324 | GOODYEAR AUTO SERVICE #8240 | 191 S ARIZONA AVE | CHANDLER | AZ | 85225 | Maricopa | 1 | Perm Closure | 1979-04-16 | 550 | Used Oil/Waste Oil | COMPARTMENT A | Single Walled | Asphalt coated or Bare Steel | Gravity Feed |  | Bare or Galvanized Steel | Closed in Place | 1995-01-26
0-003997 | JUDSON EDGERTON BY JIM EDGERTON | 1 OLD DOUGLAS RD | BISBEE | AZ | 85603 | Cochise | 2 | Perm Closure | 1981-12-17 |  | Gasoline | COMPARTMENT A | Unknown | Asphalt coated or Bare Steel |  |  |  | Removal | 1988-12-16
0-005686 | JEFFERSON ELEMENTARY SCHOOL | 100 W MAHONEY ST | WINSLOW | AZ | 86047 | Navajo | 1 | Perm Closure | 2005-06-17 |  | (Null) | COMPARTMENT A | Unknown | Unknown |  |  |  | Closed in Place | 1950-01-01
0-000620 | JIM BABBITT FORD | 11 N VERDE ST | FLAGSTAFF | AZ | 86001 | Coconino | 2 | Perm Closure | 1966-01-01 | 10000 | Used Oil/Waste Oil | COMPARTMENT A | Single Walled | Asphalt coated or Bare Steel |  |  |  | Removal | 1989-11-15
0-003365 | HOLBROOK CO #127618 | 8001 S APACHE DR | HOLBROOK | AZ | 86025 | Navajo | 1 | Perm Closure | 1970-05-01 | 500 | Diesel | COMPARTMENT A | Double Walled | Asphalt coated or Bare Steel |  |  |  | Removal | 1991-08-28
0-009321 | GIN'S OIL EXPRESS | 737 W SPEEDWAY BLVD | TUCSON | AZ | 85705 | Pima | 4 | Perm Closure | 2005-06-17 | 550 | Used Oil/Waste Oil | COMPARTMENT A | Unknown | Asphalt coated or Bare Steel |  |  |  | Removal | 1986-01-01
0-005786 | RYDER TRUCK RENTAL | 8800 E LONG MESA DR | PRESCOTT VALLEY | AZ | 86314 | Yavapai | 1 | Perm Closure | 1987-09-11 | 550 | Used Oil/Waste Oil | COMPARTMENT A | Unknown | Asphalt coated or Bare Steel | Gravity Feed |  |  | Removal | 1992-07-10
0-009660 | REEB FAMILY TRUST LLC | 3640 E MAIN ST | MESA | AZ | 85205 | Maricopa | 3 | Perm Closure | 1920-01-01 | 500 | Gasoline | COMPARTMENT A | Unknown | Asphalt coated or Bare Steel |  |  |  | Removal | 2000-09-14
0-004132 | RELIABLE ROOFING COMPANY INC | 6730 W BELMONT AVE | GLENDALE | AZ | 85303 | Maricopa | 1 | Perm Closure | 1985-02-25 | 1000 | Gasoline | COMPARTMENT A | Unknown | Asphalt coated or Bare Steel |  |  |  | Removal | 1990-10-15
0-008569 | RENTAL PROPERTY | 3306 W OSBORN RD | PHOENIX | AZ | 85017 | Maricopa | 1 | Perm Closure | 2005-06-17 |  | Unidentified | COMPARTMENT A | Double Walled | Asphalt coated or Bare Steel |  |  |  | Removal | 1995-06-01
0-006322 | RIGO AUTO SALES | 520 N GRAND AVE | NOGALES | AZ | 85621 | Santa Cruz | 2 | Perm Closure | 1958-08-21 | 8000 | Gasoline | COMPARTMENT A | Double Walled | Asphalt coated or Bare Steel |  |  |  | Removal | 1990-09-30
0-008095 | ROGER'S AUTOMOTIVE | 4054 E 22ND ST | TUCSON | AZ | 85711 | Pima | 1 | Perm Closure | 2005-06-17 | 500 | Used Oil/Waste Oil | COMPARTMENT A | Double Walled | Asphalt coated or Bare Steel | Gravity Feed |  | Bare or Galvanized Steel | Removal | 1993-01-21
0-001460 | CIRCLE K #2701636 | 15 W SOUTHERN AVE | TEMPE | AZ | 85282 | Maricopa | 1 | Open | 1985-01-01 | 10000 | Gasoline | COMPARTMENT A | Single Walled | Fiberglass Reinforced Plastic | Pressure | Single Walled | Fiberglass Reinforced Plastic
0-008219 | BANK OF AMERICA NT&SA | 1315 S 4TH AVE | YUMA | AZ | 85364 | Yuma | 1 | Perm Closure | 1957-01-01 | 2500 | Diesel | COMPARTMENT A | Double Walled | Asphalt coated or Bare Steel |  |  |  | Closed in Place | 1970-05-21
0-000482 | WESTERN REFINING CO | 3050 S 19TH AVE | PHOENIX | AZ | 85009 | Maricopa | 1 | Perm Closure | 1968-01-01 | 10000 | Diesel | COMPARTMENT A | Single Walled | Asphalt coated or Bare Steel |  |  |  | Removal | 1988-12-16
0-000482 | WESTERN REFINING CO | 3050 S 19TH AVE | PHOENIX | AZ | 85009 | Maricopa | 2 | Perm Closure | 1968-01-01 | 1000 | Gasoline | COMPARTMENT A | Single Walled | Asphalt coated or Bare Steel |  |  |  | Removal | 1988-12-16
0-009027 | ARCO #5978 | 286 N WALKER RD | PRESCOTT | AZ | 86303 | Yavapai | 3 | Open | 1996-09-17 | 10000 | Gasoline | COMPARTMENT A | Double Walled | Fiberglass Reinforced Plastic | Pressure | Double Walled | Fiberglass Reinforced Plastic
0-000143 | ALHAMBRA SCHOOL DISTRICT #68 | 4501 N 39TH AVE | PHOENIX | AZ | 85019 | Maricopa | 2 | Perm Closure | 1989-01-01 | 10000 | Diesel | COMPARTMENT A | Double Walled | Fiberglass Reinforced Plastic | Pressure |  | Fiberglass Reinforced Plastic | Removal | 2018-07-19
0-000006 | INTERSPEC INC | 3980 E ANDY DEVINE AVE | KINGMAN | AZ | 86401 | Mohave | 4 | Perm Closure | 1969-01-01 | 8000 | Gasoline | COMPARTMENT A |  | Asphalt coated or Bare Steel |  |  |  | Removal | 1989-04-12
0-000304 | ADOT - FREDONIA SHOP |  | FREDONIA |  |  | Coconino | 1 | Perm Closure | 1981-01-01 | 2000 | Gasoline | COMPARTMENT A |  | Asphalt coated or Bare Steel |  |  |  | Removal | 1990-06-19
0-000279 | ADOT - NEEDLE MOUNTAIN MAINTENANCE |  | TOPOCK |  |  | Mohave | 1 | Open | 1982-01-01 | 12000 | Diesel | COMPARTMENT A | Single Walled | Fiberglass Reinforced Plastic | Suction - Check Valve at the Tank Top | Double Walled | Fiberglass Reinforced Plastic
0-007284 | 7-ELEVEN #27518 | 4840 N 67TH AVE | PHOENIX | AZ | 85033 | Maricopa | 2 | Perm Closure | 1986-10-10 | 10000 | Gasoline (UL) | COMPARTMENT A | Single Walled | Fiberglass Reinforced Plastic | Pressure | Double Walled | Fiberglass Reinforced Plastic | Removal | 2014-06-10
0-009528 | DENMART #8093 | 5151 E MCKELLIPS RD | MESA | AZ | 85215 | Maricopa | 1 | Perm Closure | 1999-08-16 | 12000 | Gasoline | COMPARTMENT A | Double Walled | Fiberglass Reinforced Plastic | Pressure | Double Walled | Fiberglass Reinforced Plastic | Removal | 2020-08-14
0-008212 | 4.2 ACRE PARCEL | 1943 W MCDOWELL RD | PHOENIX | AZ | 85009 | Maricopa | 1 | Perm Closure | 2005-06-17 | 3000 | Gasoline | COMPARTMENT A | Unknown | Unknown | Suction - Check Valve at the Tank Top |  |  | Removal | 1993-10-19
0-004173 | CHAS ROBERTS AIR CONDITIONING | 9828 N 19TH AVE | PHOENIX | AZ | 85021 | Maricopa | 3 | Perm Closure | 1981-01-01 | 8500 | Gasoline | COMPARTMENT A |  | Asphalt coated or Bare Steel |  |  |  | Removal | 1990-02-21
0-008856 | BRENCO CARDLOCK | 940 W BIRCHWOOD AVE | MESA | AZ | 85210 | Maricopa | 1 | Perm Closure | 1996-01-15 | 12000 | Diesel | COMPARTMENT A | Single Walled | Fiberglass Reinforced Plastic | Pressure | Double Walled | Fiberglass Reinforced Plastic | Removal | 2016-12-07
0-005797 | BUDGET RENT-A-CAR #1201 | 205 E VAN BUREN ST | AVONDALE | AZ | 85323 | Maricopa | 1 | Perm Closure | 1987-01-01 | 10000 | Gasoline (UL) | COMPARTMENT A | Single Walled | Fiberglass Reinforced Plastic | Pressure | Double Walled | Fiberglass Reinforced Plastic | Removal | 2015-04-14
0-000612 | BFK COMPANY | 2521 N FAIRVIEW AVE | TUCSON | AZ | 85705 | Pima | 3 | Perm Closure | 1978-01-01 | 2000 | Gasoline | COMPARTMENT A | Single Walled | Asphalt coated or Bare Steel | Suction - Check Valve at the Tank Top | Single Walled | Bare or Galvanized Steel | Removal | 1987-12-01
0-001662 | BISHOP'S CENTRAL STOREHOUSE | 235 S EL DORADO CIR | MESA | AZ | 85202 | Maricopa | 2 | Open | 1981-01-01 | 10000 | Diesel | COMPARTMENT A |  | Fiberglass Reinforced Plastic | Pressure |  | Fiberglass Reinforced Plastic
0-004970 | ADIBA FAS FUEL | 8530 E SPEEDWAY BLVD | TUCSON | AZ | 85710 | Pima | 5 | Perm Closure | 1964-01-01 | 550 | Used Oil/Waste Oil | COMPARTMENT A |  | Asphalt coated or Bare Steel |  |  |  | Removal | 1992-06-01
0-004970 | ADIBA FAS FUEL | 8530 E SPEEDWAY BLVD | TUCSON | AZ | 85710 | Pima | 7 | Open | 1992-06-01 | 10000 | Gasoline | COMPARTMENT A | Double Walled | Fiberglass Reinforced Plastic | Pressure | Double Walled | Fiberglass Reinforced Plastic
0-004943 | SHELL | 2180 E BROADWAY RD | TEMPE | AZ | 85282 | Maricopa | 2 | Open | 1986-05-07 | 10000 | Gasoline | COMPARTMENT A | Double Walled | Fiberglass Reinforced Plastic | Pressure |  | Fiberglass Reinforced Plastic
0-004943 | SHELL | 2180 E BROADWAY RD | TEMPE | AZ | 85282 | Maricopa | 4 | Open | 1986-05-07 | 8000 | Gasoline | COMPARTMENT A | Double Walled | Fiberglass Reinforced Plastic | Pressure |  | Fiberglass Reinforced Plastic
0-006857 | TEXACO #60-349-0330 | 13635 N 19TH AVE | PHOENIX | AZ | 85029 | Maricopa | 8 | Perm Closure | 2005-06-17 | 10000 | Gasoline | COMPARTMENT A | Double Walled | Asphalt coated or Bare Steel |  |  |  | Removal | 1990-06-01
0-006857 | TEXACO #60-349-0330 | 13635 N 19TH AVE | PHOENIX | AZ | 85029 | Maricopa | 1 | Perm Closure | 1990-06-08 | 10000 | Gasoline | COMPARTMENT A | Double Walled | Fiberglass Reinforced Plastic | Pressure |  | Fiberglass Reinforced Plastic | Removal | 2002-11-21
0-008804 | SAFFORD UNIFIED SCHOOL DISTRICT TRANSPORATION DEPARTMENT | 1141 S 14TH AVE | SAFFORD | AZ | 85546 | Graham | 1 | Perm Closure | 1986-01-01 | 10000 | Diesel | COMPARTMENT A | Double Walled | Composite (Steel/Fiberglass) | Pressure |  |  | Removal | 2019-07-17
0-001788 | KEMPTON CHEVROLET | 601 W 5TH ST | SAFFORD | AZ | 85546 | Graham | 3 | Perm Closure | 1986-01-01 | 6000 | Gasoline | COMPARTMENT A | Single Walled | Asphalt coated or Bare Steel | Pressure | Single Walled | Fiberglass Reinforced Plastic | Removal | 2008-09-18
0-001788 | KEMPTON CHEVROLET | 601 W 5TH ST | SAFFORD | AZ | 85546 | Graham | 4 | Perm Closure | 1969-01-01 | 350 | Used Oil/Waste Oil | COMPARTMENT A | Single Walled | Asphalt coated or Bare Steel | Gravity Feed | Single Walled | Bare or Galvanized Steel | Removal | 1999-05-12
0-004768 | SULPHUR SPRINGS VALLEY ELECTRIC | 285 W 5TH ST | BENSON | AZ | 85602 | Cochise | 2 | Perm Closure | 1988-05-01 | 5000 | Gasoline | COMPARTMENT A |  | Asphalt coated or Bare Steel | Suction - Check Valve at the Tank Top |  | Bare or Galvanized Steel | Removal | 1999-01-11
0-002892 | SUN WESTERN FLYERS | 3535 S FORTUNA AVE | YUMA | AZ | 85365 | Yuma | 6 | Perm Closure | 1972-01-01 | 12000 | Jet Fuel | COMPARTMENT A |  | Asphalt coated or Bare Steel | Suction - Check Valve at the Dispenser |  | Bare or Galvanized Steel | Removal | 2008-08-20
0-006029 | SPELLMAN HARDWOODS INC | 4645 N 43RD AVE | PHOENIX | AZ | 85031 | Maricopa | 4 | Perm Closure | 1988-08-16 | 4000 | Diesel | COMPARTMENT A | Single Walled | Fiberglass Reinforced Plastic | Suction - Check Valve at the Tank Top |  | Fiberglass Reinforced Plastic | Removal | 2019-08-21
0-004266 | SAINT FRANCIS FARMS INC | 29560 N COOPER RD | MAGMA | AZ | 85132 | Pinal | 1 | Perm Closure | 1956-05-08 | 4000 | Diesel | COMPARTMENT A | Unknown | Asphalt coated or Bare Steel |  |  |  | Removal | 1987-03-01
0-007106 | USDA FS - SIERRA ANCHA EXPERIMENTAL FOREST |  | YOUNG |  |  | Gila | 1 | Perm Closure | 2005-06-17 |  | Unidentified | COMPARTMENT A | Double Walled | Asphalt coated or Bare Steel |  |  |  | Removal | 1990-10-30
0-006198 | SIMON STORES CORPORATION | 7730 W INDIAN SCHOOL RD | PHOENIX | AZ | 85033 | Maricopa | 1 | Perm Closure | 1988-02-02 | 15000 | Gasoline | COMPARTMENT A | Single Walled | Fiberglass Reinforced Plastic | Pressure |  | Fiberglass Reinforced Plastic | Removal | 2014-08-26
0-009962 | CITY OF WINSLOW - FIRE DEPARTMENT | 215 N TAYLOR AVE | WINSLOW | AZ | 86047 | Navajo | 1 | Perm Closure | 2005-06-17 | 400 | Used Oil/Waste Oil | COMPARTMENT A | Unknown | Unknown |  |  |  | Removal | 2003-10-08
0-005704 | TAYLOR'S CAR WASH | 1145 W WICKENBURG WAY | WICKENBURG | AZ | 85390 | Maricopa | 2 | Open | 1973-01-01 | 10000 | Gasoline (PUL) | COMPARTMENT A | Double Walled | Composite (Steel/Fiberglass) | Pressure | Single Walled | Fiberglass Reinforced Plastic
0-005705 | TROY INVESTMENT | 51348 W HIGHWAY 60 | AGUILA | AZ | 85320 | Maricopa | 2 | Open | 1970-01-21 | 10000 | Gasoline | COMPARTMENT A | Single Walled | Asphalt coated or Bare Steel | Pressure | Single Walled | Fiberglass Reinforced Plastic
0-005705 | TROY INVESTMENT | 51348 W HIGHWAY 60 | AGUILA | AZ | 85320 | Maricopa | 3 | Open | 1970-01-21 | 5000 | Gasoline | COMPARTMENT A | Single Walled | Asphalt coated or Bare Steel | Pressure | Single Walled | Fiberglass Reinforced Plastic
0-006546 | WHITING BROS STATION |  | KINGMAN |  |  | Mohave | 3 | Perm Closure | 2005-06-17 |  | Unidentified | COMPARTMENT A | Double Walled | Asphalt coated or Bare Steel |  |  |  | Removal | 1988-12-01
0-001116 | CHEVRON #9-4427 | 210 LIVE OAK ST | MIAMI | AZ | 85539 | Gila | 1 | Perm Closure | 1966-01-01 | 4000 | Gasoline | COMPARTMENT A |  | Asphalt coated or Bare Steel | Pressure |  |  | Removal | 1992-05-06
0-001586 | COCHISE COLLEGE - DOUGLAS CAMPUS | 4190 W HIGHWAY 80 | DOUGLAS | AZ | 85607 | Cochise | 3 | Perm Closure | 1969-01-01 | 14000 | Unidentified | COMPARTMENT A | Single Walled | Asphalt coated or Bare Steel | Pressure | Single Walled | Bare or Galvanized Steel | Removal | 1992-06-03
0-001586 | COCHISE COLLEGE - DOUGLAS CAMPUS | 4190 W HIGHWAY 80 | DOUGLAS | AZ | 85607 | Cochise | 2 | Perm Closure | 1969-01-01 | 14000 | Unidentified | COMPARTMENT A | Single Walled | Asphalt coated or Bare Steel | Pressure | Single Walled | Bare or Galvanized Steel | Removal | 1992-06-03
0-006824 | 2ND CABLE COMPANY OF ARIZONA | 396 KAYETAN DR | SIERRA VISTA | AZ | 85635 | Cochise | 1 | Perm Closure | 1980-01-01 | 2000 | Gasoline | COMPARTMENT A | Double Walled | Asphalt coated or Bare Steel |  |  |  | Removal | 1990-05-25
0-006824 | 2ND CABLE COMPANY OF ARIZONA | 396 KAYETAN DR | SIERRA VISTA | AZ | 85635 | Cochise | 2 | Perm Closure | 1980-01-01 | 500 | Gasoline | COMPARTMENT A | Double Walled | Asphalt coated or Bare Steel |  |  |  | Removal | 1990-05-25
0-006668 | SENOR BARRATO | 560 N G AVE | DOUGLAS | AZ | 85607 | Cochise | 4 | Perm Closure | 2005-06-17 | 2000 | Gasoline | COMPARTMENT A | Unknown | Asphalt coated or Bare Steel |  |  |  | Removal | 1989-11-17
0-006668 | SENOR BARRATO | 560 N G AVE | DOUGLAS | AZ | 85607 | Cochise | 1 | Perm Closure | 2005-06-17 | 1000 | Gasoline | COMPARTMENT A | Unknown | Asphalt coated or Bare Steel |  |  |  | Removal | 1989-11-17
0-001884 | CIRCLE K #2705409 | 8249 W INDIAN SCHOOL RD | PHOENIX | AZ | 85033 | Maricopa | 6 | Open | 1996-03-01 | 12000 | Gasoline | COMPARTMENT A | Double Walled | Fiberglass Reinforced Plastic | Pressure | Double Walled | Fiberglass Reinforced Plastic
0-001086 | SANDHU CHEVRON | 808 E BASELINE RD | TEMPE | AZ | 85283 | Maricopa | 4 | Perm Closure | 1982-12-01 | 12000 | Diesel | COMPARTMENT A | Single Walled | Fiberglass Reinforced Plastic |  |  |  | Removal | 1993-09-26
0-001086 | SANDHU CHEVRON | 808 E BASELINE RD | TEMPE | AZ | 85283 | Maricopa | 7 | Open | 1993-10-29 | 10000 | Gasoline | COMPARTMENT A | Double Walled | Fiberglass Reinforced Plastic | Pressure | Double Walled | Fiberglass Reinforced Plastic
0-002453 | BROWN & BROWN NISSAN @ BROADWAY & DOBSON | 1701 W BROADWAY RD | MESA | AZ | 85202 | Maricopa | 1 | Perm Closure | 1972-12-24 | 2000 | Gasoline | COMPARTMENT A | Single Walled | Asphalt coated or Bare Steel |  |  |  | Removal | 1988-12-20
0-001054 | CHEVRON #9-8422 | 4990 N ORACLE RD | TUCSON | AZ | 85704 | Pima | 2 | Perm Closure | 1986-01-01 | 10000 | Gasoline | COMPARTMENT A | Double Walled | Fiberglass Reinforced Plastic | Pressure |  | Fiberglass Reinforced Plastic | Removal | 1996-05-07
0-003358 | US WEST WHETSTONE RADIO # 125652 |  | BENSON |  |  | Cochise | 1 | Perm Closure | 1976-01-01 | 550 | Diesel | COMPARTMENT A | Single Walled | Fiberglass Reinforced Plastic |  |  |  | Removal | 1994-12-01
0-007634 | TUNEUP MASTERS #603 | 1901 N SCOTTSDALE RD | SCOTTSDALE | AZ | 85257 | Maricopa | 4 | Perm Closure | 2005-06-17 | 300 | Used Oil/Waste Oil | COMPARTMENT A | Unknown | Unknown | Suction - Check Valve at the Tank Top |  |  | Removal | 1991-11-21
0-007634 | TUNEUP MASTERS #603 | 1901 N SCOTTSDALE RD | SCOTTSDALE | AZ | 85257 | Maricopa | 3 | Perm Closure | 2005-06-17 | 300 | Used Oil/Waste Oil | COMPARTMENT A | Unknown | Unknown | Suction - Check Valve at the Tank Top |  |  | Removal | 1991-11-21
0-006299 | TWENTY SEVEN HUNDRED BUILDING | 2700 N CENTRAL AVE | PHOENIX | AZ | 85004 | Maricopa | 1 | Perm Closure | 1984-01-01 | 250 | Diesel | COMPARTMENT A |  | Asphalt coated or Bare Steel | Gravity Feed |  | Bare or Galvanized Steel | Removal | 1998-12-21
0-007231 | CITY OF MESA - POLICE DEPARTMENT HEADQUARTERS | 130 N ROBSON | MESA | AZ | 85201 | Maricopa | 1 | Perm Closure | 1980-01-01 | 1000 | Red Diesel | COMPARTMENT A | Double Walled | Fiberglass Reinforced Plastic | Suction - Check Valve at the Tank Top | Double Walled | Fiberglass Reinforced Plastic | Removal | 2018-12-05
0-006977 | PHOENIX, CITY OF - GRAND PRIX GARAGE |  | PHOENIX |  |  | Maricopa | 2 | Perm Closure | 2005-06-17 | 550 | Used Oil/Waste Oil | COMPARTMENT A | Unknown | Asphalt coated or Bare Steel |  |  |  | Removal | 1989-04-04
0-002787 | GILA MUFFLER |  | GLOBE |  |  | Gila | 1 | Perm Closure | 1971-05-03 | 10000 | Gasoline | COMPARTMENT A | Double Walled | Asphalt coated or Bare Steel |  |  |  | Removal | 1988-09-01
0-005626 | FUELCO #110 | 9210 W VAN BUREN ST | TOLLESON | AZ | 85353 | Maricopa | 2 | Perm Closure | 1978-01-01 | 10000 | Gasoline | COMPARTMENT A | Single Walled | Asphalt coated or Bare Steel |  |  |  | Removal | 1990-01-16
0-006256 | GAS-N-GRUB 1 | 4518 N STOCKTON HILL RD | KINGMAN | AZ | 86409 | Mohave | 3 | Perm Closure | 1987-07-27 | 10000 | Gasoline | COMPARTMENT A | Single Walled | Fiberglass Reinforced Plastic | Pressure | Single Walled | Fiberglass Reinforced Plastic | Removal | 2019-04-11
0-009248 | QUICK'S SERVICE CENTER | 590 S MCNAB PKWY | SAN MANUEL | AZ | 85631 | Pinal | 4 | Temp Closure | 1976-01-01 | 500 | Used Oil/Waste Oil | COMPARTMENT A | Single Walled | Asphalt coated or Bare Steel | Pressure |  |  |  | 2007-03-01
0-000433 | ARIZONA STATE SCHOOL FOR THE DEAF AND BLIND | 1200 W SPEEDWAY BLVD | TUCSON | AZ | 85745 | Pima | 8 | Perm Closure | 1988-12-01 | 10000 | Gasoline | COMPARTMENT A | Double Walled | Composite (Steel/Fiberglass) | Pressure |  | Fiberglass Reinforced Plastic | Removal | 2014-06-24
0-000433 | ARIZONA STATE SCHOOL FOR THE DEAF AND BLIND | 1200 W SPEEDWAY BLVD | TUCSON | AZ | 85745 | Pima | 4 | Perm Closure | 1972-01-01 | 1000 | Gasoline | COMPARTMENT A | Single Walled | Asphalt coated or Bare Steel |  |  |  | Removal | 1989-02-20
0-001272 | CIRCLE K #2700612 | 3550 E BROADWAY RD | MESA | AZ | 85204 | Maricopa | 5 | Perm Closure | 1994-12-15 | 10000 | Gasoline | COMPARTMENT A | Double Walled | Fiberglass Reinforced Plastic | Pressure | Double Walled | Fiberglass Reinforced Plastic | Removal | 2011-01-11
0-009377 | 7-ELEVEN #32319 | 19848 N 27TH AVE | PHOENIX | AZ | 85027 | Maricopa | 2 | Perm Closure | 1998-06-01 | 10000 | Gasoline | COMPARTMENT A | Double Walled | Fiberglass Reinforced Plastic | Pressure | Double Walled | Fiberglass Reinforced Plastic | Removal | 2019-05-23
0-007580 | PEORIA UNIFIED SCHOOL DISTRICT #11 | 11251 N 67TH AVE | GLENDALE | AZ | 85304 | Maricopa | 3 | Perm Closure | 1978-01-01 | 6000 | Diesel | COMPARTMENT A |  | Fiberglass Reinforced Plastic | Pressure | Double Walled | Fiberglass Reinforced Plastic | Removal | 2005-07-20
0-005680 | CITY OF WINSLOW - WINSLOW-LINDBERGH REGIONAL AIRPORT | NE CORNER OF AIRPORT RD AND HUMANE SOCIETY RD | WINSLOW | AZ | 86047 | Navajo | 2 | Perm Closure | 1980-01-03 | 10000 | Unidentified | COMPARTMENT A | Unknown | Asphalt coated or Bare Steel |  |  |  | Removal | 1998-07-29
0-005680 | CITY OF WINSLOW - WINSLOW-LINDBERGH REGIONAL AIRPORT | NE CORNER OF AIRPORT RD AND HUMANE SOCIETY RD | WINSLOW | AZ | 86047 | Navajo | 6 | Perm Closure | 1980-01-03 | 10000 | Gasoline | COMPARTMENT A | Unknown | Asphalt coated or Bare Steel |  |  |  | Removal | 1998-07-29
0-005284 | UNOCAL #4529 | 755 NAVAJO BLVD | HOLBROOK | AZ | 86025 | Navajo | 2 | Perm Closure | 1985-01-01 | 12000 | Gasoline | COMPARTMENT A | Double Walled | Composite (Steel/Fiberglass) | Pressure | Single Walled | Fiberglass Reinforced Plastic | Removal | 2015-02-04
0-005284 | UNOCAL #4529 | 755 NAVAJO BLVD | HOLBROOK | AZ | 86025 | Navajo | 3 | Perm Closure | 1985-01-01 | 500 | Used Oil/Waste Oil | COMPARTMENT A | Unknown | Asphalt coated or Bare Steel | Gravity Feed | Single Walled | Bare or Galvanized Steel | Removal | 2015-02-04
0-005032 | THOMPSON'S MUFFLER | 404 W HOPI DR | HOLBROOK | AZ | 86025 | Navajo | 1 | Perm Closure | 1978-01-01 | 4000 | Gasoline | COMPARTMENT A |  | Asphalt coated or Bare Steel |  |  |  | Removal | 1990-01-01
0-003412 | US WEST #143270 | 3532 W GREENWAY RD | PHOENIX | AZ | 85053 | Maricopa | 2 | Perm Closure | 1976-01-07 | 10000 | Gasoline | COMPARTMENT A | Double Walled | Asphalt coated or Bare Steel | Pressure |  | Fiberglass Reinforced Plastic | Removal | 1996-06-21
0-005727 | YUCO GIN - BAKER GIN | 7474 E US HIGHWAY 95 | YUMA | AZ | 85365 | Yuma | 2 | Perm Closure | 1978-05-06 | 9000 | Diesel | COMPARTMENT A | Double Walled | Asphalt coated or Bare Steel |  |  |  | Removal | 1989-12-01
0-005727 | YUCO GIN - BAKER GIN | 7474 E US HIGHWAY 95 | YUMA | AZ | 85365 | Yuma | 3 | Perm Closure | 1952-01-01 | 550 | Gasoline | COMPARTMENT A | Double Walled | Asphalt coated or Bare Steel |  |  |  | Removal | 1989-12-01
0-000156 | TEXACO - APPLE'S TEXACO SERVICE | 497 E 16TH ST | YUMA | AZ | 85364 | Yuma | 1 | Perm Closure | 1964-01-01 | 750 | Used Oil/Waste Oil | COMPARTMENT A |  | Asphalt coated or Bare Steel |  |  |  | Removal | 1991-10-23
0-000937 | PILOT TRAVEL CENTER #1175 | 14925 S STAGECOACH TRL | MAYER | AZ | 86333 | Yavapai | 1 | Perm Closure | 1979-01-01 | 10000 | Gasoline | COMPARTMENT A |  | Asphalt coated or Bare Steel | Pressure |  | Fiberglass Reinforced Plastic | Removal | 2004-03-18
0-007778 | KDAP RADIO STATION | 2031 N SULPHUR SPRINGS ST | DOUGLAS | AZ | 85607 | Cochise | 1 | Perm Closure | 1966-01-01 |  | Diesel | COMPARTMENT A | Unknown | Asphalt coated or Bare Steel |  |  |  | Removal | 1995-03-27
0-007796 | KIRKLAND POST OFFICE | 970 S KIRKLAND VALLEY RD | KIRKLAND | AZ | 86332 | Yavapai | 2 | Perm Closure | 2005-06-17 | 300 | Gasoline | COMPARTMENT A | Double Walled | Asphalt coated or Bare Steel | Gravity Feed |  |  | Removal | 1994-05-05
0-009159 | KPD APPRAISAL/L & W CONSTRUCTION | 180 N HARRISON RD | TUCSON | AZ | 85748 | Pima | 1 | Perm Closure | 1979-04-19 | 550 | Gasoline | COMPARTMENT A | Double Walled | Asphalt coated or Bare Steel |  |  |  | Removal | 1985-12-30
0-008955 | MARINA DEL SOL | 4931 E MCDOWELL RD | PHOENIX | AZ | 85008 | Maricopa | 1 | Perm Closure | 2005-06-17 | 2000 | Gasoline | COMPARTMENT A | Double Walled | Asphalt coated or Bare Steel | Suction - Check Valve at the Tank Top |  | Bare or Galvanized Steel | Removal | 1996-08-16
0-002428 | HALLUM MALCO | 909 E GURLEY ST | PRESCOTT | AZ | 86301 | Yavapai | 7 | Perm Closure | 1988-05-01 | 10000 | Gasoline | COMPARTMENT A |  | Asphalt coated or Bare Steel | Pressure |  | Fiberglass Reinforced Plastic | Removal | 2012-01-17
0-005199 | TUCSON TRUCK TERMINAL | 5451 E BENSON HWY | TUCSON | AZ | 85756 | Pima | 16 | Open | 1986-07-01 | 12000 | Diesel | COMPARTMENT A | Single Walled | Asphalt coated or Bare Steel | Pressure |  | Fiberglass Reinforced Plastic
0-005199 | TUCSON TRUCK TERMINAL | 5451 E BENSON HWY | TUCSON | AZ | 85756 | Pima | 10 | Perm Closure | 1985-01-01 | 4000 | Unidentified | COMPARTMENT A | Double Walled | Asphalt coated or Bare Steel |  |  |  | Removal | 1993-12-06
0-005191 | TUCSON MEDICAL CENTER | 5301 E GRANT RD | TUCSON | AZ | 85712 | Pima | 9 | Open | 1984-01-01 | 500 | Used Oil/Waste Oil | COMPARTMENT A |  | Asphalt coated or Bare Steel | Gravity Feed
0-007316 | USDOJ FCI - TUCSON | 8901 S WILMOT RD | TUCSON | AZ | 85756 | Pima | 1 | Perm Closure | 1986-01-01 | 4000 | Gasoline | COMPARTMENT A | Unknown | Asphalt coated or Bare Steel | Suction - Check Valve at the Tank Top |  |  | Removal | 1996-12-02
0-007780 | EXPRESS-IT | 601 W 22ND ST | TUCSON | AZ | 85713 | Pima | 2 | Perm Closure | 2005-06-17 | 550 | Gasoline | COMPARTMENT A |  | Asphalt coated or Bare Steel | Suction - Check Valve at the Tank Top |  |  | Removal | 1993-09-23
0-004967 | TEXACO #60-351-1012 | 2449 E 22ND ST | TUCSON | AZ | 85713 | Pima | 1 | Perm Closure | 1970-05-07 | 10000 | Gasoline | COMPARTMENT A | Double Walled | Asphalt coated or Bare Steel | Pressure |  |  | Removal | 1993-06-20
0-008924 | ADOT - PORT OF ENTRY |  | KINGMAN |  |  | Mohave | 2 | Perm Closure | 2005-06-17 | 3000 | Diesel | COMPARTMENT A |  | Asphalt coated or Bare Steel |  |  |  | Removal | 1996-06-25
0-002573 | FOOTHILLS GOLF CLUB | 2201 E CLUBHOUSE DR | PHOENIX | AZ | 85048 | Maricopa | 12 | Perm Closure | 1950-01-01 | 10000 | Diesel | COMPARTMENT A | Single Walled | Asphalt coated or Bare Steel |  |  |  | Removal | 1986-07-01
0-009631 | GALAWAY PROPERTY |  | GRAY MOUNTAIN |  |  | Coconino | 2 | Perm Closure | 2005-06-17 | 1000 | Gasoline | COMPARTMENT A | Double Walled | Asphalt coated or Bare Steel | Suction - Check Valve at the Tank Top |  |  | Removal | 2000-05-23
0-007684 | PAINTED DESERT OASIS CHEVRON |  | PETRIFIED FOREST NATIONAL PARK |  |  | Apache | 3 | Perm Closure | 1959-01-01 | 6000 | Gasoline | COMPARTMENT A | Single Walled | Asphalt coated or Bare Steel | Pressure |  | Fiberglass Reinforced Plastic | Removal | 1992-04-02
0-007684 | PAINTED DESERT OASIS CHEVRON |  | PETRIFIED FOREST NATIONAL PARK |  |  | Apache | 7 | Open | 1992-05-06 | 6000 | Gasoline | COMPARTMENT A | Double Walled | Composite (Steel/Fiberglass) | Pressure |  | Fiberglass Reinforced Plastic
0-007684 | PAINTED DESERT OASIS CHEVRON |  | PETRIFIED FOREST NATIONAL PARK |  |  | Apache | 5 | Open | 1992-05-06 | 10000 | Gasoline | COMPARTMENT A | Double Walled | Composite (Steel/Fiberglass) | Pressure |  | Fiberglass Reinforced Plastic
0-005575 | YAVAPAI COUNTY - FLEET MANAGEMENT | 810 WHIPPLE ST | PRESCOTT | AZ | 86301 | Yavapai | 2 | Perm Closure | 1982-06-10 | 12000 | Gasoline | COMPARTMENT A | Unknown | Asphalt coated or Bare Steel | Pressure |  |  | Removal | 1999-03-05
0-008897 | MARANA ARMY AIRFIELD |  | MARANA |  |  | Pinal | 2 | Perm Closure | 1940-01-01 | 50000 | Used Oil/Waste Oil | COMPARTMENT A | Unknown | Asphalt coated or Bare Steel |  |  |  | Closed in Place | 1997-05-23
0-006731 | AVFLIGHT MESA | 4766 E FALCON DR | MESA | AZ | 85215 | Maricopa | 4 | Open | 2020-11-03 | 12000 | Aviation Gasoline | COMPARTMENT A | Double Walled | Fiberglass Reinforced Plastic
0-001027 | PORSCHE NORTH SCOTTSDALE | 18000 N SCOTTSDALE RD | PHOENIX | AZ | 85054 | Maricopa | 1 | Perm Closure | 1973-01-01 | 1000 | Gasoline | COMPARTMENT A |  | Asphalt coated or Bare Steel |  |  |  | Removal | 1987-12-01
0-000872 | AC SOURCE | 2630 E BELL RD | PHOENIX | AZ | 85032 | Maricopa | 2 | Perm Closure | 1987-01-01 | 1000 | Used Oil/Waste Oil | COMPARTMENT A |  | Asphalt coated or Bare Steel |  |  |  | Removal | 1999-12-22
0-000994 | NESBITT CONTRACTING COMPANY | 100 S PRICE RD | TEMPE | AZ | 85281 | Maricopa | 5 | Perm Closure | 1980-01-01 | 10000 | Diesel | COMPARTMENT A |  | Asphalt coated or Bare Steel | Pressure | Single Walled | Bare or Galvanized Steel | Removal | 1999-01-20
0-000994 | NESBITT CONTRACTING COMPANY | 100 S PRICE RD | TEMPE | AZ | 85281 | Maricopa | 7 | Perm Closure | 1980-01-01 | 1000 | New Oil | COMPARTMENT A |  | Asphalt coated or Bare Steel | Gravity Feed | Single Walled | Bare or Galvanized Steel | Removal | 1996-09-26
0-004287 | SRP - POWER CONSTRUCTION & MAINTENANCE | 1100 N PROJECT DR | TEMPE | AZ | 85281 | Maricopa | 11 | Perm Closure | 1995-01-07 | 10000 | Gasoline | COMPARTMENT A | Unknown | Asphalt coated or Bare Steel |  |  |  | Removal | 1993-07-29
0-004287 | SRP - POWER CONSTRUCTION & MAINTENANCE | 1100 N PROJECT DR | TEMPE | AZ | 85281 | Maricopa | 3 | Perm Closure | 1974-04-24 | 2000 | Used Oil/Waste Oil | COMPARTMENT A | Unknown | Asphalt coated or Bare Steel |  |  |  | Removal | 1992-07-07
0-004287 | SRP - POWER CONSTRUCTION & MAINTENANCE | 1100 N PROJECT DR | TEMPE | AZ | 85281 | Maricopa | 2 | Perm Closure | 1974-04-24 | 2000 | Used Oil/Waste Oil | COMPARTMENT A | Unknown | Asphalt coated or Bare Steel | Suction - Check Valve at the Tank Top |  | Bare or Galvanized Steel | Removal | 1992-07-07
0-004287 | SRP - POWER CONSTRUCTION & MAINTENANCE | 1100 N PROJECT DR | TEMPE | AZ | 85281 | Maricopa | 4 | Perm Closure | 1974-04-24 | 2000 | Used Oil/Waste Oil | COMPARTMENT A | Unknown | Asphalt coated or Bare Steel |  |  |  | Removal | 1992-07-07
0-002845 | EXXON - BILL KING'S EXXON | 302 W PIMA ST | GILA BEND | AZ | 85337 | Maricopa | 4 | Perm Closure | 1965-01-01 | 300 | Used Oil/Waste Oil | COMPARTMENT A | Unknown | Unknown |  |  |  | Removal | 1998-02-13
0-002807 | WHITING STATION #35 | 5214 NW GRAND AVE | GLENDALE | AZ | 85301 | Maricopa | 3 | Perm Closure | 1971-04-09 | 8000 | Gasoline | COMPARTMENT A | Single Walled | Asphalt coated or Bare Steel |  |  |  | Removal | 1988-07-01
0-002807 | WHITING STATION #35 | 5214 NW GRAND AVE | GLENDALE | AZ | 85301 | Maricopa | 4 | Perm Closure | 1971-04-09 | 6000 | Diesel | COMPARTMENT A | Single Walled | Asphalt coated or Bare Steel |  |  |  | Removal | 1988-07-01
0-004384 | SCHURGIN PROPERTY | 1530 E WASHINGTON ST | PHOENIX | AZ | 85034 | Maricopa | 5 | Perm Closure | 1970-01-01 | 8000 | Gasoline | COMPARTMENT A | Unknown | Asphalt coated or Bare Steel | Suction - Check Valve at the Tank Top |  | Bare or Galvanized Steel | Removal | 1989-10-18
0-004671 | 7-ELEVEN #25433 | 8889 E VIA LINDA | SCOTTSDALE | AZ | 85258 | Maricopa | 3 | Perm Closure | 1984-01-01 | 10000 | Gasoline | COMPARTMENT A | Unknown | Fiberglass Reinforced Plastic | Suction - Check Valve at the Tank Top |  | Fiberglass Reinforced Plastic | Removal | 1999-08-19
0-002921 | WE BUY SCRAP | 1229 E CURRY RD | TEMPE | AZ | 85281 | Maricopa | 1 | Perm Closure | 1968-01-01 | 8000 | Gasoline | COMPARTMENT A |  | Asphalt coated or Bare Steel | Suction - Check Valve at the Tank Top |  |  | Removal | 1992-05-16
0-004921 | TEXACO #60-349-0976 | 1848 W BELL RD | PHOENIX | AZ | 85023 | Maricopa | 1 | Perm Closure | 1984-05-07 | 10000 | Gasoline | COMPARTMENT A | Unknown | Fiberglass Reinforced Plastic | Pressure | Double Walled | Fiberglass Reinforced Plastic | Removal | 2003-06-20
0-003194 | MOBIL 18-574 | 2649 W INDIAN SCHOOL RD | PHOENIX | AZ | 85017 | Maricopa | 2 | Perm Closure | 1972-01-01 | 10000 | Gasoline | COMPARTMENT A |  | Asphalt coated or Bare Steel | Pressure |  |  | Removal | 1988-06-30
0-003118 | DATS TRUCKING, INC. | 1845 N 27TH AVE | PHOENIX | AZ | 85009 | Maricopa | 4 | Perm Closure | 1961-03-03 | 10000 | Diesel | COMPARTMENT A | Double Walled | Asphalt coated or Bare Steel | Suction - Check Valve at the Tank Top |  | Bare or Galvanized Steel | Removal | 1995-05-23
0-006371 | EAGLE STAR FENCE AMERICAN EAGLE | 47 S 113TH WAY | APACHE JUNCTION | AZ | 85120 | Maricopa | 4 | Perm Closure | 1973-01-01 | 3000 | Diesel | COMPARTMENT A | Single Walled | Asphalt coated or Bare Steel | Suction - Check Valve at the Tank Top |  |  | Removal | 1993-05-18
0-005129 | TRI-CITY REDI-MIX | 2128 E 1ST ST | TEMPE | AZ | 85281 | Maricopa | 1 | Perm Closure | 1971-01-08 | 2000 | Gasoline | COMPARTMENT A | Unknown | Asphalt coated or Bare Steel |  |  |  | Removal | 1990-09-25
0-003272 | EXXONMOBIL #18-M57 | 5843 W INDIAN SCHOOL RD | PHOENIX | AZ | 85031 | Maricopa | 4 | Perm Closure | 1986-04-21 | 10000 | Gasoline | COMPARTMENT A | Double Walled | Fiberglass Reinforced Plastic | Pressure |  | Fiberglass Reinforced Plastic | Removal | 2002-11-12
0-001898 | GRANITE REEF MOBIL | 6002 N GRANITE REEF RD | SCOTTSDALE | AZ | 85250 | Maricopa | 3 | Perm Closure | 1964-04-26 | 6000 | Gasoline | COMPARTMENT A |  | Asphalt coated or Bare Steel |  |  |  | Removal | 1986-04-01
0-001898 | GRANITE REEF MOBIL | 6002 N GRANITE REEF RD | SCOTTSDALE | AZ | 85250 | Maricopa | 8 | Perm Closure | 1989-01-01 | 1000 | Used Oil/Waste Oil | COMPARTMENT A | Double Walled | Fiberglass Reinforced Plastic |  |  |  | Removal | 2019-12-11
0-001877 | AUTO REPAIR N GAS | 7504 W GLENDALE AVE | GLENDALE | AZ | 85303 | Maricopa | 5 | Open | 1991-12-01 | 12000 | Gasoline | COMPARTMENT A | Double Walled | Fiberglass Reinforced Plastic | Pressure | Double Walled | Fiberglass Reinforced Plastic
0-001877 | AUTO REPAIR N GAS | 7504 W GLENDALE AVE | GLENDALE | AZ | 85303 | Maricopa | 1 | Perm Closure | 1970-01-01 | 6000 | Gasoline | COMPARTMENT A |  | Asphalt coated or Bare Steel | Pressure | Single Walled | Bare or Galvanized Steel | Removal | 1991-11-04
0-005308 | UNOCAL #5972 | 209 N ARIZONA AVE | CHANDLER | AZ | 85225 | Maricopa | 4 | Perm Closure | 1990-11-01 | 12000 | Gasoline | COMPARTMENT A | Double Walled | Composite (Steel/Fiberglass) | Pressure |  | Fiberglass Reinforced Plastic | Removal | 1993-10-21
0-000590 | CABLE SYSTEMS INTERNATIONAL | 505 N 51ST AVE | PHOENIX | AZ | 85043 | Maricopa | 1 | Perm Closure | 1967-01-01 | 10000 | Diesel | COMPARTMENT A | Single Walled | Asphalt coated or Bare Steel |  |  |  | Removal | 1988-03-10
0-000590 | CABLE SYSTEMS INTERNATIONAL | 505 N 51ST AVE | PHOENIX | AZ | 85043 | Maricopa | 11 | Perm Closure | 1988-04-01 | 20000 | Diesel | COMPARTMENT A | Double Walled | Fiberglass Reinforced Plastic | Pressure | Double Walled | Fiberglass Reinforced Plastic | Removal | 2006-03-29
0-000590 | CABLE SYSTEMS INTERNATIONAL | 505 N 51ST AVE | PHOENIX | AZ | 85043 | Maricopa | 8 | Perm Closure | 1988-04-01 | 10000 | Diesel | COMPARTMENT A | Double Walled | Fiberglass Reinforced Plastic | Pressure | Double Walled | Fiberglass Reinforced Plastic | Removal | 2006-02-09
0-003862 | CITY OF PHOENIX - EQUIPMENT MANAGEMENT | 2441 S 22ND AVE | PHOENIX | AZ | 85009 | Maricopa | 4 | Perm Closure | 1974-01-01 | 2000 | Solvent | COMPARTMENT A | Single Walled | Asphalt coated or Bare Steel | Suction - Check Valve at the Tank Top | Single Walled | Bare or Galvanized Steel | Removal | 1993-04-01
0-003862 | CITY OF PHOENIX - EQUIPMENT MANAGEMENT | 2441 S 22ND AVE | PHOENIX | AZ | 85009 | Maricopa | 7 | Perm Closure | 1974-01-01 | 1000 | Other | COMPARTMENT A | Single Walled | Asphalt coated or Bare Steel | Suction - Check Valve at the Tank Top | Single Walled | Bare or Galvanized Steel | Removal | 1993-04-01
0-003862 | CITY OF PHOENIX - EQUIPMENT MANAGEMENT | 2441 S 22ND AVE | PHOENIX | AZ | 85009 | Maricopa | 17 | Open | 1993-06-01 | 2500 | Automatic Transmission Fluid | COMPARTMENT A | Double Walled | Fiberglass Reinforced Plastic | Pressure | Double Walled | Fiberglass Reinforced Plastic
0-000128 | SOUTHWEST DISTRIBUTING COMPANY | 539 S DREW ST | MESA | AZ | 85210 | Maricopa | 5 | Perm Closure | 1979-01-01 | 10000 | Gasoline | COMPARTMENT A | Single Walled | Asphalt coated or Bare Steel |  |  |  | Removal | 1988-09-01
0-005631 | FUELCO #105 | 3202 W VAN BUREN ST | PHOENIX | AZ | 85009 | Maricopa | 1 | Perm Closure | 1978-05-01 | 10000 | Gasoline | COMPARTMENT A | Double Walled | Asphalt coated or Bare Steel | Suction - Check Valve at the Tank Top |  | Fiberglass Reinforced Plastic | Removal | 1993-08-25
0-000499 | CIRCLE K TERMINAL LLC | 5333 W VAN BUREN ST | PHOENIX | AZ | 85043 | Maricopa | 4 | Perm Closure | 1958-01-01 | 4000 | New Oil | COMPARTMENT A | Single Walled | Asphalt coated or Bare Steel |  |  |  | Closed in Place | 1978-01-01
0-002990 | PAINTED ROCK DAM |  | GILA BEND |  |  | Maricopa | 2 | Perm Closure | 1966-06-01 | 250 | Diesel | COMPARTMENT A | Double Walled | Asphalt coated or Bare Steel |  |  |  | Removal | 1994-08-09
0-008471 | FRYS FUEL CENTER #627 | 9970 S RURAL RD | TEMPE | AZ | 85284 | Maricopa | 1 | Open | 1994-05-23 | 10000 | Gasoline | COMPARTMENT A | Double Walled | Fiberglass Reinforced Plastic | Pressure | Double Walled | Fiberglass Reinforced Plastic
0-008471 | FRYS FUEL CENTER #627 | 9970 S RURAL RD | TEMPE | AZ | 85284 | Maricopa | 4 | Open | 1994-05-23 | 10000 | Gasoline | COMPARTMENT A | Double Walled | Fiberglass Reinforced Plastic | Pressure | Double Walled | Fiberglass Reinforced Plastic
0-002387 | GREENLEE COUNTY - DUNCAN YARD |  | DUNCAN |  |  | Greenlee | 4 | Perm Closure | 1975-01-01 | 6000 | Gasoline | COMPARTMENT A |  | Asphalt coated or Bare Steel |  |  |  | Removal | 1991-01-07
0-008621 | MOBIL | 916 S CALIFORNIA AVE | PARKER | AZ | 85344 | La Paz | 1 | Perm Closure | 2005-06-17 | 10000 | Gasoline | COMPARTMENT A | Unknown | Asphalt coated or Bare Steel | Pressure |  | Bare or Galvanized Steel | Removal | 1995-05-24
0-002016 | CIRCLE K #5401 | 417 S DOBSON RD | MESA | AZ | 85202 | Maricopa | 4 | Perm Closure | 1967-01-01 | 3000 | Gasoline | COMPARTMENT A |  | Asphalt coated or Bare Steel | Pressure | Single Walled | Bare or Galvanized Steel | Removal | 1998-07-30
0-004925 | TEXACO #60-349-0154 | 358 E UNIVERSITY DR | MESA | AZ | 85201 | Maricopa | 1 | Perm Closure | 1985-05-07 | 12000 | Gasoline | COMPARTMENT A | Unknown | Fiberglass Reinforced Plastic |  |  |  | Removal | 1991-11-26
0-000153 | USARMY - FORT HUACHUCA |  | FORT HUACHUCA |  |  | Cochise | 27 | Perm Closure | 1960-01-01 | 25000 | Jet Fuel | COMPARTMENT A | Single Walled | Asphalt coated or Bare Steel | Pressure | Double Walled | Fiberglass Reinforced Plastic | Closed in Place | 2004-12-01
0-000153 | USARMY - FORT HUACHUCA |  | FORT HUACHUCA |  |  | Cochise | 77 | Perm Closure | 1991-10-22 | 1000 | Antifreeze / Ethylene Glycol | COMPARTMENT A | Double Walled | Fiberglass Reinforced Plastic | Gravity Feed | Double Walled | Fiberglass Reinforced Plastic | Removal | 2008-03-10
0-000153 | USARMY - FORT HUACHUCA |  | FORT HUACHUCA |  |  | Cochise | 22 | Perm Closure | 1993-03-01 | 25000 | Gasoline | COMPARTMENT A | Double Walled | Fiberglass Reinforced Plastic | Pressure | Double Walled | Flexible | Removal | 2018-05-24
0-000153 | USARMY - FORT HUACHUCA |  | FORT HUACHUCA |  |  | Cochise | 34 | Perm Closure | 1961-01-01 | 10000 | Gasoline | COMPARTMENT A | Single Walled | Asphalt coated or Bare Steel | Pressure | Single Walled | Bare or Galvanized Steel | Removal | 1988-12-01
0-000153 | USARMY - FORT HUACHUCA |  | FORT HUACHUCA |  |  | Cochise | 43 | Perm Closure | 1992-04-01 | 10000 | Gasoline | COMPARTMENT A | Double Walled | Composite (Steel/Fiberglass) | Pressure | Double Walled | Fiberglass Reinforced Plastic | Removal | 1997-03-14
0-000153 | USARMY - FORT HUACHUCA |  | FORT HUACHUCA |  |  | Cochise | 62 | Perm Closure | 1989-01-01 | 2000 | Antifreeze / Ethylene Glycol | COMPARTMENT A | Double Walled | Fiberglass Reinforced Plastic | Gravity Feed | Double Walled | Fiberglass Reinforced Plastic | Removal | 2008-03-20
0-000153 | USARMY - FORT HUACHUCA |  | FORT HUACHUCA |  |  | Cochise | 72 | Perm Closure | 1980-01-01 | 550 | Diesel | COMPARTMENT A | Double Walled | Fiberglass Reinforced Plastic | Pressure | Double Walled | Fiberglass Reinforced Plastic | Removal | 1997-07-12
0-000153 | USARMY - FORT HUACHUCA |  | FORT HUACHUCA |  |  | Cochise | 36 | Perm Closure | 1961-01-01 | 10000 | Gasoline | COMPARTMENT A | Single Walled | Asphalt coated or Bare Steel | Pressure | Single Walled | Bare or Galvanized Steel | Removal | 1988-12-01
0-000153 | USARMY - FORT HUACHUCA |  | FORT HUACHUCA |  |  | Cochise | 38 | Perm Closure | 1984-01-01 | 10000 | Gasoline | COMPARTMENT A | Double Walled | Fiberglass Reinforced Plastic | Pressure |  | Fiberglass Reinforced Plastic | Removal | 1992-06-24
0-004961 | PIONEER FUEL | 7095 E 22ND ST | TUCSON | AZ | 85710 | Pima | 1 | Perm Closure | 1960-01-01 | 4000 | Gasoline | COMPARTMENT A |  | Asphalt coated or Bare Steel |  |  |  | Removal | 1987-12-14
0-004961 | PIONEER FUEL | 7095 E 22ND ST | TUCSON | AZ | 85710 | Pima | 3 | Perm Closure | 1960-01-01 | 4000 | Gasoline | COMPARTMENT A |  | Asphalt coated or Bare Steel |  |  |  | Removal | 1987-12-14
0-002430 | HAMM CITRUS GROVES | 4010 E MCLELLAN RD | MESA | AZ | 85205 | Maricopa | 2 | Perm Closure | 1976-01-01 | 4000 | Diesel | COMPARTMENT A | Single Walled | Asphalt coated or Bare Steel | Suction - Check Valve at the Tank Top | Single Walled | Bare or Galvanized Steel | Removal | 1992-03-30
0-009900 | LOVE'S TRAVEL STOP #272 | 6035 E MINERVA LN | KINGMAN | AZ | 86401 | Mohave | 1 | Open | 2002-06-24 | 12000 | Gasoline | COMPARTMENT B | Double Walled | Asphalt coated or Bare Steel
0-004915 | TEXACO #60-349-0895 | 210 S BEELINE HWY | PAYSON | AZ | 85541 | Gila | 4 | Perm Closure | 1984-05-08 | 10000 | Diesel | COMPARTMENT A | Double Walled | Fiberglass Reinforced Plastic | Pressure |  | Fiberglass Reinforced Plastic | Removal | 2003-10-31
0-005781 | DANA RANCH HOLDING TRUST #1 | 1700 S VAL VISTA DR | MESA | AZ | 85204 | Maricopa | 1 | Perm Closure | 1972-01-01 | 8000 | Gasoline | COMPARTMENT A |  | Asphalt coated or Bare Steel |  |  |  | Removal | 1987-09-15
0-008400 | COOLIDGE UNIFIED SCHOOL DISTRICT #21 | 595 N 9TH ST | COOLIDGE | AZ | 85128 | Pinal | 3 | Perm Closure | 1984-01-01 | 12000 | Diesel | COMPARTMENT A | Double Walled | Fiberglass Reinforced Plastic | Pressure |  | Fiberglass Reinforced Plastic | Removal | 1996-06-27
0-007460 | 24 HOUR GAS-N-GO | 25 E COMMERICAL ST | SAINT JOHNS | AZ | 85936 | Apache | 2 | Perm Closure | 1985-09-01 | 10000 | Gasoline (PUL) | COMPARTMENT A | Single Walled | Asphalt coated or Bare Steel | Pressure | Double Walled | Fiberglass Reinforced Plastic | Removal | 2019-05-23
0-008638 | STRIPES LLC | 3597 N HIGHWAY 87 | PINE | AZ | 85544 | Gila | 4 | Open | 1970-01-01 | 8000 | Gasoline (UL) | COMPARTMENT A | Single Walled | Asphalt coated or Bare Steel | Pressure |  | Fiberglass Reinforced Plastic
0-001591 | COCHISE COUNTY - EASTERN REGIONAL LANDFILL |  | ELFRIDA |  |  | Cochise | 4 | Perm Closure | 1981-01-01 | 3000 | Diesel | COMPARTMENT A |  | Asphalt coated or Bare Steel | Suction - Check Valve at the Tank Top | Single Walled | Bare or Galvanized Steel | Closed in Place | 1995-12-11
0-002006 | EXXON #7-3840 | 3244 S MILL AVE | TEMPE | AZ | 85282 | Maricopa | 2 | Perm Closure | 1965-01-01 | 6000 | Gasoline | COMPARTMENT A |  | Asphalt coated or Bare Steel | Pressure | Single Walled | Bare or Galvanized Steel | Removal | 1997-05-27
0-000137 | AMPHITHEATER PUBLIC SCHOOLS - MAINTENANCE FACILITY | 241 E PASTIME RD | TUCSON | AZ | 85705 | Pima | 5 | Perm Closure | 1977-01-01 | 500 | Used Oil/Waste Oil | COMPARTMENT A |  | Asphalt coated or Bare Steel | Gravity Feed |  |  | Removal | 1998-06-26
0-001737 | DEER VALLEY UNIFIED SCHOOL DISTRICT - MAINTENANCE | 20402 N 15TH AVE | PHOENIX | AZ | 85027 | Maricopa | 2 | Perm Closure | 1983-01-01 | 10000 | Diesel | COMPARTMENT A | Double Walled | Fiberglass Reinforced Plastic | Pressure |  | Fiberglass Reinforced Plastic | Removal | 2003-01-07
0-009145 | R&B EXPRESS | 1035 N 2ND AVE | AJO | AZ | 85321 | Pima | 2 | Perm Closure | 1978-01-01 | 8000 | Diesel | COMPARTMENT A | Single Walled | Asphalt coated or Bare Steel | Pressure |  | Fiberglass Reinforced Plastic | Removal | 2010-01-26
0-000899 | CARDON OIL #119 | 602 S BEELINE HWY | PAYSON | AZ | 85541 | Gila | 2 | Perm Closure | 1964-01-01 | 5000 | Gasoline | COMPARTMENT A |  | Asphalt coated or Bare Steel |  |  |  | Removal | 1989-03-01
0-002090 | FAIRFIELD SNOWBOWL - FORMER FORT VALLEY LODGE | 8005 N SNOW BOWL ROAD | FLAGSTAFF | AZ | 86001 | Coconino | 1 | Perm Closure | 1981-01-01 | 4000 | Diesel | COMPARTMENT A |  | Asphalt coated or Bare Steel |  |  |  | Removal | 1990-09-15
0-002782 | SPEEDWAY #2994 | 761 W AJO WAY | TUCSON | AZ | 85713 | Pima | 1 | Open | 1986-04-08 | 12000 | Gasoline | COMPARTMENT A | Double Walled | Composite (Steel/Fiberglass) | Pressure |  | Fiberglass Reinforced Plastic
0-003088 | MCCULLOCH CORPORATION PLANT - FORMER | 900 LAKE HAVASU AVE N | LAKE HAVASU CITY | AZ | 86403 | Mohave | 2 | Perm Closure | 1980-01-01 | 10000 | Gasoline | COMPARTMENT A | Double Walled | Fiberglass Reinforced Plastic | Suction - Check Valve at the Tank Top |  | Fiberglass Reinforced Plastic | Removal | 1992-12-17
0-004539 | CIRCLE K STORE #2706650 | 4760 E BROADWAY RD | PHOENIX | AZ | 85040 | Maricopa | 5 | Open | 1990-11-01 | 10000 | Gasoline | COMPARTMENT A | Double Walled | Fiberglass Reinforced Plastic | Pressure | Double Walled | Fiberglass Reinforced Plastic
0-003191 | MOBIL 18-566 | 359 N COUNTRY CLUB DR | MESA | AZ | 85201 | Maricopa | 3 | Perm Closure | 1971-01-01 | 10000 | Gasoline | COMPARTMENT A |  | Asphalt coated or Bare Steel | Pressure |  |  | Removal | 1991-04-23
0-005066 | TOLLESON UNION HIGH SCHOOL | 9419 W VAN BUREN ST | TOLLESON | AZ | 85353 | Maricopa | 4 | Perm Closure | 1983-06-01 | 500 | Used Oil/Waste Oil | COMPARTMENT A | Double Walled | Asphalt coated or Bare Steel | Gravity Feed |  | Fiberglass Reinforced Plastic | Removal | 1995-03-14
0-004935 | TEXACO - PHOENIX ARIZONA SALES TERMINAL | 5325 W VAN BUREN ST | PHOENIX | AZ | 85043 | Maricopa | 1 | Perm Closure | 1976-01-01 | 6000 | Gasoline | COMPARTMENT A |  | Asphalt coated or Bare Steel |  |  |  | Removal | 1993-04-29
0-007075 | HUGHES & GANZ CATTLE CO |  | QUEEN CREEK |  |  | Pinal | 1 | Perm Closure | 2005-06-17 | 1000 | Diesel | COMPARTMENT A | Double Walled | Asphalt coated or Bare Steel | Suction - Check Valve at the Tank Top |  | Bare or Galvanized Steel | Removal | 1991-03-25
0-003864 | CITY OF PHOENIX - SOUTHWEST SERVICE CENTER | 3045 S 22ND AVE | PHOENIX | AZ | 85009 | Maricopa | 10 | Perm Closure | 1965-01-01 | 550 | New Oil | COMPARTMENT A | Single Walled | Asphalt coated or Bare Steel |  |  |  | Removal | 1988-02-20
0-003864 | CITY OF PHOENIX - SOUTHWEST SERVICE CENTER | 3045 S 22ND AVE | PHOENIX | AZ | 85009 | Maricopa | 26 | Open | 2020-07-24 | 12000 | Other | COMPARTMENT A | Double Walled | Fiberglass Reinforced Plastic | Pressure | Double Walled | Fiberglass Reinforced Plastic
0-003864 | CITY OF PHOENIX - SOUTHWEST SERVICE CENTER | 3045 S 22ND AVE | PHOENIX | AZ | 85009 | Maricopa | 1 | Perm Closure | 1965-01-01 | 10000 | Diesel | COMPARTMENT A | Single Walled | Asphalt coated or Bare Steel |  |  |  | Removal | 1986-07-03
0-003864 | CITY OF PHOENIX - SOUTHWEST SERVICE CENTER | 3045 S 22ND AVE | PHOENIX | AZ | 85009 | Maricopa | 9 | Perm Closure | 1965-01-01 | 1000 | Automatic Transmission Fluid | COMPARTMENT A | Single Walled | Asphalt coated or Bare Steel |  |  |  | Removal | 1988-02-20
0-007068 | SUPERLITE BLOCK | 4601 N 42ND AVE | PHOENIX | AZ | 85019 | Maricopa | 3 | Perm Closure | 1975-01-01 | 7500 | Diesel | COMPARTMENT A | Double Walled | Asphalt coated or Bare Steel | Suction - Check Valve at the Tank Top |  |  | Removal | 1991-03-15
0-005671 | AFCO #020211 | 1614 N 27TH AVE | PHOENIX | AZ | 85009 | Maricopa | 2 | Perm Closure | 1987-01-01 | 10000 | Gasoline | COMPARTMENT A | Double Walled | Composite (Steel/Fiberglass) | Pressure |  | Fiberglass Reinforced Plastic | Removal | 2008-11-05
0-001762 | USDOE WAPA | 615 S 43RD AVE | PHOENIX | AZ | 85009 | Maricopa | 2 | Perm Closure | 1956-01-01 | 2000 | Diesel | COMPARTMENT A |  | Asphalt coated or Bare Steel | Suction - Check Valve at the Tank Top |  |  | Removal | 1991-11-06
0-005722 | YOUNG BLOCK CO | 5601 E HIGHWAY 90 | SIERRA VISTA | AZ | 85635 | Cochise | 3 | Perm Closure | 1980-04-23 | 4000 | Diesel | COMPARTMENT A | Unknown | Asphalt coated or Bare Steel | Suction - Check Valve at the Tank Top |  | Bare or Galvanized Steel | Removal | 1994-06-08
0-000941 | UNOCAL #6721 | 2435 E MCKELLIPS RD | MESA | AZ | 85213 | Maricopa | 1 | Perm Closure | 1983-01-01 | 4000 | Gasoline | COMPARTMENT A |  | Asphalt coated or Bare Steel | Pressure |  | Fiberglass Reinforced Plastic | Removal | 1994-06-30
0-001405 | CIRCLE K #2701394 | 2409 S 8TH AVE | YUMA | AZ | 85364 | Yuma | 5 | Open | 2004-06-17 | 10000 | Gasoline | COMPARTMENT A | Double Walled | Fiberglass Reinforced Plastic | Pressure | Double Walled | Fiberglass Reinforced Plastic
0-001405 | CIRCLE K #2701394 | 2409 S 8TH AVE | YUMA | AZ | 85364 | Yuma | 2 | Perm Closure | 1979-01-01 | 10000 | Gasoline | COMPARTMENT A |  | Asphalt coated or Bare Steel | Pressure | Double Walled | Fiberglass Reinforced Plastic | Removal | 2004-06-28
0-008469 | GOOD 2 GO STORES #509 | 19590 N JOHN WAYNE PKWY | MARICOPA | AZ | 85139 | Pinal | 3 | Open | 1994-07-06 | 12000 | Gasoline | COMPARTMENT A | Single Walled | Fiberglass Reinforced Plastic | Pressure | Double Walled | Fiberglass Reinforced Plastic
0-008469 | GOOD 2 GO STORES #509 | 19590 N JOHN WAYNE PKWY | MARICOPA | AZ | 85139 | Pinal | 4 | Open | 1994-07-06 | 12000 | Gasoline | COMPARTMENT A | Single Walled | Fiberglass Reinforced Plastic | Pressure | Double Walled | Fiberglass Reinforced Plastic
0-010033 | PARCEL 210-49-001A | 27830 N YEAGER | FLORENCE | AZ | 85132 | Pinal | 1 | Perm Closure | 2005-06-17 | 10000 | Diesel | COMPARTMENT A | Double Walled | Fiberglass Reinforced Plastic |  |  |  | Removal | 2005-04-26
0-003120 | CHAPPARAL WELL #9 | 12369 SAGUARO BLVD | FOUNTAIN HILLS | AZ | 85268 | Maricopa | 3 | Perm Closure | 1971-05-07 | 5000 | Gasoline | COMPARTMENT A | Unknown | Asphalt coated or Bare Steel |  |  |  | Removal | 1987-12-01
0-003990 | PUREGRO COMPANY | 6415 S RAINBOW RD | BUCKEYE | AZ | 85326 | Maricopa | 2 | Perm Closure | 1983-01-01 | 7500 | Diesel | COMPARTMENT A | Single Walled | Asphalt coated or Bare Steel |  |  |  | Removal | 1989-05-19
0-003990 | PUREGRO COMPANY | 6415 S RAINBOW RD | BUCKEYE | AZ | 85326 | Maricopa | 3 | Perm Closure | 1983-01-01 | 7500 | Gasoline | COMPARTMENT A | Single Walled | Asphalt coated or Bare Steel |  |  |  | Removal | 1989-05-19
0-003503 | PINNACLE PEAK GENERAL STORE | 8711 E PINNACLE PEAK RD | SCOTTSDALE | AZ | 85255 | Maricopa | 7 | Perm Closure | 1980-01-01 | 10000 | Diesel | COMPARTMENT A | Double Walled | Fiberglass Reinforced Plastic | Suction - Check Valve at the Tank Top |  | Fiberglass Reinforced Plastic | Removal | 2019-06-19
0-007399 | DESERT CONSTRUCTION INC | 4490 N HWY 66 | KINGMAN | AZ | 86401 | Mohave | 2 | Perm Closure | 2005-06-17 | 2000 | Gasoline | COMPARTMENT A | Unknown | Asphalt coated or Bare Steel |  |  |  | Removal | 1992-01-29
0-005383 | COCA-COLA BOTTLING CO | 2700 AIRWAY AVE | KINGMAN | AZ | 86409 | Mohave | 1 | Perm Closure | 1974-09-14 | 2000 | Gasoline | COMPARTMENT A | Double Walled | Asphalt coated or Bare Steel |  |  |  | Removal | 1990-03-13
0-009572 | COOLEY CORPORATION | 4101 E ILLINOIS ST | TUCSON | AZ | 85714 | Pima | 1 | Perm Closure | 1999-07-02 | 3000 | Gasoline | COMPARTMENT A | Double Walled | Composite (Steel/Fiberglass) | Pressure |  | Fiberglass Reinforced Plastic | Removal | 2002-10-15
0-000392 | CITY OF APACHE JUNCTION - CITY SERVICES ANNEX | 575 E BASELINE AVE | APACHE JUNCTION | AZ | 85119 | Pinal | 1 | Perm Closure | 1989-01-01 | 10000 | Diesel | COMPARTMENT A | Double Walled | Fiberglass Reinforced Plastic |  |  |  | Closed in Place | 2011-08-31
0-001318 | CIRCLE K #2700809 | 4395 N ROMERO RD | TUCSON | AZ | 85705 | Pima | 3 | Perm Closure | 1986-11-01 | 10000 | Gasoline (Mid-Grade UL) | COMPARTMENT A | Single Walled | Fiberglass Reinforced Plastic | Pressure | Single Walled | Fiberglass Reinforced Plastic | Removal | 2016-03-17
0-009843 | CITIZEN AUTO STAGE | 67 E BAFFERT DR | NOGALES | AZ | 85621 | Santa Cruz | 2 | Perm Closure | 1986-01-01 | 12000 | Gasoline | COMPARTMENT A |  | Asphalt coated or Bare Steel | Pressure | Double Walled | Fiberglass Reinforced Plastic | Removal | 2013-11-12
0-009843 | CITIZEN AUTO STAGE | 67 E BAFFERT DR | NOGALES | AZ | 85621 | Santa Cruz | 3 | Perm Closure | 1986-01-01 | 12000 | Diesel | COMPARTMENT A |  | Asphalt coated or Bare Steel | Pressure | Double Walled | Fiberglass Reinforced Plastic | Removal | 2013-11-12
0-000340 | CIRCLE K #2705030 | 9618 N SAGUARO BLVD | FOUNTAIN HILLS | AZ | 85268 | Maricopa | 3 | Open | 1988-01-01 | 10000 | Gasoline | COMPARTMENT A | Double Walled | Fiberglass Reinforced Plastic | Pressure |  | Fiberglass Reinforced Plastic
0-000663 | CIRCLE K #2708872 | 9110 W VAN BUREN ST | TOLLESON | AZ | 85353 | Maricopa | 3 | Open | 1987-01-01 | 10000 | Gasoline (UL) | COMPARTMENT A | Single Walled | Fiberglass Reinforced Plastic | Pressure | Single Walled | Fiberglass Reinforced Plastic
0-005927 | CIRCLE K #2701985 | 3055 E FORT LOWELL RD | TUCSON | AZ | 85716 | Pima | 1 | Open | 1986-11-30 | 10000 | Gasoline | COMPARTMENT A | Double Walled | Fiberglass Reinforced Plastic | Pressure |  | Fiberglass Reinforced Plastic
0-009229 | FAA AIRWAY BEACON #39 |  | WILLIAMS |  |  | Coconino | 1 | Perm Closure | 1942-01-01 | 500 | Gasoline | COMPARTMENT A | Double Walled | Asphalt coated or Bare Steel | Suction - Check Valve at the Tank Top |  |  | Removal | 1989-01-01
0-009254 | EXPRESS MUFFLERS | 901 N 7TH ST | PHOENIX | AZ | 85006 | Maricopa | 1 | Perm Closure | 2005-06-17 |  | Unidentified | COMPARTMENT A | Double Walled | Composite (Steel/Fiberglass) |  |  |  | Removal | 1998-04-07
0-009636 | GPM #4592 | 719 E THUNDERBIRD RD | PHOENIX | AZ | 85022 | Maricopa | 1 | Open | 2000-04-26 | 15000 | Gasoline | COMPARTMENT A | Double Walled | Fiberglass Reinforced Plastic | Pressure | Double Walled | Fiberglass Reinforced Plastic
0-008228 | EAST RESTHAVEN PARK CEMETERY | 4310 E SOUTHERN AVE | PHOENIX | AZ | 85042 | Maricopa | 1 | Perm Closure | 2005-06-17 | 1000 | Gasoline | COMPARTMENT A | Unknown | Unknown | Suction - Check Valve at the Tank Top |  |  | Removal | 1994-03-16
0-008228 | EAST RESTHAVEN PARK CEMETERY | 4310 E SOUTHERN AVE | PHOENIX | AZ | 85042 | Maricopa | 2 | Perm Closure | 2005-06-17 | 1000 | Diesel | COMPARTMENT A | Unknown | Unknown | Suction - Check Valve at the Tank Top |  |  | Removal | 1994-03-16
0-003929 | PIONEER FORD SALES | 2600 NW GRAND AVE | PHOENIX | AZ | 85009 | Maricopa | 1 | Perm Closure | 1967-01-01 | 500 | Used Oil/Waste Oil | COMPARTMENT A | Single Walled | Asphalt coated or Bare Steel |  |  |  | Removal | 1990-09-25
0-003816 | GEIS BUSINESS FORMS | 2040 W CAMELBACK RD | PHOENIX | AZ | 85015 | Maricopa | 1 | Perm Closure | 1961-01-01 | 280 | Diesel | COMPARTMENT A | Single Walled | Asphalt coated or Bare Steel | Suction - Check Valve at the Tank Top |  |  | Removal | 1992-01-30
0-003652 | PHOENIX UNION PROPERTIES | 512 E VAN BUREN ST | PHOENIX | AZ | 85004 | Maricopa | 1 | Perm Closure | 1941-01-01 | 1500 | Unidentified | COMPARTMENT A | Single Walled | Asphalt coated or Bare Steel |  |  |  | Removal | 1990-06-22
0-006154 | PHELPS DODGE MERCANTILE WAREHOUSE |  | BISBEE |  |  | Cochise | 1 | Perm Closure | 1979-01-01 | 4000 | Diesel | COMPARTMENT A |  | Fiberglass Reinforced Plastic |  |  |  | Removal | 1988-04-01
0-003594 | ALL AMERICAN FUEL | 57 S LAKE POWELL BLVD | PAGE | AZ | 86040 | Coconino | 2 | Perm Closure | 1982-01-01 | 10000 | Gasoline | COMPARTMENT A |  | Asphalt coated or Bare Steel | Pressure |  |  | Removal | 1996-03-27
0-003641 | PAYSON UNIFIED SCHOOL DISTRICT #10 | 202 S MEADOW ST | PAYSON | AZ | 85541 | Gila | 1 | Perm Closure | 1976-01-01 | 1000 | Gasoline (UL) | COMPARTMENT A | Single Walled | Asphalt coated or Bare Steel | Suction - Check Valve at the Tank Top |  |  | Removal | 1998-06-09
0-007975 | MOUNTAIN POINTE HIGH SCHOOL | 4201 E KNOX RD | PHOENIX | AZ | 85044 | Maricopa | 2 | Perm Closure | 1990-01-01 | 500 | Used Oil/Waste Oil | COMPARTMENT A |  | Fiberglass Reinforced Plastic | Gravity Feed |  |  | Removal | 1993-05-01
0-008860 | MOHAVE MARKET PLACE | 5480 S HIGHWAY 95 | MOHAVE VALLEY | AZ | 86426 | Mohave | 3 | Open | 1995-09-08 | 6000 | Gasoline (PUL) | COMPARTMENT A |  | Fiberglass Reinforced Plastic | Pressure | Double Walled | Fiberglass Reinforced Plastic
0-009985 | SAM'S CLUB GAS #6213 | 700 N 54TH ST | CHANDLER | AZ | 85226 | Maricopa | 1 | Open | 2003-11-21 | 20000 | Gasoline | COMPARTMENT A | Double Walled | Fiberglass Reinforced Plastic | Pressure | Double Walled | Flexible
0-006458 | DAVES FAST STOP | 3933 N ROBERT RD | PRESCOTT VALLEY | AZ | 86314 | Yavapai | 5 | Open | 1996-04-11 | 10000 | Diesel | COMPARTMENT A | Double Walled | Fiberglass Reinforced Plastic | Pressure | Double Walled | Flexible
0-006458 | DAVES FAST STOP | 3933 N ROBERT RD | PRESCOTT VALLEY | AZ | 86314 | Yavapai | 2 | Perm Closure | 1985-01-01 | 7500 | Gasoline | COMPARTMENT A |  | Asphalt coated or Bare Steel | Pressure |  | Fiberglass Reinforced Plastic | Removal | 1996-03-14
0-002470 | MILLER BRANDS OF PHOENIX | 5061 N 51ST AVE | GLENDALE | AZ | 85301 | Maricopa | 2 | Perm Closure | 1978-03-17 | 12000 | Diesel | COMPARTMENT A | Single Walled | Asphalt coated or Bare Steel | Pressure |  |  | Removal | 1999-03-04
0-003174 | WESTEX INC C/O SAIA MOTOR FREIGHT LINE | 2717 N FLOWING WELLS RD | TUCSON | AZ | 85705 | Pima | 2 | Perm Closure | 1975-05-03 | 10000 | Diesel | COMPARTMENT A | Unknown | Asphalt coated or Bare Steel |  |  |  | Removal | 1987-12-12
0-002019 | EXXON #7-6351 | 1215 S COUNTRY CLUB DR | MESA | AZ | 85210 | Maricopa | 5 | Perm Closure | 1969-01-01 | 3000 | Gasoline | COMPARTMENT A | Single Walled | Asphalt coated or Bare Steel | Pressure |  | Fiberglass Reinforced Plastic | Removal | 1996-11-01
0-005448 | CIRCLE K #2908 | 7002 S NOGALES HWY | TUCSON | AZ | 85756 | Pima | 1 | Perm Closure | 1972-01-01 | 8000 | Gasoline | COMPARTMENT A | Single Walled | Asphalt coated or Bare Steel | Pressure | Single Walled | Bare or Galvanized Steel | Removal | 1998-06-23
0-005448 | CIRCLE K #2908 | 7002 S NOGALES HWY | TUCSON | AZ | 85756 | Pima | 4 | Perm Closure | 1998-06-24 | 12000 | Gasoline | COMPARTMENT A | Double Walled | Fiberglass Reinforced Plastic | Pressure | Double Walled | Fiberglass Reinforced Plastic | Removal | 2014-11-05
0-007215 | SUN CITY VISTOSO MINIT MARKET | 1171 E RANCHO VISTOSO BLVD | ORO VALLEY | AZ | 85755 | Pima | 1 | Perm Closure | 1990-01-01 | 10000 | Gasoline | COMPARTMENT A | Double Walled | Fiberglass Reinforced Plastic | Pressure | Double Walled | Fiberglass Reinforced Plastic | Removal | 2003-04-29
0-008106 | CARIOCA #32 | 3243 E INDIAN SCHOOL RD | PHOENIX | AZ | 85018 | Maricopa | 1 | Perm Closure | 1969-01-01 | 10000 | Gasoline | COMPARTMENT A |  | Asphalt coated or Bare Steel | Pressure | Double Walled | Fiberglass Reinforced Plastic | Removal | 2005-05-26
0-002193 | FRYS FOOD & DRUG STORES - DISTRIBUTION CENTER | 6101 W WASHINGTON ST | PHOENIX | AZ | 85043 | Maricopa | 4 | Perm Closure | 1975-05-02 | 550 | Used Oil/Waste Oil | COMPARTMENT A | Single Walled | Asphalt coated or Bare Steel |  |  |  | Removal | 1999-10-19
0-003456 | FIRESTONE #2627 | 3638 E THOMAS RD | PHOENIX | AZ | 85018 | Maricopa | 3 | Perm Closure | 1963-01-01 | 200 | Gasoline | COMPARTMENT A |  | Asphalt coated or Bare Steel |  |  |  | Closed in Place | 1971-03-01
0-010032 | QUIKTRIP #425 | 2941 E INDIAN SCHOOL RD | PHOENIX | AZ | 85016 | Maricopa | 1 | Open | 2004-05-14 | 12000 | Gasoline | COMPARTMENT A | Double Walled | Fiberglass Reinforced Plastic | Pressure | Double Walled | Flexible
0-010020 | FRYS FUEL CENTER #104 | 201 N SWITZER CANYON DR | FLAGSTAFF | AZ | 86001 | Coconino | 1 | Open | 2004-05-01 | 8000 | Diesel | COMPARTMENT B | Double Walled | Fiberglass Reinforced Plastic
0-002462 | RIM RESORT EXXON |  | FOREST LAKES |  |  | Coconino | 1 | Perm Closure | 1976-04-24 | 2000 | Gasoline | COMPARTMENT A | Unknown | Unknown |  |  |  | Removal | 1996-11-07
0-006870 | SAFEWAY FUEL #1684 | 1900 E BROADWAY BLVD | TUCSON | AZ | 85719 | Pima | 4 | Open | 2007-02-05 | 20000 | Gasoline | COMPARTMENT A | Double Walled | Composite (Steel/Fiberglass) | Pressure | Double Walled | Flexible
0-006870 | SAFEWAY FUEL #1684 | 1900 E BROADWAY BLVD | TUCSON | AZ | 85719 | Pima | 5 | Open | 2007-02-05 | 10000 | Diesel | COMPARTMENT B | Double Walled | Composite (Steel/Fiberglass) | Pressure | Double Walled | Flexible
0-000484 | ASSOCIATED CITRUS PACKERS | 2 W 6TH ST | YUMA | AZ | 85364 | Yuma | 2 | Perm Closure | 1976-01-01 | 2500 | Gasoline | COMPARTMENT A |  | Asphalt coated or Bare Steel |  |  |  | Removal | 1989-09-11
0-009628 | AJO CHEVRON | 1285 W AJO WAY | TUCSON | AZ | 85713 | Pima | 3 | Perm Closure | 1999-03-26 | 8000 | Diesel | COMPARTMENT A | Double Walled | Fiberglass Reinforced Plastic | Pressure | Double Walled | Fiberglass Reinforced Plastic | Removal | 2012-10-24
0-007515 | ADOT / RIGHT OF WAY | 6244 W GLENDALE AVE | GLENDALE | AZ | 85301 | Maricopa | 1 | Perm Closure | 2005-06-17 |  | Unidentified | COMPARTMENT A | Unknown | Asphalt coated or Bare Steel |  |  |  | Removal | 1991-08-22
0-007469 | CHH PARTNERSHIP | 218 W WATKINS RD | PHOENIX | AZ | 85003 | Maricopa | 1 | Perm Closure | 2005-06-17 | 4000 | Gasoline | COMPARTMENT A | Double Walled | Asphalt coated or Bare Steel | Suction - Check Valve at the Tank Top |  |  | Removal | 1991-08-28
0-004638 | 7-ELEVEN #19613 | 2050 W GUADALUPE RD | MESA | AZ | 85202 | Maricopa | 2 | Perm Closure | 1984-01-01 | 10000 | Gasoline | COMPARTMENT A | Single Walled | Fiberglass Reinforced Plastic | Pressure |  | Fiberglass Reinforced Plastic | Removal | 2009-01-26
0-004638 | 7-ELEVEN #19613 | 2050 W GUADALUPE RD | MESA | AZ | 85202 | Maricopa | 1 | Perm Closure | 1984-01-01 | 10000 | Gasoline | COMPARTMENT A | Single Walled | Fiberglass Reinforced Plastic | Pressure |  | Fiberglass Reinforced Plastic | Removal | 2009-01-26
0-001022 | SIMS RECYCLING SOLUTIONS | 820 S EUCLID AVE | TUCSON | AZ | 85719 | Pima | 1 | Perm Closure | 1975-01-01 | 10000 | Diesel | COMPARTMENT A |  | Asphalt coated or Bare Steel |  |  |  | Removal | 1986-09-12
0-009490 | SPEEDWAY STORE #2946 | 15 W GRANT RD | TUCSON | AZ | 85705 | Pima | 2 | Perm Closure | 1998-12-02 | 15000 | Gasoline | COMPARTMENT A | Double Walled | Fiberglass Reinforced Plastic | Pressure | Double Walled | Fiberglass Reinforced Plastic | Removal | 2020-09-01
0-007989 | BROADWAY EAST APARTMENTS LTD | 6199 E BROADWAY BLVD | TUCSON | AZ | 85711 | Pima | 2 | Perm Closure | 1973-01-01 | 12000 | (Null) | COMPARTMENT A | Unknown | Asphalt coated or Bare Steel | Pressure |  | Bare or Galvanized Steel | Removal | 1992-09-16
0-007148 | SHELL #78 | 3444 S 40TH ST | PHOENIX | AZ | 85040 | Maricopa | 1 | Perm Closure | 1990-02-01 | 10000 | Gasoline | COMPARTMENT A | Double Walled | Fiberglass Reinforced Plastic | Pressure |  | Fiberglass Reinforced Plastic | Removal | 2017-01-04
0-007148 | SHELL #78 | 3444 S 40TH ST | PHOENIX | AZ | 85040 | Maricopa | 2 | Perm Closure | 1990-02-01 | 10000 | Gasoline | COMPARTMENT A | Double Walled | Fiberglass Reinforced Plastic | Pressure |  | Fiberglass Reinforced Plastic | Removal | 2017-01-04
0-007148 | SHELL #78 | 3444 S 40TH ST | PHOENIX | AZ | 85040 | Maricopa | 3 | Perm Closure | 1990-02-01 | 10000 | Gasoline | COMPARTMENT A | Double Walled | Fiberglass Reinforced Plastic | Pressure |  | Fiberglass Reinforced Plastic | Removal | 2017-01-04
0-008708 | SUPERPUMPER #13 | 704 E GREENWAY PKWY | PHOENIX | AZ | 85022 | Maricopa | 4 | Open | 1995-08-01 | 12000 | Gasoline | COMPARTMENT A | Double Walled | Fiberglass Reinforced Plastic | Pressure | Double Walled | Fiberglass Reinforced Plastic
0-004811 | SUPREME X SERVICE STATIONS INC | 7295 E 22ND ST | TUCSON | AZ | 85710 | Pima | 7 | Perm Closure | 1969-01-01 | 12000 | Diesel | COMPARTMENT A | Single Walled | Asphalt coated or Bare Steel |  |  |  | Removal | 1985-06-01
0-009319 | GOOD TO GO STORES #520 | 8333 N CORTARO RD | MARANA | AZ | 85743 | Pima | 2 | Open | 1997-09-02 | 12000 | Gasoline | COMPARTMENT A | Double Walled | Composite (Steel/Fiberglass) | Pressure | Double Walled | Fiberglass Reinforced Plastic
0-009931 | THE OUTPOST | 3685 US HIGHWAY 68 | GOLDEN VALLEY | AZ | 86413 | Mohave | 1 | Open | 1999-05-12 | 6000 | Gasoline | COMPARTMENT B | Double Walled | Composite (Steel/Fiberglass) | Pressure | Double Walled | Flexible
0-004548 | SMITH BROTHERS FENCE CO INC | 1760 W WETMORE RD | TUCSON | AZ | 85705 | Pima | 2 | Perm Closure | 1980-01-01 | 500 | Gasoline | COMPARTMENT A |  | Asphalt coated or Bare Steel |  |  |  | Removal | 2016-12-13
0-003093 | WINSLOW TEXACO J & M CARDLOCK | 700 E THIRD ST | WINSLOW | AZ | 86047 | Navajo | 3 | Perm Closure | 1985-01-01 | 2000 | Diesel | COMPARTMENT A |  | Asphalt coated or Bare Steel | Pressure |  |  | Removal | 2011-03-24
0-004879 | VIEW APARTMENTS | 22 N ROBSON | MESA | AZ | 85201 | Maricopa | 1 | Perm Closure | 1984-01-01 | 280 | Diesel | COMPARTMENT A |  | Asphalt coated or Bare Steel |  |  |  | Removal | 1995-02-10
0-005252 | PAGE MOBIL | 55 S LAKE POWELL BLVD | PAGE | AZ | 86040 | Coconino | 8 | Perm Closure | 1986-09-30 | 5000 | Gasoline | COMPARTMENT A | Double Walled | Composite (Steel/Fiberglass) | Suction - Check Valve at the Tank Top |  | Fiberglass Reinforced Plastic | Removal | 2009-12-17
0-005252 | PAGE MOBIL | 55 S LAKE POWELL BLVD | PAGE | AZ | 86040 | Coconino | 3 | Perm Closure | 1975-01-01 | 8000 | Gasoline | COMPARTMENT A | Double Walled | Asphalt coated or Bare Steel |  |  |  | Removal | 1986-09-29
0-005252 | PAGE MOBIL | 55 S LAKE POWELL BLVD | PAGE | AZ | 86040 | Coconino | 1 | Perm Closure | 1975-01-01 | 8000 | Gasoline | COMPARTMENT A | Double Walled | Asphalt coated or Bare Steel |  |  |  | Removal | 1986-09-29
0-009549 | GOOD SAMARITAN GAS STATION | 1050 E CULVER ST | PHOENIX | AZ | 85006 | Maricopa | 2 | Perm Closure | 1981-01-01 | 6000 | Gasoline | COMPARTMENT A | Unknown | Fiberglass Reinforced Plastic |  |  |  | Removal | 1993-03-02
0-009304 | LOVE'S TRAVEL STOP | 4703 MAIN ST | JOSEPH CITY | AZ | 86032 | Navajo | 6 | Open | 2013-12-15 | 20000 | Biodiesel | COMPARTMENT A | Double Walled | Fiberglass Reinforced Plastic | Pressure | Double Walled | Fiberglass Reinforced Plastic
0-009304 | LOVE'S TRAVEL STOP | 4703 MAIN ST | JOSEPH CITY | AZ | 86032 | Navajo | 3 | Open | 1997-10-01 | 20000 | Diesel | COMPARTMENT A | Double Walled | Composite (Steel/Fiberglass) | Pressure | Double Walled | Flexible
0-007202 | JOE'S GARAGE | 538 N GRAND AVE | NOGALES | AZ | 85621 | Santa Cruz | 1 | Perm Closure | 1966-05-01 | 10000 | Gasoline | COMPARTMENT A | Double Walled | Asphalt coated or Bare Steel | Pressure |  |  | Removal | 1991-04-01
0-005342 | USDOJ INS - NOGALES BORDER PATROL STATION |  | NOGALES |  |  | Santa Cruz | 1 | Perm Closure | 1981-02-14 | 4000 | Diesel | COMPARTMENT A | Double Walled | Fiberglass Reinforced Plastic | Suction - Check Valve at the Tank Top |  | Bare or Galvanized Steel | Removal | 1996-12-12
0-005095 | SKY HARBOR AIRPORT | 3200 E SKY HARBOR BLVD | PHOENIX | AZ | 85034 | Maricopa | 2 | Perm Closure | 1971-04-15 | 600 | Used Oil/Waste Oil | COMPARTMENT A | Unknown | Unknown |  |  |  | Removal | 1987-09-29
0-004064 | DIAMOND DOT MARKET #431 | 25851 S POWER RD | QUEEN CREEK | AZ | 85142 | Maricopa | 4 | Open | 2019-10-10 | 10000 | Gasoline (UL) | COMPARTMENT A | Double Walled | Fiberglass Reinforced Plastic | Pressure | Double Walled | Fiberglass Reinforced Plastic
0-004064 | DIAMOND DOT MARKET #431 | 25851 S POWER RD | QUEEN CREEK | AZ | 85142 | Maricopa | 3 | Perm Closure | 1978-01-01 | 6000 | Diesel | COMPARTMENT A | Single Walled | Asphalt coated or Bare Steel | Pressure | Double Walled | Fiberglass Reinforced Plastic | Removal | 2019-09-12
0-001635 | CONSOLIDATED FREIGHTWAYS | 3350 E AJO WAY | TUCSON | AZ | 85713 | Pima | 1 | Perm Closure | 1975-01-01 | 10000 | Diesel | COMPARTMENT A | Single Walled | Asphalt coated or Bare Steel | Suction - Check Valve at the Tank Top | Single Walled | Bare or Galvanized Steel | Removal | 1999-03-19
0-004549 | CIRCLE K #2701834 | 4402 E WASHINGTON ST | PHOENIX | AZ | 85034 | Maricopa | 2 | Perm Closure | 1986-07-13 | 10000 | Gasoline | COMPARTMENT A | Double Walled | Fiberglass Reinforced Plastic | Pressure |  | Fiberglass Reinforced Plastic | Removal | 2006-08-11
0-009513 | SAL STORES | 420 N APACHE TRL | APACHE JUNCTION | AZ | 85120 | Pinal | 3 | Perm Closure | 1988-08-01 | 10000 | Gasoline | COMPARTMENT A | Single Walled | Fiberglass Reinforced Plastic | Pressure |  | Fiberglass Reinforced Plastic | Removal | 2003-05-28
0-006059 | PHOENICIAN GOLF COURSE - MAINTENANCE YARD | 4701 N 64TH ST | SCOTTSDALE | AZ | 85251 | Maricopa | 1 | Perm Closure | 1982-03-31 | 2000 | Gasoline | COMPARTMENT A | Unknown | Asphalt coated or Bare Steel | Suction - Check Valve at the Tank Top |  |  | Removal | 1992-12-24
0-003240 | MOBIL 18-MEN | 7350 W CHANDLER BLVD | CHANDLER | AZ | 85226 | Maricopa | 9 | Perm Closure | 1987-11-01 | 10000 | Gasoline | COMPARTMENT A | Double Walled | Fiberglass Reinforced Plastic | Pressure | Double Walled | Fiberglass Reinforced Plastic | Removal | 2008-03-17
0-003299 | MONTGOMERY WARD | 4469 E THOMAS RD | PHOENIX | AZ | 85018 | Maricopa | 3 | Perm Closure | 1961-01-09 | 1000 | Used Oil/Waste Oil | COMPARTMENT A | Unknown | Asphalt coated or Bare Steel |  |  |  | Removal | 1989-07-14
0-004170 | ROADWAY SYSTEMS INC | 25 E WATER TANK RD | GILBERT | AZ | 85296 | Maricopa | 1 | Perm Closure | 1982-04-28 | 10000 | Diesel | COMPARTMENT A | Double Walled | Asphalt coated or Bare Steel |  |  |  | Removal | 1993-09-01
0-005459 | CIRCLE K #2921 | 3990 N STONE AVE | TUCSON | AZ | 85705 | Pima | 2 | Perm Closure | 1972-04-03 | 6000 | Gasoline | COMPARTMENT A | Double Walled | Asphalt coated or Bare Steel | Pressure |  |  | Removal | 1999-01-19
0-007486 | APPOLO RADIATOR & SERVICE | 2202 E ROUTE 66 | FLAGSTAFF | AZ | 86004 | Coconino | 2 | Perm Closure | 1959-01-01 | 6000 | Gasoline | COMPARTMENT A | Single Walled | Asphalt coated or Bare Steel |  |  |  | Removal | 1991-10-21
0-002972 | AIRGAS USA, LLC | 8700 E OLD VAIL RD | TUCSON | AZ | 85747 | Pima | 1 | Perm Closure | 1985-04-01 | 12000 | Diesel | COMPARTMENT A | Double Walled | Asphalt coated or Bare Steel | Pressure |  | Bare or Galvanized Steel | Removal | 1995-06-27
0-002972 | AIRGAS USA, LLC | 8700 E OLD VAIL RD | TUCSON | AZ | 85747 | Pima | 2 | Perm Closure | 1985-04-01 | 1000 | Gasoline | COMPARTMENT A | Double Walled | Asphalt coated or Bare Steel | Pressure |  | Bare or Galvanized Steel | Removal | 1995-06-27
0-004663 | 7-ELEVEN #23765 | 4302 W MCDOWELL RD | PHOENIX | AZ | 85035 | Maricopa | 2 | Perm Closure | 1982-01-01 | 10000 | Gasoline | COMPARTMENT A | Single Walled | Fiberglass Reinforced Plastic | Pressure |  | Fiberglass Reinforced Plastic | Removal | 2002-07-24
0-000806 | BURKE COMPANY | 3722 E 37TH ST | TUCSON | AZ | 85713 | Pima | 1 | Perm Closure | 1972-01-01 | 1000 | Gasoline | COMPARTMENT A | Single Walled | Asphalt coated or Bare Steel |  |  |  | Removal | 1987-01-01
0-006216 | BELL ATLANTIC METRO SITE 6 | 18 N 22ND ST | PHOENIX | AZ | 85034 | Maricopa | 1 | Perm Closure | 1975-01-01 | 10000 | Gasoline | COMPARTMENT A | Single Walled | Asphalt coated or Bare Steel | Pressure |  | Bare or Galvanized Steel | Removal | 1992-12-03
0-002373 | GILA BEND FOOD MART LLC | 619 W PIMA ST | GILA BEND | AZ | 85337 | Maricopa | 4 | Perm Closure | 1986-07-01 | 10000 | Diesel | COMPARTMENT A | Double Walled | Composite (Steel/Fiberglass) | Pressure | Single Walled | Fiberglass Reinforced Plastic | Removal | 2019-07-25
0-000732 | BLOOMQUIST PUMP SERVICE INC | 1729 W LINCOLN ST | PHOENIX | AZ | 85007 | Maricopa | 1 | Perm Closure | 1966-02-10 | 1000 | Gasoline | COMPARTMENT A | Double Walled | Asphalt coated or Bare Steel |  |  |  | Closed in Place | 1982-02-01
0-001568 | TRIPLE H ENTERPRISES | 6527 W NORTHVIEW AVE | GLENDALE | AZ | 85301 | Maricopa | 2 | Perm Closure | 1974-01-01 | 2000 | Gasoline | COMPARTMENT A |  | Asphalt coated or Bare Steel |  |  |  | Removal | 1988-08-30
0-009151 | TANQUE VERDE GUEST RANCH | 14301 E SPEEDWAY BLVD | TUCSON | AZ | 85748 | Pima | 3 | Open | 1998-05-14 | 2000 | Diesel | COMPARTMENT B | Double Walled | Fiberglass Reinforced Plastic | Suction - Check Valve at the Tank Top |  | Fiberglass Reinforced Plastic
0-008717 | SUPERPUMPER #6 | 15752 N FRANK LLOYD WRIGHT BLVD | SCOTTSDALE | AZ | 85260 | Maricopa | 2 | Open | 1995-08-30 | 20000 | Gasoline | COMPARTMENT A | Double Walled | Fiberglass Reinforced Plastic | Pressure | Double Walled | Fiberglass Reinforced Plastic
0-004846 | SIERRA VISTA 67 | 6602 N CASA GRANDE HWY | MARANA | AZ | 85743 | Pima | 3 | Perm Closure | 1976-01-01 | 8000 | Diesel | COMPARTMENT A | Double Walled | Asphalt coated or Bare Steel |  |  |  | Closed in Place | 1985-01-01
0-003151 | SOUTHWEST GAS CORPORATION | 160 W WILSON AVE | COOLIDGE | AZ | 85128 | Pinal | 4 | Perm Closure | 2005-06-17 | 500 | Diesel | COMPARTMENT A | Unknown | Asphalt coated or Bare Steel |  |  |  | Removal | 1989-08-07
0-008893 | FEDEX FREIGHT INC | 5620 W LOWER BUCKEYE RD | PHOENIX | AZ | 85043 | Maricopa | 1 | Open | 1996-03-01 | 22000 | Diesel | COMPARTMENT A | Double Walled | Composite (Steel/Fiberglass) | Pressure | Double Walled | Fiberglass Reinforced Plastic
0-005590 | WEISS GUYS CAR WASH #3 | 6149 N 7TH ST | PHOENIX | AZ | 85014 | Maricopa | 5 | Perm Closure | 1992-09-01 | 10000 | Gasoline | COMPARTMENT A |  | Fiberglass Reinforced Plastic | Pressure |  | Fiberglass Reinforced Plastic | Closed in Place | 2007-09-24
0-005590 | WEISS GUYS CAR WASH #3 | 6149 N 7TH ST | PHOENIX | AZ | 85014 | Maricopa | 3 | Perm Closure | 1978-01-01 | 8000 | Gasoline | COMPARTMENT A |  | Asphalt coated or Bare Steel | Suction - Check Valve at the Tank Top |  | Fiberglass Reinforced Plastic | Removal | 1992-09-01
0-008910 | MEXICO DELI INC | 12946 W SANTA FE DR | SURPRISE | AZ | 85378 | Maricopa | 1 | Perm Closure | 1982-01-01 | 6000 | Gasoline | COMPARTMENT A | Double Walled | Asphalt coated or Bare Steel | Suction - Check Valve at the Tank Top |  |  | Removal | 1999-04-28
0-007361 | FREDONIA SINCLAIR | 220 S MAIN ST | FREDONIA | AZ | 86022 | Coconino | 2 | Perm Closure | 1972-01-01 | 8000 | Gasoline | COMPARTMENT A | Single Walled | Asphalt coated or Bare Steel | Pressure | Single Walled | Bare or Galvanized Steel | Removal | 1999-11-30
0-007361 | FREDONIA SINCLAIR | 220 S MAIN ST | FREDONIA | AZ | 86022 | Coconino | 3 | Perm Closure | 1972-01-01 | 500 | Used Oil/Waste Oil | COMPARTMENT A | Single Walled | Asphalt coated or Bare Steel | Gravity Feed | Single Walled | Bare or Galvanized Steel | Removal | 1999-11-30
0-009760 | FRYS FUEL CENTER #65 | 185 W APACHE TRL | APACHE JUNCTION | AZ | 85120 | Pinal | 2 | Perm Closure | 2001-02-01 | 7000 | Gasoline (PUL) | COMPARTMENT A | Double Walled | Fiberglass Reinforced Plastic |  |  |  | Removal | 2017-12-12
0-009457 | VALERO FOOD MART | 3333 E GREENWAY RD | PHOENIX | AZ | 85032 | Maricopa | 1 | Open | 1999-03-01 | 12000 | Gasoline | COMPARTMENT A | Double Walled | Fiberglass Reinforced Plastic | Pressure | Double Walled | Fiberglass Reinforced Plastic
0-007907 | K-MART | 2526 W NORTHERN AVE | PHOENIX | AZ | 85051 | Maricopa | 1 | Perm Closure | 2005-06-17 | 1000 | Used Oil/Waste Oil | COMPARTMENT A | Double Walled | Asphalt coated or Bare Steel | Gravity Feed |  | Bare or Galvanized Steel | Removal | 1992-06-09
0-004716 | JIFFY LUBE | 2005 E CACTUS RD | PHOENIX | AZ | 85022 | Maricopa | 1 | Perm Closure | 1987-01-01 | 10000 | Used Oil/Waste Oil | COMPARTMENT A |  | Asphalt coated or Bare Steel |  |  |  | Closed in Place | 1997-04-29
0-006291 | RIO RICO SERVICE CENTER INC | 1041 YAVAPAI DR | RIO RICO | AZ | 85648 | Santa Cruz | 4 | Open | 2020-05-15 | 10000 | Gasoline (UL) | COMPARTMENT A | Double Walled | Fiberglass Reinforced Plastic | Pressure | Double Walled | Fiberglass Reinforced Plastic
0-008233 | TERRY LOPERS GARAGE | 14401 N ALTO ST | EL MIRAGE | AZ | 85335 | Maricopa | 1 | Perm Closure | 2005-06-17 | 500 | Gasoline | COMPARTMENT A | Double Walled | Asphalt coated or Bare Steel | Suction - Check Valve at the Tank Top |  |  | Removal | 1999-07-14
0-003061 | MOUNTAIN SHADOWS GOLF CLUB | 5641 E LINCOLN DR | PARADISE VALLEY | AZ | 85253 | Maricopa | 3 | Perm Closure | 1997-10-01 | 1000 | Gasoline | COMPARTMENT A | Double Walled | Composite (Steel/Fiberglass) | Suction - Check Valve at the Tank Top | Double Walled | Fiberglass Reinforced Plastic | Removal | 2015-06-26
0-003561 | COUNTRY FARM SUPPLY INC | 7301 S RAINBOW RD | BUCKEYE | AZ | 85326 | Maricopa | 1 | Perm Closure | 2005-06-17 | 1000 | Gasoline | COMPARTMENT A |  | Asphalt coated or Bare Steel |  |  |  | Removal | 1988-11-01
0-005420 | CIRCLE K #2854 | 1262 W CHANDLER BLVD | CHANDLER | AZ | 85224 | Maricopa | 2 | Open | 1972-01-01 | 6000 | Gasoline | COMPARTMENT A | Single Walled | Fiberglass Reinforced Plastic | Pressure | Double Walled | Fiberglass Reinforced Plastic
0-004610 | 7-ELEVEN #13009 | 6025 N 16TH ST | PHOENIX | AZ | 85016 | Maricopa | 1 | Perm Closure | 1971-02-05 | 8000 | Gasoline | COMPARTMENT A | Double Walled | Asphalt coated or Bare Steel |  |  |  | Removal | 1991-01-15
0-001297 | CIRCLE K #742 | 8661 RIVERSIDE DR | PARKER | AZ | 85344 | La Paz | 4 | Open | 1996-04-05 | 10000 | Gasoline | COMPARTMENT A | Double Walled | Fiberglass Reinforced Plastic | Pressure | Double Walled | Fiberglass Reinforced Plastic
0-004700 | SOUTHWEST GAS | 3401 E GAS RD | TUCSON | AZ | 85714 | Pima | 3 | Perm Closure | 1981-01-01 | 12000 | Gasoline | COMPARTMENT A | Unknown | Fiberglass Reinforced Plastic |  |  |  | Removal | 1997-10-16
0-004700 | SOUTHWEST GAS | 3401 E GAS RD | TUCSON | AZ | 85714 | Pima | 4 | Perm Closure | 1981-01-01 | 12000 | Diesel | COMPARTMENT A | Unknown | Fiberglass Reinforced Plastic |  |  |  | Removal | 1997-10-16
0-010092 | COSTCO #465 | 4502 E OAK ST | PHOENIX | AZ | 85008 | Maricopa | 1 | Open | 2005-10-04 | 20000 | Gasoline | COMPARTMENT A | Double Walled | Fiberglass Reinforced Plastic | Pressure | Double Walled | Flexible
0-010092 | COSTCO #465 | 4502 E OAK ST | PHOENIX | AZ | 85008 | Maricopa | 3 | Open | 2005-10-04 | 20000 | Gasoline | COMPARTMENT A | Double Walled | Fiberglass Reinforced Plastic | Pressure | Double Walled | Flexible
0-006120 | SOFTWIND DEVELOPMENT CO | 219 W LONE CACTUS DR | PHOENIX | AZ | 85027 | Maricopa | 1 | Perm Closure | 1983-04-14 | 6000 | Gasoline | COMPARTMENT A | Unknown | Asphalt coated or Bare Steel | Pressure |  |  | Removal | 1998-02-19
0-006120 | SOFTWIND DEVELOPMENT CO | 219 W LONE CACTUS DR | PHOENIX | AZ | 85027 | Maricopa | 3 | Perm Closure | 1987-04-14 | 6000 | Gasoline | COMPARTMENT A | Unknown | Fiberglass Reinforced Plastic | Pressure |  | Fiberglass Reinforced Plastic | Removal | 1998-02-19
0-002633 | ASP - FLORENCE COMPLEX | 1305 E BUTTE AVE | FLORENCE | AZ | 85132 | Pinal | 5 | Perm Closure | 1929-01-01 | 5000 | Diesel | COMPARTMENT A | Single Walled | Asphalt coated or Bare Steel |  |  |  | Removal | 1990-08-08
0-000839 | AFCO #020210 | 3945 W INDIAN SCHOOL RD | PHOENIX | AZ | 85019 | Maricopa | 3 | Temp Closure | 1981-01-01 | 12000 | Gasoline | COMPARTMENT A | Single Walled | Asphalt coated or Bare Steel | Pressure | Single Walled | Bare or Galvanized Steel |  | 2000-11-22
0-000792 | LAUGHLIN/BULLHEAD INTERNATIONAL AIRPORT | 600 HIGHWAY 95 | BULLHEAD CITY | AZ | 86429 | Mohave | 4 | Perm Closure | 1971-01-01 | 12000 | Gasoline | COMPARTMENT A |  | Asphalt coated or Bare Steel |  |  |  | Removal | 1989-07-01
0-000792 | LAUGHLIN/BULLHEAD INTERNATIONAL AIRPORT | 600 HIGHWAY 95 | BULLHEAD CITY | AZ | 86429 | Mohave | 11 | Perm Closure | 1989-08-01 | 15000 | Gasoline | COMPARTMENT A | Double Walled | Fiberglass Reinforced Plastic |  |  |  | Removal | 2005-04-15
0-006837 | FOOD N FUEL | 2001 N ARIZONA AVE | CHANDLER | AZ | 85225 | Maricopa | 2 | Perm Closure | 1990-05-01 | 10000 | Gasoline | COMPARTMENT A | Double Walled | Fiberglass Reinforced Plastic | Pressure |  | Fiberglass Reinforced Plastic | Removal | 2006-06-06
0-006837 | FOOD N FUEL | 2001 N ARIZONA AVE | CHANDLER | AZ | 85225 | Maricopa | 4 | Perm Closure | 1990-05-01 | 1000 | Used Oil/Waste Oil | COMPARTMENT A | Double Walled | Fiberglass Reinforced Plastic |  |  |  | Removal | 2006-06-06
0-003259 | BARNET DULANEY PERKINS EYE CENTER | 350 N SWITZER CANYON DR | FLAGSTAFF | AZ | 86001 | Coconino | 1 | Perm Closure | 1981-03-20 | 350 | Used Oil/Waste Oil | COMPARTMENT A | Unknown | Asphalt coated or Bare Steel | Gravity Feed |  |  | Removal | 1990-11-20
0-003273 | MOBIL 18-M6T | 5352 N 16TH ST | PHOENIX | AZ | 85016 | Maricopa | 1 | Perm Closure | 1968-01-01 | 10000 | Gasoline | COMPARTMENT A | Single Walled | Asphalt coated or Bare Steel | Pressure |  |  | Removal | 1986-06-02
0-001582 | AEROMARITIME AMERICA INC | 4927 E FALCON DR | MESA | AZ | 85215 | Maricopa | 3 | Perm Closure | 1982-01-01 | 12000 | Gasoline | COMPARTMENT A |  | Asphalt coated or Bare Steel | Pressure | Double Walled | Fiberglass Reinforced Plastic | Removal | 2005-12-08
0-005292 | UNOCAL #5048 | 91 FRY BLVD | SIERRA VISTA | AZ | 85635 | Cochise | 3 | Perm Closure | 1985-04-15 | 550 | Used Oil/Waste Oil | COMPARTMENT A | Double Walled | Composite (Steel/Fiberglass) |  |  |  | Closed in Place | 1991-04-10
0-007152 | DOUBLE D TIRE | 2160 E ROUTE 66 | FLAGSTAFF | AZ | 86004 | Coconino | 1 | Perm Closure | 2005-06-17 | 6000 | Gasoline | COMPARTMENT A | Unknown | Unknown |  |  |  | Closed in Place | 1975-01-01
0-005307 | UNOCAL #5959 | 354 N COUNTRY CLUB DR | MESA | AZ | 85201 | Maricopa | 1 | Perm Closure | 1968-04-15 | 10000 | Gasoline | COMPARTMENT A | Double Walled | Asphalt coated or Bare Steel | Pressure |  | Fiberglass Reinforced Plastic | Removal | 1993-12-02
0-005307 | UNOCAL #5959 | 354 N COUNTRY CLUB DR | MESA | AZ | 85201 | Maricopa | 2 | Perm Closure | 1968-04-15 | 10000 | Gasoline | COMPARTMENT A | Double Walled | Asphalt coated or Bare Steel | Pressure |  | Fiberglass Reinforced Plastic | Removal | 1993-12-02
0-004469 | SHAY OIL #1 | 1200 W 16TH ST | YUMA | AZ | 85364 | Yuma | 2 | Perm Closure | 1974-01-17 | 8000 | Gasoline | COMPARTMENT A | Unknown | Asphalt coated or Bare Steel |  |  |  | Removal | 1989-04-01
0-007607 | DESERT LAWN MEMORIAL PARK - REMEDIATION | 101 W 14TH ST | YUMA | AZ | 85364 | Yuma | 1 | Perm Closure | 2005-06-17 | 500 | Kerosene | COMPARTMENT A | Double Walled | Asphalt coated or Bare Steel |  |  |  | Removal | 1991-11-23
0-004061 | AVERY'S | 262 W MAIN ST | SPRINGERVILLE | AZ | 85938 | Apache | 8 | Open | 2004-08-26 | 20000 | Gasoline | COMPARTMENT A | Double Walled | Fiberglass Reinforced Plastic | Pressure | Double Walled | Fiberglass Reinforced Plastic
0-004061 | AVERY'S | 262 W MAIN ST | SPRINGERVILLE | AZ | 85938 | Apache | 4 | Perm Closure | 1990-06-07 | 10000 | Diesel | COMPARTMENT A | Double Walled | Composite (Steel/Fiberglass) | Pressure |  | Fiberglass Reinforced Plastic | Removal | 2004-05-27
0-006883 | ATSF - SE001-2-10-11 | 100 RAILROAD AVE | SELIGMAN | AZ | 86337 | Yavapai | 4 | Perm Closure | 2005-06-17 | 200 | Unidentified | COMPARTMENT A | Double Walled | Asphalt coated or Bare Steel | Suction - Check Valve at the Tank Top |  |  | Removal | 1990-08-17
0-007880 | USDOI NPS - SAGUARO NATIONAL PARK |  | TUCSON |  |  | Pima | 2 | Perm Closure | 2005-06-17 | 600 | Gasoline | COMPARTMENT A |  | Asphalt coated or Bare Steel | Suction - Check Valve at the Tank Top |  |  | Removal | 1994-04-13
0-000762 | RICKETTS TRUCKING INC | 3434 W BROADWAY RD | PHOENIX | AZ | 85041 | Maricopa | 3 | Perm Closure | 1986-01-01 | 2000 | Gasoline | COMPARTMENT A | Unknown | Fiberglass Reinforced Plastic | Suction - Check Valve at the Tank Top |  | Fiberglass Reinforced Plastic | Removal | 1998-09-10
0-001567 | PHOENIX BRICK YARD | 1814 S 7TH AVE | PHOENIX | AZ | 85007 | Maricopa | 5 | Perm Closure | 1976-01-01 | 10000 | Diesel | COMPARTMENT A |  | Asphalt coated or Bare Steel |  |  |  | Removal | 1987-11-23
0-006808 | CITY OF GLENDALE - MUNICIPAL AIRPORT | 6801 N GLEN HARBOR BLVD | GLENDALE | AZ | 85307 | Maricopa | 5 | Perm Closure | 1987-01-01 | 200 | Used Oil/Waste Oil | COMPARTMENT A | Double Walled | Asphalt coated or Bare Steel | Gravity Feed |  | Bare or Galvanized Steel | Removal | 1999-06-02
0-001039 | SHELL #21 | 85 W PINEWOOD BLVD | MUNDS PARK | AZ | 86017 | Coconino | 3 | Perm Closure | 1973-01-01 | 10000 | Gasoline | COMPARTMENT A | Double Walled | Fiberglass Reinforced Plastic |  |  |  | Removal | 1993-05-12
0-001039 | SHELL #21 | 85 W PINEWOOD BLVD | MUNDS PARK | AZ | 86017 | Coconino | 6 | Perm Closure | 1993-08-05 | 12000 | Gasoline | COMPARTMENT A | Double Walled | Fiberglass Reinforced Plastic | Suction - Check Valve at the Tank Top | Double Walled | Fiberglass Reinforced Plastic | Removal | 2020-08-26
0-001039 | SHELL #21 | 85 W PINEWOOD BLVD | MUNDS PARK | AZ | 86017 | Coconino | 9 | Open | 2020-09-30 | 20000 | Gasoline (UL) | COMPARTMENT A | Double Walled | Fiberglass Reinforced Plastic | Pressure | Double Walled | Fiberglass Reinforced Plastic
0-001039 | SHELL #21 | 85 W PINEWOOD BLVD | MUNDS PARK | AZ | 86017 | Coconino | 1 | Perm Closure | 1973-01-01 | 10000 | Gasoline | COMPARTMENT A | Double Walled | Fiberglass Reinforced Plastic |  |  |  | Removal | 1993-05-12
0-001892 | WALGREEN #10879 | 7111 E GOLF LINKS RD | TUCSON | AZ | 85730 | Pima | 3 | Perm Closure | 1970-01-01 | 10000 | Gasoline | COMPARTMENT A |  | Asphalt coated or Bare Steel |  |  |  | Removal | 1989-02-15
0-003854 | CITY OF PHOENIX - PETROLUEM STORAGE | 2239 W LOWER BUCKEYE RD | PHOENIX | AZ | 85009 | Maricopa | 5 | Perm Closure | 1971-01-01 | 12000 | New Oil | COMPARTMENT A | Single Walled | Asphalt coated or Bare Steel | Suction - Check Valve at the Tank Top |  |  | Removal | 1992-04-30
0-004971 | PARCEL 214-01-007C | 4905 W INA RD | MARANA | AZ | 85743 | Pima | 5 | Perm Closure | 1985-05-07 | 550 | Used Oil/Waste Oil | COMPARTMENT A | Unknown | Fiberglass Reinforced Plastic | Gravity Feed |  | Fiberglass Reinforced Plastic | Removal | 2000-04-19
0-002109 | SOUTHERN ARIZONA LIQUIDATION EXPERTS | 705 E 4TH ST | BENSON | AZ | 85602 | Cochise | 4 | Perm Closure | 2005-06-17 | 1000 | Gasoline | COMPARTMENT A | Single Walled | Asphalt coated or Bare Steel |  |  |  | Removal | 1989-12-22
0-004331 | OK MARKET | 5800 E 32ND ST | YUMA | AZ | 85365 | Yuma | 5 | Perm Closure | 1997-01-22 | 8000 | Diesel | COMPARTMENT B | Double Walled | Fiberglass Reinforced Plastic | Pressure | Double Walled | Fiberglass Reinforced Plastic | Removal | 2017-05-03
0-004331 | OK MARKET | 5800 E 32ND ST | YUMA | AZ | 85365 | Yuma | 3 | Perm Closure | 1981-02-01 | 12000 | Gasoline | COMPARTMENT A | Double Walled | Asphalt coated or Bare Steel | Pressure |  | Fiberglass Reinforced Plastic | Removal | 1994-01-01
0-008982 | ROUTE 66 OUTPOST | 9321 E HWY 66 | HACKBERRY | AZ | 86401 | Mohave | 1 | Perm Closure | 1988-01-01 | 10000 | Gasoline | COMPARTMENT A |  | Fiberglass Reinforced Plastic | Suction - Check Valve at the Tank Top |  | Fiberglass Reinforced Plastic | Removal | 2007-08-09
0-006976 | CITY OF PHOENIX - CENTRAL CITY PRECINCT | 1902 S 16TH ST | PHOENIX | AZ | 85034 | Maricopa | 3 | Perm Closure | 2005-06-17 | 1500 | Used Oil/Waste Oil | COMPARTMENT A | Unknown | Asphalt coated or Bare Steel |  |  |  | Removal | 1990-10-04
0-009965 | U OF A - MOTOR POOL | 1597 E 16TH ST | TUCSON | AZ | 85719 | Pima | 2 | Open | 2003-07-11 | 12000 | Gasoline | COMPARTMENT A | Double Walled | Fiberglass Reinforced Plastic | Pressure | Double Walled | Fiberglass Reinforced Plastic
0-003316 | MOTOROLA - RAYMOND STREET PLANT | 4121 E RAYMOND ST | PHOENIX | AZ | 85040 | Maricopa | 3 | Perm Closure | 1975-01-01 | 12000 | Gasoline | COMPARTMENT A | Single Walled | Asphalt coated or Bare Steel |  |  |  | Removal | 1987-03-16
0-004084 | GAS & GO MARKET | 869 N GRAND AVE | NOGALES | AZ | 85621 | Santa Cruz | 3 | Perm Closure | 1960-01-01 | 1000 | Gasoline | COMPARTMENT A | Unknown | Asphalt coated or Bare Steel |  |  |  | Removal | 1998-08-28
0-009779 | POW WOW TRADING POST | 752 NAVAJO BLVD | HOLBROOK | AZ | 86025 | Navajo | 2 | Perm Closure | 2005-06-17 |  | Unidentified | COMPARTMENT A | Single Walled | Asphalt coated or Bare Steel |  |  |  | Removal
0-007283 | 7-ELEVEN #27465 | 325 E BASELINE RD | GILBERT | AZ | 85233 | Maricopa | 1 | Perm Closure | 1987-08-01 | 10000 | Gasoline | COMPARTMENT A | Double Walled | Fiberglass Reinforced Plastic | Pressure |  | Fiberglass Reinforced Plastic | Removal | 2003-04-22
0-007444 | EXXONMOBIL OIL CORP #18-BB1 | 8310 W THOMAS RD | PHOENIX | AZ | 85037 | Maricopa | 3 | Perm Closure | 1989-06-01 | 10000 | Gasoline | COMPARTMENT A | Double Walled | Fiberglass Reinforced Plastic | Pressure |  | Fiberglass Reinforced Plastic | Removal | 2003-09-23
0-004298 | SRP - NORTHEAST GARAGE | 6420 E THOMAS RD | SCOTTSDALE | AZ | 85251 | Maricopa | 2 | Perm Closure | 1978-01-01 | 10000 | Gasoline | COMPARTMENT A |  | Asphalt coated or Bare Steel |  |  |  | Removal | 1990-03-31
0-004298 | SRP - NORTHEAST GARAGE | 6420 E THOMAS RD | SCOTTSDALE | AZ | 85251 | Maricopa | 3 | Perm Closure | 1963-01-01 | 1000 | Gasoline | COMPARTMENT A |  | Asphalt coated or Bare Steel |  |  |  | Removal | 1988-10-02
0-008654 | UNION 76 | 3030 E ANDY DEVINE AVE | KINGMAN | AZ | 86401 | Mohave | 1 | Perm Closure | 2005-06-17 | 4000 | Gasoline | COMPARTMENT A | Unknown | Asphalt coated or Bare Steel | Suction - Check Valve at the Tank Top |  | Bare or Galvanized Steel | Removal | 1997-05-14
0-003610 | RYDER TRUCK RENTAL AND LEASING | 5502 W LATHAM ST | PHOENIX | AZ | 85043 | Maricopa | 4 | Perm Closure | 1988-01-01 | 6000 | New Oil | COMPARTMENT A | Single Walled | Fiberglass Reinforced Plastic | Pressure | Double Walled | Fiberglass Reinforced Plastic | Removal | 2001-05-24
0-003290 | MOHAWK VALLEY SCHOOL | 5151 S AVENUE 39 E | ROLL | AZ | 85347 | Yuma | 2 | Perm Closure | 1966-02-10 | 500 | Diesel | COMPARTMENT A | Double Walled | Asphalt coated or Bare Steel |  |  |  | Removal | 1990-05-04
0-001709 | FREEPORT MCMORAN SIERRITA MINE | 6200 W DUVAL MINE RD | GREEN VALLEY | AZ | 85614 | Pima | 6 | Perm Closure | 1958-01-01 | 12000 | Diesel | COMPARTMENT A |  | Asphalt coated or Bare Steel |  |  |  | Removal | 1985-05-01
0-002600 | CIRCLE K #2705292 | 750 E WARNER RD | GILBERT | AZ | 85296 | Maricopa | 3 | Open | 1989-01-01 | 10000 | Gasoline | COMPARTMENT A | Single Walled | Fiberglass Reinforced Plastic | Pressure | Single Walled | Fiberglass Reinforced Plastic
0-002388 | GREENLEE COUNTY - CLIFTON YARD |  | CLIFTON |  |  | Greenlee | 7 | Perm Closure | 1978-07-25 | 1000 | Gasoline | COMPARTMENT A | Single Walled | Asphalt coated or Bare Steel |  |  |  | Removal | 1991-01-07
0-006424 | WHITE MOUNTAIN FUELS | 610 MAIN ST | TAYLOR | AZ | 85939 | Navajo | 6 | Perm Closure | 1985-01-01 | 10000 | Diesel | COMPARTMENT A |  | Asphalt coated or Bare Steel | Suction - Check Valve at the Tank Top |  | Bare or Galvanized Steel | Removal | 2014-08-01
0-006424 | WHITE MOUNTAIN FUELS | 610 MAIN ST | TAYLOR | AZ | 85939 | Navajo | 1 | Perm Closure | 1985-01-01 | 10000 | Gasoline | COMPARTMENT A |  | Asphalt coated or Bare Steel | Pressure |  | Bare or Galvanized Steel | Removal | 2014-08-01
0-000330 | RYAN AIRFIELD | 9400 W AJO HWY | TUCSON | AZ | 85735 | Pima | 1 | Open | 1989-01-01 | 12000 | Gasoline | COMPARTMENT A | Double Walled | Composite (Steel/Fiberglass) | Pressure |  | Fiberglass Reinforced Plastic
0-007681 | AUTOMATIC TRANSMISSION EXPERTS | 4220 N 7TH AVE | PHOENIX | AZ | 85013 | Maricopa | 3 | Perm Closure | 2005-06-17 | 1000 | Gasoline | COMPARTMENT A | Double Walled | Asphalt coated or Bare Steel | Pressure |  | Bare or Galvanized Steel | Removal | 1992-03-01
0-000781 | WASTE MANAGEMENT-ELWOOD HAULING | 1580 E ELWOOD ST | PHOENIX | AZ | 85040 | Maricopa | 6 | Perm Closure | 1988-12-01 | 550 | New Oil | COMPARTMENT A | Double Walled | Fiberglass Reinforced Plastic | Suction - Check Valve at the Dispenser | Double Walled | Fiberglass Reinforced Plastic | Removal | 2017-08-09
0-000781 | WASTE MANAGEMENT-ELWOOD HAULING | 1580 E ELWOOD ST | PHOENIX | AZ | 85040 | Maricopa | 8 | Perm Closure | 1988-12-01 | 550 | Used Oil/Waste Oil | COMPARTMENT A | Double Walled | Fiberglass Reinforced Plastic |  |  |  | Removal | 2017-08-09
0-000781 | WASTE MANAGEMENT-ELWOOD HAULING | 1580 E ELWOOD ST | PHOENIX | AZ | 85040 | Maricopa | 2 | Perm Closure | 1977-01-01 | 5000 | Gasoline | COMPARTMENT A |  | Asphalt coated or Bare Steel |  |  |  | Removal | 1988-12-01
0-001262 | CIRCLE K #587 | 711 STATE ROUTE 179 | SEDONA | AZ | 86336 | Coconino | 4 | Perm Closure | 1990-06-01 | 10000 | Gasoline | COMPARTMENT A | Double Walled | Fiberglass Reinforced Plastic | Pressure |  | Fiberglass Reinforced Plastic | Removal | 2006-06-01
0-000643 | KINDER MORGAN - RACK #11 | 5110 W MADISON ST | PHOENIX | AZ | 85043 | Maricopa | 2 | Perm Closure | 1979-01-01 | 1000 | Gasoline | COMPARTMENT A |  | Asphalt coated or Bare Steel |  |  |  | Removal | 1993-06-18
0-000679 | DANS VALLEY EXXON | 494 S MAIN ST | CAMP VERDE | AZ | 86322 | Yavapai | 4 | Perm Closure | 1979-04-30 | 4000 | Gasoline | COMPARTMENT A | Single Walled | Asphalt coated or Bare Steel | Pressure |  |  | Removal | 1999-03-18
0-000666 | SPEEDWAY STORE #2953 | 3200 E 32ND ST | YUMA | AZ | 85365 | Yuma | 5 | Perm Closure | 1975-01-01 | 12000 | Diesel | COMPARTMENT A |  | Asphalt coated or Bare Steel |  |  |  | Removal | 1990-05-16
0-000666 | SPEEDWAY STORE #2953 | 3200 E 32ND ST | YUMA | AZ | 85365 | Yuma | 1 | Perm Closure | 1975-01-01 | 6000 | Gasoline | COMPARTMENT A |  | Asphalt coated or Bare Steel |  |  |  | Removal | 1990-05-16
0-005653 | WHITING STATION #23 | 1402 E SECOND ST | WINSLOW | AZ | 86047 | Navajo | 7 | Perm Closure | 2005-06-17 | 1800 | Gasoline | COMPARTMENT A | Single Walled | Asphalt coated or Bare Steel | Suction - Check Valve at the Tank Top |  |  | Removal | 1994-08-17
0-005653 | WHITING STATION #23 | 1402 E SECOND ST | WINSLOW | AZ | 86047 | Navajo | 1 | Perm Closure | 1983-01-01 | 3000 | Gasoline | COMPARTMENT A | Single Walled | Asphalt coated or Bare Steel | Pressure |  |  | Removal | 1994-08-17
0-005653 | WHITING STATION #23 | 1402 E SECOND ST | WINSLOW | AZ | 86047 | Navajo | 4 | Perm Closure | 1971-01-01 | 2000 | Gasoline | COMPARTMENT A | Single Walled | Asphalt coated or Bare Steel |  |  |  | Removal | 1994-08-17
0-003960 | PRECISION COMPONENTS INC | 1820 S 35TH AVE | PHOENIX | AZ | 85009 | Maricopa | 1 | Perm Closure | 1971-01-01 | 6000 | Gasoline | COMPARTMENT A | Single Walled | Asphalt coated or Bare Steel |  |  |  | Removal | 1989-04-10
0-000600 | AVIS RENT-A-CAR | 1440 S 23RD ST | PHOENIX | AZ | 85034 | Maricopa | 7 | Perm Closure | 1985-01-01 | 10000 | Gasoline | COMPARTMENT A | Double Walled | Fiberglass Reinforced Plastic | Pressure | Double Walled | Fiberglass Reinforced Plastic | Removal | 2006-03-22
0-000600 | AVIS RENT-A-CAR | 1440 S 23RD ST | PHOENIX | AZ | 85034 | Maricopa | 6 | Perm Closure | 1985-01-01 | 10000 | Gasoline | COMPARTMENT A | Double Walled | Fiberglass Reinforced Plastic | Pressure | Double Walled | Fiberglass Reinforced Plastic | Removal | 2006-03-22
0-003717 | BRAKE MASTERS | 5810 E SPEEDWAY BLVD | TUCSON | AZ | 85712 | Pima | 1 | Perm Closure | 1964-01-01 | 3000 | Gasoline | COMPARTMENT A |  | Asphalt coated or Bare Steel |  |  |  | Removal | 1987-01-01
0-001965 | BROWN EVANS DISTRIBUTING - EVANS CARDLOCK #15 | 201 W MAIN ST | MESA | AZ | 85201 | Maricopa | 1 | Perm Closure | 1970-01-01 | 6000 | Gasoline | COMPARTMENT A |  | Asphalt coated or Bare Steel | Pressure |  |  | Removal | 1993-11-22
0-007268 | CURTIS JENNINGS | 404 W 5TH ST | SAFFORD | AZ | 85546 | Graham | 3 | Perm Closure | 1950-01-01 | 280 | Used Oil/Waste Oil | COMPARTMENT A |  | Asphalt coated or Bare Steel | Gravity Feed |  |  | Removal | 1991-04-01
0-002616 | DAVE'S FAST STOP | 2060 HIGHWAY 60 | GLOBE | AZ | 85001 | Gila | 7 | Open | 2020-03-27 | 8000 | Gasoline (PUL) | COMPARTMENT B | Double Walled | Fiberglass Reinforced Plastic | Pressure | Double Walled | Fiberglass Reinforced Plastic
0-002616 | DAVE'S FAST STOP | 2060 HIGHWAY 60 | GLOBE | AZ | 85001 | Gila | 3 | Perm Closure | 1989-09-20 | 6000 | Gasoline | COMPARTMENT A | Single Walled | Fiberglass Reinforced Plastic | Pressure | Single Walled | Fiberglass Reinforced Plastic | Removal | 2020-02-26
0-001498 | CIRCLE K #2701846 | 311 E DEUCE OF CLUBS | SHOW LOW | AZ | 85901 | Navajo | 1 | Open | 1985-01-01 | 10000 | Gasoline | COMPARTMENT A | Double Walled | Fiberglass Reinforced Plastic | Pressure |  | Fiberglass Reinforced Plastic
0-001498 | CIRCLE K #2701846 | 311 E DEUCE OF CLUBS | SHOW LOW | AZ | 85901 | Navajo | 3 | Open | 1985-01-01 | 10000 | Gasoline | COMPARTMENT A | Double Walled | Fiberglass Reinforced Plastic | Pressure |  | Fiberglass Reinforced Plastic
0-002216 | CIRCLE K #2708514 | 13961 N SANDARIO RD | MARANA | AZ | 85653 | Pima | 3 | Open | 1987-01-27 | 10000 | Gasoline | COMPARTMENT A | Double Walled | Fiberglass Reinforced Plastic | Pressure |  | Fiberglass Reinforced Plastic
0-001526 | CIRCLE K #2701739 | 7440 S 7TH AVE | PHOENIX | AZ | 85041 | Maricopa | 3 | Open | 1986-01-01 | 10000 | Diesel | COMPARTMENT A | Single Walled | Fiberglass Reinforced Plastic | Pressure | Single Walled | Fiberglass Reinforced Plastic
0-001497 | CIRCLE K #2701844 | 3508 W BASELINE RD | PHOENIX | AZ | 85041 | Maricopa | 4 | Open | 2016-04-29 | 20000 | Gasoline (UL) | COMPARTMENT A | Double Walled | Fiberglass Reinforced Plastic | Pressure | Double Walled | Fiberglass Reinforced Plastic
0-001497 | CIRCLE K #2701844 | 3508 W BASELINE RD | PHOENIX | AZ | 85041 | Maricopa | 5 | Open | 2016-04-29 | 12000 | Gasoline (PUL) | COMPARTMENT A | Double Walled | Fiberglass Reinforced Plastic | Pressure | Double Walled | Fiberglass Reinforced Plastic
0-001497 | CIRCLE K #2701844 | 3508 W BASELINE RD | PHOENIX | AZ | 85041 | Maricopa | 1 | Perm Closure | 1985-01-01 | 10000 | Gasoline | COMPARTMENT A | Single Walled | Fiberglass Reinforced Plastic | Pressure | Single Walled | Fiberglass Reinforced Plastic | Removal | 2016-04-13
0-007303 | FARNSWORTH CONSTRUCTION CO | 8355 E BASELINE RD | MESA | AZ | 85208 | Maricopa | 1 | Perm Closure | 1985-04-01 | 10000 | Diesel | COMPARTMENT A | Unknown | Asphalt coated or Bare Steel | Pressure |  |  | Removal | 1998-09-28
0-009993 | GOOD 2 GO #526 | 4525 N US HIGHWAY 89 | FLAGSTAFF | AZ | 86004 | Coconino | 1 | Open | 2002-02-28 | 20000 | Gasoline | COMPARTMENT A | Single Walled | Fiberglass Reinforced Plastic | Pressure | Double Walled | Fiberglass Reinforced Plastic
0-006755 | GURLEY SERVICE CENTER - FORMER | 1005 E GURLEY ST | PRESCOTT | AZ | 86301 | Yavapai | 4 | Perm Closure | 1970-01-01 | 500 | Used Oil/Waste Oil | COMPARTMENT A | Unknown | Asphalt coated or Bare Steel | Gravity Feed |  | Bare or Galvanized Steel | Removal | 1996-08-06
0-003763 | UNOCAL #7368 | 245 E FRY BLVD | SIERRA VISTA | AZ | 85635 | Cochise | 7 | Perm Closure | 1976-01-01 | 10000 | Gasoline | COMPARTMENT A |  | Asphalt coated or Bare Steel | Pressure |  | Bare or Galvanized Steel | Removal | 1997-11-13
0-003763 | UNOCAL #7368 | 245 E FRY BLVD | SIERRA VISTA | AZ | 85635 | Cochise | 1 | Perm Closure | 1963-04-03 | 4000 | Gasoline | COMPARTMENT A | Double Walled | Asphalt coated or Bare Steel |  |  |  | Removal | 1980-03-01
0-000066 | MEDLEY MATERIAL HANDLING COMPANY | 2224 GRAND AVE | PHOENIX | AZ | 85009 | Maricopa | 8 | Perm Closure | 1992-02-15 | 5000 | Diesel | COMPARTMENT B | Double Walled | Composite (Steel/Fiberglass) | Pressure | Double Walled | Fiberglass Reinforced Plastic | Removal | 2013-10-02
0-000066 | MEDLEY MATERIAL HANDLING COMPANY | 2224 GRAND AVE | PHOENIX | AZ | 85009 | Maricopa | 7 | Perm Closure | 1981-01-01 | 500 | Unidentified | COMPARTMENT A | Single Walled | Asphalt coated or Bare Steel |  |  |  | Removal | 1991-10-21
0-005014 | COBB'S AUTO SERVICE U-HAUL | 3137 E ANDY DEVINE AVE | KINGMAN | AZ | 86401 | Mohave | 2 | Perm Closure | 1966-01-01 | 10000 | Gasoline | COMPARTMENT A |  | Asphalt coated or Bare Steel |  |  |  | Removal | 1993-09-15
0-003242 | MOBIL 18-M1F | 5549 E INDIAN SCHOOL RD | PHOENIX | AZ | 85018 | Maricopa | 5 | Perm Closure | 1987-07-01 | 10000 | Gasoline | COMPARTMENT A | Double Walled | Fiberglass Reinforced Plastic | Pressure |  | Fiberglass Reinforced Plastic | Removal | 2007-04-12
0-003242 | MOBIL 18-M1F | 5549 E INDIAN SCHOOL RD | PHOENIX | AZ | 85018 | Maricopa | 2 | Perm Closure | 1972-01-01 | 6000 | Gasoline | COMPARTMENT A |  | Asphalt coated or Bare Steel | Pressure |  |  | Removal | 1987-07-02
0-003242 | MOBIL 18-M1F | 5549 E INDIAN SCHOOL RD | PHOENIX | AZ | 85018 | Maricopa | 6 | Perm Closure | 1987-07-01 | 10000 | Gasoline | COMPARTMENT A | Double Walled | Fiberglass Reinforced Plastic | Pressure |  | Fiberglass Reinforced Plastic | Removal | 2007-04-12
0-003201 | PMH FOOD MART | 5438 N 59TH AVE | GLENDALE | AZ | 85301 | Maricopa | 4 | Perm Closure | 2005-06-17 | 500 | Used Oil/Waste Oil | COMPARTMENT A | Unknown | Unknown | Gravity Feed |  |  | Removal | 1995-01-13
0-004749 | RAY STEVENS PAVING | 3526 N 42ND AVE | PHOENIX | AZ | 85019 | Maricopa | 4 | Perm Closure | 1980-05-07 | 8000 | Gasoline | COMPARTMENT A | Unknown | Asphalt coated or Bare Steel |  |  |  | Removal | 1990-02-02
0-001330 | CIRCLE K #840 | 5400 N US HIGHWAY 89 | FLAGSTAFF | AZ | 86004 | Coconino | 6 | Perm Closure | 1994-11-22 | 10000 | Gasoline | COMPARTMENT A | Single Walled | Fiberglass Reinforced Plastic | Pressure | Double Walled | Fiberglass Reinforced Plastic | Removal | 2001-02-07
0-004655 | 7-ELEVEN #22553 | 3448 W GLENDALE AVE | PHOENIX | AZ | 85051 | Maricopa | 4 | Perm Closure | 1980-02-05 | 12000 | Diesel | COMPARTMENT A | Unknown | Asphalt coated or Bare Steel |  |  |  | Removal | 1991-12-19
0-001312 | CIRCLE K #795 | 16054 N ORACLE RD | CATALINA | AZ | 85739 | Pima | 2 | Perm Closure | 1972-01-01 | 10000 | Gasoline | COMPARTMENT A |  | Asphalt coated or Bare Steel | Pressure |  |  | Removal | 1994-01-19
0-004530 | PHELPS DODGE - MORENCI - UST FACILITY | 4251 US HIGHWAY 191 | MORENCI | AZ | 85540 | Greenlee | 9 | Perm Closure | 2005-06-17 |  | Unidentified | COMPARTMENT A | Unknown | Unknown |  |  |  | Removal | 1990-03-01
0-004481 | SHAY OIL | 2002 S 4TH AVE | YUMA | AZ | 85364 | Yuma | 4 | Perm Closure | 1974-01-17 | 8000 | Gasoline | COMPARTMENT A | Double Walled | Asphalt coated or Bare Steel | Pressure |  |  | Removal | 1995-04-12
0-004481 | SHAY OIL | 2002 S 4TH AVE | YUMA | AZ | 85364 | Yuma | 6 | Open | 1995-04-27 | 20000 | Gasoline | COMPARTMENT A | Double Walled | Fiberglass Reinforced Plastic | Pressure | Double Walled | Fiberglass Reinforced Plastic
0-006004 | VALERO | 3233 S 48TH ST | TEMPE | AZ | 85282 | Maricopa | 1 | Perm Closure | 1981-01-01 | 10000 | Gasoline | COMPARTMENT A |  | Asphalt coated or Bare Steel | Pressure |  | Bare or Galvanized Steel | Removal | 1993-06-24
0-000996 | CHAMBERS ELECTRONIC COMMUNICATIONS | 313 S 36TH ST | PHOENIX | AZ | 85034 | Maricopa | 1 | Perm Closure | 1975-01-01 | 1500 | Gasoline | COMPARTMENT A |  | Asphalt coated or Bare Steel | Suction - Check Valve at the Tank Top |  |  | Removal | 1993-11-23
0-002644 | CURRYS PLACE -FORMER | 1255 W LIVE OAK ST | MIAMI | AZ | 85539 | Gila | 3 | Perm Closure | 1953-01-01 | 500 | Gasoline | COMPARTMENT A | Single Walled | Asphalt coated or Bare Steel |  |  |  | Removal | 1989-04-01
0-002644 | CURRYS PLACE -FORMER | 1255 W LIVE OAK ST | MIAMI | AZ | 85539 | Gila | 1 | Perm Closure | 1953-01-01 | 10000 | Gasoline | COMPARTMENT A | Single Walled | Asphalt coated or Bare Steel |  |  |  | Removal | 1989-04-01
0-000940 | CONOCOPHILLIPS #257456 | 11503 W BELL RD | SURPRISE | AZ | 85378 | Maricopa | 6 | Perm Closure | 1994-11-18 | 10000 | Gasoline | COMPARTMENT A | Double Walled | Fiberglass Reinforced Plastic | Pressure | Double Walled | Fiberglass Reinforced Plastic | Removal | 2005-01-11
0-005908 | SANNER CONTRACTING CO | 415 E MINERAL RD | PHOENIX | AZ | 85042 | Maricopa | 2 | Perm Closure | 1981-01-01 | 12000 | Diesel | COMPARTMENT A | Single Walled | Asphalt coated or Bare Steel |  |  |  | Removal | 1992-01-23
0-004304 | EASTERN GARAGE | 755 E SOUTHERN AVE | MESA | AZ | 85204 | Maricopa | 2 | Perm Closure | 1966-05-07 | 280 | Used Oil/Waste Oil | COMPARTMENT A | Unknown | Asphalt coated or Bare Steel |  |  |  | Removal | 1988-12-21
0-001961 | PORTLAND CARDLOCK #19 | 1024 N 27TH AVE | PHOENIX | AZ | 85009 | Maricopa | 2 | Perm Closure | 1986-01-01 | 10000 | Gasoline | COMPARTMENT A | Double Walled | Fiberglass Reinforced Plastic | Pressure | Double Walled | Fiberglass Reinforced Plastic | Removal | 2012-02-01
0-001961 | PORTLAND CARDLOCK #19 | 1024 N 27TH AVE | PHOENIX | AZ | 85009 | Maricopa | 1 | Perm Closure | 1986-01-01 | 10000 | Diesel | COMPARTMENT A | Double Walled | Fiberglass Reinforced Plastic | Pressure | Double Walled | Fiberglass Reinforced Plastic | Removal | 2012-02-01
0-005842 | DOUBLE D'S MARKET | 49244 EHRENBERG RD | EHRENBERG | AZ | 85334 | La Paz | 2 | Perm Closure | 1977-10-05 | 2000 | Gasoline | COMPARTMENT A | Unknown | Asphalt coated or Bare Steel | Suction - Check Valve at the Tank Top |  |  | Removal | 2001-05-05
0-003787 | PHILLIPS 66 COMPANY #071802 | 960 W BEALE ST | KINGMAN | AZ | 86401 | Mohave | 2 | Perm Closure | 1967-04-03 | 550 | Used Oil/Waste Oil | COMPARTMENT A | Unknown | Asphalt coated or Bare Steel |  |  |  | Removal | 1978-01-01
0-004606 | PEPSI-COLA BOTTLING CO | 175 W KAYETAN DR | SIERRA VISTA | AZ | 85635 | Cochise | 1 | Perm Closure | 1976-03-14 | 2000 | Gasoline | COMPARTMENT A | Double Walled | Asphalt coated or Bare Steel |  |  |  | Removal | 1989-03-01
0-003779 | PHILLIPS 66 COMPANY #024629 | 4401 E MCDOWELL RD | PHOENIX | AZ | 85008 | Maricopa | 2 | Perm Closure | 1967-01-01 | 6000 | Gasoline | COMPARTMENT A |  | Asphalt coated or Bare Steel |  |  |  | Removal | 1979-01-01
0-005020 | GAS UP SHELL | 1182 W BEALE ST | KINGMAN | AZ | 86401 | Mohave | 4 | Open | 1991-01-01 | 6000 | Diesel | COMPARTMENT A | Single Walled | Fiberglass Reinforced Plastic | Pressure | Single Walled | Fiberglass Reinforced Plastic
0-004437 | CVS HEALTH | 9501 E SHEA BLVD | SCOTTSDALE | AZ | 85260 | Maricopa | 3 | Perm Closure | 1982-01-01 | 1500 | Diesel | COMPARTMENT A |  | Asphalt coated or Bare Steel |  |  |  | Removal | 1988-01-01
0-003579 | OROWEAT FOODS CO | 1115 W BROADWAY RD | TEMPE | AZ | 85282 | Maricopa | 2 | Perm Closure | 1966-01-21 | 4000 | Gasoline | COMPARTMENT A | Unknown | Unknown |  |  |  | Removal | 1989-08-09
0-003350 | NOGALES SOC #125202 | 926 W BELL RD | NOGALES | AZ | 85621 | Santa Cruz | 1 | Perm Closure | 1979-01-01 | 6000 | Gasoline | COMPARTMENT A |  | Asphalt coated or Bare Steel | Pressure |  | Fiberglass Reinforced Plastic | Removal | 1997-08-01
0-008787 | SALOC | 1202 N MAIN AVE | TUCSON | AZ | 85705 | Pima | 1 | Perm Closure | 1972-01-01 | 2000 | Gasoline | COMPARTMENT A | Unknown | Asphalt coated or Bare Steel | Gravity Feed |  |  | Removal | 1995-12-28
0-004175 | CARS 4 LESS | 1220 N PINAL AVE | CASA GRANDE | AZ | 85122 | Pinal | 1 | Perm Closure | 1957-04-16 | 4000 | Gasoline | COMPARTMENT A | Double Walled | Asphalt coated or Bare Steel |  |  |  | Removal | 1989-12-05
0-009491 | PILOT TRAVEL CENTER #279 | 769 E FRONTAGE RD | RIO RICO | AZ | 85648 | Santa Cruz | 3 | Open | 1999-05-12 | 20000 | Diesel | COMPARTMENT A | Double Walled | Fiberglass Reinforced Plastic | Pressure | Double Walled | Fiberglass Reinforced Plastic
0-005323 | UNITED METRO MATERIALS | 2800 S CENTRAL AVE | PHOENIX | AZ | 85040 | Maricopa | 11 | Perm Closure | 1981-01-01 | 8000 | Diesel | COMPARTMENT A | Single Walled | Fiberglass Reinforced Plastic |  |  |  | Removal | 1991-03-04
0-001879 | LAWANDO'S INC | 2302 W DEER VALLEY RD | PHOENIX | AZ | 85027 | Maricopa | 5 | Perm Closure | 1986-08-27 | 12000 | Gasoline | COMPARTMENT A |  | Fiberglass Reinforced Plastic | Pressure |  | Fiberglass Reinforced Plastic | Removal | 2012-09-12
0-001879 | LAWANDO'S INC | 2302 W DEER VALLEY RD | PHOENIX | AZ | 85027 | Maricopa | 2 | Perm Closure | 1969-01-01 | 8000 | Gasoline | COMPARTMENT A |  | Asphalt coated or Bare Steel |  |  |  | Removal | 1986-08-22
0-005124 | GOOD 2 GO STORES #523 | 1050 E 10TH ST | DOUGLAS | AZ | 85607 | Cochise | 1 | Open | 1985-01-01 | 10000 | Gasoline | COMPARTMENT A | Double Walled | Composite (Steel/Fiberglass) | Pressure | Single Walled | Fiberglass Reinforced Plastic
0-005545 | CENTRAL FREIGHT LINES | 2205 S 43RD AVE | PHOENIX | AZ | 85009 | Maricopa | 4 | Perm Closure | 1974-04-14 | 5000 | Unidentified | COMPARTMENT A | Unknown | Asphalt coated or Bare Steel | Pressure |  |  | Removal | 1996-02-01
0-003193 | MOBIL 18-568 | 5102 W OLIVE AVE | GLENDALE | AZ | 85302 | Maricopa | 5 | Perm Closure | 1988-07-01 | 10000 | Gasoline | COMPARTMENT A |  | Fiberglass Reinforced Plastic | Pressure |  | Fiberglass Reinforced Plastic | Removal | 2003-11-25
0-004263 | SPEEDWAY STORE #2974 | 1497 E FRY BLVD | SIERRA VISTA | AZ | 85635 | Cochise | 2 | Perm Closure | 1978-05-06 | 10000 | Gasoline | COMPARTMENT A | Unknown | Asphalt coated or Bare Steel | Pressure |  |  | Removal | 1997-09-01
0-004263 | SPEEDWAY STORE #2974 | 1497 E FRY BLVD | SIERRA VISTA | AZ | 85635 | Cochise | 10 | Open | 2004-01-08 | 6000 | Gasoline (PUL) | COMPARTMENT A | Double Walled | Fiberglass Reinforced Plastic
0-004347 | SANDS CHEVROLET | 5418 NW GRAND AVE | GLENDALE | AZ | 85301 | Maricopa | 4 | Perm Closure | 1979-01-01 | 12000 | Gasoline | COMPARTMENT A | Single Walled | Asphalt coated or Bare Steel |  |  |  | Removal | 1994-12-20
0-004347 | SANDS CHEVROLET | 5418 NW GRAND AVE | GLENDALE | AZ | 85301 | Maricopa | 9 | Perm Closure | 1966-01-01 | 500 | Used Oil/Waste Oil | COMPARTMENT A | Single Walled | Asphalt coated or Bare Steel |  |  |  | Removal | 1989-07-14
0-008724 | SHOWCASE HONDA | 1333 E CAMELBACK RD | PHOENIX | AZ | 85014 | Maricopa | 1 | Perm Closure | 1971-05-26 | 1000 | Unidentified | COMPARTMENT A | Unknown | Unknown |  |  |  | Removal | 1995-02-27
0-006925 | SYSCO FOOD SERVICES OF ARIZONA | 611 S 80TH AVE | TOLLESON | AZ | 85353 | Maricopa | 1 | Open | 1990-06-01 | 20000 | Diesel | COMPARTMENT A | Double Walled | Composite (Steel/Fiberglass) | Pressure | Double Walled | Fiberglass Reinforced Plastic
0-008384 | GUADALUPE AUTO REPAIR | 8222 S AVENIDA DEL YAQUI | GUADALUPE | AZ | 85283 | Maricopa | 1 | Perm Closure | 2005-06-17 | 1000 | Gasoline | COMPARTMENT A | Double Walled | Asphalt coated or Bare Steel | Suction - Check Valve at the Tank Top |  | Bare or Galvanized Steel | Removal | 1999-09-01
0-008131 | PICACHO EXXON | 7060 EISENHOWER ST | PICACHO | AZ | 85131 | Pinal | 2 | Perm Closure | 1967-01-01 | 6000 | Gasoline | COMPARTMENT A |  | Asphalt coated or Bare Steel | Pressure | Double Walled | Fiberglass Reinforced Plastic | Removal | 2012-01-11
0-002220 | WINSLOW MINI-MART | 1900 1/2 OLD HIGHWAY 66 | WINSLOW | AZ | 86047 | Navajo | 2 | Perm Closure | 1974-05-08 | 12000 | Gasoline | COMPARTMENT A | Single Walled | Asphalt coated or Bare Steel | Pressure |  | Bare or Galvanized Steel | Removal | 1999-11-04
0-008493 | ARIZONA MOTOR CAR | 1501 W VAN BUREN ST | PHOENIX | AZ | 85007 | Maricopa | 3 | Perm Closure | 1963-12-05 | 6000 | Gasoline | COMPARTMENT A | Unknown | Asphalt coated or Bare Steel |  |  |  | Removal | 1979-06-11
0-008250 | EARNHARDT CHRYSLER PLYMOUTH | 577 E BASELINE RD | TEMPE | AZ | 85283 | Maricopa | 6 | Perm Closure | 1986-08-01 | 550 | Unidentified | COMPARTMENT A | Double Walled | Asphalt coated or Bare Steel | Suction - Check Valve at the Tank Top |  |  | Removal | 1996-02-16
0-004388 | SCOTT TOYOTA | 6850 E MCDOWELL RD | SCOTTSDALE | AZ | 85257 | Maricopa | 2 | Perm Closure | 1982-01-01 | 8500 | Diesel | COMPARTMENT A | Double Walled | Fiberglass Reinforced Plastic |  |  |  | Removal | 1988-01-01
0-000774 | CITY OF PRESCOTT - OLD CITY SHOP | 500 N MOUNT VERNON ST | PRESCOTT | AZ | 86301 | Yavapai | 2 | Perm Closure | 2005-06-17 | 600 | Diesel | COMPARTMENT A | Single Walled | Asphalt coated or Bare Steel |  |  |  | Removal | 1989-07-14
0-006766 | MESA, CITY OF - PATE FARM |  | ELEVEN MILE CORNER |  |  | Pinal | 1 | Perm Closure | 1975-01-01 | 550 | Gasoline | COMPARTMENT A | Unknown | Asphalt coated or Bare Steel |  |  |  | Removal | 1990-03-02
0-010326 | QUIKTRIP #1490 | 2345 E IRVINGTON RD | TUCSON | AZ | 85714 | Pima | 2 | Open | 2009-12-29 | 20000 | Gasoline | COMPARTMENT A | Double Walled | Fiberglass Reinforced Plastic | Pressure | Double Walled | Fiberglass Reinforced Plastic
0-004351 | SANTAN DUSTERS | 1825 E RYAN RD | CHANDLER | AZ | 85249 | Maricopa | 3 | Perm Closure | 1981-01-01 | 6000 | Gasoline | COMPARTMENT A |  | Asphalt coated or Bare Steel |  |  |  | Closed in Place | 1998-02-05
0-010342 | CRAM PROPERTY | 140 S MAIN ST | FREDONIA | AZ | 86022 | Coconino | 2 | Perm Closure | 2010-05-20 | 550 | Gasoline | COMPARTMENT A |  | Asphalt coated or Bare Steel |  |  |  | Removal | 2010-04-16
0-010343 | QUIKTRIP #1453 | 1884 S CRAYCROFT RD | TUCSON | AZ | 85711 | Pima | 1 | Open | 2010-03-25 | 20000 | Gasoline | COMPARTMENT A | Double Walled | Fiberglass Reinforced Plastic | Pressure | Double Walled | Fiberglass Reinforced Plastic
0-001202 | CIRCLE K #2700233 | 817 N MAIN ST | ELOY | AZ | 85131 | Pinal | 3 | Perm Closure | 1977-01-01 | 8000 | Gasoline | COMPARTMENT A |  | Asphalt coated or Bare Steel | Pressure |  |  | Removal | 1996-04-30
0-003023 | SAN MANUEL MINE |  | MAMMOTH |  |  | Pinal | 10 | Perm Closure | 1953-06-11 | 5200 | Gasoline | COMPARTMENT A | Double Walled | Asphalt coated or Bare Steel |  |  |  | Removal | 1988-01-01
0-003023 | SAN MANUEL MINE |  | MAMMOTH |  |  | Pinal | 7 | Perm Closure | 1986-02-11 | 1000 | Unidentified | COMPARTMENT A | Double Walled | Fiberglass Reinforced Plastic | Suction - Check Valve at the Tank Top |  | Bare or Galvanized Steel | Removal | 1995-03-17
0-003023 | SAN MANUEL MINE |  | MAMMOTH |  |  | Pinal | 9 | Perm Closure | 1973-06-11 | 12000 | Gasoline | COMPARTMENT A | Double Walled | Asphalt coated or Bare Steel |  |  |  | Removal | 1991-01-10
0-008124 | FAIRFIELD SNOWBOWL - MOUNTAIN SHOP |  | FLAGSTAFF |  |  | Coconino | 4 | Perm Closure | 1987-01-01 | 500 | Used Oil/Waste Oil | COMPARTMENT A | Double Walled | Asphalt coated or Bare Steel |  |  |  | Removal | 1992-08-05
0-001119 | CHEVRON #9-4567 | 1450 E 16TH ST | YUMA | AZ | 85365 | Yuma | 3 | Perm Closure | 1979-01-01 | 9942 | Gasoline | COMPARTMENT A | Single Walled | Fiberglass Reinforced Plastic | Pressure |  | Fiberglass Reinforced Plastic | Removal | 1994-02-17
0-008222 | SAM DAYS AUTO SALES & WRECKING | 3180 E US HIGHWAY 80 | YUMA | AZ | 85365 | Yuma | 10 | Perm Closure | 2005-06-17 | 10000 | Gasoline | COMPARTMENT A | Unknown | Asphalt coated or Bare Steel |  |  |  | Removal | 1997-08-27
0-008222 | SAM DAYS AUTO SALES & WRECKING | 3180 E US HIGHWAY 80 | YUMA | AZ | 85365 | Yuma | 9 | Perm Closure | 1970-01-01 | 10000 | Gasoline | COMPARTMENT A | Unknown | Asphalt coated or Bare Steel |  |  |  | Removal | 1997-08-27
0-004752 | VILLAGE GASERY | 4101 VILLAGE DR | COTTONWOOD | AZ | 86326 | Yavapai | 4 | Perm Closure | 1970-01-01 | 550 | Used Oil/Waste Oil | COMPARTMENT A |  | Asphalt coated or Bare Steel | Gravity Feed |  |  | Removal | 2010-10-28
0-001076 | SEDONA CHEVRON #9-3759 | 125 HART RD | SEDONA | AZ | 86336 | Yavapai | 2 | Perm Closure | 1972-01-01 | 6000 | Gasoline | COMPARTMENT A |  | Fiberglass Reinforced Plastic | Pressure | Double Walled | Fiberglass Reinforced Plastic | Removal | 2007-08-29
0-000738 | UNION 76 - NOGALES | 981 N GRAND AVE | NOGALES | AZ | 85621 | Santa Cruz | 4 | Perm Closure | 1970-01-01 | 7500 | Gasoline | COMPARTMENT A |  | Asphalt coated or Bare Steel |  |  |  | Removal | 1990-08-02
0-002786 | WHITING STATION #163 | 4479 W INA RD | MARANA | AZ | 85741 | Pima | 5 | Perm Closure | 1976-01-01 | 10000 | Gasoline | COMPARTMENT A |  | Asphalt coated or Bare Steel |  |  |  | Removal | 1988-01-01
0-005928 | ST MARY'S HOSPITAL MEDICAL OFFICE BUILDING | 1601 W SAINT MARYS RD | TUCSON | AZ | 85745 | Pima | 1 | Open | 1976-01-01 | 12000 | Diesel | COMPARTMENT A | Double Walled | Fiberglass Reinforced Plastic
0-000181 | SANIFILL OF ARIZONA INC | 21001 N 7TH ST | PHOENIX | AZ | 85024 | Maricopa | 1 | Perm Closure | 1981-01-01 | 8000 | Diesel | COMPARTMENT A | Single Walled | Asphalt coated or Bare Steel |  |  |  | Removal | 1988-12-17
0-000181 | SANIFILL OF ARIZONA INC | 21001 N 7TH ST | PHOENIX | AZ | 85024 | Maricopa | 3 | Perm Closure | 1969-01-01 | 12000 | Diesel | COMPARTMENT A | Single Walled | Asphalt coated or Bare Steel |  |  |  | Removal | 1988-12-17
0-000144 | CIRCLE K #8593 | 21895 S ELLSWORTH RD | QUEEN CREEK | AZ | 85142 | Maricopa | 4 | Open | 1994-06-01 | 8000 | Diesel | COMPARTMENT A | Double Walled | Fiberglass Reinforced Plastic | Pressure |  | Fiberglass Reinforced Plastic
0-004817 | SUTTON OIL CO INC | 201 N ARIZONA BLVD | COOLIDGE | AZ | 85128 | Pinal | 5 | Perm Closure | 1966-04-15 | 8000 | Diesel | COMPARTMENT A | Unknown | Asphalt coated or Bare Steel |  |  |  | Removal | 1998-07-16
0-005339 | USAF - WILLIAMS AFB - RECREATION ANNEX - WATERDOG |  | FISH CREEK (HISTORICAL) |  |  | Maricopa | 1 | Perm Closure | 1979-01-01 | 3750 | Gasoline | COMPARTMENT A | Single Walled | Asphalt coated or Bare Steel |  |  |  | Removal | 1991-10-28
0-006317 | HIGHLAND PRODUCTS | 43 N 48TH AVE | PHOENIX | AZ | 85043 | Maricopa | 1 | Perm Closure | 2005-06-17 | 10000 | Gasoline | COMPARTMENT A | Unknown | Unknown |  |  |  | Removal | 1988-09-29
0-006317 | HIGHLAND PRODUCTS | 43 N 48TH AVE | PHOENIX | AZ | 85043 | Maricopa | 2 | Perm Closure | 2005-06-17 | 8000 | Diesel | COMPARTMENT A | Unknown | Unknown |  |  |  | Removal | 1988-09-29
0-004037 | CONTINENTAL BAKING CO | 3045 N STONE AVE | TUCSON | AZ | 85705 | Pima | 2 | Perm Closure | 1990-04-05 | 12000 | Diesel | COMPARTMENT A | Double Walled | Fiberglass Reinforced Plastic | Suction - Check Valve at the Tank Top | Double Walled | Fiberglass Reinforced Plastic | Removal | 1998-01-19
0-001095 | THUNDERBIRD AUTOMOTIVE SPECIALISTS | 3502 W THUNDERBIRD RD | PHOENIX | AZ | 85053 | Maricopa | 2 | Perm Closure | 1985-01-01 | 10000 | Gasoline | COMPARTMENT A | Single Walled | Fiberglass Reinforced Plastic | Pressure | Double Walled | Fiberglass Reinforced Plastic | Removal | 2003-03-03
0-002992 | LOVE'S AUTO REPAIR | 4505 W GLENDALE AVE | GLENDALE | AZ | 85301 | Maricopa | 4 | Perm Closure | 1985-01-01 | 500 | Used Oil/Waste Oil | COMPARTMENT A | Single Walled | Fiberglass Reinforced Plastic | Gravity Feed |  | Bare or Galvanized Steel | Removal | 2002-06-27
0-002954 | R&G TIRE SHOP | 351 E GRANT RD | TUCSON | AZ | 85705 | Pima | 3 | Perm Closure | 1971-01-01 | 10000 | Gasoline | COMPARTMENT A |  | Asphalt coated or Bare Steel | Pressure |  |  | Removal | 1996-04-26
0-005273 | UNOCAL #3818 | 1901 E FORT LOWELL RD | TUCSON | AZ | 85719 | Pima | 3 | Perm Closure | 1955-04-16 | 280 | Used Oil/Waste Oil | COMPARTMENT A | Double Walled | Asphalt coated or Bare Steel |  |  |  | Removal | 1990-01-07
0-005273 | UNOCAL #3818 | 1901 E FORT LOWELL RD | TUCSON | AZ | 85719 | Pima | 1 | Perm Closure | 1984-04-15 | 12000 | Gasoline | COMPARTMENT A | Double Walled | Fiberglass Reinforced Plastic |  |  |  | Removal | 1990-01-07
0-000784 | METRIC ROOFING | 2028 W WEYMOUTH ST | TUCSON | AZ | 85705 | Pima | 5 | Perm Closure | 1980-01-01 | 12000 | Diesel | COMPARTMENT A | Single Walled | Asphalt coated or Bare Steel |  |  |  | Removal | 1990-01-11
0-000435 | ARIZONA SONORA DESERT MUSEUM | 2021 N KINNEY RD | TUCSON | AZ | 85743 | Pima | 1 | Perm Closure | 1974-01-01 | 2000 | Gasoline | COMPARTMENT A |  | Asphalt coated or Bare Steel |  |  |  | Removal | 1990-12-06
0-002000 | SHELL GAS MART | 2414 NAVAJO BLVD | HOLBROOK | AZ | 86025 | Navajo | 2 | Perm Closure | 1983-01-01 | 10000 | Gasoline | COMPARTMENT A | Single Walled | Asphalt coated or Bare Steel |  |  |  | Removal | 1990-09-24
0-001700 | BENNETTS & SON INC | 1615 RAINBOW DR | BULLHEAD CITY | AZ | 86442 | Mohave | 3 | Perm Closure | 1981-01-01 | 10000 | Gasoline | COMPARTMENT A | Single Walled | Asphalt coated or Bare Steel | Pressure | Single Walled | Bare or Galvanized Steel | Removal | 2010-11-17
0-004363 | BILL'S OAK GROVE GAS & FOODMART INC | 7000 W CHANDLER BLVD | CHANDLER | AZ | 85226 | Maricopa | 6 | Perm Closure | 1982-01-01 | 10000 | Unidentified | COMPARTMENT A |  | Asphalt coated or Bare Steel | Pressure | Single Walled | Bare or Galvanized Steel | Removal | 1993-04-27
0-004363 | BILL'S OAK GROVE GAS & FOODMART INC | 7000 W CHANDLER BLVD | CHANDLER | AZ | 85226 | Maricopa | 10 | Perm Closure | 1982-01-01 | 12000 | Diesel | COMPARTMENT A |  | Asphalt coated or Bare Steel | Pressure | Single Walled | Bare or Galvanized Steel | Removal | 1993-04-27
0-004363 | BILL'S OAK GROVE GAS & FOODMART INC | 7000 W CHANDLER BLVD | CHANDLER | AZ | 85226 | Maricopa | 13 | Open | 2001-07-03 | 20000 | Gasoline | COMPARTMENT A | Double Walled | Fiberglass Reinforced Plastic | Pressure | Double Walled | Flexible
0-004363 | BILL'S OAK GROVE GAS & FOODMART INC | 7000 W CHANDLER BLVD | CHANDLER | AZ | 85226 | Maricopa | 1 | Perm Closure | 1982-01-01 | 10000 | Diesel | COMPARTMENT A |  | Asphalt coated or Bare Steel | Pressure | Single Walled | Bare or Galvanized Steel | Removal | 1993-04-27
0-004905 | QUIKTRIP #470 | 6702 W GLENDALE AVE | GLENDALE | AZ | 85303 | Maricopa | 8 | Open | 2007-08-02 | 20000 | Gasoline | COMPARTMENT A | Double Walled | Fiberglass Reinforced Plastic | Pressure |  | Fiberglass Reinforced Plastic
0-003192 | MOBIL 18-567 | 3164 E MCDOWELL RD | PHOENIX | AZ | 85008 | Maricopa | 1 | Perm Closure | 1972-01-01 | 550 | Used Oil/Waste Oil | COMPARTMENT A |  | Asphalt coated or Bare Steel | Gravity Feed |  |  | Removal | 1990-10-20
0-001428 | CIRCLE K #2701566 | 3502 W PEORIA AVE | PHOENIX | AZ | 85029 | Maricopa | 1 | Open | 1985-01-01 | 10000 | Gasoline | COMPARTMENT A | Single Walled | Fiberglass Reinforced Plastic | Pressure |  | Fiberglass Reinforced Plastic
0-001428 | CIRCLE K #2701566 | 3502 W PEORIA AVE | PHOENIX | AZ | 85029 | Maricopa | 3 | Open | 1985-01-01 | 10000 | Gasoline | COMPARTMENT A | Single Walled | Fiberglass Reinforced Plastic | Pressure |  | Fiberglass Reinforced Plastic
0-001428 | CIRCLE K #2701566 | 3502 W PEORIA AVE | PHOENIX | AZ | 85029 | Maricopa | 4 | Open | 1989-01-01 | 10000 | Gasoline | COMPARTMENT A | Single Walled | Fiberglass Reinforced Plastic | Pressure |  | Fiberglass Reinforced Plastic
0-000317 | ADOT - SHOW LOW MAINTENANCE FACILITY | 200 W MCNEIL | SHOW LOW | AZ | 85901 | Navajo | 6 | Perm Closure | 2005-06-17 | 500 | Used Oil/Waste Oil | COMPARTMENT A |  | Asphalt coated or Bare Steel | Gravity Feed | Single Walled | Bare or Galvanized Steel | Removal | 1990-11-01
0-003363 | CENTURYLINK #128417 | 1301 N HIGHWAY 89 | PRESCOTT | AZ | 86301 | Yavapai | 3 | Perm Closure | 1980-01-01 | 4000 | Diesel | COMPARTMENT A |  | Asphalt coated or Bare Steel | Pressure |  |  | Removal | 1996-05-01
0-001506 | CIRCLE K #2701930 | 379 W 1ST ST | YUMA | AZ | 85364 | Yuma | 5 | Perm Closure | 1956-01-01 | 10000 | Gasoline | COMPARTMENT A |  | Asphalt coated or Bare Steel |  |  |  | Removal | 1986-05-01
0-006249 | PRICE KING INC | 3700 E SPEEDWAY BLVD | TUCSON | AZ | 85716 | Pima | 2 | Perm Closure | 1983-06-29 | 10000 | Gasoline | COMPARTMENT A | Unknown | Unknown |  |  |  | Removal | 1991-07-10
0-005451 | CIRCLE K #2911 | 3050 E 36TH ST | TUCSON | AZ | 85713 | Pima | 1 | Perm Closure | 1972-04-08 | 6000 | Gasoline | COMPARTMENT A | Double Walled | Asphalt coated or Bare Steel | Pressure |  |  | Removal | 1993-10-12
0-008538 | SASABE STORE | MAIN ST/HWY 286 | SASABE | AZ | 85633 | Pima | 2 | Perm Closure | 1960-01-01 | 500 | Gasoline | COMPARTMENT A | Unknown | Asphalt coated or Bare Steel | Suction - Check Valve at the Tank Top |  |  | Removal | 1995-08-30
0-008533 | SR EXPRESS | 2910 HIGHWAY 68 | BULLHEAD CITY | AZ | 86429 | Mohave | 1 | Perm Closure | 1994-06-01 | 12000 | Gasoline | COMPARTMENT A | Double Walled | Fiberglass Reinforced Plastic | Pressure | Double Walled |  | Removal | 2016-01-27
0-003032 | JACKSON HEWITT TAX SERVICES | 6076 S CENTRAL AVE | PHOENIX | AZ | 85042 | Maricopa | 3 | Perm Closure | 1971-02-28 | 5000 | Gasoline | COMPARTMENT A | Unknown | Asphalt coated or Bare Steel | Suction - Check Valve at the Tank Top |  | Fiberglass Reinforced Plastic | Removal | 1993-08-19
0-003225 | MOBIL 08-995 | 976 W CHANDLER BLVD | CHANDLER | AZ | 85225 | Maricopa | 3 | Perm Closure | 1984-01-01 | 12000 | Gasoline | COMPARTMENT A | Double Walled | Fiberglass Reinforced Plastic | Pressure |  | Fiberglass Reinforced Plastic | Removal | 2007-06-14
0-006787 | DELTA ELECTRIC | 1940 W CHERYL DR | PHOENIX | AZ | 85021 | Maricopa | 4 | Perm Closure | 1972-01-01 | 5000 | Diesel | COMPARTMENT A | Unknown | Asphalt coated or Bare Steel | Suction - Check Valve at the Tank Top |  |  | Removal | 1994-02-24
0-005293 | UNOCAL #5073 | 1349 W BROADWAY RD | TEMPE | AZ | 85282 | Maricopa | 3 | Perm Closure | 1968-04-15 | 280 | Used Oil/Waste Oil | COMPARTMENT A | Double Walled | Asphalt coated or Bare Steel | Gravity Feed |  |  | Removal | 1989-01-01
0-000155 | APACHE SANDS SERVICE CENTER | 7602 E MAIN ST | MESA | AZ | 85207 | Maricopa | 5 | Perm Closure | 1983-01-01 | 12000 | Gasoline | COMPARTMENT A | Single Walled | Asphalt coated or Bare Steel | Pressure | Single Walled | Fiberglass Reinforced Plastic | Removal | 2020-12-03
0-000155 | APACHE SANDS SERVICE CENTER | 7602 E MAIN ST | MESA | AZ | 85207 | Maricopa | 17 | Perm Closure | 1985-01-01 | 4000 | Used Oil/Waste Oil | COMPARTMENT A | Single Walled | Asphalt coated or Bare Steel | Pressure | Single Walled | Bare or Galvanized Steel | Removal | 1994-08-26
0-006799 | GAS & FOOD MART | 1902 W CACTUS RD | PHOENIX | AZ | 85029 | Maricopa | 3 | Perm Closure | 1990-03-01 | 12000 | Diesel | COMPARTMENT A | Double Walled | Fiberglass Reinforced Plastic | Pressure |  | Fiberglass Reinforced Plastic | Removal | 2019-01-10
0-004937 | BRIDWELL AUTO SERVICE | 7171 E LINCOLN DR | SCOTTSDALE | AZ | 85253 | Maricopa | 2 | Perm Closure | 1972-01-01 | 8000 | Gasoline | COMPARTMENT A |  | Asphalt coated or Bare Steel |  |  |  | Removal | 1990-09-24
0-004937 | BRIDWELL AUTO SERVICE | 7171 E LINCOLN DR | SCOTTSDALE | AZ | 85253 | Maricopa | 10 | Perm Closure | 1990-09-24 |  | Other | COMPARTMENT B | Double Walled | Fiberglass Reinforced Plastic |  |  |  | Removal | 2020-07-07
0-003263 | MOBIL 18-MD6 | 5998 N GRANITE REEF RD | SCOTTSDALE | AZ | 85250 | Maricopa | 5 | Perm Closure | 1972-01-01 | 550 | Used Oil/Waste Oil | COMPARTMENT A |  | Fiberglass Reinforced Plastic | Gravity Feed |  |  | Removal | 1988-10-02
0-003263 | MOBIL 18-MD6 | 5998 N GRANITE REEF RD | SCOTTSDALE | AZ | 85250 | Maricopa | 4 | Perm Closure | 1972-01-01 | 10000 | Gasoline | COMPARTMENT A |  | Fiberglass Reinforced Plastic | Pressure |  |  | Removal | 1988-10-02
0-003566 | O''MALLEY BUILDING MATERIALS | 5307 W MISSOURI AVE | GLENDALE | AZ | 85301 | Maricopa | 1 | Perm Closure | 1976-01-01 | 10000 | Gasoline | COMPARTMENT A |  | Asphalt coated or Bare Steel |  |  |  | Removal | 1989-07-12
0-001885 | BIG TIGER PUMP | 1919 S 7TH ST | PHOENIX | AZ | 85034 | Maricopa | 3 | Perm Closure | 1970-01-01 | 10000 | Gasoline | COMPARTMENT A |  | Asphalt coated or Bare Steel |  |  |  | Removal | 1986-11-01
0-000510 | ARCO #5282 | 4050 N 40TH ST | PHOENIX | AZ | 85018 | Maricopa | 6 | Perm Closure | 1993-03-26 | 10000 | Gasoline | COMPARTMENT A | Double Walled | Fiberglass Reinforced Plastic | Pressure | Double Walled | Fiberglass Reinforced Plastic | Removal | 2004-01-08
0-003895 | SKY HARBOR AIRPORT - AVIATION DEPARTMENT | 2908 E SKY HARBOR BLVD | PHOENIX | AZ | 85034 | Maricopa | 5 | Perm Closure | 1976-01-01 | 20000 | Gasoline | COMPARTMENT A |  | Asphalt coated or Bare Steel | Pressure |  | Bare or Galvanized Steel | Removal | 1995-09-13
0-003895 | SKY HARBOR AIRPORT - AVIATION DEPARTMENT | 2908 E SKY HARBOR BLVD | PHOENIX | AZ | 85034 | Maricopa | 7 | Perm Closure | 1976-01-01 | 20000 | Gasoline | COMPARTMENT A |  | Asphalt coated or Bare Steel | Pressure |  | Bare or Galvanized Steel | Removal | 1995-09-13
0-003895 | SKY HARBOR AIRPORT - AVIATION DEPARTMENT | 2908 E SKY HARBOR BLVD | PHOENIX | AZ | 85034 | Maricopa | 20 | Perm Closure | 1966-01-01 | 10000 | Gasoline | COMPARTMENT A |  | Asphalt coated or Bare Steel |  |  |  | Removal | 1991-02-11
0-003895 | SKY HARBOR AIRPORT - AVIATION DEPARTMENT | 2908 E SKY HARBOR BLVD | PHOENIX | AZ | 85034 | Maricopa | 57 | Perm Closure | 1995-03-30 | 12000 | Gasoline | COMPARTMENT A | Double Walled | Fiberglass Reinforced Plastic | Pressure | Double Walled | Fiberglass Reinforced Plastic | Removal | 2002-12-06
0-003887 | CITY OF PHOENIX - 91ST AVENUE WWTP | 5615 S 91ST AVE | PHOENIX | AZ | 85353 | Maricopa | 2 | Perm Closure | 1981-01-01 | 2000 | Diesel | COMPARTMENT A | Single Walled | Asphalt coated or Bare Steel | Pressure |  |  | Removal | 1988-04-27
0-003887 | CITY OF PHOENIX - 91ST AVENUE WWTP | 5615 S 91ST AVE | PHOENIX | AZ | 85353 | Maricopa | 11 | Perm Closure | 1988-02-01 | 550 | Other | COMPARTMENT A | Double Walled | Fiberglass Reinforced Plastic | Suction - Check Valve at the Tank Top | Double Walled | Fiberglass Reinforced Plastic | Removal | 1997-11-18
0-003887 | CITY OF PHOENIX - 91ST AVENUE WWTP | 5615 S 91ST AVE | PHOENIX | AZ | 85353 | Maricopa | 6 | Perm Closure | 1988-02-01 | 8000 | Gasoline (UL) | COMPARTMENT A | Double Walled | Fiberglass Reinforced Plastic | Suction - Check Valve at the Tank Top |  | Fiberglass Reinforced Plastic | Removal | 1999-03-05
0-003887 | CITY OF PHOENIX - 91ST AVENUE WWTP | 5615 S 91ST AVE | PHOENIX | AZ | 85353 | Maricopa | 10 | Perm Closure | 1988-02-01 | 550 | Solvent | COMPARTMENT A | Double Walled | Fiberglass Reinforced Plastic | Suction - Check Valve at the Tank Top |  | Fiberglass Reinforced Plastic | Removal | 1997-11-18
0-004033 | BIMBO BAKERIES USA | 738 W VAN BUREN ST | PHOENIX | AZ | 85007 | Maricopa | 4 | Perm Closure | 1961-01-01 | 10000 | Diesel | COMPARTMENT A |  | Asphalt coated or Bare Steel |  |  |  | Removal | 1989-12-06
0-000630 | AMERICAN METALS | 740 W BROADWAY RD | MESA | AZ | 85210 | Maricopa | 3 | Perm Closure | 2005-06-17 | 500 | Used Oil/Waste Oil | COMPARTMENT A |  | Asphalt coated or Bare Steel |  |  |  | Removal | 1989-12-15
0-004341 | SANDERSON FORD SERVICE CENTER | 6400 N 51ST AVE | GLENDALE | AZ | 85301 | Maricopa | 7 | Perm Closure | 1964-01-01 | 500 | Used Oil/Waste Oil | COMPARTMENT A |  | Asphalt coated or Bare Steel | Gravity Feed |  |  | Closed in Place | 1988-01-01
0-004341 | SANDERSON FORD SERVICE CENTER | 6400 N 51ST AVE | GLENDALE | AZ | 85301 | Maricopa | 3 | Perm Closure | 1983-01-01 | 12000 | Gasoline | COMPARTMENT A |  | Asphalt coated or Bare Steel |  |  |  | Removal | 1990-09-01
0-003870 | CITY OF PHOENIX - NORTH MOUNTAIN COMMUNICATION | 11000 N 7TH ST | PHOENIX | AZ | 85020 | Maricopa | 1 | Perm Closure | 1967-01-01 | 1000 | Diesel | COMPARTMENT A | Single Walled | Asphalt coated or Bare Steel | Gravity Feed |  | Bare or Galvanized Steel | Removal | 1993-10-06
0-002586 | ASP - PERRYVILLE COMPLEX | 2455 N CITRUS RD | GOODYEAR | AZ | 85395 | Maricopa | 9 | Perm Closure | 1982-05-05 | 360 | Diesel | COMPARTMENT A | Single Walled | Asphalt coated or Bare Steel | Suction - Check Valve at the Tank Top |  |  | Removal | 1994-09-23
0-000261 | ADOT - ST DAVID MAINTENANCE |  | SAINT DAVID |  |  | Cochise | 5 | Perm Closure | 1951-01-01 | 550 | Gasoline | COMPARTMENT A |  | Asphalt coated or Bare Steel |  |  |  | Removal | 1989-10-12
0-000261 | ADOT - ST DAVID MAINTENANCE |  | SAINT DAVID |  |  | Cochise | 6 | Perm Closure | 1973-01-01 | 1000 | Diesel | COMPARTMENT A |  | Asphalt coated or Bare Steel |  |  |  | Removal | 1991-10-23
0-000261 | ADOT - ST DAVID MAINTENANCE |  | SAINT DAVID |  |  | Cochise | 8 | Perm Closure | 1971-01-01 | 1000 | Diesel | COMPARTMENT A |  | Asphalt coated or Bare Steel | Suction - Check Valve at the Tank Top | Single Walled | Bare or Galvanized Steel | Removal | 1989-10-12
0-006411 | PORTAL STORE |  | PORTAL |  |  | Cochise | 1 | Perm Closure | 2005-06-17 | 500 | Gasoline | COMPARTMENT A |  | Asphalt coated or Bare Steel |  |  |  | Closed in Place | 1991-06-21
0-003221 | EXXONMOBIL OIL CORP #10178 | 3015 N DOBSON RD | CHANDLER | AZ | 85224 | Maricopa | 5 | Perm Closure | 1988-06-01 | 12000 | Gasoline | COMPARTMENT A |  | Fiberglass Reinforced Plastic | Pressure |  | Fiberglass Reinforced Plastic | Removal | 2004-07-28
0-000475 | SILVER BELL MINE | 25000 W AVRA VALLEY RD | MARANA | AZ | 85653 | Pima | 2 | Perm Closure | 1956-01-01 | 3000 | Gasoline | COMPARTMENT A |  | Asphalt coated or Bare Steel | Suction - Check Valve at the Tank Top | Single Walled | Bare or Galvanized Steel | Removal | 1998-05-15
0-000475 | SILVER BELL MINE | 25000 W AVRA VALLEY RD | MARANA | AZ | 85653 | Pima | 12 | Perm Closure | 1956-01-01 | 3000 | Diesel | COMPARTMENT A | Single Walled | Asphalt coated or Bare Steel | Suction - Check Valve at the Tank Top | Single Walled | Bare or Galvanized Steel | Removal | 1998-06-18
0-003890 | CITY OF PHOENIX - AVIATION DEPARTMENT | 830 S 23RD AVE | PHOENIX | AZ | 85009 | Maricopa | 1 | Perm Closure | 2005-06-17 | 2000 | Gasoline | COMPARTMENT A | Single Walled | Asphalt coated or Bare Steel |  |  |  | Removal | 1987-05-01
0-001766 | CORBIN-DYKES ELECTRIC/FISCHBACH | 1826 W LINDEN ST | PHOENIX | AZ | 85007 | Maricopa | 3 | Perm Closure | 1977-01-01 | 8000 | Gasoline | COMPARTMENT A |  | Asphalt coated or Bare Steel |  |  |  | Removal | 1989-09-19
0-010422 | PINAL APN #306-13-190 | 729 N HIGHWAY 77 | MAMMOTH | AZ | 85618 | Pinal | 2 | Perm Closure | 2011-11-15 | 2000 | Gasoline | COMPARTMENT A |  | Asphalt coated or Bare Steel |  |  |  | Removal | 2011-05-03
0-003897 | PICACHO PECAN |  | RED ROCK |  |  | Pinal | 1 | Perm Closure | 2005-06-17 | 10000 | Diesel | COMPARTMENT A |  | Asphalt coated or Bare Steel | Suction - Check Valve at the Tank Top |  |  | Removal | 2008-03-13
0-009606 | 303-08-061 | 543 E ANDY DEVINE AVE | KINGMAN | AZ | 86401 | Mohave | 1 | Perm Closure | 2005-06-17 | 1000 | Unidentified | COMPARTMENT A | Single Walled | Asphalt coated or Bare Steel |  |  |  | Removal | 2001-09-27
0-010436 | QUIKTRIP #460 | 2195 E SOUTHERN AVE | TEMPE | AZ | 85282 | Maricopa | 2 | Open | 2011-10-21 | 20000 | Gasoline | COMPARTMENT A | Double Walled | Fiberglass Reinforced Plastic | Pressure | Double Walled | Fiberglass Reinforced Plastic
0-004703 | SOUTHWEST FEED & SEED CO | 350 S 75TH AVE | PHOENIX | AZ | 85043 | Maricopa | 1 | Perm Closure | 1971-04-10 | 1000 | Gasoline | COMPARTMENT A | Unknown | Asphalt coated or Bare Steel |  |  |  | Removal | 1989-09-24
0-005874 | PHOENIX CHILDRENS HOSPITAL | 1919 E THOMAS RD | PHOENIX | AZ | 85016 | Maricopa | 1 | Perm Closure | 1967-01-01 | 6000 | Diesel | COMPARTMENT A |  | Asphalt coated or Bare Steel | Suction - Check Valve at the Tank Top |  |  | Removal | 1995-02-23
0-009010 | ANDERSON GAS STATION - FORMER | 321 S CORONADO BLVD | CLIFTON | AZ | 85533 | Greenlee | 3 | Perm Closure | 1920-01-01 | 500 | Gasoline | COMPARTMENT A | Double Walled | Asphalt coated or Bare Steel | Pressure |  | Bare or Galvanized Steel | Removal | 2000-08-24
0-008047 | PARCEL 311-30-016 | 1450 E WHITE MOUNTAIN BLVD | PINETOP | AZ | 85935 | Navajo | 2 | Perm Closure | 2005-06-17 | 2000 | Gasoline | COMPARTMENT A | Unknown | Unknown |  |  |  | Closed in Place | 1972-01-01
0-004753 | WOODYS FOOD STORE #117 | 550 S MAIN ST | COTTONWOOD | AZ | 86326 | Yavapai | 3 | Perm Closure | 1966-05-04 | 4000 | Gasoline | COMPARTMENT A | Unknown | Asphalt coated or Bare Steel | Pressure |  |  | Removal | 1999-05-11
0-006958 | MOBIL - SEDONA | 841 STATE ROUTE 179 | SEDONA | AZ | 86336 | Coconino | 1 | Perm Closure | 2005-06-17 | 10000 | Gasoline | COMPARTMENT A | Unknown | Unknown | Pressure |  |  | Removal | 1990-12-19
0-000208 | ADPS - GILA BEND |  | GILA BEND |  |  | Maricopa | 1 | Perm Closure | 1966-01-01 | 10000 | Gasoline | COMPARTMENT A |  | Asphalt coated or Bare Steel |  |  |  | Removal | 1988-03-01
0-004381 | SCHUCK & SONS CONSTRUCTION CO INC | 8205 N 67TH AVE | GLENDALE | AZ | 85302 | Maricopa | 1 | Perm Closure | 1973-01-01 | 10000 | Gasoline | COMPARTMENT A | Single Walled | Asphalt coated or Bare Steel | Pressure |  |  | Closed in Place | 2018-05-31
0-000252 | ADOT - YOUNG MAINTENANCE CAMP |  | YOUNG |  |  | Gila | 3 | Perm Closure | 1963-01-01 | 1000 | Gasoline | COMPARTMENT A |  | Asphalt coated or Bare Steel | Suction - Check Valve at the Tank Top |  |  | Removal | 1993-10-18
0-007824 | VULCAN - 43RD AVE FACILITY | 4830 S 43RD AVE | PHOENIX | AZ | 85041 | Maricopa | 1 | Perm Closure | 2005-06-17 |  | Unidentified | COMPARTMENT A | Unknown | Fiberglass Reinforced Plastic |  |  |  | Removal | 1989-09-01
0-001082 | CHEVRON #9-1499 | 4626 N SCOTTSDALE RD | SCOTTSDALE | AZ | 85251 | Maricopa | 3 | Perm Closure | 1975-01-01 | 10000 | Gasoline | COMPARTMENT A |  | Asphalt coated or Bare Steel | Suction - Check Valve at the Tank Top | Double Walled | Fiberglass Reinforced Plastic | Removal | 1998-08-25
0-009266 | CIRCLE K STORE #2741641 | 13908 W BELL RD | SURPRISE | AZ | 85374 | Maricopa | 1 | Open | 1998-01-16 | 15000 | Gasoline | COMPARTMENT A | Double Walled | Composite (Steel/Fiberglass) | Pressure | Double Walled | Fiberglass Reinforced Plastic
0-000862 | SHAW'S EXXON | 316 E 2ND ST | CASA GRANDE | AZ | 85122 | Pinal | 4 | Perm Closure | 1969-01-01 | 2000 | Gasoline | COMPARTMENT A |  | Asphalt coated or Bare Steel |  |  |  | Removal | 1989-12-01
0-007262 | SCOTTSDALE UNIFIED SCHOOL DISTRICT |  | SCOTTSDALE |  |  | Maricopa | 6 | Perm Closure | 2005-06-17 | 2000 | Used Oil/Waste Oil | COMPARTMENT A | Double Walled | Asphalt coated or Bare Steel |  |  |  | Removal | 1991-05-01
0-007262 | SCOTTSDALE UNIFIED SCHOOL DISTRICT |  | SCOTTSDALE |  |  | Maricopa | 2 | Perm Closure | 2005-06-17 | 10000 | Gasoline | COMPARTMENT A | Double Walled | Asphalt coated or Bare Steel |  |  |  | Removal | 1991-07-02
0-009958 | COUNTRY MARKET | 6108 W NORTHERN AVE | GLENDALE | AZ | 85301 | Maricopa | 1 | Open | 2003-03-13 | 12000 | Gasoline (PUL) | COMPARTMENT B | Double Walled | Fiberglass Reinforced Plastic
0-009291 | CRANE RENTAL | 1115 W RANCH RD | TEMPE | AZ | 85284 | Maricopa | 1 | Perm Closure | 2005-06-17 | 500 | Used Oil/Waste Oil | COMPARTMENT A | Unknown | Asphalt coated or Bare Steel | Gravity Feed |  | Bare or Galvanized Steel | Removal | 1998-06-09
0-005315 | UNOCAL #6109 | 6201 N 7TH ST | PHOENIX | AZ | 85014 | Maricopa | 1 | Perm Closure | 1969-04-15 | 10000 | Gasoline | COMPARTMENT A | Double Walled | Asphalt coated or Bare Steel |  |  |  | Closed in Place | 1989-12-19
0-005115 | EXPRESS STOP #107 | 1501 S MAIN ST | FLORENCE | AZ | 85132 | Pinal | 2 | Perm Closure | 1986-04-22 | 12000 | Gasoline | COMPARTMENT A | Double Walled | Asphalt coated or Bare Steel |  |  |  | Removal | 1990-10-24
0-005115 | EXPRESS STOP #107 | 1501 S MAIN ST | FLORENCE | AZ | 85132 | Pinal | 6 | Perm Closure | 1971-04-23 | 4000 | Gasoline | COMPARTMENT A | Double Walled | Asphalt coated or Bare Steel |  |  |  | Removal | 1990-10-24
0-009677 | AVONDALE SUZUKI | 803 E VAN BUREN ST | AVONDALE | AZ | 85323 | Maricopa | 2 | Perm Closure | 2005-06-17 | 1000 | Gasoline | COMPARTMENT A | Double Walled | Asphalt coated or Bare Steel |  |  |  | Removal | 2000-10-17
0-000030 | FAA FLAGSTAFF VORTAC |  | FLAGSTAFF |  |  | Coconino | 1 | Perm Closure | 1978-01-01 | 515 | Gasoline | COMPARTMENT A |  | Asphalt coated or Bare Steel |  |  |  | Removal | 1989-03-21
0-006852 | SOUTH EASTERN LUMBER | 999 E 16TH ST | TUCSON | AZ | 85719 | Pima | 1 | Perm Closure | 1974-03-01 | 10000 | Gasoline | COMPARTMENT A |  | Asphalt coated or Bare Steel | Suction - Check Valve at the Tank Top |  | Bare or Galvanized Steel | Removal | 1990-07-01
0-002491 | K C HILITES INC | 2843 W AVENIDA DE LUCAS | WILLIAMS | AZ | 86046 | Coconino | 1 | Perm Closure | 1978-05-01 | 10000 | Diesel | COMPARTMENT A | Single Walled | Asphalt coated or Bare Steel | Pressure |  |  | Removal | 1996-12-03
0-003001 | RAY G LUKUS GENERAL AUTOMOTIVE | 5 E BENTON AVE | FLAGSTAFF | AZ | 86001 | Coconino | 1 | Perm Closure | 1961-06-23 | 500 | Used Oil/Waste Oil | COMPARTMENT A | Unknown | Asphalt coated or Bare Steel |  |  |  | Removal | 1989-12-08
0-001073 | UPS TEMPE | 1975 E WILDERMUTH AVE | TEMPE | AZ | 85281 | Maricopa | 1 | Perm Closure | 1987-01-01 | 10000 | Gasoline | COMPARTMENT A | Double Walled | Fiberglass Reinforced Plastic | Pressure | Double Walled | Fiberglass Reinforced Plastic | Closed in Place | 2017-10-17
0-001071 | CHEVRON #9-7019 | 1002 W UNIVERSITY DR | TEMPE | AZ | 85281 | Maricopa | 3 | Perm Closure | 1982-01-01 | 10000 | Gasoline | COMPARTMENT A | Single Walled | Fiberglass Reinforced Plastic | Pressure |  | Fiberglass Reinforced Plastic | Removal | 1995-09-13
0-001071 | CHEVRON #9-7019 | 1002 W UNIVERSITY DR | TEMPE | AZ | 85281 | Maricopa | 2 | Perm Closure | 1982-01-01 | 10000 | Gasoline | COMPARTMENT A | Single Walled | Fiberglass Reinforced Plastic | Pressure |  | Fiberglass Reinforced Plastic | Removal | 1995-09-13
0-001250 | CIRCLE K #2700530 | 1049 W HATCHER RD | PHOENIX | AZ | 85021 | Maricopa | 5 | Perm Closure | 1994-09-28 | 10000 | Gasoline | COMPARTMENT A |  | Fiberglass Reinforced Plastic | Pressure | Double Walled | Fiberglass Reinforced Plastic | Removal | 2017-02-01
0-010439 | FRY'S FUEL CENTER #36 | 3790 W INA RD | TUCSON | AZ | 85741 | Pima | 1 | Open | 2012-05-03 | 20000 | Gasoline | COMPARTMENT A | Double Walled | Fiberglass Reinforced Plastic | Pressure | Double Walled | Fiberglass Reinforced Plastic
0-010440 | CIRCLE K STORE #2741669 | 13777 N DYSART RD | EL MIRAGE | AZ | 85335 | Maricopa | 2 | Open | 2012-04-01 | 12000 | Diesel | COMPARTMENT A | Double Walled | Composite (Steel/Fiberglass) | Pressure | Double Walled | Fiberglass Reinforced Plastic
0-010440 | CIRCLE K STORE #2741669 | 13777 N DYSART RD | EL MIRAGE | AZ | 85335 | Maricopa | 1 | Open | 2012-04-01 | 20000 | Gasoline (UL) | COMPARTMENT A | Double Walled | Composite (Steel/Fiberglass) | Pressure | Double Walled | Fiberglass Reinforced Plastic
0-002849 | SPEEDWAY STORE #2943 | 2075 W RUTHRAUFF RD | TUCSON | AZ | 85705 | Pima | 5 | Open | 2005-07-27 | 6000 | Gasoline | COMPARTMENT A | Double Walled | Composite (Steel/Fiberglass) | Pressure | Double Walled | Fiberglass Reinforced Plastic
0-002849 | SPEEDWAY STORE #2943 | 2075 W RUTHRAUFF RD | TUCSON | AZ | 85705 | Pima | 6 | Open | 2005-07-27 | 6000 | Diesel | COMPARTMENT A | Double Walled | Composite (Steel/Fiberglass) | Pressure | Double Walled | Fiberglass Reinforced Plastic
0-001669 | COTTONWOOD ELEMENTARY SCHOOL | 301 N WILLARD ST | COTTONWOOD | AZ | 86326 | Yavapai | 1 | Perm Closure | 1979-01-01 | 6000 | Diesel | COMPARTMENT A |  | Asphalt coated or Bare Steel | Suction - Check Valve at the Tank Top |  |  | Removal | 1995-05-03
0-008100 | ARIZONA CHILDREN'S HOME | 2700 S 8TH AVE | TUCSON | AZ | 85713 | Pima | 2 | Perm Closure | 1977-07-01 | 6000 | Gasoline | COMPARTMENT A | Double Walled | Asphalt coated or Bare Steel | Pressure |  | Bare or Galvanized Steel | Removal | 1993-03-26
0-009339 | XPO LOGISTICS FREIGHT | 7002 W SHERMAN ST | PHOENIX | AZ | 85043 | Maricopa | 3 | Open | 1997-11-17 | 8000 | New Oil | COMPARTMENT A | Double Walled | Fiberglass Reinforced Plastic | Suction - Check Valve at the Tank Top | Double Walled | Fiberglass Reinforced Plastic
0-009195 | CIRCLE K #2705302 | 6969 W RAY RD | CHANDLER | AZ | 85226 | Maricopa | 2 | Open | 1997-07-03 | 15000 | Gasoline | COMPARTMENT A | Double Walled | Fiberglass Reinforced Plastic | Pressure | Double Walled | Fiberglass Reinforced Plastic
0-000384 | CIRCLE K #2708833 | 6649 W THOMAS RD | PHOENIX | AZ | 85033 | Maricopa | 3 | Open | 1987-01-12 | 10000 | Gasoline | COMPARTMENT A | Double Walled | Fiberglass Reinforced Plastic | Pressure | Single Walled | Fiberglass Reinforced Plastic
0-000016 | FAA PHOENIX GLIDE/SLOPE | 2641 E BUCKEYE RD | PHOENIX | AZ | 85034 | Maricopa | 1 | Perm Closure | 1966-01-01 | 500 | Diesel | COMPARTMENT A |  | Asphalt coated or Bare Steel |  |  |  | Removal | 1986-02-28
0-006452 | WINGFIELD TIRE CO | 3477 N GRAND AVE | NOGALES | AZ | 85621 | Santa Cruz | 3 | Perm Closure | 1974-01-01 | 8000 | Gasoline | COMPARTMENT A |  | Asphalt coated or Bare Steel | Pressure |  | Bare or Galvanized Steel | Removal | 1994-04-20
0-000860 | CANTEEN CORP | 3615 E GOLF LINKS RD | TUCSON | AZ | 85713 | Pima | 1 | Perm Closure | 1974-01-01 | 1000 | Gasoline | COMPARTMENT A |  | Asphalt coated or Bare Steel |  |  |  | Removal | 1989-04-12
0-009262 | WALMART SUPERSTORE #2482 | 1305 W MAIN ST | MESA | AZ | 85201 | Maricopa | 1 | Perm Closure | 1998-01-15 | 15000 | Gasoline | COMPARTMENT A | Double Walled | Fiberglass Reinforced Plastic | Pressure | Double Walled | Fiberglass Reinforced Plastic | Removal | 2007-06-05
0-001532 | CIRCLE K #2701954 | 5907 W BETHANY HOME RD | GLENDALE | AZ | 85301 | Maricopa | 5 | Perm Closure | 1964-01-01 | 4000 | Gasoline | COMPARTMENT A |  | Asphalt coated or Bare Steel |  |  |  | Removal | 1986-11-19
0-009555 | EXPRESS MINI MART | 439 STATE ROUTE 64 | GRAND CANYON | AZ | 86023 | Coconino | 1 | Open | 1999-03-16 | 12000 | Gasoline | COMPARTMENT A | Double Walled | Composite (Steel/Fiberglass) | Pressure | Double Walled | Flexible
0-005914 | EAST VALLEY JEEP EAGLE | 1350 W MAIN ST | MESA | AZ | 85201 | Maricopa | 3 | Perm Closure | 1945-01-01 | 2000 | Gasoline | COMPARTMENT A | Single Walled | Asphalt coated or Bare Steel | Suction - Check Valve at the Tank Top |  |  | Removal | 1988-08-01
0-005914 | EAST VALLEY JEEP EAGLE | 1350 W MAIN ST | MESA | AZ | 85201 | Maricopa | 2 | Perm Closure | 1945-01-01 | 2000 | Gasoline | COMPARTMENT A | Single Walled | Asphalt coated or Bare Steel | Suction - Check Valve at the Tank Top |  |  | Removal | 1988-08-01
0-001830 | FREEDOM FUELS | 400 E THIRD ST | WINSLOW | AZ | 86047 | Navajo | 2 | Perm Closure | 2005-06-17 | 2000 | Gasoline | COMPARTMENT A |  | Asphalt coated or Bare Steel |  |  |  | Removal | 1990-06-28
0-003502 | PINNACLE PARADISE INC CONST | 22206 N PIMA | SCOTTSDALE | AZ | 85255 | Maricopa | 2 | Perm Closure | 1978-04-28 | 5000 | Diesel | COMPARTMENT A | Double Walled | Asphalt coated or Bare Steel |  |  |  | Removal | 1987-04-01
0-003759 | PHILLIPS 66 COMPANY #018414 | 13001 N CAVE CREEK RD | PHOENIX | AZ | 85022 | Maricopa | 4 | Perm Closure | 1964-01-01 | 6000 | Gasoline | COMPARTMENT A | Single Walled | Asphalt coated or Bare Steel |  |  |  | Closed in Place | 1975-11-01
0-003759 | PHILLIPS 66 COMPANY #018414 | 13001 N CAVE CREEK RD | PHOENIX | AZ | 85022 | Maricopa | 1 | Perm Closure | 1964-01-01 | 4000 | Gasoline | COMPARTMENT A | Single Walled | Asphalt coated or Bare Steel |  |  |  | Closed in Place | 1975-11-01
0-003782 | PHILLIPS 66 COMPANY #070906 | 703 E ANDY DEVINE AVE | KINGMAN | AZ | 86401 | Mohave | 3 | Temp Closure | 1966-01-01 | 280 | Unidentified | COMPARTMENT A | Single Walled | Asphalt coated or Bare Steel |  |  |  |  | 1976-03-01
0-007464 | CITY OF PHOENIX - MUNICIPAL GOVERNMENT CENTER | 235 W ADAMS ST | PHOENIX | AZ | 85003 | Maricopa | 1 | Perm Closure | 2005-06-17 | 300 | Gasoline | COMPARTMENT A | Unknown | Asphalt coated or Bare Steel |  |  |  | Removal | 1991-10-08
0-007265 | PETE KING CONSTRUCTION | 11040 N 19TH AVE | PHOENIX | AZ | 85029 | Maricopa | 2 | Perm Closure | 1986-08-01 | 10000 | Gasoline | COMPARTMENT A | Single Walled | Fiberglass Reinforced Plastic | Pressure | Single Walled | Fiberglass Reinforced Plastic | Removal | 2017-06-22
0-007265 | PETE KING CONSTRUCTION | 11040 N 19TH AVE | PHOENIX | AZ | 85029 | Maricopa | 3 | Perm Closure | 1986-08-01 | 10000 | Diesel | COMPARTMENT A | Single Walled | Fiberglass Reinforced Plastic | Pressure | Single Walled | Fiberglass Reinforced Plastic | Removal | 2017-06-22
0-007466 | PARCEL 115-44-046-A | 1212 S 9TH ST | PHOENIX | AZ | 85034 | Maricopa | 1 | Perm Closure | 2005-06-17 | 1000 | Gasoline | COMPARTMENT A | Unknown | Unknown |  |  |  | Removal | 1991-09-18
0-006126 | CONTAINER SERVICE CO | 2015 W MOUNTAIN VIEW RD | PHOENIX | AZ | 85021 | Maricopa | 2 | Perm Closure | 1974-04-12 | 5000 | Diesel | COMPARTMENT A | Double Walled | Asphalt coated or Bare Steel |  |  |  | Closed in Place | 1988-12-01
0-009064 | LYN CENTER | 4410 N 40TH ST | PHOENIX | AZ | 85018 | Maricopa | 1 | Perm Closure | 2005-06-17 | 10000 | Gasoline | COMPARTMENT A | Double Walled | Asphalt coated or Bare Steel | Pressure |  | Bare or Galvanized Steel | Removal | 1997-03-11
0-009524 | COMMERCIAL SITE | 3625 N SCOTTSDALE RD | SCOTTSDALE | AZ | 85251 | Maricopa | 2 | Perm Closure | 2005-06-17 | 7000 | Gasoline | COMPARTMENT A | Unknown | Asphalt coated or Bare Steel | Suction - Check Valve at the Dispenser |  |  | Removal | 1999-10-05
0-000983 | CAVE CREEK SCHOOL DISTRICT #93 - MAINTENANCE FACILITY | 33016 N 60TH ST | SCOTTSDALE | AZ | 85266 | Maricopa | 4 | Open | 1987-01-01 | 2000 | Gasoline | COMPARTMENT A | Double Walled | Fiberglass Reinforced Plastic | Pressure | Single Walled | Bare or Galvanized Steel
0-010499 | CIRCLE K STORE #2703441 | 4303 W GLENDALE AVE | GLENDALE | AZ | 85301 | Maricopa | 1 | Open | 2014-02-01 | 20000 | Gasoline (UL) | COMPARTMENT A | Double Walled | Fiberglass Reinforced Plastic | Pressure | Double Walled | Fiberglass Reinforced Plastic
0-007317 | O F COMPANY INC | 720 W 5TH ST | SAFFORD | AZ | 85546 | Graham | 2 | Perm Closure | 1964-01-01 | 4000 | Gasoline | COMPARTMENT A | Unknown | Asphalt coated or Bare Steel | Pressure |  |  | Removal | 1991-06-05
0-004526 | MOUNTAIN TIRE |  | SHOW LOW |  |  | Navajo | 2 | Perm Closure | 1971-01-01 | 8000 | Gasoline | COMPARTMENT A | Single Walled | Asphalt coated or Bare Steel |  |  |  | Removal | 1988-02-01
0-008238 | MONKS RANCH #125026 |  | BOWIE |  |  | Cochise | 1 | Perm Closure | 1986-01-01 | 300 | Diesel | COMPARTMENT A | Double Walled | Fiberglass Reinforced Plastic | Suction - Check Valve at the Tank Top |  | Bare or Galvanized Steel | Removal | 1994-04-26
0-002398 | MIDWAY SERVICE |  | VALENTINE |  |  | Mohave | 1 | Perm Closure | 1969-05-08 | 1000 | Diesel | COMPARTMENT A | Single Walled | Asphalt coated or Bare Steel |  |  |  | Removal | 1992-04-14
0-001630 | RUBEN CONDE STATION | 64503 S AGUA CALIENTE RD | DATELAND | AZ | 85333 | Maricopa | 4 | Temp Closure | 1999-04-28 | 8000 | Gasoline (UL) | COMPARTMENT A | Single Walled | Fiberglass Reinforced Plastic | Pressure | Single Walled | Fiberglass Reinforced Plastic |  | 2017-08-01
0-009864 | SAFEWAY #1536 | 201 E STATE HIGHWAY 260 | PAYSON | AZ | 85541 | Gila | 1 | Open | 2002-03-28 | 10000 | Gasoline | COMPARTMENT A | Double Walled | Fiberglass Reinforced Plastic
0-003907 | RICHEY YARD | 3390 N RICHEY BLVD | TUCSON | AZ | 85716 | Pima | 6 | Perm Closure | 1989-05-01 | 15000 | Gasoline | COMPARTMENT A | Double Walled | Composite (Steel/Fiberglass) | Pressure | Double Walled | Fiberglass Reinforced Plastic | Removal | 2011-07-12
0-010138 | GIANT 630 | 3030 W EL CAMINO DEL CERRO | TUCSON | AZ | 85745 | Pima | 1 | Perm Closure | 2006-04-01 | 8000 | Diesel | COMPARTMENT A | Double Walled | Fiberglass Reinforced Plastic | Pressure | Double Walled | Fiberglass Reinforced Plastic | Removal | 2019-04-24
0-010383 | FRYS FUEL CENTER #124 | 3255 S RURAL RD | TEMPE | AZ | 85282 | Maricopa | 1 | Open | 2010-08-25 | 20000 | Gasoline | COMPARTMENT A | Double Walled | Fiberglass Reinforced Plastic | Pressure | Double Walled | Flexible
0-010518 | CIRCLE K STORE #2703386 | 530 E VALENCIA RD | TUCSON | AZ | 85706 | Pima | 3 | Open | 2014-10-02 | 12000 | Diesel | COMPARTMENT A | Double Walled | Fiberglass Reinforced Plastic | Pressure | Double Walled | Fiberglass Reinforced Plastic
0-000507 | ARCO #5285 | 2230 W INDIAN SCHOOL RD | PHOENIX | AZ | 85015 | Maricopa | 8 | Open | 1993-09-28 | 10000 | Gasoline | COMPARTMENT A | Double Walled | Fiberglass Reinforced Plastic | Pressure | Double Walled | Fiberglass Reinforced Plastic
0-000507 | ARCO #5285 | 2230 W INDIAN SCHOOL RD | PHOENIX | AZ | 85015 | Maricopa | 3 | Perm Closure | 1977-01-01 | 10000 | Gasoline | COMPARTMENT A |  | Asphalt coated or Bare Steel |  |  |  | Removal | 1993-08-26
0-001999 | REEMO GAS | 3502 W CACTUS RD | PHOENIX | AZ | 85029 | Maricopa | 10 | Open | 1999-04-21 | 15000 | Gasoline | COMPARTMENT A | Double Walled | Fiberglass Reinforced Plastic | Pressure | Double Walled | Fiberglass Reinforced Plastic
0-002975 | LITTLE AMERICA HOTEL | 2515 E BUTLER AVE | FLAGSTAFF | AZ | 86004 | Coconino | 28 | Open | 2016-10-13 | 20000 | Diesel | COMPARTMENT A | Double Walled | Fiberglass Reinforced Plastic | Pressure | Double Walled | Fiberglass Reinforced Plastic
0-002975 | LITTLE AMERICA HOTEL | 2515 E BUTLER AVE | FLAGSTAFF | AZ | 86004 | Coconino | 16 | Perm Closure | 1973-01-01 | 12000 | Diesel | COMPARTMENT A | Double Walled | Fiberglass Reinforced Plastic | Pressure |  | Fiberglass Reinforced Plastic | Removal | 2016-09-28
0-001238 | CIRCLE K #493 | 8703 E GOLF LINKS RD | TUCSON | AZ | 85730 | Pima | 1 | Perm Closure | 1971-01-01 | 10000 | Gasoline | COMPARTMENT A |  | Asphalt coated or Bare Steel | Pressure |  |  | Removal | 1994-07-14
0-010571 | FRY'S FUEL #90 | 8260 S HOUGHTON RD | TUCSON | AZ | 85747 | Pima | 2 | Open | 2016-04-14 |  | Gasoline (PUL) | COMPARTMENT A | Double Walled | Fiberglass Reinforced Plastic | Pressure | Double Walled | Fiberglass Reinforced Plastic
0-006716 | R & A IMPORT REPAIR | 2932 E ROUTE 66 | FLAGSTAFF | AZ | 86004 | Coconino | 2 | Perm Closure | 2005-06-17 | 550 | Used Oil/Waste Oil | COMPARTMENT A | Unknown | Unknown |  |  |  | Removal | 1989-11-21
0-009079 | COSTCO WHOLESALE #431 | 3901 W COSTCO DR | MARANA | AZ | 85741 | Pima | 1 | Open | 1997-07-01 | 30000 | Gasoline | COMPARTMENT A | Double Walled | Fiberglass Reinforced Plastic | Pressure | Double Walled | Fiberglass Reinforced Plastic
0-001465 | CIRCLE K #2701671 | 2815 E UNIVERSITY DR | MESA | AZ | 85213 | Maricopa | 3 | Open | 1985-01-01 | 10000 | Gasoline | COMPARTMENT A | Single Walled | Fiberglass Reinforced Plastic | Pressure | Single Walled | Fiberglass Reinforced Plastic
0-005732 | YUMA IRRIGATION DISTRICT | 9510 S AVENUE 7 E | YUMA | AZ | 85365 | Yuma | 1 | Perm Closure | 1973-05-20 | 1050 | Gasoline | COMPARTMENT A | Unknown | Asphalt coated or Bare Steel |  |  |  | Removal | 1988-10-01
0-000457 | ARJAY INC | 120 W 4TH ST | BENSON | AZ | 85602 | Cochise | 1 | Perm Closure | 1978-01-01 | 12000 | Gasoline | COMPARTMENT A |  | Asphalt coated or Bare Steel |  |  |  | Removal | 1990-05-01
0-000467 | ARNOLDS SERVICE STATION |  | BOWIE |  |  | Cochise | 3 | Perm Closure | 1963-01-01 | 1000 | Gasoline | COMPARTMENT A |  | Asphalt coated or Bare Steel |  |  |  | Removal | 1989-01-01
0-006845 | ARROW STAGE LINES INC | 4001 S 34TH ST | PHOENIX | AZ | 85040 | Maricopa | 2 | Perm Closure | 1989-05-01 | 500 | Used Oil/Waste Oil | COMPARTMENT A |  | Fiberglass Reinforced Plastic | Gravity Feed |  |  | Removal | 2011-11-08
0-007637 | AUTOMOTIVE TESTING LAB INC | 263 S MULBERRY | MESA | AZ | 85202 | Maricopa | 5 | Perm Closure | 1993-01-01 | 1000 | Gasoline (UL) | COMPARTMENT C | Double Walled | Composite (Steel/Fiberglass) | Suction - Check Valve at the Dispenser | Double Walled | Fiberglass Reinforced Plastic | Removal | 2015-03-04
0-007637 | AUTOMOTIVE TESTING LAB INC | 263 S MULBERRY | MESA | AZ | 85202 | Maricopa | 5 | Perm Closure | 1993-01-01 | 1000 | Gasoline (UL) | COMPARTMENT A | Double Walled | Composite (Steel/Fiberglass) | Suction - Check Valve at the Dispenser | Double Walled | Fiberglass Reinforced Plastic | Removal | 2015-03-04
0-010292 | COSTCO #827 | 3801 N 33RD AVE | PHOENIX | AZ | 85017 | Maricopa | 4 | Open | 2012-02-02 | 1500 | Solvent | COMPARTMENT A | Double Walled | Fiberglass Reinforced Plastic | Pressure | Double Walled | Fiberglass Reinforced Plastic
0-004705 | SOUTHWEST REBAR FABRICATORS & AC | 1285 N MCQUEEN RD | GILBERT | AZ | 85233 | Maricopa | 2 | Perm Closure | 1980-01-28 | 7500 | Gasoline | COMPARTMENT A | Unknown | Asphalt coated or Bare Steel |  |  |  | Removal | 1988-12-09
0-001950 | VALLEY CREST LANDSCAPE | 2902 E ILLINI ST | PHOENIX | AZ | 85040 | Maricopa | 5 | Perm Closure | 1984-01-01 | 1000 | Used Oil/Waste Oil | COMPARTMENT A |  | Asphalt coated or Bare Steel |  |  |  | Removal | 1997-07-10
0-010590 | OCOTILLO GOLF RESORT LLC - MAINTENANCE FACILITY | 2000 SW JACARANDA PKWY | CHANDLER | AZ | 85248 | Maricopa | 1 | Perm Closure | 1986-01-01 | 3000 | Gasoline | COMPARTMENT A | Single Walled | Asphalt coated or Bare Steel | Suction - Check Valve at the Dispenser | Single Walled | Bare or Galvanized Steel | Removal | 2017-02-21
0-010607 | 5 POINTS BIKE SHOP | 702 S STONE AVE | TUCSON | AZ | 85701 | Pima | 2 | Perm Closure | 2017-06-26 | 300 | Unidentified | COMPARTMENT A | Single Walled | Asphalt coated or Bare Steel | No Piping |  |  | Removal | 2017-05-25
0-010607 | 5 POINTS BIKE SHOP | 702 S STONE AVE | TUCSON | AZ | 85701 | Pima | 1 | Perm Closure | 1965-01-01 | 550 | Used Oil/Waste Oil | COMPARTMENT A | Single Walled | Asphalt coated or Bare Steel | No Piping |  | Bare or Galvanized Steel | Removal | 2017-05-25
0-010606 | CARIOCA SHELL #52 | 3906 W NEW RIVER RD | NEW RIVER | AZ | 85087 | Maricopa | 1 | Open | 2017-10-23 | 6000 | Gasoline (PUL) | COMPARTMENT A | Double Walled | Fiberglass Reinforced Plastic | Pressure | Double Walled | Fiberglass Reinforced Plastic
0-007869 | APACHE DRIVE-IN THEATER |  | GLOBE |  |  | Gila | 1 | Perm Closure | 1977-01-01 | 500 | Gasoline | COMPARTMENT A | Unknown | Asphalt coated or Bare Steel | Suction - Check Valve at the Tank Top |  |  | Removal | 1981-01-01
0-009861 | AJO WAY CAR SALVAGE YARD | 3615 E AJO WAY | TUCSON | AZ | 85713 | Pima | 1 | Perm Closure | 2005-06-17 | 250 | Unidentified | COMPARTMENT A | Single Walled | Asphalt coated or Bare Steel |  |  |  | Removal | 2002-07-29
0-000142 | ALPINE MUSEUM & ART GALLERY |  | ALPINE |  |  | Apache | 2 | Perm Closure | 1971-01-01 | 4000 | Gasoline | COMPARTMENT A | Single Walled | Asphalt coated or Bare Steel |  |  |  | Removal | 2006-11-18
0-009058 | ADVANCED RV SERVICES | 7535 N 63RD AVE | GLENDALE | AZ | 85301 | Maricopa | 1 | Perm Closure | 1996-12-26 | 12000 | Gasoline | COMPARTMENT A | Double Walled | Fiberglass Reinforced Plastic | Pressure | Double Walled | Fiberglass Reinforced Plastic | Removal | 2015-03-13
0-000007 | CBS OUTDOOR INC | 2400 N BLACK CANYON HWY | PHOENIX | AZ | 85009 | Maricopa | 1 | Perm Closure | 1962-01-01 | 10000 | Diesel | COMPARTMENT A |  | Asphalt coated or Bare Steel |  |  |  | Removal | 1989-02-23
0-009780 | ADOT / PARCEL #8-1438 |  | BULLHEAD CITY |  |  | Mohave | 2 | Perm Closure | 2005-06-17 | 500 | Gasoline | COMPARTMENT A | Double Walled | Asphalt coated or Bare Steel | Suction - Check Valve at the Tank Top |  | Bare or Galvanized Steel | Removal | 2001-09-01
0-006858 | ADOT / POSSESSION | 5201 E VAN BUREN ST | PHOENIX | AZ | 85008 | Maricopa | 3 | Perm Closure | 2005-06-17 | 8000 | Gasoline | COMPARTMENT A | Double Walled | Asphalt coated or Bare Steel | Pressure |  |  | Removal | 1990-03-23
0-007679 | ADOT / PROPERTY | 121 S 4TH AVE | TUCSON | AZ | 85701 | Pima | 1 | Perm Closure | 2005-06-17 | 500 | Used Oil/Waste Oil | COMPARTMENT A | Double Walled | Asphalt coated or Bare Steel | Gravity Feed |  | Bare or Galvanized Steel | Removal | 1992-02-20
0-007448 | ADOT / RIGHT OF WAY | 101 E BENSON HWY | TUCSON | AZ | 85713 | Pima | 2 | Perm Closure | 2005-06-17 | 500 | Gasoline | COMPARTMENT A | Unknown | Asphalt coated or Bare Steel | Suction - Check Valve at the Tank Top |  | Bare or Galvanized Steel | Removal | 1991-08-29
0-010080 | SHAMROCK STATION | 487 PARK AVE | ASH FORK | AZ | 86320 | Yavapai | 2 | Perm Closure | 2007-07-16 | 4000 | Gasoline | COMPARTMENT A | Single Walled | Asphalt coated or Bare Steel |  |  |  | Removal | 2007-04-12
0-000251 | ADOT - FISH CREEK MAINTENANCE CAMP |  | FISH CREEK (HISTORICAL) |  |  | Maricopa | 3 | Perm Closure | 1975-01-01 | 1500 | Diesel | COMPARTMENT A |  | Asphalt coated or Bare Steel |  |  |  | Removal | 1990-04-19
0-010595 | QUIK TRIP #472 | 8293 W LAKE PLEASANT PKWY | PEORIA | AZ | 85382 | Maricopa | 4 | Open | 2016-12-22 | 10000 | Unidentified | COMPARTMENT B | Double Walled | Fiberglass Reinforced Plastic | Pressure | Double Walled | Fiberglass Reinforced Plastic
0-010591 | CIRCLE K STORE #2703488 | PAN AMERICAN AVE | DOUGLAS | AZ | 85607 | Cochise | 2 | Open | 2016-11-29 | 12000 | Gasoline (PUL) | COMPARTMENT A | Double Walled | Fiberglass Reinforced Plastic | Pressure | Double Walled | Fiberglass Reinforced Plastic
0-010612 | CIRCLE K STORE # 3479 | 710 W PIMA STREET | GILA BEND | AZ | 85337 | Maricopa | 3 | Open | 2018-02-27 | 12000 | Diesel | COMPARTMENT A | Double Walled | Fiberglass Reinforced Plastic | Pressure
0-010625 | QUIKTRIP #1403 | 1550 E BASELINE RD | PHOENIX | AZ | 85042 | Maricopa | 4 | Open | 2018-04-19 | 10000 | Other | COMPARTMENT B | Double Walled | Fiberglass Reinforced Plastic | Pressure | Double Walled | Fiberglass Reinforced Plastic
0-009605 | SPEEDWAY STORE #2964 | 520 N PINAL PKWY | FLORENCE | AZ | 85132 | Pinal | 2 | Open | 1999-09-17 | 6000 | Gasoline (PUL) | COMPARTMENT B | Double Walled | Fiberglass Reinforced Plastic
0-000857 | CAMELOT GOLF CLUB | 6210 E MCKELLIPS RD | MESA | AZ | 85215 | Maricopa | 2 | Perm Closure | 1961-01-01 | 1000 | Gasoline | COMPARTMENT A |  | Asphalt coated or Bare Steel |  |  |  | Removal | 1991-07-15
0-009613 | DEER VALLEY CARDLOCK | 1932 W DEER VALLEY RD | PHOENIX | AZ | 85027 | Maricopa | 2 | Open | 1999-01-20 | 7000 | Red Diesel | COMPARTMENT B | Double Walled | Fiberglass Reinforced Plastic
0-004323 | BUD BROOKS FORD | 679 S HIGHWAY 92 | SIERRA VISTA | AZ | 85635 | Cochise | 1 | Perm Closure | 1980-01-01 | 700 | Used Oil/Waste Oil | COMPARTMENT A |  | Asphalt coated or Bare Steel |  |  |  | Removal | 1991-05-17
0-007871 | BERNOUDY SHELL OIL STATION | 4020 N SCOTTSDALE RD | SCOTTSDALE | AZ | 85251 | Maricopa | 4 | Perm Closure | 2005-06-17 | 3000 | Gasoline | COMPARTMENT A | Double Walled | Asphalt coated or Bare Steel |  |  |  | Removal | 1980-01-01
0-007871 | BERNOUDY SHELL OIL STATION | 4020 N SCOTTSDALE RD | SCOTTSDALE | AZ | 85251 | Maricopa | 2 | Perm Closure | 2005-06-17 | 6000 | Gasoline | COMPARTMENT A | Double Walled | Asphalt coated or Bare Steel |  |  |  | Removal | 1980-01-01
0-003606 | TOWN OF PARADISE VALLEY | 6401 E LINCOLN DR | PARADISE VALLEY | AZ | 85253 | Maricopa | 1 | Perm Closure | 1977-01-01 | 5000 | Gasoline | COMPARTMENT A |  | Asphalt coated or Bare Steel | Suction - Check Valve at the Tank Top |  |  | Removal | 1992-09-16
0-005022 | TOWN OF THATCHER - FLEET FUEL STATION | 230 COLLEGE AVE | THATCHER | AZ | 85552 | Graham | 2 | Perm Closure | 1962-01-01 | 10000 | Gasoline | COMPARTMENT A |  | Asphalt coated or Bare Steel |  |  |  | Removal | 1990-04-01
0-007132 | SUNNYSIDE UNIFIED SCHOOL DISTRICT #12 - TRANSPORTATION | 2241 E WIEDING RD | TUCSON | AZ | 85706 | Pima | 2 | Perm Closure | 1976-01-01 | 10000 | Gasoline | COMPARTMENT A | Unknown | Asphalt coated or Bare Steel | Pressure |  | Bare or Galvanized Steel | Removal | 1998-12-18
0-009502 | TROON NORTH GOLF MAINTENANCE YARD | 10550 E DYNAMITE BLVD | SCOTTSDALE | AZ | 85262 | Maricopa | 3 | Open | 2020-03-27 | 3000 | Gasoline (UL) | COMPARTMENT A | Double Walled | Polyethylene Jacketed Steel | Pressure | Double Walled | Fiberglass Reinforced Plastic
0-000939 | SHELL #26 | 1380 N SCOTTSDALE RD | TEMPE | AZ | 85281 | Maricopa | 6 | Open | 2020-08-24 | 6000 | Gasoline (PUL) | COMPARTMENT A | Double Walled | Fiberglass Reinforced Plastic | Pressure | Double Walled | Fiberglass Reinforced Plastic
0-005886 | TEXACO #60-349-0339 | 6653 W MCDOWELL RD | PHOENIX | AZ | 85035 | Maricopa | 1 | Perm Closure | 1993-11-01 | 10000 | Diesel | COMPARTMENT A | Double Walled | Fiberglass Reinforced Plastic | Pressure | Double Walled | Fiberglass Reinforced Plastic | Removal | 2020-06-01
0-002676 | SOUTHWEST GAS CORPORATION | 1905 W AMERICAN AVE | ORACLE | AZ | 85623 | Pinal | 1 | Perm Closure | 2005-06-17 | 500 | Gasoline | COMPARTMENT A | Single Walled | Asphalt coated or Bare Steel |  |  |  | Removal | 1989-03-29
0-004518 | SIERRA VISTA PUBLIC SCHOOLS #68 | 4001 FRY BLVD | SIERRA VISTA | AZ | 85635 | Cochise | 1 | Perm Closure | 1969-03-25 | 1000 | Used Oil/Waste Oil | COMPARTMENT A | Unknown | Asphalt coated or Bare Steel |  |  |  | Removal | 1986-06-30
0-003357 | WILLCOX MAIN CO #125480 | 181 S CURTIS AVE | WILLCOX | AZ | 85643 | Cochise | 1 | Perm Closure | 1985-01-07 | 550 | Diesel | COMPARTMENT A | Unknown | Fiberglass Reinforced Plastic |  |  |  | Removal | 1991-08-29
0-003322 | BROADWAY 101 COMMERCE PARK | 2200 W BROADWAY RD | MESA | AZ | 85202 | Maricopa | 7 | Perm Closure | 1973-01-01 | 5000 | Hazardous Substance | COMPARTMENT A | Single Walled | Asphalt coated or Bare Steel | Suction - Check Valve at the Tank Top |  |  | Removal | 1990-03-23
0-002769 | WHITING # 33 | 1951 E APACHE BLVD | TEMPE | AZ | 85281 | Maricopa | 3 | Perm Closure | 1971-04-09 | 8000 | Gasoline | COMPARTMENT A | Double Walled | Asphalt coated or Bare Steel |  |  |  | Removal | 1989-06-14
0-009591 | UST FACILITY | 4201 E THOMAS RD | PHOENIX | AZ | 85018 | Maricopa | 1 | Perm Closure | 2005-06-17 |  | Unidentified | COMPARTMENT A | Single Walled | Asphalt coated or Bare Steel |  |  |  | Removal | 2000-03-07
0-007113 | MIAMI INDUSTRIAL PROP | 3837 E MIAMI AVE | PHOENIX | AZ | 85040 | Maricopa | 2 | Perm Closure | 2005-06-17 | 2000 | Gasoline | COMPARTMENT A | Unknown | Unknown | Suction - Check Valve at the Tank Top |  |  | Removal | 1990-10-05
0-009155 | MICASU FARMS | 8181 N CENTRAL HWY | MC NEAL | AZ | 85617 | Cochise | 1 | Perm Closure | 1980-01-01 | 6000 | Diesel | COMPARTMENT A | Unknown | Asphalt coated or Bare Steel | Suction - Check Valve at the Tank Top |  | Bare or Galvanized Steel | Removal | 1998-07-01
0-010235 | FIRST TRANSIT INC #55506 | 405 N 79TH AVE | PHOENIX | AZ | 85043 | Maricopa | 4 | Open | 2007-01-12 | 10000 | Gasoline | COMPARTMENT A | Double Walled | Fiberglass Reinforced Plastic | Pressure | Double Walled | Fiberglass Reinforced Plastic
0-005871 | GOLDEN VALLEY PARK |  | GOLDEN VALLEY |  |  | Mohave | 1 | Perm Closure | 1987-11-02 | 2000 | Gasoline | COMPARTMENT A | Double Walled | Asphalt coated or Bare Steel |  |  |  | Removal | 1990-12-10
0-001157 | LEHI TOWING SERVICE | 2135 N HORNE | MESA | AZ | 85203 | Maricopa | 1 | Perm Closure | 1966-01-01 | 1000 | Gasoline | COMPARTMENT A |  | Asphalt coated or Bare Steel |  |  |  | Removal | 1990-08-29
0-007472 | LOMBARDI BROS | 5145 W MADISON ST | PHOENIX | AZ | 85043 | Maricopa | 1 | Perm Closure | 2005-06-17 | 8000 | Diesel | COMPARTMENT A | Double Walled | Asphalt coated or Bare Steel |  |  |  | Closed in Place | 1991-09-23
0-004825 | EAST VALLEY CONTAINERS | 515 S DREW ST | MESA | AZ | 85210 | Maricopa | 2 | Perm Closure | 1974-04-29 | 1000 | Gasoline | COMPARTMENT A | Unknown | Unknown |  |  |  | Removal | 1989-05-19
0-009827 | D. C. TAYLOR CO. | 2224 W SHANGRI LA RD | PHOENIX | AZ | 85029 | Maricopa | 2 | Perm Closure | 2005-06-17 | 1000 | Diesel | COMPARTMENT A | Unknown | Asphalt coated or Bare Steel |  |  |  | Removal | 2002-02-20
0-007297 | LAKE HAVASU CITY AIRPORT | 5600 HIGHWAY 95 N | LAKE HAVASU CITY | AZ | 86404 | Mohave | 1 | Open | 1991-03-06 | 12000 | Gasoline | COMPARTMENT A | Single Walled | Asphalt coated or Bare Steel
0-008013 | MARIANI PROPERTY | 1926 W MCDOWELL RD | PHOENIX | AZ | 85009 | Maricopa | 2 | Perm Closure | 2005-06-17 | 2500 | Gasoline | COMPARTMENT A | Double Walled | Asphalt coated or Bare Steel |  |  |  | Removal | 1992-11-22
0-003617 | TWIN BUTTES SULPHIDE MILL YARD |  | GREEN VALLEY |  |  | Pima | 1 | Perm Closure | 1968-01-01 | 8000 | Gasoline | COMPARTMENT A | Single Walled | Asphalt coated or Bare Steel |  |  |  | Removal | 1988-11-29
0-010297 | MANZANITA SPEEDWAY | 3417 W BROADWAY RD | PHOENIX | AZ | 85041 | Maricopa | 3 | Perm Closure | 2009-05-27 | 5000 | Gasoline | COMPARTMENT A |  | Asphalt coated or Bare Steel |  |  |  | Removal | 2009-05-07
0-001401 | CIRCLE K #2701383 | 815 E MAIN ST | SPRINGERVILLE | AZ | 85938 | Apache | 6 | Open | 2008-09-09 | 20000 | Gasoline | COMPARTMENT A | Double Walled | Fiberglass Reinforced Plastic | Pressure | Double Walled | Fiberglass Reinforced Plastic
0-008440 | UNOCAL #4731 | 620 US HWY 77 | HAYDEN | AZ | 85192 | Pinal | 1 | Perm Closure | 1978-01-01 | 10000 | Gasoline | COMPARTMENT A | Unknown | Asphalt coated or Bare Steel | Pressure |  |  | Removal | 1994-09-23
0-001038 | CHEVRON #9-4155 | 2275 E BUTLER AVE | FLAGSTAFF | AZ | 86004 | Coconino | 4 | Perm Closure | 1982-01-01 | 1000 | Used Oil/Waste Oil | COMPARTMENT A | Single Walled | Fiberglass Reinforced Plastic | Gravity Feed |  | Fiberglass Reinforced Plastic | Removal | 1996-08-30
0-001333 | CIRCLE K #2700849 | 9615 E UNIVERSITY DR | MESA | AZ | 85207 | Maricopa | 1 | Open | 1981-01-01 | 10000 | Diesel | COMPARTMENT A |  | Asphalt coated or Bare Steel | Pressure | Double Walled | Fiberglass Reinforced Plastic
0-010303 | CIRCLE K STORE #2703391 | 3301 S 6TH AVE | TUCSON | AZ | 85713 | Pima | 1 | Open | 2008-12-19 | 20000 | Gasoline | COMPARTMENT A | Double Walled | Fiberglass Reinforced Plastic | Pressure | Double Walled | Fiberglass Reinforced Plastic
0-010347 | FRYS FUEL CENTER #676 | 16380 W YUMA RD | GOODYEAR | AZ | 85338 | Maricopa | 2 | Open | 2010-04-22 | 8000 | Gasoline | COMPARTMENT A | Double Walled | Fiberglass Reinforced Plastic | Pressure |  | Flexible
0-010347 | FRYS FUEL CENTER #676 | 16380 W YUMA RD | GOODYEAR | AZ | 85338 | Maricopa | 2 | Open | 2010-04-22 | 10000 | Diesel | COMPARTMENT B | Double Walled | Fiberglass Reinforced Plastic | Pressure |  | Flexible
0-000033 | TEXACO #60-349-0986 | 1201 E GLENDALE AVE | PHOENIX | AZ | 85020 | Maricopa | 1 | Perm Closure | 1975-01-01 | 12000 | Gasoline | COMPARTMENT A |  | Asphalt coated or Bare Steel | Pressure | Double Walled | Fiberglass Reinforced Plastic | Removal | 1998-08-27
0-004587 | SOUTH TUCSON HOSPITALITY GROUP | 3255 S 4TH AVE | TUCSON | AZ | 85725 | Pima | 3 | Perm Closure | 2005-06-17 | 10000 | Diesel | COMPARTMENT A | Unknown | Asphalt coated or Bare Steel |  |  |  | Removal | 2000-06-21
0-005205 | UNITED PARCEL SERVICE | 485 6TH ST | PRESCOTT | AZ | 86301 | Yavapai | 1 | Perm Closure | 2005-06-17 | 2000 | Gasoline | COMPARTMENT A | Unknown | Unknown |  |  |  | Closed in Place | 1987-01-26
0-006534 | UNKNOWN | 2955 W OSBORN RD | PHOENIX | AZ | 85017 | Maricopa | 1 | Perm Closure | 1980-12-22 | 8000 | Gasoline | COMPARTMENT A | Double Walled | Asphalt coated or Bare Steel |  |  |  | Removal | 1988-12-15
0-009146 | GOLF N STUFF | 6503 E TANQUE VERDE RD | TUCSON | AZ | 85715 | Pima | 1 | Perm Closure | 1986-03-01 | 500 | Gasoline | COMPARTMENT A | Double Walled | Composite (Steel/Fiberglass) | Suction - Check Valve at the Tank Top |  |  | Removal | 1999-02-17
0-009550 | GOOD SAMARITAN HELIPORT | 1021 E WILLETTA ST | PHOENIX | AZ | 85006 | Maricopa | 1 | Perm Closure | 1982-01-01 | 12000 | Gasoline | COMPARTMENT A | Unknown | Asphalt coated or Bare Steel | Gravity Feed |  | Bare or Galvanized Steel | Removal | 1996-08-20
0-002389 | GREASE N GO | 3597 W NORTHERN AVE | PHOENIX | AZ | 85051 | Maricopa | 2 | Perm Closure | 1985-04-23 | 1000 | Used Oil/Waste Oil | COMPARTMENT A | Single Walled | Asphalt coated or Bare Steel | Gravity Feed |  |  | Removal | 1994-09-27
0-001129 | 125-15-0630 | 30 E CALLE CLARAVISTA | TUCSON | AZ | 85716 | Pima | 2 | Perm Closure | 1954-01-01 | 6000 | Gasoline | COMPARTMENT A | Single Walled | Asphalt coated or Bare Steel |  |  |  | Removal | 1989-04-27
0-007507 | ARCO #5758 | 4360 E MAIN ST | MESA | AZ | 85205 | Maricopa | 5 | Perm Closure | 1991-07-26 | 10000 | Gasoline | COMPARTMENT A | Double Walled | Fiberglass Reinforced Plastic | Pressure | Double Walled | Fiberglass Reinforced Plastic | Removal | 2002-06-01
0-006519 | ARCO #5511 | 20838 N 19TH AVE | PHOENIX | AZ | 85027 | Maricopa | 3 | Perm Closure | 1988-11-01 | 12000 | Gasoline (PUL) | COMPARTMENT A | Double Walled | Fiberglass Reinforced Plastic | Pressure | Double Walled | Fiberglass Reinforced Plastic | Removal | 2020-01-09
0-006519 | ARCO #5511 | 20838 N 19TH AVE | PHOENIX | AZ | 85027 | Maricopa | 1 | Perm Closure | 1988-11-01 | 12000 | Gasoline (UL) | COMPARTMENT A | Double Walled | Fiberglass Reinforced Plastic | Pressure | Double Walled | Fiberglass Reinforced Plastic | Removal | 2020-01-09
0-006519 | ARCO #5511 | 20838 N 19TH AVE | PHOENIX | AZ | 85027 | Maricopa | 4 | Open | 2020-02-17 | 15000 | Gasoline (UL) | COMPARTMENT A | Double Walled | Fiberglass Reinforced Plastic | Pressure | Double Walled | Fiberglass Reinforced Plastic
0-006519 | ARCO #5511 | 20838 N 19TH AVE | PHOENIX | AZ | 85027 | Maricopa | 2 | Perm Closure | 1988-11-01 | 12000 | Gasoline (UL) | COMPARTMENT A | Double Walled | Fiberglass Reinforced Plastic | Pressure | Double Walled | Fiberglass Reinforced Plastic | Removal | 2020-01-09
0-002918 | CIRCLE K #2701946 | 333 W GRANT RD | TUCSON | AZ | 85705 | Pima | 3 | Perm Closure | 1987-01-01 | 10000 | Gasoline | COMPARTMENT A | Single Walled | Fiberglass Reinforced Plastic | Pressure |  | Fiberglass Reinforced Plastic | Removal | 2017-10-30
0-006248 | TUCSON MEMORIAL SOUTH LAWN | 5433 S WHITE ROCK AVE | TUCSON | AZ | 85706 | Pima | 1 | Perm Closure | 1983-01-01 | 4000 | Gasoline | COMPARTMENT A | Single Walled | Asphalt coated or Bare Steel |  |  |  | Removal | 1988-07-14
0-006518 | TONOPAH TRAVEL CENTER | 1010 N 339TH AVE | TONOPAH | AZ | 85354 | Maricopa | 2 | Open | 1989-05-01 | 20000 | Diesel | COMPARTMENT A | Single Walled | Fiberglass Reinforced Plastic | Pressure | Single Walled | Fiberglass Reinforced Plastic
0-006518 | TONOPAH TRAVEL CENTER | 1010 N 339TH AVE | TONOPAH | AZ | 85354 | Maricopa | 1 | Open | 1989-05-01 | 20000 | Diesel | COMPARTMENT A | Single Walled | Fiberglass Reinforced Plastic | Pressure | Single Walled | Fiberglass Reinforced Plastic
0-000676 | BENNETT OIL | 810 E SHELDON ST | PRESCOTT | AZ | 86301 | Yavapai | 11 | Perm Closure | 1984-01-01 | 4000 | New Oil | COMPARTMENT A | Single Walled | Asphalt coated or Bare Steel | Suction - Check Valve at the Tank Top | Single Walled | Bare or Galvanized Steel | Removal | 2005-09-28
0-000676 | BENNETT OIL | 810 E SHELDON ST | PRESCOTT | AZ | 86301 | Yavapai | 8 | Perm Closure | 1984-01-01 | 8000 | Diesel | COMPARTMENT A | Single Walled | Asphalt coated or Bare Steel | Pressure |  | Fiberglass Reinforced Plastic | Removal | 2015-03-20
0-005281 | UNOCAL #4064 | 5452 W GLENDALE AVE | GLENDALE | AZ | 85301 | Maricopa | 1 | Perm Closure | 1969-01-01 | 10000 | Gasoline | COMPARTMENT A |  | Asphalt coated or Bare Steel | Pressure |  | Fiberglass Reinforced Plastic | Removal | 1989-01-01
0-004933 | ARCO AM/PM | 7502 W INDIAN SCHOOL RD | PHOENIX | AZ | 85033 | Maricopa | 10 | Open | 2004-08-01 | 10000 | Gasoline | COMPARTMENT B | Double Walled | Fiberglass Reinforced Plastic
0-004933 | ARCO AM/PM | 7502 W INDIAN SCHOOL RD | PHOENIX | AZ | 85033 | Maricopa | 5 | Perm Closure | 1991-08-01 | 12000 | Gasoline | COMPARTMENT A | Double Walled | Fiberglass Reinforced Plastic | Pressure | Double Walled | Fiberglass Reinforced Plastic | Removal | 2004-06-28
0-001205 | CIRCLE K #2700247 | 760 MARINA BLVD | BULLHEAD CITY | AZ | 86442 | Mohave | 3 | Perm Closure | 1970-01-01 | 6000 | Gasoline | COMPARTMENT A |  | Asphalt coated or Bare Steel | Pressure |  |  | Removal | 1995-02-06
0-001121 | CHEVRON #9-5645 | 2000 HIGHWAY 95 | BULLHEAD CITY | AZ | 86442 | Mohave | 8 | Perm Closure | 1990-05-09 | 1000 | Used Oil/Waste Oil | COMPARTMENT A | Double Walled | Composite (Steel/Fiberglass) | Gravity Feed | Double Walled | Fiberglass Reinforced Plastic | Removal | 1993-07-07
0-001121 | CHEVRON #9-5645 | 2000 HIGHWAY 95 | BULLHEAD CITY | AZ | 86442 | Mohave | 1 | Perm Closure | 1971-01-01 | 9942 | Gasoline | COMPARTMENT A | Single Walled | Asphalt coated or Bare Steel |  |  |  | Removal | 1990-04-03
0-001121 | CHEVRON #9-5645 | 2000 HIGHWAY 95 | BULLHEAD CITY | AZ | 86442 | Mohave | 3 | Perm Closure | 1971-01-01 | 5000 | Gasoline | COMPARTMENT A | Single Walled | Asphalt coated or Bare Steel | Pressure |  |  | Removal | 1990-04-03
0-004412 | CAMELBACK COLONNADE | 1949 E CAMELBACK RD | PHOENIX | AZ | 85016 | Maricopa | 10 | Perm Closure | 1962-01-01 | 10000 | Gasoline | COMPARTMENT A | Single Walled | Asphalt coated or Bare Steel |  |  |  | Removal | 1986-05-01
0-004478 | SHAY OIL | 10747 S FORTUNA RD | YUMA | AZ | 85367 | Yuma | 5 | Perm Closure | 1974-01-01 | 10000 | Diesel | COMPARTMENT A |  | Asphalt coated or Bare Steel | Pressure |  |  | Removal | 1993-06-01
0-004478 | SHAY OIL | 10747 S FORTUNA RD | YUMA | AZ | 85367 | Yuma | 6 | Perm Closure | 1974-01-01 | 12000 | Diesel | COMPARTMENT A |  | Asphalt coated or Bare Steel | Pressure |  |  | Removal | 1993-06-01
0-006355 | HANNAGAN MEADOW LODGE |  | HANNAGAN MEADOW |  |  | Greenlee | 2 | Perm Closure | 2005-06-17 | 1000 | Gasoline | COMPARTMENT A | Unknown | Unknown |  |  |  | Removal | 1989-10-01
0-001637 | R+L CARRIERS INC | 830 S 25TH AVE | PHOENIX | AZ | 85009 | Maricopa | 5 | Perm Closure | 1963-01-01 | 10000 | Diesel | COMPARTMENT A | Single Walled | Asphalt coated or Bare Steel |  |  |  | Removal | 1991-04-11
0-001637 | R+L CARRIERS INC | 830 S 25TH AVE | PHOENIX | AZ | 85009 | Maricopa | 4 | Perm Closure | 1974-01-01 | 20000 | Diesel | COMPARTMENT A | Single Walled | Asphalt coated or Bare Steel | Pressure | Double Walled | Fiberglass Reinforced Plastic | Removal | 2017-04-26
0-010091 | SUPER GAS | 611 E MAIN ST | SOMERTON | AZ | 85350 | Yuma | 1 | Open | 2006-05-11 | 5000 | Diesel | COMPARTMENT A | Double Walled | Fiberglass Reinforced Plastic | Pressure | Double Walled | Fiberglass Reinforced Plastic
0-005081 | UNOCAL #7363 | 7920 E 22ND ST | TUCSON | AZ | 85710 | Pima | 4 | Perm Closure | 1978-01-01 | 10000 | Gasoline | COMPARTMENT A |  | Asphalt coated or Bare Steel | Pressure |  | Fiberglass Reinforced Plastic | Removal | 1993-07-29
0-005081 | UNOCAL #7363 | 7920 E 22ND ST | TUCSON | AZ | 85710 | Pima | 2 | Perm Closure | 1978-01-01 | 10000 | Gasoline | COMPARTMENT A |  | Asphalt coated or Bare Steel | Pressure |  | Fiberglass Reinforced Plastic | Removal | 1993-07-29
0-007655 | UNOCAL #5952 | 840 E SOUTHERN AVE | TEMPE | AZ | 85282 | Maricopa | 4 | Perm Closure | 1970-01-01 | 10000 | Gasoline | COMPARTMENT A | Double Walled | Asphalt coated or Bare Steel | Pressure |  | Fiberglass Reinforced Plastic | Removal | 1989-01-01
0-003612 | THREE POINTS GENERAL STORE | 16225 W AJO HWY | TUCSON | AZ | 85735 | Pima | 1 | Perm Closure | 1975-01-01 | 4000 | Gasoline | COMPARTMENT A |  | Asphalt coated or Bare Steel | Pressure |  |  | Removal | 1995-02-16
0-003612 | THREE POINTS GENERAL STORE | 16225 W AJO HWY | TUCSON | AZ | 85735 | Pima | 7 | Perm Closure | 1965-01-01 | 550 | Unidentified | COMPARTMENT A |  | Asphalt coated or Bare Steel |  |  |  | Removal | 1989-10-31
0-003612 | THREE POINTS GENERAL STORE | 16225 W AJO HWY | TUCSON | AZ | 85735 | Pima | 10 | Open | 1995-02-16 | 5000 | Diesel | COMPARTMENT A | Double Walled | Composite (Steel/Fiberglass) | Pressure | Double Walled | Fiberglass Reinforced Plastic
0-000648 | QUIK CHEK MARKET | 26 W MAIN | QUARTZSITE | AZ | 85346 | La Paz | 4 | Perm Closure | 1988-04-01 | 12000 | Diesel | COMPARTMENT A | Single Walled | Asphalt coated or Bare Steel | Pressure |  |  | Removal | 2014-05-13
0-000595 | LAKE POWELL JET CENTER HANGER | 901 SAGE AVE | PAGE | AZ | 86040 | Coconino | 7 | Perm Closure | 1965-01-01 | 6000 | Jet Fuel | COMPARTMENT A |  | Asphalt coated or Bare Steel |  |  |  | Removal | 1986-01-01
0-004928 | TEXACO #60-349-1025 | 5201 E THOMAS RD | PHOENIX | AZ | 85018 | Maricopa | 5 | Perm Closure | 1974-01-01 | 10000 | Gasoline | COMPARTMENT A |  | Asphalt coated or Bare Steel |  |  |  | Removal | 1988-07-21
0-000051 | RINKER MATERIALS | 1011 W VALENCIA RD | TUCSON | AZ | 85706 | Pima | 3 | Perm Closure | 1967-01-01 | 1000 | Used Oil/Waste Oil | COMPARTMENT A | Single Walled | Asphalt coated or Bare Steel |  |  |  | Removal | 1987-07-17
0-004780 | SUNDT CORP - EQUIPMENT SERVICE YARD | 2642 S 20TH PL | PHOENIX | AZ | 85034 | Maricopa | 3 | Perm Closure | 1974-02-11 | 4000 | Gasoline | COMPARTMENT A | Double Walled | Asphalt coated or Bare Steel | Suction - Check Valve at the Tank Top |  |  | Removal | 1995-05-23
0-004685 | 7-ELEVEN #26411 | 8410 E MCDONALD DR | SCOTTSDALE | AZ | 85250 | Maricopa | 2 | Perm Closure | 1985-11-10 | 10000 | Gasoline | COMPARTMENT A | Unknown | Fiberglass Reinforced Plastic |  |  |  | Removal | 1994-12-02
0-001538 | CITIZEN AUTO STAGE CO | 351 S BRICKYARD LN | TUCSON | AZ | 85745 | Pima | 3 | Perm Closure | 1973-01-01 | 1000 | Used Oil/Waste Oil | COMPARTMENT A |  | Asphalt coated or Bare Steel |  |  |  | Removal | 1998-11-03
0-002735 | UNITED METRO MATERIALS | 2854 W BASELINE AVE | APACHE JUNCTION | AZ | 85120 | Pinal | 2 | Perm Closure | 1981-05-05 | 12000 | Diesel | COMPARTMENT A | Single Walled | Asphalt coated or Bare Steel |  |  |  | Removal | 1989-12-12
0-005302 | UNOCAL #5765 | 8450 E BROADWAY BLVD | TUCSON | AZ | 85710 | Pima | 4 | Perm Closure | 1989-01-01 | 12000 | Gasoline | COMPARTMENT A | Double Walled | Composite (Steel/Fiberglass) | Pressure |  | Fiberglass Reinforced Plastic | Removal | 2000-01-14
0-000918 | MAIN EVENT RV PARK & RESTAURANT | 1265 W MAIN ST | QUARTZSITE | AZ | 85346 | La Paz | 3 | Perm Closure | 1985-01-01 | 8000 | Gasoline | COMPARTMENT A | Double Walled | Fiberglass Reinforced Plastic | Pressure |  | Fiberglass Reinforced Plastic | Removal | 2000-05-12
0-004335 | DON GUTHRIE SERVICE CENTER |  | YUCCA |  |  | Mohave | 3 | Perm Closure | 1959-01-01 | 2500 | Used Oil/Waste Oil | COMPARTMENT A | Single Walled | Asphalt coated or Bare Steel |  |  |  | Removal | 1990-04-14
0-010520 | FRYS FOOD & DRUG STORES #114 | 9245 W UNION HILLS DR | PEORIA | AZ | 85382 | Maricopa | 1 | Open | 2014-08-29 | 20000 | Gasoline | COMPARTMENT A | Double Walled | Fiberglass Reinforced Plastic | Pressure | Double Walled | Fiberglass Reinforced Plastic
0-006676 | CITY OF GLOBE - MAINTENANCE YARD | 360 W OIL CIRCLE RD | GLOBE | AZ | 85501 | Gila | 1 | Perm Closure | 1989-01-01 | 6000 | Diesel | COMPARTMENT A |  | Fiberglass Reinforced Plastic | Suction - Check Valve at the Tank Top |  |  | Removal | 1999-02-19
0-006676 | CITY OF GLOBE - MAINTENANCE YARD | 360 W OIL CIRCLE RD | GLOBE | AZ | 85501 | Gila | 3 | Perm Closure | 1990-08-01 | 550 | Used Oil/Waste Oil | COMPARTMENT A |  | Fiberglass Reinforced Plastic | Gravity Feed |  |  | Removal | 2018-12-12
0-002449 | HAYDEN HIGH SCHOOL | 824 N THORNE AVE | WINKELMAN | AZ | 85192 | Pinal | 1 | Perm Closure | 1960-05-08 | 1000 | Gasoline | COMPARTMENT A | Single Walled | Asphalt coated or Bare Steel | Suction - Check Valve at the Tank Top |  |  | Removal | 1995-03-21
0-001772 | BROCK SUPPLY COMPANY | 2150 E 1ST ST | TEMPE | AZ | 85281 | Maricopa | 2 | Perm Closure | 1971-01-01 | 2000 | Gasoline | COMPARTMENT A |  | Asphalt coated or Bare Steel |  |  |  | Removal | 1990-07-10
0-000775 | DC PROPERTIES INC |  | CASA GRANDE |  |  | Pinal | 1 | Perm Closure | 1964-01-01 | 1000 | Gasoline | COMPARTMENT A |  | Asphalt coated or Bare Steel |  |  |  | Removal | 1989-06-23
0-006600 | CIRCLE K #2701994 | 310 N MESA DR | MESA | AZ | 85201 | Maricopa | 2 | Open | 1988-01-01 | 10000 | Gasoline | COMPARTMENT A | Double Walled | Fiberglass Reinforced Plastic | Pressure | Single Walled | Fiberglass Reinforced Plastic
0-003796 | MARTORI FARMS | 51040 W VALLEY RD | AGUILA | AZ | 85320 | Maricopa | 4 | Perm Closure | 1961-01-01 | 8000 | Gasoline | COMPARTMENT A |  | Asphalt coated or Bare Steel |  |  |  | Removal | 1980-01-01
0-003796 | MARTORI FARMS | 51040 W VALLEY RD | AGUILA | AZ | 85320 | Maricopa | 1 | Perm Closure | 1981-01-01 | 10000 | Gasoline | COMPARTMENT A |  | Asphalt coated or Bare Steel | Suction - Check Valve at the Tank Top |  |  | Removal | 1999-03-02
0-006480 | PAGE UNIFIED SCHOOL DISTRICT #8 | 817 AQUA AVE | PAGE | AZ | 86040 | Coconino | 2 | Open | 1983-10-19 | 12000 | Diesel | COMPARTMENT A | Double Walled | Fiberglass Reinforced Plastic | Pressure | Double Walled | Fiberglass Reinforced Plastic
0-003623 | PASQUINELLI PRODUCE CO |  | YUMA |  |  | Yuma | 1 | Perm Closure | 1978-01-01 | 12000 | Gasoline | COMPARTMENT A |  | Asphalt coated or Bare Steel |  |  |  | Removal | 1988-12-01
0-000165 | MR & MRS H L ANDERSON | 17001 W OLIVE | GLENDALE | AZ | 85355 | Maricopa | 1 | Perm Closure | 1979-01-01 | 10000 | Diesel | COMPARTMENT A |  | Asphalt coated or Bare Steel |  |  |  | Removal | 1988-03-01
0-009165 | SADDLE RAILROAD STATION |  | SADDLE |  |  | Maricopa | 1 | Perm Closure | 2005-06-17 | 300 | Gasoline | COMPARTMENT A | Unknown | Asphalt coated or Bare Steel |  |  |  | Removal | 1997-12-12
0-009743 | SAFEWAY #1543 | 29834 N CAVE CREEK RD | PHOENIX | AZ | 85331 | Maricopa | 2 | Open | 2000-11-01 | 20000 | Gasoline | COMPARTMENT A | Double Walled | Composite (Steel/Fiberglass) | Pressure | Double Walled | Fiberglass Reinforced Plastic
0-002054 | QUIK MART #19 | 7667 E ESCALANTE RD | TUCSON | AZ | 85730 | Pima | 4 | Open | 1987-01-01 | 10000 | Gasoline | COMPARTMENT A | Double Walled | Composite (Steel/Fiberglass) | Pressure |  | Fiberglass Reinforced Plastic
0-007487 | RANCH TEXACO/RANCH MOBIL | 9550 N 90TH ST | SCOTTSDALE | AZ | 85258 | Maricopa | 3 | Perm Closure | 1985-01-01 | 12000 | Gasoline (UL) | COMPARTMENT A | Double Walled | Fiberglass Reinforced Plastic | Pressure |  | Fiberglass Reinforced Plastic | Removal | 2019-03-12
0-003953 | POWERS MOBIL SERVICE | 223 E MONROE AVE | BUCKEYE | AZ | 85326 | Maricopa | 4 | Perm Closure | 1988-12-01 | 6000 | Gasoline | COMPARTMENT A |  | Fiberglass Reinforced Plastic | Suction - Check Valve at the Tank Top | Single Walled | Bare or Galvanized Steel | Removal | 2006-03-21
0-003953 | POWERS MOBIL SERVICE | 223 E MONROE AVE | BUCKEYE | AZ | 85326 | Maricopa | 3 | Perm Closure | 1988-12-01 | 6000 | Gasoline | COMPARTMENT A |  | Fiberglass Reinforced Plastic | Suction - Check Valve at the Tank Top |  | Fiberglass Reinforced Plastic | Removal | 2006-03-21
0-009142 | PRIVATE RESIDENCE | 10600 E SUNDANCE CIR | TUCSON | AZ | 85749 | Pima | 1 | Perm Closure | 2005-06-17 | 2000 | Gasoline | COMPARTMENT A | Unknown | Asphalt coated or Bare Steel |  |  |  | Removal | 1997-09-18
0-007418 | ARIZONA TRAINING PROGRAM TUCSON | 4710 E 29TH ST | TUCSON | AZ | 85711 | Pima | 2 | Perm Closure | 1970-01-01 | 1000 | Gasoline | COMPARTMENT A | Unknown | Asphalt coated or Bare Steel | Suction - Check Valve at the Tank Top |  |  | Removal | 1991-08-29
0-007418 | ARIZONA TRAINING PROGRAM TUCSON | 4710 E 29TH ST | TUCSON | AZ | 85711 | Pima | 1 | Perm Closure | 1970-01-01 | 1000 | Gasoline | COMPARTMENT A | Unknown | Asphalt coated or Bare Steel | Suction - Check Valve at the Tank Top |  |  | Removal | 1991-08-28
0-000077 | AGGREGATE PRODUCTS CO INC | 1316 S 19TH DR | PHOENIX | AZ | 85009 | Maricopa | 2 | Perm Closure | 1971-01-01 | 1000 | Gasoline | COMPARTMENT A |  | Asphalt coated or Bare Steel |  |  |  | Removal | 1987-01-01
0-007240 | CENTRAL COMMERCIAL | 5210 S LAKEWOOD RD | FORT MOHAVE | AZ | 86426 | Mohave | 1 | Perm Closure | 1981-06-01 | 500 | Diesel | COMPARTMENT A | Double Walled | Asphalt coated or Bare Steel |  |  |  | Removal | 1991-04-09
0-006149 | USDA FS - BRADSHAW RANGER STATION | 2230 E HIGHWAY 69 | PRESCOTT | AZ | 86301 | Yavapai | 2 | Perm Closure | 1976-07-19 | 1000 | Gasoline | COMPARTMENT A | Unknown | Unknown |  |  |  | Removal | 1990-02-21
0-003334 | TUCSON CRAYCROFT #123010 | 5445 E 29TH ST | TUCSON | AZ | 85711 | Pima | 1 | Perm Closure | 1972-01-07 | 2000 | Diesel | COMPARTMENT A | Double Walled | Asphalt coated or Bare Steel |  |  |  | Removal | 1990-03-01
0-008099 | TOWERS TEXACO | 2816 S COUNTRY CLUB DR | MESA | AZ | 85210 | Maricopa | 2 | Perm Closure | 1990-06-01 | 12000 | Gasoline | COMPARTMENT A | Double Walled | Composite (Steel/Fiberglass) | Pressure | Double Walled | Fiberglass Reinforced Plastic | Removal | 2012-03-12
0-004954 | UNIVERSITY SHELL #852 | 2350 N 1ST AVE | TUCSON | AZ | 85719 | Pima | 8 | Perm Closure | 1986-12-01 | 8000 | Gasoline | COMPARTMENT A | Double Walled | Fiberglass Reinforced Plastic | Pressure |  | Fiberglass Reinforced Plastic | Removal | 2011-09-09
0-004954 | UNIVERSITY SHELL #852 | 2350 N 1ST AVE | TUCSON | AZ | 85719 | Pima | 1 | Perm Closure | 1973-04-07 | 10000 | Gasoline | COMPARTMENT A | Double Walled | Asphalt coated or Bare Steel |  |  |  | Removal | 1986-12-01
0-004799 | SUPERIOR TIRE | 1900 HIGHWAY 95 | BULLHEAD CITY | AZ | 86442 | Mohave | 3 | Perm Closure | 1979-05-09 | 10000 | Gasoline | COMPARTMENT A | Double Walled | Fiberglass Reinforced Plastic |  |  |  | Closed in Place | 1988-12-21
0-006113 | SWIFT AVIATION | 2602 E SKY HARBOR BLVD | PHOENIX | AZ | 85034 | Maricopa | 4 | Perm Closure | 1987-10-01 | 1000 | Used Oil/Waste Oil | COMPARTMENT A |  | Asphalt coated or Bare Steel | Gravity Feed |  | Bare or Galvanized Steel | Removal | 2004-05-05
0-006113 | SWIFT AVIATION | 2602 E SKY HARBOR BLVD | PHOENIX | AZ | 85034 | Maricopa | 6 | Perm Closure | 1970-01-01 | 500 | Used Oil/Waste Oil | COMPARTMENT A |  | Asphalt coated or Bare Steel |  |  |  | Removal | 1997-04-09
0-008088 | WITTS TEXACO | 110 S CALIFORNIA AVE | PARKER | AZ | 85344 | La Paz | 2 | Perm Closure | 1955-01-01 |  | Gasoline | COMPARTMENT A | Unknown | Asphalt coated or Bare Steel |  |  |  | Removal | 1992-05-01
0-005125 | GOOD 2 GO STORES #524 | 101 ARIZONA ST | BISBEE | AZ | 85603 | Cochise | 3 | Open | 1986-04-22 | 10000 | Gasoline | COMPARTMENT A | Double Walled | Composite (Steel/Fiberglass) | Pressure |  | Fiberglass Reinforced Plastic
0-001000 | CITY OF CHANDLER - WWTP | 249 E CHICAGO ST | CHANDLER | AZ | 85225 | Maricopa | 7 | Perm Closure | 2013-07-25 | 500 | Unidentified | COMPARTMENT A |  | Asphalt coated or Bare Steel |  |  |  | Removal | 2013-05-30
0-001000 | CITY OF CHANDLER - WWTP | 249 E CHICAGO ST | CHANDLER | AZ | 85225 | Maricopa | 6 | Perm Closure | 1985-01-01 | 1000 | Used Oil/Waste Oil | COMPARTMENT A |  | Asphalt coated or Bare Steel |  |  |  | Removal | 1990-08-07
0-003464 | ARIZONA ARMY NATIONAL GUARD - PAPAGO MILITARY RESERVATION | 5636 E MCDOWELL RD | PHOENIX | AZ | 85008 | Maricopa | 19 | Perm Closure | 1953-01-01 | 1000 | Gasoline | COMPARTMENT A | Single Walled | Asphalt coated or Bare Steel |  |  |  | Removal | 1994-03-17
0-003464 | ARIZONA ARMY NATIONAL GUARD - PAPAGO MILITARY RESERVATION | 5636 E MCDOWELL RD | PHOENIX | AZ | 85008 | Maricopa | 2 | Perm Closure | 1983-01-01 | 1000 | Diesel | COMPARTMENT A | Single Walled | Asphalt coated or Bare Steel | Suction - Check Valve at the Tank Top |  |  | Removal | 1994-03-17
0-003464 | ARIZONA ARMY NATIONAL GUARD - PAPAGO MILITARY RESERVATION | 5636 E MCDOWELL RD | PHOENIX | AZ | 85008 | Maricopa | 15 | Perm Closure | 1976-01-01 | 300 | Used Oil/Waste Oil | COMPARTMENT A | Single Walled | Asphalt coated or Bare Steel | Gravity Feed |  |  | Removal | 1995-06-21
0-003464 | ARIZONA ARMY NATIONAL GUARD - PAPAGO MILITARY RESERVATION | 5636 E MCDOWELL RD | PHOENIX | AZ | 85008 | Maricopa | 18 | Perm Closure | 1940-01-01 | 300 | Gasoline | COMPARTMENT A | Single Walled | Asphalt coated or Bare Steel |  |  |  | Removal | 1990-04-04
0-003464 | ARIZONA ARMY NATIONAL GUARD - PAPAGO MILITARY RESERVATION | 5636 E MCDOWELL RD | PHOENIX | AZ | 85008 | Maricopa | 3 | Perm Closure | 1953-01-01 | 1000 | Gasoline | COMPARTMENT A | Single Walled | Asphalt coated or Bare Steel |  |  |  | Removal | 1988-07-27
0-003464 | ARIZONA ARMY NATIONAL GUARD - PAPAGO MILITARY RESERVATION | 5636 E MCDOWELL RD | PHOENIX | AZ | 85008 | Maricopa | 17 | Perm Closure | 1986-10-20 | 10000 | Diesel | COMPARTMENT A | Unknown | Fiberglass Reinforced Plastic | Pressure |  | Fiberglass Reinforced Plastic | Removal | 1997-04-15
0-005676 | PEORIA GAS - CHEVRON - FORMER | 8246 W THUNDERBIRD RD | PEORIA | AZ | 85381 | Maricopa | 2 | Perm Closure | 1973-04-06 | 10000 | Diesel | COMPARTMENT A | Double Walled | Asphalt coated or Bare Steel | Pressure |  | Bare or Galvanized Steel | Removal | 1990-04-19
0-005676 | PEORIA GAS - CHEVRON - FORMER | 8246 W THUNDERBIRD RD | PEORIA | AZ | 85381 | Maricopa | 1 | Perm Closure | 1973-04-06 | 10000 | Gasoline | COMPARTMENT A | Double Walled | Asphalt coated or Bare Steel | Pressure |  | Bare or Galvanized Steel | Removal | 1990-04-19
0-000611 | JACKSONS ENERGY #6794 | 500 W THIRD ST | WINSLOW | AZ | 86047 | Navajo | 1 | Perm Closure | 2005-06-17 | 8000 | Gasoline | COMPARTMENT A |  | Asphalt coated or Bare Steel |  |  |  | Removal | 1987-08-01
0-002262 | GIL'S DRILLING & EXCAVATING INC | 2245 W SHANGRI LA RD | PHOENIX | AZ | 85029 | Maricopa | 2 | Perm Closure | 1971-05-03 | 1000 | Gasoline | COMPARTMENT A | Single Walled | Asphalt coated or Bare Steel |  |  |  | Removal | 1990-06-27
0-009912 | FRYS FUEL CENTER #19 | 3900 E GRANT RD | TUCSON | AZ | 85712 | Pima | 1 | Perm Closure | 2001-12-11 | 8000 | Diesel | COMPARTMENT A | Double Walled | Fiberglass Reinforced Plastic |  |  |  | Removal | 2018-02-22
0-000963 | FOSTER ELECTRIC MOTOR SERVICE | 336 S WASHINGTON ST | CHANDLER | AZ | 85225 | Maricopa | 1 | Perm Closure | 1970-01-01 | 500 | Gasoline | COMPARTMENT A |  | Asphalt coated or Bare Steel |  |  |  | Removal | 1994-08-01
0-006754 | HUMBOLDT UNIFIED SD TRANSPORTATION DEPT | 3300 N LAKE VALLEY RD | PRESCOTT VALLEY | AZ | 86314 | Yavapai | 1 | Perm Closure | 1987-01-01 | 6000 | Gasoline | COMPARTMENT A | Single Walled | Fiberglass Reinforced Plastic | Suction - Check Valve at the Tank Top | Single Walled | Fiberglass Reinforced Plastic | Removal | 2009-07-28
0-002860 | K MART #3014 | 1602 E ROOSEVELT ST | PHOENIX | AZ | 85006 | Maricopa | 1 | Perm Closure | 1972-04-28 | 1000 | Used Oil/Waste Oil | COMPARTMENT A | Double Walled | Asphalt coated or Bare Steel |  |  |  | Removal | 1990-09-24
0-003033 | SAN MANUEL HIGH SCHOOL | 711 S MCNAB PKWY | SAN MANUEL | AZ | 85631 | Pinal | 2 | Perm Closure | 1976-01-01 | 5000 | Gasoline | COMPARTMENT A | Single Walled | Asphalt coated or Bare Steel |  |  |  | Removal | 1989-08-14
0-008802 | III COUNTIES DISTRIBUTING | 812 S 11TH AVE | SAFFORD | AZ | 85546 | Graham | 2 | Open | 1998-10-20 | 7000 | Diesel | COMPARTMENT B | Double Walled | Composite (Steel/Fiberglass)
0-005511 | SUNNYSLOPE SHELL | 8941 N CENTRAL AVE | PHOENIX | AZ | 85020 | Maricopa | 2 | Perm Closure | 1987-01-01 | 10000 | Gasoline | COMPARTMENT A | Double Walled | Fiberglass Reinforced Plastic | Pressure |  | Fiberglass Reinforced Plastic | Removal | 1993-12-09
0-008048 | J&P TIRE & AUTOMOTIVE | 20907 E OCOTILLO RD | QUEEN CREEK | AZ | 85142 | Maricopa | 1 | Perm Closure | 2005-06-17 | 6000 | Gasoline | COMPARTMENT A | Unknown | Asphalt coated or Bare Steel | Suction - Check Valve at the Tank Top |  | Bare or Galvanized Steel | Removal | 1995-05-25
0-008048 | J&P TIRE & AUTOMOTIVE | 20907 E OCOTILLO RD | QUEEN CREEK | AZ | 85142 | Maricopa | 2 | Perm Closure | 2005-06-17 | 6000 | Gasoline | COMPARTMENT A | Unknown | Asphalt coated or Bare Steel | Suction - Check Valve at the Tank Top |  | Bare or Galvanized Steel | Removal | 1995-05-25
0-005373 | ALL ABOUT TIRES | 1205 W APACHE TRL | APACHE JUNCTION | AZ | 85120 | Pinal | 2 | Perm Closure | 1974-07-15 | 5000 | Gasoline | COMPARTMENT A | Double Walled | Asphalt coated or Bare Steel |  |  |  | Removal | 1991-08-28
0-005265 | SAST MART | 1115 W WICKENBURG WAY | WICKENBURG | AZ | 85390 | Maricopa | 3 | Perm Closure | 1957-01-01 | 10000 | Diesel | COMPARTMENT A | Single Walled | Asphalt coated or Bare Steel | Pressure |  |  | Removal | 1994-10-01
0-005265 | SAST MART | 1115 W WICKENBURG WAY | WICKENBURG | AZ | 85390 | Maricopa | 1 | Perm Closure | 1957-01-01 | 10000 | Gasoline | COMPARTMENT A | Single Walled | Asphalt coated or Bare Steel | Pressure |  |  | Removal | 1994-10-01
0-007552 | ISAAC MIDDLE SCHOOL | 3402 W MCDOWELL RD | PHOENIX | AZ | 85009 | Maricopa | 7 | Perm Closure | 2005-06-17 |  | Unidentified | COMPARTMENT A | Double Walled | Composite (Steel/Fiberglass) |  |  |  | Removal | 1988-12-13
0-005027 | THOMAS HEATING & AIR CONDITIONING | 3726 E THOMAS RD | PHOENIX | AZ | 85018 | Maricopa | 2 | Perm Closure | 1965-01-01 | 2000 | Unidentified | COMPARTMENT A |  | Asphalt coated or Bare Steel |  |  |  | Closed in Place | 1979-07-31
0-001616 | CIRCLE K #1939 | 121 E MAIN ST | SOMERTON | AZ | 85350 | Yuma | 1 | Open | 1986-03-16 | 10000 | Diesel | COMPARTMENT A | Single Walled | Fiberglass Reinforced Plastic | Pressure | Single Walled | Fiberglass Reinforced Plastic
0-003277 | MOBIL 18-HB6 | 1020 E 16TH ST | YUMA | AZ | 85365 | Yuma | 7 | Perm Closure | 1990-05-06 | 10000 | Gasoline | COMPARTMENT A |  | Fiberglass Reinforced Plastic | Pressure |  | Fiberglass Reinforced Plastic | Removal | 1991-12-19
0-003271 | EXXONMOBIL OIL CORP #11966 | 1502 W CAMELBACK RD | PHOENIX | AZ | 85015 | Maricopa | 2 | Perm Closure | 1970-01-01 | 10000 | Gasoline | COMPARTMENT A |  | Asphalt coated or Bare Steel | Pressure |  |  | Removal | 1988-06-02
0-006188 | CITY OF TUCSON - RILLITO POLICE SUBSTATION | 1019 W PRINCE RD | TUCSON | AZ | 85705 | Pima | 1 | Perm Closure | 1982-01-01 | 12000 | Gasoline | COMPARTMENT A | Single Walled | Fiberglass Reinforced Plastic | Pressure |  | Fiberglass Reinforced Plastic | Removal | 2007-10-17
0-004506 | SHORES COMMUNICATION SERVICE INC | 627 E ASH ST | GLOBE | AZ | 85501 | Gila | 1 | Perm Closure | 1974-04-23 | 1000 | Gasoline | COMPARTMENT A | Unknown | Asphalt coated or Bare Steel |  |  |  | Removal | 1992-01-15
0-006116 | SOUTHWEST ROOFING SUPPLY | 3151 W OSBORN RD | PHOENIX | AZ | 85017 | Maricopa | 1 | Perm Closure | 1975-01-01 | 1000 | Gasoline | COMPARTMENT A |  | Asphalt coated or Bare Steel | Suction - Check Valve at the Tank Top |  |  | Removal | 1992-12-04
0-004452 | BUTLER EASY MART | 1311 E BUTLER AVE | FLAGSTAFF | AZ | 86001 | Coconino | 5 | Perm Closure | 1982-01-01 | 10000 | Gasoline | COMPARTMENT A |  | Asphalt coated or Bare Steel | Pressure | Single Walled | Bare or Galvanized Steel | Removal | 1992-04-17
0-004452 | BUTLER EASY MART | 1311 E BUTLER AVE | FLAGSTAFF | AZ | 86001 | Coconino | 2 | Perm Closure | 1982-01-01 | 10000 | Gasoline | COMPARTMENT A |  | Asphalt coated or Bare Steel | Pressure | Single Walled | Bare or Galvanized Steel | Removal | 1992-04-17
0-007548 | DESERT SCHOOLS FEDERAL CREDIT UNION - PAPAGO BRANCH | 148 N 48TH ST | PHOENIX | AZ | 85034 | Maricopa | 3 | Perm Closure | 2005-06-17 | 1100 | Gasoline | COMPARTMENT A | Unknown | Unknown |  |  |  | Removal | 1989-01-01
0-002481 | HEXCEL CORPORATION | 1214 W GILA BEND HWY | CASA GRANDE | AZ | 85122 | Pinal | 13 | Perm Closure | 1975-01-01 | 4000 | Hazardous Substance | COMPARTMENT A | Single Walled | Asphalt coated or Bare Steel | Gravity Feed | Single Walled | Bare or Galvanized Steel | Removal | 1997-12-09
0-002417 | CARIOCA #18 | 379 S MAIN ST | SNOWFLAKE | AZ | 85937 | Navajo | 6 | Perm Closure | 1990-08-23 | 10000 | Gasoline | COMPARTMENT A | Double Walled | Composite (Steel/Fiberglass) | Pressure | Single Walled | Fiberglass Reinforced Plastic | Removal | 2018-10-18
0-007960 | DILLARDS DISTRIBUTION CENTER | 396 N WILLIAM DILLARD DR | GILBERT | AZ | 85233 | Maricopa | 1 | Open | 1991-01-01 | 15000 | Diesel | COMPARTMENT A | Single Walled | Fiberglass Reinforced Plastic | Pressure |  | Fiberglass Reinforced Plastic
0-002005 | ESPERANAZA EXXON | 61 W ESPERANZA BLVD | GREEN VALLEY | AZ | 85614 | Pima | 6 | Perm Closure | 1966-01-01 | 550 | Used Oil/Waste Oil | COMPARTMENT A |  | Asphalt coated or Bare Steel | Gravity Feed |  |  | Removal | 1994-08-29
0-002005 | ESPERANAZA EXXON | 61 W ESPERANZA BLVD | GREEN VALLEY | AZ | 85614 | Pima | 8 | Perm Closure | 1994-08-01 | 12000 | Gasoline | COMPARTMENT A | Double Walled | Fiberglass Reinforced Plastic | Pressure | Double Walled | Fiberglass Reinforced Plastic | Removal | 2018-11-16
0-001236 | CIRCLE K #2700483 | 1785 W PRINCE RD | TUCSON | AZ | 85705 | Pima | 1 | Perm Closure | 1971-01-01 | 10000 | Gasoline | COMPARTMENT A |  | Asphalt coated or Bare Steel | Pressure |  |  | Removal | 1996-02-05
0-001236 | CIRCLE K #2700483 | 1785 W PRINCE RD | TUCSON | AZ | 85705 | Pima | 2 | Perm Closure | 1971-01-01 | 10000 | Gasoline | COMPARTMENT A |  | Asphalt coated or Bare Steel | Pressure |  |  | Removal | 1996-02-05
0-001996 | EXXON #7-3504 | 1306 W GRANT RD | TUCSON | AZ | 85745 | Pima | 4 | Perm Closure | 1984-01-01 | 1000 | Used Oil/Waste Oil | COMPARTMENT A | Double Walled | Composite (Steel/Fiberglass) | Gravity Feed |  | Fiberglass Reinforced Plastic | Removal | 2011-04-28
0-006569 | PIMA COUNTY - HOUGHTON AUTOMOTIVE SERVICES | 4700 S HOUGHTON RD | TUCSON | AZ | 85730 | Pima | 2 | Perm Closure | 1960-12-27 | 5000 | Diesel | COMPARTMENT A | Double Walled | Asphalt coated or Bare Steel |  |  |  | Removal | 1989-06-01
0-006451 | RALPH'S SELF SERVE | 3536 LONDON BRIDGE RD | LAKE HAVASU CITY | AZ | 86404 | Mohave | 1 | Perm Closure | 1974-01-01 | 10000 | Gasoline | COMPARTMENT A |  | Asphalt coated or Bare Steel |  |  |  | Removal | 2007-03-22
0-006451 | RALPH'S SELF SERVE | 3536 LONDON BRIDGE RD | LAKE HAVASU CITY | AZ | 86404 | Mohave | 2 | Perm Closure | 1974-01-01 | 10000 | Gasoline | COMPARTMENT A |  | Asphalt coated or Bare Steel |  |  |  | Removal | 2007-03-22
0-002925 | ABC NISSAN | 1300 E CAMELBACK RD | PHOENIX | AZ | 85014 | Maricopa | 1 | Perm Closure | 1976-01-01 | 550 | Used Oil/Waste Oil | COMPARTMENT A |  | Asphalt coated or Bare Steel |  |  |  | Removal | 1990-12-01
0-002925 | ABC NISSAN | 1300 E CAMELBACK RD | PHOENIX | AZ | 85014 | Maricopa | 2 | Perm Closure | 1970-01-01 | 550 | Used Oil/Waste Oil | COMPARTMENT A |  | Asphalt coated or Bare Steel |  |  |  | Removal | 1974-01-01
0-004932 | QUIK TRIP #488 | 4949 N 51ST AVE | PHOENIX | AZ | 85031 | Maricopa | 6 | Open | 2017-06-02 | 20000 | Gasoline (UL) | COMPARTMENT A | Double Walled | Fiberglass Reinforced Plastic | Pressure | Double Walled | Fiberglass Reinforced Plastic
0-000511 | FOOD MART | 9853 N 19TH AVE | PHOENIX | AZ | 85021 | Maricopa | 7 | Open | 1989-11-01 | 10000 | Gasoline | COMPARTMENT A | Double Walled | Fiberglass Reinforced Plastic | Pressure | Double Walled | Fiberglass Reinforced Plastic
0-000519 | ARCO #5269 | 1812 W CAMELBACK RD | PHOENIX | AZ | 85015 | Maricopa | 5 | Perm Closure | 2005-06-17 | 12000 | Gasoline | COMPARTMENT A | Double Walled | Fiberglass Reinforced Plastic | Pressure |  | Fiberglass Reinforced Plastic | Removal | 2003-09-09
0-000519 | ARCO #5269 | 1812 W CAMELBACK RD | PHOENIX | AZ | 85015 | Maricopa | 4 | Perm Closure | 2005-06-17 | 12000 | Gasoline | COMPARTMENT A | Double Walled | Fiberglass Reinforced Plastic | Pressure |  | Fiberglass Reinforced Plastic | Removal | 2003-09-09
0-000519 | ARCO #5269 | 1812 W CAMELBACK RD | PHOENIX | AZ | 85015 | Maricopa | 2 | Perm Closure | 2005-06-17 | 10000 | Gasoline | COMPARTMENT A | Single Walled | Asphalt coated or Bare Steel |  |  |  | Removal | 1988-02-01
0-001866 | SHEA ENTERPRISES | 3135 E BELL RD | PHOENIX | AZ | 85032 | Maricopa | 5 | Perm Closure | 1980-04-26 | 500 | Used Oil/Waste Oil | COMPARTMENT A | Single Walled | Fiberglass Reinforced Plastic |  |  |  | Removal | 1999-01-28
0-004360 | SAV-ON GAS | 5107 W BUCKEYE RD | PHOENIX | AZ | 85043 | Maricopa | 2 | Perm Closure | 1990-01-24 | 10000 | Gasoline | COMPARTMENT A | Double Walled | Composite (Steel/Fiberglass) | Pressure | Double Walled | Flexible | Removal | 2020-07-07
0-010561 | QUIKTRIP #419 | 2026 W BROADWAY RD | MESA | AZ | 85202 | Maricopa | 1 | Open | 2016-01-25 | 20000 | Gasoline | COMPARTMENT A | Double Walled | Fiberglass Reinforced Plastic | Pressure | Double Walled | Fiberglass Reinforced Plastic
0-003247 | 76 SAKOSON GAS | 3502 W DUNLAP AVE | PHOENIX | AZ | 85051 | Maricopa | 3 | Perm Closure | 1970-04-21 | 10000 | Gasoline | COMPARTMENT A | Unknown | Asphalt coated or Bare Steel | Pressure |  |  | Removal | 1986-07-02
0-009832 | DESPAIN PROPERTY | 505 NAVAJO BLVD | HOLBROOK | AZ | 86025 | Navajo | 2 | Perm Closure | 1955-01-01 | 1000 | Unidentified | COMPARTMENT A | Single Walled | Asphalt coated or Bare Steel |  |  |  | Removal | 2002-05-23
0-008864 | 151-24-013 | 2724 W GLENDALE AVE | PHOENIX | AZ | 85051 | Maricopa | 4 | Perm Closure | 1972-01-01 | 10000 | Gasoline | COMPARTMENT A | Double Walled | Asphalt coated or Bare Steel | Pressure |  |  | Removal | 1997-03-24
0-005051 | CIRCLE K STORE NO. 9161 | 4040 W CHANDLER BLVD | CHANDLER | AZ | 85226 | Maricopa | 6 | Open | 2016-02-10 | 8000 | Diesel | COMPARTMENT B | Double Walled | Fiberglass Reinforced Plastic | Pressure | Double Walled | Fiberglass Reinforced Plastic
0-006348 | JACKS PLACE | 614 S APACHE DR | HOLBROOK | AZ | 86025 | Navajo | 5 | Perm Closure | 2005-06-17 | 250 | Gasoline | COMPARTMENT A | Double Walled | Asphalt coated or Bare Steel |  |  |  | Removal | 2004-12-14
0-006348 | JACKS PLACE | 614 S APACHE DR | HOLBROOK | AZ | 86025 | Navajo | 1 | Perm Closure | 1983-09-02 | 4000 | Gasoline | COMPARTMENT A | Double Walled | Asphalt coated or Bare Steel | Suction - Check Valve at the Tank Top |  |  | Removal | 1998-07-29
0-004850 | TANNER #1 TPAC DIVISION | 5175 N CASA GRANDE HWY | TUCSON | AZ | 85743 | Pima | 2 | Perm Closure | 1972-01-01 | 10000 | Diesel | COMPARTMENT A |  | Asphalt coated or Bare Steel | Suction - Check Valve at the Tank Top |  | Bare or Galvanized Steel | Removal | 1993-04-21
0-004285 | THE LUBE PIT | 1900 S 4TH AVE | YUMA | AZ | 85364 | Yuma | 1 | Perm Closure | 1981-02-05 | 3000 | Unidentified | COMPARTMENT A | Double Walled | Asphalt coated or Bare Steel | Gravity Feed |  | Fiberglass Reinforced Plastic | Removal | 1997-08-21
0-001195 | CIRCLE K #222 | 1855 E SPEEDWAY BLVD | TUCSON | AZ | 85719 | Pima | 3 | Perm Closure | 1982-01-01 | 10000 | Gasoline | COMPARTMENT A |  | Asphalt coated or Bare Steel |  |  |  | Removal | 1989-09-06
0-008041 | CIRCLE K #2705293 | 3230 E WILLIAMS FIELD RD | GILBERT | AZ | 85295 | Maricopa | 1 | Open | 1990-01-01 | 15000 | Gasoline | COMPARTMENT A | Double Walled | Fiberglass Reinforced Plastic | Pressure |  | Fiberglass Reinforced Plastic
0-008041 | CIRCLE K #2705293 | 3230 E WILLIAMS FIELD RD | GILBERT | AZ | 85295 | Maricopa | 2 | Open | 1990-01-01 | 15000 | Gasoline | COMPARTMENT A | Double Walled | Fiberglass Reinforced Plastic | Pressure |  | Fiberglass Reinforced Plastic
0-006467 | CIRCLE K #2708594 | 4802 N SABINO CANYON RD | TUCSON | AZ | 85750 | Pima | 1 | Open | 1987-10-06 | 10000 | Gasoline | COMPARTMENT A | Double Walled | Fiberglass Reinforced Plastic | Pressure |  | Fiberglass Reinforced Plastic
0-006467 | CIRCLE K #2708594 | 4802 N SABINO CANYON RD | TUCSON | AZ | 85750 | Pima | 2 | Open | 1987-10-06 | 10000 | Gasoline | COMPARTMENT A | Double Walled | Fiberglass Reinforced Plastic | Pressure |  | Fiberglass Reinforced Plastic
0-004151 | SALT N PEPPER #3 | 110 N REDINGTON RD | SAN MANUEL | AZ | 85631 | Pinal | 2 | Perm Closure | 1966-01-01 | 7500 | Gasoline | COMPARTMENT A |  | Asphalt coated or Bare Steel |  |  |  | Closed in Place | 1990-01-23
0-004151 | SALT N PEPPER #3 | 110 N REDINGTON RD | SAN MANUEL | AZ | 85631 | Pinal | 3 | Open | 1985-01-01 | 8000 | Gasoline | COMPARTMENT A |  | Asphalt coated or Bare Steel | Pressure |  | Fiberglass Reinforced Plastic
0-009096 | DISH GILBERT | 801 N DISH DR | GILBERT | AZ | 85233 | Maricopa | 2 | Open | 1997-06-09 | 15000 | Diesel | COMPARTMENT A | Double Walled | Fiberglass Reinforced Plastic | Suction - Check Valve at the Tank Top | Double Walled | Fiberglass Reinforced Plastic
0-000063 | PADGETT'S AUTO SERVICE | 1027 N BROAD ST | GLOBE | AZ | 85501 | Gila | 1 | Perm Closure | 1965-01-01 | 3000 | Gasoline | COMPARTMENT A | Single Walled | Asphalt coated or Bare Steel | Suction - Check Valve at the Tank Top | Single Walled | Bare or Galvanized Steel | Removal | 1993-05-28
0-006489 | PHIL BRUCHMAN TRADING | 1407 E SECOND ST | WINSLOW | AZ | 86047 | Navajo | 1 | Perm Closure | 1980-01-01 | 2000 | Gasoline | COMPARTMENT A | Double Walled | Composite (Steel/Fiberglass) | Suction - Check Valve at the Dispenser |  | Fiberglass Reinforced Plastic | Removal | 2007-10-30
0-003237 | MOBIL 18-MDK | 1849 W GLENDALE AVE | PHOENIX | AZ | 85021 | Maricopa | 5 | Perm Closure | 1986-01-01 | 10000 | Gasoline | COMPARTMENT A | Double Walled | Fiberglass Reinforced Plastic | Pressure |  | Fiberglass Reinforced Plastic | Removal | 2010-03-26
0-003237 | MOBIL 18-MDK | 1849 W GLENDALE AVE | PHOENIX | AZ | 85021 | Maricopa | 6 | Perm Closure | 1986-01-01 | 10000 | Gasoline | COMPARTMENT A | Double Walled | Fiberglass Reinforced Plastic | Pressure |  | Fiberglass Reinforced Plastic | Removal | 2010-03-26
0-003237 | MOBIL 18-MDK | 1849 W GLENDALE AVE | PHOENIX | AZ | 85021 | Maricopa | 3 | Perm Closure | 1971-01-01 | 6000 | Gasoline | COMPARTMENT A | Double Walled | Asphalt coated or Bare Steel | Pressure |  |  | Removal | 1988-11-02
0-009806 | SAFEWAY #1511 - FUEL CENTER | 14195 W INDIAN SCHOOL RD | GOODYEAR | AZ | 85395 | Maricopa | 1 | Open | 2001-11-07 | 10000 | Gasoline | COMPARTMENT B | Double Walled | Fiberglass Reinforced Plastic
0-002307 | SAM'S CLUB #6607 | 2005 E INDIAN SCHOOL RD | PHOENIX | AZ | 85016 | Maricopa | 1 | Perm Closure | 1969-01-01 | 10000 | Gasoline | COMPARTMENT A |  | Asphalt coated or Bare Steel |  |  |  | Removal | 1993-02-18
0-002307 | SAM'S CLUB #6607 | 2005 E INDIAN SCHOOL RD | PHOENIX | AZ | 85016 | Maricopa | 6 | Perm Closure | 2003-03-20 | 20000 | Gasoline | COMPARTMENT A | Double Walled | Fiberglass Reinforced Plastic | Pressure | Double Walled | Flexible | Removal | 2010-05-19
0-002307 | SAM'S CLUB #6607 | 2005 E INDIAN SCHOOL RD | PHOENIX | AZ | 85016 | Maricopa | 3 | Perm Closure | 1977-01-01 | 1000 | Gasoline | COMPARTMENT A |  | Asphalt coated or Bare Steel |  |  |  | Removal | 1993-02-18
0-004015 | RICHARDSON ASPHALT PAVING | 3022 S 38TH ST | PHOENIX | AZ | 85040 | Maricopa | 1 | Perm Closure | 1973-05-14 | 1000 | Used Oil/Waste Oil | COMPARTMENT A | Double Walled | Asphalt coated or Bare Steel |  |  |  | Removal | 1996-04-17
0-002551 | ROADRUNNER CAR RENTAL | 338 W DRACHMAN ST | TUCSON | AZ | 85705 | Pima | 1 | Perm Closure | 1965-12-22 | 8000 | Gasoline | COMPARTMENT A | Single Walled | Asphalt coated or Bare Steel | Suction - Check Valve at the Tank Top |  | Bare or Galvanized Steel | Removal | 1992-01-08
0-005893 | CIRCLE K #8513 | 17015 N 7TH ST | PHOENIX | AZ | 85022 | Maricopa | 3 | Perm Closure | 1986-01-01 | 10000 | Gasoline | COMPARTMENT A | Double Walled | Fiberglass Reinforced Plastic | Pressure |  | Fiberglass Reinforced Plastic | Removal | 1993-11-09
0-001459 | CIRCLE K #2701635 | 3970 N FLOWING WELLS RD | TUCSON | AZ | 85705 | Pima | 2 | Open | 1985-07-01 | 10000 | Gasoline (UL) | COMPARTMENT A | Single Walled | Fiberglass Reinforced Plastic | Pressure | Single Walled | Fiberglass Reinforced Plastic
0-000189 | ARIZONA DEPARTMENT OF PUBLIC SAFETY - SAFFORD FUEL SITE | 2082 E US HIGHWAY 70 | SAFFORD | AZ | 85546 | Graham | 1 | Perm Closure | 1971-01-01 | 10000 | Gasoline | COMPARTMENT A |  | Asphalt coated or Bare Steel | Pressure |  |  | Removal | 1997-09-26
0-008022 | ADOA STATE PERSONNEL OFFICE | 1871 W JEFFERSON ST | PHOENIX | AZ | 85007 | Maricopa | 5 | Perm Closure | 2005-06-17 |  | Unidentified | COMPARTMENT A | Double Walled | Fiberglass Reinforced Plastic |  |  |  | Removal | 1990-02-13
0-008022 | ADOA STATE PERSONNEL OFFICE | 1871 W JEFFERSON ST | PHOENIX | AZ | 85007 | Maricopa | 1 | Perm Closure | 2005-06-17 | 500 | Kerosene | COMPARTMENT A | Double Walled | Fiberglass Reinforced Plastic |  |  |  | Removal | 1990-02-13
0-004619 | 7-ELEVEN #16876 | 1221 E NORTHERN AVE | PHOENIX | AZ | 85020 | Maricopa | 2 | Perm Closure | 1974-02-04 | 8000 | Gasoline | COMPARTMENT A | Unknown | Asphalt coated or Bare Steel |  |  |  | Removal | 1986-12-01
0-009414 | BORDERMART SHELL | 330 N MARIPOSA RD | NOGALES | AZ | 85621 | Santa Cruz | 2 | Open | 1999-03-12 | 6000 | Diesel | COMPARTMENT B | Double Walled | Composite (Steel/Fiberglass) | Pressure | Double Walled | Flexible
0-009414 | BORDERMART SHELL | 330 N MARIPOSA RD | NOGALES | AZ | 85621 | Santa Cruz | 2 | Open | 1999-03-12 | 6000 | Gasoline | COMPARTMENT A | Double Walled | Composite (Steel/Fiberglass) | Pressure | Double Walled | Flexible
0-005043 | SPEEDWAY STORE #3001 | 1653 W WHITE MOUNTAIN BLVD | PINETOP-LAKESIDE | AZ | 85929 | Navajo | 4 | Open | 2016-10-12 | 15000 | Gasoline (UL) | COMPARTMENT A | Double Walled | Composite (Steel/Fiberglass) | Pressure | Double Walled | Fiberglass Reinforced Plastic
0-008958 | TRES ALAMOS RANCH | 6800 N OCOTILLO RD | POMERENE | AZ | 85602 | Cochise | 5 | Perm Closure | 1980-01-01 | 8000 | Diesel | COMPARTMENT A | Double Walled | Asphalt coated or Bare Steel |  |  |  | Closed in Place | 1998-07-17
0-008932 | ANTHONY AGENY | 1147 N HOWARD BLVD | TUCSON | AZ | 85716 | Pima | 1 | Perm Closure | 1963-01-01 | 550 | Unidentified | COMPARTMENT A | Single Walled | Asphalt coated or Bare Steel | Suction - Check Valve at the Tank Top | Single Walled | Bare or Galvanized Steel | Removal | 1998-12-17
0-005015 | KATHERINE LANDING AT LAKE MOHAVE MARINA | 2690 KATHERINE SPUR RD | BULLHEAD CITY | AZ | 86429 | Mohave | 1 | Open | 1981-01-01 | 12000 | Gasoline | COMPARTMENT A | Single Walled | Asphalt coated or Bare Steel | Pressure | Single Walled | Bare or Galvanized Steel
0-010598 | PILOT TRAVEL CENTERS | 9255 S RITA RD | TUCSON | AZ | 85747 | Pima | 1 | Open | 2016-09-01 | 6000 | Other | COMPARTMENT B | Double Walled | Fiberglass Reinforced Plastic | Pressure |  | Fiberglass Reinforced Plastic
0-010616 | SPEEDWAY STORE #2931 | 1010 N COUNTRY CLUB DR | FLAGSTAFF | AZ | 86004 | Coconino | 2 | Open | 2016-08-09 | 7000 | Gasoline (PUL) | COMPARTMENT B | Double Walled | Composite (Steel/Fiberglass) | Pressure | Double Walled | Fiberglass Reinforced Plastic
0-010626 | QUIKTRIP #484 | 9541 W OLIVE AVE | PEORIA | AZ | 85345 | Maricopa | 2 | Open | 2018-07-27 | 20000 | Gasoline (UL) | COMPARTMENT A | Double Walled | Fiberglass Reinforced Plastic | Pressure | Double Walled | Fiberglass Reinforced Plastic
0-010657 | VACANT AUTO SERVICE CENTER | 1049 S 6TH AVE | TUCSON | AZ | 85701 | Pima | 4 | Perm Closure | 2018-09-24 | 500 | Unidentified | COMPARTMENT A |  | Unknown |  |  |  | Removal | 2018-12-06
0-010682 | COSTCO WHOLESALE #466-R | 201 N WALKER RD | PRESCOTT | AZ | 86303 | Yavapai | 4 | Open | 2020-03-06 | 1500 | Fuel Additive | COMPARTMENT B | Double Walled | Fiberglass Reinforced Plastic | Pressure | Double Walled | Fiberglass Reinforced Plastic
0-010682 | COSTCO WHOLESALE #466-R | 201 N WALKER RD | PRESCOTT | AZ | 86303 | Yavapai | 5 | Open | 2020-03-06 | 20000 | Diesel | COMPARTMENT A | Double Walled | Fiberglass Reinforced Plastic | Pressure | Double Walled | Fiberglass Reinforced Plastic
0-004569 | FIRST STUDENT, INC. #20987 | 690 W SCHOOL BUS LN | SNOWFLAKE | AZ | 85937 | Navajo | 4 | Perm Closure | 1978-05-12 | 5000 | Diesel | COMPARTMENT A | Double Walled | Asphalt coated or Bare Steel | Suction - Check Valve at the Tank Top |  |  | Removal | 1999-07-16
0-004248 | SPEEDWAY STORE #2977 | 1060 E 18TH ST | DOUGLAS | AZ | 85607 | Cochise | 5 | Open | 1997-11-05 | 20000 | Gasoline (UL) | COMPARTMENT A | Double Walled | Fiberglass Reinforced Plastic | Pressure | Double Walled | Fiberglass Reinforced Plastic
0-008784 | 847 N STONE - FACILITY | 847 N STONE AVE | TUCSON | AZ | 85705 | Pima | 3 | Perm Closure | 1950-01-01 | 2000 | Gasoline | COMPARTMENT A | Double Walled | Asphalt coated or Bare Steel |  |  |  | Removal | 1998-07-07
0-008784 | 847 N STONE - FACILITY | 847 N STONE AVE | TUCSON | AZ | 85705 | Pima | 2 | Perm Closure | 1950-01-01 | 3000 | Gasoline | COMPARTMENT A | Double Walled | Asphalt coated or Bare Steel |  |  |  | Removal | 1998-07-07
0-008784 | 847 N STONE - FACILITY | 847 N STONE AVE | TUCSON | AZ | 85705 | Pima | 1 | Perm Closure | 1950-01-01 | 2000 | Gasoline | COMPARTMENT A | Double Walled | Asphalt coated or Bare Steel |  |  |  | Removal | 1998-07-07
0-008784 | 847 N STONE - FACILITY | 847 N STONE AVE | TUCSON | AZ | 85705 | Pima | 4 | Perm Closure | 1960-01-01 | 2000 | Diesel | COMPARTMENT A | Double Walled | Asphalt coated or Bare Steel |  |  |  | Removal | 1998-07-16
0-010441 | QUIKTRIP #1475 | 11045 N ORACLE RD | ORO VALLEY | AZ | 85737 | Pima | 2 | Open | 2011-11-29 | 20000 | Gasoline | COMPARTMENT A | Double Walled | Fiberglass Reinforced Plastic | Pressure | Double Walled | Fiberglass Reinforced Plastic
0-010441 | QUIKTRIP #1475 | 11045 N ORACLE RD | ORO VALLEY | AZ | 85737 | Pima | 4 | Open | 2011-11-29 | 12000 | Diesel | COMPARTMENT A | Double Walled | Fiberglass Reinforced Plastic | Pressure | Double Walled | Fiberglass Reinforced Plastic
0-005276 | UNOCAL #3870 | 3502 W BUCKEYE RD | PHOENIX | AZ | 85009 | Maricopa | 1 | Perm Closure | 1955-04-16 | 7500 | Gasoline | COMPARTMENT A | Double Walled | Asphalt coated or Bare Steel |  |  |  | Closed in Place | 1990-05-15
0-009589 | MCCHEVRON | 475 W GUADALUPE RD | TEMPE | AZ | 85283 | Maricopa | 1 | Open | 1998-03-01 | 20000 | Gasoline | COMPARTMENT A | Double Walled | Fiberglass Reinforced Plastic | Pressure | Double Walled | Fiberglass Reinforced Plastic
0-010106 | NATIONAL CAR RENTAL | 1732 E RENTAL CAR WAY | PHOENIX | AZ | 85034 | Maricopa | 2 | Open | 2006-01-18 | 20000 | Gasoline | COMPARTMENT A | Double Walled | Fiberglass Reinforced Plastic | Pressure | Double Walled | Fiberglass Reinforced Plastic
0-005740 | XEROX CORPORATION | 3130 W THOMAS RD | PHOENIX | AZ | 85017 | Maricopa | 1 | Perm Closure | 1982-05-01 | 12000 | Gasoline | COMPARTMENT A | Unknown | Asphalt coated or Bare Steel |  |  |  | Removal | 1986-10-21
0-002111 | TRIANGLE STEEL | 4100 W GLENROSA AVE | PHOENIX | AZ | 85019 | Maricopa | 1 | Perm Closure | 1983-04-02 | 1000 | Gasoline | COMPARTMENT A | Single Walled | Asphalt coated or Bare Steel | Suction - Check Valve at the Tank Top |  | Bare or Galvanized Steel | Removal | 1993-03-12
0-010143 | CBL LUBE CENTER | 14100 N 88TH AVE | PEORIA | AZ | 85381 | Maricopa | 3 | Perm Closure | 1980-01-01 | 3500 | New Oil | COMPARTMENT A | Single Walled | Asphalt coated or Bare Steel |  |  |  | Removal | 2006-08-02
0-010376 | FRYS FUEL CENTER #624 | 1845 E BASELINE RD | GILBERT | AZ | 85233 | Maricopa | 1 | Open | 2010-10-01 | 20000 | Gasoline | COMPARTMENT A | Double Walled | Fiberglass Reinforced Plastic | Pressure | Double Walled | Flexible
0-002991 | YUMA 3E TRAVEL CENTER | 2050 S AVENUE 3 E | YUMA | AZ | 85365 | Yuma | 5 | Perm Closure | 1994-08-19 | 10000 | Gasoline | COMPARTMENT A | Single Walled | Fiberglass Reinforced Plastic | Pressure |  | Fiberglass Reinforced Plastic | Removal | 2006-11-01
0-010508 | FUENTES AUTO REPAIR | 559 E 9TH ST | DOUGLAS | AZ | 85607 | Cochise | 2 | Perm Closure | 2014-09-11 | 1000 | Gasoline | COMPARTMENT A | Double Walled | Composite (Steel/Fiberglass) |  |  |  | Removal | 2014-08-07
0-008345 | ECONOMY TIRE & WHEEL | 5808 NW GRAND AVE | GLENDALE | AZ | 85301 | Maricopa | 2 | Perm Closure | 1970-01-01 | 8000 | Gasoline | COMPARTMENT A | Unknown | Asphalt coated or Bare Steel | Pressure |  | Bare or Galvanized Steel | Removal | 1994-04-28
0-004215 | RUNWAY INDUSTRIAL PARK | 4001 N RUNWAY DR | TUCSON | AZ | 85705 | Pima | 3 | Perm Closure | 1978-05-08 |  | Used Oil/Waste Oil | COMPARTMENT A | Unknown | Unknown |  |  |  | Removal | 1988-12-01
0-010144 | MAVERIK COUNTRY STORE #356 | 2612 DESERT FOOTHILLS BLVD | BULLHEAD CITY | AZ | 86429 | Mohave | 1 | Open | 2006-05-02 | 12000 | Gasoline | COMPARTMENT A | Double Walled | Fiberglass Reinforced Plastic | Pressure | Double Walled | Flexible
0-002821 | TEXACO - WHITEY'S TEXACO | 3925 N SCOTTSDALE RD | SCOTTSDALE | AZ | 85251 | Maricopa | 2 | Perm Closure | 1966-05-08 | 4000 | Gasoline | COMPARTMENT A | Double Walled | Asphalt coated or Bare Steel | Pressure |  | Fiberglass Reinforced Plastic | Removal | 1992-01-07
0-000319 | ADOT - SPRINGERVILLE MAINTENANCE |  | SPRINGERVILLE |  |  | Apache | 3 | Perm Closure | 2005-06-17 | 3000 | Diesel | COMPARTMENT A | Single Walled | Asphalt coated or Bare Steel | Suction - Check Valve at the Tank Top | Single Walled | Bare or Galvanized Steel | Removal | 1989-10-10
0-000319 | ADOT - SPRINGERVILLE MAINTENANCE |  | SPRINGERVILLE |  |  | Apache | 6 | Perm Closure | 2010-02-22 | 2750 | Gasoline | COMPARTMENT A | Single Walled | Asphalt coated or Bare Steel |  |  |  | Removal | 2010-01-15
0-002288 | GILA COUNTY | 1400 E ASH ST | GLOBE | AZ | 85501 | Gila | 3 | Perm Closure | 2005-06-17 | 1000 | Gasoline | COMPARTMENT A | Single Walled | Asphalt coated or Bare Steel |  |  |  | Removal | 1990-06-10
0-008680 | PHOENIX FUEL CO | 106 S PERRY LN | TEMPE | AZ | 85281 | Maricopa | 2 | Perm Closure | 1995-05-02 | 10000 | Gasoline | COMPARTMENT A | Double Walled | Composite (Steel/Fiberglass) | Pressure | Double Walled | Fiberglass Reinforced Plastic | Removal | 2019-08-06
0-008680 | PHOENIX FUEL CO | 106 S PERRY LN | TEMPE | AZ | 85281 | Maricopa | 3 | Perm Closure | 1995-05-02 | 12000 | Diesel | COMPARTMENT A | Double Walled | Composite (Steel/Fiberglass) | Pressure | Double Walled | Fiberglass Reinforced Plastic | Removal | 2019-08-06
0-005181 | COCA-COLA BOTTLING CO | 3939 N ROMERO RD | TUCSON | AZ | 85705 | Pima | 1 | Perm Closure | 1965-05-14 | 150 | Used Oil/Waste Oil | COMPARTMENT A | Double Walled | Asphalt coated or Bare Steel |  |  |  | Removal | 1990-01-01
0-005181 | COCA-COLA BOTTLING CO | 3939 N ROMERO RD | TUCSON | AZ | 85705 | Pima | 4 | Perm Closure | 1964-05-14 | 3000 | Unidentified | COMPARTMENT A | Double Walled | Asphalt coated or Bare Steel |  |  |  | Removal | 1988-11-01
0-002472 | HENSLEY'S INC | 2222 NAVAJO BLVD | HOLBROOK | AZ | 86025 | Navajo | 1 | Perm Closure | 1985-04-15 | 6000 | Gasoline | COMPARTMENT A | Single Walled | Asphalt coated or Bare Steel | Suction - Check Valve at the Tank Top |  |  | Removal | 1993-11-03
0-005593 | WAYNE WEILER | 2323 W SOUTH MOUNTAIN AVE | PHOENIX | AZ | 85041 | Maricopa | 1 | Perm Closure | 2005-06-17 | 4000 | Diesel | COMPARTMENT A | Unknown | Asphalt coated or Bare Steel |  |  |  | Removal | 1988-12-16
0-006093 | BEST PEST CONTROL CO INC | 3012 W VIRGINIA AVE | PHOENIX | AZ | 85009 | Maricopa | 1 | Perm Closure | 1973-01-01 | 1000 | Unidentified | COMPARTMENT A | Single Walled | Asphalt coated or Bare Steel |  |  |  | Removal | 1989-08-18
0-004683 | 7-ELEVEN #26201 | 2010 E MAIN ST | MESA | AZ | 85213 | Maricopa | 2 | Perm Closure | 1985-01-01 | 10000 | Gasoline | COMPARTMENT A | Single Walled | Fiberglass Reinforced Plastic | Pressure |  | Fiberglass Reinforced Plastic | Removal | 2012-02-08
0-004118 | ARROWHEAD DRINKING WATER CO | 2035 E 14TH ST | TUCSON | AZ | 85719 | Pima | 1 | Perm Closure | 1971-01-01 | 4000 | Gasoline | COMPARTMENT A |  | Asphalt coated or Bare Steel |  |  |  | Removal | 1992-01-21
0-004112 | RAY PUBLIC SCHOOLS | 701 N HIGHWAY 177 | KEARNY | AZ | 85137 | Pinal | 6 | Open | 2020-08-24 | 3000 | Gasoline (UL) | COMPARTMENT A | Double Walled | Fiberglass Reinforced Plastic
0-009739 | GILLIGAN'S ON INDIAN SCHOOL | 223 E INDIAN SCHOOL RD | PHOENIX | AZ | 85012 | Maricopa | 1 | Open | 1999-04-01 | 6000 | Diesel | COMPARTMENT A | Double Walled | Fiberglass Reinforced Plastic | Pressure | Double Walled | Fiberglass Reinforced Plastic
0-009739 | GILLIGAN'S ON INDIAN SCHOOL | 223 E INDIAN SCHOOL RD | PHOENIX | AZ | 85012 | Maricopa | 2 | Open | 1999-04-01 | 15000 | Gasoline (PUL) | COMPARTMENT A | Double Walled | Fiberglass Reinforced Plastic | Pressure | Double Walled | Fiberglass Reinforced Plastic
0-004976 | CITY OF CHANDLER - COLT WATER PRODUCTION FACILITY | 2127 N 91ST PL | CHANDLER | AZ | 85224 | Maricopa | 1 | Perm Closure | 1986-01-01 | 2000 | Diesel | COMPARTMENT A | Single Walled | Fiberglass Reinforced Plastic | Suction - Check Valve at the Dispenser |  | Copper | Removal | 2010-03-19
0-010166 | QUIKTRIP #495 | 1766 W HUNT HWY | QUEEN CREEK | AZ | 85143 | Pinal | 4 | Open | 2016-04-27 | 12000 | Diesel | COMPARTMENT A | Double Walled | Fiberglass Reinforced Plastic | Pressure | Double Walled | Fiberglass Reinforced Plastic
0-010188 | PARCEL #507-07-384 | 216 E MAIN ST | CASA GRANDE | AZ | 85122 | Pinal | 5 | Perm Closure | 1920-01-01 | 2000 | Diesel | COMPARTMENT A |  | Asphalt coated or Bare Steel |  |  |  | Closed in Place | 2007-09-10
0-010188 | PARCEL #507-07-384 | 216 E MAIN ST | CASA GRANDE | AZ | 85122 | Pinal | 1 | Perm Closure | 1920-01-01 | 2000 | Diesel | COMPARTMENT A |  | Asphalt coated or Bare Steel |  |  |  | Closed in Place | 2007-09-10
0-010299 | GENERAL MOTORS DESERT PROVING GROUND | 1500 E GM DR | YUMA | AZ | 85365 | Yuma | 8 | Open | 2009-04-07 | 4000 | Gasoline | COMPARTMENT A | Double Walled | Fiberglass Reinforced Plastic | Pressure | Double Walled | Flexible
0-010299 | GENERAL MOTORS DESERT PROVING GROUND | 1500 E GM DR | YUMA | AZ | 85365 | Yuma | 12 | Open | 2009-04-07 | 25000 | Gasoline | COMPARTMENT A | Double Walled | Fiberglass Reinforced Plastic | Pressure | Double Walled | Flexible
0-010212 | CIRCLE K STORE #2703372 | 3077 S VAL VISTA DR | GILBERT | AZ | 85295 | Maricopa | 3 | Open | 2007-10-15 | 20000 | Diesel | COMPARTMENT A | Double Walled | Fiberglass Reinforced Plastic | Pressure | Double Walled | Fiberglass Reinforced Plastic
0-010255 | SPEEDWAY STORE #2980 | 15841 W EL TIRO RD | MARANA | AZ | 85653 | Pima | 2 | Open | 2008-06-05 | 15000 | Gasoline (UL) | COMPARTMENT A | Double Walled | Fiberglass Reinforced Plastic | Pressure | Double Walled | Fiberglass Reinforced Plastic
0-010260 | DISCOVERY FUELS | 295 S ARIZONA BLVD | COOLIDGE | AZ | 85128 | Pinal | 2 | Open | 2008-07-02 | 6000 | Gasoline | COMPARTMENT A | Double Walled | Fiberglass Reinforced Plastic | Pressure | Double Walled | Fiberglass Reinforced Plastic
0-010260 | DISCOVERY FUELS | 295 S ARIZONA BLVD | COOLIDGE | AZ | 85128 | Pinal | 3 | Open | 2008-07-02 | 12000 | Gasoline | COMPARTMENT A | Double Walled | Fiberglass Reinforced Plastic | Pressure | Double Walled | Fiberglass Reinforced Plastic
0-005741 | PRESTON CHEVRON | 605 MIKES PIKE | FLAGSTAFF | AZ | 86001 | Coconino | 4 | Perm Closure | 1954-01-01 | 300 | Used Oil/Waste Oil | COMPARTMENT A |  | Asphalt coated or Bare Steel |  |  |  | Removal | 1988-03-01
0-005741 | PRESTON CHEVRON | 605 MIKES PIKE | FLAGSTAFF | AZ | 86001 | Coconino | 7 | Perm Closure | 1988-03-01 | 10000 | Gasoline | COMPARTMENT A |  | Asphalt coated or Bare Steel |  |  |  | Removal | 1996-07-16
0-010261 | FRYS FUEL CENTER #79 | 2610 S 83RD AVE | PHOENIX | AZ | 85043 | Maricopa | 1 | Open | 2008-03-01 | 20000 | Gasoline | COMPARTMENT A | Double Walled | Fiberglass Reinforced Plastic | Pressure | Double Walled | Fiberglass Reinforced Plastic
0-010261 | FRYS FUEL CENTER #79 | 2610 S 83RD AVE | PHOENIX | AZ | 85043 | Maricopa | 2 | Open | 2008-03-01 | 8000 | Diesel | COMPARTMENT A | Double Walled | Fiberglass Reinforced Plastic | Pressure | Double Walled | Fiberglass Reinforced Plastic
0-007291 | CONTRACTORS ABATEMENT SERVICE | 600 W GRANT ST | PHOENIX | AZ | 85003 | Maricopa | 1 | Perm Closure | 2005-06-17 | 4000 | Gasoline | COMPARTMENT A |  | Asphalt coated or Bare Steel | Suction - Check Valve at the Tank Top |  |  | Removal | 1991-07-15
0-007291 | CONTRACTORS ABATEMENT SERVICE | 600 W GRANT ST | PHOENIX | AZ | 85003 | Maricopa | 2 | Perm Closure | 2005-06-17 | 4000 | Diesel | COMPARTMENT A |  | Asphalt coated or Bare Steel | Suction - Check Valve at the Tank Top |  |  | Removal | 1991-07-15
0-010476 | CIRCLE K STORE #2741657 | 4685 E VALENCIA RD | TUCSON | AZ | 85706 | Pima | 2 | Open | 2009-10-08 | 15000 | Gasoline (PUL) | COMPARTMENT A | Double Walled | Fiberglass Reinforced Plastic | Pressure | Double Walled | Fiberglass Reinforced Plastic
0-010340 | CHANDLER AIRPARK ARCO AM/PM | 1735 S COOPER RD | CHANDLER | AZ | 85286 | Maricopa | 2 | Open | 2009-09-03 | 12000 | Gasoline | COMPARTMENT A | Double Walled | Fiberglass Reinforced Plastic | Pressure | Double Walled | Fiberglass Reinforced Plastic
0-010339 | CIRCLE K STORE #2703398 | 5240 S RURAL RD | TEMPE | AZ | 85283 | Maricopa | 3 | Open | 2010-04-01 | 12000 | Diesel | COMPARTMENT A | Double Walled | Fiberglass Reinforced Plastic | Pressure | Double Walled | Fiberglass Reinforced Plastic
0-008989 | BUG'S DIESEL & RV | 220 E FRONTIER ST | ELOY | AZ | 85131 | Pinal | 4 | Perm Closure | 1966-01-01 | 4000 | Gasoline | COMPARTMENT A | Unknown | Asphalt coated or Bare Steel | Pressure |  | Bare or Galvanized Steel | Removal | 1999-06-24
0-010372 | FRYS FUEL CENTER #81 | 2246 E BASELINE RD | PHOENIX | AZ | 85042 | Maricopa | 2 | Open | 2010-06-01 | 8000 | Gasoline | COMPARTMENT A | Double Walled | Fiberglass Reinforced Plastic | Pressure |  | Flexible
0-010365 | CIRCLE K STORE #2703401 | 3128 N 1ST AVE | TUCSON | AZ | 85719 | Pima | 3 | Open | 2010-07-22 | 12000 | Diesel | COMPARTMENT A | Double Walled | Fiberglass Reinforced Plastic | Pressure | Double Walled | Fiberglass Reinforced Plastic
0-010365 | CIRCLE K STORE #2703401 | 3128 N 1ST AVE | TUCSON | AZ | 85719 | Pima | 1 | Open | 2010-07-22 | 20000 | Gasoline | COMPARTMENT A | Double Walled | Fiberglass Reinforced Plastic | Pressure | Double Walled | Fiberglass Reinforced Plastic
0-010375 | JA'S ARCO | 935 N 43RD AVE | PHOENIX | AZ | 85009 | Maricopa | 3 | Open | 2016-02-02 | 30000 | Diesel | COMPARTMENT A | Double Walled | Fiberglass Reinforced Plastic | Pressure | Double Walled | Fiberglass Reinforced Plastic
0-010419 | COSTCO WHOLESALE #1079 | 1650 E TUCSON MARKETPLACE BLVD | TUCSON | AZ | 85713 | Pima | 2 | Open | 2011-04-14 | 30000 | Gasoline | COMPARTMENT A | Double Walled | Fiberglass Reinforced Plastic | Pressure | Double Walled | Fiberglass Reinforced Plastic
0-010398 | FRYS FUEL CENTER #46 | 7430 S 7TH ST | PHOENIX | AZ | 85042 | Maricopa | 2 | Open | 2010-12-02 | 10000 | Diesel | COMPARTMENT B | Double Walled | Fiberglass Reinforced Plastic | Pressure |  | Flexible
0-002211 | SMART MOTORS | 5200 E SPEEDWAY BLVD | TUCSON | AZ | 85712 | Pima | 2 | Perm Closure | 1967-05-06 | 1000 | Used Oil/Waste Oil | COMPARTMENT A | Single Walled | Asphalt coated or Bare Steel |  |  |  | Removal | 1989-01-21
0-003786 | BUDGET RENT-A-CAR | 3085 E VALENCIA RD | TUCSON | AZ | 85706 | Pima | 1 | Perm Closure | 1990-10-17 | 12000 | Gasoline | COMPARTMENT A | Double Walled | Composite (Steel/Fiberglass) | Pressure | Double Walled | Fiberglass Reinforced Plastic | Removal | 2012-08-07
0-005655 | WHITING STATION #3 | 728 W HOPI DR | HOLBROOK | AZ | 86025 | Navajo | 9 | Temp Closure | 1980-01-01 | 1000 | Used Oil/Waste Oil | COMPARTMENT A | Single Walled | Asphalt coated or Bare Steel |  |  |  |  | 1994-06-01
0-006942 | MOBIL 18-NWG | 2700 W HIGHWAY 66 | WINSLOW | AZ | 86047 | Navajo | 1 | Perm Closure | 1972-01-01 | 10000 | Gasoline | COMPARTMENT A |  | Asphalt coated or Bare Steel | Pressure |  | Fiberglass Reinforced Plastic | Removal | 1990-08-03
0-004277 | CITY OF LAKE HAVASU CITY - PUBLIC WORKS YARD | 705 LAKE HAVASU AVE N | LAKE HAVASU CITY | AZ | 86403 | Mohave | 4 | Perm Closure | 1982-06-22 | 10000 | Gasoline | COMPARTMENT A | Unknown | Asphalt coated or Bare Steel | Suction - Check Valve at the Tank Top |  | Bare or Galvanized Steel | Removal | 1994-04-04
0-002031 | HILLTOP SHELL | 2136 HIGHWAY 95 | BULLHEAD CITY | AZ | 86442 | Mohave | 3 | Perm Closure | 1974-01-01 | 10000 | Gasoline | COMPARTMENT A | Single Walled | Asphalt coated or Bare Steel | Suction - Check Valve at the Tank Top |  |  | Removal | 2006-05-31
0-002432 | GANNON & SCOTT | 2113 E SKY HARBOR CIR S | PHOENIX | AZ | 85034 | Maricopa | 2 | Perm Closure | 1976-01-01 | 15000 | Diesel | COMPARTMENT A | Single Walled | Asphalt coated or Bare Steel |  |  |  | Removal | 1989-03-23
0-004148 | CACTUS TRANSPORT | 8211 W SHERMAN ST | TOLLESON | AZ | 85353 | Maricopa | 2 | Perm Closure | 1984-04-30 | 10000 | Diesel | COMPARTMENT A | Double Walled | Fiberglass Reinforced Plastic | Suction - Check Valve at the Tank Top |  |  | Removal | 1993-01-29
0-005768 | APACHE LAKE MARINA & RESORT |  | FISH CREEK (HISTORICAL) |  |  | Maricopa | 1 | Perm Closure | 1981-01-01 | 12000 | Gasoline | COMPARTMENT A | Unknown | Asphalt coated or Bare Steel | Suction - Check Valve at the Tank Top |  | Bare or Galvanized Steel | Removal | 1998-11-01
0-000998 | CEMEX CORP | 235 E BASELINE RD | GILBERT | AZ | 85233 | Maricopa | 4 | Perm Closure | 1975-01-01 | 10000 | Diesel | COMPARTMENT A |  | Asphalt coated or Bare Steel |  |  |  | Removal | 1990-01-01
0-004464 | FOXWORTH-GALBRAITH LUMBER | 131 E SOUTHERN AVE | MESA | AZ | 85210 | Maricopa | 1 | Perm Closure | 1978-01-01 | 8000 | Diesel | COMPARTMENT A | Double Walled | Asphalt coated or Bare Steel |  |  |  | Removal | 1991-04-02
0-003230 | MOBIL 18-KEA | 4402 E MCDOWELL RD | PHOENIX | AZ | 85008 | Maricopa | 1 | Perm Closure | 1983-01-01 | 10000 | Gasoline | COMPARTMENT A |  | Fiberglass Reinforced Plastic |  |  |  | Removal | 1989-11-01
0-001799 | TRENCH SAFETY EQUIPMENT | 1717 E CURRY RD | TEMPE | AZ | 85281 | Maricopa | 2 | Perm Closure | 1976-01-01 | 6000 | Diesel | COMPARTMENT A |  | Asphalt coated or Bare Steel |  |  |  | Removal | 1990-09-20
0-001799 | TRENCH SAFETY EQUIPMENT | 1717 E CURRY RD | TEMPE | AZ | 85281 | Maricopa | 5 | Perm Closure | 1976-01-01 | 500 | Used Oil/Waste Oil | COMPARTMENT A |  | Asphalt coated or Bare Steel | Suction - Check Valve at the Tank Top |  | Fiberglass Reinforced Plastic | Removal | 1992-02-20
0-007523 | SHELL | 305 E THOMAS RD | PHOENIX | AZ | 85012 | Maricopa | 1 | Open | 1995-06-01 | 10000 | Diesel | COMPARTMENT A | Double Walled | Fiberglass Reinforced Plastic | Pressure | Double Walled | Fiberglass Reinforced Plastic
0-005588 | DYNAMITE AUTO SALES | 3050 E VAN BUREN ST | PHOENIX | AZ | 85008 | Maricopa | 3 | Perm Closure | 1976-04-30 | 10000 | Gasoline | COMPARTMENT A | Unknown | Asphalt coated or Bare Steel | Pressure |  |  | Removal | 1993-09-09
0-007188 | TCW LAND FUND I HOLDING CO/EXXONMOBIL | 1602 N CENTRAL AVE | PHOENIX | AZ | 85004 | Maricopa | 2 | Perm Closure | 2005-06-17 | 6000 | Gasoline | COMPARTMENT A |  | Asphalt coated or Bare Steel |  |  |  | Removal | 1991-08-19
0-003095 | BOEING COMPANY | 5000 E MCDOWELL RD | MESA | AZ | 85215 | Maricopa | 4 | Perm Closure | 1983-05-08 | 13380 | Jet Fuel | COMPARTMENT A | Unknown | Fiberglass Reinforced Plastic | Pressure |  | Bare or Galvanized Steel | Removal | 1992-12-09
0-003095 | BOEING COMPANY | 5000 E MCDOWELL RD | MESA | AZ | 85215 | Maricopa | 8 | Perm Closure | 1986-05-07 | 550 | Jet Fuel | COMPARTMENT A | Unknown | Fiberglass Reinforced Plastic | Suction - Check Valve at the Tank Top |  | Bare or Galvanized Steel | Removal | 1999-05-19
0-000795 | NELSON ENGINEERING CO | 4020 E AIR LN | PHOENIX | AZ | 85034 | Maricopa | 1 | Perm Closure | 1974-01-01 | 2000 | Gasoline | COMPARTMENT A |  | Asphalt coated or Bare Steel |  |  |  | Removal | 1989-07-01
0-005096 | CHEROKEE AVIATION HOLDINGS, LLC OFFICE/HANGER FACILITY | 15100 N 78TH WAY | SCOTTSDALE | AZ | 85260 | Maricopa | 3 | Open | 2019-09-10 | 15000 | Jet A (Kerosene-type Jet Fuel) | COMPARTMENT A | Double Walled | Fiberglass Reinforced Plastic | Suction - Check Valve at the Tank Top | Double Walled | Fiberglass Reinforced Plastic
0-005096 | CHEROKEE AVIATION HOLDINGS, LLC OFFICE/HANGER FACILITY | 15100 N 78TH WAY | SCOTTSDALE | AZ | 85260 | Maricopa | 1 | Perm Closure | 1986-12-16 | 15000 | Jet Fuel | COMPARTMENT A | Double Walled | Fiberglass Reinforced Plastic | Suction - Check Valve at the Tank Top |  | Fiberglass Reinforced Plastic | Removal | 2019-06-06
0-004861 | FORMER TED'S TRUCK STOP | 965 W MAIN ST | QUARTZSITE | AZ | 85346 | La Paz | 2 | Perm Closure | 1978-04-23 | 12000 | Gasoline | COMPARTMENT A | Double Walled | Asphalt coated or Bare Steel | Pressure |  |  | Removal | 1998-06-17
0-007497 | CITY OF PHOENIX - SITE # 2 MCMULLAN VALLEY |  | WENDEN |  |  | La Paz | 1 | Perm Closure | 2005-06-17 | 2000 | Gasoline | COMPARTMENT A |  | Asphalt coated or Bare Steel | Suction - Check Valve at the Tank Top |  | Bare or Galvanized Steel | Removal | 1992-04-02
0-001255 | CIRCLE K #556 | 8035 N ORACLE RD | ORO VALLEY | AZ | 85704 | Pima | 3 | Perm Closure | 1971-01-01 | 6000 | Gasoline | COMPARTMENT A |  | Asphalt coated or Bare Steel | Pressure |  |  | Removal | 1999-02-02
0-004766 | SULPHUR SPRINGS VALLEY ELECTRIC COOP | 350 N HASKELL AVE | WILLCOX | AZ | 85643 | Cochise | 1 | Perm Closure | 1961-02-12 | 7000 | Gasoline | COMPARTMENT A | Double Walled | Asphalt coated or Bare Steel | Pressure |  |  | Removal | 1992-12-01
0-004766 | SULPHUR SPRINGS VALLEY ELECTRIC COOP | 350 N HASKELL AVE | WILLCOX | AZ | 85643 | Cochise | 2 | Perm Closure | 1981-02-12 | 10000 | Gasoline | COMPARTMENT A | Double Walled | Asphalt coated or Bare Steel | Pressure |  |  | Removal | 1992-12-01
0-001078 | CHEVRON #9-6048 | 481 W FRY BLVD | SIERRA VISTA | AZ | 85635 | Cochise | 1 | Perm Closure | 1958-01-01 | 10000 | Gasoline | COMPARTMENT A | Single Walled | Asphalt coated or Bare Steel | Pressure |  |  | Removal | 1993-07-07
0-004405 | MOUNTAIN VIEW RV PARK | 1120 W BUSINESS LOOP | BOWIE | AZ | 85605 | Cochise | 2 | Open | 1985-01-01 | 10000 | Gasoline (PUL) | COMPARTMENT A |  | Asphalt coated or Bare Steel | Pressure |  | Bare or Galvanized Steel
0-005414 | KINGMAN 76 AUTO/TRUCK STOP PLAZA | 946 W BEALE ST | KINGMAN | AZ | 86401 | Mohave | 7 | Perm Closure | 1982-04-18 | 10000 | New Oil | COMPARTMENT A | Double Walled | Fiberglass Reinforced Plastic | Pressure |  | Bare or Galvanized Steel | Removal | 1998-06-01
0-007958 | CLASSIC CAR SPA | 1555 W WARNER RD | GILBERT | AZ | 85233 | Maricopa | 4 | Perm Closure | 1990-02-01 | 1000 | Used Oil/Waste Oil | COMPARTMENT A | Double Walled | Composite (Steel/Fiberglass) |  |  |  | Removal | 2007-02-20
0-007958 | CLASSIC CAR SPA | 1555 W WARNER RD | GILBERT | AZ | 85233 | Maricopa | 5 | Perm Closure | 2009-01-27 | 15000 | Gasoline | COMPARTMENT A | Double Walled | Composite (Steel/Fiberglass) | Pressure | Double Walled | Fiberglass Reinforced Plastic | Removal | 2017-12-14
0-006453 | RIVER ISLAND MARKET | 5225 N HIGHWAY 95 | PARKER | AZ | 85344 | La Paz | 4 | Perm Closure | 1981-09-17 | 4000 | Gasoline | COMPARTMENT A | Unknown | Asphalt coated or Bare Steel |  |  |  | Removal | 1999-04-08
0-001365 | CIRCLE K #1116 | 101 MISSION LN | HOLBROOK | AZ | 86025 | Navajo | 5 | Open | 1996-01-05 | 10000 | Gasoline (UL) | COMPARTMENT A |  | Fiberglass Reinforced Plastic | Pressure | Double Walled | Fiberglass Reinforced Plastic
0-004013 | Q LUBE #1138 | 7610 E MCDOWELL RD | SCOTTSDALE | AZ | 85257 | Maricopa | 2 | Perm Closure | 1986-05-16 | 3000 | Unidentified | COMPARTMENT A | Double Walled | Asphalt coated or Bare Steel | Suction - Check Valve at the Tank Top |  |  | Removal | 1995-11-14
0-007798 | FORMER FLICKS & SUBS | 834 S STATE ROUTE 69 | DEWEY | AZ | 86327 | Yavapai | 5 | Perm Closure | 1965-01-01 | 1000 | Diesel | COMPARTMENT A |  | Asphalt coated or Bare Steel | Suction - Check Valve at the Dispenser |  | Bare or Galvanized Steel | Removal | 1999-09-02
0-005445 | CIRCLE K #2905 | 3350 N 1ST AVE | TUCSON | AZ | 85719 | Pima | 1 | Perm Closure | 1972-04-03 | 8000 | Gasoline | COMPARTMENT A | Double Walled | Asphalt coated or Bare Steel | Pressure |  |  | Removal | 1993-09-29
0-001044 | CHEVRON #9-7915 | 1635 E ASH ST | GLOBE | AZ | 85501 | Gila | 3 | Perm Closure | 1982-01-01 | 10000 | Gasoline | COMPARTMENT A | Single Walled | Fiberglass Reinforced Plastic | Pressure |  | Fiberglass Reinforced Plastic | Removal | 1995-03-31
0-001859 | ELMER HAYS ROOFING | 2638 S ALVERNON WAY | TUCSON | AZ | 85713 | Pima | 2 | Perm Closure | 1980-01-01 | 1000 | Diesel | COMPARTMENT A |  | Asphalt coated or Bare Steel |  |  |  | Removal | 1995-04-12
0-000269 | ADOT - DURANGO MAINTENANCE | 2209 W DURANGO ST | PHOENIX | AZ | 85009 | Maricopa | 3 | Perm Closure | 2005-06-17 | 4500 | Diesel | COMPARTMENT A | Single Walled | Asphalt coated or Bare Steel |  |  |  | Removal | 1990-09-24
0-001259 | CIRCLE K #2700581 | 3065 S KINNEY RD | TUCSON | AZ | 85713 | Pima | 1 | Perm Closure | 1972-01-01 | 10000 | Gasoline | COMPARTMENT A |  | Asphalt coated or Bare Steel | Pressure |  | Fiberglass Reinforced Plastic | Removal | 1999-02-09
0-003429 | QWEST | 6327 N 67TH AVE | GLENDALE | AZ | 85301 | Maricopa | 2 | Perm Closure | 1984-01-15 | 10000 | Gasoline | COMPARTMENT A | Double Walled | Asphalt coated or Bare Steel |  |  |  | Removal | 1996-11-08
0-006490 | HOLIDAY STATION | 859 W MIRACLE MILE | TUCSON | AZ | 85705 | Pima | 3 | Perm Closure | 1973-10-16 | 500 | Used Oil/Waste Oil | COMPARTMENT A | Double Walled | Asphalt coated or Bare Steel |  |  |  | Removal | 1996-07-08
0-003748 | CHAPMAN MESA AUTO CENTER | 1208 W BROADWAY RD | MESA | AZ | 85202 | Maricopa | 2 | Perm Closure | 1967-01-01 | 3000 | Gasoline | COMPARTMENT A |  | Asphalt coated or Bare Steel |  |  |  | Removal | 1978-08-01
0-003748 | CHAPMAN MESA AUTO CENTER | 1208 W BROADWAY RD | MESA | AZ | 85202 | Maricopa | 1 | Perm Closure | 1974-01-01 | 6000 | Gasoline | COMPARTMENT A |  | Asphalt coated or Bare Steel |  |  |  | Removal | 1978-08-01
0-007256 | FRY'S FUEL CENTER #665 | 150 E OLD WEST HWY | APACHE JUNCTION | AZ | 85119 | Pinal | 4 | Perm Closure | 1989-10-20 | 750 | Used Oil/Waste Oil | COMPARTMENT A | Double Walled | Composite (Steel/Fiberglass) | Gravity Feed |  |  | Removal | 1998-10-15
0-007256 | FRY'S FUEL CENTER #665 | 150 E OLD WEST HWY | APACHE JUNCTION | AZ | 85119 | Pinal | 5 | Open | 2017-10-12 | 30000 | Gasoline | COMPARTMENT A | Double Walled | Fiberglass Reinforced Plastic | Pressure | Double Walled | Fiberglass Reinforced Plastic
0-008160 | DAWSONS TIRES & BATTERIES | 3627 W MAIN ST | THATCHER | AZ | 85552 | Graham | 1 | Perm Closure | 1960-01-01 | 550 | Used Oil/Waste Oil | COMPARTMENT A |  | Asphalt coated or Bare Steel | Gravity Feed |  | Bare or Galvanized Steel | Removal | 1997-05-09
0-005259 | SC COMMERCIAL | 885 W GILA BEND HWY | CASA GRANDE | AZ | 85122 | Pinal | 4 | Perm Closure | 1965-01-01 | 12000 | Diesel | COMPARTMENT A |  | Asphalt coated or Bare Steel | Pressure |  |  | Removal | 1998-07-16
0-005259 | SC COMMERCIAL | 885 W GILA BEND HWY | CASA GRANDE | AZ | 85122 | Pinal | 9 | Perm Closure | 1998-08-03 | 20000 | Gasoline | COMPARTMENT A | Single Walled | Fiberglass Reinforced Plastic | Pressure | Double Walled |  | Removal | 2020-03-17
0-006906 | RAY BELL #414 - BULLSHIPPER SERVICE | 19282 N JOHN WAYNE PKWY | MARICOPA | AZ | 85139 | Pinal | 1 | Perm Closure | 1974-01-01 | 10000 | Gasoline | COMPARTMENT A | Single Walled | Asphalt coated or Bare Steel |  |  |  | Removal | 1987-07-01
0-005110 | EXXON - LARRYS | 515 W 2ND ST | CASA GRANDE | AZ | 85122 | Pinal | 3 | Perm Closure | 1957-04-22 | 5000 | Gasoline | COMPARTMENT A | Double Walled | Asphalt coated or Bare Steel |  |  |  | Removal | 1988-11-01
0-005473 | CIRCLE K #2938 | 20 S MAIN ST | FLORENCE | AZ | 85132 | Pinal | 1 | Perm Closure | 1980-04-25 | 10000 | Gasoline | COMPARTMENT A | Unknown | Unknown | Pressure |  | Fiberglass Reinforced Plastic | Removal | 2018-06-22
0-005473 | CIRCLE K #2938 | 20 S MAIN ST | FLORENCE | AZ | 85132 | Pinal | 2 | Perm Closure | 1980-04-25 | 10000 | Gasoline | COMPARTMENT A | Unknown | Unknown | Pressure |  | Fiberglass Reinforced Plastic | Removal | 2018-06-22
0-002145 | CITY OF FLAGSTAFF - PULLIAM AIRPORT |  | FLAGSTAFF |  |  | Coconino | 4 | Perm Closure | 1973-01-01 | 12000 | Jet Fuel | COMPARTMENT A | Single Walled | Asphalt coated or Bare Steel | Pressure | Single Walled | Bare or Galvanized Steel | Removal | 1999-06-18
0-001260 | CIRCLE K #583 | 3 N LAKE POWELL BLVD | PAGE | AZ | 86040 | Coconino | 3 | Perm Closure | 1971-01-01 | 4000 | Gasoline | COMPARTMENT A |  | Asphalt coated or Bare Steel |  |  |  | Removal | 1995-06-07
0-001260 | CIRCLE K #583 | 3 N LAKE POWELL BLVD | PAGE | AZ | 86040 | Coconino | 2 | Perm Closure | 1971-01-01 | 10000 | Gasoline | COMPARTMENT A |  | Asphalt coated or Bare Steel |  |  |  | Removal | 1995-06-07
0-003310 | MORMON LAKE LODGE | 1 MAIN ST | MORMON LAKE | AZ | 86038 | Coconino | 2 | Perm Closure | 1974-05-07 | 2000 | Gasoline | COMPARTMENT A | Double Walled | Asphalt coated or Bare Steel |  |  |  | Removal | 1990-05-01
0-003310 | MORMON LAKE LODGE | 1 MAIN ST | MORMON LAKE | AZ | 86038 | Coconino | 1 | Perm Closure | 1974-05-07 | 3000 | Gasoline | COMPARTMENT A | Double Walled | Asphalt coated or Bare Steel |  |  |  | Removal | 1989-05-01
0-001606 | USDA FS - COCONINO NF - HAPPY JACK RANGER STATION |  | HAPPY JACK |  |  | Coconino | 2 | Perm Closure | 1966-01-01 | 1000 | Gasoline | COMPARTMENT A |  | Asphalt coated or Bare Steel |  |  |  | Removal | 1989-12-11
0-005778 | CITY OF YUMA - DESERT HILLS GOLF COURSE | 1245 W DESERT HILLS DR | YUMA | AZ | 85365 | Yuma | 1 | Perm Closure | 1972-06-29 | 1000 | Gasoline | COMPARTMENT A | Double Walled | Asphalt coated or Bare Steel |  |  |  | Removal | 1990-07-24
0-000767 | SOMERTON AUTO & TIRE CENTER | 153 W MAIN ST | SOMERTON | AZ | 85350 | Yuma | 2 | Perm Closure | 1955-01-01 | 550 | Gasoline | COMPARTMENT A |  | Asphalt coated or Bare Steel | Pressure | Single Walled | Bare or Galvanized Steel | Removal | 1996-04-03
0-000767 | SOMERTON AUTO & TIRE CENTER | 153 W MAIN ST | SOMERTON | AZ | 85350 | Yuma | 3 | Perm Closure | 1955-01-01 | 550 | Gasoline | COMPARTMENT A |  | Asphalt coated or Bare Steel | Pressure | Single Walled | Bare or Galvanized Steel | Removal | 1996-04-03
0-002728 | PRESCOTT PETRO CLUB | 1299 E GURLEY ST | PRESCOTT | AZ | 86301 | Yavapai | 4 | Perm Closure | 1973-06-19 | 2000 | Gasoline | COMPARTMENT A | Single Walled | Asphalt coated or Bare Steel | Pressure |  | Fiberglass Reinforced Plastic | Removal | 1993-06-25
0-000609 | WILSON AUTOMOTIVE | 325 W GURLEY ST | PRESCOTT | AZ | 86301 | Yavapai | 6 | Perm Closure | 1961-01-01 | 3000 | Gasoline | COMPARTMENT A | Single Walled | Asphalt coated or Bare Steel |  |  |  | Removal | 1991-04-03
0-004781 | SUNDT CORP - PHOENIX WAREHOUSE | 3901 E IRVINGTON RD | TUCSON | AZ | 85714 | Pima | 1 | Perm Closure | 1980-02-01 | 11000 | Gasoline | COMPARTMENT A | Double Walled | Asphalt coated or Bare Steel | Suction - Check Valve at the Tank Top |  | Fiberglass Reinforced Plastic | Removal | 1995-05-26
0-001244 | CIRCLE K #507 | 4635 E FORT LOWELL RD | TUCSON | AZ | 85712 | Pima | 2 | Perm Closure | 1971-01-01 | 10000 | Gasoline | COMPARTMENT A |  | Asphalt coated or Bare Steel | Suction - Check Valve at the Tank Top |  |  | Removal | 1993-06-02
0-005201 | TUCSON UNIFIED SCHOOL DISTRICT #1 - CENTRAL MAINTENANCE YARD | 530 S NORRIS AVE | TUCSON | AZ | 85719 | Pima | 3 | Perm Closure | 1980-04-21 | 10000 | Gasoline | COMPARTMENT A | Double Walled | Asphalt coated or Bare Steel | Pressure | Double Walled |  | Removal | 1994-03-01
0-007165 | TAYLOR AIR STRIP | 5301 N ANWAY RD | MARANA | AZ | 85653 | Pima | 1 | Perm Closure | 2005-06-17 | 10000 | Unidentified | COMPARTMENT A | Double Walled | Asphalt coated or Bare Steel |  |  |  | Removal | 1991-01-23
0-000812 | NORSTAN COMMUNICATIONS INC | 4561 E MCDOWELL RD | PHOENIX | AZ | 85008 | Maricopa | 1 | Perm Closure | 1982-01-01 | 5000 | Gasoline | COMPARTMENT A |  | Asphalt coated or Bare Steel | Pressure |  |  | Removal | 1994-04-27
0-006130 | MOON VALLEY COUNTRY CLUB | 151 W MOON VALLEY DR | PHOENIX | AZ | 85023 | Maricopa | 1 | Perm Closure | 1986-01-01 | 1000 | Gasoline | COMPARTMENT A |  | Fiberglass Reinforced Plastic | Suction - Check Valve at the Tank Top |  | Fiberglass Reinforced Plastic | Removal | 2007-07-13
0-006426 | MOUNT GRAHAM MARKET | 1000 W US HWY 366 | SAFFORD | AZ | 85546 | Graham | 2 | Perm Closure | 1987-06-01 | 10000 | Gasoline | COMPARTMENT A | Single Walled | Composite (Steel/Fiberglass) | Pressure |  |  | Removal | 2018-01-11
0-004736 | NATIONAL PARK SERVICE HANGER | 901 S NAVAJO DR | PAGE | AZ | 86040 | Coconino | 1 | Perm Closure | 1978-01-01 | 1000 | Gasoline | COMPARTMENT A | Double Walled | Asphalt coated or Bare Steel |  |  |  | Removal | 1991-11-13
0-008525 | MOHAVE CARDLOCK | 608 E MOHAVE ST | PHOENIX | AZ | 85004 | Maricopa | 1 | Open | 1994-08-01 | 8000 | Diesel | COMPARTMENT A | Double Walled | Fiberglass Reinforced Plastic | Pressure | Double Walled | Fiberglass Reinforced Plastic
0-008525 | MOHAVE CARDLOCK | 608 E MOHAVE ST | PHOENIX | AZ | 85004 | Maricopa | 2 | Open | 1994-08-01 | 6000 | Red Diesel | COMPARTMENT A | Double Walled | Fiberglass Reinforced Plastic | Pressure | Double Walled | Fiberglass Reinforced Plastic
0-001858 | MONTE CARLO TRUCK SERVICE |  | ASH FORK |  |  | Coconino | 2 | Perm Closure | 1973-01-01 | 12000 | Gasoline | COMPARTMENT A |  | Asphalt coated or Bare Steel | Pressure | Single Walled | Fiberglass Reinforced Plastic | Closed in Place | 2007-04-26
0-004214 | RINCON CREEK STORE | 12660 E OLD SPANISH TRL | TUCSON | AZ | 85747 | Pima | 1 | Perm Closure | 1985-01-01 | 6000 | Gasoline | COMPARTMENT A | Single Walled | Asphalt coated or Bare Steel | Pressure |  |  | Removal | 2014-12-15
0-007133 | RIVERPOINT |  | PHOENIX |  |  | Maricopa | 8 | Perm Closure | 2005-06-17 | 10000 | Unidentified | COMPARTMENT A | Double Walled | Asphalt coated or Bare Steel | Pressure |  |  | Removal | 1990-09-14
0-007638 | CITY OF PRESCOTT - FIRE STATION ONE | 333 WHITE SPAR RD | PRESCOTT | AZ | 86303 | Yavapai | 2 | Perm Closure | 2005-06-17 | 1000 | Unidentified | COMPARTMENT A | Unknown | Asphalt coated or Bare Steel | Pressure |  | Bare or Galvanized Steel | Removal | 1992-01-22
0-005458 | CIRCLE K #2919 | 1015 N HARRISON RD | TUCSON | AZ | 85748 | Pima | 2 | Perm Closure | 1972-04-08 | 6000 | Gasoline | COMPARTMENT A | Double Walled | Asphalt coated or Bare Steel | Pressure |  |  | Removal | 1993-10-15
0-001454 | CIRCLE K #2701623 | 5102 W CAMELBACK RD | GLENDALE | AZ | 85301 | Maricopa | 1 | Perm Closure | 1985-01-01 | 10000 | Gasoline | COMPARTMENT A | Single Walled | Fiberglass Reinforced Plastic | Pressure |  | Fiberglass Reinforced Plastic | Removal | 2018-05-24
0-000634 | BARCAR INVESTMENT | 1400 A AVE | DOUGLAS | AZ | 85607 | Cochise | 1 | Perm Closure | 1971-01-01 | 4000 | Gasoline | COMPARTMENT A |  | Asphalt coated or Bare Steel |  |  |  | Removal | 1988-10-17
0-003269 | MOBIL 18-MX6 | 8345 W GRAND AVE | PEORIA | AZ | 85345 | Maricopa | 5 | Perm Closure | 1987-09-01 | 1000 | Used Oil/Waste Oil | COMPARTMENT A | Double Walled | Fiberglass Reinforced Plastic | Gravity Feed |  | Fiberglass Reinforced Plastic | Removal | 1996-04-02
0-003269 | MOBIL 18-MX6 | 8345 W GRAND AVE | PEORIA | AZ | 85345 | Maricopa | 1 | Perm Closure | 1985-01-01 | 10000 | Gasoline | COMPARTMENT A | Double Walled | Fiberglass Reinforced Plastic | Pressure |  | Fiberglass Reinforced Plastic | Removal | 2003-11-16
0-008112 | B&B AMUSEMENT INC | 4433 S 4TH AVE | YUMA | AZ | 85365 | Yuma | 3 | Perm Closure | 2005-06-17 | 10000 | Diesel | COMPARTMENT A | Unknown | Asphalt coated or Bare Steel |  |  |  | Removal | 1995-05-23
0-007741 | ENRIQUEZ AUTO REPAIR | 3333 S 12TH AVE | TUCSON | AZ | 85713 | Pima | 1 | Perm Closure | 2005-06-17 | 1000 | Gasoline | COMPARTMENT A | Unknown | Asphalt coated or Bare Steel |  |  |  | Removal | 1995-06-12
0-004001 | JIFFY LUBE #2443 | 5710 E 22ND ST | TUCSON | AZ | 85711 | Pima | 2 | Perm Closure | 1980-04-03 | 3000 | Unidentified | COMPARTMENT A | Double Walled | Asphalt coated or Bare Steel | Suction - Check Valve at the Tank Top |  |  | Removal | 1994-04-07
0-001979 | CONOCOPHILLIPS #2670028 | 1214 W BASELINE RD | MESA | AZ | 85202 | Maricopa | 3 | Perm Closure | 1983-01-01 | 10000 | Gasoline | COMPARTMENT A | Double Walled | Fiberglass Reinforced Plastic | Pressure | Double Walled | Fiberglass Reinforced Plastic | Removal | 2005-03-15
0-005754 | SPEEDWAY STORE #3000 |  | SANDERS |  |  | Apache | 3 | Open | 1991-08-01 | 8000 | Diesel | COMPARTMENT A | Double Walled | Composite (Steel/Fiberglass) | Pressure | Double Walled | Fiberglass Reinforced Plastic
0-009581 | NAKAI INDIAN ART | 357 NAVAJO BLVD | HOLBROOK | AZ | 86025 | Navajo | 2 | Perm Closure | 1953-01-01 | 2000 | Gasoline | COMPARTMENT A | Unknown | Unknown |  |  |  | Removal | 2000-11-08
0-001025 | CHAPMAN CHEVROLET-IZUZU | 1717 E BASELINE RD | TEMPE | AZ | 85283 | Maricopa | 2 | Perm Closure | 1977-01-01 | 500 | Used Oil/Waste Oil | COMPARTMENT A |  | Asphalt coated or Bare Steel | Gravity Feed | Single Walled | Bare or Galvanized Steel | Removal | 1998-09-25
0-003586 | AMERICAN CHEM TECH INC | 2326 E MAGNOLIA ST | PHOENIX | AZ | 85034 | Maricopa | 1 | Perm Closure | 1972-01-01 | 10000 | Gasoline | COMPARTMENT A |  | Asphalt coated or Bare Steel |  |  |  | Removal | 1988-12-14
0-004965 | SHELL | 5470 E GRANT RD | TUCSON | AZ | 85712 | Pima | 11 | Open | 2005-09-26 | 4000 | Diesel | COMPARTMENT A | Double Walled | Fiberglass Reinforced Plastic | Pressure | Double Walled | Flexible
0-007391 | SONOITA UNOCAL | HWY 83 & PAPAGO SPRING RD | SONOITA | AZ | 85637 | Santa Cruz | 1 | Perm Closure | 1989-04-01 | 10000 | Gasoline | COMPARTMENT A | Double Walled | Composite (Steel/Fiberglass) | Pressure |  | Fiberglass Reinforced Plastic | Removal | 2000-02-24
0-008234 | EL MIRAGE MARKET | 12118 W THUNDERBIRD RD | EL MIRAGE | AZ | 85335 | Maricopa | 2 | Perm Closure | 2005-06-17 | 10000 | Gasoline | COMPARTMENT A | Double Walled | Asphalt coated or Bare Steel |  |  |  | Removal | 2003-12-02
0-004818 | SUTTON OIL CO | 1120 N ARIZONA BLVD | COOLIDGE | AZ | 85128 | Pinal | 3 | Perm Closure | 1971-04-16 | 10000 | Gasoline | COMPARTMENT A | Double Walled | Asphalt coated or Bare Steel |  |  |  | Removal | 2001-11-16
0-005574 | WASTE MANAGEMENT - RESIDENTIAL | 2137 W WILLIAMS DR | PHOENIX | AZ | 85027 | Maricopa | 1 | Perm Closure | 1984-03-07 | 10000 | Diesel | COMPARTMENT A | Double Walled | Fiberglass Reinforced Plastic | Pressure |  | Fiberglass Reinforced Plastic | Removal | 2003-10-23
0-005574 | WASTE MANAGEMENT - RESIDENTIAL | 2137 W WILLIAMS DR | PHOENIX | AZ | 85027 | Maricopa | 4 | Perm Closure | 1986-03-07 | 1000 | Unidentified | COMPARTMENT A | Double Walled | Fiberglass Reinforced Plastic | Suction - Check Valve at the Tank Top |  |  | Removal | 1992-07-08
0-005387 | USMC YUMA MAIN SYSTEM | AVENUE 3E | YUMA | AZ | 85369 | Yuma | 19 | Perm Closure | 1972-01-01 | 410 | Diesel | COMPARTMENT A | Single Walled | Asphalt coated or Bare Steel | Suction - Check Valve at the Tank Top |  | Bare or Galvanized Steel | Removal | 1991-04-10
0-005387 | USMC YUMA MAIN SYSTEM | AVENUE 3E | YUMA | AZ | 85369 | Yuma | 47 | Perm Closure | 1969-01-01 | 10000 | Unidentified | COMPARTMENT A | Single Walled | Asphalt coated or Bare Steel | Pressure |  | Bare or Galvanized Steel | Closed in Place | 1991-01-01
0-005387 | USMC YUMA MAIN SYSTEM | AVENUE 3E | YUMA | AZ | 85369 | Yuma | 48 | Perm Closure | 1989-01-01 | 20000 | Jet Fuel | COMPARTMENT A | Single Walled | Asphalt coated or Bare Steel | Pressure | Single Walled | Bare or Galvanized Steel | Removal | 1998-06-11
0-005387 | USMC YUMA MAIN SYSTEM | AVENUE 3E | YUMA | AZ | 85369 | Yuma | 70 | Open | 1997-12-03 | 12000 | Gasoline | COMPARTMENT A | Double Walled | Composite (Steel/Fiberglass) | Pressure | Double Walled | Fiberglass Reinforced Plastic
0-005387 | USMC YUMA MAIN SYSTEM | AVENUE 3E | YUMA | AZ | 85369 | Yuma | 40 | Perm Closure | 2005-06-17 | 12000 | Gasoline | COMPARTMENT A | Unknown | Unknown |  |  |  | Removal | 1981-01-01
0-005387 | USMC YUMA MAIN SYSTEM | AVENUE 3E | YUMA | AZ | 85369 | Yuma | 57 | Perm Closure | 2005-06-17 | 500 | Used Oil/Waste Oil | COMPARTMENT A | Double Walled | Fiberglass Reinforced Plastic |  |  |  | Removal | 1995-02-09
0-003968 | CITY OF PRESCOTT - ANTELOPE HILLS GOLF COURSE | 19 CLUBHOUSE DR | PRESCOTT | AZ | 86301 | Yavapai | 2 | Perm Closure | 1960-01-01 | 590 | Gasoline | COMPARTMENT A | Unknown | Asphalt coated or Bare Steel | Suction - Check Valve at the Tank Top |  |  | Removal | 1995-02-01
0-002806 | SPEEDWAY STORE #2944 | 1850 E PRINCE RD | TUCSON | AZ | 85719 | Pima | 2 | Perm Closure | 1971-01-01 | 4000 | Gasoline | COMPARTMENT A |  | Asphalt coated or Bare Steel |  |  |  | Removal | 1990-03-14
0-002806 | SPEEDWAY STORE #2944 | 1850 E PRINCE RD | TUCSON | AZ | 85719 | Pima | 6 | Perm Closure | 1976-01-01 | 10000 | Diesel | COMPARTMENT A |  | Asphalt coated or Bare Steel |  |  |  | Removal | 1990-03-14
0-002806 | SPEEDWAY STORE #2944 | 1850 E PRINCE RD | TUCSON | AZ | 85719 | Pima | 8 | Open | 1990-12-01 | 10000 | Gasoline (UL) | COMPARTMENT A | Double Walled | Fiberglass Reinforced Plastic | Pressure | Double Walled | Fiberglass Reinforced Plastic
0-004615 | 7-ELEVEN #16002 | 2451 S HARRISON RD | TUCSON | AZ | 85748 | Pima | 2 | Perm Closure | 1974-01-01 | 8000 | Gasoline | COMPARTMENT A | Unknown | Asphalt coated or Bare Steel |  |  |  | Removal | 1991-01-31
0-005085 | CONOCOPHILLIPS #257369 | 2085 S ALVERNON WAY | TUCSON | AZ | 85711 | Pima | 6 | Perm Closure | 2005-06-17 | 4000 | Unidentified | COMPARTMENT A | Double Walled | Fiberglass Reinforced Plastic |  |  |  | Removal | 2003-06-11
0-000887 | SPEEDSMART #107 | 1158 W UNIVERSITY DR | MESA | AZ | 85201 | Maricopa | 7 | Open | 1993-01-01 | 10000 | Gasoline (PUL) | COMPARTMENT A | Double Walled | Fiberglass Reinforced Plastic | Pressure | Double Walled | Fiberglass Reinforced Plastic
0-008281 | CARS PLUS-VANJO INC - FORMER | 1242 W MAIN ST | MESA | AZ | 85201 | Maricopa | 2 | Perm Closure | 2005-06-17 |  | Gasoline | COMPARTMENT A | Double Walled | Asphalt coated or Bare Steel |  |  |  | Removal | 1973-01-01
0-003155 | AMERICAN TOWER CORPORATION RADIO TOWER ATC SITE #89262 HOLBROOK #2 |  | HOLBROOK |  |  | Navajo | 1 | Perm Closure | 1968-01-01 | 8000 | Gasoline | COMPARTMENT A |  | Asphalt coated or Bare Steel |  |  |  | Removal | 1994-09-12
0-009091 | VAN BRUNT PROPERTY | 2486 W OLD HIGHWAY 66 | KINGMAN | AZ | 86413 | Mohave | 4 | Perm Closure | 2013-01-02 | 10000 | Diesel | COMPARTMENT A | Single Walled | Asphalt coated or Bare Steel |  |  |  | Removal | 2012-03-22
0-009022 | FIRESTONE #26W9 | 3710 W INA RD | MARANA | AZ | 85741 | Pima | 1 | Perm Closure | 2005-06-17 | 550 | Used Oil/Waste Oil | COMPARTMENT A | Unknown | Asphalt coated or Bare Steel | Gravity Feed |  |  | Removal | 1997-07-23
0-001978 | EXXON #7-6369 | 3001 E ANDY DEVINE AVE | KINGMAN | AZ | 86401 | Mohave | 2 | Perm Closure | 1966-01-01 | 10000 | Gasoline | COMPARTMENT A |  | Asphalt coated or Bare Steel |  |  |  | Removal | 1988-07-13
0-001978 | EXXON #7-6369 | 3001 E ANDY DEVINE AVE | KINGMAN | AZ | 86401 | Mohave | 3 | Perm Closure | 1966-01-01 | 10000 | Gasoline | COMPARTMENT A |  | Asphalt coated or Bare Steel |  |  |  | Removal | 1988-07-13
0-010027 | SAM'S CLUB #6205 GAS STATION | 1520 S PACIFIC AVE | YUMA | AZ | 85365 | Yuma | 1 | Open | 2004-10-07 | 20000 | Gasoline | COMPARTMENT A | Double Walled | Fiberglass Reinforced Plastic | Pressure | Double Walled | Fiberglass Reinforced Plastic
0-010036 | AESC | 20022 N 31ST AVE | PHOENIX | AZ | 85027 | Maricopa | 1 | Open | 1987-01-01 | 15000 | Diesel | COMPARTMENT A | Double Walled | Fiberglass Reinforced Plastic | Suction - Check Valve at the Tank Top
0-009691 | TUNEUP MASTERS | 2644 W BETHANY HOME RD | PHOENIX | AZ | 85017 | Maricopa | 2 | Perm Closure | 1959-01-01 | 5000 | Gasoline | COMPARTMENT A | Double Walled | Asphalt coated or Bare Steel |  |  |  | Removal | 2000-11-14
0-001786 | DICKIE TRUCKING CO |  | HILLSIDE |  |  | Yavapai | 4 | Perm Closure | 1988-08-01 | 500 | Gasoline | COMPARTMENT A |  | Asphalt coated or Bare Steel |  |  |  | Removal | 1999-03-02
0-008945 | CIRCLE K STORE #2741601 | 1611 E GUADALUPE RD | GILBERT | AZ | 85234 | Maricopa | 2 | Open | 1996-02-16 | 12000 | Gasoline (PUL) | COMPARTMENT A | Double Walled | Fiberglass Reinforced Plastic | Pressure | Double Walled | Fiberglass Reinforced Plastic
0-008732 | CORNER PUMP (BUTLER TIRE) | 3179 E BUTLER AVE | KINGMAN | AZ | 86409 | Mohave | 1 | Perm Closure | 1979-01-01 | 8000 | Gasoline | COMPARTMENT A |  | Asphalt coated or Bare Steel | Suction - Check Valve at the Tank Top |  | Bare or Galvanized Steel | Removal | 2007-07-31
0-006457 | CREIGHTON ELEMENTARY SCHOOL | 2802 E MCDOWELL RD | PHOENIX | AZ | 85008 | Maricopa | 3 | Perm Closure | 1991-08-01 | 10000 | Diesel | COMPARTMENT A | Double Walled | Fiberglass Reinforced Plastic | Pressure |  | Fiberglass Reinforced Plastic | Removal | 2018-06-14
0-006829 | CITY OF TEMPE - TRAFFIC OPS | 945 W RIO SALADO PKWY | TEMPE | AZ | 85281 | Maricopa | 1 | Perm Closure | 1987-01-01 | 1000 | Hazardous Substance | COMPARTMENT A | Single Walled | Asphalt coated or Bare Steel |  |  |  | Removal | 1990-05-30
0-008903 | CIRCLE K #2705023 | 1523 E MCDOWELL RD | PHOENIX | AZ | 85006 | Maricopa | 1 | Open | 1996-02-23 | 12000 | Gasoline | COMPARTMENT A | Double Walled | Fiberglass Reinforced Plastic | Pressure | Double Walled | Fiberglass Reinforced Plastic
0-004854 | CIRCLE K #2708776 | 1544 E SOUTHERN AVE | PHOENIX | AZ | 85040 | Maricopa | 1 | Perm Closure | 1988-10-06 | 10000 | Gasoline | COMPARTMENT A | Double Walled | Fiberglass Reinforced Plastic | Pressure |  | Fiberglass Reinforced Plastic | Removal | 2016-11-24
0-004854 | CIRCLE K #2708776 | 1544 E SOUTHERN AVE | PHOENIX | AZ | 85040 | Maricopa | 6 | Open | 2017-03-15 | 12000 | Diesel | COMPARTMENT A | Double Walled | Fiberglass Reinforced Plastic | Pressure | Double Walled | Fiberglass Reinforced Plastic
0-004307 | CIRCLE K #2701933 | 10290 E SPEEDWAY BLVD | TUCSON | AZ | 85748 | Pima | 2 | Open | 1987-01-01 | 10000 | Gasoline | COMPARTMENT A | Single Walled | Fiberglass Reinforced Plastic | Pressure |  | Fiberglass Reinforced Plastic
0-008921 | FIREBIRD FUEL CO #828 | 7005 W DETROIT ST | CHANDLER | AZ | 85226 | Maricopa | 2 | Open | 1996-03-27 | 12000 | Gasoline (UL) | COMPARTMENT A | Double Walled | Composite (Steel/Fiberglass) | Pressure | Double Walled | Fiberglass Reinforced Plastic
0-008921 | FIREBIRD FUEL CO #828 | 7005 W DETROIT ST | CHANDLER | AZ | 85226 | Maricopa | 1 | Open | 1996-03-27 | 8000 | Gasoline (UL) | COMPARTMENT A | Double Walled | Composite (Steel/Fiberglass) | Pressure | Double Walled | Fiberglass Reinforced Plastic
0-003572 | FIRESTONE #26E7/026603 | 6707 E MAIN ST | MESA | AZ | 85205 | Maricopa | 1 | Perm Closure | 1982-01-01 | 550 | Used Oil/Waste Oil | COMPARTMENT A |  | Asphalt coated or Bare Steel | Gravity Feed |  |  | Removal | 1997-07-22
0-006156 | PINNACLE PEAK COUNTRY CLUB MAINTENANCE SHOP | 8701 E PINNACLE PEAK RD | SCOTTSDALE | AZ | 85255 | Maricopa | 2 | Perm Closure | 1979-04-12 | 2000 | Diesel | COMPARTMENT A | Double Walled | Asphalt coated or Bare Steel | Suction - Check Valve at the Tank Top |  | Bare or Galvanized Steel | Removal | 1994-01-13
0-003773 | PHILLIPS 66 COMPANY #020639 | 881 W SAINT MARYS RD | TUCSON | AZ | 85745 | Pima | 1 | Perm Closure | 1965-01-01 | 4000 | Gasoline | COMPARTMENT A | Single Walled | Asphalt coated or Bare Steel |  |  |  | Removal | 1980-01-22
0-003417 | PHOENIX NW SOC 38TH DRIVE #163157 | 4220 N 38TH DR | PHOENIX | AZ | 85019 | Maricopa | 1 | Perm Closure | 1978-01-01 | 8000 | Gasoline | COMPARTMENT A | Single Walled | Asphalt coated or Bare Steel | Pressure |  | Fiberglass Reinforced Plastic | Removal | 1996-06-20
0-005567 | PERFORMANCE MAZDA | 3030 E SPEEDWAY BLVD | TUCSON | AZ | 85716 | Pima | 1 | Perm Closure | 1960-04-16 | 500 | Used Oil/Waste Oil | COMPARTMENT A | Unknown | Unknown |  |  |  | Removal | 1990-01-10
0-003909 | OUTLYING FACILITIES | 6701 N CASA GRANDE HWY | MARANA | AZ | 85743 | Pima | 1 | Perm Closure | 1974-05-07 | 1000 | Diesel | COMPARTMENT A | Unknown | Asphalt coated or Bare Steel |  |  |  | Removal | 1991-04-18
0-003517 | NEW HOLLAND FARM EQUIPMENT | 26403 W US HIGHWAY 85 | BUCKEYE | AZ | 85326 | Maricopa | 1 | Perm Closure | 1976-01-01 | 1000 | Gasoline | COMPARTMENT A |  | Asphalt coated or Bare Steel |  |  |  | Removal | 1988-01-01
0-004898 | TERRIBLE HERBST #132 | 3291 E ANDY DEVINE AVE | KINGMAN | AZ | 86401 | Mohave | 3 | Open | 1977-11-22 | 12000 | Diesel | COMPARTMENT A | Single Walled | Asphalt coated or Bare Steel | Pressure |  | Fiberglass Reinforced Plastic
0-004923 | RED DOG FUELS | 2701 W INDIAN SCHOOL RD | PHOENIX | AZ | 85017 | Maricopa | 6 | Perm Closure | 1990-12-01 | 10000 | Gasoline | COMPARTMENT A | Double Walled | Fiberglass Reinforced Plastic | Pressure |  | Fiberglass Reinforced Plastic | Removal | 2016-10-28
0-009837 | CIRCLE K STORE #2703366 | 1564 E RAY RD | GILBERT | AZ | 85296 | Maricopa | 2 | Open | 2001-07-17 | 12000 | Gasoline | COMPARTMENT A | Double Walled | Fiberglass Reinforced Plastic | Pressure | Double Walled | Fiberglass Reinforced Plastic
0-006717 | TEXACO JOBBER |  | PINETOP-LAKESIDE |  |  | Navajo | 1 | Perm Closure | 1978-01-01 | 12000 | Diesel | COMPARTMENT A | Double Walled | Asphalt coated or Bare Steel |  |  |  | Removal | 1992-05-20
0-006717 | TEXACO JOBBER |  | PINETOP-LAKESIDE |  |  | Navajo | 5 | Perm Closure | 1978-01-01 | 12000 | Gasoline | COMPARTMENT A | Double Walled | Asphalt coated or Bare Steel |  |  |  | Removal | 1989-03-01
0-009937 | QUICK & EASY MOBILE | 805 N MCQUEEN RD | GILBERT | AZ | 85233 | Maricopa | 3 | Open | 1999-07-22 | 15000 | Diesel | COMPARTMENT A | Double Walled | Fiberglass Reinforced Plastic | Pressure | Double Walled | Flexible
0-008877 | FRANCIS & SONS FOOD MART | 1560 S GILBERT RD | MESA | AZ | 85204 | Maricopa | 1 | Perm Closure | 1989-08-01 | 12000 | Diesel | COMPARTMENT A | Double Walled | Fiberglass Reinforced Plastic | Pressure |  | Fiberglass Reinforced Plastic | Removal | 2014-01-17
0-007295 | STAN'S U SAVE | 275 S ORANGE AVE | YUMA | AZ | 85364 | Yuma | 2 | Perm Closure | 1975-01-01 | 10000 | Gasoline | COMPARTMENT A | Double Walled | Asphalt coated or Bare Steel | Pressure |  |  | Removal | 2007-02-08
0-004697 | STONE FOREST INDUSTRIES |  | CLINTS WELL |  |  | Coconino | 4 | Perm Closure | 1976-01-01 | 10000 | Gasoline | COMPARTMENT A | Single Walled | Asphalt coated or Bare Steel |  |  |  | Removal | 1987-10-01
0-004759 | ELECTRONIC RESPONSIBLE RECYCLERS, LLC | 730 E SOUTHERN AVE | MESA | AZ | 85204 | Maricopa | 1 | Perm Closure | 1966-05-06 | 550 | Gasoline | COMPARTMENT A | Unknown | Asphalt coated or Bare Steel |  |  |  | Removal | 1990-12-11
0-007669 | STUCKYS DATELAND |  | AZTEC |  |  | Yuma | 1 | Perm Closure | 2005-06-17 | 6000 | Gasoline | COMPARTMENT A | Unknown | Asphalt coated or Bare Steel | Pressure |  |  | Removal | 1992-03-27
0-006709 | CHICKASHA COTTON OIL - SOUTH MOUNTAIN GIN | 6411 S 51ST DR | LAVEEN | AZ | 85339 | Maricopa | 1 | Perm Closure | 2005-06-17 | 500 | Gasoline | COMPARTMENT A | Unknown | Asphalt coated or Bare Steel |  |  |  | Removal | 1990-01-16
0-006780 | CHEVRON SELF SERVE 15 | 721 N MAIN ST | SAN LUIS | AZ | 85336 | Yuma | 3 | Perm Closure | 1990-12-01 | 12000 | Gasoline | COMPARTMENT A | Double Walled | Fiberglass Reinforced Plastic | Pressure |  | Fiberglass Reinforced Plastic | Removal | 2020-06-25
0-006780 | CHEVRON SELF SERVE 15 | 721 N MAIN ST | SAN LUIS | AZ | 85336 | Yuma | 4 | Perm Closure | 1990-12-01 | 20000 | Gasoline | COMPARTMENT A | Double Walled | Fiberglass Reinforced Plastic | Pressure |  | Fiberglass Reinforced Plastic | Removal | 2020-06-25
0-000978 | WHITE ROCK MINE |  | CATALINA |  |  | Pinal | 1 | Perm Closure | 1976-01-01 | 5000 | Gasoline | COMPARTMENT A |  | Asphalt coated or Bare Steel |  |  |  | Removal | 1995-12-14
0-007004 | TUNEUP MASTERS #616 | 770 W GRANT RD | TUCSON | AZ | 85705 | Pima | 1 | Perm Closure | 2005-06-17 | 550 | Used Oil/Waste Oil | COMPARTMENT A | Unknown | Asphalt coated or Bare Steel | Gravity Feed |  |  | Removal | 1991-01-18
0-006150 | TUNEUP MASTERS #622 | 4301 S 6TH AVE | TUCSON | AZ | 85714 | Pima | 1 | Perm Closure | 2005-06-17 | 550 | Used Oil/Waste Oil | COMPARTMENT A | Unknown | Asphalt coated or Bare Steel | Gravity Feed |  |  | Removal | 1990-12-27
0-005394 | UNIVERSAL DRILLING & SUPPLY CO | 101 BROADWAY | YARNELL | AZ | 85362 | Yavapai | 1 | Perm Closure | 1978-04-30 | 10000 | Gasoline | COMPARTMENT A | Double Walled | Asphalt coated or Bare Steel | Pressure | Double Walled |  | Removal | 2000-09-13
0-002344 | QUIKTRIP STORE #1464 | 3200 N ORACLE RD | TUCSON | AZ | 85705 | Pima | 2 | Open | 2015-09-01 | 20000 | Gasoline (UL) | COMPARTMENT A | Double Walled | Fiberglass Reinforced Plastic | Pressure | Double Walled | Fiberglass Reinforced Plastic
0-008429 | CITY OF GOODYEAR - WELL 12 | 1600 S BULLARD AVE | GOODYEAR | AZ | 85338 | Maricopa | 1 | Perm Closure | 2005-06-17 | 1000 | Diesel | COMPARTMENT A | Unknown | Unknown |  |  |  | Removal | 1994-04-05
0-000925 | MALONE'S AUTOMOTIVE | 808 E ROUTE 66 | WILLIAMS | AZ | 86046 | Coconino | 5 | Perm Closure | 1985-01-01 | 8000 | Gasoline | COMPARTMENT A |  | Asphalt coated or Bare Steel | Pressure |  | Fiberglass Reinforced Plastic | Removal | 2011-06-16
0-008571 | HIGH DESERT INVESTMENTS | 205 S GABEL ST | FLAGSTAFF | AZ | 86001 | Coconino | 4 | Perm Closure | 1975-01-01 | 4000 | Gasoline | COMPARTMENT A | Double Walled | Asphalt coated or Bare Steel |  |  |  | Removal | 1999-03-26
0-008571 | HIGH DESERT INVESTMENTS | 205 S GABEL ST | FLAGSTAFF | AZ | 86001 | Coconino | 2 | Perm Closure | 1975-01-01 | 5000 | Gasoline | COMPARTMENT A | Double Walled | Asphalt coated or Bare Steel |  |  |  | Removal | 1999-03-26
0-008571 | HIGH DESERT INVESTMENTS | 205 S GABEL ST | FLAGSTAFF | AZ | 86001 | Coconino | 3 | Perm Closure | 1975-01-01 | 3000 | Gasoline | COMPARTMENT A | Double Walled | Asphalt coated or Bare Steel |  |  |  | Removal | 1999-03-26
0-003615 | TWIN BUTTES MINE #1 |  | GREEN VALLEY |  |  | Pima | 1 | Perm Closure | 1967-01-01 | 8000 | Kerosene | COMPARTMENT A |  | Asphalt coated or Bare Steel |  |  |  | Removal | 1989-04-10
0-010052 | DOUGLAS CHEVRON | 461 N PAN AMERICAN AVE | DOUGLAS | AZ | 85607 | Cochise | 1 | Open | 2004-11-05 | 8000 | Gasoline | COMPARTMENT B | Double Walled | Asphalt coated or Bare Steel
0-006111 | GOODWILL INDUSTRIES OF CENTRAL ARIZONA | 417 N 16TH ST | PHOENIX | AZ | 85006 | Maricopa | 1 | Perm Closure | 1973-04-06 | 10000 | Gasoline | COMPARTMENT A | Unknown | Unknown |  |  |  | Removal | 1989-04-01
0-006254 | SPEEDWAY STORE #2997 | 9491 E 22ND ST | TUCSON | AZ | 85710 | Pima | 4 | Open | 1988-07-14 | 12000 | Gasoline | COMPARTMENT A | Single Walled | Fiberglass Reinforced Plastic | Pressure |  | Fiberglass Reinforced Plastic
0-007934 | PARCEL 111-43-086 | 922 N 3RD ST | PHOENIX | AZ | 85004 | Maricopa | 2 | Perm Closure | 2005-06-17 | 1000 | Gasoline | COMPARTMENT A | Double Walled | Asphalt coated or Bare Steel | Gravity Feed |  | Bare or Galvanized Steel | Removal | 1992-08-02
0-009858 | GAS-N-GRUB DAIRY-N-SUB | 2201 HUALAPAI MOUNTAIN RD | KINGMAN | AZ | 86401 | Mohave | 2 | Open | 2001-12-18 | 12000 | Gasoline | COMPARTMENT A | Double Walled | Composite (Steel/Fiberglass) | Pressure | Double Walled | Fiberglass Reinforced Plastic
0-002256 | GEORGIA-PACIFIC CORP | 4800 W PASADENA AVE | GLENDALE | AZ | 85301 | Maricopa | 3 | Perm Closure | 2005-06-17 | 1000 | Gasoline | COMPARTMENT A | Single Walled | Asphalt coated or Bare Steel | Suction - Check Valve at the Tank Top |  |  | Closed in Place | 1990-02-26
0-009412 | LOVE'S TRAVEL STOP #296 | 820 W PIMA ST | GILA BEND | AZ | 85337 | Maricopa | 1 | Open | 1998-06-04 | 8000 | Gasoline | COMPARTMENT B | Double Walled | Composite (Steel/Fiberglass) | Pressure | Double Walled
0-005556 | LEO THE LION LTD | 6344 N 7TH ST | PHOENIX | AZ | 85014 | Maricopa | 3 | Perm Closure | 2005-06-17 | 4000 | Diesel | COMPARTMENT A | Double Walled | Asphalt coated or Bare Steel | Gravity Feed |  | Bare or Galvanized Steel | Removal | 1992-09-16
0-002754 | JUDSON SCHOOL | 6704 N MOCKINGBIRD LN | PARADISE VALLEY | AZ | 85253 | Maricopa | 3 | Perm Closure | 1976-02-05 | 300 | Diesel | COMPARTMENT A | Single Walled | Asphalt coated or Bare Steel |  |  |  | Removal | 1988-08-09
0-002754 | JUDSON SCHOOL | 6704 N MOCKINGBIRD LN | PARADISE VALLEY | AZ | 85253 | Maricopa | 1 | Perm Closure | 1971-02-05 | 2000 | Gasoline | COMPARTMENT A | Single Walled | Asphalt coated or Bare Steel |  |  |  | Closed in Place | 1988-08-09
0-008023 | CAPITAL COLLISION REPAIR | 5154 N 27TH AVE | PHOENIX | AZ | 85017 | Maricopa | 2 | Perm Closure | 2005-06-17 |  | Gasoline | COMPARTMENT A | Unknown | Asphalt coated or Bare Steel |  |  |  | Removal | 1988-03-23
0-008023 | CAPITAL COLLISION REPAIR | 5154 N 27TH AVE | PHOENIX | AZ | 85017 | Maricopa | 3 | Perm Closure | 2005-06-17 | 1000 | Used Oil/Waste Oil | COMPARTMENT A | Unknown | Unknown |  |  |  | Removal | 1993-02-05
0-008391 | ARCO AM/PM #82525 | 2800 N ORACLE RD | TUCSON | AZ | 85705 | Pima | 1 | Open | 1994-04-15 | 10000 | Gasoline | COMPARTMENT A | Double Walled | Fiberglass Reinforced Plastic | Pressure |  | Fiberglass Reinforced Plastic
0-000202 | ADPS | 2010 W ENCANTO BLVD | PHOENIX | AZ | 85009 | Maricopa | 4 | Perm Closure | 2005-06-17 | 550 | Diesel | COMPARTMENT A | Single Walled | Fiberglass Reinforced Plastic | Suction - Check Valve at the Dispenser | Single Walled | Bare or Galvanized Steel | Removal | 2018-08-21
0-006478 | ANTELOPE TRAVEL RECREATION | 910 COPPERMINE RD | PAGE | AZ | 86040 | Coconino | 2 | Open | 1987-10-05 | 12000 | Gasoline (UL) | COMPARTMENT A | Single Walled | Fiberglass Reinforced Plastic | Pressure |  | Fiberglass Reinforced Plastic
0-009604 | VALERO #8038 | 8268 W DEER VALLEY RD | PEORIA | AZ | 85382 | Maricopa | 2 | Perm Closure | 1999-12-10 | 10000 | Gasoline | COMPARTMENT A | Double Walled | Fiberglass Reinforced Plastic | Pressure | Double Walled | Flexible | Removal | 2020-01-16
0-009590 | ADOA - FUEL DEPOT | 1501 W MADISON ST | PHOENIX | AZ | 85007 | Maricopa | 2 | Open | 1999-02-01 | 12000 | Gasoline (UL) | COMPARTMENT A | Double Walled | Fiberglass Reinforced Plastic | Pressure | Double Walled | Fiberglass Reinforced Plastic
0-008984 | 4 SONS FOOD STORES #504 | 3610 W PINNACLE PEAK RD | PHOENIX | AZ | 85310 | Maricopa | 4 | Open | 1996-01-01 | 6000 | Diesel | COMPARTMENT A | Double Walled | Fiberglass Reinforced Plastic | Pressure | Double Walled | Fiberglass Reinforced Plastic
0-000166 | AIR PRODUCTS AND CHEMICALS, INC. - RAIL SPUR | 11520 E GERMANN RD | CHANDLER | AZ | 85286 | Maricopa | 4 | Perm Closure | 1961-01-01 | 1000 | Gasoline | COMPARTMENT A |  | Asphalt coated or Bare Steel |  |  |  | Removal | 1986-08-22
0-000166 | AIR PRODUCTS AND CHEMICALS, INC. - RAIL SPUR | 11520 E GERMANN RD | CHANDLER | AZ | 85286 | Maricopa | 1 | Perm Closure | 1971-01-01 | 5146 | Gasoline | COMPARTMENT A |  | Asphalt coated or Bare Steel |  |  |  | Removal | 1986-08-22
0-009960 | BVB PROPERTY | 2701 W NORTHERN AVE | PHOENIX | AZ | 85051 | Maricopa | 2 | Perm Closure | 1963-01-01 | 6000 | Gasoline | COMPARTMENT A | Single Walled | Asphalt coated or Bare Steel |  |  |  | Removal | 1988-01-28
0-009960 | BVB PROPERTY | 2701 W NORTHERN AVE | PHOENIX | AZ | 85051 | Maricopa | 4 | Perm Closure | 1959-01-01 | 8000 | Gasoline | COMPARTMENT A | Single Walled | Asphalt coated or Bare Steel |  |  |  | Removal | 1988-01-28
0-000851 | CALVERT OIL CO | 214 E ARIZONA EASTERN AVE | BUCKEYE | AZ | 85326 | Maricopa | 2 | Perm Closure | 1946-01-01 | 2000 | Kerosene | COMPARTMENT A | Single Walled | Asphalt coated or Bare Steel |  |  |  | Closed in Place | 1983-09-01
0-006013 | BREINHOLT CONSTRUCTION CO INC | 5303 E FAIRVIEW ST | CHANDLER | AZ | 85226 | Maricopa | 1 | Perm Closure | 1976-01-01 | 10000 | Gasoline | COMPARTMENT A | Single Walled | Asphalt coated or Bare Steel | Suction - Check Valve at the Tank Top | Single Walled | Bare or Galvanized Steel | Removal | 1996-01-09
0-000716 | BFH 56TH STREET PROJECT |  | CHANDLER |  |  | Maricopa | 1 | Perm Closure | 1981-01-01 | 3000 | Gasoline | COMPARTMENT A |  | Asphalt coated or Bare Steel |  |  |  | Removal | 1999-01-15
0-003595 | BIG LAKE TRADING POST | 1501 COPPERMINE RD | PAGE | AZ | 86040 | Coconino | 5 | Open | 2018-05-11 | 8000 | Diesel | COMPARTMENT A | Double Walled | Fiberglass Reinforced Plastic | Pressure | Double Walled | Fiberglass Reinforced Plastic
0-007700 | TUCSON PRINTED CIRCUITS INC | 770 E EVANS BLVD | TUCSON | AZ | 85713 | Pima | 1 | Perm Closure | 2005-06-17 | 2000 | Diesel | COMPARTMENT A | Double Walled | Asphalt coated or Bare Steel | Pressure |  |  | Removal | 1993-05-13
0-004952 | SHELL #25 | 3901 E 22ND ST | TUCSON | AZ | 85711 | Pima | 6 | Perm Closure | 1988-01-15 | 10000 | Gasoline | COMPARTMENT A | Double Walled | Fiberglass Reinforced Plastic | Pressure | Double Walled | Fiberglass Reinforced Plastic | Removal | 2004-08-30
0-004952 | SHELL #25 | 3901 E 22ND ST | TUCSON | AZ | 85711 | Pima | 9 | Perm Closure | 2005-02-20 | 7000 | Gasoline | COMPARTMENT A | Double Walled | Fiberglass Reinforced Plastic | Pressure | Double Walled | Flexible | Removal | 2017-03-15
0-004952 | SHELL #25 | 3901 E 22ND ST | TUCSON | AZ | 85711 | Pima | 9 | Perm Closure | 2005-02-20 | 8000 | Diesel | COMPARTMENT B | Double Walled | Fiberglass Reinforced Plastic | Pressure | Double Walled | Flexible | Removal | 2017-03-15
0-005099 | TIGERMART/SUNSHINE MART | 1120 S HIGHWAY 80 | BENSON | AZ | 85602 | Cochise | 1 | Perm Closure | 1984-04-22 | 10000 | Gasoline | COMPARTMENT A | Unknown | Unknown | Pressure |  | Fiberglass Reinforced Plastic | Removal | 1994-04-27
0-003411 | TOLLESON MAIN CO #143150 | 9201 W MONROE ST | TOLLESON | AZ | 85353 | Maricopa | 1 | Perm Closure | 1982-01-01 | 1000 | Diesel | COMPARTMENT A | Single Walled | Asphalt coated or Bare Steel |  |  |  | Removal | 1992-11-12
0-001656 | SUNBELT RENTALS INC | 2066 E UNIVERSITY DR | TEMPE | AZ | 85281 | Maricopa | 6 | Perm Closure | 1978-01-01 | 550 | Used Oil/Waste Oil | COMPARTMENT A |  | Asphalt coated or Bare Steel |  |  |  | Removal | 1990-10-02
0-001656 | SUNBELT RENTALS INC | 2066 E UNIVERSITY DR | TEMPE | AZ | 85281 | Maricopa | 3 | Perm Closure | 1978-01-01 | 8000 | Gasoline | COMPARTMENT A |  | Asphalt coated or Bare Steel |  |  |  | Removal | 1990-10-02
0-010077 | AIRPARK PARTNERS | 16035 N 80TH ST | SCOTTSDALE | AZ | 85260 | Maricopa | 1 | Open | 2002-04-23 | 12000 | Jet Fuel | COMPARTMENT A | Double Walled | Fiberglass Reinforced Plastic | Pressure | Double Walled | Fiberglass Reinforced Plastic
0-008436 | ACTION TIRE | 755 E MAIN ST | MESA | AZ | 85203 | Maricopa | 3 | Perm Closure | 2005-06-17 |  | Gasoline | COMPARTMENT A | Double Walled | Fiberglass Reinforced Plastic |  |  |  | Closed in Place | 1988-01-01
0-002955 | ADVANCED PLASTERING | 303 S SIRRINE | MESA | AZ | 85210 | Maricopa | 2 | Perm Closure | 1985-01-01 | 1000 | Used Oil/Waste Oil | COMPARTMENT A |  | Asphalt coated or Bare Steel | Gravity Feed |  | Bare or Galvanized Steel | Removal | 1987-10-01
0-003019 | MADISON GRANITE SUPPLIES | 30600 N 23RD AVE | PHOENIX | AZ | 85085 | Maricopa | 1 | Perm Closure | 1981-02-26 | 4000 | Diesel | COMPARTMENT A | Double Walled | Asphalt coated or Bare Steel |  |  |  | Removal | 1987-01-01
0-005198 | TUCSON TREE SERVICE | 4421 N ROMERO RD | TUCSON | AZ | 85705 | Pima | 1 | Perm Closure | 1979-01-01 | 1000 | Gasoline | COMPARTMENT A | Double Walled | Asphalt coated or Bare Steel | Suction - Check Valve at the Tank Top |  |  | Removal | 1994-04-29
0-008679 | DOBSON IV FARMS | 1200 W QUEEN CREEK RD | CHANDLER | AZ | 85248 | Maricopa | 2 | Perm Closure | 1970-01-01 | 6000 | Diesel | COMPARTMENT A | Unknown | Asphalt coated or Bare Steel | Suction - Check Valve at the Tank Top |  |  | Removal | 1995-08-31
0-002217 | VAL VISTA AUTOMOTIVE | 3613 E SOUTHERN AVE | MESA | AZ | 85206 | Maricopa | 1 | Perm Closure | 1988-07-12 | 12000 | Gasoline | COMPARTMENT A | Double Walled | Fiberglass Reinforced Plastic | Pressure |  | Fiberglass Reinforced Plastic | Removal | 2018-03-14
0-009769 | CIRCLE K #2706347 | 8202 E MCDOWELL RD | SCOTTSDALE | AZ | 85257 | Maricopa | 2 | Open | 2001-01-12 | 10000 | Gasoline | COMPARTMENT A | Double Walled | Fiberglass Reinforced Plastic | Pressure | Double Walled | Flexible
0-009828 | CIRCLE K #2705915 | 20721 N SCOTTSDALE RD | SCOTTSDALE | AZ | 85255 | Maricopa | 1 | Open | 2001-11-01 | 15000 | Gasoline | COMPARTMENT A | Double Walled | Fiberglass Reinforced Plastic | Pressure | Double Walled | Fiberglass Reinforced Plastic
0-001531 | CIRCLE K #2701941 | 5879 W VAN BUREN ST | PHOENIX | AZ | 85043 | Maricopa | 1 | Perm Closure | 1986-01-01 | 10000 | Diesel | COMPARTMENT A | Single Walled | Fiberglass Reinforced Plastic | Pressure | Single Walled | Fiberglass Reinforced Plastic | Removal | 2017-02-02
0-001531 | CIRCLE K #2701941 | 5879 W VAN BUREN ST | PHOENIX | AZ | 85043 | Maricopa | 3 | Perm Closure | 1986-01-01 | 10000 | Gasoline | COMPARTMENT A | Single Walled | Fiberglass Reinforced Plastic | Pressure | Single Walled | Fiberglass Reinforced Plastic | Removal | 2017-02-02
0-007978 | ESKO'S AUTO SERVICE & SUPPLY | 867 E ASH ST | GLOBE | AZ | 85501 | Gila | 1 | Perm Closure | 2005-06-17 |  | Gasoline | COMPARTMENT A | Unknown | Unknown |  |  |  | Closed in Place | 1978-04-01
0-007942 | PHOENIX MEMORIAL HOSPITAL | 1201 S 7TH AVE | PHOENIX | AZ | 85007 | Maricopa | 2 | Perm Closure | 2005-06-17 | 550 | Used Oil/Waste Oil | COMPARTMENT A | Unknown | Asphalt coated or Bare Steel | Gravity Feed |  | Bare or Galvanized Steel | Removal | 1992-10-06
0-003425 | PHOENIX NORTH SOC PINCHOT #164156 | 1617 E PINCHOT AVE | PHOENIX | AZ | 85016 | Maricopa | 2 | Perm Closure | 2005-06-17 | 1000 | Diesel | COMPARTMENT A | Double Walled | Asphalt coated or Bare Steel |  |  |  | Removal | 2001-04-25
0-003425 | PHOENIX NORTH SOC PINCHOT #164156 | 1617 E PINCHOT AVE | PHOENIX | AZ | 85016 | Maricopa | 1 | Perm Closure | 1979-01-15 | 10000 | Gasoline | COMPARTMENT A | Double Walled | Asphalt coated or Bare Steel |  |  |  | Removal | 1988-02-01
0-003755 | PHILLIPS 66 COMPANY #017886 | 2103 W IRONWOOD | TUCSON | AZ | 85745 | Pima | 5 | Open | 1973-01-01 | 4000 | Gasoline | COMPARTMENT A |  | Asphalt coated or Bare Steel
0-002822 | NATIONAL CLEANERS | 3117 N 16TH ST | PHOENIX | AZ | 85016 | Maricopa | 1 | Perm Closure | 1961-05-08 | 450 | Unidentified | COMPARTMENT A | Double Walled | Asphalt coated or Bare Steel | Gravity Feed |  |  | Removal | 1986-01-01
0-005246 | JACKSON ENERGY #6789 | 6416 STATE ROUTE 179 | VILLAGE OF OAK CREEK | AZ | 86351 | Yavapai | 2 | Perm Closure | 1972-04-30 | 7500 | Gasoline | COMPARTMENT A | Double Walled | Asphalt coated or Bare Steel | Pressure |  |  | Removal | 1989-08-08
0-009433 | CIRCLE K STORE #2709181 | 20203 N 67TH AVE | GLENDALE | AZ | 85308 | Maricopa | 1 | Open | 1997-12-01 | 20000 | Gasoline | COMPARTMENT A | Double Walled | Fiberglass Reinforced Plastic
0-003256 | ARCO AM/PM 43RD AVE | 1601 N 43RD AVE | PHOENIX | AZ | 85009 | Maricopa | 2 | Perm Closure | 1972-01-01 | 6000 | Gasoline | COMPARTMENT A |  | Asphalt coated or Bare Steel | Pressure |  |  | Removal | 1987-06-02
0-003256 | ARCO AM/PM 43RD AVE | 1601 N 43RD AVE | PHOENIX | AZ | 85009 | Maricopa | 10 | Open | 2020-01-09 | 10000 | Diesel | COMPARTMENT A | Double Walled | Fiberglass Reinforced Plastic
0-007230 | RIVERVIEW GOLF COURSE | 2202 W RIO SALADO PKWY | MESA | AZ | 85201 | Maricopa | 1 | Perm Closure | 1987-06-01 | 1000 | Gasoline | COMPARTMENT A | Double Walled | Fiberglass Reinforced Plastic | Suction - Check Valve at the Tank Top |  |  | Removal | 1999-11-16
0-009033 | ROBERT GILLS/MARTHA GILLS TRUST | 302 E PIMA | GILA BEND | AZ | 85337 | Maricopa | 3 | Perm Closure | 2005-06-17 | 500 | Gasoline | COMPARTMENT A | Unknown | Asphalt coated or Bare Steel |  |  |  | Removal | 1997-01-03
0-004127 | REESE'S PHILLIPS 66 | 395 N MAIN ST | FREDONIA | AZ | 86022 | Coconino | 1 | Perm Closure | 1976-05-02 | 10000 | Gasoline | COMPARTMENT A | Unknown | Asphalt coated or Bare Steel |  |  |  | Removal | 1992-12-06
0-004127 | REESE'S PHILLIPS 66 | 395 N MAIN ST | FREDONIA | AZ | 86022 | Coconino | 3 | Perm Closure | 1976-05-02 | 6000 | Diesel | COMPARTMENT A | Unknown | Asphalt coated or Bare Steel |  |  |  | Removal | 1992-12-06
0-009791 | SOUTHERN SHELL | 4005 E SOUTHERN AVE | PHOENIX | AZ | 85042 | Maricopa | 1 | Open | 2001-01-26 | 10000 | Diesel | COMPARTMENT A | Double Walled | Fiberglass Reinforced Plastic | Pressure | Double Walled | Fiberglass Reinforced Plastic
0-009029 | HOLLIDAY LOGGING |  | EAGAR |  |  | Apache | 2 | Perm Closure | 2005-06-17 | 5000 | Gasoline | COMPARTMENT A | Single Walled | Asphalt coated or Bare Steel |  |  |  | Removal | 1995-09-01
0-010000 | QUIKTRIP #479 | 8233 N 7TH ST | PHOENIX | AZ | 85020 | Maricopa | 1 | Open | 2003-10-06 | 12000 | Gasoline | COMPARTMENT A | Double Walled | Fiberglass Reinforced Plastic | Pressure | Double Walled | Flexible
0-007260 | RAMADA INC | 3838 E VAN BUREN ST | PHOENIX | AZ | 85008 | Maricopa | 1 | Perm Closure | 1985-03-25 | 1000 | Diesel | COMPARTMENT A | Unknown | Fiberglass Reinforced Plastic | Suction - Check Valve at the Tank Top |  |  | Removal | 1995-06-27
0-002381 | USDOI NPS - SOUTH RIM POWERHOUSE |  | GRAND CANYON |  |  | Coconino | 4 | Perm Closure | 1939-01-01 | 20000 | Diesel | COMPARTMENT A | Single Walled | Asphalt coated or Bare Steel |  |  |  | Removal | 1990-09-10
0-007140 | PRESCOTT HISTORICAL SHARLOT HALL | 415 W GURLEY ST | PRESCOTT | AZ | 86301 | Yavapai | 1 | Perm Closure | 2005-06-17 | 1000 | Diesel | COMPARTMENT A | Unknown | Asphalt coated or Bare Steel | Suction - Check Valve at the Tank Top |  |  | Removal | 1990-12-12
0-007140 | PRESCOTT HISTORICAL SHARLOT HALL | 415 W GURLEY ST | PRESCOTT | AZ | 86301 | Yavapai | 2 | Perm Closure | 2005-06-17 | 550 | Gasoline | COMPARTMENT A | Unknown | Asphalt coated or Bare Steel | Suction - Check Valve at the Tank Top |  |  | Removal | 1990-12-12
0-006727 | MOHAVE COUNTY - PUBLIC WORKS FACILITY | 3675 E ANDY DEVINE AVE | KINGMAN | AZ | 86401 | Mohave | 3 | Perm Closure | 1990-05-31 | 15000 | Gasoline | COMPARTMENT A | Single Walled | Fiberglass Reinforced Plastic | Suction - Check Valve at the Tank Top | Double Walled | Fiberglass Reinforced Plastic | Removal | 2012-03-13
0-006727 | MOHAVE COUNTY - PUBLIC WORKS FACILITY | 3675 E ANDY DEVINE AVE | KINGMAN | AZ | 86401 | Mohave | 1 | Perm Closure | 2005-06-17 | 1000 | Gasoline | COMPARTMENT A |  | Asphalt coated or Bare Steel |  |  |  | Removal | 1990-03-22
0-009398 | SPEEDWAY STORE #2956 | 2381 S AVENUE B | YUMA | AZ | 85364 | Yuma | 3 | Open | 1998-11-25 | 12000 | Gasoline | COMPARTMENT A | Double Walled | Fiberglass Reinforced Plastic | Pressure | Double Walled | Fiberglass Reinforced Plastic
0-007613 | AT&T - CASTLEDOME R.S. |  | QUARTZSITE |  |  | Yuma | 1 | Perm Closure | 2005-06-17 | 5000 | Diesel | COMPARTMENT A | Unknown | Asphalt coated or Bare Steel |  |  |  | Removal | 1991-12-06
0-009343 | AMERICAN RED CROSS | 222 S CHERRY AVE | TUCSON | AZ | 85719 | Pima | 2 | Perm Closure | 1975-01-01 | 3000 | Gasoline | COMPARTMENT A | Single Walled | Asphalt coated or Bare Steel |  |  |  | Removal | 1999-02-23
0-003027 | ALBERT MALDONADO | 3029 E SOUTHERN AVE | PHOENIX | AZ | 85040 | Maricopa | 2 | Perm Closure | 1965-12-20 | 11000 | Gasoline | COMPARTMENT A | Unknown | Asphalt coated or Bare Steel |  |  |  | Removal | 1984-12-01
0-008026 | ADOT | 3505 E AVIATION PKWY | TUCSON | AZ | 85713 | Pima | 2 | Perm Closure | 2005-06-17 |  | Unidentified | COMPARTMENT A | Double Walled | Fiberglass Reinforced Plastic |  |  |  | Removal | 1989-11-17
0-000228 | ADOT - NOGALES MAINTENANCE YARD | 236.5 S PERKINS AVE | NOGALES | AZ | 85621 | Santa Cruz | 2 | Perm Closure | 1966-01-01 | 1500 | Gasoline | COMPARTMENT A | Single Walled | Asphalt coated or Bare Steel |  |  |  | Removal | 1993-12-08
0-000838 | AFCO #020211 (B) | 1634 N 27TH PL | PHOENIX | AZ | 85008 | Maricopa | 6 | Perm Closure | 1989-01-01 | 12000 | Gasoline | COMPARTMENT A | Double Walled | Composite (Steel/Fiberglass) | Pressure |  | Fiberglass Reinforced Plastic | Removal | 2008-11-19
0-000838 | AFCO #020211 (B) | 1634 N 27TH PL | PHOENIX | AZ | 85008 | Maricopa | 1 | Perm Closure | 1982-01-01 | 12000 | Diesel | COMPARTMENT A | Single Walled | Asphalt coated or Bare Steel |  |  |  | Removal | 1989-01-01
0-000838 | AFCO #020211 (B) | 1634 N 27TH PL | PHOENIX | AZ | 85008 | Maricopa | 7 | Perm Closure | 1989-01-01 | 12000 | Gasoline | COMPARTMENT A | Double Walled | Composite (Steel/Fiberglass) | Pressure |  | Fiberglass Reinforced Plastic | Removal | 2008-11-20
0-004661 | 7-ELEVEN #23308 | 3502 W CAMELBACK RD | PHOENIX | AZ | 85019 | Maricopa | 2 | Perm Closure | 1981-02-04 | 9700 | Gasoline | COMPARTMENT A | Unknown | Fiberglass Reinforced Plastic | Pressure |  | Bare or Galvanized Steel | Removal | 1993-11-02
0-007598 | A-1 REALTY OF ARIZONA | 2501 E WASHINGTON ST | PHOENIX | AZ | 85034 | Maricopa | 1 | Perm Closure | 2005-06-17 |  | Unidentified | COMPARTMENT A | Double Walled | Fiberglass Reinforced Plastic |  |  |  | Removal | 1988-05-09
0-008936 | ACCURATE SERVICE CENTER | 843 S CAMPBELL AVE | TUCSON | AZ | 85719 | Pima | 1 | Perm Closure | 1960-01-01 | 500 | Used Oil/Waste Oil | COMPARTMENT A |  | Asphalt coated or Bare Steel |  |  |  | Removal | 2011-05-24
0-001184 | CIRCLE K #2700149 | 4401 N FLOWING WELLS RD | TUCSON | AZ | 85705 | Pima | 2 | Perm Closure | 1980-01-01 | 10000 | Gasoline | COMPARTMENT A |  | Asphalt coated or Bare Steel | Pressure |  |  | Removal | 1999-01-26
0-001123 | CHEVRON #9-1084 | 501 E ANDY DEVINE AVE | KINGMAN | AZ | 86401 | Mohave | 6 | Perm Closure | 1968-01-01 | 550 | Used Oil/Waste Oil | COMPARTMENT A |  | Asphalt coated or Bare Steel |  |  |  | Removal | 1986-12-01
0-001028 | CHEVRON #9-4013 | 150 W APACHE TRL | APACHE JUNCTION | AZ | 85120 | Pinal | 4 | Perm Closure | 1982-01-01 | 1000 | Used Oil/Waste Oil | COMPARTMENT A | Single Walled | Fiberglass Reinforced Plastic | Gravity Feed |  | Fiberglass Reinforced Plastic | Removal | 1989-12-15
0-005075 | TOTAL PERFORMANCE | 2530 S WILMOT RD | TUCSON | AZ | 85711 | Pima | 3 | Perm Closure | 1978-01-01 | 6000 | Gasoline | COMPARTMENT A |  | Asphalt coated or Bare Steel | Gravity Feed |  | Bare or Galvanized Steel | Removal | 1999-12-15
0-009331 | JACKSONS ENERGY #6791 | 1475 S STATE ROUTE 260 | COTTONWOOD | AZ | 86326 | Yavapai | 2 | Open | 1998-04-13 | 4000 | Diesel | COMPARTMENT B | Double Walled | Fiberglass Reinforced Plastic | Pressure | Double Walled | Flexible
0-009331 | JACKSONS ENERGY #6791 | 1475 S STATE ROUTE 260 | COTTONWOOD | AZ | 86326 | Yavapai | 2 | Open | 1998-04-13 | 8000 | Gasoline (PUL) | COMPARTMENT A | Double Walled | Fiberglass Reinforced Plastic | Pressure | Double Walled | Flexible
0-009331 | JACKSONS ENERGY #6791 | 1475 S STATE ROUTE 260 | COTTONWOOD | AZ | 86326 | Yavapai | 1 | Open | 1998-04-13 | 12000 | Gasoline (UL) | COMPARTMENT A | Double Walled | Fiberglass Reinforced Plastic | Pressure | Double Walled | Flexible
0-004835 | US HELICOPTERS - TANGO ONE | 15021 N 74TH ST | SCOTTSDALE | AZ | 85260 | Maricopa | 2 | Open | 1986-01-01 | 6000 | Jet Fuel | COMPARTMENT A |  | Fiberglass Reinforced Plastic | Pressure |  | Fiberglass Reinforced Plastic
0-004900 | TERRIBLE HERBST #148 | 1040 ACOMA BLVD S | LAKE HAVASU CITY | AZ | 86406 | Mohave | 2 | Perm Closure | 1981-04-22 | 10000 | Gasoline | COMPARTMENT A | Double Walled | Asphalt coated or Bare Steel | Pressure |  |  | Removal | 1996-11-06
0-004918 | METRO SINCLAIR | 1902 W NORTHERN AVE | PHOENIX | AZ | 85021 | Maricopa | 2 | Perm Closure | 1983-05-07 | 8000 | Diesel | COMPARTMENT A | Single Walled | Fiberglass Reinforced Plastic | Pressure |  | Fiberglass Reinforced Plastic | Removal | 2018-09-19
0-003591 | APPLIANCE OUTLET RECYCLING LLC | 3849 W CLARENDON AVE | PHOENIX | AZ | 85019 | Maricopa | 3 | Perm Closure | 2012-09-12 | 1000 | Gasoline | COMPARTMENT A |  | Asphalt coated or Bare Steel |  |  |  | Removal | 2012-05-16
0-001655 | VENTURE ROOFING CO INC | 3200 N FANNING DR | FLAGSTAFF | AZ | 86004 | Coconino | 2 | Perm Closure | 1986-01-01 | 3000 | Unidentified | COMPARTMENT A |  | Asphalt coated or Bare Steel |  |  |  | Removal | 1990-12-11
0-001655 | VENTURE ROOFING CO INC | 3200 N FANNING DR | FLAGSTAFF | AZ | 86004 | Coconino | 1 | Perm Closure | 1977-01-01 | 3000 | Gasoline | COMPARTMENT A |  | Asphalt coated or Bare Steel |  |  |  | Removal | 1990-12-11
0-005223 | U-HAUL CENTER WEST BROADWAY | 447 W BROADWAY RD | MESA | AZ | 85210 | Maricopa | 3 | Perm Closure | 1968-04-02 | 8000 | Gasoline | COMPARTMENT A | Double Walled | Asphalt coated or Bare Steel |  |  |  | Removal | 1989-10-01
0-001153 | UNOCAL | 705 E WHITE MOUNTAIN BLVD | PINETOP-LAKESIDE | AZ | 85935 | Navajo | 5 | Perm Closure | 1971-01-01 | 250 | Used Oil/Waste Oil | COMPARTMENT A |  | Asphalt coated or Bare Steel |  |  |  | Removal | 1989-06-12
0-001153 | UNOCAL | 705 E WHITE MOUNTAIN BLVD | PINETOP-LAKESIDE | AZ | 85935 | Navajo | 4 | Perm Closure | 1971-01-01 | 3000 | Diesel | COMPARTMENT A |  | Asphalt coated or Bare Steel |  |  |  | Removal | 1989-04-01
0-004434 | GUERRERO-LINDSEY SIGN CO INC | 531 W MAIN ST | MESA | AZ | 85201 | Maricopa | 1 | Perm Closure | 2005-06-17 | 2500 | Gasoline | COMPARTMENT A | Unknown | Asphalt coated or Bare Steel |  |  |  | Removal | 1985-01-01
0-005549 | SUSS MICROTEC INC | 8240 S KYRENE RD | TEMPE | AZ | 85284 | Maricopa | 4 | Perm Closure | 2005-06-17 | 4000 | Diesel | COMPARTMENT A | Double Walled | Asphalt coated or Bare Steel |  |  |  | Removal | 1990-04-01
0-002191 | SOUTHWEST MOBILE STORAGE | 902 S 7TH ST | PHOENIX | AZ | 85034 | Maricopa | 1 | Perm Closure | 1966-01-01 | 750 | Diesel | COMPARTMENT A | Single Walled | Asphalt coated or Bare Steel | Gravity Feed |  | Bare or Galvanized Steel | Removal | 1992-10-27
0-002052 | E-Z SERVE/QUIK-MART #100916 | 4280 E BENSON HWY | TUCSON | AZ | 85706 | Pima | 3 | Open | 1995-08-01 | 10000 | Gasoline | COMPARTMENT A | Double Walled | Composite (Steel/Fiberglass) | Pressure | Double Walled
0-001872 | EXXON #7-1476 | 4401 E THOMAS RD | PHOENIX | AZ | 85018 | Maricopa | 4 | Perm Closure | 1974-01-01 | 8000 | Gasoline | COMPARTMENT A | Single Walled | Asphalt coated or Bare Steel |  |  |  | Removal | 1988-09-01
0-001872 | EXXON #7-1476 | 4401 E THOMAS RD | PHOENIX | AZ | 85018 | Maricopa | 3 | Perm Closure | 1963-01-01 | 8000 | Gasoline | COMPARTMENT A | Single Walled | Asphalt coated or Bare Steel |  |  |  | Removal | 1988-09-01
0-006662 | ARIZONA LIFT TRUCKS BUILDING | 317 S 9TH AVE | PHOENIX | AZ | 85007 | Maricopa | 3 | Perm Closure | 1969-01-01 | 250 | Used Oil/Waste Oil | COMPARTMENT A | Unknown | Unknown |  |  |  | Removal | 1995-02-16
0-006662 | ARIZONA LIFT TRUCKS BUILDING | 317 S 9TH AVE | PHOENIX | AZ | 85007 | Maricopa | 1 | Perm Closure | 1969-01-01 | 1000 | Gasoline | COMPARTMENT A | Unknown | Unknown |  |  |  | Removal | 1995-02-16
0-004929 | TEXACO #60-349-1032 | 5201 N CENTRAL AVE | PHOENIX | AZ | 85012 | Maricopa | 7 | Perm Closure | 1998-07-01 | 12000 | Diesel | COMPARTMENT A | Double Walled | Fiberglass Reinforced Plastic | Pressure | Double Walled | Fiberglass Reinforced Plastic | Removal | 2004-05-26
0-004929 | TEXACO #60-349-1032 | 5201 N CENTRAL AVE | PHOENIX | AZ | 85012 | Maricopa | 8 | Perm Closure | 1998-07-01 | 10000 | Gasoline | COMPARTMENT A | Double Walled | Fiberglass Reinforced Plastic | Pressure | Double Walled | Fiberglass Reinforced Plastic | Removal | 2004-05-26
0-004929 | TEXACO #60-349-1032 | 5201 N CENTRAL AVE | PHOENIX | AZ | 85012 | Maricopa | 3 | Perm Closure | 1975-01-01 | 12000 | Gasoline | COMPARTMENT A | Single Walled | Asphalt coated or Bare Steel | Pressure | Double Walled | Fiberglass Reinforced Plastic | Removal | 1998-06-23
0-004929 | TEXACO #60-349-1032 | 5201 N CENTRAL AVE | PHOENIX | AZ | 85012 | Maricopa | 5 | Perm Closure | 1975-01-01 | 12000 | Gasoline | COMPARTMENT A | Single Walled | Asphalt coated or Bare Steel | Pressure | Double Walled | Fiberglass Reinforced Plastic | Removal | 1998-06-23
0-006425 | SUN VALLEY EQUIPMENT CORP | 681 JUSTIN DR | COTTONWOOD | AZ | 86326 | Yavapai | 1 | Perm Closure | 1984-01-01 | 6000 | Diesel | COMPARTMENT A | Double Walled | Fiberglass Reinforced Plastic | Pressure |  | Fiberglass Reinforced Plastic | Removal | 2006-03-22
0-006417 | MV ENTERPRISES |  | HAYDEN |  |  | Gila | 4 | Perm Closure | 1953-01-01 | 15000 | Diesel | COMPARTMENT A | Single Walled | Asphalt coated or Bare Steel | Pressure | Single Walled | Bare or Galvanized Steel | Removal | 1996-07-16
0-004711 | PARCEL 125-11-054A | 3850 E SPEEDWAY BLVD | TUCSON | AZ | 85716 | Pima | 2 | Perm Closure | 2005-06-17 | 500 | Unidentified | COMPARTMENT A | Single Walled | Asphalt coated or Bare Steel |  |  |  | Removal | 1995-01-30
0-006047 | STOTZ'S TOWING | 290 E WICKENBURG WAY | WICKENBURG | AZ | 85390 | Maricopa | 2 | Perm Closure | 1983-01-01 | 6000 | Gasoline | COMPARTMENT A | Single Walled | Fiberglass Reinforced Plastic | Pressure |  | Fiberglass Reinforced Plastic | Removal | 2005-12-02
0-004359 | SAVCO #4 - FORMER | 11123 W BUCKEYE RD | CASHION | AZ | 85329 | Maricopa | 1 | Perm Closure | 1979-01-24 | 8000 | Gasoline | COMPARTMENT A | Unknown | Asphalt coated or Bare Steel | Pressure |  | Bare or Galvanized Steel | Removal | 1991-11-21
0-004137 | REVLON CONSUMER PRODUCTS | 4301 W BUCKEYE RD | PHOENIX | AZ | 85043 | Maricopa | 3 | Perm Closure | 1970-01-01 | 10000 | Hazardous Substance | COMPARTMENT A | Single Walled | Asphalt coated or Bare Steel | Pressure |  | Bare or Galvanized Steel | Removal | 1998-05-07
0-009410 | PILOT TRAVEL CENTER #211 | 14750 S HIGHWAY 95 | LAKE HAVASU CITY | AZ | 86404 | Mohave | 1 | Open | 1998-06-01 | 15000 | Gasoline | COMPARTMENT A | Double Walled | Fiberglass Reinforced Plastic | Pressure |  | Fiberglass Reinforced Plastic
0-006240 | EXXON #7-4950 | 6770 E TANQUE VERDE RD | TUCSON | AZ | 85715 | Pima | 5 | Perm Closure | 1962-01-01 | 550 | Used Oil/Waste Oil | COMPARTMENT A | Single Walled | Asphalt coated or Bare Steel |  |  |  | Removal | 1990-05-13
0-000640 | CHEVRON #9-2747 | 17002 N CAVE CREEK RD | PHOENIX | AZ | 85032 | Maricopa | 6 | Perm Closure | 1999-03-31 | 20000 | Gasoline | COMPARTMENT A | Double Walled | Fiberglass Reinforced Plastic | Pressure | Double Walled | Fiberglass Reinforced Plastic | Removal | 2016-06-16
0-005579 | TEXACO #60-351-2089 | 217 N HUACHUCA BLVD | HUACHUCA CITY | AZ | 85616 | Cochise | 4 | Perm Closure | 1985-01-01 | 10000 | Diesel | COMPARTMENT A | Unknown | Asphalt coated or Bare Steel | Pressure |  | Fiberglass Reinforced Plastic | Removal | 1997-05-07
0-005579 | TEXACO #60-351-2089 | 217 N HUACHUCA BLVD | HUACHUCA CITY | AZ | 85616 | Cochise | 8 | Perm Closure | 1997-05-01 | 10000 | Gasoline | COMPARTMENT A | Double Walled | Fiberglass Reinforced Plastic | Pressure | Double Walled | Fiberglass Reinforced Plastic | Removal | 2004-05-14
0-005579 | TEXACO #60-351-2089 | 217 N HUACHUCA BLVD | HUACHUCA CITY | AZ | 85616 | Cochise | 1 | Perm Closure | 1985-01-01 | 8000 | Gasoline | COMPARTMENT A | Unknown | Asphalt coated or Bare Steel | Pressure |  | Fiberglass Reinforced Plastic | Removal | 1997-05-07
0-001403 | CIRCLE K #2701389 | 6051 STATE ROUTE 179 | VILLAGE OF OAK CREEK | AZ | 86351 | Yavapai | 2 | Perm Closure | 1979-01-01 | 10000 | Gasoline | COMPARTMENT A | Single Walled | Fiberglass Reinforced Plastic | Pressure |  |  | Removal | 1995-08-17
0-001403 | CIRCLE K #2701389 | 6051 STATE ROUTE 179 | VILLAGE OF OAK CREEK | AZ | 86351 | Yavapai | 6 | Open | 1995-08-17 | 10000 | Gasoline | COMPARTMENT A | Single Walled | Fiberglass Reinforced Plastic | Pressure | Double Walled | Fiberglass Reinforced Plastic
0-001403 | CIRCLE K #2701389 | 6051 STATE ROUTE 179 | VILLAGE OF OAK CREEK | AZ | 86351 | Yavapai | 3 | Perm Closure | 1979-01-01 | 10000 | Gasoline | COMPARTMENT A | Single Walled | Fiberglass Reinforced Plastic | Pressure |  |  | Removal | 1995-08-17
0-004724 | KAIBAB CONSTRUCTION CORPORATION | 689 E STATE ROUTE 89A | COTTONWOOD | AZ | 86326 | Yavapai | 5 | Perm Closure | 1990-01-15 | 10000 | Gasoline | COMPARTMENT A | Double Walled | Composite (Steel/Fiberglass) | Pressure |  |  | Removal | 1999-07-22
0-001809 | SPEEDWAY STORE #2991 | 1807 E 10TH ST | DOUGLAS | AZ | 85607 | Cochise | 6 | Open | 1971-01-01 | 6000 | Diesel | COMPARTMENT A | Single Walled | Asphalt coated or Bare Steel | Pressure | Double Walled | Flexible
0-004801 | JEFFERSON COMMONS | 1530 E 8TH ST | TEMPE | AZ | 85281 | Maricopa | 3 | Perm Closure | 1974-03-27 | 10000 | Diesel | COMPARTMENT A | Double Walled | Asphalt coated or Bare Steel |  |  |  | Removal | 1991-03-12
0-008147 | ERNIE'S STATION | 265 W COOLIDGE AVE | COOLIDGE | AZ | 85128 | Pinal | 3 | Perm Closure | 2005-06-17 | 6500 | Gasoline | COMPARTMENT A |  | Asphalt coated or Bare Steel |  |  |  | Removal
0-005450 | CIRCLE K #2702910 | 822 E JIMMIE KERR BLVD | CASA GRANDE | AZ | 85122 | Pinal | 4 | Open | 1996-02-07 | 12000 | Gasoline | COMPARTMENT A | Double Walled | Fiberglass Reinforced Plastic | Pressure | Double Walled | Fiberglass Reinforced Plastic
0-005450 | CIRCLE K #2702910 | 822 E JIMMIE KERR BLVD | CASA GRANDE | AZ | 85122 | Pinal | 2 | Perm Closure | 1972-01-01 | 6000 | Gasoline | COMPARTMENT A |  | Asphalt coated or Bare Steel |  |  |  | Removal | 1996-02-07
0-000133 | GRAND CANYON - SOUTH ENTRANCE SERVICE | 1 S RIM | GRAND CANYON | AZ | 86023 | Coconino | 8 | Perm Closure | 1954-01-01 | 500 | Diesel | COMPARTMENT A |  | Asphalt coated or Bare Steel |  |  |  | Removal | 1989-07-01
0-000133 | GRAND CANYON - SOUTH ENTRANCE SERVICE | 1 S RIM | GRAND CANYON | AZ | 86023 | Coconino | 2 | Perm Closure | 1954-01-01 | 8100 | Gasoline | COMPARTMENT A |  | Asphalt coated or Bare Steel | Pressure |  | Fiberglass Reinforced Plastic | Removal | 1999-11-09
0-000133 | GRAND CANYON - SOUTH ENTRANCE SERVICE | 1 S RIM | GRAND CANYON | AZ | 86023 | Coconino | 4 | Perm Closure | 1974-01-01 | 10000 | Gasoline | COMPARTMENT A |  | Asphalt coated or Bare Steel | Pressure |  | Fiberglass Reinforced Plastic | Removal | 1999-11-09
0-005250 | INTERSTATE MOBILE MART | 2484 E BUTLER AVE | FLAGSTAFF | AZ | 86004 | Coconino | 3 | Perm Closure | 1985-01-01 | 6000 | Gasoline | COMPARTMENT A | Unknown | Asphalt coated or Bare Steel | Pressure |  |  | Removal | 1997-03-12
0-000529 | ARCO #1451 | 3501 W GLENDALE AVE | PHOENIX | AZ | 85051 | Maricopa | 3 | Perm Closure | 1964-01-01 | 4000 | Gasoline | COMPARTMENT A |  | Asphalt coated or Bare Steel |  |  |  | Removal | 1990-02-01
0-000529 | ARCO #1451 | 3501 W GLENDALE AVE | PHOENIX | AZ | 85051 | Maricopa | 5 | Perm Closure | 1964-01-01 | 4000 | Gasoline | COMPARTMENT A |  | Asphalt coated or Bare Steel |  |  |  | Removal | 1990-02-01
0-001512 | CIRCLE K #3735 | 4301 W CACTUS RD | PHOENIX | AZ | 85304 | Maricopa | 1 | Open | 1982-01-01 | 10000 | Gasoline | COMPARTMENT A | Single Walled | Fiberglass Reinforced Plastic | Pressure |  | Fiberglass Reinforced Plastic
0-005632 | AUJLA 27 | 2701 W BUCKEYE RD | PHOENIX | AZ | 85009 | Maricopa | 2 | Perm Closure | 1978-01-01 | 10000 | Gasoline (UL) | COMPARTMENT A |  | Asphalt coated or Bare Steel | Pressure |  | Fiberglass Reinforced Plastic | Removal | 2020-05-29
0-005632 | AUJLA 27 | 2701 W BUCKEYE RD | PHOENIX | AZ | 85009 | Maricopa | 3 | Perm Closure | 1978-01-01 | 6000 | Diesel | COMPARTMENT A |  | Asphalt coated or Bare Steel | Pressure |  | Fiberglass Reinforced Plastic | Removal | 2020-05-29
0-007279 | 7-ELEVEN #29110 | 3605 E BELL RD | PHOENIX | AZ | 85032 | Maricopa | 1 | Perm Closure | 1987-08-01 | 10000 | Gasoline | COMPARTMENT A | Double Walled | Fiberglass Reinforced Plastic | Pressure |  | Fiberglass Reinforced Plastic | Removal | 2012-08-07
0-007279 | 7-ELEVEN #29110 | 3605 E BELL RD | PHOENIX | AZ | 85032 | Maricopa | 3 | Perm Closure | 1987-08-01 | 10000 | Gasoline | COMPARTMENT A | Double Walled | Fiberglass Reinforced Plastic | Pressure |  | Fiberglass Reinforced Plastic | Removal | 2012-08-07
0-002024 | VALERO FOOD MART - BROADWAY GAS | 1959 E BROADWAY RD | MESA | AZ | 85204 | Maricopa | 2 | Perm Closure | 1985-01-01 | 10000 | Gasoline (Mid-Grade UL) | COMPARTMENT A | Double Walled | Fiberglass Reinforced Plastic | Pressure | Single Walled | Fiberglass Reinforced Plastic | Removal | 2019-10-17
0-001479 | CIRCLE K #2701781 | 1540 E BROADWAY RD | PHOENIX | AZ | 85040 | Maricopa | 2 | Open | 1985-01-01 | 10000 | Gasoline (PUL) | COMPARTMENT A | Double Walled | Fiberglass Reinforced Plastic | Pressure |  | Fiberglass Reinforced Plastic
0-009997 | CITY OF CASA GRANDE - PROPERTY | 55 N CASA GRANDE AVE | CASA GRANDE | AZ | 85122 | Pinal | 1 | Perm Closure | 2005-06-17 | 500 | Used Oil/Waste Oil | COMPARTMENT A | Double Walled | Asphalt coated or Bare Steel |  |  |  | Removal | 2004-05-05
0-009859 | GAS PLUS II | 7465 E CONCHO DR | VALLE VISTA | AZ | 86401 | Mohave | 1 | Open | 2002-01-23 | 12000 | Diesel | COMPARTMENT A | Double Walled | Composite (Steel/Fiberglass)
0-009859 | GAS PLUS II | 7465 E CONCHO DR | VALLE VISTA | AZ | 86401 | Mohave | 1 | Open | 2002-01-23 | 8000 | Gasoline | COMPARTMENT B | Double Walled | Composite (Steel/Fiberglass)
0-004550 | CIRCLE K #2701855 | 15400 N 7TH ST | PHOENIX | AZ | 85022 | Maricopa | 1 | Open | 1986-01-01 | 10000 | Gasoline | COMPARTMENT A | Single Walled | Fiberglass Reinforced Plastic | Pressure |  | Fiberglass Reinforced Plastic
0-007143 | CITY OF PHOENIX - ENCANTO PARK MAINTENANCE | 1801 W ENCANTO BLVD | PHOENIX | AZ | 85007 | Maricopa | 1 | Open | 1989-12-19 | 10000 | Gasoline | COMPARTMENT A | Double Walled | Fiberglass Reinforced Plastic | Pressure | Double Walled | Fiberglass Reinforced Plastic
0-000626 | PAUL BAKER | 3645 E GOLF LINKS RD | TUCSON | AZ | 85713 | Pima | 1 | Perm Closure | 1960-01-01 | 300 | Gasoline | COMPARTMENT A | Single Walled | Asphalt coated or Bare Steel |  |  |  | Removal | 1988-04-08
0-008971 | NEIGHBORS MART | 2890 JAMAICA BLVD S | LAKE HAVASU CITY | AZ | 86406 | Mohave | 2 | Open | 1997-05-16 | 8000 | Gasoline | COMPARTMENT A | Double Walled | Fiberglass Reinforced Plastic | Pressure | Double Walled | Fiberglass Reinforced Plastic
0-001585 | NORTHLAND BEVERAGE INC | 3825 E HUNTINGTON DR | FLAGSTAFF | AZ | 86004 | Coconino | 1 | Perm Closure | 1980-01-01 | 10000 | Diesel | COMPARTMENT A |  | Asphalt coated or Bare Steel | Suction - Check Valve at the Tank Top |  |  | Removal | 1993-09-17
0-006219 | GIANT 6612 | 4202 W INA RD | MARANA | AZ | 85741 | Pima | 9 | Temp Closure | 2000-01-14 | 20000 | Gasoline (UL) | COMPARTMENT A | Double Walled | Fiberglass Reinforced Plastic | Pressure |  | Fiberglass Reinforced Plastic |  | 2017-10-26
0-009703 | POWER & GUADALUPE SHELL | 6810 E GUADALUPE RD | MESA | AZ | 85212 | Maricopa | 1 | Open | 2000-09-01 | 20000 | Gasoline | COMPARTMENT A | Double Walled | Fiberglass Reinforced Plastic | Pressure | Double Walled | Fiberglass Reinforced Plastic
0-000307 | MONTE VISTA MARINE INC | 3122 E ROUTE 66 | FLAGSTAFF | AZ | 86004 | Coconino | 5 | Perm Closure | 2012-07-06 | 500 | Used Oil/Waste Oil | COMPARTMENT A |  | Asphalt coated or Bare Steel |  |  |  | Closed in Place | 1998-09-09
0-001968 | RAY KILLIAN & SAN RANCHES | 4741 E SOUTHERN AVE | MESA | AZ | 85206 | Maricopa | 2 | Perm Closure | 1969-01-01 | 2000 | Gasoline | COMPARTMENT A |  | Asphalt coated or Bare Steel |  |  |  | Removal | 1990-09-15
0-004005 | Q LUBE #1127 | 1945 S COUNTRY CLUB DR | MESA | AZ | 85210 | Maricopa | 3 | Perm Closure | 1982-04-03 | 3000 | Used Oil/Waste Oil | COMPARTMENT A | Unknown | Asphalt coated or Bare Steel | Suction - Check Valve at the Tank Top |  |  | Removal | 1995-11-02
0-000454 | ARIZONA WHOLESALE SUPPLY CO | 2020 E UNIVERSITY DR | PHOENIX | AZ | 85034 | Maricopa | 1 | Perm Closure | 1972-01-01 | 2000 | Gasoline | COMPARTMENT A |  | Asphalt coated or Bare Steel | Pressure |  |  | Removal | 1989-06-13
0-000454 | ARIZONA WHOLESALE SUPPLY CO | 2020 E UNIVERSITY DR | PHOENIX | AZ | 85034 | Maricopa | 3 | Perm Closure | 1974-01-01 | 8000 | Diesel | COMPARTMENT A |  | Asphalt coated or Bare Steel |  |  |  | Removal | 1989-06-13
0-001069 | CIRCLE D MINI MART | 2760 E MAIN ST | MESA | AZ | 85213 | Maricopa | 3 | Perm Closure | 1987-01-19 | 10000 | Gasoline | COMPARTMENT A | Double Walled | Fiberglass Reinforced Plastic | Pressure |  | Fiberglass Reinforced Plastic | Removal | 2013-03-06
0-006326 | A & M UNION 76 | 5561 E SPEEDWAY BLVD | TUCSON | AZ | 85712 | Pima | 4 | Perm Closure | 1988-08-19 | 550 | Used Oil/Waste Oil | COMPARTMENT A | Single Walled | Fiberglass Reinforced Plastic | Gravity Feed |  |  | Removal | 2019-07-17
0-006718 | CACTUS STATION | 2901 E GREENWAY RD | PHOENIX | AZ | 85032 | Maricopa | 1 | Perm Closure | 1988-07-01 | 10000 | Gasoline | COMPARTMENT A | Double Walled | Fiberglass Reinforced Plastic | Pressure | Double Walled | Fiberglass Reinforced Plastic | Removal | 2006-08-14
0-003516 | BINGHAM EQUIPMENT CO | 815 W GILA BEND HWY | CASA GRANDE | AZ | 85122 | Pinal | 1 | Perm Closure | 1971-01-01 | 550 | Gasoline | COMPARTMENT A |  | Asphalt coated or Bare Steel |  |  |  | Removal | 1988-03-01
0-005064 | TOLBY EQUIPMENT | 7909 W GLENDALE AVE | GLENDALE | AZ | 85303 | Maricopa | 1 | Perm Closure | 1980-01-01 | 4000 | Diesel | COMPARTMENT A |  | Asphalt coated or Bare Steel |  |  |  | Removal | 1988-08-30
0-006279 | TOWN OF GILBERT - PUBLIC WORKS DEPARTMENT | 900 E JUNIPER AVE | GILBERT | AZ | 85234 | Maricopa | 1 | Open | 1988-05-12 | 6000 | Diesel | COMPARTMENT A | Double Walled | Fiberglass Reinforced Plastic | Suction - Check Valve at the Tank Top | Double Walled | Fiberglass Reinforced Plastic
0-004899 | TERRIBLE HERBST #134 | 2670 HIGHWAY 95 | BULLHEAD CITY | AZ | 86442 | Mohave | 2 | Perm Closure | 1980-04-22 | 10000 | Gasoline | COMPARTMENT A | Double Walled | Asphalt coated or Bare Steel |  |  |  | Removal | 1999-12-22
0-004930 | TEXACO #60-349-0010 | 2550 W DEER VALLEY RD | PHOENIX | AZ | 85027 | Maricopa | 9 | Perm Closure | 1986-01-10 | 550 | Used Oil/Waste Oil | COMPARTMENT A | Unknown | Fiberglass Reinforced Plastic | Gravity Feed |  | Fiberglass Reinforced Plastic | Removal | 2005-08-09
0-004930 | TEXACO #60-349-0010 | 2550 W DEER VALLEY RD | PHOENIX | AZ | 85027 | Maricopa | 3 | Perm Closure | 1972-05-07 | 8000 | Gasoline | COMPARTMENT A | Unknown | Asphalt coated or Bare Steel |  |  |  | Removal | 1986-01-01
0-004930 | TEXACO #60-349-0010 | 2550 W DEER VALLEY RD | PHOENIX | AZ | 85027 | Maricopa | 5 | Perm Closure | 1986-01-10 | 10000 | Gasoline | COMPARTMENT A | Unknown | Fiberglass Reinforced Plastic | Pressure |  | Fiberglass Reinforced Plastic | Removal | 2005-08-09
0-004939 | FRY'S FUEL CENTER #5 | 7949 E THOMAS RD | SCOTTSDALE | AZ | 85251 | Maricopa | 2 | Perm Closure | 1984-01-01 | 8000 | Gasoline | COMPARTMENT A | Double Walled | Fiberglass Reinforced Plastic | Pressure | Double Walled | Fiberglass Reinforced Plastic | Removal | 2005-09-29
0-004939 | FRY'S FUEL CENTER #5 | 7949 E THOMAS RD | SCOTTSDALE | AZ | 85251 | Maricopa | 6 | Open | 2005-11-01 | 15000 | Gasoline (UL) | COMPARTMENT A | Double Walled | Composite (Steel/Fiberglass) | Pressure | Double Walled | Flexible
0-004957 | SPEEDWAY STORE #2963 | 3902 E SPEEDWAY BLVD | TUCSON | AZ | 85712 | Pima | 4 | Perm Closure | 1985-01-01 | 8000 | Diesel | COMPARTMENT A | Double Walled | Fiberglass Reinforced Plastic | Pressure |  | Fiberglass Reinforced Plastic | Removal | 1992-04-06
0-009881 | CIRCLE K #2706670 | 255524 E HWY 260 | STAR VALLEY | AZ | 85541 | Gila | 1 | Open | 2000-09-20 | 10000 | Diesel | COMPARTMENT A | Double Walled | Fiberglass Reinforced Plastic | Pressure | Double Walled | Fiberglass Reinforced Plastic
0-000931 | SNOWFLAKE #499 | 730 S MAIN ST | SNOWFLAKE | AZ | 85937 | Navajo | 6 | Open | 2015-06-10 | 12000 | Gasoline | COMPARTMENT A | Double Walled | Fiberglass Reinforced Plastic | Pressure | Double Walled | Flexible
0-000931 | SNOWFLAKE #499 | 730 S MAIN ST | SNOWFLAKE | AZ | 85937 | Navajo | 8 | Open | 2015-06-10 | 12000 | Gasoline | COMPARTMENT A | Double Walled | Fiberglass Reinforced Plastic | Pressure | Double Walled | Flexible
0-009984 | WESTMINSTER VILLAGE | 12000 N 90TH ST | SCOTTSDALE | AZ | 85260 | Maricopa | 1 | Perm Closure | 1988-10-06 | 500 | Diesel | COMPARTMENT A | Unknown | Fiberglass Reinforced Plastic |  |  |  | Removal | 2006-01-10
0-005664 | WILBUR-ELLIS COMPANY | 11411 E CHANDLER HEIGHTS RD | CHANDLER | AZ | 85249 | Maricopa | 1 | Perm Closure | 1966-05-07 | 1000 | Gasoline | COMPARTMENT A | Unknown | Asphalt coated or Bare Steel |  |  |  | Removal | 1987-03-01
0-008313 | MCMAHAN'S FURNITURE INC | 1919 S 4TH AVE | YUMA | AZ | 85364 | Yuma | 2 | Perm Closure | 2005-06-17 |  | Gasoline | COMPARTMENT A | Unknown | Asphalt coated or Bare Steel |  |  |  | Removal | 1977-01-01
0-002257 | TC HANGAR GIANT LLC | 7529 E GREENWAY RD | SCOTTSDALE | AZ | 85260 | Maricopa | 1 | Open | 1983-01-01 | 10000 | Jet Fuel | COMPARTMENT A | Single Walled | Asphalt coated or Bare Steel | Pressure |  | Fiberglass Reinforced Plastic
0-002260 | GRAND GAS STATION | 7035 N 35TH AVE | PHOENIX | AZ | 85051 | Maricopa | 5 | Perm Closure | 1975-01-01 | 10000 | Diesel | COMPARTMENT A | Single Walled | Asphalt coated or Bare Steel | Pressure |  | Fiberglass Reinforced Plastic | Removal | 2017-11-15
0-002260 | GRAND GAS STATION | 7035 N 35TH AVE | PHOENIX | AZ | 85051 | Maricopa | 3 | Perm Closure | 1975-01-01 | 10000 | Gasoline | COMPARTMENT A | Single Walled | Asphalt coated or Bare Steel | Pressure |  | Fiberglass Reinforced Plastic | Removal | 2017-11-15
0-002248 | GENERAL TIRE CO OF PHOENIX | 3800 W WHITTON AVE | PHOENIX | AZ | 85019 | Maricopa | 2 | Perm Closure | 1971-05-09 | 1000 | Gasoline | COMPARTMENT A | Unknown | Unknown |  |  |  | Closed in Place | 1986-03-01
0-004211 | LAWRENCE H RUFF | 13920 N LUCKETT RD | MARANA | AZ | 85653 | Pima | 1 | Perm Closure | 1980-01-01 | 2000 | Diesel | COMPARTMENT A | Unknown | Asphalt coated or Bare Steel |  |  |  | Removal | 1989-08-01
0-002962 | LEWIS CONCRETE | 1725 E HERMOSA VISTA DR | MESA | AZ | 85203 | Maricopa | 1 | Perm Closure | 2005-06-17 | 1000 | Unidentified | COMPARTMENT A |  | Asphalt coated or Bare Steel |  |  |  | Removal | 1993-09-09
0-007187 | MAVERIK COUNTRY STORE #376 | 5031 US HIGHWAY 68 | GOLDEN VALLEY | AZ | 86413 | Mohave | 4 | Open | 2007-11-01 | 12000 | Gasoline | COMPARTMENT A | Double Walled | Fiberglass Reinforced Plastic | Pressure | Double Walled | Flexible
0-004096 | BUDGE RESALE INC | 55 S LA CANADA DR | GREEN VALLEY | AZ | 85614 | Pima | 1 | Perm Closure | 1988-01-01 | 10000 | Gasoline | COMPARTMENT A | Double Walled | Fiberglass Reinforced Plastic | Pressure |  | Fiberglass Reinforced Plastic | Removal | 2014-06-24
0-003129 | WAHLERS CONSTRUCTION INC | 1312 W WATKINS ST | PHOENIX | AZ | 85007 | Maricopa | 1 | Perm Closure | 2005-06-17 | 1000 | Gasoline | COMPARTMENT A | Double Walled | Asphalt coated or Bare Steel | Suction - Check Valve at the Tank Top |  | Bare or Galvanized Steel | Removal | 1993-03-31
0-007661 | ADVANCED RV CENTER | 22405 N 23RD AVE | PHOENIX | AZ | 85027 | Maricopa | 1 | Perm Closure | 2005-06-17 | 4000 | Gasoline | COMPARTMENT A | Unknown | Unknown | Pressure |  |  | Removal | 1992-01-13
0-009084 | ARCO AM/PM | 28 N SIGNAL BUTTE RD | APACHE JUNCTION | AZ | 85120 | Maricopa | 1 | Open | 1997-03-21 | 10000 | Gasoline | COMPARTMENT A | Double Walled | Fiberglass Reinforced Plastic | Pressure | Double Walled | Fiberglass Reinforced Plastic
0-009084 | ARCO AM/PM | 28 N SIGNAL BUTTE RD | APACHE JUNCTION | AZ | 85120 | Maricopa | 2 | Open | 1997-03-21 | 12000 | Gasoline | COMPARTMENT A | Double Walled | Fiberglass Reinforced Plastic | Pressure | Double Walled | Fiberglass Reinforced Plastic
0-009422 | RIGGS RD LIFT STATION | 600 W RIGGS RD | CHANDLER | AZ | 85224 | Maricopa | 1 | Perm Closure | 2005-06-17 | 500 | Diesel | COMPARTMENT A | Double Walled | Fiberglass Reinforced Plastic | Suction - Check Valve at the Dispenser |  | Bare or Galvanized Steel | Removal | 1999-03-22
0-004896 | TERRIBLE HERBST #97 | 620 S CALIFORNIA AVE | PARKER | AZ | 85344 | La Paz | 1 | Perm Closure | 1972-04-22 | 10000 | Gasoline | COMPARTMENT A | Double Walled | Asphalt coated or Bare Steel | Pressure |  |  | Removal | 1999-12-21
0-005514 | VALLEY REPAIR CENTER & MINI MARKET | 6700 E HWY 69 | PRESCOTT VALLEY | AZ | 86314 | Yavapai | 4 | Perm Closure | 1982-01-01 | 5000 | Diesel | COMPARTMENT A | Single Walled | Asphalt coated or Bare Steel |  |  |  | Removal | 1988-04-01
0-000875 | CIRCLE K STORE #2706659 | 6937 N 75TH AVE | GLENDALE | AZ | 85303 | Maricopa | 5 | Perm Closure | 1997-12-01 | 12000 | Gasoline | COMPARTMENT A | Double Walled | Fiberglass Reinforced Plastic | Pressure | Double Walled | Fiberglass Reinforced Plastic | Removal | 2004-11-01
0-006548 | U-HAUL CENTER #828-69 | 700 E FRY BLVD | SIERRA VISTA | AZ | 85635 | Cochise | 1 | Perm Closure | 1984-12-14 | 10000 | Gasoline | COMPARTMENT A | Double Walled | Fiberglass Reinforced Plastic |  |  |  | Removal | 1996-04-03
0-001782 | SPEEDY LUBE | 765 S ALMA SCHOOL RD | MESA | AZ | 85210 | Maricopa | 1 | Perm Closure | 1986-01-01 | 2000 | New Oil | COMPARTMENT A |  | Asphalt coated or Bare Steel |  |  |  | Removal | 1994-01-14
0-001481 | CIRCLE K #2701789 | 9000 N CAMINO DE OESTE | MARANA | AZ | 85742 | Pima | 1 | Open | 1985-01-01 | 10000 | Gasoline | COMPARTMENT A | Double Walled | Fiberglass Reinforced Plastic | Pressure | Single Walled | Fiberglass Reinforced Plastic
0-003405 | MIDRIVER SOC #143121 | 9447 W THUNDERBIRD RD | PEORIA | AZ | 85381 | Maricopa | 3 | Perm Closure | 1996-07-01 | 6000 | Gasoline | COMPARTMENT A | Double Walled | Composite (Steel/Fiberglass) | Pressure | Double Walled | Fiberglass Reinforced Plastic | Removal | 2013-11-13
0-002168 | FCA US LLC ARIZONA PROVING GROUND | 1 PROVING GROUND ROAD | YUCCA | AZ | 86438 | Mohave | 1 | Perm Closure | 1986-04-01 | 12000 | Diesel | COMPARTMENT A | Double Walled | Fiberglass Reinforced Plastic | Pressure | Double Walled | Fiberglass Reinforced Plastic | Closed in Place | 2020-06-10
0-002168 | FCA US LLC ARIZONA PROVING GROUND | 1 PROVING GROUND ROAD | YUCCA | AZ | 86438 | Mohave | 13 | Open | 1993-05-01 | 3000 | Gasoline | COMPARTMENT A | Double Walled | Fiberglass Reinforced Plastic | Pressure | Double Walled | Fiberglass Reinforced Plastic
0-006570 | PIMA COUNTY - GREEN VALLEY EQUIPMENT YARD | 601 N LA CANADA DR | GREEN VALLEY | AZ | 85614 | Pima | 1 | Perm Closure | 1975-01-01 | 10000 | Gasoline | COMPARTMENT A |  | Asphalt coated or Bare Steel |  |  |  | Removal | 1990-04-19
0-006407 | STOP BY CONVENIENCE STORE | 10165 N PINAL AVE | CASA GRANDE | AZ | 85122 | Pinal | 1 | Perm Closure | 1984-01-01 | 6000 | Gasoline | COMPARTMENT A | Single Walled | Asphalt coated or Bare Steel | Pressure |  | Bare or Galvanized Steel | Removal | 2018-02-22
0-006407 | STOP BY CONVENIENCE STORE | 10165 N PINAL AVE | CASA GRANDE | AZ | 85122 | Pinal | 2 | Perm Closure | 1984-01-01 | 6000 | Gasoline | COMPARTMENT A | Single Walled | Asphalt coated or Bare Steel | Pressure |  | Bare or Galvanized Steel | Removal | 2018-02-22
0-001408 | CIRCLE K #114 | 616 W ROOSEVELT ST | PHOENIX | AZ | 85003 | Maricopa | 3 | Open | 1982-04-24 | 10000 | Gasoline | COMPARTMENT A | Single Walled | Asphalt coated or Bare Steel | Pressure |  | Fiberglass Reinforced Plastic
0-001408 | CIRCLE K #114 | 616 W ROOSEVELT ST | PHOENIX | AZ | 85003 | Maricopa | 2 | Open | 1982-04-24 | 10000 | Gasoline | COMPARTMENT A | Single Walled | Asphalt coated or Bare Steel | Pressure |  | Fiberglass Reinforced Plastic
0-000260 | ADOT - WILLCOX MAINTENANCE | 709 S HASKELL AVE | WILLCOX | AZ | 85643 | Cochise | 2 | Open | 1982-01-01 | 12000 | Gasoline | COMPARTMENT A | Single Walled | Fiberglass Reinforced Plastic | Suction - Check Valve at the Dispenser | Single Walled | Fiberglass Reinforced Plastic
0-003578 | O''RIELLY CHEVROLET - FORMER | 6210 E BEVERLY ST | TUCSON | AZ | 85711 | Pima | 2 | Perm Closure | 1976-01-01 | 3000 | Gasoline | COMPARTMENT A |  | Asphalt coated or Bare Steel | Suction - Check Valve at the Tank Top |  |  | Removal | 1993-10-28
0-006786 | LSG SKY CHEFS | 1451 S 23RD ST | PHOENIX | AZ | 85034 | Maricopa | 2 | Perm Closure | 1989-07-01 | 10000 | Gasoline | COMPARTMENT A | Double Walled | Fiberglass Reinforced Plastic |  |  |  | Removal | 1995-09-07
0-008086 | TRAIL RIDGE GOLF COURSE | 21022 N 147TH DR | SUN CITY WEST | AZ | 85375 | Maricopa | 1 | Perm Closure | 1988-01-01 | 1000 | Gasoline | COMPARTMENT A | Double Walled | Asphalt coated or Bare Steel | Suction - Check Valve at the Tank Top |  |  | Removal | 1994-01-14
0-000400 | APS - PAN AM AVENUE CENTER |  | DOUGLAS |  |  | Cochise | 3 | Perm Closure | 1965-01-01 | 2000 | Gasoline | COMPARTMENT A | Single Walled | Asphalt coated or Bare Steel |  |  |  | Removal | 1988-12-19
0-000400 | APS - PAN AM AVENUE CENTER |  | DOUGLAS |  |  | Cochise | 2 | Perm Closure | 1974-01-01 | 45000 | Kerosene | COMPARTMENT A | Single Walled | Asphalt coated or Bare Steel |  |  |  | Removal | 1988-12-19
0-001991 | FOOD MART | 5124 S MILL AVE | TEMPE | AZ | 85282 | Maricopa | 7 | Open | 1997-12-04 | 15000 | Gasoline | COMPARTMENT A | Double Walled | Fiberglass Reinforced Plastic | Pressure | Double Walled | Fiberglass Reinforced Plastic
0-000217 | SHELL BELL | 4121 W BELL RD | PHOENIX | AZ | 85053 | Maricopa | 3 | Perm Closure | 1983-01-01 | 10000 | Gasoline | COMPARTMENT A | Single Walled | Fiberglass Reinforced Plastic | Pressure |  | Fiberglass Reinforced Plastic | Removal | 1996-04-08
0-005490 | CIRCLE K #2702835 | 3402 N 35TH AVE | PHOENIX | AZ | 85017 | Maricopa | 5 | Open | 1994-07-28 | 10000 | Gasoline | COMPARTMENT A | Single Walled | Fiberglass Reinforced Plastic | Pressure | Single Walled | Fiberglass Reinforced Plastic
0-005490 | CIRCLE K #2702835 | 3402 N 35TH AVE | PHOENIX | AZ | 85017 | Maricopa | 6 | Open | 1994-07-28 | 12000 | Gasoline | COMPARTMENT A | Single Walled | Fiberglass Reinforced Plastic | Pressure | Single Walled | Fiberglass Reinforced Plastic
0-008778 | UNITED RENTALS BRANCH J90 | 215 E BASELINE RD | GILBERT | AZ | 85233 | Maricopa | 1 | Perm Closure | 1996-07-01 | 5000 | Gasoline | COMPARTMENT A | Double Walled | Composite (Steel/Fiberglass) | Pressure | Double Walled | Fiberglass Reinforced Plastic | Removal | 2014-12-11
0-008778 | UNITED RENTALS BRANCH J90 | 215 E BASELINE RD | GILBERT | AZ | 85233 | Maricopa | 1 | Perm Closure | 1996-07-01 | 5000 | Diesel | COMPARTMENT B | Double Walled | Composite (Steel/Fiberglass) | Pressure | Double Walled | Fiberglass Reinforced Plastic | Removal | 2014-12-11
0-000863 | WEST DIRECT OIL - TUSCON | 901 S PARK AVE | TUCSON | AZ | 85719 | Pima | 3 | Perm Closure | 1981-01-01 | 5000 | New Oil | COMPARTMENT A |  | Asphalt coated or Bare Steel |  |  |  | Removal | 1995-07-13
0-005127 | SAGUARO TIGERMART EXPRESS | 435 W PIMA ST | GILA BEND | AZ | 85337 | Maricopa | 1 | Perm Closure | 1977-04-22 | 12000 | Gasoline | COMPARTMENT A | Unknown | Asphalt coated or Bare Steel | Pressure |  | Fiberglass Reinforced Plastic | Removal | 1998-12-08
0-007172 | CLUTCH SPECIALISTS | 12011 N 19TH AVE | PHOENIX | AZ | 85029 | Maricopa | 3 | Perm Closure | 1987-08-01 | 8000 | Gasoline | COMPARTMENT A | Double Walled | Composite (Steel/Fiberglass) | Pressure |  | Fiberglass Reinforced Plastic | Removal | 2013-06-05
0-007172 | CLUTCH SPECIALISTS | 12011 N 19TH AVE | PHOENIX | AZ | 85029 | Maricopa | 4 | Perm Closure | 1987-08-01 | 3000 | Diesel | COMPARTMENT A | Double Walled | Composite (Steel/Fiberglass) | Suction - Check Valve at the Tank Top |  | Bare or Galvanized Steel | Removal | 1994-06-04
0-003451 | ARIZONA EXTERMINATING | 4420 E UNIVERSITY DR | PHOENIX | AZ | 85034 | Maricopa | 1 | Perm Closure | 1976-01-01 | 10000 | Diesel | COMPARTMENT A |  | Asphalt coated or Bare Steel |  |  |  | Removal | 1990-06-13
0-004994 | PHOENIX MOTOR COMPANY | 225 W INDIAN SCHOOL RD | PHOENIX | AZ | 85013 | Maricopa | 4 | Perm Closure | 1985-01-01 | 1000 | Used Oil/Waste Oil | COMPARTMENT A |  | Asphalt coated or Bare Steel | Gravity Feed |  |  | Removal | 2014-06-17
0-006764 | LOS DOS AMIGOS | 10602 N 19TH AVE | PHOENIX | AZ | 85029 | Maricopa | 2 | Perm Closure | 1976-01-01 | 6000 | Gasoline | COMPARTMENT A | Unknown | Asphalt coated or Bare Steel | Pressure | Double Walled | Fiberglass Reinforced Plastic | Removal | 2001-07-24
0-006618 | BASHAS | 22402 S ALMA SCHOOL RD | CHANDLER | AZ | 85248 | Maricopa | 4 | Perm Closure | 1972-01-20 | 5000 | Used Oil/Waste Oil | COMPARTMENT A | Unknown | Asphalt coated or Bare Steel |  |  |  | Removal | 1994-08-05
0-006618 | BASHAS | 22402 S ALMA SCHOOL RD | CHANDLER | AZ | 85248 | Maricopa | 1 | Perm Closure | 1972-01-20 | 10000 | Diesel | COMPARTMENT A | Unknown | Fiberglass Reinforced Plastic |  |  |  | Removal | 1994-08-05
0-003196 | CIRCLE K STORE #2709172 | 1435 W BASELINE RD | TEMPE | AZ | 85283 | Maricopa | 10 | Open | 1999-05-20 | 12000 | Gasoline | COMPARTMENT A | Double Walled | Fiberglass Reinforced Plastic | Pressure |  | Fiberglass Reinforced Plastic
0-008444 | PARKING LOT | 4255 N ORACLE RD | TUCSON | AZ | 85705 | Pima | 1 | Perm Closure | 2005-06-17 |  | Gasoline | COMPARTMENT A | Unknown | Asphalt coated or Bare Steel |  |  |  | Removal | 1983-01-01
0-003992 | EMERY WORLDWIDE | 2435 E PECAN RD | PHOENIX | AZ | 85040 | Maricopa | 1 | Perm Closure | 1984-01-23 | 12000 | Gasoline | COMPARTMENT A | Unknown | Asphalt coated or Bare Steel | Suction - Check Valve at the Tank Top |  |  | Removal | 1993-01-05
0-001790 | NATIONAL CONSTRUCTION RENTALS | 2131 W ROOSEVELT ST | PHOENIX | AZ | 85009 | Maricopa | 2 | Perm Closure | 1961-01-01 | 10000 | Diesel | COMPARTMENT A |  | Asphalt coated or Bare Steel |  |  |  | Removal | 1989-09-28
0-006675 | BUEHNER & COMPANY | 213 S ALMA SCHOOL RD | MESA | AZ | 85210 | Maricopa | 2 | Perm Closure | 2005-06-17 | 2000 | Gasoline | COMPARTMENT A | Unknown | Asphalt coated or Bare Steel |  |  |  | Removal | 1989-11-27
0-002081 | ARIZONA WOODCRAFT | 715 N BLACK CANYON HWY | PHOENIX | AZ | 85009 | Maricopa | 1 | Perm Closure | 1974-05-07 | 12000 | Gasoline | COMPARTMENT A | Single Walled | Asphalt coated or Bare Steel |  |  |  | Removal | 1995-03-28
0-007514 | EXXON |  | FLAGSTAFF |  |  | Coconino | 2 | Perm Closure | 2005-06-17 | 8000 | Used Oil/Waste Oil | COMPARTMENT A | Double Walled | Asphalt coated or Bare Steel |  |  |  | Removal | 1991-08-23
0-007514 | EXXON |  | FLAGSTAFF |  |  | Coconino | 3 | Perm Closure | 2005-06-17 | 8000 | Used Oil/Waste Oil | COMPARTMENT A | Double Walled | Asphalt coated or Bare Steel |  |  |  | Removal | 1991-08-23
0-000981 | CAVCO INDUSTRIES INC | 2602 S 35TH AVE | PHOENIX | AZ | 85009 | Maricopa | 2 | Perm Closure | 1988-07-28 | 2000 | Gasoline | COMPARTMENT A | Double Walled | Fiberglass Reinforced Plastic | Suction - Check Valve at the Tank Top |  |  | Removal | 1998-03-12
0-004089 | CHAR-BON #404 |  | PATAGONIA |  |  | Santa Cruz | 2 | Perm Closure | 1978-04-22 | 6000 | Gasoline | COMPARTMENT A | Double Walled | Asphalt coated or Bare Steel |  |  |  | Removal | 1988-12-20
0-007427 | YUMA COUNTY PUBLIC WORKS EQUIPMENT YARD - TACNA |  | TACNA |  |  | Yuma | 1 | Perm Closure | 1970-01-01 | 10000 | Diesel | COMPARTMENT A | Unknown | Asphalt coated or Bare Steel | Pressure |  | Bare or Galvanized Steel | Removal | 1991-10-02
0-002827 | C W KEITH | 2100 S 15TH AVE | PHOENIX | AZ | 85007 | Maricopa | 2 | Perm Closure | 1957-01-01 | 4000 | Gasoline | COMPARTMENT A | Single Walled | Asphalt coated or Bare Steel |  |  |  | Removal | 1989-11-01
0-000736 | BOGLE FARMS |  | CHANDLER |  |  | Maricopa | 5 | Perm Closure | 1965-01-01 | 500 | Unidentified | COMPARTMENT A | Single Walled | Asphalt coated or Bare Steel | Suction - Check Valve at the Tank Top | Single Walled | Bare or Galvanized Steel | Removal | 1990-02-01
0-000736 | BOGLE FARMS |  | CHANDLER |  |  | Maricopa | 4 | Perm Closure | 1965-01-01 | 500 | Unidentified | COMPARTMENT A | Single Walled | Asphalt coated or Bare Steel | Suction - Check Valve at the Tank Top | Single Walled | Bare or Galvanized Steel | Removal | 1990-02-01
0-001696 | BROOKS AUTOMOTIVE HEADQUARTERS | 2900 E FRY BLVD | SIERRA VISTA | AZ | 85635 | Cochise | 1 | Perm Closure | 1971-01-01 | 2000 | Gasoline | COMPARTMENT A |  | Asphalt coated or Bare Steel |  |  |  | Removal | 1991-05-17
0-001696 | BROOKS AUTOMOTIVE HEADQUARTERS | 2900 E FRY BLVD | SIERRA VISTA | AZ | 85635 | Cochise | 2 | Perm Closure | 1971-01-01 | 550 | Used Oil/Waste Oil | COMPARTMENT A |  | Asphalt coated or Bare Steel |  |  |  | Removal | 1991-05-17
0-005190 | TUCSON ESTATES MAINTENANCE SHOP | 2500 S WESTERN WAY CIR | TUCSON | AZ | 85713 | Pima | 1 | Perm Closure | 1970-02-13 | 1000 | Gasoline | COMPARTMENT A | Double Walled | Asphalt coated or Bare Steel | Suction - Check Valve at the Tank Top |  |  | Removal | 1993-01-27
0-010636 | FRY'S FUEL #619 | 4120 N 103RD AVE | PHOENIX | AZ | 85037 | Maricopa | 2 | Open | 2014-10-09 | 8000 | Gasoline (PUL) | COMPARTMENT A | Double Walled | Fiberglass Reinforced Plastic | Pressure | Double Walled | Fiberglass Reinforced Plastic
0-010613 | SUPER STAR CARWASH AND GAS | 1742 N HIGLEY RD | GILBERT | AZ | 85234 | Maricopa | 2 | Open | 2016-09-01 | 15000 | Gasoline (PUL) | COMPARTMENT A | Double Walled | Fiberglass Reinforced Plastic | Pressure | Double Walled | Fiberglass Reinforced Plastic
0-003690 | USDOI NPS - PETRIFIED FOREST NATIONAL PARK UST SITE |  | PETRIFIED FOREST NATIONAL PARK |  |  | Apache | 15 | Perm Closure | 2005-06-17 | 10000 | Diesel | COMPARTMENT A | Single Walled | Asphalt coated or Bare Steel |  |  |  | Removal | 1989-08-01
0-003690 | USDOI NPS - PETRIFIED FOREST NATIONAL PARK UST SITE |  | PETRIFIED FOREST NATIONAL PARK |  |  | Apache | 4 | Perm Closure | 1963-01-01 | 1000 | Used Oil/Waste Oil | COMPARTMENT A | Single Walled | Asphalt coated or Bare Steel |  |  |  | Removal | 1990-09-27
0-003690 | USDOI NPS - PETRIFIED FOREST NATIONAL PARK UST SITE |  | PETRIFIED FOREST NATIONAL PARK |  |  | Apache | 3 | Perm Closure | 1963-01-01 | 10000 | Diesel | COMPARTMENT A | Single Walled | Asphalt coated or Bare Steel |  |  |  | Removal | 1990-09-27
0-006007 | ROUND VALLEY SCHOOL DISTRICT - BUS YARD | 418 E MAIN ST | SPRINGERVILLE | AZ | 85938 | Apache | 1 | Perm Closure | 1985-03-26 | 1000 | Gasoline | COMPARTMENT A | Double Walled | Asphalt coated or Bare Steel |  |  |  | Removal | 1994-02-17
0-001321 | CIRCLE K #816 | 606 N BEELINE HWY | PAYSON | AZ | 85541 | Gila | 5 | Open | 1997-01-23 | 10000 | Gasoline (PUL) | COMPARTMENT A | Single Walled | Fiberglass Reinforced Plastic | Pressure | Double Walled | Fiberglass Reinforced Plastic
0-009389 | GREENLEE COUNTRY CLUB |  | YORK |  |  | Greenlee | 2 | Perm Closure | 2005-06-17 | 250 | Gasoline | COMPARTMENT A | Unknown | Asphalt coated or Bare Steel | Suction - Check Valve at the Dispenser |  |  | Removal | 2001-10-02
0-008016 | SKY HARBOR CENTER DEVELOPMENT |  | PHOENIX |  |  | Maricopa | 1 | Perm Closure | 2005-06-17 | 1000 | Gasoline | COMPARTMENT A | Double Walled | Asphalt coated or Bare Steel |  |  |  | Removal | 1990-06-29
0-003444 | WINSLOW TIRE CO | 812 E SECOND ST | WINSLOW | AZ | 86047 | Navajo | 1 | Perm Closure | 1966-05-01 | 1000 | Gasoline | COMPARTMENT A | Unknown | Asphalt coated or Bare Steel |  |  |  | Closed in Place | 1988-01-01
0-005585 | VERMEER SOUTHWEST | 16825 S WEBER DR | CHANDLER | AZ | 85226 | Maricopa | 1 | Perm Closure | 1976-02-13 | 6000 | Gasoline | COMPARTMENT A | Unknown | Asphalt coated or Bare Steel |  |  |  | Removal | 1989-12-05
0-005594 | WEISS GUYS CAR WASH #6 | 4210 W GLENDALE AVE | PHOENIX | AZ | 85051 | Maricopa | 5 | Perm Closure | 1990-01-01 | 8000 | Gasoline | COMPARTMENT A | Double Walled | Composite (Steel/Fiberglass) | Pressure |  | Fiberglass Reinforced Plastic | Removal | 1995-10-24
0-010285 | COSTCO WHOLESALE #1028 | 7525 E HAMPTON AVE | MESA | AZ | 85209 | Maricopa | 3 | Open | 2008-05-01 | 30000 | Gasoline (PUL) | COMPARTMENT A | Double Walled | Fiberglass Reinforced Plastic | Pressure | Double Walled | Fiberglass Reinforced Plastic
0-010214 | QUIKTRIP #437 | 21 E OLD WEST HWY | APACHE JUNCTION | AZ | 85119 | Pinal | 2 | Open | 2007-10-11 | 20000 | Gasoline | COMPARTMENT A | Double Walled | Fiberglass Reinforced Plastic | Pressure | Double Walled | Fiberglass Reinforced Plastic
0-010221 | SAFEWAY FUEL #1849 | 32551 N SCOTTSDALE RD | SCOTTSDALE | AZ | 85266 | Maricopa | 2 | Open | 2008-02-13 | 10000 | Diesel | COMPARTMENT B | Double Walled | Fiberglass Reinforced Plastic | Pressure | Double Walled | Flexible
0-010659 | CARIOCA SHELL | 12683 W WHITE HILLS RD | WHITE HILLS | AZ | 86445 | Mohave | 1 | Open | 2019-05-15 | 14000 | Gasoline (UL) | COMPARTMENT A | Double Walled | Fiberglass Reinforced Plastic | Pressure | Double Walled | Fiberglass Reinforced Plastic
0-002584 | CHEVRON - ELOY'S CHEVRON | 600 E 10TH ST | DOUGLAS | AZ | 85607 | Cochise | 6 | Perm Closure | 2005-06-17 | 550 | Used Oil/Waste Oil | COMPARTMENT A |  | Asphalt coated or Bare Steel |  |  |  | Removal | 2006-08-01
0-001714 | HERNANDEZ TIRE SERVICE | 631 W US HIGHWAY 60 | SUPERIOR | AZ | 85173 | Pinal | 2 | Perm Closure | 1971-01-01 | 5000 | Gasoline | COMPARTMENT A |  | Asphalt coated or Bare Steel |  |  |  | Removal | 1988-11-17
0-006473 | BEHAVIORAL HEALTH AGENCY - CENTRAL ARIZONA | 5497 W MCCARTNEY RD | CASA GRANDE | AZ | 85194 | Pinal | 1 | Perm Closure | 1987-12-01 | 10000 | Gasoline | COMPARTMENT A | Double Walled | Asphalt coated or Bare Steel | Suction - Check Valve at the Tank Top |  |  | Removal | 1995-01-11
0-006815 | MANRESSA RETREAT CENTER |  | OAK CREEK CANYON |  |  | Coconino | 2 | Perm Closure | 2005-06-17 | 1000 | Gasoline | COMPARTMENT A | Double Walled | Asphalt coated or Bare Steel | Suction - Check Valve at the Tank Top |  |  | Removal | 1990-05-02
0-001067 | CHEVRON #9-2684 | 7890 E SPEEDWAY BLVD | TUCSON | AZ | 85710 | Pima | 3 | Perm Closure | 1981-01-01 | 10000 | Gasoline | COMPARTMENT A | Double Walled | Fiberglass Reinforced Plastic | Pressure | Double Walled | Fiberglass Reinforced Plastic | Removal | 2011-09-29
0-001067 | CHEVRON #9-2684 | 7890 E SPEEDWAY BLVD | TUCSON | AZ | 85710 | Pima | 2 | Perm Closure | 1981-01-01 | 10000 | Gasoline | COMPARTMENT A | Double Walled | Fiberglass Reinforced Plastic | Pressure | Double Walled | Fiberglass Reinforced Plastic | Removal | 2011-09-29
0-003962 | PRECISION TOYOTA | 3500 E SPEEDWAY BLVD | TUCSON | AZ | 85716 | Pima | 4 | Perm Closure | 1968-01-30 | 500 | Used Oil/Waste Oil | COMPARTMENT A | Unknown | Asphalt coated or Bare Steel |  |  |  | Removal | 1989-11-28
0-001021 | CHANDLER UNIFIED SCHOOL DISTRICT #80 | 200 S HAMILTON ST | CHANDLER | AZ | 85225 | Maricopa | 3 | Perm Closure | 1979-01-01 | 6000 | Gasoline | COMPARTMENT A |  | Asphalt coated or Bare Steel | Pressure |  |  | Removal | 1997-10-31
0-001515 | BIG B'S MARKET | 4835 N 37TH AVE | PHOENIX | AZ | 85019 | Maricopa | 4 | Open | 1998-01-14 | 10000 | Gasoline | COMPARTMENT A | Single Walled | Fiberglass Reinforced Plastic | Pressure | Double Walled | Fiberglass Reinforced Plastic
0-001140 | NICK MAYER HYUNDAI KIA | 2223 W CAMELBACK RD | PHOENIX | AZ | 85015 | Maricopa | 1 | Perm Closure | 1974-01-01 | 10000 | Gasoline | COMPARTMENT A |  | Asphalt coated or Bare Steel |  |  |  | Removal | 1990-04-17
0-003139 | CITY OF MESA - FLEET SUPPORT SERVICES | 310 E 6TH ST | MESA | AZ | 85201 | Maricopa | 11 | Perm Closure | 1974-01-01 | 10000 | Gasoline | COMPARTMENT A | Single Walled | Asphalt coated or Bare Steel | Pressure |  |  | Removal | 1992-05-28
0-003875 | PRENTICE GARAGE | 6328 N 7TH ST | PHOENIX | AZ | 85014 | Maricopa | 1 | Perm Closure | 1987-01-01 | 2000 | New Oil | COMPARTMENT A | Single Walled | Asphalt coated or Bare Steel | Suction - Check Valve at the Tank Top |  | Bare or Galvanized Steel | Removal | 1994-05-13
0-009911 | WAHPETON LP PROPERTY |  | GILBERT |  |  | Maricopa | 2 | Perm Closure | 1970-01-01 | 8000 | Gasoline | COMPARTMENT A | Double Walled | Asphalt coated or Bare Steel |  |  |  | Removal | 2003-02-04
0-005310 | UNION ROCK & MATERIALS CORP |  | PHOENIX |  |  | Maricopa | 2 | Perm Closure | 1962-01-01 | 1000 | Unidentified | COMPARTMENT A | Single Walled | Asphalt coated or Bare Steel |  |  |  | Removal | 1987-02-28
0-006661 | FORT VALLEY CHEVRON | 1312 N FORT VALLEY RD | FLAGSTAFF | AZ | 86001 | Coconino | 5 | Open | 2019-11-07 | 6000 | Gasoline (PUL) | COMPARTMENT A | Double Walled | Fiberglass Reinforced Plastic | Pressure | Double Walled | Fiberglass Reinforced Plastic
0-002435 | HAPPY TRAILS GENERAL STORE |  | VERNON |  |  | Apache | 1 | Perm Closure | 1947-01-01 | 1000 | Gasoline | COMPARTMENT A | Single Walled | Asphalt coated or Bare Steel |  |  |  | Closed in Place | 1989-11-27
0-008523 | MCDOWELL BUTTES DAIRY QUEEN INC | 3042 N 24TH ST | PHOENIX | AZ | 85016 | Maricopa | 3 | Perm Closure | 1963-01-01 | 6000 | Gasoline | COMPARTMENT A | Unknown | Unknown |  |  |  | Removal | 1977-04-25
0-008523 | MCDOWELL BUTTES DAIRY QUEEN INC | 3042 N 24TH ST | PHOENIX | AZ | 85016 | Maricopa | 4 | Perm Closure | 1963-01-01 | 550 | Used Oil/Waste Oil | COMPARTMENT A | Unknown | Unknown |  |  |  | Removal | 1977-04-25
0-007199 | MEADVIEW UNIT THREE | 28605 N PIERCE FERRY RD | MEADVIEW | AZ | 86444 | Mohave | 1 | Perm Closure | 1981-01-01 | 10000 | Diesel | COMPARTMENT A | Double Walled | Asphalt coated or Bare Steel |  |  |  | Removal | 1991-02-26
0-007687 | GREENFIELD COTTON GIN |  | GILBERT |  |  | Maricopa | 1 | Perm Closure | 1977-01-01 | 280 | Gasoline | COMPARTMENT A | Double Walled | Asphalt coated or Bare Steel | Suction - Check Valve at the Tank Top |  | Bare or Galvanized Steel | Removal | 1992-07-16
0-005630 | FUELCO #106 | 1315 S 16TH ST | PHOENIX | AZ | 85034 | Maricopa | 2 | Perm Closure | 1978-05-01 | 7500 | Gasoline | COMPARTMENT A | Double Walled | Asphalt coated or Bare Steel |  |  |  | Removal | 1987-11-01
0-001652 | FUELCO #113 | 3331 W BROADWAY RD | PHOENIX | AZ | 85041 | Maricopa | 2 | Perm Closure | 1978-01-01 | 4000 | Gasoline | COMPARTMENT A |  | Asphalt coated or Bare Steel |  |  |  | Removal | 1988-08-15
0-010140 | QUIKTRIP #478 | 5545 S POWER RD | MESA | AZ | 85212 | Maricopa | 4 | Open | 2015-12-08 | 12000 | Diesel | COMPARTMENT A | Double Walled | Fiberglass Reinforced Plastic | Pressure | Double Walled | Fiberglass Reinforced Plastic
0-010141 | FRYS FUEL CENTER #682 | 205 W COMBS RD | QUEEN CREEK | AZ | 85140 | Pinal | 2 | Open | 2008-08-12 | 8000 | Diesel | COMPARTMENT A | Double Walled | Fiberglass Reinforced Plastic | Pressure | Double Walled | Fiberglass Reinforced Plastic
0-005089 | PARKING COMPANY OF AMERICA - FORMER | 2225 E BUCKEYE RD | PHOENIX | AZ | 85034 | Maricopa | 3 | Perm Closure | 2005-06-17 | 1000 | Diesel | COMPARTMENT A | Unknown | Asphalt coated or Bare Steel |  |  |  | Removal | 1999-03-02
0-000278 | CHEVRON #9-3808 | 5845 N 7TH AVE | PHOENIX | AZ | 85013 | Maricopa | 6 | Perm Closure | 1990-05-18 | 10000 | Gasoline | COMPARTMENT A | Double Walled | Composite (Steel/Fiberglass) | Pressure |  | Fiberglass Reinforced Plastic | Removal | 2020-08-13
0-000278 | CHEVRON #9-3808 | 5845 N 7TH AVE | PHOENIX | AZ | 85013 | Maricopa | 2 | Perm Closure | 1966-01-01 | 5000 | Gasoline | COMPARTMENT A |  | Asphalt coated or Bare Steel |  |  |  | Removal | 1990-04-20
0-001962 | BROWN EVANS - ODESSA | 22047 N BLACK CANYON HWY | PHOENIX | AZ | 85027 | Maricopa | 1 | Perm Closure | 1981-01-01 | 5000 | Gasoline | COMPARTMENT A |  | Asphalt coated or Bare Steel | Pressure | Single Walled | Bare or Galvanized Steel | Removal | 1999-06-15
0-008674 | CITY OF KINGMAN - MUNICIPAL AIRPORT | 7000 FLIGHTLINE DR | KINGMAN | AZ | 86401 | Mohave | 7 | Perm Closure | 1942-01-01 | 12000 | Unidentified | COMPARTMENT A | Single Walled | Asphalt coated or Bare Steel |  |  |  | Removal | 1995-09-01
0-000401 | APS DEER VALLEY SERVICE COMPANY | 2121 W CHERYL DR | PHOENIX | AZ | 85021 | Maricopa | 6 | Perm Closure | 1983-01-01 | 2000 | Other | COMPARTMENT A | Single Walled | Asphalt coated or Bare Steel | Gravity Feed | Single Walled | Bare or Galvanized Steel | Removal | 1994-01-13
0-000401 | APS DEER VALLEY SERVICE COMPANY | 2121 W CHERYL DR | PHOENIX | AZ | 85021 | Maricopa | 8 | Perm Closure | 1963-01-01 | 500 | Other | COMPARTMENT A | Single Walled | Asphalt coated or Bare Steel |  |  |  | Closed in Place | 1984-01-01
0-000401 | APS DEER VALLEY SERVICE COMPANY | 2121 W CHERYL DR | PHOENIX | AZ | 85021 | Maricopa | 21 | Perm Closure | 1966-01-01 | 4000 | Other | COMPARTMENT A | Single Walled | Asphalt coated or Bare Steel |  |  |  | Removal | 1990-09-25
0-000401 | APS DEER VALLEY SERVICE COMPANY | 2121 W CHERYL DR | PHOENIX | AZ | 85021 | Maricopa | 15 | Perm Closure | 1974-01-01 | 12000 | Gasoline | COMPARTMENT A | Single Walled | Asphalt coated or Bare Steel | Pressure | Single Walled | Bare or Galvanized Steel | Removal | 1993-12-20
0-006338 | KESTER'S SERVICE CENTER | 1201 W HOPI DR | HOLBROOK | AZ | 86025 | Navajo | 1 | Perm Closure | 1956-01-01 | 4000 | Gasoline | COMPARTMENT A |  | Asphalt coated or Bare Steel |  |  |  | Removal | 1990-09-01
0-006338 | KESTER'S SERVICE CENTER | 1201 W HOPI DR | HOLBROOK | AZ | 86025 | Navajo | 4 | Perm Closure | 1956-01-01 | 500 | Used Oil/Waste Oil | COMPARTMENT A |  | Asphalt coated or Bare Steel |  |  |  | Removal | 1990-09-01
0-004863 | BEACON TRUCK STOP #651 |  | PICACHO |  |  | Pinal | 5 | Perm Closure | 1976-01-01 | 8000 | Gasoline | COMPARTMENT A | Single Walled | Asphalt coated or Bare Steel |  |  |  | Removal | 1991-10-23
0-004863 | BEACON TRUCK STOP #651 |  | PICACHO |  |  | Pinal | 1 | Perm Closure | 1976-01-01 | 8000 | Diesel | COMPARTMENT A | Single Walled | Asphalt coated or Bare Steel |  |  |  | Removal | 1991-10-23
0-001037 | CHEVRON #96401 | 2502 N EAST ST | FLAGSTAFF | AZ | 86004 | Coconino | 1 | Perm Closure | 1982-01-01 | 10000 | Gasoline | COMPARTMENT A | Single Walled | Fiberglass Reinforced Plastic | Pressure |  | Fiberglass Reinforced Plastic | Removal | 1994-04-27
0-006243 | BROADWAY CONOCO | 7101 E BROADWAY BLVD | TUCSON | AZ | 85710 | Pima | 2 | Perm Closure | 1987-01-01 | 10000 | Gasoline | COMPARTMENT A | Double Walled | Fiberglass Reinforced Plastic | Pressure |  | Fiberglass Reinforced Plastic | Removal | 2010-01-14
0-001944 | ENERGY FUELS NUCLEAR - ENERGY PARK |  | FREDONIA |  |  | Coconino | 4 | Perm Closure | 1982-01-01 | 3000 | Diesel | COMPARTMENT A |  | Asphalt coated or Bare Steel |  |  |  | Removal | 1989-10-15
0-002757 | USDOJ INS - BORDER PATROL - YUMA | 350 W 1ST ST | YUMA | AZ | 85364 | Yuma | 1 | Perm Closure | 1974-02-11 | 2000 | Gasoline | COMPARTMENT A | Double Walled | Asphalt coated or Bare Steel | Suction - Check Valve at the Tank Top |  | Bare or Galvanized Steel | Removal | 1993-04-01
0-008252 | MINUTE MART 48 | I-17 AT FINNIE FLAT RD | CAMP VERDE | AZ | 86322 | Yavapai | 3 | Perm Closure | 1982-10-01 | 10000 | Diesel | COMPARTMENT A | Double Walled | Fiberglass Reinforced Plastic | Pressure |  | Fiberglass Reinforced Plastic | Removal | 1994-07-08
0-009665 | TIRE INDUSTRIES | 5050 N CASA GRANDE HWY | TUCSON | AZ | 85743 | Pima | 3 | Perm Closure | 2005-06-17 | 8000 | Diesel | COMPARTMENT A | Double Walled | Asphalt coated or Bare Steel |  |  |  | Removal | 2000-09-05
0-005005 | GAS & ENERGY | 8722 N 7TH ST | PHOENIX | AZ | 85020 | Maricopa | 3 | Perm Closure | 1977-01-01 | 4000 | Gasoline | COMPARTMENT A |  | Asphalt coated or Bare Steel |  |  |  | Removal | 1991-01-28
0-005005 | GAS & ENERGY | 8722 N 7TH ST | PHOENIX | AZ | 85020 | Maricopa | 6 | Perm Closure | 1991-02-18 | 10000 | Gasoline | COMPARTMENT A | Double Walled | Fiberglass Reinforced Plastic | Pressure |  | Fiberglass Reinforced Plastic | Removal | 2015-04-16
0-002655 | LAURENCE R FULLER | 765 E BASELINE RD | GILBERT | AZ | 85233 | Maricopa | 4 | Perm Closure | 1975-07-27 | 7500 | Diesel | COMPARTMENT A | Single Walled | Asphalt coated or Bare Steel |  |  |  | Removal | 1985-12-01
0-000574 | KLONDYKE R S |  | KLONDYKE |  |  | Graham | 1 | Perm Closure | 1962-01-01 | 3000 | Diesel | COMPARTMENT A |  | Asphalt coated or Bare Steel |  |  |  | Removal | 1992-04-13
0-008890 | LAKE POWELL CONVENIENCE CENTER | 901 US HIGHWAY 89 | PAGE | AZ | 86040 | Coconino | 4 | Open | 2019-03-01 | 10000 | Gasoline (PUL) | COMPARTMENT C | Double Walled | Fiberglass Reinforced Plastic | Pressure | Double Walled | Fiberglass Reinforced Plastic
0-008455 | JAY'S SUPER SERVICE | 1051 NAVAJO BLVD | HOLBROOK | AZ | 86025 | Navajo | 4 | Open | 1988-01-01 | 10000 | Gasoline | COMPARTMENT A | Double Walled | Composite (Steel/Fiberglass) | Pressure |  | Fiberglass Reinforced Plastic
0-005949 | INLAND FARMS |  | ELEVEN MILE CORNER |  |  | Pinal | 1 | Perm Closure | 1967-12-24 | 1000 | Gasoline | COMPARTMENT A | Unknown | Asphalt coated or Bare Steel |  |  |  | Removal | 1989-01-01
0-003659 | J C PENNEY INC | 7815 W THOMAS RD | PHOENIX | AZ | 85033 | Maricopa | 1 | Perm Closure | 1980-01-01 | 550 | Used Oil/Waste Oil | COMPARTMENT A | Single Walled | Asphalt coated or Bare Steel |  |  |  | Closed in Place | 1983-04-01
0-007994 | HINSONS GARAGE/THE GATEWAY GROUP | 2602 W CYPRESS ST | PHOENIX | AZ | 85009 | Maricopa | 1 | Perm Closure | 2005-06-17 | 550 | New Oil | COMPARTMENT A | Unknown | Unknown | Gravity Feed |  |  | Removal | 1992-10-14
0-007994 | HINSONS GARAGE/THE GATEWAY GROUP | 2602 W CYPRESS ST | PHOENIX | AZ | 85009 | Maricopa | 3 | Perm Closure | 2005-06-17 | 7500 | Gasoline | COMPARTMENT A | Unknown | Unknown | Gravity Feed |  |  | Removal | 1992-10-14
0-010268 | B & B MARKET | 5055 SAWMILL RD | CLAY SPRINGS | AZ | 85923 | Navajo | 2 | Perm Closure | 2009-01-13 | 10000 | Unidentified | COMPARTMENT A |  | Fiberglass Reinforced Plastic |  |  |  | Removal | 2008-11-07
0-001862 | CIRCLE K STORE #2705407 | 4259 W MCDOWELL RD | PHOENIX | AZ | 85009 | Maricopa | 4 | Perm Closure | 1974-01-01 | 10000 | Gasoline | COMPARTMENT A |  | Asphalt coated or Bare Steel |  |  |  | Removal | 1988-01-01
0-005902 | TOWN OF TAYLOR - CITY YARD | 425 W PAPERMILL RD | TAYLOR | AZ | 85939 | Navajo | 1 | Perm Closure | 1971-11-16 | 1000 | Gasoline | COMPARTMENT A | Unknown | Asphalt coated or Bare Steel |  |  |  | Removal | 1995-09-07
0-003919 | PINAL COUNTY - HIGHWAY DEPARTMENT GARAGE | 860 E LOGAN ST | ORACLE | AZ | 85623 | Pinal | 3 | Perm Closure | 2005-06-17 | 6000 | Gasoline | COMPARTMENT A | Single Walled | Asphalt coated or Bare Steel |  |  |  | Closed in Place | 1989-01-01
0-002312 | TOPOCK MARINA | 14999 HISTORIC ROUTE 66 | TOPOCK | AZ | 86436 | Mohave | 3 | Perm Closure | 1971-01-01 | 2000 | Gasoline | COMPARTMENT A |  | Asphalt coated or Bare Steel |  |  |  | Removal | 1993-01-07
0-002312 | TOPOCK MARINA | 14999 HISTORIC ROUTE 66 | TOPOCK | AZ | 86436 | Mohave | 4 | Perm Closure | 1993-03-24 | 8000 | Gasoline | COMPARTMENT A | Double Walled | Composite (Steel/Fiberglass) | Pressure | Double Walled | Fiberglass Reinforced Plastic | Removal | 2010-11-09
0-004034 | RAINBOW HAVEN MOBILE HOME PARK | 1619 HIGHWAY 95 | BULLHEAD CITY | AZ | 86442 | Mohave | 1 | Perm Closure | 1971-01-01 | 5000 | Gasoline | COMPARTMENT A |  | Asphalt coated or Bare Steel |  |  |  | Removal | 1989-10-10
0-004034 | RAINBOW HAVEN MOBILE HOME PARK | 1619 HIGHWAY 95 | BULLHEAD CITY | AZ | 86442 | Mohave | 2 | Perm Closure | 1971-01-01 | 10000 | Gasoline | COMPARTMENT A |  | Asphalt coated or Bare Steel |  |  |  | Removal | 1989-10-01
0-000917 | TEXACO #60-349-0332 | 6701 W INDIAN SCHOOL RD | PHOENIX | AZ | 85033 | Maricopa | 5 | Open | 2020-04-07 | 8000 | Gasoline (PUL) | COMPARTMENT A | Double Walled | Polyethylene Jacketed Steel | Pressure | Double Walled | Fiberglass Reinforced Plastic
0-002493 | ALTO AUTOMOTIVE ENTERPRISES | 145 N MCCLINTOCK DR | TEMPE | AZ | 85281 | Maricopa | 4 | Perm Closure | 1972-01-01 | 7500 | Gasoline | COMPARTMENT A | Single Walled | Asphalt coated or Bare Steel | Suction - Check Valve at the Dispenser |  | Bare or Galvanized Steel | Removal | 1999-06-23
0-000951 | UNOCAL #7455 | 16101 W GRAND AVE | SURPRISE | AZ | 85387 | Maricopa | 1 | Perm Closure | 1986-04-18 | 10000 | Gasoline | COMPARTMENT A | Single Walled | Asphalt coated or Bare Steel | Pressure |  | Fiberglass Reinforced Plastic | Removal | 1994-08-30
0-000951 | UNOCAL #7455 | 16101 W GRAND AVE | SURPRISE | AZ | 85387 | Maricopa | 7 | Perm Closure | 1994-10-01 | 10000 | Diesel | COMPARTMENT A | Double Walled | Composite (Steel/Fiberglass) | Pressure | Double Walled | Fiberglass Reinforced Plastic | Removal | 2000-11-29
0-001216 | CIRCLE K #350 | 6759 E UNIVERSITY DR | MESA | AZ | 85205 | Maricopa | 6 | Perm Closure | 1994-10-12 | 10000 | Gasoline | COMPARTMENT A | Double Walled | Fiberglass Reinforced Plastic | Pressure | Double Walled | Fiberglass Reinforced Plastic | Removal | 2009-09-29
0-001974 | EXXON #7-0808 | 4265 W DUNLAP AVE | PHOENIX | AZ | 85051 | Maricopa | 6 | Perm Closure | 1989-05-01 | 12000 | Gasoline | COMPARTMENT A | Double Walled | Fiberglass Reinforced Plastic | Pressure |  | Fiberglass Reinforced Plastic | Removal | 2002-09-18
0-005228 | U-HAUL #723-58 | 5024 W GLENDALE AVE | GLENDALE | AZ | 85301 | Maricopa | 1 | Perm Closure | 1976-04-03 | 10000 | Gasoline | COMPARTMENT A | Unknown | Fiberglass Reinforced Plastic |  |  |  | Removal | 1989-10-01
0-003876 | CITY OF PHOENIX - NORTH TRANSIT FACILITY | 2010 W DESERT COVE AVE | PHOENIX | AZ | 85029 | Maricopa | 22 | Open | 2013-09-05 | 1000 | New Oil | COMPARTMENT A | Double Walled | Fiberglass Reinforced Plastic | Pressure | Double Walled | Fiberglass Reinforced Plastic
0-003876 | CITY OF PHOENIX - NORTH TRANSIT FACILITY | 2010 W DESERT COVE AVE | PHOENIX | AZ | 85029 | Maricopa | 20 | Open | 2013-09-05 | 2500 | Gasoline | COMPARTMENT A | Double Walled | Fiberglass Reinforced Plastic | Pressure | Double Walled | Fiberglass Reinforced Plastic
0-003876 | CITY OF PHOENIX - NORTH TRANSIT FACILITY | 2010 W DESERT COVE AVE | PHOENIX | AZ | 85029 | Maricopa | 1 | Perm Closure | 1979-01-01 | 20000 | Diesel | COMPARTMENT A | Double Walled | Fiberglass Reinforced Plastic | Pressure |  |  | Removal | 2013-09-05
0-000513 | ARCO AM/PM #82802 | 2341 W BETHANY HOME RD | PHOENIX | AZ | 85015 | Maricopa | 2 | Perm Closure | 2005-06-17 | 10000 | Gasoline | COMPARTMENT A |  | Asphalt coated or Bare Steel |  |  |  | Removal | 1989-03-01
0-007141 | THIO CHEM | 503 W 3RD AVE | MESA | AZ | 85210 | Maricopa | 2 | Perm Closure | 2008-06-04 | 3000 | Diesel | COMPARTMENT A |  | Asphalt coated or Bare Steel |  |  |  | Removal | 1991-03-15
0-002394 | CITY OF PHOENIX - CIVIC PLAZA EAST PARKING GARAGE | 525 E WASHINGTON ST | PHOENIX | AZ | 85004 | Maricopa | 4 | Perm Closure | 1993-01-01 | 15000 | Diesel | COMPARTMENT A | Single Walled | Asphalt coated or Bare Steel |  |  |  | Removal | 1996-11-22
0-007337 | FORMER PERRYVILLE FEED STORE | 18635 W YUMA RD | GOODYEAR | AZ | 85338 | Maricopa | 2 | Perm Closure | 2005-06-17 | 500 | Gasoline | COMPARTMENT A | Unknown | Unknown |  |  |  | Removal | 1991-07-01
0-007326 | MORGENSEN MOTORS PROPERTY - FORMER | 374 N 6TH AVE | PHOENIX | AZ | 85003 | Maricopa | 2 | Perm Closure | 2005-06-17 | 500 | Gasoline | COMPARTMENT A | Unknown | Asphalt coated or Bare Steel | Gravity Feed |  |  | Removal | 1991-07-02
0-001115 | CHEVRON #9-8698 | 2011 E MAIN ST | MESA | AZ | 85213 | Maricopa | 2 | Perm Closure | 1982-01-01 | 10000 | Gasoline | COMPARTMENT A | Single Walled | Fiberglass Reinforced Plastic |  |  |  | Removal | 1990-07-06
0-000086 | SPEEDY PIT STOP | 2817 N 7TH ST | PHOENIX | AZ | 85006 | Maricopa | 4 | Perm Closure | 1969-01-01 | 550 | Used Oil/Waste Oil | COMPARTMENT A | Single Walled | Asphalt coated or Bare Steel | Gravity Feed |  |  | Removal | 1996-02-13
0-005236 | U-HAUL #723-26 | 4007 E CAMELBACK RD | PHOENIX | AZ | 85018 | Maricopa | 4 | Perm Closure | 1976-04-29 | 1000 | Used Oil/Waste Oil | COMPARTMENT A | Unknown | Unknown |  |  |  | Removal | 1995-01-12
0-005080 | ALVERNON SELF SERVE | 1550 S ALVERNON WAY | TUCSON | AZ | 85711 | Pima | 8 | Perm Closure | 1986-04-01 | 12000 | Diesel | COMPARTMENT A | Double Walled | Composite (Steel/Fiberglass) | Pressure | Double Walled | Fiberglass Reinforced Plastic | Removal | 2014-08-05
0-007414 | MAINE CONSOLIDATED SCHOOL DISTRICT #10 | 7 SPRING VALLEY RD | PARKS | AZ | 86018 | Coconino | 1 | Perm Closure | 1970-01-01 | 1000 | Gasoline | COMPARTMENT A | Unknown | Asphalt coated or Bare Steel | Suction - Check Valve at the Tank Top |  |  | Removal | 1991-09-12
0-000571 | AT&T - APACHE JUNCTION AZ1750 | 3950 N USERY PASS RD | MESA | AZ | 85207 | Maricopa | 2 | Perm Closure | 1960-01-01 | 10000 | Diesel | COMPARTMENT A |  | Asphalt coated or Bare Steel | Suction - Check Valve at the Tank Top | Single Walled | Bare or Galvanized Steel | Closed in Place | 1981-06-01
0-004715 | SPECIALIZED SERVICES CO | 2001 W NORTH LN | PHOENIX | AZ | 85021 | Maricopa | 1 | Perm Closure | 1972-12-12 | 2000 | Diesel | COMPARTMENT A | Unknown | Asphalt coated or Bare Steel |  |  |  | Removal | 1991-05-06
0-005431 | CIRCLE K #2881 | 18206 E WILLIAMS FIELD RD | GILBERT | AZ | 85295 | Maricopa | 1 | Perm Closure | 1975-01-08 | 10000 | Gasoline | COMPARTMENT A | Double Walled | Asphalt coated or Bare Steel | Pressure |  |  | Removal | 1995-05-09
0-005431 | CIRCLE K #2881 | 18206 E WILLIAMS FIELD RD | GILBERT | AZ | 85295 | Maricopa | 2 | Perm Closure | 1973-04-08 | 6000 | Gasoline | COMPARTMENT A | Double Walled | Asphalt coated or Bare Steel | Pressure |  |  | Removal | 1995-05-09
0-004186 | HOLY HOPE CEMETARY | 3555 N ORACLE RD | TUCSON | AZ | 85705 | Pima | 1 | Perm Closure | 1973-01-01 | 3000 | Gasoline | COMPARTMENT A | Single Walled | Asphalt coated or Bare Steel | Pressure |  |  | Removal | 1996-04-01
0-000869 | TEXACO #60-349-0327 | 10820 E APACHE TRL | MESA | AZ | 85120 | Maricopa | 2 | Perm Closure | 1985-01-01 | 20000 | Gasoline | COMPARTMENT A | Double Walled | Fiberglass Reinforced Plastic | Pressure |  | Fiberglass Reinforced Plastic | Removal | 1994-06-01
0-000668 | SPEEDWAY STORE #2954 | 895 S 4TH AVE | YUMA | AZ | 85364 | Yuma | 5 | Perm Closure | 1990-01-25 | 12000 | Gasoline | COMPARTMENT A | Single Walled | Composite (Steel/Fiberglass) |  |  |  | Removal | 2020-08-25
0-000882 | CIRCLE K STORE #2706660 | 2005 W BROADWAY RD | MESA | AZ | 85202 | Maricopa | 1 | Perm Closure | 1978-05-06 | 12000 | Gasoline | COMPARTMENT A |  | Asphalt coated or Bare Steel | Pressure |  | Fiberglass Reinforced Plastic | Removal | 1995-07-01
0-002240 | STAPLEY WHOLESALE WAREHOUSE | 1255 S PASADENA | MESA | AZ | 85210 | Maricopa | 1 | Perm Closure | 1986-03-31 | 5000 | Diesel | COMPARTMENT A | Single Walled | Asphalt coated or Bare Steel |  |  |  | Removal | 1991-06-03
0-001933 | MIAMI COMMERCIAL |  | MIAMI |  |  | Gila | 4 | Perm Closure | 2005-06-17 | 200 | Unidentified | COMPARTMENT A |  | Asphalt coated or Bare Steel |  |  |  | Removal | 1990-04-04
0-005699 | WOODYS FOOD STORE #104 | 595 S MAIN ST | CAMP VERDE | AZ | 86322 | Yavapai | 3 | Perm Closure | 1970-01-21 | 5000 | Gasoline | COMPARTMENT A | Double Walled | Fiberglass Reinforced Plastic | Pressure |  | Fiberglass Reinforced Plastic | Closed in Place | 2005-01-26
0-005557 | SCOTTSDALE JET BUSINESS CENTER | 14501 N 73RD ST | SCOTTSDALE | AZ | 85260 | Maricopa | 3 | Perm Closure | 1977-12-15 | 2000 | Gasoline | COMPARTMENT A | Unknown | Fiberglass Reinforced Plastic | Pressure |  | Fiberglass Reinforced Plastic | Removal | 1998-12-28
0-005557 | SCOTTSDALE JET BUSINESS CENTER | 14501 N 73RD ST | SCOTTSDALE | AZ | 85260 | Maricopa | 1 | Perm Closure | 1977-12-15 | 12000 | Jet Fuel | COMPARTMENT A | Unknown | Fiberglass Reinforced Plastic | Pressure |  | Fiberglass Reinforced Plastic | Removal | 1998-12-28
0-000888 | TEXACO #60-349-0312 | 1152 E BROADWAY RD | MESA | AZ | 85204 | Maricopa | 5 | Perm Closure | 1987-01-01 | 20000 | Gasoline | COMPARTMENT A | Double Walled | Fiberglass Reinforced Plastic | Pressure | Double Walled | Fiberglass Reinforced Plastic | Removal | 2002-10-08
0-006365 | CARIOCA TC # 11 - WIKIEUP | 18183 US HIGHWAY 93 | WIKIEUP | AZ | 85360 | Mohave | 4 | Perm Closure | 1988-12-01 | 10000 | Gasoline | COMPARTMENT A |  | Fiberglass Reinforced Plastic | Pressure |  | Fiberglass Reinforced Plastic | Closed in Place | 2010-09-22
0-002971 | AIRGAS USA, LLC | 301 S 45TH AVE | PHOENIX | AZ | 85043 | Maricopa | 2 | Perm Closure | 1960-01-01 | 600 | Hazardous Substance | COMPARTMENT A | Single Walled | Asphalt coated or Bare Steel | Suction - Check Valve at the Tank Top | Single Walled | Bare or Galvanized Steel | Removal | 1993-08-23
0-006063 | METEOR CRATER GAS STATION |  | METEOR CITY |  |  | Coconino | 1 | Perm Closure | 1988-11-05 | 10000 | Gasoline (UL) | COMPARTMENT A | Double Walled | Composite (Steel/Fiberglass) | Pressure |  | Fiberglass Reinforced Plastic | Removal | 2018-04-19
0-001623 | J O COMBS MIDDLE SCHOOL | 38300 N GANTZEL RD | SAN TAN VALLEY | AZ | 85140 | Pinal | 2 | Perm Closure | 2005-06-17 | 550 | Gasoline | COMPARTMENT A |  | Asphalt coated or Bare Steel |  |  |  | Removal | 1998-06-11
0-006172 | 4 SONS FOOD STORES #802 | 9070 W BELL RD | PEORIA | AZ | 85382 | Maricopa | 2 | Open | 1997-01-24 | 12000 | Gasoline | COMPARTMENT A | Double Walled | Fiberglass Reinforced Plastic | Pressure | Double Walled | Fiberglass Reinforced Plastic
0-006172 | 4 SONS FOOD STORES #802 | 9070 W BELL RD | PEORIA | AZ | 85382 | Maricopa | 1 | Open | 1997-01-24 | 12000 | Gasoline | COMPARTMENT A | Double Walled | Fiberglass Reinforced Plastic | Pressure | Double Walled | Fiberglass Reinforced Plastic
0-007927 | BENSON TEXACO | 101 W 4TH ST | BENSON | AZ | 85602 | Cochise | 2 | Perm Closure | 1976-01-01 | 6000 | Gasoline | COMPARTMENT A |  | Asphalt coated or Bare Steel |  |  |  | Removal | 1990-06-22
0-007927 | BENSON TEXACO | 101 W 4TH ST | BENSON | AZ | 85602 | Cochise | 3 | Perm Closure | 1976-01-01 | 6000 | Gasoline | COMPARTMENT A |  | Asphalt coated or Bare Steel |  |  |  | Removal | 1990-06-22
0-002673 | NORQUIP RENTAL | 3424 N EVANS ST | KINGMAN | AZ | 86409 | Mohave | 3 | Perm Closure | 2005-06-17 | 2000 | Used Oil/Waste Oil | COMPARTMENT A | Single Walled | Concrete | Suction - Check Valve at the Tank Top |  |  | Removal | 1997-10-09
0-006215 | 4 SONS FOOD STORES #501 | 1633 W SUPERSTITION BLVD | APACHE JUNCTION | AZ | 85120 | Pinal | 1 | Open | 1988-05-13 | 10000 | Gasoline | COMPARTMENT A | Single Walled | Fiberglass Reinforced Plastic | Pressure |  | Fiberglass Reinforced Plastic
0-005260 | UNOCAL #0216 | 1322 E ROUTE 66 | FLAGSTAFF | AZ | 86001 | Coconino | 5 | Perm Closure | 1985-01-01 | 6000 | Gasoline | COMPARTMENT A | Single Walled | Asphalt coated or Bare Steel |  |  |  | Removal | 2018-10-18
0-005260 | UNOCAL #0216 | 1322 E ROUTE 66 | FLAGSTAFF | AZ | 86001 | Coconino | 1 | Perm Closure | 1958-01-01 | 20000 | Diesel | COMPARTMENT A |  | Asphalt coated or Bare Steel |  |  |  | Removal | 1996-10-01
0-002534 | WAHWEAP SINCLAIR STATION | 100 LAKESHORE DR | PAGE | AZ | 86040 | Coconino | 8 | Perm Closure | 1987-04-01 | 550 | Used Oil/Waste Oil | COMPARTMENT A | Double Walled | Fiberglass Reinforced Plastic |  |  |  | Removal | 2013-03-27
0-002534 | WAHWEAP SINCLAIR STATION | 100 LAKESHORE DR | PAGE | AZ | 86040 | Coconino | 10 | Perm Closure | 1965-01-01 | 5000 | Gasoline | COMPARTMENT A |  | Asphalt coated or Bare Steel |  |  |  | Removal | 1986-10-02
0-002534 | WAHWEAP SINCLAIR STATION | 100 LAKESHORE DR | PAGE | AZ | 86040 | Coconino | 13 | Perm Closure | 1965-01-01 | 12000 | Gasoline | COMPARTMENT A |  | Asphalt coated or Bare Steel |  |  |  | Removal | 1986-10-02
0-001079 | CHEVRON #9-0597 | 7602 E INDIAN SCHOOL RD | SCOTTSDALE | AZ | 85251 | Maricopa | 6 | Perm Closure | 1992-10-01 | 12000 | Gasoline | COMPARTMENT A | Double Walled | Fiberglass Reinforced Plastic | Pressure | Double Walled | Fiberglass Reinforced Plastic | Removal | 2004-10-26
0-001079 | CHEVRON #9-0597 | 7602 E INDIAN SCHOOL RD | SCOTTSDALE | AZ | 85251 | Maricopa | 8 | Perm Closure | 1992-10-01 | 1000 | Used Oil/Waste Oil | COMPARTMENT A | Double Walled | Fiberglass Reinforced Plastic | Pressure | Double Walled | Fiberglass Reinforced Plastic | Removal | 2004-10-26
0-001079 | CHEVRON #9-0597 | 7602 E INDIAN SCHOOL RD | SCOTTSDALE | AZ | 85251 | Maricopa | 4 | Perm Closure | 1969-01-01 | 1000 | Used Oil/Waste Oil | COMPARTMENT A | Single Walled | Asphalt coated or Bare Steel | Gravity Feed | Single Walled | Bare or Galvanized Steel | Removal | 1992-10-27
0-006465 | ARCO #5502 | 702 W BROADWAY RD | PHOENIX | AZ | 85041 | Maricopa | 2 | Perm Closure | 1988-09-27 | 12000 | Gasoline | COMPARTMENT A | Double Walled | Fiberglass Reinforced Plastic | Pressure |  | Fiberglass Reinforced Plastic | Removal | 2019-04-18
0-006465 | ARCO #5502 | 702 W BROADWAY RD | PHOENIX | AZ | 85041 | Maricopa | 5 | Open | 2019-06-28 | 7000 | Diesel | COMPARTMENT B | Double Walled | Composite (Steel/Fiberglass) | Pressure | Double Walled | Fiberglass Reinforced Plastic
0-000092 | ARIZONA AIR NATIONAL GUARD - 161ST AIR REFUELING | 2001 S 32ND ST | PHOENIX | AZ | 85034 | Maricopa | 3 | Perm Closure | 1953-01-01 | 25000 | Jet Fuel | COMPARTMENT A | Single Walled | Asphalt coated or Bare Steel | Pressure | Single Walled | Bare or Galvanized Steel | Removal | 2000-07-25
0-000092 | ARIZONA AIR NATIONAL GUARD - 161ST AIR REFUELING | 2001 S 32ND ST | PHOENIX | AZ | 85034 | Maricopa | 6 | Perm Closure | 1953-01-01 | 25000 | Jet Fuel | COMPARTMENT A | Single Walled | Asphalt coated or Bare Steel | Pressure | Single Walled | Bare or Galvanized Steel | Removal | 2000-07-25
0-000092 | ARIZONA AIR NATIONAL GUARD - 161ST AIR REFUELING | 2001 S 32ND ST | PHOENIX | AZ | 85034 | Maricopa | 11 | Perm Closure | 1976-01-01 | 2000 | JP-8 (Kerosene-type Jet Fuel) | COMPARTMENT A | Single Walled | Asphalt coated or Bare Steel | Gravity Feed | Single Walled | Bare or Galvanized Steel | Removal | 2000-07-25
0-004985 | MESA FUEL CO | 1850 S SOLOMON | MESA | AZ | 85204 | Maricopa | 9 | Perm Closure | 1986-01-01 | 4000 | New Oil | COMPARTMENT A | Unknown | Fiberglass Reinforced Plastic | Suction - Check Valve at the Tank Top |  | Fiberglass Reinforced Plastic | Removal | 1998-04-29
0-004985 | MESA FUEL CO | 1850 S SOLOMON | MESA | AZ | 85204 | Maricopa | 2 | Perm Closure | 1986-01-01 | 20000 | Gasoline | COMPARTMENT A |  | Fiberglass Reinforced Plastic | Pressure |  | Fiberglass Reinforced Plastic | Removal | 2014-11-19
0-001942 | LEELAND FRIENDLY SHOPPER | 224 E MONROE AVE | BUCKEYE | AZ | 85326 | Maricopa | 4 | Perm Closure | 2005-06-17 | 500 | Used Oil/Waste Oil | COMPARTMENT A |  | Asphalt coated or Bare Steel | Gravity Feed |  |  | Removal | 1996-04-03
0-002008 | EXXON #7-3873 | 1809 E BROADWAY RD | TEMPE | AZ | 85282 | Maricopa | 1 | Perm Closure | 1965-01-01 | 3000 | Gasoline | COMPARTMENT A |  | Asphalt coated or Bare Steel |  |  |  | Removal | 1990-06-14
0-002008 | EXXON #7-3873 | 1809 E BROADWAY RD | TEMPE | AZ | 85282 | Maricopa | 3 | Perm Closure | 1965-01-01 | 6000 | Gasoline | COMPARTMENT A |  | Asphalt coated or Bare Steel |  |  |  | Removal | 1990-06-14
0-002008 | EXXON #7-3873 | 1809 E BROADWAY RD | TEMPE | AZ | 85282 | Maricopa | 4 | Perm Closure | 1974-01-01 | 10000 | Gasoline | COMPARTMENT A |  | Asphalt coated or Bare Steel |  |  |  | Removal | 1990-06-14
0-001896 | VACANT LOT | 2427 W NORTHERN AVE | PHOENIX | AZ | 85021 | Maricopa | 4 | Perm Closure | 1964-01-01 | 6000 | Gasoline | COMPARTMENT A |  | Asphalt coated or Bare Steel | Pressure |  | Fiberglass Reinforced Plastic | Removal | 1999-01-27
0-002337 | GOODYEAR TIRE CENTER #1977 | 1824 E CAMELBACK RD | PHOENIX | AZ | 85016 | Maricopa | 1 | Perm Closure | 2005-06-17 | 500 | Used Oil/Waste Oil | COMPARTMENT A | Single Walled | Asphalt coated or Bare Steel |  |  |  | Removal | 1995-05-19
0-003135 | TONY'S AUTO SERVICE CENTER | 5602 E THOMAS RD | PHOENIX | AZ | 85018 | Maricopa | 3 | Perm Closure | 1956-03-28 | 6000 | Gasoline | COMPARTMENT A | Unknown | Asphalt coated or Bare Steel |  |  |  | Removal | 1989-11-14
0-007587 | PAPILLON GRAND CANYON HELICOPTER |  | TUSAYAN |  |  | Coconino | 2 | Perm Closure | 2005-06-17 | 10000 | Jet Fuel | COMPARTMENT A | Unknown | Unknown |  |  |  | Removal | 1996-03-20
0-006998 | BISCUIT FLAT GENERAL STORE | 3507 W CAREFREE HWY | PHOENIX | AZ | 85085 | Maricopa | 2 | Perm Closure | 1977-01-01 | 8000 | Gasoline | COMPARTMENT A | Unknown | Asphalt coated or Bare Steel | Pressure |  | Bare or Galvanized Steel | Removal | 1997-11-18
0-003437 | C&M SERVICE CENTER | 1401 E ASH ST | GLOBE | AZ | 85501 | Gila | 2 | Perm Closure | 1942-01-01 | 4000 | Gasoline | COMPARTMENT A |  | Asphalt coated or Bare Steel | Suction - Check Valve at the Tank Top |  | Bare or Galvanized Steel | Removal | 1996-11-19
0-003437 | C&M SERVICE CENTER | 1401 E ASH ST | GLOBE | AZ | 85501 | Gila | 4 | Perm Closure | 1942-01-01 | 500 | Used Oil/Waste Oil | COMPARTMENT A |  | Asphalt coated or Bare Steel | Gravity Feed |  | Bare or Galvanized Steel | Removal | 1996-11-19
0-010116 | BEAVER CREEK GAS MART | 3625 E BEAVER CREEK RD | RIMROCK | AZ | 86335 | Yavapai | 2 | Open | 2005-08-04 | 15000 | Gasoline | COMPARTMENT A | Double Walled | Fiberglass Reinforced Plastic | Pressure | Double Walled | Fiberglass Reinforced Plastic
0-010051 | HAMMOND PROPERTY | 425 W CLEVELAND ST | SAINT JOHNS | AZ | 85936 | Apache | 1 | Perm Closure | 2005-09-09 | 1000 | Gasoline | COMPARTMENT A |  | Asphalt coated or Bare Steel |  |  |  | Removal | 2005-07-07
0-007194 | POS SYSTEMS/VISA | 2419 W 14TH ST | TEMPE | AZ | 85281 | Maricopa | 1 | Perm Closure | 1990-11-07 | 2000 | Diesel | COMPARTMENT A | Double Walled | Fiberglass Reinforced Plastic | Pressure |  |  | Removal | 1997-07-28
0-004580 | SONOITA MERCANTILE WATER SYSTEM | 3235 STATE HIGHWAY 83 | SONOITA | AZ | 85637 | Santa Cruz | 2 | Perm Closure | 1979-01-01 | 2000 | Gasoline | COMPARTMENT A | Single Walled | Asphalt coated or Bare Steel |  |  |  | Removal | 1994-07-11
0-004580 | SONOITA MERCANTILE WATER SYSTEM | 3235 STATE HIGHWAY 83 | SONOITA | AZ | 85637 | Santa Cruz | 5 | Open | 1999-11-23 | 6000 | Gasoline | COMPARTMENT B | Double Walled | Composite (Steel/Fiberglass)
0-004580 | SONOITA MERCANTILE WATER SYSTEM | 3235 STATE HIGHWAY 83 | SONOITA | AZ | 85637 | Santa Cruz | 1 | Perm Closure | 1979-01-01 | 2000 | Gasoline | COMPARTMENT A | Single Walled | Asphalt coated or Bare Steel |  |  |  | Removal | 1994-07-11
0-007558 | MARANA FARMS |  | MARANA |  |  | Pima | 6 | Perm Closure | 2005-06-17 | 2000 | Diesel | COMPARTMENT A | Double Walled | Asphalt coated or Bare Steel | Suction - Check Valve at the Tank Top |  | Bare or Galvanized Steel | Removal | 1991-11-11
0-006761 | CITY OF KINGMAN - PUBLIC WORKS MAINTENANCE YARD | 3700 E ANDY DEVINE AVE | KINGMAN | AZ | 86401 | Mohave | 4 | Perm Closure | 1990-04-01 | 12000 | Diesel | COMPARTMENT A | Single Walled | Fiberglass Reinforced Plastic |  |  |  | Removal | 2020-06-24
0-003544 | CITY OF TUCSON - WEST 18TH ST FUEL ISLAND | 510 W 18TH ST | TUCSON | AZ | 85701 | Pima | 3 | Perm Closure | 1974-01-01 | 10000 | Gasoline | COMPARTMENT A |  | Asphalt coated or Bare Steel | Pressure |  |  | Removal | 1987-12-01
0-003544 | CITY OF TUCSON - WEST 18TH ST FUEL ISLAND | 510 W 18TH ST | TUCSON | AZ | 85701 | Pima | 4 | Perm Closure | 1974-01-01 | 4000 | Diesel | COMPARTMENT A |  | Asphalt coated or Bare Steel | Pressure |  |  | Removal | 1987-12-01
0-010219 | SAM'S CLUB #4915 | 600 HIGHWAY 95 | BULLHEAD CITY | AZ | 86429 | Mohave | 3 | Open | 2005-10-27 | 8000 | Diesel | COMPARTMENT A | Double Walled | Fiberglass Reinforced Plastic | Pressure | Double Walled | Flexible
0-000187 | ARIVACA MERCANTILE | 17180 W ARIVACA RD | ARIVACA | AZ | 85601 | Pima | 2 | Perm Closure | 1956-04-17 | 2000 | Gasoline | COMPARTMENT A | Single Walled | Asphalt coated or Bare Steel | Pressure |  |  | Removal | 1994-09-15
0-008161 | USDOI NWF - SIPE WILDLIFE REFUGE AREA - VISTOR CENTER |  | NUTRIOSO |  |  | Apache | 2 | Perm Closure | 1976-01-01 | 4000 | Gasoline | COMPARTMENT A |  | Asphalt coated or Bare Steel | Suction - Check Valve at the Tank Top |  | Bare or Galvanized Steel | Removal | 1993-03-15
0-004692 | 7-ELEVEN #27036 | 815 S DOBSON RD | MESA | AZ | 85202 | Maricopa | 2 | Perm Closure | 1985-01-01 | 10000 | Gasoline | COMPARTMENT A | Single Walled | Fiberglass Reinforced Plastic | Pressure |  | Fiberglass Reinforced Plastic | Removal | 2013-03-19
0-004692 | 7-ELEVEN #27036 | 815 S DOBSON RD | MESA | AZ | 85202 | Maricopa | 3 | Perm Closure | 1985-01-01 | 10000 | Gasoline | COMPARTMENT A | Single Walled | Fiberglass Reinforced Plastic | Pressure |  | Fiberglass Reinforced Plastic | Removal | 2013-03-19
0-003328 | CENTURYLINK | 1255 W GLENN ST | TUCSON | AZ | 85705 | Pima | 3 | Perm Closure | 1970-01-15 | 2000 | Diesel | COMPARTMENT A | Double Walled | Asphalt coated or Bare Steel | Pressure |  |  | Removal | 1987-09-01
0-002376 | JIFFY LUBE | 4007 S 6TH AVE | TUCSON | AZ | 85714 | Pima | 1 | Perm Closure | 1988-09-11 | 8000 | New Oil | COMPARTMENT A | Double Walled | Composite (Steel/Fiberglass) | Gravity Feed |  |  | Removal | 2003-03-20
0-009114 | CIRCLE K STORE #2741622 | 2350 E BASELINE RD | PHOENIX | AZ | 85042 | Maricopa | 2 | Open | 1997-05-19 | 12000 | Gasoline (PUL) | COMPARTMENT A | Double Walled | Composite (Steel/Fiberglass) | Pressure | Double Walled | Fiberglass Reinforced Plastic
0-009152 | PEORIA GAS & C STORE LLC | 8322 W OLIVE AVE | PEORIA | AZ | 85345 | Maricopa | 1 | Open | 1997-01-01 | 15000 | Gasoline | COMPARTMENT A | Double Walled | Composite (Steel/Fiberglass) | Pressure | Double Walled | Fiberglass Reinforced Plastic
0-004390 | SCOTTSDALE CHRYSLER PLYMOUTH INC | 3131 N SCOTTSDALE RD | SCOTTSDALE | AZ | 85251 | Maricopa | 1 | Perm Closure | 1974-08-06 | 3000 | Gasoline | COMPARTMENT A | Double Walled | Asphalt coated or Bare Steel |  |  |  | Removal | 1990-11-09
0-006498 | SCOTTY TEXACO | 2012 E FRONTAGE RD | TUMACACORI | AZ | 85640 | Santa Cruz | 1 | Perm Closure | 1978-11-04 | 2000 | Gasoline | COMPARTMENT A | Double Walled | Asphalt coated or Bare Steel | Suction - Check Valve at the Tank Top |  |  | Removal | 1993-01-25
0-006498 | SCOTTY TEXACO | 2012 E FRONTAGE RD | TUMACACORI | AZ | 85640 | Santa Cruz | 2 | Perm Closure | 1978-11-04 | 1000 | Gasoline | COMPARTMENT A | Double Walled | Asphalt coated or Bare Steel | Suction - Check Valve at the Tank Top |  |  | Removal | 1993-01-25
0-007705 | DATELAND AIRFIELD GAS REPLACEMENT |  | DATELAND |  |  | Yuma | 6 | Perm Closure | 1943-01-01 | 1000 | (Null) | COMPARTMENT A | Single Walled | Concrete | Gravity Feed |  | Bare or Galvanized Steel | Removal | 1995-01-30
0-001775 | INTEGRATED AG LLC |  | HYDER |  |  | Yuma | 1 | Perm Closure | 1971-05-07 | 10000 | Gasoline | COMPARTMENT A | Single Walled | Asphalt coated or Bare Steel |  |  |  | Removal | 2006-08-09
0-009039 | GPM #4614 | 2160 W DREXEL RD | TUCSON | AZ | 85746 | Pima | 1 | Open | 1996-10-01 | 15000 | Gasoline | COMPARTMENT A | Double Walled | Fiberglass Reinforced Plastic | Pressure | Double Walled | Fiberglass Reinforced Plastic
0-007350 | CRYSTAL ICE | 450 E GRANT | WILLCOX | AZ | 85643 | Cochise | 1 | Perm Closure | 2005-06-17 | 1000 | Gasoline | COMPARTMENT A | Unknown | Asphalt coated or Bare Steel | Suction - Check Valve at the Tank Top |  | Bare or Galvanized Steel | Removal | 1991-05-10
0-005602 | D V WELKER |  | BOWIE |  |  | Cochise | 2 | Perm Closure | 1956-05-07 | 500 | Gasoline | COMPARTMENT A | Double Walled | Asphalt coated or Bare Steel |  |  |  | Removal | 1989-06-01
0-001577 | COBRE TIRE CO | 7505 E MCDOWELL RD | SCOTTSDALE | AZ | 85257 | Maricopa | 1 | Perm Closure | 1971-01-01 | 550 | Used Oil/Waste Oil | COMPARTMENT A |  | Asphalt coated or Bare Steel | Gravity Feed |  |  | Removal | 2006-05-10
0-004980 | COCA COLA BOTTLING CO | 1850 W ELLIOT RD | TEMPE | AZ | 85284 | Maricopa | 4 | Perm Closure | 1986-03-01 | 10000 | Gasoline | COMPARTMENT A |  | Fiberglass Reinforced Plastic |  |  |  | Removal | 1991-07-20
0-004980 | COCA COLA BOTTLING CO | 1850 W ELLIOT RD | TEMPE | AZ | 85284 | Maricopa | 6 | Perm Closure | 1986-03-01 | 1000 | New Oil | COMPARTMENT A |  | Fiberglass Reinforced Plastic |  |  |  | Removal | 1991-07-15
0-004980 | COCA COLA BOTTLING CO | 1850 W ELLIOT RD | TEMPE | AZ | 85284 | Maricopa | 11 | Perm Closure | 1986-03-01 | 550 | New Oil | COMPARTMENT A |  | Fiberglass Reinforced Plastic |  |  |  | Removal | 1991-07-20
0-008862 | LONE CACTUS LANDFILL | 21402 N 7TH ST | PHOENIX | AZ | 85024 | Maricopa | 1 | Perm Closure | 1990-08-01 | 3000 | Diesel | COMPARTMENT A | Unknown | Fiberglass Reinforced Plastic | Pressure |  | Fiberglass Reinforced Plastic | Removal | 1999-03-19
0-003376 | US WEST #129590 - YUMA MAIN | 285 S 2ND AVE | YUMA | AZ | 85364 | Yuma | 1 | Perm Closure | 1984-01-01 | 3000 | Diesel | COMPARTMENT A | Single Walled | Fiberglass Reinforced Plastic |  |  |  | Removal | 1996-03-26
0-002208 | WHITING STATION #129 | 5864 W CAMELBACK RD | GLENDALE | AZ | 85301 | Maricopa | 4 | Perm Closure | 1976-05-08 | 10000 | Gasoline | COMPARTMENT A | Single Walled | Asphalt coated or Bare Steel |  |  |  | Removal | 1989-04-01
0-007845 | CRANE ELEMENTARY SCHOOL DISTRICT | 4250 W 16TH ST | YUMA | AZ | 85364 | Yuma | 1 | Perm Closure | 1980-01-01 | 1000 | Gasoline | COMPARTMENT A | Unknown | Asphalt coated or Bare Steel | Suction - Check Valve at the Tank Top |  | Bare or Galvanized Steel | Removal | 1993-06-30
0-007837 | BRANDON BROTHERS TEXACO | 1002 W PRINCE RD | TUCSON | AZ | 85705 | Pima | 3 | Perm Closure | 1962-01-01 | 4000 | Gasoline | COMPARTMENT A |  | Asphalt coated or Bare Steel | Pressure |  | Bare or Galvanized Steel | Removal | 2009-03-04
0-009157 | ESTRELLA SAILPORT | 22548 SAILPORT WAY | MARICOPA | AZ | 85139 | Pinal | 1 | Perm Closure | 2005-06-17 | 10000 | Gasoline | COMPARTMENT A | Double Walled | Asphalt coated or Bare Steel | Suction - Check Valve at the Tank Top |  |  | Removal | 2001-01-09
0-001883 | EXXON #7-2472 | 12042 N CAVE CREEK RD | PHOENIX | AZ | 85020 | Maricopa | 6 | Perm Closure | 1988-01-01 | 10000 | Gasoline | COMPARTMENT A | Double Walled | Fiberglass Reinforced Plastic | Pressure |  | Fiberglass Reinforced Plastic | Removal | 2005-04-28
0-002369 | GRAND MEXICAN ADOBE | 7050 NW GRAND AVE | GLENDALE | AZ | 85301 | Maricopa | 1 | Perm Closure | 1978-06-26 | 4000 | Diesel | COMPARTMENT A | Single Walled | Asphalt coated or Bare Steel | Suction - Check Valve at the Tank Top |  | Bare or Galvanized Steel | Removal | 1992-06-18
0-007058 | WINSLOW UNIFIED SCHOOL DISTRICT - MAINTENANCE SHOP/BUS | 500 E CHERRY ST | WINSLOW | AZ | 86047 | Navajo | 2 | Perm Closure | 1979-10-01 | 1000 | Gasoline | COMPARTMENT A | Unknown | Asphalt coated or Bare Steel |  |  |  | Removal | 1992-01-16
0-003453 | REXAM BEVERAGE CAN COMPANY | 211 N 51ST AVE | PHOENIX | AZ | 85043 | Maricopa | 4 | Perm Closure | 1976-01-01 | 6000 | Hazardous Substance | COMPARTMENT A | Single Walled | Asphalt coated or Bare Steel | Suction - Check Valve at the Tank Top |  | Fiberglass Reinforced Plastic | Removal | 1993-11-18
0-003453 | REXAM BEVERAGE CAN COMPANY | 211 N 51ST AVE | PHOENIX | AZ | 85043 | Maricopa | 3 | Perm Closure | 1976-01-01 | 6000 | Unidentified | COMPARTMENT A | Single Walled | Asphalt coated or Bare Steel | Suction - Check Valve at the Tank Top |  | Fiberglass Reinforced Plastic | Removal | 1993-11-18
0-010501 | SAM'S CLUB #4856 | 2425 E FLORENCE BLVD | CASA GRANDE | AZ | 85194 | Pinal | 3 | Perm Closure | 2013-10-23 | 12000 | Gasoline (PUL) | COMPARTMENT A | Double Walled | Fiberglass Reinforced Plastic | Pressure | Double Walled | Flexible | Removal | 2018-07-26
0-001045 | COPPER HILLS CHEVRON # 9-2725 |  | MIAMI |  |  | Gila | 3 | Perm Closure | 1971-01-01 | 6000 | Gasoline | COMPARTMENT A |  | Asphalt coated or Bare Steel |  |  |  | Removal | 1987-02-25
0-001521 | CIRCLE K #2703746 | 12201 N CAVE CREEK RD | PHOENIX | AZ | 85022 | Maricopa | 1 | Open | 1983-01-01 | 10000 | Gasoline (UL) | COMPARTMENT A | Single Walled | Fiberglass Reinforced Plastic | Pressure |  | Fiberglass Reinforced Plastic
0-009464 | CIRCLE K #2705573 | 8319 W BELL RD | PEORIA | AZ | 85382 | Maricopa | 3 | Open | 1999-01-19 | 15000 | Gasoline | COMPARTMENT A | Double Walled | Fiberglass Reinforced Plastic | Pressure | Double Walled | Fiberglass Reinforced Plastic
0-009464 | CIRCLE K #2705573 | 8319 W BELL RD | PEORIA | AZ | 85382 | Maricopa | 1 | Open | 1999-01-19 | 10000 | Diesel | COMPARTMENT A | Double Walled | Fiberglass Reinforced Plastic | Pressure | Double Walled | Fiberglass Reinforced Plastic
0-002342 | CIRCLE K #2708651 | 5849 N 35TH AVE | PHOENIX | AZ | 85017 | Maricopa | 3 | Open | 1988-05-01 | 10000 | Gasoline | COMPARTMENT A | Double Walled | Fiberglass Reinforced Plastic | Pressure |  | Fiberglass Reinforced Plastic
0-003213 | CIRCLE K #2708838 | 2 N FREEWAY | TUCSON | AZ | 85745 | Pima | 2 | Open | 1987-07-01 | 10000 | Gasoline (UL) | COMPARTMENT A | Double Walled | Fiberglass Reinforced Plastic | Pressure | Single Walled | Fiberglass Reinforced Plastic
0-008610 | FLYING J TRAVEL PLAZA #612 | 400 TRANSCON LN | WINSLOW | AZ | 86047 | Navajo | 6 | Open | 1995-01-25 | 12000 | Gasoline | COMPARTMENT A | Double Walled | Fiberglass Reinforced Plastic | Pressure | Double Walled | Fiberglass Reinforced Plastic
0-003705 | FOREST GIFT SHOP |  | SUN VALLEY |  |  | Navajo | 1 | Perm Closure | 1973-01-01 | 8000 | Gasoline | COMPARTMENT A |  | Asphalt coated or Bare Steel | Suction - Check Valve at the Tank Top |  |  | Closed in Place | 1993-06-15
0-008902 | TOWN OF WELLTON - STORAGE FACILITY | 28789 E LOS ANGELES AVE | WELLTON | AZ | 85356 | Yuma | 2 | Perm Closure | 2005-06-17 | 2000 | Unidentified | COMPARTMENT A | Single Walled | Asphalt coated or Bare Steel |  |  |  | Removal | 2006-02-15
0-009232 | FASTRIP FOOD STORE #9915/9916 | 1620 N PINAL AVE | CASA GRANDE | AZ | 85122 | Pinal | 4 | Open | 1997-11-02 | 12000 | Gasoline | COMPARTMENT A | Double Walled | Fiberglass Reinforced Plastic | Pressure | Double Walled | Fiberglass Reinforced Plastic
0-008136 | FEES MIDDLE SCHOOL | 1600 E WATSON DR | TEMPE | AZ | 85283 | Maricopa | 1 | Perm Closure | 2005-06-17 | 1000 | Unidentified | COMPARTMENT A | Unknown | Asphalt coated or Bare Steel | Suction - Check Valve at the Tank Top |  | Bare or Galvanized Steel | Removal | 1993-03-19
0-008111 | 6TH ST CARDLOCK | 2453 S 6TH ST | PHOENIX | AZ | 85004 | Maricopa | 5 | Open | 1992-12-01 | 6000 | Gasoline | COMPARTMENT A | Double Walled | Composite (Steel/Fiberglass) | Pressure | Single Walled | Fiberglass Reinforced Plastic
0-002611 | FIRST PRINCE PARTNERSHIP | 3600 N 1ST AVE | TUCSON | AZ | 85719 | Pima | 4 | Perm Closure | 2005-06-17 | 6000 | Gasoline | COMPARTMENT A | Unknown | Unknown |  |  |  | Removal | 1986-08-11
0-009713 | BASELINE CARDLOCK & TANK WAGON | 822 E BASELINE RD | MESA | AZ | 85204 | Maricopa | 2 | Open | 2000-10-30 | 12000 | Gasoline (UL) | COMPARTMENT A | Double Walled | Fiberglass Reinforced Plastic
0-009713 | BASELINE CARDLOCK & TANK WAGON | 822 E BASELINE RD | MESA | AZ | 85204 | Maricopa | 3 | Open | 2018-08-13 | 20000 | Gasoline (UL) | COMPARTMENT A | Double Walled | Polyethylene Jacketed Steel
0-009998 | SAM'S CLUB #6606 | 8340 W MCDOWELL RD | PHOENIX | AZ | 85037 | Maricopa | 2 | Open | 2005-06-17 | 20000 | Gasoline | COMPARTMENT A | Double Walled | Fiberglass Reinforced Plastic | Pressure | Double Walled | Fiberglass Reinforced Plastic
0-007864 | EXXON STATION | 6441 E 22ND ST | TUCSON | AZ | 85710 | Pima | 1 | Perm Closure | 2005-06-17 |  | Gasoline | COMPARTMENT A | Double Walled | Asphalt coated or Bare Steel |  |  |  | Removal | 1981-01-01
0-009907 | CIRCLE K #2706468 | 9476 W OLIVE AVE | PEORIA | AZ | 85345 | Maricopa | 2 | Open | 2002-02-28 | 20000 | Gasoline | COMPARTMENT A | Single Walled | Fiberglass Reinforced Plastic | Pressure | Double Walled | Flexible
0-009704 | SHELL #28 | 20210 N CAVE CREEK RD | PHOENIX | AZ | 85024 | Maricopa | 2 | Open | 1998-09-01 | 20000 | Gasoline | COMPARTMENT A | Double Walled | Fiberglass Reinforced Plastic | Pressure | Double Walled | Fiberglass Reinforced Plastic
0-003512 | NEWBERY INDUSTRIAL-A DIV OF NEW | 4240 S FAIR AVE | TUCSON | AZ | 85714 | Pima | 2 | Perm Closure | 1980-01-01 | 6000 | Gasoline | COMPARTMENT A |  | Asphalt coated or Bare Steel |  |  |  | Removal | 1992-03-19
0-003512 | NEWBERY INDUSTRIAL-A DIV OF NEW | 4240 S FAIR AVE | TUCSON | AZ | 85714 | Pima | 1 | Perm Closure | 1980-01-01 | 10000 | Gasoline | COMPARTMENT A |  | Asphalt coated or Bare Steel |  |  |  | Removal | 1992-03-19
0-009220 | DEL DUCA | 1915 W ADOBE DR | PHOENIX | AZ | 85027 | Maricopa | 1 | Perm Closure | 1985-01-01 | 6000 | Gasoline | COMPARTMENT A | Unknown | Asphalt coated or Bare Steel |  |  |  | Removal | 1998-02-10
0-004779 | SOUTHWESTERN COLLISION | 2702 W ENCANTO BLVD | PHOENIX | AZ | 85009 | Maricopa | 1 | Perm Closure | 1975-04-19 | 1000 | Used Oil/Waste Oil | COMPARTMENT A | Unknown | Asphalt coated or Bare Steel |  |  |  | Removal | 1992-02-25
0-010485 | CIRCLE K STORE #2703448 | 5155 W OLIVE AVE | GLENDALE | AZ | 85302 | Maricopa | 3 | Open | 2013-08-01 | 12000 | Diesel | COMPARTMENT A | Double Walled | Fiberglass Reinforced Plastic | Pressure | Double Walled | Fiberglass Reinforced Plastic
0-002457 | RON'S CONCRETE INC | 4370 S PALO VERDE RD | TUCSON | AZ | 85714 | Pima | 2 | Perm Closure | 1978-05-05 | 1500 | Diesel | COMPARTMENT A | Single Walled | Asphalt coated or Bare Steel | Suction - Check Valve at the Tank Top |  | Bare or Galvanized Steel | Removal | 1997-02-06
0-008844 | EL CAMPO TIRE | 4630 N ORACLE RD | TUCSON | AZ | 85705 | Pima | 1 | Perm Closure | 1975-01-01 | 550 | Used Oil/Waste Oil | COMPARTMENT A | Unknown | Asphalt coated or Bare Steel | Gravity Feed |  | Bare or Galvanized Steel | Removal | 1996-08-25
0-003099 | ERNEST W MCFARLAND ESTATE |  | FLORENCE |  |  | Pinal | 1 | Perm Closure | 1976-04-18 | 4000 | Diesel | COMPARTMENT A | Unknown | Asphalt coated or Bare Steel |  |  |  | Removal | 1988-12-01
0-001957 | ESTES HOMES | 4502 S CAMPBELL AVE | TUCSON | AZ | 85714 | Pima | 1 | Perm Closure | 1976-01-01 | 10000 | Gasoline | COMPARTMENT A |  | Asphalt coated or Bare Steel |  |  |  | Closed in Place | 1990-10-01
0-007478 | PHOENIX COPMEA BUILDING | 444 W WASHINGTON ST | PHOENIX | AZ | 85003 | Maricopa | 3 | Perm Closure | 2005-06-17 | 500 | Used Oil/Waste Oil | COMPARTMENT A | Unknown | Asphalt coated or Bare Steel |  |  |  | Removal | 1991-10-18
0-007314 | PATAGONIA UNION HIGH SCHOOL | 320 SCHOOL PANTAGONIA | PATAGONIA | AZ | 85624 | Santa Cruz | 3 | Perm Closure | 2005-06-17 | 1000 | Gasoline | COMPARTMENT A | Single Walled | Asphalt coated or Bare Steel | Suction - Check Valve at the Tank Top | Single Walled | Bare or Galvanized Steel | Removal | 1991-08-12
0-003351 | NOGALES MIDWAY CO #125225 | 3230 N GRAND AVE | NOGALES | AZ | 85621 | Santa Cruz | 1 | Perm Closure | 1981-01-01 | 1000 | Diesel | COMPARTMENT A | Single Walled | Asphalt coated or Bare Steel |  |  |  | Removal | 1991-08-15
0-006637 | JAMES & REUBEN SPANGLER | 1655 E FACTORY AVE | TUCSON | AZ | 85719 | Pima | 1 | Perm Closure | 2005-06-17 | 1000 | Unidentified | COMPARTMENT A | Unknown | Unknown |  |  |  | Removal | 1989-01-13
0-007245 | COTTON LANE HOLDINGS INC |  | SURPRISE |  |  | Maricopa | 1 | Perm Closure | 1979-01-01 | 1000 | Gasoline | COMPARTMENT A | Double Walled | Asphalt coated or Bare Steel | Suction - Check Valve at the Tank Top |  |  | Removal | 1991-04-26
0-001820 | BISBEE BEVERAGE & LIQUOR | 1476 W HIGHWAY 92 | BISBEE | AZ | 85603 | Cochise | 1 | Perm Closure | 1971-01-01 | 10000 | Gasoline | COMPARTMENT A |  | Asphalt coated or Bare Steel | Pressure |  |  | Removal | 1992-03-25
0-010130 | SMALL OPERATIONS RENTAL CAR CENTER | 1712 E RENTAL CAR WAY | PHOENIX | AZ | 85034 | Maricopa | 1 | Open | 2005-08-01 | 12000 | Gasoline | COMPARTMENT A | Double Walled | Fiberglass Reinforced Plastic | Pressure | Double Walled | Fiberglass Reinforced Plastic
0-006901 | ADOT - DAVID LEUTH - UNOCAL | 921 E MILL ST | TUCSON | AZ | 85719 | Pima | 1 | Perm Closure | 2005-06-17 | 5000 | Gasoline | COMPARTMENT A | Unknown | Asphalt coated or Bare Steel | Suction - Check Valve at the Tank Top |  |  | Removal | 1990-08-07
0-010134 | MIRANDA'S CUSTOM CARS | 706 S CENTRAL AVE | PHOENIX | AZ | 85004 | Maricopa | 1 | Perm Closure | 1956-01-01 | 5000 | Gasoline | COMPARTMENT A |  | Asphalt coated or Bare Steel |  |  |  | Removal | 2006-06-08
0-010514 | CIRCLE K STORE #2703462 | 3155 S GILBERT RD | GILBERT | AZ | 85295 | Maricopa | 3 | Open | 2014-11-25 | 12000 | Diesel | COMPARTMENT A | Double Walled | Fiberglass Reinforced Plastic | Pressure | Double Walled | Fiberglass Reinforced Plastic
0-005160 | CITY OF TUCSON - PRICE SERVICE CENTER | 4004 S PARK AVE | TUCSON | AZ | 85714 | Pima | 8 | Perm Closure | 1976-01-01 | 12000 | Gasoline | COMPARTMENT A | Single Walled | Fiberglass Reinforced Plastic | Pressure | Single Walled | Bare or Galvanized Steel | Removal | 1992-11-15
0-005160 | CITY OF TUCSON - PRICE SERVICE CENTER | 4004 S PARK AVE | TUCSON | AZ | 85714 | Pima | 20 | Perm Closure | 1976-01-01 | 12000 | Diesel | COMPARTMENT A | Single Walled | Fiberglass Reinforced Plastic | Pressure | Single Walled | Bare or Galvanized Steel | Removal | 1992-11-15
0-005160 | CITY OF TUCSON - PRICE SERVICE CENTER | 4004 S PARK AVE | TUCSON | AZ | 85714 | Pima | 17 | Perm Closure | 1976-01-01 | 12000 | Gasoline | COMPARTMENT A | Single Walled | Fiberglass Reinforced Plastic | Pressure | Single Walled | Bare or Galvanized Steel | Removal | 1992-11-15
0-000419 | APS - WEST PHOENIX POWER PLANT | 4606 W HADLEY ST | PHOENIX | AZ | 85043 | Maricopa | 2 | Perm Closure | 1971-01-01 | 2000 | Diesel | COMPARTMENT A |  | Asphalt coated or Bare Steel |  |  |  | Removal | 1990-03-01
0-001939 | EMPIRE MACHINERY | 165 W IRON AVE | MESA | AZ | 85210 | Maricopa | 31 | Perm Closure | 1985-01-01 | 500 | Used Oil/Waste Oil | COMPARTMENT A |  | Asphalt coated or Bare Steel |  |  |  | Removal | 1987-03-01
0-001939 | EMPIRE MACHINERY | 165 W IRON AVE | MESA | AZ | 85210 | Maricopa | 39 | Perm Closure | 1988-12-01 | 8000 | Used Oil/Waste Oil | COMPARTMENT A | Double Walled | Fiberglass Reinforced Plastic | Pressure | Double Walled | Fiberglass Reinforced Plastic | Removal | 2012-12-19
0-001491 | CIRCLE K #2701800 | 2398 S AVENUE B | YUMA | AZ | 85364 | Yuma | 3 | Open | 1985-01-01 | 10000 | Gasoline | COMPARTMENT A | Double Walled | Fiberglass Reinforced Plastic | Pressure |  | Fiberglass Reinforced Plastic
0-001491 | CIRCLE K #2701800 | 2398 S AVENUE B | YUMA | AZ | 85364 | Yuma | 2 | Open | 1985-01-01 | 10000 | Gasoline | COMPARTMENT A | Double Walled | Fiberglass Reinforced Plastic | Pressure |  | Fiberglass Reinforced Plastic
0-002783 | SPEEDWAY #2995 | 1202 W AJO WAY | TUCSON | AZ | 85713 | Pima | 4 | Perm Closure | 1976-04-08 | 10000 | Diesel | COMPARTMENT A | Single Walled | Asphalt coated or Bare Steel | Pressure | Double Walled | Fiberglass Reinforced Plastic | Removal | 2020-04-27
0-009562 | OLD SHOP AREA |  | PICACHO |  |  | Pinal | 1 | Perm Closure | 2005-06-17 | 3000 | Gasoline | COMPARTMENT A | Unknown | Asphalt coated or Bare Steel |  |  |  | Removal | 2000-01-04
0-008938 | MUNICIPAL COURT/STOWE TIRE | 324 W WASHINGTON ST | PHOENIX | AZ | 85003 | Maricopa | 5 | Perm Closure | 2005-06-17 | 1000 | Gasoline | COMPARTMENT A | Double Walled | Asphalt coated or Bare Steel |  |  |  | Removal | 1996-07-02
0-004080 | MINIT MARKET #405 | 12505 N TRICO RD | MARANA | AZ | 85653 | Pima | 1 | Perm Closure | 1979-01-01 | 10000 | Gasoline | COMPARTMENT A |  | Asphalt coated or Bare Steel | Pressure | Single Walled | Bare or Galvanized Steel | Removal | 2014-01-17
0-004190 | ROOSEVELT IRRIGATION DISTRICT | 8490 W VAN BUREN | TOLLESON | AZ | 85353 | Maricopa | 2 | Perm Closure | 1963-03-13 | 1000 | Diesel | COMPARTMENT A | Double Walled | Asphalt coated or Bare Steel |  |  |  | Removal | 1990-01-18
0-006595 | ROY W PETE JONES | 16226 N CHURCH ST | SURPRISE | AZ | 85378 | Maricopa | 2 | Perm Closure | 1979-01-19 | 1000 | Gasoline | COMPARTMENT A | Unknown | Asphalt coated or Bare Steel |  |  |  | Removal | 1990-07-01
0-007984 | REIDHEAD SAND & ROCK INC | 2095 W PAPER MILL RD | TAYLOR | AZ | 85939 | Navajo | 3 | Perm Closure | 2005-06-17 | 1000 | Unidentified | COMPARTMENT A | Unknown | Asphalt coated or Bare Steel | Suction - Check Valve at the Tank Top |  |  | Removal | 1996-08-01
0-010492 | FRYS FOOD & DRUG STORES #113 | 1245 W MAIN ST | MESA | AZ | 85201 | Maricopa | 2 | Open | 2013-07-11 | 10000 | Diesel | COMPARTMENT A | Double Walled | Fiberglass Reinforced Plastic | Pressure | Double Walled | Flexible
0-010431 | FRYS FUEL CENTER #628 | 3949 E CHANDLER BLVD | PHOENIX | AZ | 85048 | Maricopa | 2 | Open | 2011-10-01 | 8000 | Gasoline | COMPARTMENT B | Double Walled | Fiberglass Reinforced Plastic | Pressure | Double Walled | Fiberglass Reinforced Plastic
0-000517 | ARCO #5272 | 12222 N 32ND ST | PHOENIX | AZ | 85032 | Maricopa | 6 | Open | 1993-01-27 | 10000 | Gasoline | COMPARTMENT A | Double Walled | Fiberglass Reinforced Plastic | Pressure | Double Walled | Fiberglass Reinforced Plastic
0-000517 | ARCO #5272 | 12222 N 32ND ST | PHOENIX | AZ | 85032 | Maricopa | 7 | Open | 1993-01-27 | 10000 | Gasoline | COMPARTMENT A | Double Walled | Fiberglass Reinforced Plastic | Pressure | Double Walled | Fiberglass Reinforced Plastic
0-000517 | ARCO #5272 | 12222 N 32ND ST | PHOENIX | AZ | 85032 | Maricopa | 2 | Perm Closure | 1969-01-01 | 10000 | Gasoline | COMPARTMENT A |  | Asphalt coated or Bare Steel | Pressure |  |  | Removal | 1993-01-27
0-000517 | ARCO #5272 | 12222 N 32ND ST | PHOENIX | AZ | 85032 | Maricopa | 1 | Perm Closure | 1969-01-01 | 10000 | Gasoline | COMPARTMENT A |  | Asphalt coated or Bare Steel | Pressure |  |  | Removal | 1993-01-27
0-003733 | PHILLIPS 66 COMPANY #016045 | 1555 W UNIVERSITY DR | MESA | AZ | 85201 | Maricopa | 1 | Perm Closure | 1964-01-01 | 560 | Used Oil/Waste Oil | COMPARTMENT A | Single Walled | Asphalt coated or Bare Steel |  |  |  | Removal | 1976-08-01
0-009895 | SPEEDWAY STORE #2948 | 5000 E VALENCIA RD | TUCSON | AZ | 85756 | Pima | 1 | Open | 2001-08-16 | 15000 | Gasoline (PUL) | COMPARTMENT A | Double Walled | Fiberglass Reinforced Plastic | Pressure | Double Walled | Fiberglass Reinforced Plastic
0-009206 | SOUTHEAST PORTION OF SITE 4 | 300 W ADAMS ST | PHOENIX | AZ | 85003 | Maricopa | 9 | Perm Closure | 2005-06-17 | 130 | Unidentified | COMPARTMENT A | Single Walled | Asphalt coated or Bare Steel |  |  |  | Removal | 1998-12-01
0-010549 | FORMER GAS STATION | 1538 E 22ND ST | TUCSON | AZ | 85713 | Pima | 1 | Perm Closure | 1958-01-01 | 275 | Used Oil/Waste Oil | COMPARTMENT A | Single Walled | Asphalt coated or Bare Steel | Gravity Feed | Single Walled | Bare or Galvanized Steel | Removal | 2015-10-16
0-001304 | CIRCLE K #778 | 823 E SPEEDWAY BLVD | TUCSON | AZ | 85719 | Pima | 2 | Perm Closure | 1973-01-01 | 10000 | Gasoline | COMPARTMENT A |  | Asphalt coated or Bare Steel |  |  |  | Removal | 1989-08-03
0-001410 | CIRCLE K #2701437 | 4008 N STOCKTON HILL RD | KINGMAN | AZ | 86409 | Mohave | 1 | Perm Closure | 1982-01-01 | 10000 | Gasoline | COMPARTMENT A | Single Walled | Asphalt coated or Bare Steel | Pressure | Single Walled | Bare or Galvanized Steel | Removal | 2018-01-04
0-008983 | BECKER REALTY |  | ALPINE |  |  | Apache | 4 | Perm Closure | 2005-06-17 | 500 | Gasoline | COMPARTMENT A | Double Walled | Asphalt coated or Bare Steel |  |  |  | Removal | 1996-10-03
0-000550 | AT&T - SUNSHINE RADIO AZ0880 |  | METEOR CITY |  |  | Coconino | 1 | Perm Closure | 1969-01-01 | 10000 | Diesel | COMPARTMENT A |  | Asphalt coated or Bare Steel | Pressure |  |  | Removal | 1992-08-14
0-006575 | ARIZONA AUTO REFRIGERATION | 549 N STONE AVE | TUCSON | AZ | 85705 | Pima | 2 | Perm Closure | 1964-02-01 | 8000 | Gasoline | COMPARTMENT A | Unknown | Asphalt coated or Bare Steel |  |  |  | Removal | 1989-01-11
0-006575 | ARIZONA AUTO REFRIGERATION | 549 N STONE AVE | TUCSON | AZ | 85705 | Pima | 1 | Perm Closure | 1964-02-01 | 8000 | Gasoline | COMPARTMENT A | Unknown | Asphalt coated or Bare Steel |  |  |  | Removal | 1989-01-11
0-006382 | AMC ARIZONA PROVING GROUNDS | 10001 S AVE 40 E | TACNA | AZ | 85352 | Yuma | 1 | Perm Closure | 1986-01-01 | 10000 | Gasoline | COMPARTMENT A | Double Walled | Fiberglass Reinforced Plastic | Pressure |  | Fiberglass Reinforced Plastic | Closed in Place | 1987-11-01
0-010151 | JACKSONS ENERGY #6782 | 1785 S RAILROAD SPRINGS BLVD | FLAGSTAFF | AZ | 86001 | Coconino | 2 | Open | 2006-03-23 | 12000 | Gasoline | COMPARTMENT A | Double Walled | Fiberglass Reinforced Plastic | Pressure | Double Walled | Flexible
0-010164 | WORSHIP & WORD, THE NORTHWEST UPC | 8155 W GRAND AVE | PEORIA | AZ | 85345 | Maricopa | 7 | Perm Closure | 2007-05-14 | 2000 | Gasoline | COMPARTMENT A |  | Asphalt coated or Bare Steel |  |  |  | Removal | 2007-03-30
0-010176 | LAVEEN CHEVRON #305052 | 5115 W SOUTHERN AVE | PHOENIX | AZ | 85339 | Maricopa | 1 | Open | 2007-05-15 | 20000 | Gasoline | COMPARTMENT A | Double Walled | Fiberglass Reinforced Plastic | Pressure | Double Walled | Fiberglass Reinforced Plastic
0-010574 | FRY'S FUEL FACILITY #681 | 2955 E OCOTILLO RD | CHANDLER | AZ | 85249 | Maricopa | 2 | Open | 2016-10-20 | 8000 | Gasoline (PUL) | COMPARTMENT B | Double Walled | Fiberglass Reinforced Plastic | Pressure | Double Walled | Fiberglass Reinforced Plastic
0-010582 | CIRCLE K STORE #2741642 | 7165 S VAL VISTA DR | GILBERT | AZ | 85298 | Maricopa | 2 | Open | 2016-10-28 | 8000 | Gasoline (PUL) | COMPARTMENT A | Double Walled | Fiberglass Reinforced Plastic | Pressure | Double Walled | Fiberglass Reinforced Plastic
0-010569 | LOVE'S TRAVEL STOP #659 | 8313 W ROOSEVELT ST | TOLLESON | AZ | 85353 | Maricopa | 1 | Open | 2016-06-13 | 30000 | Diesel | COMPARTMENT A | Double Walled | Fiberglass Reinforced Plastic | Pressure | Double Walled | Fiberglass Reinforced Plastic
0-005811 | GILBERT MOBIL GAS COMPANY | 2371 E BASELINE RD | GILBERT | AZ | 85234 | Maricopa | 3 | Temp Closure | 1988-09-01 | 12000 | Gasoline (PUL) | COMPARTMENT A | Double Walled | Fiberglass Reinforced Plastic | Pressure | Double Walled | Fiberglass Reinforced Plastic |  | 2019-01-23
0-006980 | ARCO #5601 | 2198 HIGHWAY 95 | BULLHEAD CITY | AZ | 86442 | Mohave | 2 | Open | 1988-10-19 | 12000 | Gasoline | COMPARTMENT A | Double Walled | Fiberglass Reinforced Plastic | Pressure | Double Walled | Fiberglass Reinforced Plastic
0-005380 | M & K MARKET | 4810 N 1ST AVE | TUCSON | AZ | 85718 | Pima | 1 | Perm Closure | 1991-05-01 | 10000 | Gasoline | COMPARTMENT A | Double Walled | Fiberglass Reinforced Plastic | Pressure | Double Walled | Fiberglass Reinforced Plastic | Removal | 2012-12-18
0-005380 | M & K MARKET | 4810 N 1ST AVE | TUCSON | AZ | 85718 | Pima | 3 | Perm Closure | 1991-05-01 | 10000 | Gasoline | COMPARTMENT A | Double Walled | Fiberglass Reinforced Plastic | Pressure | Double Walled | Fiberglass Reinforced Plastic | Removal | 2012-12-18
0-007775 | GAS-N-GRUB 7 | 2996 HIGHWAY 68 | BULLHEAD CITY | AZ | 86429 | Mohave | 2 | Open | 1991-07-15 | 10000 | Gasoline | COMPARTMENT A | Double Walled | Fiberglass Reinforced Plastic | Pressure | Double Walled | Fiberglass Reinforced Plastic
0-009687 | ARCO AM/PM | 1208 S ELLSWORTH RD | MESA | AZ | 85209 | Maricopa | 1 | Open | 2000-05-16 | 20000 | Gasoline | COMPARTMENT A | Double Walled | Fiberglass Reinforced Plastic | Pressure | Double Walled | Fiberglass Reinforced Plastic
0-000188 | ADOT - CHAMBERS MAINTENANCE |  | CHAMBERS |  |  | Apache | 3 | Perm Closure | 1964-01-01 | 10000 | Gasoline | COMPARTMENT A |  | Asphalt coated or Bare Steel |  |  |  | Removal | 1990-09-21
0-007430 | ADOT - TUCSON MVD | 3565 S BROADMONT DR | TUCSON | AZ | 85713 | Pima | 1 | Open | 1991-07-16 | 10000 | Gasoline | COMPARTMENT A | Double Walled | Composite (Steel/Fiberglass) | Pressure | Double Walled | Fiberglass Reinforced Plastic
0-000353 | ADOT - PAYSON MAINTENANCE | 200 N COLCORD RD | PAYSON | AZ | 85541 | Gila | 2 | Open | 1984-01-01 | 12000 | Gasoline | COMPARTMENT A | Single Walled | Fiberglass Reinforced Plastic | Suction - Check Valve at the Dispenser | Single Walled | Fiberglass Reinforced Plastic
0-004648 | 7-ELEVEN #20924 | 1203 W UNIVERSITY DR | MESA | AZ | 85201 | Maricopa | 1 | Perm Closure | 1984-01-01 | 10000 | Gasoline | COMPARTMENT A | Unknown | Fiberglass Reinforced Plastic | Pressure | Double Walled | Flexible | Removal | 2004-03-11
0-008508 | AAA SAFE STORAGE & MINI MART | 3179 HARRISON ST | KINGMAN | AZ | 86401 | Mohave | 1 | Open | 1994-03-29 | 10000 | Gasoline | COMPARTMENT A | Double Walled | Composite (Steel/Fiberglass) | Pressure | Double Walled | Fiberglass Reinforced Plastic
0-001080 | CHEVRON #9-1513 | 8802 E MCDOWELL RD | SCOTTSDALE | AZ | 85257 | Maricopa | 2 | Perm Closure | 1971-01-01 | 5000 | Gasoline | COMPARTMENT A | Single Walled | Asphalt coated or Bare Steel |  |  |  | Removal | 1990-04-01
0-002038 | 7-ELEVEN / SOUTHLAND CORP | 749 E BROADWAY BLVD | TUCSON | AZ | 85719 | Pima | 3 | Perm Closure | 1979-04-28 | 8000 | Gasoline | COMPARTMENT A | Single Walled | Asphalt coated or Bare Steel |  |  |  | Removal | 1990-05-15
0-007794 | BRIARWOOD APARTMENTS | 1300 E FORT LOWELL RD | TUCSON | AZ | 85719 | Pima | 1 | Perm Closure | 1977-05-01 | 10000 | Diesel | COMPARTMENT A | Unknown | Asphalt coated or Bare Steel | Suction - Check Valve at the Tank Top |  | Bare or Galvanized Steel | Removal | 1993-10-19
0-004953 | SPEEDWAY #2965 | 4301 E BROADWAY BLVD | TUCSON | AZ | 85711 | Pima | 4 | Perm Closure | 1986-10-10 | 12000 | Gasoline | COMPARTMENT A | Unknown | Fiberglass Reinforced Plastic | Pressure |  | Fiberglass Reinforced Plastic | Removal | 2003-11-05
0-004953 | SPEEDWAY #2965 | 4301 E BROADWAY BLVD | TUCSON | AZ | 85711 | Pima | 7 | Perm Closure | 1986-10-10 | 10000 | Gasoline | COMPARTMENT A | Unknown | Fiberglass Reinforced Plastic | Pressure |  | Fiberglass Reinforced Plastic | Removal | 2003-11-05
0-004953 | SPEEDWAY #2965 | 4301 E BROADWAY BLVD | TUCSON | AZ | 85711 | Pima | 2 | Perm Closure | 1974-04-07 | 8000 | Gasoline | COMPARTMENT A | Unknown | Asphalt coated or Bare Steel |  |  |  | Removal | 1986-10-07
0-008398 | BUDDY & EVELYN CRABTREE | 504 S APACHE DR | HOLBROOK | AZ | 86025 | Navajo | 1 | Perm Closure | 1930-01-01 | 250 | Gasoline | COMPARTMENT A | Unknown | Asphalt coated or Bare Steel |  |  |  | Removal | 1994-10-26
0-000853 | CALZONA TANKWAYS INC | 3833 S CONTRACTORS WAY | TUCSON | AZ | 85714 | Pima | 1 | Perm Closure | 1961-01-27 | 7500 | Diesel | COMPARTMENT A | Unknown | Unknown |  |  |  | Removal | 1987-01-01
0-008328 | TUBAC MARKET | 2261 E FRONTAGE RD | TUBAC | AZ | 85646 | Santa Cruz | 1 | Open | 1989-01-01 | 8000 | Gasoline | COMPARTMENT A | Double Walled | Asphalt coated or Bare Steel | Pressure | Double Walled | Fiberglass Reinforced Plastic
0-004956 | SPEEDWAY STORE #2966 | 6280 E BROADWAY BLVD | TUCSON | AZ | 85711 | Pima | 3 | Perm Closure | 1982-01-01 | 10000 | Gasoline (PUL) | COMPARTMENT A | Double Walled | Fiberglass Reinforced Plastic | Pressure |  | Bare or Galvanized Steel | Removal | 2020-01-09
0-004956 | SPEEDWAY STORE #2966 | 6280 E BROADWAY BLVD | TUCSON | AZ | 85711 | Pima | 6 | Open | 2020-03-04 | 8000 | Gasoline (PUL) | COMPARTMENT B | Double Walled | Fiberglass Reinforced Plastic | Pressure | Double Walled | Fiberglass Reinforced Plastic
0-004956 | SPEEDWAY STORE #2966 | 6280 E BROADWAY BLVD | TUCSON | AZ | 85711 | Pima | 6 | Open | 2020-03-04 | 8000 | Diesel #2 | COMPARTMENT C | Double Walled | Fiberglass Reinforced Plastic | Pressure | Double Walled | Fiberglass Reinforced Plastic
0-001646 | SUPERPUMPER #11 | 23609 N SCOTTSDALE RD | SCOTTSDALE | AZ | 85255 | Maricopa | 4 | Open | 1991-02-01 | 12000 | Diesel | COMPARTMENT A | Single Walled | Fiberglass Reinforced Plastic | Pressure | Single Walled | Fiberglass Reinforced Plastic
0-005651 | WHITING BROS # 24 | 2136 E ROUTE 66 | FLAGSTAFF | AZ | 86004 | Coconino | 3 | Perm Closure | 1974-05-07 | 3000 | Gasoline | COMPARTMENT A | Double Walled | Asphalt coated or Bare Steel |  |  |  | Removal | 1990-09-18
0-009240 | WOODLANDS ONE STOP | 2325 S WOODLANDS VILLAGE BLVD | FLAGSTAFF | AZ | 86001 | Coconino | 2 | Open | 1998-02-02 | 12000 | Gasoline | COMPARTMENT A |  | Composite (Steel/Fiberglass) | Pressure | Double Walled
0-005884 | UTILITY TRAILERS CO OF ARIZONA | 1350 N 22ND AVE | PHOENIX | AZ | 85009 | Maricopa | 3 | Perm Closure | 1965-01-01 | 500 | Used Oil/Waste Oil | COMPARTMENT A |  | Asphalt coated or Bare Steel | Gravity Feed |  |  | Closed in Place | 1990-11-09
0-009071 | VACANT | 1012 W 5TH ST | PARKER | AZ | 85344 | La Paz | 1 | Perm Closure | 2005-06-17 | 500 | Gasoline | COMPARTMENT A | Double Walled | Asphalt coated or Bare Steel |  |  |  | Removal | 1997-04-24
0-003134 | MERIT BUILDERS INC | 3428 E KLEINDALE RD | TUCSON | AZ | 85716 | Pima | 1 | Perm Closure | 1971-04-29 | 1000 | Gasoline | COMPARTMENT A | Unknown | Asphalt coated or Bare Steel | Suction - Check Valve at the Tank Top |  | Bare or Galvanized Steel | Removal | 1992-02-11
0-002151 | ARIZONA KAWASAKI | 1015 W APACHE TRL | APACHE JUNCTION | AZ | 85120 | Pinal | 3 | Perm Closure | 1984-01-01 | 6000 | Gasoline | COMPARTMENT A | Single Walled | Asphalt coated or Bare Steel |  |  |  | Removal | 1988-11-01
0-002151 | ARIZONA KAWASAKI | 1015 W APACHE TRL | APACHE JUNCTION | AZ | 85120 | Pinal | 1 | Perm Closure | 1984-01-01 | 8000 | Gasoline | COMPARTMENT A | Single Walled | Asphalt coated or Bare Steel |  |  |  | Removal | 1988-11-01
0-002151 | ARIZONA KAWASAKI | 1015 W APACHE TRL | APACHE JUNCTION | AZ | 85120 | Pinal | 2 | Perm Closure | 1984-01-01 | 8000 | Gasoline | COMPARTMENT A | Single Walled | Asphalt coated or Bare Steel |  |  |  | Removal | 1988-11-01
0-007371 | EZ LUBE #203 | 1699 MESQUITE AVE | LAKE HAVASU CITY | AZ | 86403 | Mohave | 2 | Perm Closure | 1986-04-16 | 1500 | New Oil | COMPARTMENT A |  | Asphalt coated or Bare Steel | Suction - Check Valve at the Tank Top |  |  | Change in Service | 2000-07-17
0-000221 | KYRENE SCHOOL DISTRICT | 8426 S KYRENE RD | TEMPE | AZ | 85284 | Maricopa | 2 | Perm Closure | 2005-06-17 | 6000 | Gasoline | COMPARTMENT A | Single Walled | Asphalt coated or Bare Steel | Suction - Check Valve at the Tank Top | Single Walled | Bare or Galvanized Steel | Removal | 1994-10-28
0-004421 | MR C'S | 1100 E ANDY DEVINE AVE | KINGMAN | AZ | 86401 | Mohave | 3 | Perm Closure | 2005-06-17 | 1000 | Gasoline | COMPARTMENT A | Double Walled | Asphalt coated or Bare Steel |  |  |  | Removal | 1989-12-28
0-002226 | BROADWAY VOLVO INC | 930 E BROADWAY BLVD | TUCSON | AZ | 85719 | Pima | 5 | Perm Closure | 1972-01-28 | 50 | Unidentified | COMPARTMENT A | Single Walled | Asphalt coated or Bare Steel |  |  |  | Removal | 1988-08-01
0-002226 | BROADWAY VOLVO INC | 930 E BROADWAY BLVD | TUCSON | AZ | 85719 | Pima | 6 | Perm Closure | 1977-01-27 |  | Unidentified | COMPARTMENT A | Single Walled | Asphalt coated or Bare Steel |  |  |  | Removal | 1988-08-01
0-002226 | BROADWAY VOLVO INC | 930 E BROADWAY BLVD | TUCSON | AZ | 85719 | Pima | 4 | Perm Closure | 1972-01-28 | 50 | Unidentified | COMPARTMENT A | Single Walled | Asphalt coated or Bare Steel |  |  |  | Removal | 1988-08-01
0-002226 | BROADWAY VOLVO INC | 930 E BROADWAY BLVD | TUCSON | AZ | 85719 | Pima | 7 | Perm Closure | 1972-01-28 | 50 | Unidentified | COMPARTMENT A | Single Walled | Asphalt coated or Bare Steel |  |  |  | Removal | 1988-08-01
0-003375 | PHOENIX CACTUS CO #143030 | 3102 E THUNDERBIRD RD | PHOENIX | AZ | 85032 | Maricopa | 2 | Perm Closure | 1977-03-13 | 500 | Diesel | COMPARTMENT A | Unknown | Asphalt coated or Bare Steel |  |  |  | Removal | 1990-01-13
0-002258 | FAST TRAK GAS-N-GO | 804 N COUNTRY CLUB DR | MESA | AZ | 85201 | Maricopa | 5 | Perm Closure | 1977-01-01 | 10000 | Gasoline (UL) | COMPARTMENT A | Single Walled | Asphalt coated or Bare Steel | Pressure |  |  | Removal | 2019-02-07
0-003165 | MIDLAND ROSS | 24053 S ARIZONA AVE | CHANDLER | AZ | 85248 | Maricopa | 1 | Perm Closure | 1977-01-01 | 2000 | Gasoline | COMPARTMENT A | Single Walled | Asphalt coated or Bare Steel |  |  |  | Removal | 1990-05-18
0-007861 | FIVE POINTS INTERSECTION - AREA WIDE SITE |  | FLAGSTAFF |  |  | Coconino | 1 | Perm Closure | 2005-06-17 |  | Unidentified | COMPARTMENT A | Double Walled | Fiberglass Reinforced Plastic |  |  |  | Removal | 1993-02-09
0-000391 | PALO VERDE NUCLEAR GENERATING STATION | 5801 S WINTERSBURG RD | TONOPAH | AZ | 85354 | Maricopa | 24 | Perm Closure | 1978-01-01 | 500 | New Oil | COMPARTMENT A | Single Walled | Asphalt coated or Bare Steel | Suction - Check Valve at the Tank Top | Single Walled | Bare or Galvanized Steel | Removal | 1992-11-09
0-006517 | CHEVRON - CHRISTOPHER CREEK CHEVRON |  | CHRISTOPHER CREEK |  |  | Gila | 4 | Perm Closure | 1980-01-01 | 6000 | Gasoline | COMPARTMENT A | Single Walled | Asphalt coated or Bare Steel | Pressure |  | Fiberglass Reinforced Plastic | Removal | 1999-06-16
0-004533 | SINCLAIR OIL | 1850 E 36TH ST | TUCSON | AZ | 85713 | Pima | 1 | Perm Closure | 1966-04-21 | 5000 | Gasoline | COMPARTMENT A | Double Walled | Asphalt coated or Bare Steel |  |  |  | Removal | 1989-09-12
0-004262 | TEXACO - SELF-SERV #2007 | 1294 W CHANDLER BLVD | CHANDLER | AZ | 85224 | Maricopa | 3 | Perm Closure | 1977-05-06 | 10000 | Gasoline | COMPARTMENT A | Double Walled | Asphalt coated or Bare Steel |  |  |  | Removal | 1994-07-29
0-004201 | ROSS AVIATION | 15115 N AIRPORT DR | SCOTTSDALE | AZ | 85260 | Maricopa | 1 | Perm Closure | 1977-01-01 | 12000 | Gasoline | COMPARTMENT A |  | Asphalt coated or Bare Steel | Pressure |  | Bare or Galvanized Steel | Removal | 1990-07-31
0-004201 | ROSS AVIATION | 15115 N AIRPORT DR | SCOTTSDALE | AZ | 85260 | Maricopa | 10 | Open | 1990-08-01 | 4000 | Red Diesel | COMPARTMENT A | Single Walled | Asphalt coated or Bare Steel | Pressure |  | Bare or Galvanized Steel
0-000492 | ARCO #5277 | 1220 N ARIZONA AVE | CHANDLER | AZ | 85225 | Maricopa | 2 | Perm Closure | 2005-06-17 | 10000 | Gasoline | COMPARTMENT A | Single Walled | Asphalt coated or Bare Steel |  |  |  | Removal | 1988-02-01
0-001346 | CIRCLE K #2700946 | 4500 W INA RD | MARANA | AZ | 85741 | Pima | 4 | Perm Closure | 1998-08-01 | 12000 | Gasoline | COMPARTMENT A | Double Walled | Fiberglass Reinforced Plastic | Pressure | Double Walled | Fiberglass Reinforced Plastic | Removal | 2010-05-25
0-002010 | CIRCLE K #5579 | 655 W 22ND ST | TUCSON | AZ | 85713 | Pima | 7 | Open | 2000-10-27 | 15000 | Gasoline | COMPARTMENT A | Double Walled | Fiberglass Reinforced Plastic | Pressure | Double Walled | Fiberglass Reinforced Plastic
0-001992 | CIRCLE K #2705406 | 3448 W PEORIA AVE | PHOENIX | AZ | 85029 | Maricopa | 1 | Perm Closure | 1966-01-01 | 8000 | Gasoline | COMPARTMENT A |  | Asphalt coated or Bare Steel | Pressure |  | Fiberglass Reinforced Plastic | Removal | 1994-10-18
0-001992 | CIRCLE K #2705406 | 3448 W PEORIA AVE | PHOENIX | AZ | 85029 | Maricopa | 4 | Perm Closure | 1981-01-01 | 550 | Used Oil/Waste Oil | COMPARTMENT A | Double Walled | Fiberglass Reinforced Plastic | Pressure |  | Fiberglass Reinforced Plastic | Removal | 1994-10-18
0-004524 | CHINO VALLEY TOWN COMPLEX | 1982 N VOSS DR | CHINO VALLEY | AZ | 86323 | Yavapai | 5 | Perm Closure | 2005-06-17 |  | Diesel | COMPARTMENT A | Unknown | Asphalt coated or Bare Steel |  |  |  | Removal | 1979-01-01
0-000473 | CACTUS MINE | 22580 W MARICOPA HWY | CASA GRANDE | AZ | 85193 | Pinal | 2 | Perm Closure | 1974-01-01 | 4000 | Gasoline | COMPARTMENT A |  | Asphalt coated or Bare Steel |  |  |  | Removal | 1992-02-19
0-001708 | PIMA MINE | 3801 W MINERAL HILL RD | SAHUARITA | AZ | 85629 | Pima | 3 | Perm Closure | 1966-01-01 | 2000 | Used Oil/Waste Oil | COMPARTMENT A |  | Asphalt coated or Bare Steel | Gravity Feed |  |  | Removal | 1991-06-13
0-001985 | DUNLAP CHEVRON | 2710 W DUNLAP AVE | PHOENIX | AZ | 85051 | Maricopa | 2 | Perm Closure | 1965-01-01 | 8000 | Gasoline | COMPARTMENT A |  | Asphalt coated or Bare Steel |  |  |  | Removal | 1989-09-01
0-001985 | DUNLAP CHEVRON | 2710 W DUNLAP AVE | PHOENIX | AZ | 85051 | Maricopa | 4 | Perm Closure | 1971-01-01 | 8000 | Gasoline | COMPARTMENT A |  | Asphalt coated or Bare Steel |  |  |  | Removal | 1989-09-01
0-006996 | PEARCE CARDLOCK #21 | 5032 W COLTER ST | GLENDALE | AZ | 85301 | Maricopa | 1 | Perm Closure | 1989-01-01 | 12000 | Diesel | COMPARTMENT A | Unknown | Fiberglass Reinforced Plastic | Pressure |  | Fiberglass Reinforced Plastic | Removal | 2005-08-16
0-001833 | GOLF LINKS SHELL | 8601 E GOLF LINKS RD | TUCSON | AZ | 85730 | Pima | 5 | Perm Closure | 1977-01-01 | 12000 | Diesel | COMPARTMENT A |  | Asphalt coated or Bare Steel | Pressure | Single Walled | Fiberglass Reinforced Plastic | Removal | 2014-07-22
0-001833 | GOLF LINKS SHELL | 8601 E GOLF LINKS RD | TUCSON | AZ | 85730 | Pima | 2 | Perm Closure | 1977-01-01 | 12000 | Gasoline (UL) | COMPARTMENT A |  | Asphalt coated or Bare Steel | Pressure | Single Walled | Fiberglass Reinforced Plastic | Removal | 2014-07-22
0-007180 | CHEVRON #9-6574 | 825 E APACHE BLVD | TEMPE | AZ | 85281 | Maricopa | 7 | Open | 1997-06-05 | 10000 | Gasoline | COMPARTMENT A | Double Walled | Fiberglass Reinforced Plastic | Pressure | Double Walled | Fiberglass Reinforced Plastic
0-001218 | CIRCLE K #383 | 4901 E ELLIOT RD | PHOENIX | AZ | 85044 | Maricopa | 1 | Perm Closure | 1974-01-01 | 10000 | Gasoline | COMPARTMENT A |  | Asphalt coated or Bare Steel | Pressure |  |  | Removal | 1994-07-28
0-001793 | GRAND CANYON CAVERNS |  | HYDE PARK |  |  | Coconino | 5 | Perm Closure | 1960-01-01 | 1000 | Unidentified | COMPARTMENT A |  | Asphalt coated or Bare Steel |  |  |  | Removal | 1990-03-19
0-002330 | SUNDANCE TOWER | 201 W VAN BUREN ST | PHOENIX | AZ | 85003 | Maricopa | 1 | Perm Closure | 1976-04-15 | 250 | Used Oil/Waste Oil | COMPARTMENT A | Single Walled | Asphalt coated or Bare Steel | Gravity Feed |  | Bare or Galvanized Steel | Removal | 1993-01-21
0-002459 | CITY OF PHOENIX - FIRE DEPARTMENT ADMINSTRATION | 150 S 12TH ST | PHOENIX | AZ | 85034 | Maricopa | 3 | Perm Closure | 1974-01-01 | 15000 | Diesel | COMPARTMENT A |  | Asphalt coated or Bare Steel |  |  |  | Removal | 1993-03-09
0-003564 | HOLDERNESS SUPPLIES | 450 E IRVINGTON RD | TUCSON | AZ | 85714 | Pima | 1 | Perm Closure | 1974-04-29 | 10000 | Gasoline | COMPARTMENT A | Unknown | Asphalt coated or Bare Steel |  |  |  | Removal | 1986-10-01
0-006568 | PIMA COUNTY - AJO AUTOMOTIVE SERVICES | 1295 N WELL RD | AJO | AZ | 85321 | Pima | 4 | Perm Closure | 1990-06-01 | 1000 | Diesel | COMPARTMENT A | Double Walled | Composite (Steel/Fiberglass) | Pressure | Double Walled |  | Removal | 2002-03-06
0-006568 | PIMA COUNTY - AJO AUTOMOTIVE SERVICES | 1295 N WELL RD | AJO | AZ | 85321 | Pima | 3 | Open | 1990-06-01 | 12000 | Gasoline | COMPARTMENT A | Double Walled | Composite (Steel/Fiberglass) | Pressure | Double Walled
0-008125 | CHINO VALLEY STATION | 995 S STATE ROUTE 89 | CHINO VALLEY | AZ | 86323 | Yavapai | 6 | Open | 1994-01-18 | 8000 | Gasoline | COMPARTMENT A | Single Walled | Asphalt coated or Bare Steel | Pressure | Single Walled | Bare or Galvanized Steel
0-002001 | CHEVRON | 5960 N ORACLE RD | TUCSON | AZ | 85704 | Pima | 4 | Open | 1985-01-01 | 10000 | Diesel | COMPARTMENT A | Double Walled | Fiberglass Reinforced Plastic | Pressure |  | Fiberglass Reinforced Plastic
0-001424 | CIRCLE K #1541 | 701 E BETHANY HOME RD | PHOENIX | AZ | 85014 | Maricopa | 2 | Open | 1984-01-01 | 10000 | Gasoline | COMPARTMENT A | Single Walled | Fiberglass Reinforced Plastic | Pressure |  | Fiberglass Reinforced Plastic
0-002794 | GIANT #918 | 2743 S ALMA SCHOOL RD | MESA | AZ | 85210 | Maricopa | 4 | Perm Closure | 1985-04-08 | 12000 | Gasoline | COMPARTMENT A | Double Walled | Fiberglass Reinforced Plastic | Pressure |  | Fiberglass Reinforced Plastic | Removal | 2003-11-06
0-001908 | RYDER TRUCK RENTAL | 600 S THOMPSON ST | FLAGSTAFF | AZ | 86001 | Coconino | 1 | Perm Closure | 1989-08-01 | 12000 | Diesel | COMPARTMENT A | Double Walled | Fiberglass Reinforced Plastic | Pressure | Double Walled | Fiberglass Reinforced Plastic | Removal | 2016-09-14
0-002770 | SPEEDWAY STORE #2988 | 201 N HASKELL AVE | WILLCOX | AZ | 85643 | Cochise | 1 | Perm Closure | 1971-04-09 | 8000 | Gasoline | COMPARTMENT A | Double Walled | Asphalt coated or Bare Steel |  |  |  | Removal | 1986-04-01
0-009607 | WYO CORP. - CARLTON SONS NIELSON ASSOCIATES | 511 E ANDY DEVINE AVE | KINGMAN | AZ | 86401 | Mohave | 1 | Perm Closure | 2005-06-17 |  | Unidentified | COMPARTMENT A | Single Walled | Asphalt coated or Bare Steel |  |  |  | Removal | 1986-12-01
0-006936 | THRIFTY CAR RENTAL | 4114 E WASHINGTON ST | PHOENIX | AZ | 85034 | Maricopa | 2 | Perm Closure | 1987-12-01 | 500 | Used Oil/Waste Oil | COMPARTMENT A | Unknown | Unknown |  |  |  | Removal | 1996-11-11
0-002007 | EXXON #7-3759 | 9845 W PEORIA AVE | PEORIA | AZ | 85345 | Maricopa | 2 | Perm Closure | 1967-01-01 | 8000 | Gasoline | COMPARTMENT A | Single Walled | Asphalt coated or Bare Steel | Pressure | Single Walled | Bare or Galvanized Steel | Removal | 1991-12-17
0-002007 | EXXON #7-3759 | 9845 W PEORIA AVE | PEORIA | AZ | 85345 | Maricopa | 5 | Perm Closure | 1967-01-01 | 1000 | Used Oil/Waste Oil | COMPARTMENT A | Single Walled | Asphalt coated or Bare Steel | Pressure | Single Walled | Bare or Galvanized Steel | Removal | 1991-06-12
0-008814 | C&C AUTO | 1827 E WHITE MOUNTAIN BLVD | PINETOP-LAKESIDE | AZ | 85935 | Navajo | 4 | Perm Closure | 2005-06-17 | 1000 | Gasoline | COMPARTMENT A | Unknown | Unknown |  |  |  | Removal | 1996-04-18
0-008814 | C&C AUTO | 1827 E WHITE MOUNTAIN BLVD | PINETOP-LAKESIDE | AZ | 85935 | Navajo | 5 | Perm Closure | 1950-01-01 | 550 | Used Oil/Waste Oil | COMPARTMENT A | Unknown | Asphalt coated or Bare Steel |  |  |  | Removal | 1970-01-01
0-007130 | MESA UNIFIED SCHOOL DISTRICT - TRANSPORTATION | 109 E BROADWAY RD | MESA | AZ | 85210 | Maricopa | 2 | Perm Closure | 1988-01-01 | 10000 | Gasoline | COMPARTMENT A | Double Walled | Fiberglass Reinforced Plastic | Pressure | Double Walled | Fiberglass Reinforced Plastic | Removal | 2019-03-13
0-004252 | RICHARD'S TEXACO | 1150 A AVE | DOUGLAS | AZ | 85607 | Cochise | 2 | Perm Closure | 1972-01-01 | 4000 | Gasoline | COMPARTMENT A |  | Asphalt coated or Bare Steel | Pressure |  | Fiberglass Reinforced Plastic | Removal | 2009-10-01
0-004252 | RICHARD'S TEXACO | 1150 A AVE | DOUGLAS | AZ | 85607 | Cochise | 3 | Perm Closure | 1972-01-01 | 4000 | Gasoline | COMPARTMENT A |  | Asphalt coated or Bare Steel | Pressure |  | Fiberglass Reinforced Plastic | Removal | 2009-10-01
0-001865 | CONOCOPHILLIPS #2670894 | 6630 W CAMELBACK RD | GLENDALE | AZ | 85301 | Maricopa | 5 | Perm Closure | 1985-01-01 | 1000 | Used Oil/Waste Oil | COMPARTMENT A | Single Walled | Fiberglass Reinforced Plastic |  |  |  | Removal | 1994-03-15
0-006068 | GUS AUTO SERVICE CENTER | 1348 W MCDOWELL RD | PHOENIX | AZ | 85007 | Maricopa | 2 | Perm Closure | 1970-01-01 | 6000 | Gasoline | COMPARTMENT A | Single Walled | Asphalt coated or Bare Steel |  |  |  | Removal | 1992-01-03
0-002889 | SOUTHWEST JET CENTER WEST | 15230 N 75TH ST | SCOTTSDALE | AZ | 85260 | Maricopa | 3 | Open | 1985-01-27 | 15000 | Jet Fuel | COMPARTMENT A | Double Walled | Fiberglass Reinforced Plastic | Suction - Check Valve at the Tank Top |  | Fiberglass Reinforced Plastic
0-009575 | CIRCLE K STORE #2709183 | 3033 W QUEEN CREEK RD | CHANDLER | AZ | 85248 | Maricopa | 3 | Open | 1999-10-01 | 6000 | Diesel | COMPARTMENT A | Double Walled | Fiberglass Reinforced Plastic | Pressure | Double Walled | Flexible
0-004564 | ROBERT'S MARKETPLACE #6450 | 6450 N VIEWPOINT DR | PRESCOTT VALLEY | AZ | 86314 | Yavapai | 2 | Perm Closure | 1975-04-20 | 6000 | Gasoline | COMPARTMENT A | Unknown | Asphalt coated or Bare Steel | Pressure |  |  | Removal | 1994-11-17
0-004564 | ROBERT'S MARKETPLACE #6450 | 6450 N VIEWPOINT DR | PRESCOTT VALLEY | AZ | 86314 | Yavapai | 5 | Open | 1994-09-01 | 12000 | Gasoline | COMPARTMENT A | Double Walled | Fiberglass Reinforced Plastic | Pressure | Double Walled | Fiberglass Reinforced Plastic
0-000266 | ADOT - TEMPE YARD | 2215 E PEBBLE BEACH DR | TEMPE | AZ | 85282 | Maricopa | 1 | Perm Closure | 1983-03-04 | 12000 | Gasoline | COMPARTMENT A | Single Walled | Asphalt coated or Bare Steel |  |  |  | Removal | 1989-08-09
0-001281 | CIRCLE K #663 | 61 E COMMERCIAL ST | SAINT JOHNS | AZ | 85936 | Apache | 3 | Perm Closure | 1971-01-01 | 6000 | Gasoline | COMPARTMENT A |  | Asphalt coated or Bare Steel |  |  |  | Removal | 1996-12-10
0-010022 | PARCEL 112-05-283F | 2990 N CAMPBELL AVE | TUCSON | AZ | 85719 | Pima | 1 | Perm Closure | 2005-06-17 | 300 | Used Oil/Waste Oil | COMPARTMENT A | Double Walled | Asphalt coated or Bare Steel |  |  |  | Removal | 2004-08-17
0-004941 | GREENWAY FAMILY SERVICE | 15030 N 99TH AVE | SUN CITY | AZ | 85351 | Maricopa | 3 | Perm Closure | 1973-05-07 | 8000 | Gasoline | COMPARTMENT A | Unknown | Asphalt coated or Bare Steel | Pressure |  | Bare or Galvanized Steel | Removal | 1993-09-08
0-004941 | GREENWAY FAMILY SERVICE | 15030 N 99TH AVE | SUN CITY | AZ | 85351 | Maricopa | 8 | Perm Closure | 1993-09-01 | 550 | Used Oil/Waste Oil | COMPARTMENT A | Unknown | Fiberglass Reinforced Plastic | Gravity Feed |  | Fiberglass Reinforced Plastic | Removal | 2003-10-16
0-006002 | SCOTTSDALE AUTO WASH | 8999 E VIA LINDA | SCOTTSDALE | AZ | 85258 | Maricopa | 3 | Perm Closure | 1983-01-01 | 12000 | Gasoline | COMPARTMENT A | Double Walled | Fiberglass Reinforced Plastic | Pressure |  | Fiberglass Reinforced Plastic | Removal | 2013-11-27
0-005824 | DESERT VISTA HOSPITAL | 570 W BROWN RD | MESA | AZ | 85201 | Maricopa | 1 | Perm Closure | 2005-06-17 | 500 | Diesel | COMPARTMENT A | Double Walled | Asphalt coated or Bare Steel |  |  |  | Removal | 1998-02-13
0-009537 | COSTCO #481 | 1415 N ARIZONA AVE | GILBERT | AZ | 85233 | Maricopa | 2 | Open | 1999-06-20 | 30000 | Gasoline | COMPARTMENT A | Double Walled | Fiberglass Reinforced Plastic | Pressure | Double Walled | Flexible
0-009537 | COSTCO #481 | 1415 N ARIZONA AVE | GILBERT | AZ | 85233 | Maricopa | 1 | Open | 1999-06-20 | 30000 | Gasoline | COMPARTMENT A | Double Walled | Fiberglass Reinforced Plastic | Pressure | Double Walled | Flexible
0-003892 | PHOENIX, CITY OF - AVIATION DEPARTMENT | 1901 N 16TH ST | PHOENIX | AZ | 85006 | Maricopa | 3 | Perm Closure | 2005-06-17 |  | Gasoline | COMPARTMENT A | Single Walled | Asphalt coated or Bare Steel |  |  |  | Removal | 1986-09-05
0-005434 | CIRCLE K #2702888 | 1205 E BROADWAY RD | MESA | AZ | 85204 | Maricopa | 3 | Perm Closure | 1985-01-01 | 10000 | Gasoline | COMPARTMENT A | Double Walled | Fiberglass Reinforced Plastic | Pressure |  | Fiberglass Reinforced Plastic | Removal | 2011-01-12
0-008244 | FIESTA GAS | 7002 N 23RD LN | PHOENIX | AZ | 85021 | Maricopa | 1 | Perm Closure | 1990-01-01 | 4000 | Diesel | COMPARTMENT A | Single Walled | Fiberglass Reinforced Plastic | Pressure |  | Fiberglass Reinforced Plastic | Removal | 2015-02-12
0-009366 | CITY OF PHOENIX - MUNICIPAL PARKING GARAGE | 300 W ADAMS ST | PHOENIX | AZ | 85003 | Maricopa | 8 | Perm Closure | 2005-06-17 | 130 | Unidentified | COMPARTMENT A | Single Walled | Asphalt coated or Bare Steel |  |  |  | Removal | 1998-12-01
0-009366 | CITY OF PHOENIX - MUNICIPAL PARKING GARAGE | 300 W ADAMS ST | PHOENIX | AZ | 85003 | Maricopa | 5 | Perm Closure | 2005-06-17 | 550 | Unidentified | COMPARTMENT A | Single Walled | Asphalt coated or Bare Steel | Pressure | Single Walled | Bare or Galvanized Steel | Removal | 1998-12-02
0-009366 | CITY OF PHOENIX - MUNICIPAL PARKING GARAGE | 300 W ADAMS ST | PHOENIX | AZ | 85003 | Maricopa | 9 | Perm Closure | 2005-06-17 | 500 | Unidentified | COMPARTMENT A | Single Walled | Asphalt coated or Bare Steel |  |  |  | Removal | 1999-06-23
0-009040 | PIKE'S PLACE |  | BAGDAD |  |  | Yavapai | 3 | Perm Closure | 2005-06-17 | 1500 | Unidentified | COMPARTMENT A |  | Asphalt coated or Bare Steel |  |  |  | Removal | 1997-12-19
0-008479 | NEUHEISEL FAMILY LP | 3010 E BASELINE RD | PHOENIX | AZ | 85042 | Maricopa | 1 | Perm Closure | 2005-06-17 | 1000 | Gasoline | COMPARTMENT A | Unknown | Asphalt coated or Bare Steel | Suction - Check Valve at the Tank Top |  | Bare or Galvanized Steel | Removal | 1994-11-22
0-005053 | CIRCLE K STORE #2709163 | 2020 W WARNER RD | CHANDLER | AZ | 85224 | Maricopa | 4 | Open | 1989-07-12 | 10000 | Gasoline | COMPARTMENT A | Double Walled | Fiberglass Reinforced Plastic | Pressure | Single Walled | Fiberglass Reinforced Plastic
0-003298 | MONTGOMERY WARD | 3601 E BROADWAY BLVD | TUCSON | AZ | 85716 | Pima | 3 | Perm Closure | 1962-01-06 | 10000 | Gasoline | COMPARTMENT A | Unknown | Unknown |  |  |  | Removal | 1986-10-10
0-003298 | MONTGOMERY WARD | 3601 E BROADWAY BLVD | TUCSON | AZ | 85716 | Pima | 4 | Perm Closure | 1962-01-06 | 200 | Used Oil/Waste Oil | COMPARTMENT A | Unknown | Unknown |  |  |  | Removal | 1989-06-01
0-003295 | MONTGOMERY WARD #2236 | 5849 W NORTHERN AVE | GLENDALE | AZ | 85301 | Maricopa | 2 | Perm Closure | 1973-01-03 | 10000 | Gasoline | COMPARTMENT A | Unknown | Asphalt coated or Bare Steel |  |  |  | Removal | 1989-07-25
0-010068 | AHWATUKEE AUTO SPA | 4601 E CHANDLER BLVD | PHOENIX | AZ | 85048 | Maricopa | 1 | Open | 2001-05-03 | 20000 | Gasoline | COMPARTMENT A | Double Walled | Fiberglass Reinforced Plastic | Pressure | Double Walled | Fiberglass Reinforced Plastic
0-010068 | AHWATUKEE AUTO SPA | 4601 E CHANDLER BLVD | PHOENIX | AZ | 85048 | Maricopa | 2 | Open | 2001-05-03 | 10000 | Diesel | COMPARTMENT A | Double Walled | Fiberglass Reinforced Plastic | Pressure | Double Walled | Fiberglass Reinforced Plastic
0-007916 | MOUNTAIN STATES TIRE CO | 1602 S 7TH ST | PHOENIX | AZ | 85034 | Maricopa | 1 | Perm Closure | 1976-01-01 | 1000 | Diesel | COMPARTMENT A | Unknown | Asphalt coated or Bare Steel | Suction - Check Valve at the Tank Top |  | Bare or Galvanized Steel | Removal | 1992-07-22
0-003223 | CIRCLE K STORE #2709167 | 9709 N HAYDEN RD | SCOTTSDALE | AZ | 85258 | Maricopa | 6 | Open | 1985-06-01 | 12000 | Gasoline | COMPARTMENT A | Single Walled | Fiberglass Reinforced Plastic | Pressure |  | Fiberglass Reinforced Plastic
0-003223 | CIRCLE K STORE #2709167 | 9709 N HAYDEN RD | SCOTTSDALE | AZ | 85258 | Maricopa | 5 | Open | 1985-06-01 | 6000 | Diesel | COMPARTMENT A | Single Walled | Fiberglass Reinforced Plastic | Pressure |  | Fiberglass Reinforced Plastic
0-002927 | LA PAZ COUNTY - SALOME PUBLIC WORKS YARDS |  | SALOME |  |  | La Paz | 2 | Perm Closure | 1984-01-01 | 10000 | Diesel | COMPARTMENT A | Double Walled | Composite (Steel/Fiberglass) | Suction - Check Valve at the Tank Top |  |  | Removal | 1991-10-23
0-004333 | SAN CARLOS PROJECT |  | MAMMOTH |  |  | Pinal | 1 | Perm Closure | 1976-05-08 | 20000 | Gasoline | COMPARTMENT A | Double Walled | Asphalt coated or Bare Steel | Gravity Feed |  |  | Removal | 1997-10-21
0-009038 | QUINTERO'S TIRE AND WHEELS | 501 S ARIZONA BLVD | COOLIDGE | AZ | 85128 | Pinal | 1 | Perm Closure | 1953-01-01 | 10000 | Gasoline | COMPARTMENT A | Double Walled | Asphalt coated or Bare Steel |  |  |  | Closed in Place | 1980-01-01
0-010284 | ABRAZO WEST CAMPUS | 13677 W MCDOWELL RD | GOODYEAR | AZ | 85395 | Maricopa | 1 | Open | 2003-02-06 | 8000 | Diesel | COMPARTMENT A | Double Walled | Fiberglass Reinforced Plastic | Pressure | Double Walled | Flexible
0-007055 | JOHNSON CONTROLS | 407 S 17TH AVE | PHOENIX | AZ | 85007 | Maricopa | 3 | Perm Closure | 2005-06-17 | 1200 | Used Oil/Waste Oil | COMPARTMENT A | Unknown | Asphalt coated or Bare Steel |  |  |  | Removal | 1989-10-03
0-008441 | B&B ACCOUNTING - FORMER | 9256 W VAN BUREN ST | TOLLESON | AZ | 85353 | Maricopa | 1 | Perm Closure | 1955-08-19 | 3500 | Gasoline | COMPARTMENT A | Unknown | Asphalt coated or Bare Steel | Suction - Check Valve at the Tank Top |  |  | Removal | 1994-08-29
0-005994 | ARCO #5439 | 25 W MCKELLIPS RD | MESA | AZ | 85201 | Maricopa | 1 | Open | 1988-01-01 | 12000 | Gasoline | COMPARTMENT A | Double Walled | Fiberglass Reinforced Plastic | Pressure | Double Walled | Fiberglass Reinforced Plastic
0-007417 | PRODUCERS COTTON OIL - YUMA | 3130 W COUNTY 11TH ST | YUMA | AZ | 85364 | Yuma | 1 | Perm Closure | 1965-01-01 | 550 | Gasoline | COMPARTMENT A | Unknown | Asphalt coated or Bare Steel | Suction - Check Valve at the Tank Top |  |  | Removal | 1991-08-15
0-006344 | ALBERTAN MOTEL | 5300 S SUNLAND GIN RD | ELOY | AZ | 85131 | Pinal | 2 | Perm Closure | 1985-05-01 | 10000 | Gasoline | COMPARTMENT A | Double Walled | Asphalt coated or Bare Steel | Pressure |  |  | Removal | 1994-05-06
0-004042 | TUCSON JET CENTER | 6720 S PLUMER AVE | TUCSON | AZ | 85756 | Pima | 3 | Perm Closure | 1978-01-01 | 300 | Used Oil/Waste Oil | COMPARTMENT A | Single Walled | Asphalt coated or Bare Steel |  |  |  | Removal | 1997-10-09
0-000536 | CITY OF PHOENIX - TATUM RANCH WWTP | 29201 N CAVE CREEK RD | PHOENIX | AZ | 85331 | Maricopa | 1 | Perm Closure | 1989-04-01 | 1000 | Diesel | COMPARTMENT A | Double Walled | Fiberglass Reinforced Plastic | Suction - Check Valve at the Tank Top |  | Fiberglass Reinforced Plastic | Removal | 1998-07-23
0-000406 | WEST VAN BUREN CENTER | 13979 W VAN BUREN ST | GOODYEAR | AZ | 85338 | Maricopa | 3 | Perm Closure | 1976-01-01 | 5000 | Diesel | COMPARTMENT A |  | Asphalt coated or Bare Steel | Pressure |  |  | Removal | 1992-03-18
0-005299 | UNOCAL #5568 | 826 MILLER VALLEY RD | PRESCOTT | AZ | 86301 | Yavapai | 6 | Perm Closure | 1986-01-01 | 500 | Used Oil/Waste Oil | COMPARTMENT A | Double Walled | Fiberglass Reinforced Plastic | Gravity Feed |  | Fiberglass Reinforced Plastic | Removal | 1995-12-04
0-005274 | UNOCAL #3827 | 4032 N SCOTTSDALE RD | SCOTTSDALE | AZ | 85251 | Maricopa | 1 | Perm Closure | 1984-04-15 | 12000 | Gasoline | COMPARTMENT A | Double Walled | Composite (Steel/Fiberglass) | Pressure |  | Fiberglass Reinforced Plastic | Removal | 1998-03-10
0-003548 | R & M AUTOMOTIVE | 681 LAKE HAVASU AVE N | LAKE HAVASU CITY | AZ | 86403 | Mohave | 2 | Temp Closure | 1976-01-01 | 8000 | Diesel | COMPARTMENT A | Single Walled | Asphalt coated or Bare Steel | Pressure | Double Walled | Fiberglass Reinforced Plastic |  | 2019-09-06
0-003548 | R & M AUTOMOTIVE | 681 LAKE HAVASU AVE N | LAKE HAVASU CITY | AZ | 86403 | Mohave | 1 | Temp Closure | 1976-01-01 | 8000 | Gasoline (UL) | COMPARTMENT A | Single Walled | Asphalt coated or Bare Steel | Pressure |  | Fiberglass Reinforced Plastic |  | 2019-09-06
0-000116 | GOLDEN STAR AUTO BODY | 620 N 24TH ST | PHOENIX | AZ | 85008 | Maricopa | 1 | Perm Closure | 2005-06-17 | 6000 | Used Oil/Waste Oil | COMPARTMENT A |  | Asphalt coated or Bare Steel |  |  |  | Removal | 1988-12-06
0-006944 | CVS PHARMACY #7841 | 4365 N ORACLE RD | TUCSON | AZ | 85705 | Pima | 3 | Perm Closure | 2005-06-17 | 10000 | Gasoline | COMPARTMENT A | Unknown | Asphalt coated or Bare Steel | Suction - Check Valve at the Tank Top |  |  | Removal | 1990-12-01
0-005996 | PEORIA FUEL LLC | 9102 W PEORIA AVE | PEORIA | AZ | 85345 | Maricopa | 2 | Open | 1988-01-10 | 12000 | Gasoline | COMPARTMENT A | Double Walled | Fiberglass Reinforced Plastic | Pressure |  | Fiberglass Reinforced Plastic
0-007225 | ARCO AM/PM #82326 | 2450 E VALENCIA RD | TUCSON | AZ | 85706 | Pima | 4 | Perm Closure | 1990-12-01 | 10000 | Gasoline | COMPARTMENT A | Double Walled | Fiberglass Reinforced Plastic | Pressure | Double Walled | Fiberglass Reinforced Plastic | Removal | 2019-07-11
0-007225 | ARCO AM/PM #82326 | 2450 E VALENCIA RD | TUCSON | AZ | 85706 | Pima | 5 | Open | 2019-08-20 | 15000 | Gasoline (UL) | COMPARTMENT A | Double Walled | Fiberglass Reinforced Plastic | Pressure | Double Walled | Fiberglass Reinforced Plastic
0-004761 | CENTRAL ARIZONA DISTRIBUTING | 4932 W PASADENA AVE | GLENDALE | AZ | 85301 | Maricopa | 1 | Perm Closure | 1974-05-02 | 10000 | Gasoline | COMPARTMENT A | Double Walled | Asphalt coated or Bare Steel |  |  |  | Removal | 1990-05-10
0-009758 | DIGITAL 2121 SOUTH PRICE | 2121 S PRICE RD | CHANDLER | AZ | 85286 | Maricopa | 6 | Open | 2007-09-13 | 25000 | Diesel | COMPARTMENT A | Double Walled | Fiberglass Reinforced Plastic | Suction - Check Valve at the Dispenser | Double Walled | Flexible
0-000778 | BROWN TANK & STEEL | 4300 S 15TH AVE | PHOENIX | AZ | 85041 | Maricopa | 1 | Perm Closure | 1976-01-01 | 5000 | Gasoline | COMPARTMENT A | Single Walled | Asphalt coated or Bare Steel |  |  |  | Removal | 1988-08-23
0-001062 | IKE'S MINI MARKET | 117 E FREMONT ST | TOMBSTONE | AZ | 85638 | Cochise | 7 | Open | 1989-03-01 | 6000 | Gasoline | COMPARTMENT A | Double Walled | Composite (Steel/Fiberglass) | Suction - Check Valve at the Tank Top | Single Walled | Bare or Galvanized Steel
0-005134 | GAS PLUS | 421 E SHELDON ST | PRESCOTT | AZ | 86301 | Yavapai | 3 | Perm Closure | 1976-01-01 | 4000 | Gasoline | COMPARTMENT A |  | Asphalt coated or Bare Steel | Pressure |  |  | Removal | 1995-07-12
0-003446 | ARCO AM/PM | 1349 S 4TH AVE | YUMA | AZ | 85364 | Yuma | 7 | Open | 2008-05-23 | 12000 | Gasoline | COMPARTMENT B | Double Walled | Fiberglass Reinforced Plastic | Pressure | Double Walled | Fiberglass Reinforced Plastic
0-005109 | WESTSIDE TIGERMART | 1315 N PINAL AVE | CASA GRANDE | AZ | 85122 | Pinal | 3 | Perm Closure | 1973-04-22 | 6000 | Gasoline | COMPARTMENT A | Double Walled | Asphalt coated or Bare Steel |  |  |  | Removal | 1988-12-01
0-003202 | MOBIL 18-602 | 1939 W BELL RD | PHOENIX | AZ | 85023 | Maricopa | 7 | Perm Closure | 1992-02-01 | 10000 | Gasoline | COMPARTMENT A | Double Walled | Fiberglass Reinforced Plastic | Pressure | Double Walled | Fiberglass Reinforced Plastic | Removal | 2003-05-28
0-003202 | MOBIL 18-602 | 1939 W BELL RD | PHOENIX | AZ | 85023 | Maricopa | 8 | Perm Closure | 1992-02-01 | 10000 | Gasoline | COMPARTMENT A | Double Walled | Fiberglass Reinforced Plastic | Pressure | Double Walled | Fiberglass Reinforced Plastic | Removal | 2003-05-28
0-003202 | MOBIL 18-602 | 1939 W BELL RD | PHOENIX | AZ | 85023 | Maricopa | 1 | Perm Closure | 2005-06-17 | 10000 | Gasoline | COMPARTMENT A |  | Asphalt coated or Bare Steel | Pressure |  |  | Removal | 1985-11-01
0-004611 | 7-ELEVEN #13019 | 744 E BROADWAY RD | MESA | AZ | 85204 | Maricopa | 1 | Perm Closure | 1970-05-05 | 3000 | Gasoline | COMPARTMENT A | Double Walled | Asphalt coated or Bare Steel |  |  |  | Removal | 1989-01-10
0-004438 | SEVEN-UP BOTTLING CO | 2460 N FLOWING WELLS RD | TUCSON | AZ | 85705 | Pima | 2 | Perm Closure | 1984-02-22 | 10000 | Diesel | COMPARTMENT A | Double Walled | Asphalt coated or Bare Steel |  |  |  | Removal | 1991-05-09
0-002463 | EXXON - CHINO VALLEY EXXON | 460 N STATE ROUTE 89 | CHINO VALLEY | AZ | 86323 | Yavapai | 1 | Perm Closure | 1976-05-05 | 6000 | Gasoline | COMPARTMENT A | Single Walled | Asphalt coated or Bare Steel |  |  |  | Removal | 1989-04-12
0-007561 | CITY OF MESA - EAST MESA SERVICE CENTER | 6935 E DECATUR ST | MESA | AZ | 85207 | Maricopa | 6 | Open | 1990-10-24 | 3000 | Used Oil/Waste Oil | COMPARTMENT A | Double Walled | Fiberglass Reinforced Plastic | Gravity Feed
0-009397 | 7-ELEVEN #32393 | 4354 E BASELINE RD | MESA | AZ | 85206 | Maricopa | 2 | Perm Closure | 1998-11-01 | 10000 | Gasoline | COMPARTMENT A | Double Walled | Fiberglass Reinforced Plastic | Pressure | Double Walled |  | Removal | 2003-04-29
0-001845 | EARNHARDT FORD | 777 E BASELINE RD | TEMPE | AZ | 85283 | Maricopa | 2 | Perm Closure | 1981-01-01 | 1000 | New Oil | COMPARTMENT A |  | Asphalt coated or Bare Steel |  |  |  | Removal | 1996-02-16
0-005132 | TRIPLE G DAIRY INC | 6145 N 99TH AVE | GLENDALE | AZ | 85305 | Maricopa | 1 | Perm Closure | 1976-04-25 | 6000 | Gasoline | COMPARTMENT A | Unknown | Asphalt coated or Bare Steel |  |  |  | Removal | 1990-05-23
0-006447 | SPEEDWAY STORE #2975 | 906 W HIGHWAY 92 | BISBEE | AZ | 85603 | Cochise | 3 | Open | 1990-11-01 | 6000 | Gasoline (PUL) | COMPARTMENT A | Single Walled | Fiberglass Reinforced Plastic | Pressure | Double Walled | Fiberglass Reinforced Plastic
0-005840 | PILOT TRAVEL CENTER #1180 | 41112 W INDIAN SCHOOL RD | TONOPAH | AZ | 85354 | Maricopa | 3 | Perm Closure | 1987-10-12 | 10000 | Gasoline | COMPARTMENT A | Double Walled | Fiberglass Reinforced Plastic | Pressure |  | Fiberglass Reinforced Plastic | Removal | 2018-11-15
0-000682 | THUMB BUTTE EXXON | 1451 W GURLEY ST | PRESCOTT | AZ | 86305 | Yavapai | 1 | Perm Closure | 1971-01-01 | 8000 | Gasoline | COMPARTMENT A | Single Walled | Asphalt coated or Bare Steel |  |  |  | Removal | 1988-01-01
0-002098 | SUN WEST TRADING POST | 905 W HOPI DR | HOLBROOK | AZ | 86025 | Navajo | 2 | Perm Closure | 1965-01-01 | 3000 | Gasoline | COMPARTMENT A |  | Asphalt coated or Bare Steel |  |  |  | Removal | 2006-10-26
0-002098 | SUN WEST TRADING POST | 905 W HOPI DR | HOLBROOK | AZ | 86025 | Navajo | 3 | Perm Closure | 1965-01-01 | 3000 | Gasoline | COMPARTMENT A |  | Asphalt coated or Bare Steel |  |  |  | Removal | 2006-10-26
0-007164 | WILLIAM ARLISKAS TRUST | 131 E NORTHVIEW AVE | PHOENIX | AZ | 85020 | Maricopa | 1 | Perm Closure | 2005-06-17 |  | Unidentified | COMPARTMENT A | Unknown | Asphalt coated or Bare Steel |  |  |  | Removal | 1991-01-24
0-005616 | WESTERN FARM SERVICE INC | 24602 E RITTENHOUSE RD | QUEEN CREEK | AZ | 85142 | Maricopa | 1 | Perm Closure | 1979-01-01 | 10000 | Gasoline | COMPARTMENT A |  | Asphalt coated or Bare Steel |  |  |  | Removal | 1987-10-07
0-005622 | WESTERN MEAT COMPANY | 3201 W SOUTHERN | PHOENIX | AZ | 85339 | Maricopa | 2 | Perm Closure | 1976-01-01 | 10000 | Gasoline | COMPARTMENT A |  | Asphalt coated or Bare Steel | Suction - Check Valve at the Tank Top |  |  | Removal | 1990-10-09
0-009723 | VALLE TRAVEL STOP LLC | 313 AZ-64 | WILLIAMS | AZ | 86046 | Coconino | 1 | Open | 1999-03-01 | 12000 | Gasoline | COMPARTMENT A | Double Walled | Composite (Steel/Fiberglass) | Pressure | Double Walled | Flexible
0-008443 | U OF A - LIFE SCIENCES | 1333 N MARTIN AVE | TUCSON | AZ | 85719 | Pima | 1 | Perm Closure | 1990-01-01 | 1000 | Diesel | COMPARTMENT A | Double Walled | Fiberglass Reinforced Plastic | Suction - Check Valve at the Tank Top | Single Walled | Bare or Galvanized Steel | Closed in Place | 2020-01-28
0-002658 | MERWYN C DAVIS REV TRUST |  | PAULDEN |  |  | Yavapai | 1 | Perm Closure | 1973-12-17 | 550 | Gasoline | COMPARTMENT A | Single Walled | Asphalt coated or Bare Steel |  |  |  | Closed in Place | 1988-12-01
0-008034 | DAVE CLARK CHEVRON | 1600 E ROUTE | FLAGSTAFF | AZ | 86001 | Coconino | 1 | Perm Closure | 1975-01-01 | 8000 | Gasoline | COMPARTMENT A | Double Walled | Asphalt coated or Bare Steel | Pressure |  | Bare or Galvanized Steel | Removal | 1997-11-17
0-001247 | CIRCLE K #519 | 7752 E WRIGHTSTOWN RD | TUCSON | AZ | 85715 | Pima | 2 | Perm Closure | 1971-01-01 | 10000 | Gasoline | COMPARTMENT A |  | Asphalt coated or Bare Steel |  |  |  | Removal | 1989-02-09
0-000543 | ARCO #1511 | 908 E BROADWAY RD | TEMPE | AZ | 85282 | Maricopa | 6 | Perm Closure | 2003-09-01 | 20000 | Gasoline | COMPARTMENT A | Double Walled | Fiberglass Reinforced Plastic | Pressure | Double Walled | Fiberglass Reinforced Plastic | Removal | 2011-03-18
0-009098 | JM BLAIR FACILITY | 204 N CORONADO BLVD | CLIFTON | AZ | 85533 | Greenlee | 2 | Perm Closure | 2005-06-17 | 1000 | Diesel | COMPARTMENT A | Double Walled | Asphalt coated or Bare Steel | Suction - Check Valve at the Dispenser |  | Bare or Galvanized Steel | Removal | 1997-05-08
0-000184 | ADPS - TUCSON DISTRICT OFFICE | 6401 S TUCSON BLVD | TUCSON | AZ | 85706 | Pima | 1 | Perm Closure | 1967-01-01 | 10000 | Gasoline | COMPARTMENT A | Single Walled | Asphalt coated or Bare Steel | Pressure | Single Walled | Bare or Galvanized Steel | Removal | 2017-02-15
0-001699 | CUMMINS SOUTHWEST INC | 2239 N BLACK CANYON HWY | PHOENIX | AZ | 85009 | Maricopa | 3 | Perm Closure | 1976-01-01 | 5000 | Gasoline | COMPARTMENT A |  | Asphalt coated or Bare Steel |  |  |  | Removal | 1988-12-31
0-001544 | CITIZENS UTILITIES - BULLHEAD CITY | 875 HANCOCK RD | BULLHEAD CITY | AZ | 86442 | Mohave | 3 | Perm Closure | 1977-01-01 | 500 | Diesel | COMPARTMENT A |  | Asphalt coated or Bare Steel | Suction - Check Valve at the Tank Top |  |  | Removal | 1999-01-12
0-005073 | INFINITI OF SCOTTSDALE INC | 6910 E MCDOWELL RD | SCOTTSDALE | AZ | 85257 | Maricopa | 4 | Perm Closure | 2004-08-06 | 10000 | Gasoline | COMPARTMENT A | Double Walled | Fiberglass Reinforced Plastic | Pressure | Double Walled | Fiberglass Reinforced Plastic | Removal | 2011-04-07
0-005073 | INFINITI OF SCOTTSDALE INC | 6910 E MCDOWELL RD | SCOTTSDALE | AZ | 85257 | Maricopa | 3 | Perm Closure | 1988-07-13 | 2000 | Gasoline | COMPARTMENT A | Double Walled | Fiberglass Reinforced Plastic | Pressure |  | Fiberglass Reinforced Plastic | Removal | 2000-07-13
0-005826 | USF&W - HAVASU NATIONAL WILDLIFE REFUGE |  | TOPOCK |  |  | Mohave | 3 | Perm Closure | 1964-01-01 | 1000 | Gasoline | COMPARTMENT A | Single Walled | Asphalt coated or Bare Steel |  |  |  | Removal | 1990-12-20
0-006335 | SPEEDWAY STORE #2883 | 999 S MAIN ST | COTTONWOOD | AZ | 86326 | Yavapai | 1 | Open | 1988-11-25 | 12000 | Gasoline (UL) | COMPARTMENT A | Double Walled | Fiberglass Reinforced Plastic | Pressure |  | Fiberglass Reinforced Plastic
0-006403 | LAKE POWELL TRAVEL PLAZA | 101 W GLEN DR | GREENHAVEN | AZ | 86036 | Coconino | 4 | Open | 2020-06-18 | 30000 | Gasoline (UL) | COMPARTMENT A | Double Walled | Fiberglass Reinforced Plastic | Pressure | Double Walled | Flexible
0-005060 | MARVIN TIPTON |  | TACNA |  |  | Yuma | 1 | Perm Closure | 1970-01-01 | 2000 | Gasoline | COMPARTMENT A |  | Asphalt coated or Bare Steel |  |  |  | Removal | 1983-07-01
0-009532 | QUIKTRIP #461 | 2535 W CAMELBACK RD | PHOENIX | AZ | 85017 | Maricopa | 4 | Perm Closure | 2005-06-17 | 8000 | Gasoline | COMPARTMENT A | Unknown | Asphalt coated or Bare Steel |  |  |  | Removal | 1987-05-14
0-002495 | SOLON CORPORATION | 6950 S COUNTRY CLUB RD | TUCSON | AZ | 85756 | Pima | 3 | Perm Closure | 1978-05-07 | 500 | Diesel | COMPARTMENT A | Unknown | Unknown |  |  |  | Removal | 1987-10-01
0-006209 | GLENDALE ELEMENTARY SCHOOL DISTRICT #40 | 7015 W MARYLAND AVE | GLENDALE | AZ | 85303 | Maricopa | 1 | Open | 1988-01-01 | 6000 | Gasoline | COMPARTMENT A | Double Walled | Fiberglass Reinforced Plastic | Pressure | Double Walled | Fiberglass Reinforced Plastic
0-001453 | CIRCLE K #2701622 | 3404 N 19TH AVE | PHOENIX | AZ | 85015 | Maricopa | 2 | Open | 1985-01-01 | 10000 | Gasoline (PUL) | COMPARTMENT A | Double Walled | Fiberglass Reinforced Plastic | Pressure |  | Fiberglass Reinforced Plastic
0-005819 | CIRCLE K #2705069 | 4301 W THOMAS RD | PHOENIX | AZ | 85031 | Maricopa | 1 | Open | 1989-06-01 | 10000 | Gasoline | COMPARTMENT A | Double Walled | Fiberglass Reinforced Plastic | Pressure | Single Walled | Fiberglass Reinforced Plastic
0-010048 | SANTA ROSA MANAGEMENT | 3702 N BISHOP LN | SCOTTSDALE | AZ | 85251 | Maricopa | 1 | Perm Closure | 2005-06-17 | 1500 | Unidentified | COMPARTMENT A | Single Walled | Asphalt coated or Bare Steel |  |  |  | Removal | 2004-12-21
0-006115 | JIM WEATHERFORD | 3138 W DURANGO ST | PHOENIX | AZ | 85009 | Maricopa | 1 | Perm Closure | 1976-04-12 | 10000 | Unidentified | COMPARTMENT A | Unknown | Asphalt coated or Bare Steel |  |  |  | Removal | 1991-06-27
0-002079 | CONTINENTAL ELEMENTARY SCHOOL | 1991 E WHITEHOUSE RD | GREEN VALLEY | AZ | 85614 | Pima | 3 | Perm Closure | 1983-06-13 | 5000 | Diesel | COMPARTMENT A | Single Walled | Asphalt coated or Bare Steel | Suction - Check Valve at the Tank Top |  |  | Removal | 1994-02-14
0-006228 | CIRCLE K #2703747 | 2730 N SCOTTSDALE RD | TEMPE | AZ | 85281 | Maricopa | 4 | Perm Closure | 1969-01-01 | 10000 | Gasoline | COMPARTMENT A |  | Asphalt coated or Bare Steel |  |  |  | Removal | 1988-06-01
0-004556 | CIRCLE K #2708830 | 7410 W OLIVE AVE | PEORIA | AZ | 85345 | Maricopa | 2 | Perm Closure | 1987-07-13 | 10000 | Gasoline | COMPARTMENT A | Double Walled | Fiberglass Reinforced Plastic | Pressure |  | Fiberglass Reinforced Plastic | Removal | 2005-05-24
0-004556 | CIRCLE K #2708830 | 7410 W OLIVE AVE | PEORIA | AZ | 85345 | Maricopa | 1 | Perm Closure | 1987-07-13 | 10000 | Gasoline | COMPARTMENT A | Double Walled | Fiberglass Reinforced Plastic | Pressure |  | Fiberglass Reinforced Plastic | Removal | 2005-05-24
0-007434 | CIRCLE K #2701750 | 5049 W PEORIA AVE | GLENDALE | AZ | 85302 | Maricopa | 3 | Open | 1987-09-01 | 10000 | Gasoline | COMPARTMENT A | Single Walled | Fiberglass Reinforced Plastic | Pressure | Single Walled | Fiberglass Reinforced Plastic
0-001935 | EMPIRE MACHINERY | 119 W IRON AVE | MESA | AZ | 85210 | Maricopa | 2 | Perm Closure | 1985-01-01 | 6600 | Unidentified | COMPARTMENT A |  | Asphalt coated or Bare Steel |  |  |  | Removal | 1988-09-21
0-006071 | PARCEL 225-27-128 | 8694 S HIGHWAY 95 | MOHAVE VALLEY | AZ | 86440 | Mohave | 1 | Perm Closure | 1968-04-04 | 3000 | Unidentified | COMPARTMENT A | Double Walled | Asphalt coated or Bare Steel |  |  |  | Removal | 1989-11-28
0-001849 | EDWARD OLDSMOBILE | 530 E MCDOWELL RD | PHOENIX | AZ | 85004 | Maricopa | 4 | Perm Closure | 1958-01-01 | 4000 | New Oil | COMPARTMENT A |  | Asphalt coated or Bare Steel |  |  |  | Removal | 1989-06-15
0-002967 | SPEEDWAY STORE #2983 | 6777 N SANDARIO RD | MARANA | AZ | 85743 | Pima | 3 | Open | 2006-06-26 | 4000 | Diesel | COMPARTMENT A | Double Walled | Composite (Steel/Fiberglass) | Pressure | Double Walled | Fiberglass Reinforced Plastic
0-002967 | SPEEDWAY STORE #2983 | 6777 N SANDARIO RD | MARANA | AZ | 85743 | Pima | 1 | Perm Closure | 1986-09-27 | 10000 | Gasoline | COMPARTMENT A | Single Walled | Asphalt coated or Bare Steel |  |  |  | Removal | 2006-04-18
0-005334 | ROLLINS LEASING CORP | 3655 E REFINERY WAY | TUCSON | AZ | 85713 | Pima | 3 | Perm Closure | 1976-01-01 | 500 | Used Oil/Waste Oil | COMPARTMENT A | Single Walled | Asphalt coated or Bare Steel |  |  |  | Removal | 1990-04-03
0-009085 | ROYAL ROAD MARKET | 1200 E PATAGONIA HWY | NOGALES | AZ | 85621 | Santa Cruz | 2 | Open | 1996-11-01 | 8000 | Gasoline | COMPARTMENT A | Single Walled | Fiberglass Reinforced Plastic | Pressure | Double Walled | Fiberglass Reinforced Plastic
0-002539 | REILING ENTERPRISES | 1837 N 27TH AVE | PHOENIX | AZ | 85009 | Maricopa | 1 | Perm Closure | 1976-01-01 | 2000 | Gasoline | COMPARTMENT A | Single Walled | Asphalt coated or Bare Steel | Pressure | Single Walled | Bare or Galvanized Steel | Removal | 1993-12-15
0-002539 | REILING ENTERPRISES | 1837 N 27TH AVE | PHOENIX | AZ | 85009 | Maricopa | 2 | Perm Closure | 1974-01-01 | 3000 | Gasoline | COMPARTMENT A | Single Walled | Asphalt coated or Bare Steel |  |  |  | Removal | 1988-04-01
0-008276 | RENTAL CAR QUICK TURNAROUND | 2620 E AIRPORT DR | TUCSON | AZ | 85756 | Pima | 4 | Open | 1995-03-03 | 12000 | Gasoline | COMPARTMENT A | Double Walled | Fiberglass Reinforced Plastic | Pressure | Double Walled | Fiberglass Reinforced Plastic
0-008276 | RENTAL CAR QUICK TURNAROUND | 2620 E AIRPORT DR | TUCSON | AZ | 85756 | Pima | 1 | Open | 1993-11-01 | 12000 | Gasoline | COMPARTMENT A | Double Walled | Fiberglass Reinforced Plastic | Pressure | Double Walled | Fiberglass Reinforced Plastic
0-002788 | SPEEDSMART | 5103 W PEORIA AVE | GLENDALE | AZ | 85302 | Maricopa | 7 | Open | 2007-12-01 | 12000 | Gasoline | COMPARTMENT A | Double Walled | Fiberglass Reinforced Plastic | Pressure | Double Walled | Fiberglass Reinforced Plastic
0-002788 | SPEEDSMART | 5103 W PEORIA AVE | GLENDALE | AZ | 85302 | Maricopa | 4 | Perm Closure | 1978-01-01 | 10000 | Gasoline | COMPARTMENT A |  | Asphalt coated or Bare Steel | Pressure | Double Walled | Flexible | Removal | 2007-10-10
0-007138 | CITY OF PRESCOTT - FIRE DEPARTMENT #2 | 1700 W IRON SPRINGS RD | PRESCOTT | AZ | 86305 | Yavapai | 3 | Perm Closure | 1978-06-01 | 1000 | Diesel | COMPARTMENT A | Unknown | Asphalt coated or Bare Steel | Pressure |  |  | Removal | 1992-10-06
0-007138 | CITY OF PRESCOTT - FIRE DEPARTMENT #2 | 1700 W IRON SPRINGS RD | PRESCOTT | AZ | 86305 | Yavapai | 2 | Perm Closure | 1978-06-01 | 1000 | Gasoline | COMPARTMENT A | Unknown | Asphalt coated or Bare Steel | Pressure |  |  | Removal | 1992-10-06
0-007311 | PRO-TIRE WHEEL | 3355 E SPEEDWAY BLVD | TUCSON | AZ | 85716 | Pima | 1 | Perm Closure | 1970-01-01 | 550 | Used Oil/Waste Oil | COMPARTMENT A | Unknown | Asphalt coated or Bare Steel | Gravity Feed |  |  | Removal | 1991-07-02
0-007122 | YOUR AUTO SERVICE | 521 S GILBERT RD | MESA | AZ | 85204 | Maricopa | 1 | Perm Closure | 1989-04-15 | 4000 | Used Oil/Waste Oil | COMPARTMENT A | Double Walled | Asphalt coated or Bare Steel | Gravity Feed |  |  | Removal | 1998-02-17
0-009430 | TOOR FACILITY #206568 | 2427 W THOMAS RD | PHOENIX | AZ | 85015 | Maricopa | 2 | Open | 1997-09-17 | 15000 | Gasoline | COMPARTMENT A | Double Walled | Fiberglass Reinforced Plastic | Pressure | Double Walled | Fiberglass Reinforced Plastic
0-001871 | CIRCLE K STORE #2705405 | 2515 W GLENDALE AVE | PHOENIX | AZ | 85051 | Maricopa | 2 | Open | 1984-01-01 | 10000 | Diesel | COMPARTMENT A | Double Walled | Fiberglass Reinforced Plastic | Pressure |  | Fiberglass Reinforced Plastic
0-002021 | CIRCLE K #5592 | 367 E MCKELLIPS RD | MESA | AZ | 85201 | Maricopa | 3 | Perm Closure | 1967-01-01 | 8000 | Gasoline | COMPARTMENT A | Single Walled | Asphalt coated or Bare Steel | Suction - Check Valve at the Tank Top | Single Walled | Bare or Galvanized Steel | Removal | 1996-12-15
0-002021 | CIRCLE K #5592 | 367 E MCKELLIPS RD | MESA | AZ | 85201 | Maricopa | 2 | Perm Closure | 1967-01-01 | 8000 | Gasoline | COMPARTMENT A | Single Walled | Asphalt coated or Bare Steel | Suction - Check Valve at the Tank Top | Single Walled | Bare or Galvanized Steel | Removal | 1996-12-15
0-002021 | CIRCLE K #5592 | 367 E MCKELLIPS RD | MESA | AZ | 85201 | Maricopa | 5 | Perm Closure | 2005-06-17 | 500 | Used Oil/Waste Oil | COMPARTMENT A | Single Walled | Asphalt coated or Bare Steel | Gravity Feed |  |  | Removal | 1996-12-15
0-003388 | SUPERSTITION CRISMON SOC #141242 | 220 S CRISMON RD | MESA | AZ | 85208 | Maricopa | 3 | Perm Closure | 1973-01-01 | 10000 | Diesel | COMPARTMENT A |  | Asphalt coated or Bare Steel | Pressure |  | Fiberglass Reinforced Plastic | Removal | 1995-02-09
0-000534 | ARCO #5271 | 1825 N 24TH ST | PHOENIX | AZ | 85008 | Maricopa | 6 | Perm Closure | 1993-11-01 | 10000 | Gasoline | COMPARTMENT A | Double Walled | Fiberglass Reinforced Plastic | Pressure | Double Walled | Fiberglass Reinforced Plastic | Removal | 2019-11-01
0-003422 | CENTURYLINK - PHOENIX PUBLIC TELEPHONE CENTER | 5118 N 23RD AVE | PHOENIX | AZ | 85015 | Maricopa | 3 | Perm Closure | 1995-09-01 | 6000 | Gasoline | COMPARTMENT A | Double Walled | Composite (Steel/Fiberglass) | Pressure |  | Fiberglass Reinforced Plastic | Removal | 2012-12-15
0-003422 | CENTURYLINK - PHOENIX PUBLIC TELEPHONE CENTER | 5118 N 23RD AVE | PHOENIX | AZ | 85015 | Maricopa | 2 | Perm Closure | 1978-01-01 | 10000 | Gasoline | COMPARTMENT A |  | Asphalt coated or Bare Steel | Pressure |  | Fiberglass Reinforced Plastic | Removal | 1995-09-27
0-010575 | QUIKTRIP #458 | 2836 N 27TH AVE | PHOENIX | AZ | 85009 | Maricopa | 1 | Open | 2016-09-21 | 10000 | Other | COMPARTMENT B | Double Walled | Fiberglass Reinforced Plastic | Pressure | Double Walled | Flexible
0-010556 | QUIKTRIP #430 | 6721 W THUNDERBIRD RD | PEORIA | AZ | 85381 | Maricopa | 1 | Open | 2015-12-24 | 10000 | Other | COMPARTMENT B | Double Walled | Fiberglass Reinforced Plastic | Pressure | Double Walled | Flexible
0-004919 | TEXACO #60-349-0026 | 1551 E INDIAN SCHOOL RD | PHOENIX | AZ | 85014 | Maricopa | 3 | Perm Closure | 1971-05-08 | 8000 | Gasoline | COMPARTMENT A | Double Walled | Asphalt coated or Bare Steel |  |  |  | Removal | 1987-01-01
0-004919 | TEXACO #60-349-0026 | 1551 E INDIAN SCHOOL RD | PHOENIX | AZ | 85014 | Maricopa | 4 | Perm Closure | 1971-05-08 | 550 | Used Oil/Waste Oil | COMPARTMENT A | Double Walled | Asphalt coated or Bare Steel |  |  |  | Removal | 1987-01-01
0-002832 | ASARCO LLC RAY MINE OPERATIONS | 27809 N MINERAL CREEK RD | KEARNY | AZ | 85137 | Pinal | 9 | Perm Closure | 1968-01-01 | 3772 | Gasoline | COMPARTMENT A |  | Asphalt coated or Bare Steel |  |  |  | Removal | 1989-12-14
0-002832 | ASARCO LLC RAY MINE OPERATIONS | 27809 N MINERAL CREEK RD | KEARNY | AZ | 85137 | Pinal | 6 | Perm Closure | 1975-01-01 | 12000 | Gasoline | COMPARTMENT A |  | Asphalt coated or Bare Steel | Pressure |  | Bare or Galvanized Steel | Removal | 1993-05-05
0-002832 | ASARCO LLC RAY MINE OPERATIONS | 27809 N MINERAL CREEK RD | KEARNY | AZ | 85137 | Pinal | 2 | Perm Closure | 1975-01-01 | 12000 | Gasoline | COMPARTMENT A |  | Asphalt coated or Bare Steel | Pressure |  | Bare or Galvanized Steel | Removal | 1993-05-05
0-009930 | PARKS MERCANTILE & FEED | 518 N PARKS RD | PARKS | AZ | 86018 | Coconino | 2 | Open | 2003-01-14 | 10000 | Gasoline | COMPARTMENT A | Double Walled | Composite (Steel/Fiberglass) | Pressure | Double Walled | Flexible
0-009930 | PARKS MERCANTILE & FEED | 518 N PARKS RD | PARKS | AZ | 86018 | Coconino | 1 | Open | 2003-01-14 | 5000 | Gasoline | COMPARTMENT A | Double Walled | Composite (Steel/Fiberglass) | Pressure | Double Walled | Flexible
0-006028 | HOWARD DITCHING - FORMER | 1845 N 28TH AVE | PHOENIX | AZ | 85008 | Maricopa | 3 | Perm Closure | 2005-06-17 | 10000 | Diesel | COMPARTMENT A | Unknown | Asphalt coated or Bare Steel |  |  |  | Removal | 1998-02-18
0-006028 | HOWARD DITCHING - FORMER | 1845 N 28TH AVE | PHOENIX | AZ | 85008 | Maricopa | 2 | Perm Closure | 1978-04-01 | 5000 | Diesel | COMPARTMENT A | Unknown | Asphalt coated or Bare Steel |  |  |  | Removal | 1998-02-18
0-006028 | HOWARD DITCHING - FORMER | 1845 N 28TH AVE | PHOENIX | AZ | 85008 | Maricopa | 5 | Perm Closure | 2005-06-17 | 10000 | Gasoline | COMPARTMENT A | Unknown | Asphalt coated or Bare Steel |  |  |  | Removal | 1998-02-18
0-006303 | CEDIC DEVELOPMENT CO | 131 JORDAN RD | SEDONA | AZ | 86336 | Coconino | 4 | Perm Closure | 1980-01-01 | 4000 | Gasoline | COMPARTMENT A |  | Asphalt coated or Bare Steel | Pressure |  | Fiberglass Reinforced Plastic | Removal | 2001-11-28
0-006303 | CEDIC DEVELOPMENT CO | 131 JORDAN RD | SEDONA | AZ | 86336 | Coconino | 5 | Perm Closure | 1980-01-01 | 1000 | Gasoline | COMPARTMENT A | Double Walled | Asphalt coated or Bare Steel |  |  |  | Removal | 2001-11-28
0-000964 | THE CARWASHER | 1440 S LONGMORE | MESA | AZ | 85202 | Maricopa | 1 | Perm Closure | 1984-01-01 | 12000 | Gasoline | COMPARTMENT A | Single Walled | Fiberglass Reinforced Plastic | Gravity Feed |  | Fiberglass Reinforced Plastic | Removal | 2006-06-26
0-009967 | PAYNE CONTRACTORS PROPERTY | 2801 N 35TH AVE | PHOENIX | AZ | 85009 | Maricopa | 4 | Perm Closure | 1950-01-01 | 8000 | Gasoline | COMPARTMENT A | Double Walled | Asphalt coated or Bare Steel | Pressure |  | Bare or Galvanized Steel | Removal | 2003-10-14
0-009967 | PAYNE CONTRACTORS PROPERTY | 2801 N 35TH AVE | PHOENIX | AZ | 85009 | Maricopa | 2 | Perm Closure | 1950-01-01 | 6000 | Gasoline | COMPARTMENT A | Double Walled | Asphalt coated or Bare Steel | Pressure |  | Bare or Galvanized Steel | Removal | 2003-10-14
0-003988 | FORMER PUREGRO UNIT 0776040 | 1450 N MCQUEEN RD | GILBERT | AZ | 85233 | Maricopa | 1 | Perm Closure | 1970-05-02 | 2000 | Gasoline | COMPARTMENT A | Double Walled | Asphalt coated or Bare Steel |  |  |  | Removal | 1989-06-19
0-002411 | USDOJ FCI - SAFFORD | 1529 W STATE ROUTE 366 | SAFFORD | AZ | 85546 | Graham | 1 | Perm Closure | 1972-01-01 | 1000 | Gasoline | COMPARTMENT A | Single Walled | Asphalt coated or Bare Steel |  |  |  | Removal | 1993-12-01
0-005578 | FRONTIER MARKET | 3768 W GOLF COURSE RD | THATCHER | AZ | 85552 | Graham | 1 | Perm Closure | 1976-01-01 | 10000 | Gasoline | COMPARTMENT A |  | Asphalt coated or Bare Steel |  |  |  | Removal | 1995-06-15
0-004375 | SCHMELZLA OIL CO | 200 N HASKELL AVE | WILLCOX | AZ | 85643 | Cochise | 3 | Perm Closure | 2005-06-17 |  | Unidentified | COMPARTMENT A |  | Asphalt coated or Bare Steel |  |  |  | Removal | 1981-10-01
0-004375 | SCHMELZLA OIL CO | 200 N HASKELL AVE | WILLCOX | AZ | 85643 | Cochise | 2 | Perm Closure | 1967-01-01 | 10000 | Diesel | COMPARTMENT A |  | Asphalt coated or Bare Steel |  |  |  | Removal | 1988-12-01
0-002865 | KMART #3228 | 2526 W NORTHERN AVE | PHOENIX | AZ | 85051 | Maricopa | 1 | Perm Closure | 1978-04-28 | 1000 | Used Oil/Waste Oil | COMPARTMENT A | Double Walled | Asphalt coated or Bare Steel | Gravity Feed |  |  | Removal | 1992-06-09
0-008028 | BROWN TIRE COMPANY | 1940 E BUCHANAN AVE | PHOENIX | AZ | 85034 | Maricopa | 1 | Perm Closure | 2005-06-17 | 2000 | Gasoline | COMPARTMENT A | Double Walled | Asphalt coated or Bare Steel |  |  |  | Removal | 1991-04-15
0-000388 | STOTZ EQUIPMENT | 11111 W MCDOWELL RD | AVONDALE | AZ | 85392 | Maricopa | 1 | Perm Closure | 1976-01-01 | 1000 | Used Oil/Waste Oil | COMPARTMENT A |  | Asphalt coated or Bare Steel |  |  |  | Removal | 1991-04-11
0-004344 | G & M TIRES | 132 E RAILROAD AVE | WILLIAMS | AZ | 86046 | Coconino | 3 | Perm Closure | 1971-01-01 | 2000 | Gasoline | COMPARTMENT A |  | Asphalt coated or Bare Steel |  |  |  | Removal | 1994-02-04
0-005565 | MEXICO WAY MARKET | 9418 S NOGALES HWY | TUCSON | AZ | 85756 | Pima | 2 | Perm Closure | 1973-01-01 | 4000 | Gasoline | COMPARTMENT A | Single Walled | Asphalt coated or Bare Steel | Suction - Check Valve at the Tank Top | Single Walled | Bare or Galvanized Steel | Removal | 1999-07-15
0-004986 | FLYERS ENERGY 3057 | 3555 S RICHEY BLVD | TUCSON | AZ | 85713 | Pima | 5 | Open | 1979-01-01 | 12000 | Diesel #2 | COMPARTMENT A | Single Walled | Asphalt coated or Bare Steel | Pressure | Double Walled | Fiberglass Reinforced Plastic
0-004369 | FIRESTONE #2636/013234 | 233 GROVE AVE | PRESCOTT | AZ | 86301 | Yavapai | 1 | Perm Closure | 1971-08-26 | 500 | Used Oil/Waste Oil | COMPARTMENT A | Double Walled | Asphalt coated or Bare Steel | Gravity Feed |  | Bare or Galvanized Steel | Removal | 1994-02-14
0-006500 | MARANA MIDDLE SCHOOL | 11279 W GRIER RD | MARANA | AZ | 85653 | Pima | 5 | Perm Closure | 1979-11-01 | 10000 | Gasoline | COMPARTMENT A | Unknown | Asphalt coated or Bare Steel | Suction - Check Valve at the Tank Top |  |  | Removal | 1994-01-20
0-004827 | G&K HEBER SERVICE | 1823 HIGHWAY 60 | HEBER | AZ | 85928 | Navajo | 2 | Perm Closure | 2005-06-17 | 5000 | Gasoline | COMPARTMENT A | Double Walled | Asphalt coated or Bare Steel |  |  |  | Removal | 2005-08-17
0-000909 | CIRCLE K STORE #2706644 | 1850 W UNION HILLS DR | PHOENIX | AZ | 85027 | Maricopa | 5 | Perm Closure | 1975-01-01 | 12000 | Gasoline | COMPARTMENT A |  | Asphalt coated or Bare Steel | Pressure |  |  | Removal | 1991-06-11
0-004110 | RAY LUMBER CO - MAIN YARD | 5035 TOM MURRAY AVE | GLENDALE | AZ | 85301 | Maricopa | 3 | Perm Closure | 1964-06-24 | 500 | Gasoline | COMPARTMENT A | Double Walled | Asphalt coated or Bare Steel |  |  |  | Removal | 1979-01-01
0-004357 | RAMADA LIMITED | 1701 W BASELINE RD | GUADALUPE | AZ | 85283 | Maricopa | 5 | Perm Closure | 1980-01-24 | 10000 | Diesel | COMPARTMENT A | Double Walled | Asphalt coated or Bare Steel |  |  |  | Removal | 1991-12-19
0-004357 | RAMADA LIMITED | 1701 W BASELINE RD | GUADALUPE | AZ | 85283 | Maricopa | 2 | Perm Closure | 1980-01-24 | 8000 | Gasoline | COMPARTMENT A | Double Walled | Asphalt coated or Bare Steel | Pressure |  | Bare or Galvanized Steel | Removal | 1991-12-19
0-001969 | GILL'S & SONS | 6002 N BLACK CANYON HWY | PHOENIX | AZ | 85017 | Maricopa | 5 | Open | 1999-08-17 | 15000 | Gasoline | COMPARTMENT A | Double Walled | Fiberglass Reinforced Plastic | Pressure | Double Walled | Fiberglass Reinforced Plastic
0-005306 | MCAFEE CONSOLIDATED | 840 E SOUTHERN AVE | MESA | AZ | 85204 | Maricopa | 3 | Perm Closure | 1979-01-01 | 3000 | Diesel | COMPARTMENT A | Double Walled | Asphalt coated or Bare Steel | Suction - Check Valve at the Tank Top |  |  | Removal | 1991-12-09
0-002638 | AUTOMOTIVE DYNAMICS | 10222 W SANTA FE DR | SUN CITY | AZ | 85351 | Maricopa | 2 | Perm Closure | 1966-03-23 | 2000 | Unidentified | COMPARTMENT A | Double Walled | Asphalt coated or Bare Steel |  |  |  | Removal | 1989-07-01
0-003404 | PHOENIX MIDRIVERS CO #143120 | 13202 N 111TH AVE | YOUNGTOWN | AZ | 85363 | Maricopa | 2 | Open | 1999-10-20 | 2500 | Diesel | COMPARTMENT A | Double Walled | Fiberglass Reinforced Plastic | Suction - Check Valve at the Tank Top | Double Walled | Fiberglass Reinforced Plastic
0-001098 | VALLEY METRO - CENTRAL STATION | 302 N CENTRAL AVE | PHOENIX | AZ | 85004 | Maricopa | 6 | Perm Closure | 2005-06-17 | 5000 | Gasoline | COMPARTMENT A |  | Asphalt coated or Bare Steel |  |  |  | Removal | 1996-07-24
0-000965 | THE CARWASHER | 7501 E INDIAN SCHOOL RD | SCOTTSDALE | AZ | 85251 | Maricopa | 1 | Perm Closure | 1973-01-01 | 10000 | Gasoline | COMPARTMENT A |  | Asphalt coated or Bare Steel |  |  |  | Removal | 1988-02-01
0-000965 | THE CARWASHER | 7501 E INDIAN SCHOOL RD | SCOTTSDALE | AZ | 85251 | Maricopa | 3 | Perm Closure | 1973-01-01 | 10000 | Gasoline | COMPARTMENT A |  | Asphalt coated or Bare Steel |  |  |  | Removal | 1988-02-01
0-000965 | THE CARWASHER | 7501 E INDIAN SCHOOL RD | SCOTTSDALE | AZ | 85251 | Maricopa | 4 | Perm Closure | 1988-01-28 | 10000 | Gasoline | COMPARTMENT A |  | Fiberglass Reinforced Plastic | Suction - Check Valve at the Tank Top |  | Fiberglass Reinforced Plastic | Removal | 2007-08-15
0-010014 | UPS MESA | 5552 E INVERNESS AVE | MESA | AZ | 85206 | Maricopa | 2 | Open | 2004-02-04 | 12000 | Diesel | COMPARTMENT A | Double Walled | Fiberglass Reinforced Plastic | Pressure | Double Walled | Fiberglass Reinforced Plastic
0-000386 | SUPER PLUS 98 | 1133 E INDIAN SCHOOL RD | PHOENIX | AZ | 85014 | Maricopa | 3 | Perm Closure | 1976-01-01 | 10000 | Gasoline | COMPARTMENT A | Double Walled | Fiberglass Reinforced Plastic | Pressure |  | Fiberglass Reinforced Plastic | Removal | 2000-11-15
0-001527 | CIRCLE K #2701859 | 702 W MCDOWELL RD | PHOENIX | AZ | 85007 | Maricopa | 3 | Open | 1986-01-01 | 10000 | Gasoline | COMPARTMENT A | Single Walled | Fiberglass Reinforced Plastic | Pressure |  | Fiberglass Reinforced Plastic
0-003091 | T & M TEXACO | 201 W SECOND ST | WINSLOW | AZ | 86047 | Navajo | 2 | Perm Closure | 1963-01-01 | 2000 | Gasoline | COMPARTMENT A | Single Walled | Asphalt coated or Bare Steel |  |  |  | Removal | 1988-01-01
0-008322 | THE SNAK SHAK | 1113 S TILBURY DR | KEARNY | AZ | 85137 | Pinal | 2 | Temp Closure | 1990-04-01 | 10000 | Diesel | COMPARTMENT A | Single Walled | Asphalt coated or Bare Steel | Pressure | Single Walled | Fiberglass Reinforced Plastic |  | 2019-03-21
0-008115 | ALL VALLEY WRECKER | 3401 S 39TH AVE | PHOENIX | AZ | 85009 | Maricopa | 1 | Perm Closure | 1983-01-01 | 10000 | Diesel | COMPARTMENT A | Double Walled | Asphalt coated or Bare Steel | Pressure |  |  | Removal | 1993-02-05
0-009656 | STEWART PROPERTY | 3410 S 107TH AVE | TOLLESON | AZ | 85392 | Maricopa | 1 | Perm Closure | 2005-06-17 | 1000 | Gasoline | COMPARTMENT A | Single Walled | Asphalt coated or Bare Steel | Suction - Check Valve at the Dispenser |  | Bare or Galvanized Steel | Removal | 2000-10-12
0-009924 | SIGNATURE FLIGHT SUPPORT | 15290 N 78TH WAY | SCOTTSDALE | AZ | 85260 | Maricopa | 3 | Open | 2003-02-17 | 30000 | Aviation Gasoline | COMPARTMENT A | Double Walled | Fiberglass Reinforced Plastic | Suction - Check Valve at the Dispenser | Double Walled | Fiberglass Reinforced Plastic
0-006538 | CITY OF SCOTTSDALE - POLICE DEPARTMENT DISTRICT 2 | 9065 E VIA LINDA | SCOTTSDALE | AZ | 85258 | Maricopa | 1 | Open | 1988-01-01 | 15000 | Gasoline | COMPARTMENT A | Double Walled | Fiberglass Reinforced Plastic | Pressure
0-000849 | DESERT SANDSCAPES | 860 E 19TH ST | TUCSON | AZ | 85719 | Pima | 2 | Perm Closure | 1982-01-01 | 4000 | Gasoline | COMPARTMENT A |  | Asphalt coated or Bare Steel |  |  |  | Removal | 1992-03-15
0-003029 | DESTINY PHOENIX RV RESORT | 416 N CITRUS RD | GOODYEAR | AZ | 85338 | Maricopa | 1 | Perm Closure | 1986-07-07 | 5000 | Gasoline | COMPARTMENT A |  | Asphalt coated or Bare Steel | Pressure |  |  | Removal | 2004-05-03
0-005749 | CITY OF FLAGSTAFF - FIRE STATION 3 | 4800 E RAILHEAD AVE | FLAGSTAFF | AZ | 86004 | Coconino | 1 | Perm Closure | 1978-01-01 | 635 | Gasoline | COMPARTMENT A | Single Walled | Asphalt coated or Bare Steel | Suction - Check Valve at the Tank Top | Single Walled | Bare or Galvanized Steel | Removal | 1992-07-06
0-001196 | CIRCLE K #2700225 | 500 W PIMA ST | GILA BEND | AZ | 85337 | Maricopa | 3 | Perm Closure | 1985-01-01 | 10000 | Gasoline | COMPARTMENT A | Double Walled | Fiberglass Reinforced Plastic | Pressure | Single Walled | Fiberglass Reinforced Plastic | Removal | 2018-02-15
0-001442 | CIRCLE K #2701581 | 2004 S 6TH AVE | TUCSON | AZ | 85713 | Pima | 2 | Open | 1985-01-01 | 10000 | Gasoline | COMPARTMENT A | Double Walled | Fiberglass Reinforced Plastic | Pressure | Double Walled | Fiberglass Reinforced Plastic
0-001483 | CIRCLE K #2701792 | 1009 S BEELINE HWY | PAYSON | AZ | 85541 | Gila | 6 | Open | 2020-04-27 | 12000 | Diesel | COMPARTMENT A | Double Walled | Fiberglass Reinforced Plastic | Pressure | Double Walled | Fiberglass Reinforced Plastic
0-001483 | CIRCLE K #2701792 | 1009 S BEELINE HWY | PAYSON | AZ | 85541 | Gila | 3 | Perm Closure | 1985-01-01 | 10000 | Gasoline | COMPARTMENT A | Double Walled | Fiberglass Reinforced Plastic | Pressure |  | Fiberglass Reinforced Plastic | Removal | 2019-10-16
0-008192 | FORD DEALERSHIP | 7111 E CAMELBACK RD | SCOTTSDALE | AZ | 85251 | Maricopa | 8 | Perm Closure | 2005-06-17 | 100 | Unidentified | COMPARTMENT A | Unknown | Asphalt coated or Bare Steel |  |  |  | Removal | 1994-01-16
0-008192 | FORD DEALERSHIP | 7111 E CAMELBACK RD | SCOTTSDALE | AZ | 85251 | Maricopa | 7 | Perm Closure | 2005-06-17 | 100 | Unidentified | COMPARTMENT A | Unknown | Asphalt coated or Bare Steel |  |  |  | Removal | 1994-01-16
0-004553 | CIRCLE K #2701953 | 1395 W MIRACLE MILE | TUCSON | AZ | 85705 | Pima | 2 | Perm Closure | 1986-01-01 | 10000 | Gasoline | COMPARTMENT A | Single Walled | Fiberglass Reinforced Plastic | Pressure | Single Walled | Fiberglass Reinforced Plastic | Removal | 2013-10-30
0-004553 | CIRCLE K #2701953 | 1395 W MIRACLE MILE | TUCSON | AZ | 85705 | Pima | 11 | Open | 2014-01-01 | 12000 | Diesel | COMPARTMENT A | Double Walled | Fiberglass Reinforced Plastic | Pressure | Double Walled | Fiberglass Reinforced Plastic
0-002131 | FIRESTONE TIRE & RUBBER CO | 3307 N CENTRAL AVE | PHOENIX | AZ | 85012 | Maricopa | 2 | Perm Closure | 1956-01-01 | 12000 | Unidentified | COMPARTMENT A |  | Asphalt coated or Bare Steel |  |  |  | Closed in Place | 1970-04-02
0-002148 | FLAGSTAFF INNER BASIN WELLFIELD |  | FLAGSTAFF |  |  | Coconino | 1 | Perm Closure | 1970-02-13 | 2000 | Diesel | COMPARTMENT A | Single Walled | Asphalt coated or Bare Steel |  |  |  | Removal | 1989-09-29
0-002148 | FLAGSTAFF INNER BASIN WELLFIELD |  | FLAGSTAFF |  |  | Coconino | 3 | Perm Closure | 1972-02-14 | 1500 | Diesel | COMPARTMENT A | Single Walled | Asphalt coated or Bare Steel |  |  |  | Removal | 1990-09-25
0-007396 | FARMS ALONG THE SAN PEDRO RIVER |  | FAIRBANK |  |  | Cochise | 4 | Perm Closure | 1973-01-01 | 1100 | Diesel | COMPARTMENT A | Unknown | Unknown |  |  |  | Removal | 1994-10-14
0-001955 | ESPIL BROTHER | 5108 N SARIVAL RD | LITCHFIELD PARK | AZ | 85340 | Maricopa | 1 | Perm Closure | 1976-01-14 | 1000 | Gasoline | COMPARTMENT A | Single Walled | Asphalt coated or Bare Steel |  |  |  | Removal | 1978-01-01
0-010512 | CIRCLE K STORE #3442 | 1550 W APACHE TRL | APACHE JUNCTION | AZ | 85120 | Pinal | 3 | Open | 2014-09-19 | 12000 | Diesel | COMPARTMENT A | Double Walled | Fiberglass Reinforced Plastic | Pressure | Double Walled | Fiberglass Reinforced Plastic
0-010532 | QUIKTRIP STORE NO. 436 | 6739 W HAPPY VALLEY RD | PEORIA | AZ | 85383 | Maricopa | 3 | Open | 2015-04-21 | 20000 | Gasoline | COMPARTMENT A | Double Walled | Fiberglass Reinforced Plastic | Pressure | Double Walled | Fiberglass Reinforced Plastic
0-010532 | QUIKTRIP STORE NO. 436 | 6739 W HAPPY VALLEY RD | PEORIA | AZ | 85383 | Maricopa | 1 | Open | 2015-04-21 | 12000 | Diesel | COMPARTMENT A | Double Walled | Fiberglass Reinforced Plastic | Pressure | Double Walled | Fiberglass Reinforced Plastic
0-003686 | PEPSI-COLA BOTTLING CO | 4242 E RAYMOND ST | PHOENIX | AZ | 85040 | Maricopa | 3 | Perm Closure | 1971-01-01 | 10000 | Diesel | COMPARTMENT A |  | Asphalt coated or Bare Steel |  |  |  | Removal | 1991-09-11
0-004169 | YRC INC - #841 | 2021 S 51ST AVE | PHOENIX | AZ | 85043 | Maricopa | 7 | Perm Closure | 1981-01-01 | 10000 | Diesel | COMPARTMENT A | Single Walled | Fiberglass Reinforced Plastic | Pressure |  |  | Removal | 1994-02-01
0-004169 | YRC INC - #841 | 2021 S 51ST AVE | PHOENIX | AZ | 85043 | Maricopa | 6 | Perm Closure | 1981-01-01 | 10000 | Diesel | COMPARTMENT A | Single Walled | Fiberglass Reinforced Plastic | Pressure |  |  | Removal | 1994-02-01
0-004090 | REDDY'S MARKET #405 | 1602 E JEFFERSON ST | PHOENIX | AZ | 85034 | Maricopa | 1 | Perm Closure | 1974-04-22 | 10000 | Gasoline | COMPARTMENT A | Double Walled | Asphalt coated or Bare Steel | Pressure |  |  | Removal | 1992-03-19
0-000207 | ADPS | 2409 N COUNTRY CLUB DR | MESA | AZ | 85201 | Maricopa | 1 | Perm Closure | 1971-01-01 | 10000 | Gasoline | COMPARTMENT A |  | Asphalt coated or Bare Steel | Pressure |  |  | Removal | 1997-12-02
0-007056 | DUVAL PENNZOIL FARM |  | THREE POINTS |  |  | Pima | 2 | Perm Closure | 2005-06-17 | 1000 | Diesel | COMPARTMENT A | Unknown | Asphalt coated or Bare Steel | Suction - Check Valve at the Tank Top |  | Bare or Galvanized Steel | Removal | 1990-12-19
0-005503 | AGASSIZ LANDSCAPE GROUP | 210 W BENTON AVE | FLAGSTAFF | AZ | 86001 | Coconino | 3 | Perm Closure | 1973-01-01 | 5000 | Gasoline | COMPARTMENT A |  | Asphalt coated or Bare Steel |  |  |  | Removal | 1988-06-16
0-003433 | PHOENIX SUNNYSLOPE CO #165210 | 18 W DUNLAP AVE | PHOENIX | AZ | 85021 | Maricopa | 2 | Open | 1986-01-06 | 2500 | Diesel | COMPARTMENT A | Double Walled | Fiberglass Reinforced Plastic
0-002156 | NELSON PLANT |  | NELSON |  |  | Yavapai | 3 | Perm Closure | 1974-01-01 | 1500 | Gasoline | COMPARTMENT A | Single Walled | Asphalt coated or Bare Steel | Suction - Check Valve at the Tank Top | Single Walled | Bare or Galvanized Steel | Removal | 1996-03-27
0-002156 | NELSON PLANT |  | NELSON |  |  | Yavapai | 4 | Perm Closure | 1978-01-01 | 5000 | Gasoline | COMPARTMENT A | Single Walled | Asphalt coated or Bare Steel | Suction - Check Valve at the Tank Top | Single Walled | Bare or Galvanized Steel | Closed in Place | 1996-03-27
0-009563 | OLD MACHINE SHOP AREA |  | PICACHO |  |  | Pinal | 1 | Perm Closure | 2005-06-17 | 500 | Gasoline | COMPARTMENT A | Single Walled | Asphalt coated or Bare Steel |  |  |  | Removal | 2000-01-04
0-003127 | OPAL L MEANS | 101 E ROUTE 66 | WILLIAMS | AZ | 86046 | Coconino | 2 | Perm Closure | 1960-05-08 | 7000 | Gasoline | COMPARTMENT A | Unknown | Asphalt coated or Bare Steel |  |  |  | Removal | 1987-06-01
0-003127 | OPAL L MEANS | 101 E ROUTE 66 | WILLIAMS | AZ | 86046 | Coconino | 5 | Perm Closure | 1956-05-08 | 1000 | Used Oil/Waste Oil | COMPARTMENT A | Unknown | Asphalt coated or Bare Steel |  |  |  | Removal | 1984-01-01
0-003127 | OPAL L MEANS | 101 E ROUTE 66 | WILLIAMS | AZ | 86046 | Coconino | 1 | Perm Closure | 1960-05-08 | 7000 | Gasoline | COMPARTMENT A | Unknown | Asphalt coated or Bare Steel |  |  |  | Removal | 1987-06-01
0-005552 | OXENDALE KIA | 1050 W ROUTE 66 | FLAGSTAFF | AZ | 86001 | Coconino | 1 | Perm Closure | 1966-05-06 | 550 | Used Oil/Waste Oil | COMPARTMENT A | Double Walled | Asphalt coated or Bare Steel |  |  |  | Removal | 1989-06-01
0-007855 | MYERSON PROPERTIES |  | TUCSON |  |  | Pima | 1 | Perm Closure | 2005-06-17 |  | Gasoline | COMPARTMENT A | Double Walled | Fiberglass Reinforced Plastic |  |  |  | Removal | 1992-01-01
0-007447 | MOBIL 18-AYN | 13951 W MEEKER BLVD | SUN CITY WEST | AZ | 85375 | Maricopa | 1 | Perm Closure | 1985-12-01 | 12000 | Gasoline | COMPARTMENT A | Double Walled | Fiberglass Reinforced Plastic | Pressure |  | Fiberglass Reinforced Plastic | Removal | 2007-03-28
0-005646 | CIRCLE K STORE #2709184 | 15262 N TATUM BLVD | PHOENIX | AZ | 85032 | Maricopa | 4 | Open | 1992-03-01 | 12000 | Diesel | COMPARTMENT A | Double Walled | Fiberglass Reinforced Plastic | Pressure | Double Walled | Fiberglass Reinforced Plastic
0-007445 | CIRCLE K STORE #2709156 | 18452 N 32ND ST | PHOENIX | AZ | 85032 | Maricopa | 1 | Perm Closure | 1989-06-01 | 10000 | Gasoline | COMPARTMENT A | Single Walled | Fiberglass Reinforced Plastic | Pressure |  | Fiberglass Reinforced Plastic | Removal | 2013-05-16
0-009750 | SAFEWAY #1662 | 10671 W OLIVE AVE | PEORIA | AZ | 85345 | Maricopa | 1 | Open | 2001-03-27 | 10000 | Gasoline | COMPARTMENT A | Double Walled | Composite (Steel/Fiberglass)
0-004143 | RIGGS BROTHERS FARMS | 5061 S GILBERT RD | CHANDLER | AZ | 85249 | Maricopa | 5 | Perm Closure | 1972-05-23 | 3000 | Gasoline | COMPARTMENT A | Double Walled | Asphalt coated or Bare Steel |  |  |  | Removal | 1988-11-22
0-004143 | RIGGS BROTHERS FARMS | 5061 S GILBERT RD | CHANDLER | AZ | 85249 | Maricopa | 4 | Perm Closure | 1961-05-23 | 1000 | Gasoline | COMPARTMENT A | Double Walled | Asphalt coated or Bare Steel |  |  |  | Removal | 1988-11-22
0-004049 | QUICK PIC MARKET | 62 N OAK DR | BENSON | AZ | 85602 | Cochise | 3 | Open | 1991-08-01 | 6000 | Diesel | COMPARTMENT A | Single Walled | Fiberglass Reinforced Plastic | Pressure | Double Walled | Fiberglass Reinforced Plastic
0-003847 | RDO RENTALS | 3251 TOWER RD | PRESCOTT | AZ | 86305 | Yavapai | 2 | Perm Closure | 1988-10-15 | 2000 | Diesel | COMPARTMENT A | Double Walled | Composite (Steel/Fiberglass) | Pressure |  | Fiberglass Reinforced Plastic | Removal | 1998-02-10
0-004507 | CITY OF SHOW LOW - PUBLIC WORKS YARD | 120 N 6TH ST | SHOW LOW | AZ | 85901 | Navajo | 2 | Perm Closure | 1967-05-13 | 1000 | Gasoline | COMPARTMENT A | Unknown | Asphalt coated or Bare Steel |  |  |  | Removal | 1988-12-11
0-004003 | Q LUBE #1125 | 4020 N 43RD AVE | PHOENIX | AZ | 85031 | Maricopa | 1 | Perm Closure | 1980-04-03 | 3000 | Unidentified | COMPARTMENT A | Unknown | Asphalt coated or Bare Steel | Suction - Check Valve at the Tank Top |  | Bare or Galvanized Steel | Removal | 1995-12-19
0-007049 | YELLOW FRONT STORES INC | 2540 N 29TH AVE | PHOENIX | AZ | 85009 | Maricopa | 5 | Perm Closure | 2005-06-17 | 6000 | Gasoline | COMPARTMENT A | Unknown | Unknown |  |  |  | Removal | 1990-07-01
0-010087 | MORCOMB'S SERVICE | 6040 W MYRTLE AVE | GLENDALE | AZ | 85301 | Maricopa | 2 | Perm Closure | 1940-01-01 | 600 | Gasoline | COMPARTMENT A |  | Asphalt coated or Bare Steel |  |  |  | Removal | 2007-03-28
0-010087 | MORCOMB'S SERVICE | 6040 W MYRTLE AVE | GLENDALE | AZ | 85301 | Maricopa | 3 | Perm Closure | 2008-02-05 | 600 | Gasoline | COMPARTMENT A |  | Asphalt coated or Bare Steel |  |  |  | Removal | 2007-03-28
0-004107 | AVIATION FUELING PAD | 934 N MONTGOMERY | CASA GRANDE | AZ | 85193 | Pinal | 2 | Perm Closure | 1977-06-09 | 10000 | Unidentified | COMPARTMENT A | Double Walled | Asphalt coated or Bare Steel |  |  |  | Removal | 1988-09-15
0-000199 | ARIZONA DEPARTMENT OF PUBLIC SAFETY | 250 N APACHE TRL | APACHE JUNCTION | AZ | 85120 | Pinal | 1 | Perm Closure | 1971-01-01 | 10000 | Gasoline | COMPARTMENT A |  | Asphalt coated or Bare Steel | Pressure |  |  | Removal | 1997-11-26
0-007209 | AMERICA WEST ARENA/FRMR STATION | 102 W MADISON ST | PHOENIX | AZ | 85003 | Maricopa | 9 | Perm Closure | 2005-06-17 | 3500 | Unidentified | COMPARTMENT A | Single Walled | Asphalt coated or Bare Steel |  |  |  | Removal | 1989-10-20
0-000072 | ADCO PAINT | 1933 E MCDOWELL RD | PHOENIX | AZ | 85006 | Maricopa | 1 | Perm Closure | 2005-06-17 | 500 | Other | COMPARTMENT A |  | Asphalt coated or Bare Steel |  |  |  | Removal | 1988-10-21
0-000280 | ADOT - ASH FORK |  | ASH FORK |  |  | Yavapai | 2 | Perm Closure | 1970-01-01 | 1000 | Gasoline | COMPARTMENT A | Single Walled | Asphalt coated or Bare Steel |  |  |  | Removal | 1990-06-04
0-004690 | 7-ELEVEN #26824 | 5501 E SPEEDWAY BLVD | TUCSON | AZ | 85712 | Pima | 3 | Perm Closure | 1986-04-02 | 10000 | Gasoline | COMPARTMENT A | Unknown | Fiberglass Reinforced Plastic | Pressure |  |  | Removal | 1993-12-01
0-008037 | USF&W - CIBOLA NATIONAL WILDLIFE REFUGE |  | CIBOLA |  |  | La Paz | 3 | Perm Closure | 1983-01-01 | 1000 | Diesel | COMPARTMENT A | Double Walled | Fiberglass Reinforced Plastic | Suction - Check Valve at the Tank Top |  |  | Removal | 1992-11-17
0-009429 | BROMAX #65 | 13085 W RANCHO SANTA FE BLVD | AVONDALE | AZ | 85392 | Maricopa | 1 | Open | 1998-04-02 | 15000 | Gasoline | COMPARTMENT A | Double Walled | Fiberglass Reinforced Plastic | Pressure | Double Walled | Fiberglass Reinforced Plastic
0-009429 | BROMAX #65 | 13085 W RANCHO SANTA FE BLVD | AVONDALE | AZ | 85392 | Maricopa | 3 | Open | 2004-04-07 | 6000 | Diesel | COMPARTMENT A | Double Walled | Fiberglass Reinforced Plastic | Pressure | Double Walled | Fiberglass Reinforced Plastic
0-000984 | CENTRAL ALARM INC | 330 E 16TH ST | TUCSON | AZ | 85701 | Pima | 2 | Perm Closure | 1977-01-01 | 1000 | Gasoline | COMPARTMENT A |  | Asphalt coated or Bare Steel | Suction - Check Valve at the Tank Top |  |  | Removal | 1986-01-01
0-009394 | CENTRAL TOWING & DANNY''S AUTO | 3666 N 7TH ST | PHOENIX | AZ | 85014 | Maricopa | 1 | Perm Closure | 2005-06-17 | 1000 | Used Oil/Waste Oil | COMPARTMENT A | Unknown | Asphalt coated or Bare Steel |  |  |  | Removal | 1999-02-09
0-001016 | CHANDLER GINNING CO | 16601 S HIGLEY RD | GILBERT | AZ | 85295 | Maricopa | 3 | Perm Closure | 1976-01-01 | 500 | Gasoline | COMPARTMENT A |  | Asphalt coated or Bare Steel |  |  |  | Removal | 1991-09-16
0-003986 | STORAGE WEST CHANDLER | 1176 N ARIZONA AVE | CHANDLER | AZ | 85225 | Maricopa | 3 | Perm Closure | 1976-04-21 | 4000 | Diesel | COMPARTMENT A | Double Walled | Asphalt coated or Bare Steel |  |  |  | Removal | 1987-11-04
0-003986 | STORAGE WEST CHANDLER | 1176 N ARIZONA AVE | CHANDLER | AZ | 85225 | Maricopa | 2 | Perm Closure | 1976-04-21 | 6000 | Gasoline | COMPARTMENT A | Double Walled | Asphalt coated or Bare Steel |  |  |  | Removal | 1987-11-04
0-007204 | CHAPOS SHELL OIL PUCHIS WAREHOUSE | 460 N GRAND AVE | NOGALES | AZ | 85621 | Santa Cruz | 3 | Perm Closure | 2005-06-17 |  | Gasoline | COMPARTMENT A | Double Walled | Asphalt coated or Bare Steel | Suction - Check Valve at the Tank Top |  | Bare or Galvanized Steel | Removal | 1987-12-10
0-003984 | C J PUGLIANO | 300 S OCOTILLO AVE | BENSON | AZ | 85602 | Cochise | 2 | Perm Closure | 1977-05-01 | 10000 | Gasoline | COMPARTMENT A | Unknown | Asphalt coated or Bare Steel |  |  |  | Removal | 1991-02-15
0-009614 | CANYON GENERAL INC | 9500 S HIGHWAY 92 | HEREFORD | AZ | 85615 | Cochise | 2 | Open | 1999-07-07 | 6000 | Gasoline | COMPARTMENT A | Double Walled | Composite (Steel/Fiberglass) | Pressure | Double Walled | Flexible
0-000933 | SAINT JOHNS MAVERICK STORE 131 | 610 W CLEVELAND | SAINT JOHNS | AZ | 85936 | Apache | 1 | Perm Closure | 1976-01-01 | 6000 | Gasoline | COMPARTMENT A | Single Walled | Asphalt coated or Bare Steel | Pressure | Single Walled | Bare or Galvanized Steel | Removal | 1992-05-15
0-006902 | PARCEL 101-13-040A | 1527 S 1ST AVE | SAFFORD | AZ | 85546 | Graham | 1 | Perm Closure | 1980-01-01 | 4000 | Gasoline | COMPARTMENT A | Unknown | Asphalt coated or Bare Steel | Suction - Check Valve at the Tank Top |  | Bare or Galvanized Steel | Removal | 1990-07-12
0-005262 | UNOCAL #0431 BULK PLANT |  | MIAMI |  |  | Gila | 1 | Perm Closure | 1957-05-08 | 20000 | Gasoline | COMPARTMENT A | Double Walled | Asphalt coated or Bare Steel | Pressure |  |  | Removal | 1998-10-15
0-009066 | CARDON STATION |  | CHANDLER |  |  | Maricopa | 1 | Perm Closure | 2005-06-17 | 1000 | Gasoline | COMPARTMENT A | Double Walled | Asphalt coated or Bare Steel |  |  |  | Removal | 1997-01-22
0-006606 | BUDGET RENT-A-CAR #1202 | 529 S COUNTRY CLUB DR | MESA | AZ | 85210 | Maricopa | 3 | Perm Closure | 1988-01-01 | 5000 | Gasoline | COMPARTMENT A |  | Fiberglass Reinforced Plastic | Pressure | Single Walled | Fiberglass Reinforced Plastic | Closed in Place | 2009-06-05
0-004962 | TEXACO #60-351-1090 | 551 W VALENCIA RD | TUCSON | AZ | 85706 | Pima | 4 | Perm Closure | 1971-01-01 | 500 | Used Oil/Waste Oil | COMPARTMENT A | Double Walled | Asphalt coated or Bare Steel | Pressure |  |  | Removal | 1998-12-22
0-006572 | LHOIST NORTH AMERICA OF ARIZONA - DOUGLAS | 4753 W PAUL SPUR RD | DOUGLAS | AZ | 85607 | Cochise | 4 | Perm Closure | 1978-01-01 | 10000 | Used Oil/Waste Oil | COMPARTMENT A | Single Walled | Asphalt coated or Bare Steel |  |  |  | Removal | 1989-12-01
0-004500 | WINSLOW SHELL | 1520 E THIRD ST | WINSLOW | AZ | 86047 | Navajo | 5 | Perm Closure | 1966-01-29 | 6000 | Diesel | COMPARTMENT A | Double Walled | Asphalt coated or Bare Steel | Suction - Check Valve at the Tank Top |  | Bare or Galvanized Steel | Removal | 1999-07-21
0-001402 | CIRCLE K #1384 | 3198 S AVENUE B | YUMA | AZ | 85364 | Yuma | 2 | Perm Closure | 1985-01-01 | 10000 | Gasoline | COMPARTMENT A | Double Walled | Fiberglass Reinforced Plastic | Pressure |  | Fiberglass Reinforced Plastic | Removal | 2000-08-15
0-000325 | ADOT - PAGE MAINTENANCE YARD & HOUSING |  | PAGE |  |  | Coconino | 2 | Perm Closure | 1980-01-01 | 10000 | Diesel | COMPARTMENT A |  | Asphalt coated or Bare Steel | Suction - Check Valve at the Tank Top | Single Walled | Bare or Galvanized Steel | Removal | 1999-04-22
0-001358 | CIRCLE K #2701054 | 18610 N 107TH AVE | PEORIA | AZ | 85373 | Maricopa | 4 | Open | 1995-01-31 | 10000 | Gasoline | COMPARTMENT A | Single Walled | Fiberglass Reinforced Plastic | Pressure | Double Walled | Fiberglass Reinforced Plastic
0-000479 | AUTO SAFETY HOUSE | 2630 W BUCKEYE RD | PHOENIX | AZ | 85009 | Maricopa | 1 | Perm Closure | 1978-03-25 | 550 | Used Oil/Waste Oil | COMPARTMENT A | Single Walled | Asphalt coated or Bare Steel |  |  |  | Removal | 1991-05-02
0-007236 | BELL MART | 3641 HIGHWAY 85 | AJO | AZ | 85321 | Pima | 1 | Perm Closure | 1965-01-01 | 8000 | Gasoline | COMPARTMENT A | Unknown | Asphalt coated or Bare Steel | Pressure |  |  | Removal | 1997-02-13
0-008644 | MOBIL | 142 S 6TH AVE | TUCSON | AZ | 85701 | Pima | 1 | Perm Closure | 2005-06-17 | 1000 | Gasoline | COMPARTMENT A |  | Asphalt coated or Bare Steel |  |  |  | Removal | 1996-06-10
0-004598 | SOUTHERN PACIFIC DEPOT | MALEY ST & RAILROAD AVE | WILLCOX | AZ | 85643 | Cochise | 1 | Perm Closure | 1971-05-07 | 1000 | Gasoline | COMPARTMENT A | Unknown | Unknown |  |  |  | Removal | 1990-01-31
0-005802 | SUPERPUMPER #16 | 4223 E BELL RD | PHOENIX | AZ | 85032 | Maricopa | 2 | Perm Closure | 1986-01-15 | 10000 | Gasoline | COMPARTMENT A | Double Walled | Fiberglass Reinforced Plastic | Pressure |  | Fiberglass Reinforced Plastic | Removal | 2007-01-30
0-001361 | SUPERPUMPER #4 | 8990 E SHEA BLVD | SCOTTSDALE | AZ | 85260 | Maricopa | 1 | Perm Closure | 1988-01-01 | 20000 | Gasoline | COMPARTMENT A | Double Walled | Fiberglass Reinforced Plastic | Pressure |  | Fiberglass Reinforced Plastic | Removal | 2019-09-05
0-001361 | SUPERPUMPER #4 | 8990 E SHEA BLVD | SCOTTSDALE | AZ | 85260 | Maricopa | 3 | Perm Closure | 1988-01-01 | 20000 | Gasoline | COMPARTMENT A | Double Walled | Fiberglass Reinforced Plastic | Pressure |  | Fiberglass Reinforced Plastic | Removal | 2019-09-05
0-001361 | SUPERPUMPER #4 | 8990 E SHEA BLVD | SCOTTSDALE | AZ | 85260 | Maricopa | 6 | Open | 2019-11-01 | 20000 | Gasoline (UL) | COMPARTMENT A | Double Walled | Fiberglass Reinforced Plastic
0-005915 | SAINT JOSEPH'S HOSPITAL | 350 N WILMOT RD | TUCSON | AZ | 85711 | Pima | 3 | Perm Closure | 1973-01-01 | 400 | Used Oil/Waste Oil | COMPARTMENT A | Single Walled | Asphalt coated or Bare Steel |  |  |  | Removal | 1991-04-24
0-007345 | ATLAS LOGISTICS | 500 S 99TH AVE | TOLLESON | AZ | 85353 | Maricopa | 1 | Open | 1991-05-14 | 20000 | Diesel | COMPARTMENT A | Double Walled | Fiberglass Reinforced Plastic | Pressure | Double Walled | Fiberglass Reinforced Plastic
0-005606 | WEST BEND AUTO & CYCLE | 223 W MAIN ST | COTTONWOOD | AZ | 86326 | Yavapai | 1 | Perm Closure | 1971-04-16 | 1000 | Gasoline | COMPARTMENT A | Double Walled | Asphalt coated or Bare Steel | Suction - Check Valve at the Tank Top |  |  | Removal | 1999-12-15
0-005606 | WEST BEND AUTO & CYCLE | 223 W MAIN ST | COTTONWOOD | AZ | 86326 | Yavapai | 2 | Perm Closure | 1971-04-16 | 1000 | Gasoline | COMPARTMENT A | Double Walled | Asphalt coated or Bare Steel | Suction - Check Valve at the Tank Top |  |  | Removal | 1999-12-15
0-007210 | WESTWIRE CO INC | 6050 N 55TH AVE | GLENDALE | AZ | 85301 | Maricopa | 1 | Perm Closure | 2005-06-17 | 1000 | Gasoline | COMPARTMENT A | Double Walled | Asphalt coated or Bare Steel | Pressure |  |  | Removal | 1991-03-19
0-004222 | FINDLAY IMPORT CENTER | 4195 N STOCKTON HILL RD | KINGMAN | AZ | 86409 | Mohave | 2 | Perm Closure | 1982-11-11 | 500 | Used Oil/Waste Oil | COMPARTMENT A | Double Walled | Asphalt coated or Bare Steel | Gravity Feed |  | Bare or Galvanized Steel | Removal | 1998-02-19
0-004656 | 7-ELEVEN #22631 | 5050 W MCDOWELL RD | PHOENIX | AZ | 85035 | Maricopa | 4 | Perm Closure | 1980-02-05 | 12000 | Gasoline | COMPARTMENT A | Double Walled | Asphalt coated or Bare Steel | Suction - Check Valve at the Tank Top |  | Fiberglass Reinforced Plastic | Removal | 2000-04-25
0-007874 | TRAVEL CENTERS OF AMERICA | 2949 N TOLTEC RD | ELOY | AZ | 85131 | Pinal | 9 | Open | 1989-08-01 | 10000 | New Oil | COMPARTMENT A | Double Walled | Fiberglass Reinforced Plastic | Suction - Check Valve at the Tank Top |  | Fiberglass Reinforced Plastic
0-005467 | CIRCLE K #2931 | 1503 E FLORENCE BLVD | CASA GRANDE | AZ | 85122 | Pinal | 5 | Perm Closure | 1995-03-27 | 10000 | Gasoline | COMPARTMENT A | Single Walled | Fiberglass Reinforced Plastic | Pressure | Double Walled | Fiberglass Reinforced Plastic | Removal | 2017-02-07
0-005413 | EXPRESS FUEL CENTER | 3501 N TOLTEC RD | ELOY | AZ | 85131 | Pinal | 6 | Perm Closure | 1978-04-18 | 10000 | Unidentified | COMPARTMENT A | Double Walled | Asphalt coated or Bare Steel | Pressure |  | Bare or Galvanized Steel | Removal | 1993-02-08
0-005413 | EXPRESS FUEL CENTER | 3501 N TOLTEC RD | ELOY | AZ | 85131 | Pinal | 4 | Perm Closure | 1970-04-18 | 20000 | Gasoline | COMPARTMENT A | Double Walled | Asphalt coated or Bare Steel | Pressure |  | Fiberglass Reinforced Plastic | Removal | 1993-02-08
0-000749 | PICACHO PEAK DAIRY QUEEN STORE |  | PICACHO |  |  | Pinal | 2 | Perm Closure | 1967-01-01 | 4000 | Gasoline | COMPARTMENT A |  | Asphalt coated or Bare Steel | Pressure |  | Fiberglass Reinforced Plastic | Removal | 1995-10-12
0-005469 | CIRCLE K #2934 | 36935 W HIGHWAY 84 | STANFIELD | AZ | 85172 | Pinal | 5 | Perm Closure | 1995-03-27 | 10000 | Gasoline | COMPARTMENT A | Single Walled | Fiberglass Reinforced Plastic | Pressure | Double Walled | Fiberglass Reinforced Plastic | Removal | 2020-03-25
0-008501 | LOGUES TIRE SERVICE | 825 E MAIN ST | CASA GRANDE | AZ | 85122 | Pinal | 5 | Perm Closure | 2005-06-17 | 1000 | Diesel | COMPARTMENT A | Unknown | Asphalt coated or Bare Steel | Suction - Check Valve at the Tank Top |  | Bare or Galvanized Steel | Removal | 1995-02-17
0-002772 | KAIBAB INDUSTRIES | 850 E HIGHWAY 89A | FREDONIA | AZ | 86022 | Coconino | 10 | Perm Closure | 1991-08-01 | 5000 | Diesel | COMPARTMENT C | Double Walled | Composite (Steel/Fiberglass) | Suction - Check Valve at the Dispenser |  |  | Removal | 2004-08-18
0-002772 | KAIBAB INDUSTRIES | 850 E HIGHWAY 89A | FREDONIA | AZ | 86022 | Coconino | 10 | Perm Closure | 1991-08-01 | 5000 | Diesel | COMPARTMENT B | Double Walled | Composite (Steel/Fiberglass) | Suction - Check Valve at the Dispenser |  |  | Removal | 2004-08-18
0-007380 | VITA-PAK CITRUS PRODUCTS | 2633 W CYPRESS ST | PHOENIX | AZ | 85009 | Maricopa | 2 | Perm Closure | 2005-06-17 | 6000 | Gasoline | COMPARTMENT A | Double Walled | Asphalt coated or Bare Steel | Gravity Feed |  | Bare or Galvanized Steel | Removal | 1991-07-24
0-005290 | UNOCAL # 4897 | 1210 S FREEWAY RD | TUCSON | AZ | 85713 | Pima | 1 | Perm Closure | 1985-04-15 | 10000 | Gasoline | COMPARTMENT A | Double Walled | Fiberglass Reinforced Plastic | Pressure |  | Fiberglass Reinforced Plastic | Removal | 1997-02-12
0-005290 | UNOCAL # 4897 | 1210 S FREEWAY RD | TUCSON | AZ | 85713 | Pima | 3 | Perm Closure | 1985-04-15 | 550 | Used Oil/Waste Oil | COMPARTMENT A | Double Walled | Fiberglass Reinforced Plastic | Gravity Feed |  |  | Removal | 1997-02-12
0-005290 | UNOCAL # 4897 | 1210 S FREEWAY RD | TUCSON | AZ | 85713 | Pima | 2 | Perm Closure | 1985-04-15 | 10000 | Gasoline | COMPARTMENT A | Double Walled | Fiberglass Reinforced Plastic | Pressure |  | Fiberglass Reinforced Plastic | Removal | 1997-02-12
0-005393 | USPS | 9635 N 7TH ST | PHOENIX | AZ | 85020 | Maricopa | 5 | Perm Closure | 1975-01-01 | 550 | Used Oil/Waste Oil | COMPARTMENT A | Unknown | Asphalt coated or Bare Steel | Suction - Check Valve at the Tank Top |  | Bare or Galvanized Steel | Removal | 1990-06-21
0-007453 | MESA PRECISION MOTOR SERVICE | 41 E BROADWAY RD | MESA | AZ | 85210 | Maricopa | 5 | Perm Closure | 1947-01-01 | 8000 | Gasoline | COMPARTMENT A | Single Walled | Asphalt coated or Bare Steel | Suction - Check Valve at the Tank Top |  | Bare or Galvanized Steel | Removal | 1991-10-17
0-007453 | MESA PRECISION MOTOR SERVICE | 41 E BROADWAY RD | MESA | AZ | 85210 | Maricopa | 2 | Perm Closure | 1947-01-01 | 3000 | Gasoline | COMPARTMENT A | Single Walled | Asphalt coated or Bare Steel | Suction - Check Valve at the Tank Top |  | Bare or Galvanized Steel | Removal | 1991-10-17
0-006932 | GRAND AVENUE TRANSMISSION/TEXACO | 5832 NW GRAND AVE | GLENDALE | AZ | 85301 | Maricopa | 4 | Perm Closure | 2005-06-17 | 300 | Used Oil/Waste Oil | COMPARTMENT A | Unknown | Unknown |  |  |  | Removal | 1996-07-16
0-006654 | GRAND CANYON EXXON | 189 S STATE ROUTE 64 | WILLIAMS | AZ | 86046 | Coconino | 3 | Perm Closure | 1970-01-01 | 4000 | Gasoline | COMPARTMENT A |  | Asphalt coated or Bare Steel |  |  |  | Removal | 1992-02-06
0-007307 | CITY OF GLENDALE - FIRE STATION #155 | 6255 W UNION HILLS DR | GLENDALE | AZ | 85308 | Maricopa | 2 | Perm Closure | 1987-11-02 | 12000 | Diesel | COMPARTMENT A | Double Walled | Fiberglass Reinforced Plastic | Pressure | Double Walled | Fiberglass Reinforced Plastic | Removal | 2019-11-14
0-002224 | GARRETT MOTORS | 197 N ARIZONA BLVD | COOLIDGE | AZ | 85128 | Pinal | 2 | Perm Closure | 1957-02-24 | 500 | Gasoline | COMPARTMENT A | Single Walled | Asphalt coated or Bare Steel |  |  |  | Closed in Place | 1983-03-01
0-004088 | FORT WILLCOX MOBILE HOME & RV PARK | 1765 W FORT WILLCOX LOOP | WILLCOX | AZ | 85643 | Cochise | 3 | Perm Closure | 1974-04-22 | 10000 | Gasoline | COMPARTMENT A | Unknown | Asphalt coated or Bare Steel |  |  |  | Removal | 1988-12-06
0-009587 | 4 SONS FOOD STORES #603 | 19825 N 51ST AVE | PHOENIX | AZ | 85308 | Maricopa | 3 | Open | 1999-11-01 | 6000 | Diesel | COMPARTMENT A | Single Walled | Fiberglass Reinforced Plastic | Pressure | Double Walled | Fiberglass Reinforced Plastic
0-009914 | 4 SONS FOOD STORES | 3150 W CAREFREE HWY | PHOENIX | AZ | 85086 | Maricopa | 3 | Open | 2002-10-01 | 15000 | Gasoline | COMPARTMENT A | Single Walled | Fiberglass Reinforced Plastic | Pressure | Double Walled | Flexible
0-004543 | GAMA AUTOMATIVE CENTER INC | 2285 S 4TH AVE | YUMA | AZ | 85364 | Yuma | 2 | Perm Closure | 1959-03-29 | 10000 | Diesel | COMPARTMENT A | Double Walled | Asphalt coated or Bare Steel |  |  |  | Removal | 1990-10-16
0-001308 | CIRCLE K #786 | 1460 W GURLEY ST | PRESCOTT | AZ | 86305 | Yavapai | 1 | Perm Closure | 1972-01-01 | 8000 | Gasoline | COMPARTMENT A | Single Walled | Asphalt coated or Bare Steel | Pressure | Single Walled | Bare or Galvanized Steel | Removal | 1993-04-16
0-005539 | VERDE VALLEY SCHOOL | 3511 VERDE VALLEY SCHOOL RD | SEDONA | AZ | 86351 | Yavapai | 1 | Perm Closure | 1954-05-05 | 500 | Gasoline | COMPARTMENT A | Unknown | Asphalt coated or Bare Steel |  |  |  | Removal | 1990-05-08
0-003526 | AC'S TRUCK STOP | 2651 N GRAND AVE | NOGALES | AZ | 85621 | Santa Cruz | 9 | Perm Closure | 1970-01-01 | 1000 | Used Oil/Waste Oil | COMPARTMENT A | Double Walled | Asphalt coated or Bare Steel |  |  |  | Closed in Place | 1995-08-09
0-001213 | CIRCLE K #259 | 753 N WESTERN AVE | NOGALES | AZ | 85621 | Santa Cruz | 4 | Open | 1995-11-20 | 10000 | Gasoline | COMPARTMENT A | Double Walled | Fiberglass Reinforced Plastic | Pressure | Double Walled | Fiberglass Reinforced Plastic
0-006539 | SPEEDWAY STORE #2937 | 7910 E GOLF LINKS RD | TUCSON | AZ | 85730 | Pima | 2 | Open | 1988-11-01 | 10000 | Gasoline | COMPARTMENT A | Double Walled | Composite (Steel/Fiberglass) | Pressure | Double Walled | Fiberglass Reinforced Plastic
0-006539 | SPEEDWAY STORE #2937 | 7910 E GOLF LINKS RD | TUCSON | AZ | 85730 | Pima | 3 | Open | 1988-11-01 | 10000 | Gasoline | COMPARTMENT A | Double Walled | Composite (Steel/Fiberglass) | Pressure | Double Walled | Fiberglass Reinforced Plastic
0-004810 | AZTECA MEXICAN IMPORTS | 1111 S KOLB RD | TUCSON | AZ | 85710 | Pima | 1 | Perm Closure | 1966-01-01 | 12000 | Gasoline | COMPARTMENT A | Single Walled | Asphalt coated or Bare Steel |  |  |  | Removal | 1987-12-30
0-004810 | AZTECA MEXICAN IMPORTS | 1111 S KOLB RD | TUCSON | AZ | 85710 | Pima | 6 | Perm Closure | 1966-01-01 | 12000 | Diesel | COMPARTMENT A | Single Walled | Asphalt coated or Bare Steel |  |  |  | Removal | 1987-12-30
0-002036 | LAVICIO''S #103 | 380 W GRANT RD | TUCSON | AZ | 85705 | Pima | 1 | Perm Closure | 1979-04-28 | 8000 | Gasoline | COMPARTMENT A | Single Walled | Asphalt coated or Bare Steel | Pressure |  |  | Removal | 1993-04-30
0-001730 | DAVIS-MONTHAN AFB | 3775 S 5TH ST | DAVIS MONTHAN AFB | AZ | 85707 | Pima | 153 | Open | 2002-09-24 | 12000 | Gasoline | COMPARTMENT A | Double Walled | Composite (Steel/Fiberglass) | Pressure | Double Walled | Flexible
0-001730 | DAVIS-MONTHAN AFB | 3775 S 5TH ST | DAVIS MONTHAN AFB | AZ | 85707 | Pima | 120 | Perm Closure | 1940-01-01 | 25000 | Gasoline | COMPARTMENT A | Single Walled | Asphalt coated or Bare Steel |  |  |  | Removal | 1992-01-15
0-001730 | DAVIS-MONTHAN AFB | 3775 S 5TH ST | DAVIS MONTHAN AFB | AZ | 85707 | Pima | 29 | Perm Closure | 1979-01-01 | 8000 | Diesel | COMPARTMENT A | Single Walled | Asphalt coated or Bare Steel |  |  |  | Removal | 2006-02-23
0-001730 | DAVIS-MONTHAN AFB | 3775 S 5TH ST | DAVIS MONTHAN AFB | AZ | 85707 | Pima | 42 | Perm Closure | 1966-01-01 | 500 | Diesel | COMPARTMENT A | Single Walled | Asphalt coated or Bare Steel |  |  |  | Removal | 1993-12-01
0-001730 | DAVIS-MONTHAN AFB | 3775 S 5TH ST | DAVIS MONTHAN AFB | AZ | 85707 | Pima | 45 | Perm Closure | 1963-01-01 | 5000 | Gasoline | COMPARTMENT A | Single Walled | Asphalt coated or Bare Steel |  |  |  | Removal | 2014-05-20
0-001730 | DAVIS-MONTHAN AFB | 3775 S 5TH ST | DAVIS MONTHAN AFB | AZ | 85707 | Pima | 104 | Perm Closure | 1983-01-01 | 1500 | Unidentified | COMPARTMENT A | Single Walled | Concrete |  |  |  | Removal | 1990-07-01
0-001730 | DAVIS-MONTHAN AFB | 3775 S 5TH ST | DAVIS MONTHAN AFB | AZ | 85707 | Pima | 111 | Perm Closure | 1940-01-01 | 50000 | Gasoline | COMPARTMENT A | Single Walled | Asphalt coated or Bare Steel |  |  |  | Removal | 1992-01-15
0-001730 | DAVIS-MONTHAN AFB | 3775 S 5TH ST | DAVIS MONTHAN AFB | AZ | 85707 | Pima | 126 | Perm Closure | 1940-01-01 | 25000 | Gasoline | COMPARTMENT A | Single Walled | Asphalt coated or Bare Steel |  |  |  | Removal | 1992-01-15
0-001730 | DAVIS-MONTHAN AFB | 3775 S 5TH ST | DAVIS MONTHAN AFB | AZ | 85707 | Pima | 122 | Perm Closure | 1940-01-01 | 25000 | Gasoline | COMPARTMENT A | Single Walled | Asphalt coated or Bare Steel |  |  |  | Removal | 1992-01-15
0-001730 | DAVIS-MONTHAN AFB | 3775 S 5TH ST | DAVIS MONTHAN AFB | AZ | 85707 | Pima | 44 | Perm Closure | 1971-01-01 | 300 | Diesel | COMPARTMENT A | Single Walled | Asphalt coated or Bare Steel |  |  |  | Removal | 1991-08-01
0-001730 | DAVIS-MONTHAN AFB | 3775 S 5TH ST | DAVIS MONTHAN AFB | AZ | 85707 | Pima | 55 | Perm Closure | 1983-01-01 | 500 | Used Oil/Waste Oil | COMPARTMENT A | Single Walled | Asphalt coated or Bare Steel |  |  |  | Removal | 1995-03-02
0-001730 | DAVIS-MONTHAN AFB | 3775 S 5TH ST | DAVIS MONTHAN AFB | AZ | 85707 | Pima | 129 | Perm Closure | 1940-01-01 | 25000 | Gasoline | COMPARTMENT A | Single Walled | Asphalt coated or Bare Steel |  |  |  | Removal | 1992-01-15
0-001730 | DAVIS-MONTHAN AFB | 3775 S 5TH ST | DAVIS MONTHAN AFB | AZ | 85707 | Pima | 91 | Perm Closure | 1971-01-01 | 10000 | Unidentified | COMPARTMENT A | Single Walled | Asphalt coated or Bare Steel |  |  |  | Removal | 1995-01-15
0-001730 | DAVIS-MONTHAN AFB | 3775 S 5TH ST | DAVIS MONTHAN AFB | AZ | 85707 | Pima | 128 | Perm Closure | 1940-01-01 | 25000 | Gasoline | COMPARTMENT A | Single Walled | Asphalt coated or Bare Steel |  |  |  | Removal | 1992-01-15
0-001730 | DAVIS-MONTHAN AFB | 3775 S 5TH ST | DAVIS MONTHAN AFB | AZ | 85707 | Pima | 39 | Perm Closure | 1981-01-01 | 12000 | Gasoline | COMPARTMENT A | Single Walled | Asphalt coated or Bare Steel | Pressure | Single Walled | Bare or Galvanized Steel | Removal | 2010-11-16
0-000474 | ASARCO - MISSION UNIT | 4210 W PIMA MINE RD | SAHUARITA | AZ | 85629 | Pima | 3 | Perm Closure | 1960-01-01 | 8000 | Gasoline | COMPARTMENT A |  | Asphalt coated or Bare Steel |  |  |  | Removal | 1990-06-01
0-000474 | ASARCO - MISSION UNIT | 4210 W PIMA MINE RD | SAHUARITA | AZ | 85629 | Pima | 1 | Perm Closure | 1980-01-01 | 10000 | Gasoline | COMPARTMENT A |  | Asphalt coated or Bare Steel |  |  |  | Removal | 1990-06-01
0-000813 | OLIVERS CLEANERS - FORMER | 300 E 7TH ST | TUCSON | AZ | 85705 | Pima | 3 | Perm Closure | 1951-01-01 | 1000 | Solvent | COMPARTMENT A | Single Walled | Asphalt coated or Bare Steel |  |  |  | Closed in Place | 1989-01-05
0-000149 | ANTONICK DRYWALL CO | 10500 S NOGALES HWY | TUCSON | AZ | 85756 | Pima | 2 | Perm Closure | 1980-01-01 | 10000 | Kerosene | COMPARTMENT A |  | Asphalt coated or Bare Steel | Suction - Check Valve at the Tank Top |  |  | Removal | 1994-10-24
0-002884 | KNAPPLE FARMS | 3101 W DOBBINS RD | LAVEEN | AZ | 85339 | Maricopa | 2 | Perm Closure | 2005-06-17 | 6000 | Diesel | COMPARTMENT A |  | Asphalt coated or Bare Steel |  |  |  | Removal | 1988-01-01
0-006234 | BULLHEAD CITY FOOD MART | 2540 HIGHWAY 95 | BULLHEAD CITY | AZ | 86442 | Mohave | 1 | Perm Closure | 1988-06-24 | 10000 | Gasoline | COMPARTMENT A | Single Walled | Fiberglass Reinforced Plastic | Pressure |  | Fiberglass Reinforced Plastic | Removal | 2019-12-06
0-006234 | BULLHEAD CITY FOOD MART | 2540 HIGHWAY 95 | BULLHEAD CITY | AZ | 86442 | Mohave | 2 | Perm Closure | 1988-06-24 | 10000 | Gasoline | COMPARTMENT A | Single Walled | Fiberglass Reinforced Plastic | Pressure |  | Fiberglass Reinforced Plastic | Removal | 2019-12-06
0-002456 | HEATHMAN COTTON HARVESTING |  | AGUILA |  |  | Maricopa | 1 | Perm Closure | 2005-06-17 | 1000 | Gasoline | COMPARTMENT A |  | Asphalt coated or Bare Steel |  |  |  | Removal | 1988-05-01
0-000729 | JACKRABBIT TRADING POST | 3386 OLD HIGHWAY 66 | JOSEPH CITY | AZ | 86032 | Navajo | 3 | Perm Closure | 1998-02-03 | 10000 | Gasoline | COMPARTMENT A | Double Walled | Composite (Steel/Fiberglass) | Pressure | Single Walled | Fiberglass Reinforced Plastic | Removal | 2010-02-24
0-006387 | CHLORIDE COPPER MINE |  | SANTA CLAUS |  |  | Mohave | 2 | Perm Closure | 2005-06-17 | 3000 | Other | COMPARTMENT A | Single Walled | Asphalt coated or Bare Steel |  |  |  | Removal | 1989-08-01
0-006235 | SUNMART #637 | 930 S BLAKE RANCH RD | KINGMAN | AZ | 86401 | Mohave | 1 | Perm Closure | 1982-01-01 | 10000 | Gasoline | COMPARTMENT A |  | Asphalt coated or Bare Steel | Pressure |  | Fiberglass Reinforced Plastic | Removal | 2016-06-09
0-006235 | SUNMART #637 | 930 S BLAKE RANCH RD | KINGMAN | AZ | 86401 | Mohave | 5 | Perm Closure | 1982-01-01 | 12000 | Diesel | COMPARTMENT A |  | Asphalt coated or Bare Steel | Pressure |  |  | Removal | 2016-06-09
0-002559 | SUPERLITE BLOCK | 4223 W HIGHLAND AVE | PHOENIX | AZ | 85019 | Maricopa | 4 | Perm Closure | 1979-04-15 | 1000 | Diesel | COMPARTMENT A | Single Walled | Asphalt coated or Bare Steel |  |  |  | Removal | 1989-09-18
0-002559 | SUPERLITE BLOCK | 4223 W HIGHLAND AVE | PHOENIX | AZ | 85019 | Maricopa | 2 | Perm Closure | 1979-04-15 | 1000 | Gasoline | COMPARTMENT A | Single Walled | Asphalt coated or Bare Steel |  |  |  | Removal | 1989-09-18
0-002552 | MV TRANSPORTATION | 1001 S 4TH ST | PHOENIX | AZ | 85004 | Maricopa | 2 | Perm Closure | 1982-01-01 | 10000 | Diesel | COMPARTMENT A | Single Walled | Asphalt coated or Bare Steel | Pressure |  |  | Removal | 2007-06-01
0-002552 | MV TRANSPORTATION | 1001 S 4TH ST | PHOENIX | AZ | 85004 | Maricopa | 3 | Perm Closure | 1982-01-01 | 10000 | Gasoline | COMPARTMENT A | Single Walled | Asphalt coated or Bare Steel | Pressure |  |  | Removal | 2019-10-24
0-000873 | SPEEDSMART #111 | 1981 N ALMA SCHOOL RD | CHANDLER | AZ | 85224 | Maricopa | 1 | Perm Closure | 1981-01-01 | 12000 | Gasoline | COMPARTMENT A |  | Asphalt coated or Bare Steel | Pressure | Double Walled | Fiberglass Reinforced Plastic | Removal | 1997-05-13
0-002479 | HERTZ RENT-A-CAR | 1215 S 27TH ST | PHOENIX | AZ | 85034 | Maricopa | 3 | Perm Closure | 1979-05-03 | 20000 | Gasoline | COMPARTMENT A | Double Walled | Fiberglass Reinforced Plastic | Pressure |  |  | Removal | 1992-04-30
0-004338 | WHITING STATION #139 | 3040 W CAMELBACK RD | PHOENIX | AZ | 85017 | Maricopa | 4 | Perm Closure | 2005-06-17 | 550 | Unidentified | COMPARTMENT A | Double Walled | Asphalt coated or Bare Steel |  |  |  | Removal | 1991-05-07
0-004343 | FATIMA MINI MART | 5904 W GLENDALE AVE | GLENDALE | AZ | 85301 | Maricopa | 3 | Perm Closure | 1979-01-01 | 8000 | Diesel | COMPARTMENT A |  | Asphalt coated or Bare Steel | Pressure | Single Walled | Bare or Galvanized Steel | Removal | 2017-10-26
0-004343 | FATIMA MINI MART | 5904 W GLENDALE AVE | GLENDALE | AZ | 85301 | Maricopa | 1 | Perm Closure | 1979-01-01 | 10000 | Gasoline | COMPARTMENT A |  | Asphalt coated or Bare Steel | Pressure | Single Walled | Bare or Galvanized Steel | Removal | 2017-10-26
0-001364 | CIRCLE K #1110 | 2404 E BELL RD | PHOENIX | AZ | 85032 | Maricopa | 2 | Perm Closure | 1978-01-01 | 10000 | Gasoline | COMPARTMENT A |  | Asphalt coated or Bare Steel | Pressure |  |  | Removal | 1994-10-24
0-001275 | CIRCLE K #2700652 | 1908 W GREENWAY RD | PHOENIX | AZ | 85023 | Maricopa | 4 | Perm Closure | 1994-03-01 | 8000 | Gasoline | COMPARTMENT A | Double Walled | Fiberglass Reinforced Plastic | Pressure |  | Fiberglass Reinforced Plastic | Removal | 2017-04-27
0-001387 | CIRCLE K #1247 | 5202 S CENTRAL AVE | PHOENIX | AZ | 85040 | Maricopa | 2 | Open | 1981-01-01 | 10000 | Gasoline | COMPARTMENT A | Single Walled | Asphalt coated or Bare Steel | Pressure |  | Fiberglass Reinforced Plastic
0-001752 | MALCO M & M SELF SERVICE | 13812 W GLENDALE AVE | GLENDALE | AZ | 85307 | Maricopa | 3 | Perm Closure | 1979-01-01 | 3000 | Gasoline | COMPARTMENT A |  | Asphalt coated or Bare Steel |  |  |  | Removal | 1991-02-28
0-000270 | ADOT - TRAFFIC OPERATIONS SERVICES | 2104 S 22ND AVE | PHOENIX | AZ | 85009 | Maricopa | 1 | Perm Closure | 1968-01-01 | 1000 | Gasoline | COMPARTMENT A | Single Walled | Asphalt coated or Bare Steel |  |  |  | Closed in Place | 1983-01-01
0-003835 | PHOENIX, CITY OF - FIRE STATION #42 | 3246 W GREENWAY RD | PHOENIX | AZ | 85053 | Maricopa | 1 | Perm Closure | 1978-01-01 | 1000 | Diesel | COMPARTMENT A | Single Walled | Asphalt coated or Bare Steel | Suction - Check Valve at the Tank Top | Single Walled | Bare or Galvanized Steel | Removal | 1994-09-01
0-000487 | ATSF RAILWAY | 5281 N TOM MURRAY AVE | GLENDALE | AZ | 85301 | Maricopa | 1 | Perm Closure | 1981-01-01 | 10000 | Diesel | COMPARTMENT A | Single Walled | Fiberglass Reinforced Plastic |  |  |  | Removal | 1992-04-16
0-005333 | SAVCO #11 | 748 E MAIN ST | AVONDALE | AZ | 85323 | Maricopa | 6 | Perm Closure | 2005-06-17 | 300 | Used Oil/Waste Oil | COMPARTMENT A |  | Asphalt coated or Bare Steel |  |  |  | Removal | 1992-12-15
0-000521 | ARCO #5251 | 4647 W INDIAN SCHOOL RD | PHOENIX | AZ | 85031 | Maricopa | 7 | Perm Closure | 1993-02-03 | 10000 | Gasoline | COMPARTMENT A | Double Walled | Fiberglass Reinforced Plastic | Pressure | Double Walled | Fiberglass Reinforced Plastic | Removal | 2002-10-24
0-005808 | GILA BEND AIR FORCE AUXILLARY FIELD |  | GILA BEND |  |  | Maricopa | 8 | Perm Closure | 2006-10-03 | 500 | Diesel | COMPARTMENT A |  | Asphalt coated or Bare Steel |  |  |  | Removal | 1992-12-30
0-009650 | ST. VINCENT DEPAUL | 310 W WATKINS RD | PHOENIX | AZ | 85003 | Maricopa | 1 | Perm Closure | 2005-06-17 | 5000 | Diesel | COMPARTMENT A | Unknown | Asphalt coated or Bare Steel | Suction - Check Valve at the Dispenser |  |  | Removal | 2000-06-22
0-002840 | PING, INC | 2200 W PEORIA AVE | PHOENIX | AZ | 85029 | Maricopa | 3 | Perm Closure | 1971-01-01 | 1000 | Diesel | COMPARTMENT A | Double Walled | Asphalt coated or Bare Steel |  |  |  | Removal | 1988-07-01
0-007528 | LIL MIKE'S SERVICE CENTER | 3345 RIVERSIDE DR | PARKER | AZ | 85344 | La Paz | 2 | Perm Closure | 2005-06-17 |  | Gasoline | COMPARTMENT A | Double Walled | Fiberglass Reinforced Plastic |  |  |  | Removal | 1993-12-01
0-006488 | HAVASU SPRINGS RESORT | 2581 N HIGHWAY 95 | PARKER | AZ | 85344 | La Paz | 4 | Perm Closure | 1982-10-13 | 8000 | Gasoline | COMPARTMENT A | Double Walled | Asphalt coated or Bare Steel |  |  |  | Closed in Place | 1989-11-06
0-001514 | CIRCLE K #3737 | 6356 S PRICE RD | TEMPE | AZ | 85283 | Maricopa | 2 | Perm Closure | 1982-01-01 | 10000 | Gasoline | COMPARTMENT A | Single Walled | Fiberglass Reinforced Plastic | Pressure |  | Fiberglass Reinforced Plastic | Removal | 1993-09-28
0-003996 | JIFFY LUBE #2088 | 1202 E NORTHERN AVE | PHOENIX | AZ | 85020 | Maricopa | 3 | Perm Closure | 1980-04-03 | 250 | Used Oil/Waste Oil | COMPARTMENT A | Unknown | Asphalt coated or Bare Steel | Suction - Check Valve at the Tank Top |  | Bare or Galvanized Steel | Removal | 1995-11-15
0-002899 | SOUTHWEST INDUSTRIAL RIGGING | 2802 W PALM LN | PHOENIX | AZ | 85009 | Maricopa | 1 | Perm Closure | 1969-01-01 | 800 | Used Oil/Waste Oil | COMPARTMENT A | Single Walled | Concrete |  |  |  | Closed in Place | 1987-02-01
0-000453 | PRAXAIR | 4030 W LINCOLN ST | PHOENIX | AZ | 85009 | Maricopa | 2 | Perm Closure | 1975-05-02 | 3000 | Gasoline | COMPARTMENT A | Single Walled | Asphalt coated or Bare Steel |  |  |  | Removal | 1988-01-01
0-008109 | NISSAN TEST CENTER NORTH AMERICA | 7815 N WHITE AND PARKER RD | STANFIELD | AZ | 85172 | Pinal | 10 | Perm Closure | 1987-05-01 | 2000 | Gasoline | COMPARTMENT A | Single Walled | Fiberglass Reinforced Plastic | Pressure |  |  | Removal | 2008-01-10
0-008109 | NISSAN TEST CENTER NORTH AMERICA | 7815 N WHITE AND PARKER RD | STANFIELD | AZ | 85172 | Pinal | 21 | Open | 2008-01-15 | 4000 | Gasoline | COMPARTMENT A | Double Walled | Fiberglass Reinforced Plastic | Pressure | Double Walled | Fiberglass Reinforced Plastic
0-008109 | NISSAN TEST CENTER NORTH AMERICA | 7815 N WHITE AND PARKER RD | STANFIELD | AZ | 85172 | Pinal | 5 | Perm Closure | 1987-05-01 | 2000 | Gasoline | COMPARTMENT A | Single Walled | Fiberglass Reinforced Plastic | Pressure |  |  | Removal | 2008-01-10
0-008109 | NISSAN TEST CENTER NORTH AMERICA | 7815 N WHITE AND PARKER RD | STANFIELD | AZ | 85172 | Pinal | 12 | Open | 2008-01-15 | 4000 | Diesel | COMPARTMENT A | Double Walled | Fiberglass Reinforced Plastic | Pressure | Double Walled | Fiberglass Reinforced Plastic
0-000318 | ADOT - SHEEPSPRING MAINTENANCE |  | GREER |  |  | Apache | 1 | Perm Closure | 2005-06-17 | 1000 | Diesel | COMPARTMENT A |  | Asphalt coated or Bare Steel |  |  |  | Removal | 1990-05-18
0-010464 | FIREBIRD FUEL COMPANY #6196 | 11171 N SOLAR CANYON WAY | SURPRISE | AZ | 85379 | Maricopa | 1 | Open | 2013-01-04 | 12000 | Diesel | COMPARTMENT A | Double Walled | Composite (Steel/Fiberglass) | Pressure | Double Walled | Fiberglass Reinforced Plastic
0-006285 | INDUSTRIAL FLEET REPAIR | 1339 S COUNTRY CLUB DR | MESA | AZ | 85210 | Maricopa | 1 | Perm Closure | 1975-08-17 | 6000 | Diesel | COMPARTMENT A | Unknown | Asphalt coated or Bare Steel |  |  |  | Removal | 1992-02-25
0-004336 | LMH AUTO SALES | 303 N BLACK CANYON HWY | PHOENIX | AZ | 85009 | Maricopa | 4 | Perm Closure | 1961-01-01 | 6000 | Gasoline | COMPARTMENT A | Double Walled | Asphalt coated or Bare Steel |  |  |  | Removal | 1997-02-05
0-000868 | 88 TRAILS CORP | 1571 W APACHE TRL | APACHE JUNCTION | AZ | 85120 | Pinal | 9 | Temp Closure | 1995-11-10 | 10000 | Gasoline | COMPARTMENT A | Double Walled | Fiberglass Reinforced Plastic | Pressure | Double Walled | Fiberglass Reinforced Plastic |  | 2017-12-22
0-009211 | RANDYS GARAGE | 401 W SECOND ST | WINSLOW | AZ | 86047 | Navajo | 2 | Perm Closure | 1959-01-01 | 5000 | Gasoline | COMPARTMENT A | Double Walled | Asphalt coated or Bare Steel | Pressure |  | Bare or Galvanized Steel | Removal | 2001-09-25
0-009407 | MEADVIEW AUTO AND MARINE | 28940 N PIERCE FERRY RD | MEADVIEW | AZ | 86444 | Mohave | 1 | Perm Closure | 1989-06-01 | 10000 | Gasoline | COMPARTMENT A | Double Walled | Composite (Steel/Fiberglass) | Pressure | Double Walled |  | Removal | 2019-11-06
0-009730 | GRANT 6630 | 6630 E GRANT RD | TUCSON | AZ | 85715 | Pima | 1 | Perm Closure | 2001-02-06 | 15000 | Gasoline | COMPARTMENT A | Double Walled | Fiberglass Reinforced Plastic | Pressure | Double Walled | Flexible | Removal | 2016-12-01
0-010124 | COSTCO #736 | 595 S GALLERIA WAY | CHANDLER | AZ | 85226 | Maricopa | 1 | Open | 2005-11-01 | 30000 | Gasoline | COMPARTMENT A | Double Walled | Fiberglass Reinforced Plastic | Pressure
0-010124 | COSTCO #736 | 595 S GALLERIA WAY | CHANDLER | AZ | 85226 | Maricopa | 2 | Open | 2005-11-01 | 30000 | Gasoline | COMPARTMENT A | Double Walled | Fiberglass Reinforced Plastic | Pressure
0-007177 | ABLE-CARDON | 1202 W WATKINS ST | PHOENIX | AZ | 85007 | Maricopa | 1 | Perm Closure | 1979-01-01 | 1500 | Gasoline | COMPARTMENT A | Single Walled | Asphalt coated or Bare Steel |  |  |  | Removal | 1991-02-14
0-005816 | M B VALEY TRUCK & TRAILER | 2310 W MCDOWELL RD | PHOENIX | AZ | 85009 | Maricopa | 2 | Perm Closure | 1981-01-01 | 2000 | Gasoline | COMPARTMENT A |  | Asphalt coated or Bare Steel |  |  |  | Removal | 1990-12-20
0-005816 | M B VALEY TRUCK & TRAILER | 2310 W MCDOWELL RD | PHOENIX | AZ | 85009 | Maricopa | 1 | Perm Closure | 1981-01-01 | 10000 | Diesel | COMPARTMENT A |  | Asphalt coated or Bare Steel |  |  |  | Removal | 1990-12-20
0-006368 | LAKE HAVASU MARINA | 1100 MCCULLOCH BLVD N | LAKE HAVASU CITY | AZ | 86403 | Mohave | 5 | Perm Closure | 1982-01-01 | 6000 | Gasoline | COMPARTMENT A | Single Walled | Asphalt coated or Bare Steel | Pressure |  |  | Removal | 1998-10-27
0-010177 | SAM'S CLUB #6608 | 1525 W BELL RD | PHOENIX | AZ | 85023 | Maricopa | 2 | Open | 2007-02-17 | 20000 | Gasoline | COMPARTMENT A | Double Walled | Fiberglass Reinforced Plastic | Pressure | Double Walled | Flexible
0-010177 | SAM'S CLUB #6608 | 1525 W BELL RD | PHOENIX | AZ | 85023 | Maricopa | 3 | Open | 2007-02-17 | 12000 | Gasoline | COMPARTMENT B | Double Walled | Fiberglass Reinforced Plastic | Pressure | Double Walled | Flexible
0-010198 | SPEEDWAY STORE #2960 | 795 W VIA RANCHO SAHUARITA | SAHUARITA | AZ | 85629 | Pima | 2 | Open | 2007-08-23 | 8000 | Diesel | COMPARTMENT B | Double Walled | Fiberglass Reinforced Plastic | Pressure | Double Walled | Fiberglass Reinforced Plastic
0-010201 | TOM'S THUMB FRESH MARKET | 9393 E BELL RD | SCOTTSDALE | AZ | 85260 | Maricopa | 3 | Open | 2007-02-22 | 15000 | Gasoline | COMPARTMENT A | Double Walled | Composite (Steel/Fiberglass) | Pressure | Double Walled | Fiberglass Reinforced Plastic
0-010272 | SAM'S CLUB #4829 | 2655 S MARKET ST | GILBERT | AZ | 85295 | Maricopa | 2 | Open | 2008-11-20 | 20000 | Gasoline | COMPARTMENT A | Double Walled | Fiberglass Reinforced Plastic | Pressure | Double Walled | Flexible
0-001653 | CITY OF COOLIDGE - MUNICIPAL AIRPORT | 6300 N AIRPORT RD | COOLIDGE | AZ | 85128 | Pinal | 1 | Perm Closure | 1982-01-01 | 10000 | Gasoline | COMPARTMENT A | Single Walled | Asphalt coated or Bare Steel | Pressure | Single Walled | Bare or Galvanized Steel | Removal | 2015-10-06
0-006329 | JAKE'S CORNER STORE | 57510 N SR 188 | JAKES CORNER | AZ | 85541 | Gila | 3 | Perm Closure | 1984-01-01 | 7500 | Diesel | COMPARTMENT A |  | Asphalt coated or Bare Steel | Pressure | Double Walled | Fiberglass Reinforced Plastic | Removal | 2009-05-28
0-000661 | BRADCO SPRINGERVILLE CARDLOCK | 706 E MAIN ST | SPRINGERVILLE | AZ | 85938 | Apache | 1 | Perm Closure | 1966-01-01 | 10000 | Diesel | COMPARTMENT A |  | Asphalt coated or Bare Steel | Pressure |  | Fiberglass Reinforced Plastic | Removal | 1993-09-07
0-010321 | CIRCLE K STORE #2703397 | 537 S WATSON RD | BUCKEYE | AZ | 85326 | Maricopa | 1 | Open | 2009-11-15 | 20000 | Gasoline | COMPARTMENT A | Double Walled | Fiberglass Reinforced Plastic | Pressure | Double Walled | Fiberglass Reinforced Plastic
0-010349 | QUIKTRIP #410 | 14007 W GRAND AVE | SURPRISE | AZ | 85374 | Maricopa | 3 | Open | 2010-04-22 | 8000 | Diesel | COMPARTMENT B | Double Walled | Fiberglass Reinforced Plastic | Pressure | Double Walled | Fiberglass Reinforced Plastic
0-002623 | STEPHNOS - DISCOUNT BEVERAGE OUTLET | 22005 S ELLSWORTH RD | QUEEN CREEK | AZ | 85142 | Maricopa | 1 | Perm Closure | 1988-05-26 | 15000 | Gasoline | COMPARTMENT A | Unknown | Fiberglass Reinforced Plastic | Pressure |  | Fiberglass Reinforced Plastic | Removal | 1994-06-17
0-001539 | CITIZENS UTILITIES - VALENCIA | 1741 N GRAND AVE | NOGALES | AZ | 85621 | Santa Cruz | 3 | Perm Closure | 1988-07-01 | 2000 | Gasoline | COMPARTMENT A |  | Fiberglass Reinforced Plastic | Suction - Check Valve at the Tank Top |  | Fiberglass Reinforced Plastic | Removal | 2006-12-11
0-001134 | DEBONA ENTERPRISES | 5848 N 16TH ST | PHOENIX | AZ | 85016 | Maricopa | 1 | Perm Closure | 1981-01-01 | 2000 | Gasoline | COMPARTMENT A |  | Asphalt coated or Bare Steel |  |  |  | Removal | 1990-05-30
0-006283 | THE FILLING STATION | 1149 E FLORENCE BLVD | CASA GRANDE | AZ | 85122 | Pinal | 6 | Perm Closure | 2017-09-01 | 500 | Used Oil/Waste Oil | COMPARTMENT A | Unknown | Asphalt coated or Bare Steel |  |  |  | Removal | 2017-07-15
0-006035 | MACKEY PLUMBING CO | 3434 N 28TH AVE | PHOENIX | AZ | 85017 | Maricopa | 1 | Perm Closure | 1975-01-01 | 1000 | Gasoline | COMPARTMENT A | Double Walled | Asphalt coated or Bare Steel |  |  |  | Removal | 1992-06-18
0-002568 | MIAMI-INSPIRATION- REDUCTION PLANT |  | MIAMI |  |  | Gila | 8 | Perm Closure | 1959-04-23 | 1000 | Gasoline | COMPARTMENT A | Single Walled | Asphalt coated or Bare Steel |  |  |  | Removal | 1989-06-24
0-002568 | MIAMI-INSPIRATION- REDUCTION PLANT |  | MIAMI |  |  | Gila | 7 | Perm Closure | 2005-06-17 | 10000 | Diesel | COMPARTMENT A | Single Walled | Asphalt coated or Bare Steel |  |  |  | Removal | 1989-06-24
0-004505 | CITY OF PHOENIX - POLICE SOUTH RESOURCE BUREAU | 3443 S CENTRAL AVE | PHOENIX | AZ | 85040 | Maricopa | 2 | Perm Closure | 1949-01-01 | 500 | Unidentified | COMPARTMENT A | Single Walled | Asphalt coated or Bare Steel |  |  |  | Removal | 1989-06-02
0-004505 | CITY OF PHOENIX - POLICE SOUTH RESOURCE BUREAU | 3443 S CENTRAL AVE | PHOENIX | AZ | 85040 | Maricopa | 5 | Open | 1990-01-01 | 12000 | Gasoline | COMPARTMENT A | Double Walled | Fiberglass Reinforced Plastic | Pressure | Double Walled | Fiberglass Reinforced Plastic
0-004505 | CITY OF PHOENIX - POLICE SOUTH RESOURCE BUREAU | 3443 S CENTRAL AVE | PHOENIX | AZ | 85040 | Maricopa | 10 | Open | 1990-01-01 | 550 | New Oil | COMPARTMENT A | Double Walled | Fiberglass Reinforced Plastic | Suction - Check Valve at the Tank Top | Double Walled | Fiberglass Reinforced Plastic
0-004176 | ROCK SPRINGS GAS DEPOT | 35932 S OLD BLACK CANYON HWY | BLACK CANYON CITY | AZ | 85324 | Yavapai | 2 | Open | 1982-01-01 | 10000 | Gasoline | COMPARTMENT A | Single Walled | Asphalt coated or Bare Steel | Gravity Feed
0-004838 | ALLEN'S ACCURATE AUTOMOTIVE | 625 W GUADALUPE RD | GILBERT | AZ | 85233 | Maricopa | 2 | Perm Closure | 1974-03-21 | 6000 | Gasoline | COMPARTMENT A | Unknown | Asphalt coated or Bare Steel |  |  |  | Removal | 1988-12-14
0-000538 | ARCO AM/PM | 10601 N SCOTTSDALE RD | SCOTTSDALE | AZ | 85254 | Maricopa | 7 | Perm Closure | 1990-08-01 | 10000 | Gasoline | COMPARTMENT A | Double Walled | Fiberglass Reinforced Plastic | Pressure | Double Walled | Fiberglass Reinforced Plastic | Removal | 2009-10-05
0-000538 | ARCO AM/PM | 10601 N SCOTTSDALE RD | SCOTTSDALE | AZ | 85254 | Maricopa | 13 | Open | 2010-07-28 | 7000 | Diesel | COMPARTMENT C | Double Walled | Fiberglass Reinforced Plastic | Pressure | Double Walled | Fiberglass Reinforced Plastic
0-004516 | CITY OF SIERRA VISTA - AIRPORT |  | SIERRA VISTA |  |  | Cochise | 2 | Perm Closure | 1972-05-08 | 4000 | Gasoline | COMPARTMENT A | Unknown | Asphalt coated or Bare Steel |  |  |  | Removal | 1990-03-01
0-004516 | CITY OF SIERRA VISTA - AIRPORT |  | SIERRA VISTA |  |  | Cochise | 5 | Perm Closure | 1972-05-08 | 3000 | Gasoline | COMPARTMENT A | Unknown | Asphalt coated or Bare Steel |  |  |  | Removal | 1990-03-01
0-001878 | CIRCLE K STORE #2705400 | 7351 W CHANDLER BLVD | CHANDLER | AZ | 85226 | Maricopa | 2 | Perm Closure | 1969-01-01 | 8000 | Gasoline | COMPARTMENT A |  | Asphalt coated or Bare Steel |  |  |  | Removal | 1989-01-15
0-006965 | SCOTTSDALE, CITY OF - OLD CORPORATION YARD | 1323 E MCKELLIPS RD | SCOTTSDALE | AZ | 85257 | Maricopa | 2 | Perm Closure | 2005-06-17 | 10000 | Diesel | COMPARTMENT A | Double Walled | Asphalt coated or Bare Steel | Pressure |  | Bare or Galvanized Steel | Removal | 1990-05-31
0-005936 | TUCSON NEWSPAPERS INC | 4850 S PARK AVE | TUCSON | AZ | 85714 | Pima | 5 | Perm Closure | 1975-12-20 | 10000 | Gasoline | COMPARTMENT A | Double Walled | Asphalt coated or Bare Steel |  |  |  | Removal | 1987-10-13
0-002425 | MOBIL - HALLUM MOBIL | 4501 N US HIGHWAY 89 | FLAGSTAFF | AZ | 86004 | Coconino | 1 | Perm Closure | 1979-04-09 | 10000 | Gasoline (UL) | COMPARTMENT A | Single Walled | Asphalt coated or Bare Steel | Pressure |  | Fiberglass Reinforced Plastic | Removal | 2019-07-15
0-000265 | SCOTTSDALE ACURA | 6825 E MCDOWELL RD | SCOTTSDALE | AZ | 85257 | Maricopa | 2 | Perm Closure | 1986-10-01 | 500 | Used Oil/Waste Oil | COMPARTMENT A | Single Walled | Fiberglass Reinforced Plastic | Gravity Feed | Double Walled |  | Removal | 1994-02-09
0-006512 | CORNS FUEL & TIRES | 825 N NAVAJO DR | PAGE | AZ | 86040 | Coconino | 1 | Perm Closure | 1971-11-15 | 10000 | Gasoline | COMPARTMENT A | Double Walled | Asphalt coated or Bare Steel |  |  |  | Removal | 1991-12-17
0-004987 | FIREBIRD FUEL COMPANY #304 | 2343 N 27TH AVE | PHOENIX | AZ | 85009 | Maricopa | 5 | Open | 1974-01-01 | 12000 | Biodiesel | COMPARTMENT A |  | Asphalt coated or Bare Steel | Pressure |  | Fiberglass Reinforced Plastic
0-004987 | FIREBIRD FUEL COMPANY #304 | 2343 N 27TH AVE | PHOENIX | AZ | 85009 | Maricopa | 6 | Open | 1974-01-01 | 12000 | Red Diesel | COMPARTMENT A |  | Asphalt coated or Bare Steel | Pressure |  | Fiberglass Reinforced Plastic
0-004987 | FIREBIRD FUEL COMPANY #304 | 2343 N 27TH AVE | PHOENIX | AZ | 85009 | Maricopa | 14 | Perm Closure | 1983-05-01 | 8000 | New Oil | COMPARTMENT A | Double Walled | Asphalt coated or Bare Steel | Suction - Check Valve at the Tank Top |  | Bare or Galvanized Steel | Removal | 1998-10-07
0-007569 | CENTURY 21 ASSOCIATES | 24 W ROUTE 66 | FLAGSTAFF | AZ | 86001 | Coconino | 1 | Perm Closure | 2005-06-17 |  | Unidentified | COMPARTMENT A | Double Walled | Fiberglass Reinforced Plastic |  |  |  | Removal | 1974-01-01
0-008506 | FOXBORO PROPERTY |  | MUNDS PARK |  |  | Coconino | 3 | Perm Closure | 2005-06-17 |  | Gasoline | COMPARTMENT A | Double Walled | Asphalt coated or Bare Steel | Suction - Check Valve at the Tank Top |  | Bare or Galvanized Steel | Removal | 1994-11-14
0-001112 | CHEVRON | 310 W MAIN ST | MESA | AZ | 85201 | Maricopa | 6 | Perm Closure | 1992-05-01 | 10000 | Gasoline | COMPARTMENT A | Double Walled | Fiberglass Reinforced Plastic | Pressure | Double Walled | Fiberglass Reinforced Plastic | Removal | 2004-11-03
0-006830 | TRW AUTOMOTIVE SYSTEMS | 11202 E GERMANN RD | MESA | AZ | 85212 | Maricopa | 2 | Perm Closure | 1953-01-01 | 1000 | Gasoline | COMPARTMENT A | Double Walled | Asphalt coated or Bare Steel | Pressure |  | Bare or Galvanized Steel | Removal | 1990-04-10
0-006830 | TRW AUTOMOTIVE SYSTEMS | 11202 E GERMANN RD | MESA | AZ | 85212 | Maricopa | 3 | Perm Closure | 1953-01-01 | 1000 | Diesel | COMPARTMENT A | Double Walled | Asphalt coated or Bare Steel | Pressure |  | Bare or Galvanized Steel | Removal | 1990-04-10
0-006429 | F1 FOOD & FUEL LLC | 8941 N 12TH ST | PHOENIX | AZ | 85020 | Maricopa | 3 | Perm Closure | 1983-09-02 | 3000 | Gasoline | COMPARTMENT A | Double Walled | Asphalt coated or Bare Steel | Pressure |  |  | Removal | 1998-03-05
0-008188 | CATALINA ROOFING | 3635 E REFINERY WAY | TUCSON | AZ | 85713 | Pima | 1 | Perm Closure | 1970-01-01 | 1000 | Gasoline | COMPARTMENT A | Unknown | Asphalt coated or Bare Steel | Suction - Check Valve at the Tank Top |  |  | Removal | 1993-05-07
0-007617 | AT&T - SALOME RS |  | NEW HOPE |  |  | La Paz | 1 | Perm Closure | 2005-06-17 | 5000 | Diesel | COMPARTMENT A | Unknown | Asphalt coated or Bare Steel | Gravity Feed |  |  | Removal | 1991-12-02
0-003171 | RE MILLER PAVING AND CONSTRUCTION | 4102 E ILLINOIS ST | TUCSON | AZ | 85714 | Pima | 2 | Perm Closure | 1978-01-13 | 6000 | Gasoline | COMPARTMENT A | Double Walled | Asphalt coated or Bare Steel |  |  |  | Removal | 1990-02-06
0-001565 | EAST SIDE SHELL - FORMER | 2837 E ANDY DEVINE AVE | KINGMAN | AZ | 86401 | Mohave | 5 | Perm Closure | 1979-01-01 | 500 | Used Oil/Waste Oil | COMPARTMENT A | Single Walled | Asphalt coated or Bare Steel | Suction - Check Valve at the Tank Top | Single Walled | Bare or Galvanized Steel | Removal | 1994-08-29
0-002426 | BAKER CONOCO | 932 W BEALE ST | KINGMAN | AZ | 86401 | Mohave | 1 | Open | 1978-01-01 | 12000 | Gasoline (UL) | COMPARTMENT A | Single Walled | Asphalt coated or Bare Steel | Pressure | Single Walled | Fiberglass Reinforced Plastic
0-003491 | VALLEY TRUCK & TRAILER SERVICE | 2320 S 15TH AVE | PHOENIX | AZ | 85007 | Maricopa | 6 | Perm Closure | 2005-06-17 | 550 | Used Oil/Waste Oil | COMPARTMENT A | Unknown | Asphalt coated or Bare Steel | Gravity Feed |  | Bare or Galvanized Steel | Removal | 1993-11-03
0-005743 | YAVAPAI COLLEGE - PRESCOTT | 1100 E SHELDON ST | PRESCOTT | AZ | 86301 | Yavapai | 2 | Perm Closure | 1975-04-04 | 1000 | Gasoline | COMPARTMENT A | Double Walled | Asphalt coated or Bare Steel |  |  |  | Removal | 1990-10-15
0-005003 | CONCHO ELEMENTARY SCHOOL |  | CONCHO |  |  | Apache | 1 | Perm Closure | 1985-01-01 | 1000 | Gasoline | COMPARTMENT A |  | Asphalt coated or Bare Steel | Suction - Check Valve at the Tank Top |  | Bare or Galvanized Steel | Removal | 1992-08-04
0-008735 | GARY'S SERVICE | 15980 N PIERCE FERRY RD | DOLAN SPRINGS | AZ | 86441 | Mohave | 1 | Perm Closure | 2005-06-17 | 1000 | Gasoline | COMPARTMENT A | Single Walled | Asphalt coated or Bare Steel | Suction - Check Valve at the Tank Top | Single Walled | Bare or Galvanized Steel | Removal | 1998-03-05
0-002284 | GILLIGANS ON IRON SPRINGS LLC | 1253 W IRON SPRINGS RD | PRESCOTT | AZ | 86305 | Yavapai | 1 | Open | 1985-03-17 | 10000 | Gasoline | COMPARTMENT A | Single Walled | Fiberglass Reinforced Plastic | Pressure |  | Fiberglass Reinforced Plastic
0-004747 | SHEPHERD BROTHERS STATION #1 - FORMER | 7048 NW GRAND AVE | GLENDALE | AZ | 85301 | Maricopa | 1 | Perm Closure | 1981-04-24 | 15000 | Gasoline | COMPARTMENT A | Double Walled | Fiberglass Reinforced Plastic |  |  |  | Removal | 1997-09-10
0-001791 | PAYMENTECH FINANCIAL SERVICES | 1901 W 14TH ST | TEMPE | AZ | 85281 | Maricopa | 1 | Perm Closure | 1980-01-01 | 550 | Unidentified | COMPARTMENT A |  | Asphalt coated or Bare Steel |  |  |  | Removal | 1994-07-18
0-002154 | GELCO TRUCK LEASING | 2626 N 31ST AVE | PHOENIX | AZ | 85009 | Maricopa | 2 | Perm Closure | 1985-01-01 | 5000 | Unidentified | COMPARTMENT A | Single Walled | Asphalt coated or Bare Steel |  |  |  | Removal | 1989-03-10
0-006461 | RELIANCE METAL CENTER | 301 S 26TH ST | PHOENIX | AZ | 85034 | Maricopa | 1 | Open | 1985-10-05 | 10000 | Diesel | COMPARTMENT A | Unknown | Asphalt coated or Bare Steel | Pressure | Double Walled | Fiberglass Reinforced Plastic
0-004944 | 22ND & CRAYCROFT SHELL | 5502 E 22ND ST | TUCSON | AZ | 85711 | Pima | 2 | Perm Closure | 1984-01-01 | 10000 | Gasoline | COMPARTMENT A | Single Walled | Fiberglass Reinforced Plastic | Pressure | Double Walled | Fiberglass Reinforced Plastic | Removal | 2016-01-08
0-001048 | CHEVRON PROPERTY | 203 E SPEEDWAY BLVD | TUCSON | AZ | 85705 | Pima | 3 | Perm Closure | 1967-01-01 | 5000 | Gasoline | COMPARTMENT A | Single Walled | Asphalt coated or Bare Steel | Pressure | Single Walled | Bare or Galvanized Steel | Removal | 1998-01-23
0-004658 | 7-ELEVEN #23215 | 3948 E THOMAS RD | PHOENIX | AZ | 85018 | Maricopa | 3 | Perm Closure | 1982-01-01 | 10000 | Gasoline | COMPARTMENT A | Single Walled | Fiberglass Reinforced Plastic |  |  |  | Removal | 1991-12-10
0-000112 | GRAND VIEW DAIRY | 5202 S AIRPORT RD | BUCKEYE | AZ | 85326 | Maricopa | 2 | Perm Closure | 1976-01-01 | 10000 | Diesel | COMPARTMENT A |  | Asphalt coated or Bare Steel |  |  |  | Removal | 1987-08-01
0-010025 | PASSMORE PROPERTY | 566 W MAIN ST | QUARTZSITE | AZ | 85346 | La Paz | 1 | Perm Closure | 1940-01-01 | 500 | Gasoline | COMPARTMENT A | Double Walled | Fiberglass Reinforced Plastic |  |  |  | Removal | 2004-11-23
0-010038 | J & S SERVICE CENTER | 4226 E MCDOWELL RD | PHOENIX | AZ | 85008 | Maricopa | 3 | Perm Closure | 1982-01-01 | 5000 | Gasoline | COMPARTMENT A | Unknown | Asphalt coated or Bare Steel | Pressure |  | Bare or Galvanized Steel | Removal | 2005-03-22
0-007286 | FULL SERV GAS | 2198 MCCULLOCH BLVD N | LAKE HAVASU CITY | AZ | 86403 | Mohave | 6 | Perm Closure | 2003-10-07 | 5000 | Gasoline | COMPARTMENT B |  | Composite (Steel/Fiberglass) |  |  |  | Removal | 2017-06-07
0-007286 | FULL SERV GAS | 2198 MCCULLOCH BLVD N | LAKE HAVASU CITY | AZ | 86403 | Mohave | 1 | Perm Closure | 1970-01-01 | 10000 | Gasoline | COMPARTMENT A | Double Walled | Asphalt coated or Bare Steel | Pressure |  |  | Removal | 2003-05-20
0-007208 | CITY OF SCOTTSDALE - WESTWORLD | 16601 N PIMA RD | SCOTTSDALE | AZ | 85260 | Maricopa | 1 | Perm Closure | 1988-11-10 | 1000 | Gasoline | COMPARTMENT A | Double Walled | Fiberglass Reinforced Plastic | Suction - Check Valve at the Tank Top |  |  | Removal | 1998-11-11
0-006225 | CIRCLE K #2708696 | 7424 W MCDOWELL RD | PHOENIX | AZ | 85035 | Maricopa | 2 | Open | 1987-07-15 | 10000 | Gasoline | COMPARTMENT A | Double Walled | Fiberglass Reinforced Plastic | Pressure |  | Fiberglass Reinforced Plastic
0-007309 | CITY OF GLENDALE - CHOLLA WATER TREATMENT PLANT | 4805 W CHOLLA ST | GLENDALE | AZ | 85304 | Maricopa | 1 | Perm Closure | 1980-01-01 | 220 | Used Oil/Waste Oil | COMPARTMENT A |  | Asphalt coated or Bare Steel | Gravity Feed |  | Bare or Galvanized Steel | Removal | 1999-03-11
0-004897 | TERRIBLE HERBST #101 | 60 LAKE HAVASU AVE N | LAKE HAVASU CITY | AZ | 86403 | Mohave | 4 | Open | 2002-05-24 | 5000 | Gasoline | COMPARTMENT A | Double Walled | Asphalt coated or Bare Steel
0-004897 | TERRIBLE HERBST #101 | 60 LAKE HAVASU AVE N | LAKE HAVASU CITY | AZ | 86403 | Mohave | 7 | Open | 2002-05-24 | 10000 | Gasoline | COMPARTMENT A | Double Walled | Fiberglass Reinforced Plastic | Pressure | Double Walled | Fiberglass Reinforced Plastic
0-009816 | CIRCLE K STORE #2709188 | 1611 N 83RD AVE | PHOENIX | AZ | 85035 | Maricopa | 3 | Perm Closure | 2001-01-25 | 15000 | Gasoline | COMPARTMENT A | Double Walled | Fiberglass Reinforced Plastic | Pressure | Double Walled | Flexible | Removal | 2013-06-06
0-000495 | ARCO #5341 | 365 E SOUTHERN AVE | MESA | AZ | 85210 | Maricopa | 3 | Open | 1986-01-01 | 12000 | Gasoline | COMPARTMENT A | Double Walled | Fiberglass Reinforced Plastic | Pressure | Double Walled | Fiberglass Reinforced Plastic
0-002355 | WL GORE & ASSOCIATES - MEDICAL WEST & ELDEN VIEW | 1505 N 4TH ST | FLAGSTAFF | AZ | 86004 | Coconino | 1 | Perm Closure | 1969-04-22 | 5000 | Hazardous Substance | COMPARTMENT A | Single Walled | Asphalt coated or Bare Steel |  |  |  | Removal | 1987-08-27
0-004203 | INTER-COASTAL ELECTRONICS | 5750 E MCKELLIPS RD | MESA | AZ | 85215 | Maricopa | 2 | Perm Closure | 1961-04-29 | 5000 | Diesel | COMPARTMENT A | Double Walled | Asphalt coated or Bare Steel |  |  |  | Removal | 1979-06-01
0-004069 | BARTCO | 8045 S HIGHWAY 95 | MOHAVE VALLEY | AZ | 86440 | Mohave | 2 | Perm Closure | 1981-01-01 | 10000 | Gasoline | COMPARTMENT A |  | Asphalt coated or Bare Steel | Pressure |  |  | Removal | 1996-01-09
0-004069 | BARTCO | 8045 S HIGHWAY 95 | MOHAVE VALLEY | AZ | 86440 | Mohave | 1 | Perm Closure | 1981-01-01 | 10000 | Gasoline | COMPARTMENT A |  | Asphalt coated or Bare Steel | Pressure |  |  | Removal | 1996-01-09
0-007110 | OLD ROUTE 66 SERVICE STATION | 204 S MIKES PIKE | FLAGSTAFF | AZ | 86001 | Coconino | 1 | Perm Closure | 2005-06-17 | 500 | Gasoline | COMPARTMENT A | Double Walled | Asphalt coated or Bare Steel |  |  |  | Removal | 1990-10-20
0-002026 | JOHN VIRGIL EZELL PROPERTY | 517 E MONROE AVE | BUCKEYE | AZ | 85326 | Maricopa | 3 | Perm Closure | 1984-01-01 | 8000 | Gasoline | COMPARTMENT A | Single Walled | Asphalt coated or Bare Steel |  |  |  | Removal | 1995-12-19
0-001889 | EXXON #7-2506 | 8402 E INDIAN SCHOOL RD | SCOTTSDALE | AZ | 85251 | Maricopa | 5 | Perm Closure | 1989-02-01 | 12000 | Gasoline | COMPARTMENT A | Double Walled | Fiberglass Reinforced Plastic | Pressure |  | Fiberglass Reinforced Plastic | Removal | 2000-04-05
0-000107 | VULCAN MATERIALS COMPANY- LITCHFIELD FACILITY | 11923 W INDIAN SCHOOL RD | AVONDALE | AZ | 85392 | Maricopa | 1 | Perm Closure | 1979-01-01 | 25000 | Diesel | COMPARTMENT A |  | Asphalt coated or Bare Steel |  |  |  | Removal | 1990-01-04
0-005082 | 22ND ST SELF SERVE | 1105 E 22ND ST | TUCSON | AZ | 85713 | Pima | 1 | Perm Closure | 1978-04-01 | 10000 | Diesel | COMPARTMENT A | Double Walled | Asphalt coated or Bare Steel | Pressure |  | Fiberglass Reinforced Plastic | Removal | 1987-01-01
0-004926 | CIRCLE K STORE #2708517 | 7601 S CENTRAL AVE | PHOENIX | AZ | 85042 | Maricopa | 3 | Perm Closure | 1971-05-08 | 8000 | Gasoline | COMPARTMENT A | Double Walled | Asphalt coated or Bare Steel |  |  |  | Removal | 1987-09-24
0-006336 | ED'S SALES & SERVICE | 490 E MAIN ST | QUARTZSITE | AZ | 85346 | La Paz | 2 | Perm Closure | 1975-01-01 | 6000 | Gasoline | COMPARTMENT A | Single Walled | Asphalt coated or Bare Steel |  |  |  | Removal | 1995-01-24
0-004635 | 7-ELEVEN #19158 | 5901 W MCDOWELL RD | PHOENIX | AZ | 85035 | Maricopa | 2 | Perm Closure | 1977-01-01 | 8000 | Gasoline | COMPARTMENT A | Single Walled | Asphalt coated or Bare Steel | Pressure | Single Walled | Bare or Galvanized Steel | Removal | 1993-02-11
0-001296 | CIRCLE K #2700733 | 95 E HWY 90 | SIERRA VISTA | AZ | 85635 | Cochise | 5 | Open | 1995-05-11 | 10000 | Gasoline | COMPARTMENT A | Single Walled | Fiberglass Reinforced Plastic | Pressure | Double Walled | Fiberglass Reinforced Plastic
0-001228 | CIRCLE K #2700423 | 1951 E ASH ST | GLOBE | AZ | 85501 | Gila | 1 | Open | 1980-01-01 | 10000 | Gasoline | COMPARTMENT A | Single Walled | Asphalt coated or Bare Steel | Pressure | Single Walled | Fiberglass Reinforced Plastic
0-002852 | EXXON - FRANK'S EXXON SERVICE | 220 W 5TH ST | SAFFORD | AZ | 85546 | Graham | 5 | Perm Closure | 1966-05-08 | 500 | Used Oil/Waste Oil | COMPARTMENT A | Single Walled | Asphalt coated or Bare Steel |  |  |  | Removal | 1995-07-01
0-002789 | CIRCLE K STORE #2741652 | 5049 W BUCKEYE RD | PHOENIX | AZ | 85043 | Maricopa | 4 | Perm Closure | 1979-01-01 | 12000 | Diesel | COMPARTMENT A |  | Asphalt coated or Bare Steel |  |  |  | Removal | 1988-09-01
0-002719 | MASSUER PLUMBING CO | 2011 E APACHE BLVD | TEMPE | AZ | 85281 | Maricopa | 1 | Perm Closure | 1961-04-01 | 1000 | Gasoline | COMPARTMENT A | Single Walled | Asphalt coated or Bare Steel |  |  |  | Removal | 1990-04-24
0-000930 | SPRINGERVILLE MAVERICK STORE 138 | 606 E MAIN ST | SPRINGERVILLE | AZ | 85938 | Apache | 5 | Perm Closure | 1991-06-01 | 12000 | Gasoline | COMPARTMENT A | Double Walled | Composite (Steel/Fiberglass) | Pressure |  | Fiberglass Reinforced Plastic | Removal | 2006-05-22
0-004247 | SPEEDWAY STORE #2976 | 101 E 16TH ST | DOUGLAS | AZ | 85607 | Cochise | 2 | Temp Closure | 1986-10-27 | 10000 | Gasoline | COMPARTMENT A | Double Walled | Fiberglass Reinforced Plastic | Pressure |  | Fiberglass Reinforced Plastic |  | 2020-11-05
0-004079 | RAY BELL #454 - LIBERTY BELL | 1125 W BEALE ST | KINGMAN | AZ | 86401 | Mohave | 3 | Perm Closure | 1979-04-23 | 6000 | Gasoline | COMPARTMENT A | Unknown | Asphalt coated or Bare Steel | Pressure |  |  | Removal | 1996-01-16
0-009063 | MCGUIREVILLE MINI MART | 2105 E BEAVER CREEK RD | MCGUIREVILLE | AZ | 86335 | Yavapai | 2 | Open | 1999-02-01 | 15000 | Gasoline | COMPARTMENT A | Double Walled | Fiberglass Reinforced Plastic | Pressure | Double Walled | Fiberglass Reinforced Plastic
0-001794 | SCOTTSDALE UNIFIED SCHOOL DISTRICT #48 | 9288 E SAN SALVADOR DR | SCOTTSDALE | AZ | 85258 | Maricopa | 5 | Open | 1989-05-15 | 10000 | Diesel | COMPARTMENT A | Double Walled | Fiberglass Reinforced Plastic | Pressure | Double Walled | Fiberglass Reinforced Plastic
0-005303 | UNOCAL #5776 | 2536 W INDIAN SCHOOL RD | PHOENIX | AZ | 85017 | Maricopa | 3 | Perm Closure | 1985-04-15 | 550 | Used Oil/Waste Oil | COMPARTMENT A | Double Walled | Fiberglass Reinforced Plastic |  |  |  | Closed in Place | 1990-07-10
0-005303 | UNOCAL #5776 | 2536 W INDIAN SCHOOL RD | PHOENIX | AZ | 85017 | Maricopa | 1 | Perm Closure | 1985-04-15 | 12000 | Gasoline | COMPARTMENT A | Double Walled | Fiberglass Reinforced Plastic |  |  |  | Closed in Place | 1990-07-10
0-006694 | EASTERN ARIZONA COLLEGE | 600 W CHURCH ST | THATCHER | AZ | 85552 | Graham | 3 | Perm Closure | 1979-01-01 | 1000 | Unidentified | COMPARTMENT A |  | Asphalt coated or Bare Steel |  |  |  | Removal | 1989-11-27
0-005707 | CORNVILLE MARKET | 9420 E CORNVILLE RD | CORNVILLE | AZ | 86325 | Yavapai | 2 | Perm Closure | 1972-01-22 | 10000 | Gasoline | COMPARTMENT A | Double Walled | Asphalt coated or Bare Steel | Pressure |  | Fiberglass Reinforced Plastic | Removal | 1997-10-07
0-004401 | APACHE ALTERNATIVE SCHOOL | 1201 N 85TH PL | SCOTTSDALE | AZ | 85257 | Maricopa | 2 | Perm Closure | 1980-01-01 | 10000 | Gasoline | COMPARTMENT A | Double Walled | Fiberglass Reinforced Plastic |  |  |  | Removal | 1996-06-11
0-002003 | EXXON #7-3689 | 501 N PARK AVE | TUCSON | AZ | 85719 | Pima | 4 | Perm Closure | 1968-01-01 | 1000 | Used Oil/Waste Oil | COMPARTMENT A |  | Asphalt coated or Bare Steel | Pressure | Single Walled | Bare or Galvanized Steel | Removal | 1989-06-01
0-001120 | CHEVRON #9-2152 | 3101 S 4TH AVE | YUMA | AZ | 85364 | Yuma | 5 | Perm Closure | 1990-06-01 | 10000 | Gasoline | COMPARTMENT A | Double Walled | Composite (Steel/Fiberglass) | Pressure | Double Walled | Fiberglass Reinforced Plastic | Removal | 1993-04-02
0-001120 | CHEVRON #9-2152 | 3101 S 4TH AVE | YUMA | AZ | 85364 | Yuma | 1 | Perm Closure | 1968-01-01 | 10000 | Gasoline | COMPARTMENT A | Single Walled | Asphalt coated or Bare Steel |  |  |  | Removal | 1990-06-13
0-009746 | SAFEWAY #1747 | 1031 N STATE ROUTE 89 | CHINO VALLEY | AZ | 86323 | Yavapai | 1 | Open | 2001-01-05 | 10000 | Gasoline | COMPARTMENT A | Double Walled | Composite (Steel/Fiberglass)
0-000641 | WIZZ MART INC | 4302 W THOMAS RD | PHOENIX | AZ | 85031 | Maricopa | 8 | Perm Closure | 1986-01-01 | 10000 | Gasoline | COMPARTMENT A |  | Fiberglass Reinforced Plastic | Pressure | Double Walled | Fiberglass Reinforced Plastic | Removal | 2019-03-14
0-000641 | WIZZ MART INC | 4302 W THOMAS RD | PHOENIX | AZ | 85031 | Maricopa | 12 | Open | 2019-05-24 | 10000 | Gasoline (PUL) | COMPARTMENT A | Double Walled | Fiberglass Reinforced Plastic | Pressure | Double Walled | Fiberglass Reinforced Plastic
0-002514 | GILA BEND PILOT TRAVEL CENTER | 3006 S BUTTERFIELD TRL | GILA BEND | AZ | 85337 | Maricopa | 6 | Perm Closure | 1986-05-01 | 10000 | Gasoline | COMPARTMENT A | Single Walled | Fiberglass Reinforced Plastic | Pressure | Single Walled | Fiberglass Reinforced Plastic | Removal | 2020-05-26
0-002514 | GILA BEND PILOT TRAVEL CENTER | 3006 S BUTTERFIELD TRL | GILA BEND | AZ | 85337 | Maricopa | 3 | Perm Closure | 1972-01-01 | 6000 | Gasoline | COMPARTMENT A |  | Asphalt coated or Bare Steel |  |  |  | Closed in Place | 1986-05-01
0-002514 | GILA BEND PILOT TRAVEL CENTER | 3006 S BUTTERFIELD TRL | GILA BEND | AZ | 85337 | Maricopa | 8 | Perm Closure | 1986-05-01 | 10000 | Gasoline | COMPARTMENT A | Single Walled | Fiberglass Reinforced Plastic | Pressure | Single Walled | Fiberglass Reinforced Plastic | Removal | 2020-05-26
0-002514 | GILA BEND PILOT TRAVEL CENTER | 3006 S BUTTERFIELD TRL | GILA BEND | AZ | 85337 | Maricopa | 13 | Perm Closure | 2019-05-31 | 10000 | Gasoline (PUL) | COMPARTMENT B | Double Walled | Fiberglass Reinforced Plastic | Pressure | Double Walled | Fiberglass Reinforced Plastic | Removal | 2020-05-26
0-002514 | GILA BEND PILOT TRAVEL CENTER | 3006 S BUTTERFIELD TRL | GILA BEND | AZ | 85337 | Maricopa | 15 | Open | 2020-09-17 | 10000 | Other | COMPARTMENT B | Double Walled | Fiberglass Reinforced Plastic | Pressure | Double Walled | Fiberglass Reinforced Plastic
0-008623 | PARKER TRAILERS | 723 E BUCKEYE RD | PHOENIX | AZ | 85034 | Maricopa | 3 | Perm Closure | 2005-06-17 | 1000 | Gasoline | COMPARTMENT A | Double Walled | Asphalt coated or Bare Steel | Suction - Check Valve at the Tank Top |  | Bare or Galvanized Steel | Removal | 1997-05-27
0-009011 | CIRCLE K #2705316 | 1189 E BASELINE RD | GILBERT | AZ | 85233 | Maricopa | 1 | Open | 1996-05-01 | 10000 | Gasoline | COMPARTMENT A | Double Walled | Fiberglass Reinforced Plastic | Pressure | Double Walled | Fiberglass Reinforced Plastic
0-009011 | CIRCLE K #2705316 | 1189 E BASELINE RD | GILBERT | AZ | 85233 | Maricopa | 2 | Open | 1996-05-01 | 10000 | Gasoline | COMPARTMENT A | Double Walled | Fiberglass Reinforced Plastic | Pressure | Double Walled | Fiberglass Reinforced Plastic
0-008218 | ARCO AM/PM #82297 | 3601 S PARK AVE | TUCSON | AZ | 85713 | Pima | 3 | Open | 1993-09-17 | 10000 | Gasoline | COMPARTMENT A | Double Walled | Fiberglass Reinforced Plastic | Pressure | Double Walled | Fiberglass Reinforced Plastic
0-008218 | ARCO AM/PM #82297 | 3601 S PARK AVE | TUCSON | AZ | 85713 | Pima | 4 | Open | 1993-09-17 | 10000 | Gasoline | COMPARTMENT A | Double Walled | Fiberglass Reinforced Plastic | Pressure | Double Walled | Fiberglass Reinforced Plastic
0-002797 | MUSTANG #6903 | 2120 HIGHWAY 60 | GLOBE | AZ | 85539 | Gila | 4 | Perm Closure | 1976-04-08 | 10000 | Gasoline | COMPARTMENT A | Double Walled | Asphalt coated or Bare Steel |  |  |  | Removal | 1987-01-01
0-002797 | MUSTANG #6903 | 2120 HIGHWAY 60 | GLOBE | AZ | 85539 | Gila | 1 | Perm Closure | 1976-04-08 | 10000 | Gasoline | COMPARTMENT A | Double Walled | Asphalt coated or Bare Steel |  |  |  | Removal | 1987-01-01
0-007402 | C & L MINI MART | 2923 W WHITE MOUNTAIN BLVD | PINETOP-LAKESIDE | AZ | 85929 | Navajo | 1 | Perm Closure | 1981-01-01 | 6000 | Gasoline | COMPARTMENT A | Unknown | Unknown |  |  |  | Removal | 1991-10-07
0-008338 | DANNY'S FAMILY CAROUSEL CAR WASH | 1920 S ALMA SCHOOL RD | MESA | AZ | 85210 | Maricopa | 1 | Perm Closure | 1985-01-01 | 550 | Used Oil/Waste Oil | COMPARTMENT A |  | Asphalt coated or Bare Steel | Gravity Feed |  |  | Closed in Place | 1999-11-11
0-001427 | CIRCLE K #2701561 | 702 E MCDOWELL RD | PHOENIX | AZ | 85006 | Maricopa | 1 | Perm Closure | 1985-01-01 | 10000 | Gasoline | COMPARTMENT A | Double Walled | Fiberglass Reinforced Plastic | Pressure |  | Fiberglass Reinforced Plastic | Removal | 2009-12-03
0-001476 | CIRCLE K #2701772 | 236 N GRAND AVE | NOGALES | AZ | 85621 | Santa Cruz | 3 | Open | 1985-01-01 | 10000 | Gasoline | COMPARTMENT A | Double Walled | Fiberglass Reinforced Plastic | Pressure |  | Fiberglass Reinforced Plastic
0-009774 | CIRCLE K #2706361 | 2760 E BASELINE RD | MESA | AZ | 85204 | Maricopa | 4 | Open | 2001-03-01 | 12000 | Gasoline | COMPARTMENT A | Double Walled | Fiberglass Reinforced Plastic | Pressure | Double Walled | Flexible
0-009774 | CIRCLE K #2706361 | 2760 E BASELINE RD | MESA | AZ | 85204 | Maricopa | 2 | Open | 2001-03-01 | 10000 | Gasoline | COMPARTMENT A | Double Walled | Fiberglass Reinforced Plastic | Pressure | Double Walled | Flexible
0-002176 | FIRST NATIONAL BANK OF ARIZONA | 4110 E ELWOOD ST | PHOENIX | AZ | 85040 | Maricopa | 2 | Perm Closure | 2005-06-17 | 6000 | Gasoline | COMPARTMENT A | Single Walled | Asphalt coated or Bare Steel |  |  |  | Removal | 1989-04-21
0-005447 | CIRCLE K #2702907 | 1675 N WILMOT RD | TUCSON | AZ | 85712 | Pima | 3 | Temp Closure | 1985-04-08 | 10000 | Gasoline | COMPARTMENT A | Single Walled | Fiberglass Reinforced Plastic | Pressure |  | Fiberglass Reinforced Plastic |  | 2020-09-17
0-008811 | DUNLAP SERVICE | 749 S HASKELL AVE | WILLCOX | AZ | 85643 | Cochise | 1 | Perm Closure | 1946-01-01 | 5000 | Gasoline | COMPARTMENT A | Unknown | Asphalt coated or Bare Steel | Suction - Check Valve at the Tank Top |  |  | Removal | 1946-01-01
0-003494 | W.W. WILLIAMS SOUTHWEST, INC. | 1375 W GLENN ST | TUCSON | AZ | 85705 | Pima | 3 | Perm Closure | 1970-04-28 | 1000 | Used Oil/Waste Oil | COMPARTMENT A | Unknown | Asphalt coated or Bare Steel |  |  |  | Removal | 1989-01-01
0-004350 | SAMARITAN VILLAGE TOWER | 1075 RUTH ST | PRESCOTT | AZ | 86301 | Yavapai | 1 | Perm Closure | 1982-01-01 | 110 | Diesel | COMPARTMENT A | Unknown | Asphalt coated or Bare Steel | Suction - Check Valve at the Tank Top |  |  | Removal | 1991-10-29
0-009775 | ARCO AM/PM | 3610 E BELL RD | PHOENIX | AZ | 85032 | Maricopa | 1 | Open | 1999-05-01 | 20000 | Gasoline | COMPARTMENT A | Double Walled | Fiberglass Reinforced Plastic | Pressure | Double Walled | Fiberglass Reinforced Plastic
0-005496 | USVA - CARL T HAYDEN VAMC RMS-138 | 650 E INDIAN SCHOOL RD | PHOENIX | AZ | 85012 | Maricopa | 1 | Perm Closure | 1976-07-22 | 10000 | Diesel | COMPARTMENT A | Double Walled | Asphalt coated or Bare Steel | Suction - Check Valve at the Tank Top |  |  | Removal | 1993-04-28
0-005496 | USVA - CARL T HAYDEN VAMC RMS-138 | 650 E INDIAN SCHOOL RD | PHOENIX | AZ | 85012 | Maricopa | 12 | Open | 2012-02-24 | 12000 | Diesel | COMPARTMENT A | Double Walled | Fiberglass Reinforced Plastic | Suction - Check Valve at the Tank Top | Double Walled | Fiberglass Reinforced Plastic
0-005496 | USVA - CARL T HAYDEN VAMC RMS-138 | 650 E INDIAN SCHOOL RD | PHOENIX | AZ | 85012 | Maricopa | 7 | Perm Closure | 1976-07-01 | 2000 | Diesel | COMPARTMENT A | Double Walled | Asphalt coated or Bare Steel | Suction - Check Valve at the Tank Top |  |  | Removal | 1993-03-09
0-005496 | USVA - CARL T HAYDEN VAMC RMS-138 | 650 E INDIAN SCHOOL RD | PHOENIX | AZ | 85012 | Maricopa | 10 | Open | 1993-04-01 | 12000 | Diesel | COMPARTMENT A | Double Walled | Fiberglass Reinforced Plastic | Suction - Check Valve at the Tank Top | Double Walled | Fiberglass Reinforced Plastic
0-001049 | CHEVRON #9-4036 | 1031 N WILMOT RD | TUCSON | AZ | 85711 | Pima | 5 | Perm Closure | 1959-01-01 | 550 | Used Oil/Waste Oil | COMPARTMENT A |  | Asphalt coated or Bare Steel |  |  |  | Removal | 1987-11-01
0-009386 | BEST WESTERN RANCHO | 293 E WICKENBURG WAY | WICKENBURG | AZ | 85390 | Maricopa | 1 | Perm Closure | 1960-01-01 | 500 | Gasoline | COMPARTMENT A | Unknown | Asphalt coated or Bare Steel | Suction - Check Valve at the Tank Top |  | Bare or Galvanized Steel | Removal | 1998-12-29
0-009620 | WESTSIDE MOBIL | 999 W BEALE ST | KINGMAN | AZ | 86401 | Mohave | 1 | Open | 1999-07-01 | 15000 | Gasoline | COMPARTMENT A | Double Walled | Composite (Steel/Fiberglass) | Pressure | Double Walled | Flexible
0-008939 | UNK | 120 S 12TH ST | PHOENIX | AZ | 85034 | Maricopa | 1 | Perm Closure | 2005-06-17 | 700 | Unidentified | COMPARTMENT A | Single Walled | Asphalt coated or Bare Steel | Pressure | Single Walled | Bare or Galvanized Steel | Removal | 1996-06-13
0-007181 | HASKINS ELECTRIC | 1414 N 25TH AVE | PHOENIX | AZ | 85009 | Maricopa | 2 | Perm Closure | 1975-01-01 | 2000 | Gasoline | COMPARTMENT A | Double Walled | Asphalt coated or Bare Steel | Pressure |  | Bare or Galvanized Steel | Removal | 1993-02-23
0-006835 | MESA DIAL-A-RIDE | 39 S MORRIS | MESA | AZ | 85210 | Maricopa | 1 | Perm Closure | 1978-01-01 | 10000 | Diesel | COMPARTMENT A | Unknown | Asphalt coated or Bare Steel |  |  |  | Removal | 1989-03-01
0-002143 | GASHOPPER STOPPER | 2035 W STATE ROUTE 89A | SEDONA | AZ | 86336 | Yavapai | 3 | Open | 1978-01-01 | 10000 | Gasoline | COMPARTMENT A | Single Walled | Asphalt coated or Bare Steel | Pressure | Single Walled | Bare or Galvanized Steel
0-005526 | LARRY'S AUTO SERVICE | 4506 S CENTRAL AVE | PHOENIX | AZ | 85040 | Maricopa | 1 | Perm Closure | 1978-05-08 | 500 | Used Oil/Waste Oil | COMPARTMENT A | Unknown | Asphalt coated or Bare Steel |  |  |  | Removal | 1996-08-22
0-009100 | LOVE'S TRAVEL STOP #280 | 1610 S MILLER RD | BUCKEYE | AZ | 85326 | Maricopa | 5 | Open | 1996-10-17 | 8000 | Gasoline | COMPARTMENT B | Double Walled | Composite (Steel/Fiberglass) | Pressure |  | Fiberglass Reinforced Plastic
0-009100 | LOVE'S TRAVEL STOP #280 | 1610 S MILLER RD | BUCKEYE | AZ | 85326 | Maricopa | 3 | Open | 1996-10-17 | 20000 | Diesel | COMPARTMENT A | Double Walled | Composite (Steel/Fiberglass) | Pressure |  | Fiberglass Reinforced Plastic
0-009100 | LOVE'S TRAVEL STOP #280 | 1610 S MILLER RD | BUCKEYE | AZ | 85326 | Maricopa | 6 | Open | 2014-04-17 | 20000 | Biodiesel | COMPARTMENT A | Double Walled | Fiberglass Reinforced Plastic | Pressure | Double Walled | Fiberglass Reinforced Plastic
0-006856 | HOLBROOK 76 | 1300 NAVAJO BLVD | HOLBROOK | AZ | 86025 | Navajo | 2 | Open | 1989-09-01 | 10000 | Gasoline | COMPARTMENT A | Double Walled | Composite (Steel/Fiberglass) | Pressure |  | Fiberglass Reinforced Plastic
0-008393 | CITY OF PHOENIX - MUNICIPAL PARKING LOT | 12 N 4TH AVE | PHOENIX | AZ | 85003 | Maricopa | 1 | Perm Closure | 2005-06-17 | 500 | Gasoline | COMPARTMENT A | Unknown | Asphalt coated or Bare Steel |  |  |  | Removal | 1994-08-01
0-009213 | COMMERCIAL | 1153 W PRINCE RD | TUCSON | AZ | 85705 | Pima | 1 | Perm Closure | 1952-01-01 | 2000 | Gasoline | COMPARTMENT A | Unknown | Unknown |  |  |  | Removal | 1998-01-22
0-002094 | WOODYS FOOD STORE #131 | 1000 W BEALE ST | KINGMAN | AZ | 86401 | Mohave | 1 | Perm Closure | 1982-01-01 | 10000 | Gasoline | COMPARTMENT A |  | Asphalt coated or Bare Steel | Pressure |  | Fiberglass Reinforced Plastic | Removal | 2019-12-11
0-003648 | MOHAVE ELECTRIC COOPERATIVE INC | 1999 ARENA DR | BULLHEAD CITY | AZ | 86442 | Mohave | 2 | Perm Closure | 1989-01-01 | 10000 | Gasoline | COMPARTMENT A | Double Walled | Composite (Steel/Fiberglass) | Pressure | Single Walled | Bare or Galvanized Steel | Removal | 2018-10-11
0-009693 | RIGHT TOYOTA | 7701 E FRANK LLOYD WRIGHT BLVD | SCOTTSDALE | AZ | 85260 | Maricopa | 1 | Open | 1999-10-01 | 5000 | Gasoline | COMPARTMENT A | Double Walled | Fiberglass Reinforced Plastic | Pressure | Double Walled | Fiberglass Reinforced Plastic
0-010551 | CIRCLE K STORE #2703385 | 1776 E MCCARTNEY RD | CASA GRANDE | AZ | 85122 | Pinal | 1 | Open | 2015-12-01 | 20000 | Gasoline (UL) | COMPARTMENT A | Double Walled | Fiberglass Reinforced Plastic | Pressure | Double Walled | Fiberglass Reinforced Plastic
0-010597 | R&L CARRIERS | 2125 S 41ST AVE | PHOENIX | AZ | 85009 | Maricopa | 1 | Open | 2015-06-18 | 20000 | Diesel | COMPARTMENT A | Double Walled | Fiberglass Reinforced Plastic | Pressure | Double Walled | Fiberglass Reinforced Plastic
0-010563 | CIRCLE K STORE #2741676 | 809 N DOBSON RD | MESA | AZ | 85201 | Maricopa | 1 | Open | 2016-03-23 | 30000 | Gasoline (UL) | COMPARTMENT A | Double Walled | Fiberglass Reinforced Plastic | Pressure | Double Walled | Fiberglass Reinforced Plastic
0-010102 | SAFEWAY FUEL #1997 | 17013 W BELL RD | SURPRISE | AZ | 85374 | Maricopa | 1 | Open | 2006-01-07 | 10000 | Diesel | COMPARTMENT B | Double Walled | Fiberglass Reinforced Plastic | Pressure | Double Walled | Flexible
0-005340 | USAF - LUKE AFB - 56 CES/CEV | 13970 GILLESPIE ST | LUKE AFB | AZ | 85309 | Maricopa | 71 | Perm Closure | 1989-01-01 | 1000 | Used Oil/Waste Oil | COMPARTMENT A | Double Walled | Fiberglass Reinforced Plastic | Gravity Feed |  | Fiberglass Reinforced Plastic | Removal | 1998-04-21
0-005340 | USAF - LUKE AFB - 56 CES/CEV | 13970 GILLESPIE ST | LUKE AFB | AZ | 85309 | Maricopa | 53 | Perm Closure | 1991-01-01 | 270 | Used Oil/Waste Oil | COMPARTMENT A | Double Walled | Asphalt coated or Bare Steel | Gravity Feed |  | Bare or Galvanized Steel | Removal | 1996-08-29
0-005340 | USAF - LUKE AFB - 56 CES/CEV | 13970 GILLESPIE ST | LUKE AFB | AZ | 85309 | Maricopa | 66 | Perm Closure | 1975-01-01 | 280 | Used Oil/Waste Oil | COMPARTMENT A | Single Walled | Asphalt coated or Bare Steel | Gravity Feed |  | Bare or Galvanized Steel | Removal | 1993-12-14
0-005340 | USAF - LUKE AFB - 56 CES/CEV | 13970 GILLESPIE ST | LUKE AFB | AZ | 85309 | Maricopa | 105 | Open | 2009-04-02 | 12000 | Diesel | COMPARTMENT B | Double Walled | Fiberglass Reinforced Plastic | Pressure | Double Walled | Flexible
0-005340 | USAF - LUKE AFB - 56 CES/CEV | 13970 GILLESPIE ST | LUKE AFB | AZ | 85309 | Maricopa | 105 | Open | 2009-04-02 | 10000 | Gasoline | COMPARTMENT A | Double Walled | Fiberglass Reinforced Plastic | Pressure | Double Walled | Flexible
0-005340 | USAF - LUKE AFB - 56 CES/CEV | 13970 GILLESPIE ST | LUKE AFB | AZ | 85309 | Maricopa | 47 | Perm Closure | 1982-01-01 | 550 | Used Oil/Waste Oil | COMPARTMENT A | Double Walled | Asphalt coated or Bare Steel | Gravity Feed |  | Bare or Galvanized Steel | Closed in Place | 1993-12-14
0-005340 | USAF - LUKE AFB - 56 CES/CEV | 13970 GILLESPIE ST | LUKE AFB | AZ | 85309 | Maricopa | 21 | Perm Closure | 1979-01-01 | 300 | Diesel | COMPARTMENT A | Double Walled | Asphalt coated or Bare Steel | Suction - Check Valve at the Tank Top |  | Fiberglass Reinforced Plastic | Removal | 1993-02-02
0-005340 | USAF - LUKE AFB - 56 CES/CEV | 13970 GILLESPIE ST | LUKE AFB | AZ | 85309 | Maricopa | 25 | Perm Closure | 1982-01-01 | 250 | Diesel | COMPARTMENT A | Double Walled | Asphalt coated or Bare Steel | Suction - Check Valve at the Tank Top |  | Fiberglass Reinforced Plastic | Removal | 1993-04-05
0-005340 | USAF - LUKE AFB - 56 CES/CEV | 13970 GILLESPIE ST | LUKE AFB | AZ | 85309 | Maricopa | 18 | Perm Closure | 1970-01-01 | 5000 | Diesel | COMPARTMENT A | Double Walled | Asphalt coated or Bare Steel | Suction - Check Valve at the Tank Top |  | Bare or Galvanized Steel | Removal | 1993-03-24
0-010477 | CARIOCA #70 | 1515 E BUCKEYE RD | PHOENIX | AZ | 85034 | Maricopa | 1 | Open | 2013-03-01 | 8000 | Gasoline | COMPARTMENT B | Double Walled | Fiberglass Reinforced Plastic | Pressure | Double Walled | Fiberglass Reinforced Plastic
0-010482 | #85 AMERICAN FURNITURE WAREHOUSE | 4700 S POWER RD | GILBERT | AZ | 85296 | Maricopa | 1 | Open | 2013-07-09 | 10000 | Diesel | COMPARTMENT A | Double Walled | Fiberglass Reinforced Plastic | Pressure | Double Walled | Fiberglass Reinforced Plastic
0-010505 | FRY'S FUEL CENTER #86 | 19403 N R H JOHNSON BLVD | SUN CITY WEST | AZ | 85375 | Maricopa | 2 | Open | 2014-07-29 | 10000 | Diesel | COMPARTMENT A | Double Walled | Fiberglass Reinforced Plastic | Pressure | Double Walled | Fiberglass Reinforced Plastic
0-010570 | FRY'S FUEL #112 | 2915 N DYSART RD | AVONDALE | AZ | 85392 | Maricopa | 2 | Open | 2016-07-01 | 10000 | Diesel | COMPARTMENT B | Double Walled | Fiberglass Reinforced Plastic | Pressure | Double Walled | Fiberglass Reinforced Plastic
0-004946 | CHEVRON | 1345 N STONE AVE | TUCSON | AZ | 85705 | Pima | 5 | Perm Closure | 1983-01-01 | 550 | Used Oil/Waste Oil | COMPARTMENT A | Double Walled | Fiberglass Reinforced Plastic | Gravity Feed |  | Fiberglass Reinforced Plastic | Removal | 1996-10-08
0-010333 | FRYS FUEL CENTER #115 | 435 S ELLSWORTH RD | MESA | AZ | 85208 | Maricopa | 2 | Open | 2009-12-03 | 10000 | Diesel | COMPARTMENT B | Double Walled | Fiberglass Reinforced Plastic | Pressure |  | Flexible
0-010384 | FRYS FUEL CENTER #121 | 4025 E THUNDERBIRD RD | PHOENIX | AZ | 85032 | Maricopa | 1 | Open | 2010-09-22 | 20000 | Gasoline | COMPARTMENT A | Double Walled | Fiberglass Reinforced Plastic | Pressure | Double Walled | Flexible
0-010438 | FRYS FUEL CENTER #621 | 9350 N 90TH ST | SCOTTSDALE | AZ | 85258 | Maricopa | 1 | Open | 2012-02-01 | 20000 | Gasoline | COMPARTMENT A | Double Walled | Fiberglass Reinforced Plastic | Pressure | Double Walled | Flexible
0-010158 | FRYS FUEL CENTER #675 | 1380 S WATSON RD | BUCKEYE | AZ | 85326 | Maricopa | 2 | Open | 2006-08-02 | 20000 | Gasoline | COMPARTMENT A | Double Walled | Fiberglass Reinforced Plastic | Pressure |  | Flexible
0-001768 | QWEST | 1400 W 3RD ST | TEMPE | AZ | 85281 | Maricopa | 3 | Perm Closure | 1987-01-01 | 1000 | Used Oil/Waste Oil | COMPARTMENT A | Double Walled | Fiberglass Reinforced Plastic |  |  |  | Removal | 1994-08-04
0-000434 | ARIZONA SOUTHERN COACH LINES - FORMER | 1802 N 27TH AVE | PHOENIX | AZ | 85009 | Maricopa | 2 | Perm Closure | 1981-01-01 | 10000 | Diesel | COMPARTMENT A | Single Walled | Asphalt coated or Bare Steel |  |  |  | Removal | 1990-08-10
0-007047 | PLANTATION MINI-MART |  | PARKER |  |  | La Paz | 3 | Perm Closure | 1981-01-01 | 6000 | Gasoline | COMPARTMENT A | Unknown | Asphalt coated or Bare Steel | Suction - Check Valve at the Tank Top |  |  | Removal | 1994-05-09
0-010594 | QUIK TRIP #449 | 8283 W MCDOWELL RD | PHOENIX | AZ | 85035 | Maricopa | 2 | Open | 2016-12-16 | 20000 | Gasoline | COMPARTMENT A | Double Walled | Fiberglass Reinforced Plastic | Pressure | Double Walled | Fiberglass Reinforced Plastic
0-010619 | SAFEWAY FUELING STATION #2809 | 13380 E MARY ANN CLEVELAND WAY | VAIL | AZ | 85641 | Pima | 2 | Open | 2018-04-02 | 10000 | Gasoline (PUL) | COMPARTMENT A | Double Walled | Fiberglass Reinforced Plastic | Pressure | Double Walled | Fiberglass Reinforced Plastic
0-010156 | FRYS FUEL CENTER #84 | 606 E HUNT HWY | QUEEN CREEK | AZ | 85143 | Pinal | 1 | Open | 2006-08-01 | 8000 | Gasoline | COMPARTMENT B | Double Walled | Fiberglass Reinforced Plastic | Pressure |  | Flexible
0-000114 | TUCSON INTERNATIONAL AIRPORT | 7005 S PLUMER AVE | TUCSON | AZ | 85756 | Pima | 18 | Perm Closure | 1952-01-01 | 20000 | Jet Fuel | COMPARTMENT A | Single Walled | Asphalt coated or Bare Steel | Pressure | Single Walled | Bare or Galvanized Steel | Removal | 1988-11-01
0-000114 | TUCSON INTERNATIONAL AIRPORT | 7005 S PLUMER AVE | TUCSON | AZ | 85756 | Pima | 17 | Perm Closure | 1952-01-01 | 20000 | Jet Fuel | COMPARTMENT A | Single Walled | Asphalt coated or Bare Steel | Pressure | Single Walled | Bare or Galvanized Steel | Removal | 1988-11-01
0-000114 | TUCSON INTERNATIONAL AIRPORT | 7005 S PLUMER AVE | TUCSON | AZ | 85756 | Pima | 32 | Open | 1972-01-01 | 30000 | Jet Fuel | COMPARTMENT A | Single Walled | Asphalt coated or Bare Steel | Pressure | Single Walled | Bare or Galvanized Steel
0-010161 | AVONDALE DEALERSHIP WASH | 825 N 101ST AVE | AVONDALE | AZ | 85323 | Maricopa | 1 | Open | 2006-08-15 | 12000 | Gasoline | COMPARTMENT B | Double Walled | Composite (Steel/Fiberglass) | Pressure | Double Walled | Fiberglass Reinforced Plastic
0-001832 | FLINT'S SELF SERVE #3 - FORMER | 1501 W PRINCE RD | TUCSON | AZ | 85705 | Pima | 1 | Perm Closure | 1978-01-01 | 12000 | Gasoline | COMPARTMENT A |  | Asphalt coated or Bare Steel | Pressure |  |  | Removal | 1994-03-07
0-001832 | FLINT'S SELF SERVE #3 - FORMER | 1501 W PRINCE RD | TUCSON | AZ | 85705 | Pima | 5 | Perm Closure | 1978-01-01 | 8000 | Gasoline | COMPARTMENT A |  | Asphalt coated or Bare Steel | Pressure |  |  | Removal | 1994-03-07
0-001026 | GENERAL ACRYLICS | 22222 N 22ND AVE | PHOENIX | AZ | 85027 | Maricopa | 1 | Perm Closure | 1986-01-01 | 3000 | Diesel | COMPARTMENT A |  | Asphalt coated or Bare Steel | Suction - Check Valve at the Tank Top |  |  | Removal | 1998-01-08
0-000980 | CATERPILLAR - PHOENIX PROVING GROUNDS | 4106 N 195TH AVE | BUCKEYE | AZ | 85396 | Maricopa | 7 | Perm Closure | 1974-01-01 | 500 | Used Oil/Waste Oil | COMPARTMENT A |  | Asphalt coated or Bare Steel |  |  |  | Removal | 1986-05-07
0-000418 | 411 BUILDING AND PARKING GARAGE | 411 N CENTRAL AVE | PHOENIX | AZ | 85004 | Maricopa | 6 | Perm Closure | 2007-10-30 | 1000 | Used Oil/Waste Oil | COMPARTMENT A |  | Asphalt coated or Bare Steel |  |  |  | Removal | 2007-04-03
0-010220 | CITY OF CHANDLER - PROPERTY | 210 S WASHINGTON ST | CHANDLER | AZ | 85225 | Maricopa | 2 | Perm Closure | 2008-05-02 | 1000 | Unidentified | COMPARTMENT A | Single Walled | Asphalt coated or Bare Steel |  |  |  | Removal | 2008-03-18
0-003254 | EXXONMOBIL OIL CORP #14856 | 2702 W CAMELBACK RD | PHOENIX | AZ | 85017 | Maricopa | 7 | Perm Closure | 1993-04-01 | 1000 | Used Oil/Waste Oil | COMPARTMENT A | Double Walled | Fiberglass Reinforced Plastic | Gravity Feed |  | Fiberglass Reinforced Plastic | Removal | 2003-04-29
0-010309 | CIRCLE K STORE #2703381 | 1202 N POWER RD | MESA | AZ | 85205 | Maricopa | 1 | Open | 2008-12-19 | 20000 | Gasoline | COMPARTMENT A | Double Walled | Fiberglass Reinforced Plastic | Pressure | Double Walled | Fiberglass Reinforced Plastic
0-010364 | FRYS FUEL CENTER #670 | 3127 E CHANDLER HEIGHTS RD | GILBERT | AZ | 85298 | Maricopa | 2 | Open | 2010-02-23 | 8000 | Gasoline | COMPARTMENT A | Double Walled | Fiberglass Reinforced Plastic | Pressure |  | Flexible
0-005017 | TEXMO OIL CO 160364 |  | PAGE |  |  | Coconino | 3 | Perm Closure | 1968-01-01 | 6000 | Diesel | COMPARTMENT A | Single Walled | Asphalt coated or Bare Steel |  |  |  | Removal | 1988-01-01
0-000008 | TEXACO (EQUILON #121163) | 3620 W CAMELBACK RD | PHOENIX | AZ | 85019 | Maricopa | 1 | Perm Closure | 1974-01-01 | 10000 | Gasoline | COMPARTMENT A |  | Asphalt coated or Bare Steel | Pressure |  | Fiberglass Reinforced Plastic | Removal | 2002-11-01
0-006129 | ACE ASPHALT OF ARIZONA INC | 895 W ELWOOD ST | PHOENIX | AZ | 85041 | Maricopa | 5 | Perm Closure | 1987-01-14 | 12000 | Diesel | COMPARTMENT A | Double Walled | Composite (Steel/Fiberglass) | Pressure |  |  | Removal | 2003-09-12
0-010405 | CIRCLE K STORE #2703403 | 1850 W HAPPY VALLEY RD | PHOENIX | AZ | 85085 | Maricopa | 1 | Open | 2011-02-15 | 20000 | Gasoline | COMPARTMENT A | Double Walled | Fiberglass Reinforced Plastic | Pressure | Double Walled | Fiberglass Reinforced Plastic
0-010405 | CIRCLE K STORE #2703403 | 1850 W HAPPY VALLEY RD | PHOENIX | AZ | 85085 | Maricopa | 3 | Open | 2011-02-15 | 12000 | Diesel | COMPARTMENT A | Double Walled | Fiberglass Reinforced Plastic | Pressure | Double Walled | Fiberglass Reinforced Plastic
0-010407 | CIRCLE K STORE #2703405 | 2120 W NORTHERN AVE | PHOENIX | AZ | 85021 | Maricopa | 1 | Open | 2011-03-01 | 20000 | Gasoline | COMPARTMENT A | Double Walled | Fiberglass Reinforced Plastic | Pressure | Double Walled | Fiberglass Reinforced Plastic
0-010425 | DISCOVERY CHEVRON | 2128 E FLORENCE BLVD | CASA GRANDE | AZ | 85122 | Pinal | 1 | Open | 2011-07-15 | 20000 | Gasoline (UL) | COMPARTMENT A | Double Walled | Fiberglass Reinforced Plastic | Pressure | Double Walled | Fiberglass Reinforced Plastic
0-010425 | DISCOVERY CHEVRON | 2128 E FLORENCE BLVD | CASA GRANDE | AZ | 85122 | Pinal | 2 | Open | 2011-07-15 | 6000 | Diesel | COMPARTMENT C | Double Walled | Fiberglass Reinforced Plastic | Pressure | Double Walled | Fiberglass Reinforced Plastic
0-007118 | OLD PAYSON HOT SHOT BASE |  | PAYSON |  |  | Gila | 1 | Perm Closure | 1975-01-01 | 1000 | Gasoline | COMPARTMENT A | Unknown | Unknown |  |  |  | Removal | 1991-10-08
0-009624 | CIRCLE K STORE 2703478 | 6761 E BASELINE RD | GILBERT | AZ | 85206 | Maricopa | 1 | Open | 1998-04-02 | 20000 | Gasoline (UL) | COMPARTMENT A | Double Walled | Fiberglass Reinforced Plastic | Pressure | Double Walled | Fiberglass Reinforced Plastic
0-008720 | 4U USED CAR & TIRE | 2428 W GLENDALE AVE | PHOENIX | AZ | 85021 | Maricopa | 1 | Perm Closure | 1960-01-01 | 8000 | Gasoline | COMPARTMENT A | Unknown | Asphalt coated or Bare Steel | Pressure |  | Bare or Galvanized Steel | Removal | 1998-10-02
0-002165 | CIRCLE K #2705282 | 5060 E WARNER RD | PHOENIX | AZ | 85044 | Maricopa | 3 | Open | 1985-01-01 | 12000 | Gasoline | COMPARTMENT A | Single Walled | Fiberglass Reinforced Plastic | Pressure | Single Walled | Fiberglass Reinforced Plastic
0-008875 | WOODY'S #116 | 480 E DEUCE OF CLUBS | SHOW LOW | AZ | 85901 | Navajo | 3 | Open | 1989-01-01 | 8000 | Gasoline | COMPARTMENT A | Single Walled | Fiberglass Reinforced Plastic | Pressure |  | Fiberglass Reinforced Plastic
0-002707 | SHERMAN AUTOMOTIVE | 9550 N 90TH ST | SCOTTSDALE | AZ | 85258 | Maricopa | 1 | Perm Closure | 1985-04-07 | 1000 | Unidentified | COMPARTMENT A | Double Walled | Asphalt coated or Bare Steel | Suction - Check Valve at the Tank Top |  | Bare or Galvanized Steel | Removal | 1998-06-05
0-007436 | MOBIL 18-AVX | 403 N GREENFIELD RD | MESA | AZ | 85205 | Maricopa | 1 | Perm Closure | 1989-06-01 | 10000 | Gasoline | COMPARTMENT A | Double Walled | Fiberglass Reinforced Plastic | Pressure |  | Fiberglass Reinforced Plastic | Removal | 2002-09-10
0-000233 | ADOT - TUCSON EAST CONSTRUCTION | 633 E 22ND ST | TUCSON | AZ | 85713 | Pima | 7 | Perm Closure | 1955-01-01 | 10000 | Gasoline | COMPARTMENT A | Single Walled | Asphalt coated or Bare Steel | Pressure | Double Walled | Fiberglass Reinforced Plastic | Removal | 1990-03-29
0-010096 | OPERATIVE PLASTERERS & CEMENT MASONS LOCAL UNION | 1425 E MCDOWELL RD | PHOENIX | AZ | 85006 | Maricopa | 1 | Perm Closure | 2006-02-14 | 210 | Diesel | COMPARTMENT A |  | Asphalt coated or Bare Steel |  |  |  | Removal | 2005-12-30
0-004809 | TUCSON AUTO SALES & BROKERAGE | 3731 E GRANT RD | TUCSON | AZ | 85716 | Pima | 7 | Perm Closure | 2005-06-17 | 500 | Used Oil/Waste Oil | COMPARTMENT A | Unknown | Unknown |  |  |  | Removal | 1994-01-05
0-004809 | TUCSON AUTO SALES & BROKERAGE | 3731 E GRANT RD | TUCSON | AZ | 85716 | Pima | 1 | Perm Closure | 1965-05-05 | 10000 | Gasoline | COMPARTMENT A | Double Walled | Asphalt coated or Bare Steel |  |  |  | Removal | 1986-03-01
0-003073 | POSITIVE ALTERNATIVE FOR STUDENT SUCCESS (PASS) | 519 W BEALE ST | KINGMAN | AZ | 86401 | Mohave | 1 | Perm Closure | 1969-09-18 | 2000 | Gasoline | COMPARTMENT A | Unknown | Asphalt coated or Bare Steel | Suction - Check Valve at the Tank Top |  |  | Removal | 1994-08-10
0-003073 | POSITIVE ALTERNATIVE FOR STUDENT SUCCESS (PASS) | 519 W BEALE ST | KINGMAN | AZ | 86401 | Mohave | 4 | Perm Closure | 1988-09-18 | 4000 | Diesel | COMPARTMENT A | Unknown | Fiberglass Reinforced Plastic | Suction - Check Valve at the Tank Top |  | Fiberglass Reinforced Plastic | Removal | 1994-08-10
0-005454 | CIRCLE K #2915 | 2840 W LOS REALES RD | TUCSON | AZ | 85746 | Pima | 1 | Perm Closure | 1972-04-04 | 8000 | Gasoline | COMPARTMENT A | Double Walled | Asphalt coated or Bare Steel |  |  |  | Removal | 1996-02-27
0-000528 | CASCO FOODS | 3502 W THOMAS RD | PHOENIX | AZ | 85019 | Maricopa | 2 | Perm Closure | 1982-01-01 | 12000 | Gasoline | COMPARTMENT A | Double Walled | Fiberglass Reinforced Plastic | Pressure | Double Walled | Fiberglass Reinforced Plastic | Removal | 2018-08-16
0-000528 | CASCO FOODS | 3502 W THOMAS RD | PHOENIX | AZ | 85019 | Maricopa | 4 | Perm Closure | 2005-06-17 | 12000 | Used Oil/Waste Oil | COMPARTMENT A | Double Walled | Fiberglass Reinforced Plastic |  |  |  | Removal | 1982-10-19
0-000528 | CASCO FOODS | 3502 W THOMAS RD | PHOENIX | AZ | 85019 | Maricopa | 6 | Open | 2018-12-06 | 12000 | Gasoline (UL) | COMPARTMENT A | Double Walled | Fiberglass Reinforced Plastic | Pressure | Double Walled | Fiberglass Reinforced Plastic
0-004632 | THE PIT STOP | 3345 N 16TH ST | PHOENIX | AZ | 85016 | Maricopa | 2 | Perm Closure | 1976-02-05 | 10000 | Gasoline | COMPARTMENT A | Double Walled | Asphalt coated or Bare Steel |  |  |  | Removal | 1991-12-11
0-008752 | SUNSET OIL - FORMER | 620 E BUCKEYE RD | PHOENIX | AZ | 85004 | Maricopa | 2 | Perm Closure | 1940-01-01 | 1000 | Gasoline | COMPARTMENT A |  | Asphalt coated or Bare Steel |  |  |  | Removal | 1997-09-01
0-004129 | TUBE SERVICE CO | 1107 E JACKSON ST | PHOENIX | AZ | 85034 | Maricopa | 1 | Perm Closure | 1974-01-01 | 10000 | Diesel | COMPARTMENT A | Single Walled | Asphalt coated or Bare Steel |  |  |  | Removal | 1981-11-01
0-001117 | FASTRIP #9906/9907 | 1891 N GRAND AVE | NOGALES | AZ | 85621 | Santa Cruz | 10 | Open | 1996-03-22 | 12000 | Gasoline (PUL) | COMPARTMENT A | Double Walled | Fiberglass Reinforced Plastic | Pressure | Double Walled | Fiberglass Reinforced Plastic
0-001117 | FASTRIP #9906/9907 | 1891 N GRAND AVE | NOGALES | AZ | 85621 | Santa Cruz | 11 | Open | 1996-03-22 | 12000 | Gasoline (UL) | COMPARTMENT A | Double Walled | Fiberglass Reinforced Plastic | Pressure | Double Walled | Fiberglass Reinforced Plastic
0-010456 | PRECISION AUTO PARTS | 1024 E BROADWAY RD | PHOENIX | AZ | 85040 | Maricopa | 3 | Perm Closure | 1972-01-01 | 8000 | Gasoline | COMPARTMENT A |  | Asphalt coated or Bare Steel |  |  |  | Removal | 2013-01-04
0-010456 | PRECISION AUTO PARTS | 1024 E BROADWAY RD | PHOENIX | AZ | 85040 | Maricopa | 2 | Perm Closure | 1950-01-01 | 1000 | Gasoline | COMPARTMENT A |  | Asphalt coated or Bare Steel |  |  |  | Removal | 2013-01-04
0-010493 | FRYS FOOD & DRUG #0052 | 855 W WARNER RD | GILBERT | AZ | 85233 | Maricopa | 2 | Open | 2014-01-03 | 8000 | Gasoline (UL) | COMPARTMENT B | Double Walled | Fiberglass Reinforced Plastic | Pressure | Double Walled | Fiberglass Reinforced Plastic
0-010467 | QUIKTRIP STORE #492 | 1850 S MILLER RD | BUCKEYE | AZ | 85326 | Maricopa | 5 | Open | 2012-08-20 | 20000 | Diesel | COMPARTMENT A | Double Walled | Fiberglass Reinforced Plastic | Pressure | Double Walled | Fiberglass Reinforced Plastic
0-010469 | SHAY STATION #24 | 41 N RIGGLES AVE | QUARTZSITE | AZ | 85346 | La Paz | 3 | Open | 2013-03-09 | 20000 | Diesel | COMPARTMENT A | Double Walled | Fiberglass Reinforced Plastic | Pressure | Double Walled | Fiberglass Reinforced Plastic
0-006391 | BANK ONE OF ARIZONA - DATA CENTER | 3620 N BLACK CANYON HWY | PHOENIX | AZ | 85017 | Maricopa | 2 | Perm Closure | 1979-09-29 | 15000 | Diesel | COMPARTMENT A | Double Walled | Fiberglass Reinforced Plastic | Suction - Check Valve at the Tank Top |  | Fiberglass Reinforced Plastic | Closed in Place | 2006-05-23
0-009250 | TWO BROTHERS IX | 3981 E GUADALUPE RD | GILBERT | AZ | 85234 | Maricopa | 2 | Open | 1997-12-05 | 12000 | Diesel | COMPARTMENT A | Double Walled | Fiberglass Reinforced Plastic | Pressure | Double Walled | Fiberglass Reinforced Plastic
0-009862 | J&D'S WHOLESALE AUTO BROKERS | 4836 N 42ND PL | PHOENIX | AZ | 85018 | Maricopa | 1 | Perm Closure | 2005-06-17 | 2000 | Gasoline | COMPARTMENT A | Unknown | Asphalt coated or Bare Steel |  |  |  | Removal | 2002-06-27
0-005519 | FRANCIS & SONS CAR WASH | 1266 N ARIZONA AVE | CHANDLER | AZ | 85225 | Maricopa | 2 | Perm Closure | 1966-01-01 | 4000 | Gasoline | COMPARTMENT A |  | Asphalt coated or Bare Steel |  |  |  | Removal | 1987-01-01
0-005519 | FRANCIS & SONS CAR WASH | 1266 N ARIZONA AVE | CHANDLER | AZ | 85225 | Maricopa | 5 | Perm Closure | 1987-01-01 | 8000 | Gasoline | COMPARTMENT A |  | Fiberglass Reinforced Plastic | Pressure |  | Fiberglass Reinforced Plastic | Closed in Place | 2007-09-10
0-006222 | CIRCLE K STORE #2709154 | 10712 W INDIAN SCHOOL RD | PHOENIX | AZ | 85037 | Maricopa | 2 | Open | 1988-01-01 | 10000 | Gasoline | COMPARTMENT A | Single Walled | Fiberglass Reinforced Plastic | Pressure | Double Walled | Fiberglass Reinforced Plastic
0-008733 | COLTER 7 PARTNERSHIP | 5202 N 7TH ST | PHOENIX | AZ | 85014 | Maricopa | 1 | Perm Closure | 2005-06-17 |  | Gasoline | COMPARTMENT A |  | Asphalt coated or Bare Steel |  |  |  | Removal | 1983-01-01
0-004532 | ADOT/E-Z FILL | 3345 S PARK AVE | TUCSON | AZ | 85713 | Pima | 2 | Perm Closure | 1966-04-21 | 8000 | Gasoline | COMPARTMENT A | Double Walled | Asphalt coated or Bare Steel |  |  |  | Removal | 1990-12-28
0-005647 | SARGENT AEROSPACE & DEFENSE | 5675 W BURLINGAME RD | MARANA | AZ | 85743 | Pima | 1 | Perm Closure | 1987-05-01 | 6000 | Hazardous Substance | COMPARTMENT A | Double Walled | Composite (Steel/Fiberglass) | Suction - Check Valve at the Tank Top |  |  | Removal | 1990-07-16
0-005088 | EAST SIDE TEXACO | 2901 E ANDY DEVINE AVE | KINGMAN | AZ | 86401 | Mohave | 4 | Open | 1972-01-01 | 6000 | Gasoline | COMPARTMENT A | Single Walled | Asphalt coated or Bare Steel | Pressure |  | Fiberglass Reinforced Plastic
0-005088 | EAST SIDE TEXACO | 2901 E ANDY DEVINE AVE | KINGMAN | AZ | 86401 | Mohave | 6 | Perm Closure | 1972-01-01 | 550 | Used Oil/Waste Oil | COMPARTMENT A |  | Asphalt coated or Bare Steel | Pressure |  | Bare or Galvanized Steel | Removal | 2005-06-16
0-004459 | TIRE BROS N MORE | 302 S MONTEZUMA ST | PRESCOTT | AZ | 86303 | Yavapai | 1 | Perm Closure | 1973-01-01 | 4000 | Gasoline | COMPARTMENT A | Single Walled | Asphalt coated or Bare Steel |  |  |  | Removal | 1987-05-01
0-002598 | DRAPERS TIRE SERVICE | 8334 W GLENDALE AVE | GLENDALE | AZ | 85305 | Maricopa | 4 | Perm Closure | 1964-09-13 | 6000 | Diesel | COMPARTMENT A | Single Walled | Asphalt coated or Bare Steel |  |  |  | Removal | 1989-09-10
0-003811 | CITY OF PHOENIX - FIRE STATION #13 | 2838 N 48TH LN | PHOENIX | AZ | 85035 | Maricopa | 1 | Perm Closure | 1958-01-01 | 280 | Diesel | COMPARTMENT A |  | Asphalt coated or Bare Steel | Suction - Check Valve at the Tank Top |  |  | Removal | 1995-05-16
0-003807 | CITY OF PHOENIX - FIRE STATION #9 | 3826 N 3RD ST | PHOENIX | AZ | 85012 | Maricopa | 1 | Perm Closure | 1960-01-01 | 280 | Gasoline | COMPARTMENT A |  | Asphalt coated or Bare Steel | Suction - Check Valve at the Tank Top |  | Bare or Galvanized Steel | Removal | 1994-02-15
0-006559 | PIMA COUNTY - CORRECTIONAL FACILITY | 1270 W SILVERLAKE RD | TUCSON | AZ | 85713 | Pima | 2 | Perm Closure | 1983-12-28 | 5000 | Diesel | COMPARTMENT A | Double Walled | Fiberglass Reinforced Plastic |  |  |  | Removal | 1990-04-19
0-003735 | PHILLIPS 66 COMPANY #016088 | 737 E BROADWAY RD | TEMPE | AZ | 85282 | Maricopa | 4 | Perm Closure | 1967-01-01 | 6000 | Gasoline | COMPARTMENT A | Single Walled | Asphalt coated or Bare Steel |  |  |  | Removal | 1979-02-05
0-002747 | PAK-N-PAY | 11001 W BUCKEYE RD | AVONDALE | AZ | 85323 | Maricopa | 3 | Perm Closure | 1974-01-01 | 10000 | Gasoline | COMPARTMENT A | Single Walled | Asphalt coated or Bare Steel |  |  |  | Removal | 1990-09-25
0-003297 | MONTGOMERY WARD #1511 | 1751 W BETHANY HOME RD | PHOENIX | AZ | 85015 | Maricopa | 3 | Perm Closure | 1961-01-01 | 1000 | Unidentified | COMPARTMENT A | Single Walled | Asphalt coated or Bare Steel |  |  |  | Removal | 1989-07-10
0-009902 | SAM'S CLUB #4732 | 18501 N 83RD AVE | GLENDALE | AZ | 85308 | Maricopa | 2 | Open | 2002-09-27 | 20000 | Gasoline | COMPARTMENT A | Double Walled | Fiberglass Reinforced Plastic | Pressure | Double Walled | Flexible
0-002069 | QUIK MART #26 | 15840 N ORACLE RD | CATALINA | AZ | 85739 | Pima | 1 | Perm Closure | 1984-01-01 | 8000 | Gasoline | COMPARTMENT A |  | Asphalt coated or Bare Steel | Pressure | Double Walled | Fiberglass Reinforced Plastic | Removal | 2009-03-04
0-007931 | RAINBOW VALLEY CITRUS MAINTENANCE YARD |  | RAINBOW VALLEY |  |  | Maricopa | 1 | Perm Closure | 2005-06-17 | 2000 | Gasoline | COMPARTMENT A | Unknown | Asphalt coated or Bare Steel |  |  |  | Removal | 1992-11-14
0-008518 | YUMA COUNTY WATER USERS ASSOCIATION | 3800 W COUNTY 15TH ST | SOMERTON | AZ | 85350 | Yuma | 5 | Open | 2018-08-02 | 12000 | Gasoline (UL) | COMPARTMENT A | Double Walled | Fiberglass Reinforced Plastic | Pressure | Double Walled | Fiberglass Reinforced Plastic
0-008211 | PRESTO LOG COMPANY | 300 N ENTERPRISE RD | FLAGSTAFF | AZ | 86004 | Coconino | 1 | Perm Closure | 1978-01-01 | 10000 | Diesel | COMPARTMENT A | Unknown | Asphalt coated or Bare Steel | Suction - Check Valve at the Tank Top |  | Bare or Galvanized Steel | Removal | 1993-09-29
0-003116 | ARIZONA EXPRESS | 3100 S SHORT WAY | YUMA | AZ | 85365 | Yuma | 1 | Perm Closure | 1974-04-21 | 8000 | Diesel | COMPARTMENT A | Unknown | Asphalt coated or Bare Steel |  |  |  | Removal | 1990-01-01
0-008123 | M & G CASA GRANDE LLC | 2245 E FLORENCE BLVD | CASA GRANDE | AZ | 85122 | Pinal | 2 | Open | 1992-12-01 | 10000 | Gasoline | COMPARTMENT A | Double Walled | Fiberglass Reinforced Plastic | Suction - Check Valve at the Tank Top | Single Walled | Fiberglass Reinforced Plastic
0-008123 | M & G CASA GRANDE LLC | 2245 E FLORENCE BLVD | CASA GRANDE | AZ | 85122 | Pinal | 4 | Open | 1992-12-01 | 10000 | Gasoline | COMPARTMENT A | Double Walled | Fiberglass Reinforced Plastic | Suction - Check Valve at the Tank Top | Double Walled | Fiberglass Reinforced Plastic
0-003305 | A E HOWARD | 12150 E 5TH ST | TUCSON | AZ | 85748 | Pima | 1 | Perm Closure | 1981-04-30 | 200 | Gasoline | COMPARTMENT A | Unknown | Asphalt coated or Bare Steel |  |  |  | Closed in Place | 1988-11-01
0-000628 | AUTONATION DEALERSHIP ( FORMER) | 145 E MAIN ST | MESA | AZ | 85201 | Maricopa | 2 | Perm Closure | 1977-01-01 | 10000 | Gasoline | COMPARTMENT A | Single Walled | Asphalt coated or Bare Steel | Pressure |  | Fiberglass Reinforced Plastic | Removal | 1998-12-11
0-000628 | AUTONATION DEALERSHIP ( FORMER) | 145 E MAIN ST | MESA | AZ | 85201 | Maricopa | 3 | Perm Closure | 1968-01-01 | 280 | Used Oil/Waste Oil | COMPARTMENT A | Single Walled | Asphalt coated or Bare Steel | Gravity Feed | Single Walled | Bare or Galvanized Steel | Removal | 1992-10-30
0-000785 | BUCKEYE MIDDLE SCHOOL | 210 S 6TH ST | BUCKEYE | AZ | 85326 | Maricopa | 2 | Perm Closure | 1986-06-01 | 2000 | Gasoline | COMPARTMENT A | Double Walled | Fiberglass Reinforced Plastic | Pressure |  | Fiberglass Reinforced Plastic | Removal | 1998-07-07
0-006604 | BUDGET RENT-A-CAR #1203 | 2114 E MOHAVE | PHOENIX | AZ | 85034 | Maricopa | 3 | Perm Closure | 1984-01-01 | 10000 | Gasoline | COMPARTMENT A | Double Walled | Fiberglass Reinforced Plastic | Pressure |  | Fiberglass Reinforced Plastic | Removal | 2006-03-09
0-002947 | USDOI BLM - GSA | 2975 S AVENUE B | YUMA | AZ | 85364 | Yuma | 2 | Perm Closure | 1983-01-01 | 550 | Gasoline | COMPARTMENT A | Single Walled | Fiberglass Reinforced Plastic |  |  |  | Removal | 1996-07-16
0-005036 | TUCSON FLEET SERVICE INC | 2950 E SILVERLAKE RD | TUCSON | AZ | 85713 | Pima | 1 | Perm Closure | 1980-01-01 | 500 | Used Oil/Waste Oil | COMPARTMENT A |  | Asphalt coated or Bare Steel |  |  |  | Removal | 1996-12-31
0-000672 | BELL CONCRETE INC | 2126 W SHANGRI LA RD | PHOENIX | AZ | 85029 | Maricopa | 1 | Perm Closure | 1981-01-01 | 1000 | Gasoline | COMPARTMENT A |  | Asphalt coated or Bare Steel |  |  |  | Removal | 1990-09-19
0-007312 | TOM GEIS & ASSOCIATES | 1914 E BUCHANAN ST | PHOENIX | AZ | 85034 | Maricopa | 1 | Perm Closure | 2005-06-17 | 1500 | Unidentified | COMPARTMENT A | Unknown | Asphalt coated or Bare Steel |  |  |  | Removal | 1990-06-29
0-008869 | TRUCKING FACILITY | 5135 N CASA GRANDE HWY | TUCSON | AZ | 85743 | Pima | 1 | Perm Closure | 2005-06-17 | 750 | Used Oil/Waste Oil | COMPARTMENT A | Single Walled | Concrete |  |  |  | Removal | 1997-03-22
0-003707 | TEXACO | 102 W 5TH ST | SAFFORD | AZ | 85546 | Graham | 2 | Perm Closure | 1985-01-01 | 10000 | Gasoline | COMPARTMENT A |  | Asphalt coated or Bare Steel |  |  |  | Removal | 1991-09-19
0-003637 | STEPHEN HARRY & CAROL DROGIN | 401 S 4TH AVE | YUMA | AZ | 85364 | Yuma | 2 | Perm Closure | 1950-01-01 | 2000 | Gasoline | COMPARTMENT A |  | Asphalt coated or Bare Steel |  |  |  | Removal | 1990-01-23
0-003637 | STEPHEN HARRY & CAROL DROGIN | 401 S 4TH AVE | YUMA | AZ | 85364 | Yuma | 4 | Perm Closure | 1950-01-01 | 2000 | Used Oil/Waste Oil | COMPARTMENT A |  | Asphalt coated or Bare Steel |  |  |  | Removal | 1990-01-23
0-005071 | CAMELBACK COLLISION CENTER | 4635 N 7TH ST | PHOENIX | AZ | 85014 | Maricopa | 4 | Perm Closure | 1957-01-01 | 500 | Unidentified | COMPARTMENT A |  | Asphalt coated or Bare Steel |  |  |  | Removal | 1990-11-20
0-005623 | WESTERN STATES PETROLEUM | 801 S CENTRAL AVE | PHOENIX | AZ | 85004 | Maricopa | 2 | Perm Closure | 1981-05-06 | 4000 | Diesel | COMPARTMENT A | Unknown | Asphalt coated or Bare Steel |  |  |  | Removal | 1988-04-14
0-005623 | WESTERN STATES PETROLEUM | 801 S CENTRAL AVE | PHOENIX | AZ | 85004 | Maricopa | 4 | Perm Closure | 1981-05-06 | 400 | Used Oil/Waste Oil | COMPARTMENT A | Unknown | Asphalt coated or Bare Steel |  |  |  | Removal | 1988-04-14
0-008465 | VIRGIL & BARBARA DILE | 5625 E 22ND ST | TUCSON | AZ | 85711 | Pima | 1 | Perm Closure | 2005-06-17 | 3000 | Gasoline | COMPARTMENT A |  | Asphalt coated or Bare Steel |  |  |  | Removal | 2007-05-30
0-009296 | VACANT |  | PHOENIX |  |  | Maricopa | 1 | Perm Closure | 2005-06-17 | 370 | Unidentified | COMPARTMENT A | Single Walled | Asphalt coated or Bare Steel |  |  |  | Removal | 1998-04-11
0-008568 | VACANT PROPERTY | 48 E 6TH ST | TUCSON | AZ | 85705 | Pima | 3 | Perm Closure | 2017-05-30 | 7500 | Unidentified | COMPARTMENT A |  | Asphalt coated or Bare Steel |  |  |  | Removal | 2017-04-03
0-006055 | MCCULLOUGH MOVE A HOME INC | 4029 E MADISON ST | PHOENIX | AZ | 85034 | Maricopa | 1 | Perm Closure | 1980-04-08 | 4000 | Diesel | COMPARTMENT A | Double Walled | Asphalt coated or Bare Steel |  |  |  | Removal | 1990-02-02
0-006055 | MCCULLOUGH MOVE A HOME INC | 4029 E MADISON ST | PHOENIX | AZ | 85034 | Maricopa | 2 | Perm Closure | 1983-04-09 | 6000 | Gasoline | COMPARTMENT A | Double Walled | Asphalt coated or Bare Steel |  |  |  | Removal | 1990-02-02
0-008134 | HACKBERRY GENERAL STORE |  | HACKBERRY |  |  | Mohave | 1 | Perm Closure | 2005-06-17 | 1000 | Gasoline | COMPARTMENT A | Unknown | Unknown |  |  |  | Removal | 1993-02-25
0-009673 | HANGER BUILDING | 15966 N 80TH ST | SCOTTSDALE | AZ | 85260 | Maricopa | 1 | Open | 2000-04-28 | 12000 | Jet Fuel | COMPARTMENT A | Double Walled | Fiberglass Reinforced Plastic | Suction - Check Valve at the Tank Top | Double Walled | Fiberglass Reinforced Plastic
0-009234 | JACKSONS ENERGY #6787 | 357 W FOREST MEADOWS ST | FLAGSTAFF | AZ | 86001 | Coconino | 1 | Open | 1997-12-29 | 20000 | Gasoline | COMPARTMENT A | Double Walled | Composite (Steel/Fiberglass) | Pressure | Double Walled
0-006609 | PARCEL 201-06-009 | 341 W ROUTE 66 | WILLIAMS | AZ | 86046 | Coconino | 5 | Perm Closure | 1973-01-01 | 1500 | Gasoline | COMPARTMENT A | Single Walled | Asphalt coated or Bare Steel |  |  |  | Removal | 1988-12-09
0-006609 | PARCEL 201-06-009 | 341 W ROUTE 66 | WILLIAMS | AZ | 86046 | Coconino | 6 | Perm Closure | 1963-01-01 | 1000 | Gasoline | COMPARTMENT A | Single Walled | Asphalt coated or Bare Steel |  |  |  | Removal | 1988-12-09
0-006609 | PARCEL 201-06-009 | 341 W ROUTE 66 | WILLIAMS | AZ | 86046 | Coconino | 1 | Perm Closure | 1984-01-01 | 4000 | Gasoline | COMPARTMENT A | Single Walled | Asphalt coated or Bare Steel |  |  |  | Removal | 1988-12-09
0-008064 | LUBE SHOP | 18 S MILTON RD | FLAGSTAFF | AZ | 86001 | Coconino | 1 | Perm Closure | 2005-06-17 | 8000 | Gasoline | COMPARTMENT A | Double Walled | Asphalt coated or Bare Steel | Pressure |  |  | Removal | 1992-11-24
0-007473 | LAST CHANCE TRADING POST | 26427 S ARIZONA AVE | CHANDLER | AZ | 85248 | Maricopa | 3 | Perm Closure | 2005-06-17 | 1000 | Diesel | COMPARTMENT A | Unknown | Asphalt coated or Bare Steel | Suction - Check Valve at the Tank Top |  | Bare or Galvanized Steel | Removal | 1991-10-08
0-008149 | JR FOOD MART | 4636 N 12TH ST | PHOENIX | AZ | 85014 | Maricopa | 5 | Open | 2018-11-23 | 5000 | Gasoline (PUL) | COMPARTMENT A | Double Walled | Fiberglass Reinforced Plastic | Pressure | Double Walled | Fiberglass Reinforced Plastic
0-008149 | JR FOOD MART | 4636 N 12TH ST | PHOENIX | AZ | 85014 | Maricopa | 2 | Perm Closure | 1988-07-01 | 8000 | Gasoline (PUL) | COMPARTMENT A | Double Walled | Composite (Steel/Fiberglass) | Pressure |  | Fiberglass Reinforced Plastic | Removal | 2018-02-14
0-008152 | JEFFERIES PROPERTY | 3255 E SPEEDWAY BLVD | TUCSON | AZ | 85716 | Pima | 2 | Perm Closure | 2005-06-17 | 750 | Gasoline | COMPARTMENT A |  | Asphalt coated or Bare Steel |  |  |  | Removal | 1993-02-25
0-005257 | JACKSONS ENERGY #6784 | 2295 E BUTLER AVE | FLAGSTAFF | AZ | 86004 | Coconino | 3 | Perm Closure | 1991-01-01 | 10000 | Gasoline | COMPARTMENT A | Single Walled | Asphalt coated or Bare Steel | Pressure |  | Fiberglass Reinforced Plastic | Removal | 2020-09-30
0-003866 | CITY OF PHOENIX - GLENROSA SERVICE CENTER | 4020 W GLENROSA AVE | PHOENIX | AZ | 85019 | Maricopa | 20 | Temp Closure | 1991-01-01 | 2500 | New Oil | COMPARTMENT A | Double Walled | Fiberglass Reinforced Plastic | Suction - Check Valve at the Tank Top | Double Walled | Fiberglass Reinforced Plastic |  | 2020-08-27
0-003866 | CITY OF PHOENIX - GLENROSA SERVICE CENTER | 4020 W GLENROSA AVE | PHOENIX | AZ | 85019 | Maricopa | 23 | Open | 1991-01-01 | 550 | New Oil | COMPARTMENT A | Double Walled | Fiberglass Reinforced Plastic | Suction - Check Valve at the Tank Top | Double Walled | Fiberglass Reinforced Plastic
0-005147 | 3BS TRUCK & AUTO PLAZA #2 | 2201 N PARK DR | WINSLOW | AZ | 86047 | Navajo | 5 | Perm Closure | 1990-06-01 | 12000 | Gasoline | COMPARTMENT A | Single Walled | Fiberglass Reinforced Plastic | Pressure |  | Fiberglass Reinforced Plastic | Removal | 2017-03-21
0-005147 | 3BS TRUCK & AUTO PLAZA #2 | 2201 N PARK DR | WINSLOW | AZ | 86047 | Navajo | 3 | Perm Closure | 1990-06-01 | 20000 | Diesel | COMPARTMENT A |  | Fiberglass Reinforced Plastic | Pressure |  | Fiberglass Reinforced Plastic | Closed in Place | 2002-04-04
0-001807 | DOSS MOVING & STORAGE INC | 945 E 17TH ST | TUCSON | AZ | 85719 | Pima | 1 | Perm Closure | 1963-01-01 | 2000 | Gasoline | COMPARTMENT A |  | Asphalt coated or Bare Steel |  |  |  | Removal | 1988-05-16
0-004122 | PEBBLEBROOK GOLF COURSE MAINTENANCE | 19803 N R H JOHNSON BLVD | SUN CITY WEST | AZ | 85375 | Maricopa | 2 | Perm Closure | 1979-04-02 | 1000 | Diesel | COMPARTMENT A | Double Walled | Asphalt coated or Bare Steel |  |  |  | Removal | 1992-03-16
0-006891 | PERFECTION AUTO | 5265 E PIMA ST | TUCSON | AZ | 85712 | Pima | 1 | Perm Closure | 1962-01-01 | 4000 | Gasoline | COMPARTMENT A | Double Walled | Asphalt coated or Bare Steel |  |  |  | Removal | 1989-08-02
0-009877 | ORPHAN UST SITE | 2501 E BASELINE RD | PHOENIX | AZ | 85042 | Maricopa | 2 | Perm Closure | 2005-06-17 | 500 | Gasoline | COMPARTMENT A | Unknown | Asphalt coated or Bare Steel |  |  |  | Removal | 2002-08-27
0-006904 | USDA FS - NOGALES RANGER DISTRICT | 2251 N GRAND AVE | NOGALES | AZ | 85621 | Santa Cruz | 1 | Perm Closure | 2005-06-17 | 500 | Gasoline | COMPARTMENT A | Unknown | Asphalt coated or Bare Steel | Suction - Check Valve at the Tank Top |  | Bare or Galvanized Steel | Removal | 1990-09-04
0-000458 | NORTHGATE TEXACO | 121 N HUACHUCA BLVD | HUACHUCA CITY | AZ | 85616 | Cochise | 1 | Perm Closure | 1976-01-01 | 4000 | Gasoline | COMPARTMENT A |  | Asphalt coated or Bare Steel |  |  |  | Removal | 2008-01-31
0-003245 | EXXONMOBIL OIL CORP #12665 | 350 E SOUTHERN AVE | MESA | AZ | 85210 | Maricopa | 3 | Perm Closure | 1972-01-01 | 10000 | Gasoline | COMPARTMENT A |  | Asphalt coated or Bare Steel | Pressure |  |  | Removal | 1988-08-31
0-005366 | USDA FS - PRESCOTT NF - MINGUS MOUNTAIN WORK CENTER |  | JEROME |  |  | Yavapai | 1 | Perm Closure | 1958-01-28 | 15000 | Diesel | COMPARTMENT A | Unknown | Asphalt coated or Bare Steel |  |  |  | Removal | 1991-11-21
0-009461 | SALOMON'S AUTO SERVICE, INC | 9119 N CAVE CREEK RD | PHOENIX | AZ | 85020 | Maricopa | 1 | Perm Closure | 2005-06-17 | 8000 | Gasoline | COMPARTMENT A | Single Walled | Asphalt coated or Bare Steel |  |  |  | Removal | 1999-07-15
0-002837 | REED J KERBY | 11631 E APPLEBY RD | CHANDLER | AZ | 85286 | Maricopa | 1 | Perm Closure | 1964-06-11 | 1000 | Diesel | COMPARTMENT A | Single Walled | Asphalt coated or Bare Steel |  |  |  | Removal | 1988-12-01
0-001597 | RAIDER TRUCK | 1433 S 39TH AVE | PHOENIX | AZ | 85009 | Maricopa | 3 | Perm Closure | 1974-01-01 | 10000 | Gasoline | COMPARTMENT A |  | Asphalt coated or Bare Steel | Suction - Check Valve at the Tank Top |  |  | Removal | 1993-12-14
0-002100 | RAY & PAULINE FEAGAN TEXACO | 315 HWY 95 | BULLHEAD CITY | AZ | 86429 | Mohave | 1 | Perm Closure | 1966-05-28 | 6000 | Gasoline | COMPARTMENT A | Unknown | Unknown |  |  |  | Closed in Place | 1989-04-27
0-002785 | RAY'S TRADING POST |  | CLAYPOOL |  |  | Gila | 1 | Perm Closure | 1971-05-03 | 10000 | Diesel | COMPARTMENT A | Unknown | Unknown |  |  |  | Removal | 1988-09-01
0-004058 | ZANE GREY REST #479 |  | CAMP VERDE |  |  | Yavapai | 2 | Perm Closure | 1985-04-22 | 6000 | Gasoline | COMPARTMENT A | Double Walled | Asphalt coated or Bare Steel |  |  |  | Removal | 1988-12-20
0-003985 | PULICE CONSTRUCTION INC | 2033 W MOUNTAIN VIEW RD | PHOENIX | AZ | 85021 | Maricopa | 3 | Perm Closure | 1979-12-19 | 10000 | Diesel | COMPARTMENT A | Unknown | Asphalt coated or Bare Steel | Suction - Check Valve at the Tank Top |  | Fiberglass Reinforced Plastic | Removal | 2004-07-08
0-001456 | CIRCLE K #2701632 | 5505 E GRANT RD | TUCSON | AZ | 85712 | Pima | 2 | Open | 1985-01-01 | 10000 | Gasoline | COMPARTMENT A | Double Walled | Fiberglass Reinforced Plastic | Pressure |  | Fiberglass Reinforced Plastic
0-001314 | CIRCLE K #799 | 3375 S 4TH AVE | YUMA | AZ | 85365 | Yuma | 1 | Perm Closure | 1986-01-01 | 10000 | Gasoline | COMPARTMENT A | Double Walled | Fiberglass Reinforced Plastic | Pressure |  | Fiberglass Reinforced Plastic | Removal | 1988-03-31
0-006693 | AUTO BODY WORLD | 8708 W THUNDERBIRD RD | PEORIA | AZ | 85381 | Maricopa | 1 | Perm Closure | 1987-10-01 | 1000 | Diesel | COMPARTMENT A | Unknown | Fiberglass Reinforced Plastic | Suction - Check Valve at the Tank Top |  | Fiberglass Reinforced Plastic | Removal | 1993-10-28
0-005185 | AUTOMOTIVE FUEL ISLAND | 4350 E IRVINGTON RD | TUCSON | AZ | 85714 | Pima | 6 | Perm Closure | 1974-01-01 | 8000 | Unidentified | COMPARTMENT A | Single Walled | Asphalt coated or Bare Steel |  |  |  | Removal | 1989-04-01
0-005185 | AUTOMOTIVE FUEL ISLAND | 4350 E IRVINGTON RD | TUCSON | AZ | 85714 | Pima | 9 | Perm Closure | 1974-01-01 | 20000 | Gasoline | COMPARTMENT A | Single Walled | Asphalt coated or Bare Steel |  |  |  | Removal | 1988-03-01
0-000171 | ARIZONA BAG CO INC | 2530 W BUCKEYE RD | PHOENIX | AZ | 85009 | Maricopa | 1 | Perm Closure | 1966-01-01 | 12000 | Gasoline | COMPARTMENT A |  | Asphalt coated or Bare Steel |  |  |  | Removal | 1986-08-18
0-002524 | ARIZONA PETROLEUM PRODUCTS | 1015 S CHERRY AVE | TUCSON | AZ | 85719 | Pima | 3 | Perm Closure | 1988-12-01 | 8000 | Diesel | COMPARTMENT A | Double Walled | Composite (Steel/Fiberglass) | Pressure | Single Walled | Fiberglass Reinforced Plastic | Removal | 2016-06-14
0-000403 | APS | 10001 N 21ST AVE | PHOENIX | AZ | 85021 | Maricopa | 1 | Perm Closure | 1971-01-01 | 2000 | Gasoline | COMPARTMENT A |  | Asphalt coated or Bare Steel |  |  |  | Removal | 1988-03-08
0-009725 | VALERO #8039 | 7448 PAV WAY | PRESCOTT VALLEY | AZ | 86314 | Yavapai | 2 | Open | 2000-12-11 | 10000 | Gasoline | COMPARTMENT A | Double Walled | Fiberglass Reinforced Plastic | Pressure | Double Walled | Flexible
0-004433 | ALL AMERICAN LAUNDRY & ARCADE | 406 E PIMA ST | GILA BEND | AZ | 85337 | Maricopa | 5 | Perm Closure | 1956-01-01 | 500 | Unidentified | COMPARTMENT A | Single Walled | Asphalt coated or Bare Steel |  |  |  | Closed in Place | 1989-10-01
0-004612 | 7-ELEVEN #13038 | 1502 W SAINT MARYS RD | TUCSON | AZ | 85745 | Pima | 2 | Perm Closure | 1970-03-25 | 6000 | Gasoline | COMPARTMENT A | Unknown | Asphalt coated or Bare Steel |  |  |  | Removal | 1986-06-01
0-007753 | A-1 AUTO | 14981 N HWY 93 | DOLAN SPRINGS | AZ | 86441 | Mohave | 1 | Perm Closure | 1992-11-01 | 2000 | Diesel | COMPARTMENT A | Double Walled | Composite (Steel/Fiberglass) | Suction - Check Valve at the Tank Top | Double Walled | Fiberglass Reinforced Plastic | Removal | 2012-07-05
0-009546 | QUIKTRIP | 1956 E SOUTHERN AVE | MESA | AZ | 85204 | Maricopa | 2 | Perm Closure | 1998-10-13 | 20000 | Gasoline | COMPARTMENT A | Double Walled | Fiberglass Reinforced Plastic | Pressure | Double Walled | Fiberglass Reinforced Plastic | Removal | 2020-05-20
0-008132 | CARQUEST #84 | 2500 E 16TH ST | YUMA | AZ | 85365 | Yuma | 2 | Perm Closure | 2005-06-17 |  | Gasoline | COMPARTMENT A |  | Asphalt coated or Bare Steel |  |  |  | Closed in Place | 1970-07-17
0-009255 | CHEVRON | 5002 E CHANDLER BLVD | PHOENIX | AZ | 85048 | Maricopa | 2 | Open | 1998-02-26 | 12000 | Gasoline | COMPARTMENT A | Double Walled | Fiberglass Reinforced Plastic | Pressure | Double Walled | Fiberglass Reinforced Plastic
0-000824 | A.G. LAYNE PHOENIX, INC. | 3800 S 16TH ST | PHOENIX | AZ | 85040 | Maricopa | 1 | Perm Closure | 1977-01-01 | 10000 | Hazardous Substance | COMPARTMENT A | Single Walled | Asphalt coated or Bare Steel | Suction - Check Valve at the Tank Top | Single Walled | Bare or Galvanized Steel | Removal | 1993-04-29
0-004958 | R & D UNION | 4701 E 29TH ST | TUCSON | AZ | 85711 | Pima | 4 | Temp Closure | 1983-05-08 | 8000 | Gasoline (Mid-Grade UL) | COMPARTMENT A | Double Walled | Fiberglass Reinforced Plastic | Pressure |  | Fiberglass Reinforced Plastic |  | 2019-11-11
0-004960 | PARK AVE SHELL | 880 E BENSON HWY | TUCSON | AZ | 85713 | Pima | 4 | Perm Closure | 1984-01-01 | 8000 | Diesel | COMPARTMENT A | Single Walled | Fiberglass Reinforced Plastic | Pressure | Double Walled | Fiberglass Reinforced Plastic | Removal | 2016-09-01
0-004960 | PARK AVE SHELL | 880 E BENSON HWY | TUCSON | AZ | 85713 | Pima | 2 | Perm Closure | 1984-01-01 | 10000 | Gasoline | COMPARTMENT A | Single Walled | Fiberglass Reinforced Plastic | Pressure | Double Walled | Fiberglass Reinforced Plastic | Removal | 2016-09-01
0-007758 | TERRIBLE HERBST #180 | 1815 HIGHWAY 95 | BULLHEAD CITY | AZ | 86442 | Mohave | 3 | Open | 1993-08-01 | 10000 | Gasoline | COMPARTMENT A | Double Walled | Fiberglass Reinforced Plastic | Pressure |  | Fiberglass Reinforced Plastic
0-009867 | PARCEL 600-09-007C |  | FREDONIA |  |  | Coconino | 1 | Perm Closure | 1935-01-01 | 950 | Gasoline | COMPARTMENT A | Unknown | Asphalt coated or Bare Steel |  |  |  | Removal | 2002-08-12
0-010701 | LAST STOP TRAVEL CENTER | 20331 N US-HWY 93 | WHITE HILLS | AZ | 86445 | Mohave | 2 | Open | 2020-07-29 | 5000 | Diesel | COMPARTMENT A | Double Walled | Fiberglass Reinforced Plastic | Pressure | Double Walled | Fiberglass Reinforced Plastic
0-010701 | LAST STOP TRAVEL CENTER | 20331 N US-HWY 93 | WHITE HILLS | AZ | 86445 | Mohave | 2 | Open | 2020-07-29 | 5000 | Gasoline (PUL) | COMPARTMENT B | Double Walled | Fiberglass Reinforced Plastic | Pressure | Double Walled | Fiberglass Reinforced Plastic
0-003144 | MESA UNIFIED SCHOOL DISTRICT - STAPLEY ADMINISTRATION | 549 N STAPLEY DR | MESA | AZ | 85203 | Maricopa | 6 | Perm Closure | 1998-07-01 | 20000 | Gasoline | COMPARTMENT A | Double Walled | Fiberglass Reinforced Plastic | Pressure | Double Walled | Fiberglass Reinforced Plastic | Removal | 2019-07-10
0-003144 | MESA UNIFIED SCHOOL DISTRICT - STAPLEY ADMINISTRATION | 549 N STAPLEY DR | MESA | AZ | 85203 | Maricopa | 11 | Open | 2019-07-31 | 15000 | Diesel | COMPARTMENT A | Double Walled | Polyethylene Jacketed Steel | Pressure | Double Walled | Fiberglass Reinforced Plastic
0-006943 | STEWART SERVICE STATION |  | SUN VALLEY |  |  | Navajo | 3 | Perm Closure | 2005-06-17 | 4000 | Gasoline | COMPARTMENT A | Unknown | Asphalt coated or Bare Steel |  |  |  | Removal | 1990-09-17
0-004777 | SUN COUNTRY MOTORS INC | 2190 HIGHWAY 95 | BULLHEAD CITY | AZ | 86442 | Mohave | 1 | Perm Closure | 1975-01-01 | 5000 | Gasoline | COMPARTMENT A | Single Walled | Asphalt coated or Bare Steel |  |  |  | Removal | 1989-12-29
0-006075 | SUN STATE STEEL INC | 516 W WEST RD | PHOENIX | AZ | 85041 | Maricopa | 1 | Perm Closure | 1980-01-01 | 3000 | Gasoline | COMPARTMENT A |  | Asphalt coated or Bare Steel |  |  |  | Removal | 1990-12-18
0-006621 | SOUTHERN ARIZONA PAVING | 4001 E ILLINOIS ST | TUCSON | AZ | 85714 | Pima | 1 | Perm Closure | 2005-06-17 | 1000 | Used Oil/Waste Oil | COMPARTMENT A | Unknown | Asphalt coated or Bare Steel |  |  |  | Removal | 1978-01-01
0-005975 | SOUTHWESTERN SYSTEMS INC | 1460 S 3RD AVE | YUMA | AZ | 85364 | Yuma | 1 | Perm Closure | 1963-03-15 | 600 | Gasoline | COMPARTMENT A | Unknown | Unknown |  |  |  | Removal | 1990-10-04
0-006522 | SNAPPY'S GAS & TIRE | 10375 N HIGHWAY 191 | ELFRIDA | AZ | 85610 | Cochise | 3 | Perm Closure | 1988-11-21 | 4000 | Diesel | COMPARTMENT A | Double Walled | Composite (Steel/Fiberglass) | Pressure |  | Fiberglass Reinforced Plastic | Removal | 2019-10-24
0-002926 | WESTIN LA PALOMA | 3530 E SUNRISE DR | TUCSON | AZ | 85718 | Pima | 4 | Perm Closure | 1984-01-01 | 550 | Diesel | COMPARTMENT A |  | Asphalt coated or Bare Steel | Suction - Check Valve at the Tank Top |  | Bare or Galvanized Steel | Removal | 1999-04-14
0-005518 | VALLEY WIDE CONTRACTING CO INC | 620 W MCKELLIPS RD | MESA | AZ | 85201 | Maricopa | 1 | Perm Closure | 1975-01-01 | 1500 | Gasoline | COMPARTMENT A | Unknown | Asphalt coated or Bare Steel |  |  |  | Removal | 1990-01-08
0-009020 | VACANT | 2916 E MCDOWELL RD | PHOENIX | AZ | 85008 | Maricopa | 1 | Perm Closure | 1963-01-01 |  | Gasoline | COMPARTMENT A | Double Walled | Asphalt coated or Bare Steel |  |  |  | Removal | 1996-12-13
0-005045 | SPEEDWAY STORE #3003 | 310 N MAIN ST | TAYLOR | AZ | 85939 | Navajo | 1 | Open | 1987-01-01 | 6000 | Gasoline | COMPARTMENT A | Single Walled | Asphalt coated or Bare Steel | Pressure |  | Fiberglass Reinforced Plastic
0-006193 | SPEEDWAY STORE #2885 | 2300 E BUTLER AVE | FLAGSTAFF | AZ | 86004 | Coconino | 3 | Temp Closure | 1988-04-20 | 10000 | Gasoline (PUL) | COMPARTMENT A | Double Walled | Fiberglass Reinforced Plastic | Pressure | Double Walled |  |  | 2020-09-15
0-006193 | SPEEDWAY STORE #2885 | 2300 E BUTLER AVE | FLAGSTAFF | AZ | 86004 | Coconino | 1 | Temp Closure | 1988-04-20 | 12000 | Gasoline (UL) | COMPARTMENT A | Double Walled | Fiberglass Reinforced Plastic | Pressure | Double Walled |  |  | 2020-06-18
0-004205 | GLENN ROYSTER |  | BOWIE |  |  | Cochise | 1 | Perm Closure | 1976-01-13 | 3000 | Gasoline | COMPARTMENT A | Double Walled | Asphalt coated or Bare Steel |  |  |  | Removal | 1990-09-27
0-005144 | GLOBE PLANT | 842 S HIGHLAND DR | GLOBE | AZ | 85501 | Gila | 1 | Perm Closure | 1980-05-01 | 10000 | Gasoline | COMPARTMENT A | Double Walled | Asphalt coated or Bare Steel |  |  |  | Removal | 1990-12-22
0-005144 | GLOBE PLANT | 842 S HIGHLAND DR | GLOBE | AZ | 85501 | Gila | 3 | Perm Closure | 1980-05-01 | 10000 | Gasoline | COMPARTMENT A | Double Walled | Asphalt coated or Bare Steel |  |  |  | Removal | 1990-12-22
0-005144 | GLOBE PLANT | 842 S HIGHLAND DR | GLOBE | AZ | 85501 | Gila | 6 | Perm Closure | 1980-05-01 | 12000 | Diesel | COMPARTMENT A | Double Walled | Asphalt coated or Bare Steel |  |  |  | Closed in Place | 1991-01-31
0-003582 | GOOD CENTS RENT A CAR | 5635 E BROADWAY BLVD | TUCSON | AZ | 85711 | Pima | 2 | Perm Closure | 1975-01-01 | 4000 | Gasoline | COMPARTMENT A |  | Asphalt coated or Bare Steel |  |  |  | Removal | 1992-02-26
0-003582 | GOOD CENTS RENT A CAR | 5635 E BROADWAY BLVD | TUCSON | AZ | 85711 | Pima | 5 | Perm Closure | 2005-06-17 | 10000 | Gasoline | COMPARTMENT A |  | Asphalt coated or Bare Steel |  |  |  | Removal | 1992-02-26
0-007600 | PARCEL 406-43-010 | 19 N MAIN ST | COTTONWOOD | AZ | 86326 | Yavapai | 1 | Perm Closure | 1960-01-01 | 500 | Gasoline | COMPARTMENT A | Unknown | Asphalt coated or Bare Steel | Suction - Check Valve at the Tank Top |  |  | Removal | 1990-11-21
0-005214 | FORT VALLEY GASER | 990 N FORT VALLEY RD | FLAGSTAFF | AZ | 86001 | Coconino | 6 | Open | 2020-04-23 | 8000 | Gasoline (PUL) | COMPARTMENT B | Double Walled | Polyethylene Jacketed Steel | Pressure | Double Walled | Fiberglass Reinforced Plastic
0-005214 | FORT VALLEY GASER | 990 N FORT VALLEY RD | FLAGSTAFF | AZ | 86001 | Coconino | 6 | Open | 2020-04-23 | 7000 | Diesel | COMPARTMENT A | Double Walled | Polyethylene Jacketed Steel | Pressure | Double Walled | Fiberglass Reinforced Plastic
0-009390 | 4 SONS FOOD STORES #507 | 4266 W ANTHEM WAY | PHOENIX | AZ | 85086 | Maricopa | 3 | Open | 1998-08-01 | 8000 | Gasoline | COMPARTMENT A | Single Walled | Fiberglass Reinforced Plastic | Pressure | Double Walled | Fiberglass Reinforced Plastic
0-009390 | 4 SONS FOOD STORES #507 | 4266 W ANTHEM WAY | PHOENIX | AZ | 85086 | Maricopa | 2 | Open | 1998-08-01 | 8000 | Gasoline | COMPARTMENT A | Single Walled | Fiberglass Reinforced Plastic | Pressure | Double Walled | Fiberglass Reinforced Plastic
0-009390 | 4 SONS FOOD STORES #507 | 4266 W ANTHEM WAY | PHOENIX | AZ | 85086 | Maricopa | 4 | Open | 1998-08-01 | 6000 | Diesel | COMPARTMENT A | Single Walled | Fiberglass Reinforced Plastic | Pressure | Double Walled | Fiberglass Reinforced Plastic
0-008051 | FRANCONIA WASH MINE CLAIM |  | FRANCONIA |  |  | Mohave | 1 | Perm Closure | 2005-06-17 |  | Gasoline | COMPARTMENT A | Unknown | Asphalt coated or Bare Steel |  |  |  | Removal | 1993-07-22
0-002181 | FREIDAY CONSTRUCTION INC | 3360 N BANK ST | KINGMAN | AZ | 86409 | Mohave | 2 | Perm Closure | 1978-05-26 | 2000 | Gasoline | COMPARTMENT A | Single Walled | Asphalt coated or Bare Steel | Suction - Check Valve at the Tank Top |  |  | Removal | 1998-12-08
0-000825 | SHORTSTOP MARKET | 12 S MAIN ST | EAGAR | AZ | 85925 | Apache | 1 | Perm Closure | 1986-01-01 | 10000 | Gasoline | COMPARTMENT A |  | Asphalt coated or Bare Steel | Pressure |  | Fiberglass Reinforced Plastic | Removal | 2000-04-14
0-006261 | SHELL #10 | 11235 S FORTUNA RD | YUMA | AZ | 85367 | Yuma | 6 | Open | 2015-10-22 | 12000 | Gasoline (UL) | COMPARTMENT A | Double Walled | Fiberglass Reinforced Plastic | Pressure | Double Walled | Fiberglass Reinforced Plastic
0-006261 | SHELL #10 | 11235 S FORTUNA RD | YUMA | AZ | 85367 | Yuma | 6 | Open | 2015-10-22 | 8000 | Gasoline (Mid-Grade UL) | COMPARTMENT B | Double Walled | Fiberglass Reinforced Plastic | Pressure | Double Walled | Fiberglass Reinforced Plastic
0-006261 | SHELL #10 | 11235 S FORTUNA RD | YUMA | AZ | 85367 | Yuma | 2 | Perm Closure | 1985-01-01 | 20000 | Diesel | COMPARTMENT A |  | Fiberglass Reinforced Plastic | Pressure | Double Walled | Fiberglass Reinforced Plastic | Removal | 2015-08-06
0-002777 | WHITING STATION #153 | 804 S BEELINE HWY | PAYSON | AZ | 85541 | Gila | 5 | Perm Closure | 1971-01-01 | 10000 | Gasoline | COMPARTMENT A | Single Walled | Asphalt coated or Bare Steel |  |  |  | Removal | 1989-03-01
0-002777 | WHITING STATION #153 | 804 S BEELINE HWY | PAYSON | AZ | 85541 | Gila | 4 | Perm Closure | 1971-01-01 | 8000 | Diesel | COMPARTMENT A | Single Walled | Asphalt coated or Bare Steel |  |  |  | Removal | 1989-03-01
0-002777 | WHITING STATION #153 | 804 S BEELINE HWY | PAYSON | AZ | 85541 | Gila | 8 | Perm Closure | 1989-03-01 | 12000 | Gasoline | COMPARTMENT A | Double Walled | Fiberglass Reinforced Plastic | Pressure | Double Walled | Fiberglass Reinforced Plastic | Removal | 2004-02-05
0-007411 | MIAMI UNIFIED SCHOOL DISTRICT #40 - BUS BARN |  | MIAMI |  |  | Gila | 3 | Perm Closure | 1977-08-25 | 10000 | Gasoline | COMPARTMENT A | Unknown | Asphalt coated or Bare Steel | Suction - Check Valve at the Tank Top |  |  | Removal | 1991-12-18
0-001030 | DUNLAP CHEVRON | 6 W HIGHWAY 80 | BISBEE | AZ | 85603 | Cochise | 4 | Perm Closure | 1981-01-01 | 1000 | Used Oil/Waste Oil | COMPARTMENT A | Single Walled | Fiberglass Reinforced Plastic | Gravity Feed |  | Fiberglass Reinforced Plastic | Removal | 2019-10-31
0-001122 | CHEVRON #9-7264 | 921 S CALIFORNIA AVE | PARKER | AZ | 85344 | La Paz | 4 | Perm Closure | 1971-01-01 | 5000 | Diesel | COMPARTMENT A | Single Walled | Asphalt coated or Bare Steel | Pressure |  |  | Removal | 1994-10-06
0-004423 | BROST FORMING SUPPLY | 601 S 19TH AVE | PHOENIX | AZ | 85009 | Maricopa | 1 | Perm Closure | 1978-01-01 | 2000 | Diesel | COMPARTMENT A | Single Walled | Asphalt coated or Bare Steel | Suction - Check Valve at the Tank Top | Single Walled | Bare or Galvanized Steel | Removal | 1992-12-15
0-004423 | BROST FORMING SUPPLY | 601 S 19TH AVE | PHOENIX | AZ | 85009 | Maricopa | 4 | Perm Closure | 1977-01-01 | 5000 | Gasoline | COMPARTMENT A | Single Walled | Asphalt coated or Bare Steel | Suction - Check Valve at the Tank Top | Single Walled | Bare or Galvanized Steel | Removal | 1992-12-15
0-005652 | D&J SERVICE CENTER | 1246 W BEALE ST | KINGMAN | AZ | 86401 | Mohave | 3 | Perm Closure | 1956-05-07 | 2000 | Gasoline | COMPARTMENT A | Unknown | Asphalt coated or Bare Steel | Suction - Check Valve at the Tank Top |  | Bare or Galvanized Steel | Removal | 1995-09-13
0-007723 | LARRY & HAL ADAMSON | 4441 E SPEEDWAY BLVD | TUCSON | AZ | 85712 | Pima | 2 | Perm Closure | 1965-01-01 | 6000 | Gasoline | COMPARTMENT A | Unknown | Asphalt coated or Bare Steel |  |  |  | Removal | 1980-06-01
0-007723 | LARRY & HAL ADAMSON | 4441 E SPEEDWAY BLVD | TUCSON | AZ | 85712 | Pima | 3 | Perm Closure | 1965-01-01 | 6000 | Gasoline | COMPARTMENT A | Unknown | Asphalt coated or Bare Steel |  |  |  | Removal | 1980-06-01
0-002946 | LDS BISHOPS STOREHOUSE | 600 S MAIN ST | SNOWFLAKE | AZ | 85937 | Navajo | 1 | Perm Closure | 1982-01-01 | 12000 | Diesel | COMPARTMENT A | Single Walled | Fiberglass Reinforced Plastic |  |  |  | Removal | 1991-09-10
0-004183 | BENSON FUEL | 103 W 4TH ST | BENSON | AZ | 85602 | Cochise | 7 | Open | 1994-09-26 | 5000 | Gasoline (PUL) | COMPARTMENT A | Double Walled | Composite (Steel/Fiberglass) | Pressure |  | Fiberglass Reinforced Plastic
0-000565 | KINGMAN POP | 501 N 3RD ST | KINGMAN | AZ | 86401 | Mohave | 1 | Perm Closure | 1960-01-01 | 1000 | Diesel | COMPARTMENT A |  | Asphalt coated or Bare Steel |  |  |  | Removal | 1991-10-24
0-007474 | JERRY DAVIS | 830 ARIZONA ST | HUACHUCA CITY | AZ | 85616 | Cochise | 1 | Perm Closure | 1955-01-01 | 10000 | Gasoline | COMPARTMENT A | Unknown | Asphalt coated or Bare Steel | Suction - Check Valve at the Tank Top |  |  | Removal | 1991-11-04
0-007474 | JERRY DAVIS | 830 ARIZONA ST | HUACHUCA CITY | AZ | 85616 | Cochise | 2 | Perm Closure | 1955-01-01 | 10000 | Gasoline | COMPARTMENT A | Unknown | Asphalt coated or Bare Steel | Suction - Check Valve at the Tank Top |  |  | Removal | 1991-11-04
0-002776 | SUN CITY AUTO SPA | 11049 GRAND AVE | SUN CITY | AZ | 85351 | Maricopa | 5 | Perm Closure | 1988-02-01 | 12000 | Gasoline | COMPARTMENT A | Single Walled | Fiberglass Reinforced Plastic | Pressure |  | Fiberglass Reinforced Plastic | Removal | 2016-05-19
0-001994 | EXXON #7-3360 | 5130 S MCCLINTOCK DR | TEMPE | AZ | 85282 | Maricopa | 3 | Perm Closure | 1972-01-01 | 6000 | Gasoline | COMPARTMENT A |  | Asphalt coated or Bare Steel | Pressure |  |  | Removal | 1994-09-27
0-007362 | QUALITY AUTOMOTIVE AND FLEET SERVICE | 5331 N 27TH AVE | PHOENIX | AZ | 85017 | Maricopa | 3 | Perm Closure | 2005-06-17 | 200 | Gasoline | COMPARTMENT A | Unknown | Unknown | Gravity Feed |  |  | Removal | 1994-02-04
0-003928 | PIONEER DISTRIBUTING | 1300 N 24TH AVE | PHOENIX | AZ | 85009 | Maricopa | 14 | Perm Closure | 1982-01-01 | 8000 | New Oil | COMPARTMENT A | Single Walled | Asphalt coated or Bare Steel | Suction - Check Valve at the Tank Top | Single Walled | Bare or Galvanized Steel | Removal | 1999-08-06
0-003928 | PIONEER DISTRIBUTING | 1300 N 24TH AVE | PHOENIX | AZ | 85009 | Maricopa | 7 | Perm Closure | 1981-01-01 | 8000 | New Oil | COMPARTMENT A | Single Walled | Asphalt coated or Bare Steel | Suction - Check Valve at the Tank Top | Single Walled | Bare or Galvanized Steel | Removal | 1999-08-03
0-003928 | PIONEER DISTRIBUTING | 1300 N 24TH AVE | PHOENIX | AZ | 85009 | Maricopa | 3 | Perm Closure | 1981-01-01 | 10000 | New Oil | COMPARTMENT A | Single Walled | Asphalt coated or Bare Steel | Suction - Check Valve at the Tank Top | Single Walled | Bare or Galvanized Steel | Removal | 1999-08-03
0-003928 | PIONEER DISTRIBUTING | 1300 N 24TH AVE | PHOENIX | AZ | 85009 | Maricopa | 1 | Perm Closure | 1980-01-01 | 12000 | New Oil | COMPARTMENT A | Single Walled | Asphalt coated or Bare Steel | Suction - Check Valve at the Tank Top | Single Walled | Bare or Galvanized Steel | Removal | 1999-08-03
0-003928 | PIONEER DISTRIBUTING | 1300 N 24TH AVE | PHOENIX | AZ | 85009 | Maricopa | 8 | Perm Closure | 1981-01-01 | 10000 | New Oil | COMPARTMENT A | Single Walled | Asphalt coated or Bare Steel | Suction - Check Valve at the Tank Top | Single Walled | Bare or Galvanized Steel | Removal | 1999-08-03
0-001895 | 76 STATION | 4102 N 27TH AVE | PHOENIX | AZ | 85017 | Maricopa | 5 | Open | 1998-09-21 | 15000 | Gasoline | COMPARTMENT A |  | Fiberglass Reinforced Plastic | Pressure | Double Walled | Fiberglass Reinforced Plastic
0-002061 | LUBE PIT #3 | 3502 N ORACLE RD | TUCSON | AZ | 85705 | Pima | 6 | Perm Closure | 1981-01-01 | 3000 | Used Oil/Waste Oil | COMPARTMENT A | Single Walled | Asphalt coated or Bare Steel | Gravity Feed | Single Walled | Bare or Galvanized Steel | Removal | 1995-03-15
0-009526 | FLYING J TRAVEL PLAZA #611 | 6700 W LATHAM ST | PHOENIX | AZ | 85043 | Maricopa | 3 | Open | 1999-04-18 | 20000 | Diesel | COMPARTMENT A | Double Walled | Fiberglass Reinforced Plastic | Pressure | Double Walled | Fiberglass Reinforced Plastic
0-009526 | FLYING J TRAVEL PLAZA #611 | 6700 W LATHAM ST | PHOENIX | AZ | 85043 | Maricopa | 4 | Open | 1999-04-18 | 20000 | Gasoline | COMPARTMENT A | Double Walled | Fiberglass Reinforced Plastic | Pressure | Double Walled | Fiberglass Reinforced Plastic
0-000698 | MARICOPA COUNTY - EQUIPMENT SERVICES - FORMER | 4701 E WASHINGTON ST | PHOENIX | AZ | 85034 | Maricopa | 5 | Perm Closure | 1979-01-01 | 150 | Used Oil/Waste Oil | COMPARTMENT A | Single Walled | Asphalt coated or Bare Steel |  |  |  | Removal | 1988-04-04
0-008361 | ARIZONA CRAFTS & BASKETS | 30 N MAIN ST | FLORENCE | AZ | 85132 | Pinal | 1 | Perm Closure | 1960-01-01 | 1000 | Gasoline | COMPARTMENT A | Unknown | Unknown |  |  |  | Removal | 1998-07-29
0-004257 | SPEEDWAY STORE #2949 | 2211 W US HIGHWAY 70 | THATCHER | AZ | 85552 | Graham | 2 | Perm Closure | 1972-01-01 | 10000 | Gasoline | COMPARTMENT A |  | Asphalt coated or Bare Steel |  |  |  | Removal | 1991-01-07
0-004257 | SPEEDWAY STORE #2949 | 2211 W US HIGHWAY 70 | THATCHER | AZ | 85552 | Graham | 4 | Open | 1992-04-03 | 10000 | Gasoline | COMPARTMENT A | Single Walled | Fiberglass Reinforced Plastic | Pressure | Double Walled | Fiberglass Reinforced Plastic
0-000376 | VICKSBURG RANCH | 44376 VICKSBURG RD | SALOME | AZ | 85348 | La Paz | 12 | Perm Closure | 1974-01-01 | 6000 | Diesel | COMPARTMENT A |  | Asphalt coated or Bare Steel |  |  |  | Removal | 1988-10-01
0-007446 | CIRCLE K STORE #2709174 | 10050 E MOUNTAIN VIEW RD | SCOTTSDALE | AZ | 85258 | Maricopa | 1 | Open | 1988-06-01 | 10000 | Gasoline | COMPARTMENT A | Double Walled | Fiberglass Reinforced Plastic | Pressure |  | Fiberglass Reinforced Plastic
0-007446 | CIRCLE K STORE #2709174 | 10050 E MOUNTAIN VIEW RD | SCOTTSDALE | AZ | 85258 | Maricopa | 4 | Open | 1988-06-01 | 10000 | Gasoline | COMPARTMENT A | Double Walled | Fiberglass Reinforced Plastic | Pressure |  | Fiberglass Reinforced Plastic
0-005462 | CIRCLE K #2925 | 1530 N PINAL AVE | CASA GRANDE | AZ | 85122 | Pinal | 2 | Perm Closure | 1974-04-25 | 6000 | Gasoline | COMPARTMENT A | Double Walled | Asphalt coated or Bare Steel | Pressure |  |  | Removal | 1993-11-29
0-006287 | ALEX'S SERVICE STATION | 13716 S SUNLAND GIN RD | ARIZONA CITY | AZ | 85123 | Pinal | 3 | Perm Closure | 1965-01-01 | 4000 | Gasoline | COMPARTMENT A | Single Walled | Asphalt coated or Bare Steel | Pressure | Double Walled | Fiberglass Reinforced Plastic | Removal | 2009-06-24
0-005528 | ALPINE GARAGE | 42694 HIGHWAY 180 | ALPINE | AZ | 85920 | Apache | 1 | Perm Closure | 1956-01-01 | 4000 | Gasoline | COMPARTMENT A | Single Walled | Asphalt coated or Bare Steel |  |  |  | Removal | 1990-03-15
0-001631 | FLORENCE COPPER | 1575 W HUNT HWY | FLORENCE | AZ | 85132 | Pinal | 2 | Perm Closure | 1973-01-01 | 6000 | Diesel | COMPARTMENT A |  | Asphalt coated or Bare Steel |  |  |  | Removal | 1989-12-01
0-003480 | CAMP NAVAJO |  | BELLEMONT |  | 86015 | Coconino | 2 | Perm Closure | 1962-01-01 | 12000 | Gasoline | COMPARTMENT A | Single Walled | Asphalt coated or Bare Steel | Pressure |  | Bare or Galvanized Steel | Removal | 1988-05-19
0-003531 | NORTHERN ARIZONA UNIVERSITY | 1705 S SAN FRANCISCO ST | FLAGSTAFF | AZ | 86001 | Coconino | 9 | Open | 1988-04-01 | 12000 | Gasoline | COMPARTMENT A | Single Walled | Fiberglass Reinforced Plastic | Pressure |  | Fiberglass Reinforced Plastic
0-003531 | NORTHERN ARIZONA UNIVERSITY | 1705 S SAN FRANCISCO ST | FLAGSTAFF | AZ | 86001 | Coconino | 1 | Perm Closure | 1979-01-01 | 12000 | Gasoline | COMPARTMENT A |  | Asphalt coated or Bare Steel |  |  |  | Removal | 1989-05-03
0-003531 | NORTHERN ARIZONA UNIVERSITY | 1705 S SAN FRANCISCO ST | FLAGSTAFF | AZ | 86001 | Coconino | 4 | Perm Closure | 2005-06-17 | 15000 | Gasoline | COMPARTMENT A | Single Walled | Fiberglass Reinforced Plastic |  |  |  | Removal | 1988-04-01
0-003531 | NORTHERN ARIZONA UNIVERSITY | 1705 S SAN FRANCISCO ST | FLAGSTAFF | AZ | 86001 | Coconino | 15 | Perm Closure | 2005-06-17 | 15000 | Gasoline | COMPARTMENT A |  | Asphalt coated or Bare Steel |  |  |  | Removal | 1988-04-01
0-003531 | NORTHERN ARIZONA UNIVERSITY | 1705 S SAN FRANCISCO ST | FLAGSTAFF | AZ | 86001 | Coconino | 14 | Perm Closure | 2005-06-17 | 30000 | Diesel | COMPARTMENT A |  | Asphalt coated or Bare Steel |  |  |  | Removal | 1988-04-01
0-002760 | EXXONMOBIL OIL CORP | 100 S 4TH AVE | YUMA | AZ | 85364 | Yuma | 6 | Perm Closure | 2005-06-17 | 5000 | Used Oil/Waste Oil | COMPARTMENT A | Unknown | Unknown |  |  |  | Removal | 1988-09-15
0-002760 | EXXONMOBIL OIL CORP | 100 S 4TH AVE | YUMA | AZ | 85364 | Yuma | 2 | Perm Closure | 2005-06-17 | 4000 | Gasoline | COMPARTMENT A | Unknown | Unknown | Pressure |  |  | Removal | 1988-09-15
0-004482 | SHAY OIL - W 8TH ST | 2003 W 8TH ST | YUMA | AZ | 85364 | Yuma | 9 | Open | 2015-10-22 | 12000 | Gasoline (PUL) | COMPARTMENT A | Double Walled | Fiberglass Reinforced Plastic | Pressure | Double Walled | Fiberglass Reinforced Plastic
0-004482 | SHAY OIL - W 8TH ST | 2003 W 8TH ST | YUMA | AZ | 85364 | Yuma | 7 | Open | 2015-10-22 | 12000 | Gasoline (UL) | COMPARTMENT A | Double Walled | Fiberglass Reinforced Plastic
0-002575 | NORTH AMERICAN INDUSTRIES |  | HUMBOLDT |  |  | Yavapai | 1 | Perm Closure | 1976-01-01 | 750 | Diesel | COMPARTMENT A |  | Asphalt coated or Bare Steel |  |  |  | Removal | 1992-10-02
0-003781 | FORT VERDE GAS | 328 S MAIN ST | CAMP VERDE | AZ | 86322 | Yavapai | 1 | Perm Closure | 1970-01-01 | 550 | Used Oil/Waste Oil | COMPARTMENT A | Single Walled | Asphalt coated or Bare Steel |  |  |  | Removal | 1999-08-13
0-006121 | PENSKE TRUCK LEASING CO | 3519 E 34TH ST | TUCSON | AZ | 85713 | Pima | 1 | Perm Closure | 1987-10-07 | 10000 | Gasoline | COMPARTMENT A | Unknown | Fiberglass Reinforced Plastic | Pressure |  | Fiberglass Reinforced Plastic | Removal | 2000-05-03
0-001952 | ERV'S EQUIPMENT RENTAL | 1120 S KOLB RD | TUCSON | AZ | 85710 | Pima | 1 | Perm Closure | 1985-01-01 | 1000 | Diesel | COMPARTMENT A |  | Asphalt coated or Bare Steel | Pressure |  |  | Removal | 1994-12-08
0-005162 | TUCSON TRANSIT MANAGEMENT LLC, DBA SUN TRAN | 4220 S PARK AVE | TUCSON | AZ | 85714 | Pima | 1 | Perm Closure | 1976-01-01 | 12000 | Diesel | COMPARTMENT A | Single Walled | Fiberglass Reinforced Plastic |  |  |  | Removal | 1988-12-01
0-007070 | USDOI - WINSLOW JOB CORPS CENTER |  | WINSLOW WEST |  |  | Coconino | 1 | Perm Closure | 2005-06-17 | 15000 | Diesel | COMPARTMENT A | Unknown | Asphalt coated or Bare Steel | Suction - Check Valve at the Tank Top |  |  | Removal | 1991-09-18
0-001224 | CIRCLE K #2700415 | 110 S MAIN ST | SNOWFLAKE | AZ | 85937 | Navajo | 2 | Perm Closure | 1969-01-01 | 5000 | Gasoline | COMPARTMENT A |  | Asphalt coated or Bare Steel | Pressure |  |  | Removal | 1995-03-07
0-005935 | PETRO STOPPING CENTER | 970 S BLAKE RANCH RD | KINGMAN | AZ | 86401 | Mohave | 9 | Open | 1987-12-15 | 8000 | Used Oil/Waste Oil | COMPARTMENT A | Single Walled | Fiberglass Reinforced Plastic | Gravity Feed | Single Walled | Fiberglass Reinforced Plastic
0-005935 | PETRO STOPPING CENTER | 970 S BLAKE RANCH RD | KINGMAN | AZ | 86401 | Mohave | 3 | Open | 1987-12-15 | 10000 | Diesel | COMPARTMENT A | Single Walled | Fiberglass Reinforced Plastic | Pressure |  | Fiberglass Reinforced Plastic
0-002549 | HUNTER CONTRACTING | 701 N COOPER RD | GILBERT | AZ | 85233 | Maricopa | 6 | Perm Closure | 1984-04-16 | 4500 | Diesel | COMPARTMENT A | Single Walled | Asphalt coated or Bare Steel |  |  |  | Removal | 1990-01-12
0-000802 | USDOI BR - PHOENIX CONSTRUCTION FIELD OFFICE | 505 S 43RD AVE | PHOENIX | AZ | 85009 | Maricopa | 1 | Perm Closure | 1982-01-01 | 10000 | Gasoline | COMPARTMENT A |  | Asphalt coated or Bare Steel |  |  |  | Removal | 1991-11-18
0-004634 | 7-ELEVEN #19092 | 3501 W BETHANY HOME RD | PHOENIX | AZ | 85019 | Maricopa | 3 | Perm Closure | 1977-02-04 | 8000 | Gasoline | COMPARTMENT A | Double Walled | Asphalt coated or Bare Steel |  |  |  | Removal | 1991-12-17
0-004634 | 7-ELEVEN #19092 | 3501 W BETHANY HOME RD | PHOENIX | AZ | 85019 | Maricopa | 2 | Perm Closure | 1977-02-04 | 6000 | Gasoline | COMPARTMENT A | Double Walled | Asphalt coated or Bare Steel |  |  |  | Removal | 1991-12-17
0-005312 | CONOCOPHILLIPS #256059 | 4250 W DUNLAP AVE | PHOENIX | AZ | 85051 | Maricopa | 6 | Perm Closure | 1990-10-01 | 550 | Used Oil/Waste Oil | COMPARTMENT A | Double Walled | Composite (Steel/Fiberglass) | Gravity Feed |  | Fiberglass Reinforced Plastic | Removal | 2015-08-27
0-002072 | R & S MATTRESS LIQUIDATORS | 15225 N FOUNTAIN HILLS BLVD | FOUNTAIN HILLS | AZ | 85268 | Maricopa | 2 | Perm Closure | 1982-04-27 | 6000 | Gasoline | COMPARTMENT A | Single Walled | Asphalt coated or Bare Steel |  |  |  | Removal | 1990-08-01
0-005605 | BUCKEYE FEED & COUNTRY STORE | 24100 W US HIGHWAY 85 | BUCKEYE | AZ | 85326 | Maricopa | 2 | Perm Closure | 1974-04-18 | 7500 | Gasoline | COMPARTMENT A | Unknown | Asphalt coated or Bare Steel | Pressure |  | Bare or Galvanized Steel | Removal | 1992-08-28
0-007193 | QUALITY BUMPER | 405 E MAIN ST | MESA | AZ | 85203 | Maricopa | 3 | Perm Closure | 2005-06-17 | 3000 | Gasoline | COMPARTMENT A | Unknown | Fiberglass Reinforced Plastic |  |  |  | Removal | 1991-11-09
0-003860 | CITY OF PHOENIX - UNION HILLS SERVICE CENTER | 138 E UNION HILLS DR | PHOENIX | AZ | 85024 | Maricopa | 8 | Perm Closure | 1973-01-01 | 550 | Unidentified | COMPARTMENT A | Single Walled | Asphalt coated or Bare Steel | Suction - Check Valve at the Tank Top |  | Bare or Galvanized Steel | Removal | 1992-02-01
0-003860 | CITY OF PHOENIX - UNION HILLS SERVICE CENTER | 138 E UNION HILLS DR | PHOENIX | AZ | 85024 | Maricopa | 22 | Perm Closure | 1992-01-01 | 1000 | Automatic Transmission Fluid | COMPARTMENT A | Double Walled | Fiberglass Reinforced Plastic | Suction - Check Valve at the Tank Top | Double Walled | Fiberglass Reinforced Plastic | Removal | 2015-05-13
0-002186 | FRITO-LAY - PHOENIX PLANT | 2639 W LONE CACTUS DR | PHOENIX | AZ | 85027 | Maricopa | 2 | Perm Closure | 1980-01-01 | 10000 | Gasoline | COMPARTMENT A | Single Walled | Asphalt coated or Bare Steel |  |  |  | Removal | 1990-08-21
0-003976 | PROGRESSIVE CONCRETE WORKS | 1102 W HATCHER RD | PHOENIX | AZ | 85021 | Maricopa | 2 | Perm Closure | 1971-03-19 | 500 | Gasoline | COMPARTMENT A | Unknown | Asphalt coated or Bare Steel | Suction - Check Valve at the Tank Top |  |  | Removal | 1992-07-01
0-003168 | AUTO CASH OF ARIZONA | 4600 W GLENDALE AVE | GLENDALE | AZ | 85301 | Maricopa | 2 | Perm Closure | 1964-01-01 | 500 | Used Oil/Waste Oil | COMPARTMENT A | Single Walled | Asphalt coated or Bare Steel |  |  |  | Removal | 1987-03-01
0-003168 | AUTO CASH OF ARIZONA | 4600 W GLENDALE AVE | GLENDALE | AZ | 85301 | Maricopa | 1 | Perm Closure | 1964-01-01 | 3000 | Gasoline | COMPARTMENT A | Single Walled | Asphalt coated or Bare Steel |  |  |  | Removal | 1987-03-01
0-006271 | GIANT 6611 | 2385 N SILVERBELL RD | TUCSON | AZ | 85745 | Pima | 1 | Perm Closure | 1988-08-01 | 10000 | Gasoline | COMPARTMENT A | Double Walled | Composite (Steel/Fiberglass) | Pressure | Double Walled | Fiberglass Reinforced Plastic | Removal | 2016-01-12
0-006271 | GIANT 6611 | 2385 N SILVERBELL RD | TUCSON | AZ | 85745 | Pima | 3 | Perm Closure | 1988-08-01 | 10000 | Gasoline | COMPARTMENT A | Double Walled | Composite (Steel/Fiberglass) | Pressure | Double Walled | Fiberglass Reinforced Plastic | Removal | 2016-01-12
0-005385 | UNITED RENTALS | 1011 S PRUDENCE RD | TUCSON | AZ | 85710 | Pima | 7 | Perm Closure | 2005-06-17 | 550 | New Oil | COMPARTMENT A | Single Walled | Asphalt coated or Bare Steel | Pressure |  |  | Removal | 1997-11-19
0-005385 | UNITED RENTALS | 1011 S PRUDENCE RD | TUCSON | AZ | 85710 | Pima | 3 | Perm Closure | 1974-01-01 | 500 | Used Oil/Waste Oil | COMPARTMENT A | Single Walled | Asphalt coated or Bare Steel |  |  |  | Removal | 1997-07-24
0-004498 | TWO GUNS TRADING POST |  | TWO GUNS |  |  | Coconino | 3 | Perm Closure | 1973-01-01 | 10000 | Gasoline | COMPARTMENT A |  | Asphalt coated or Bare Steel | Pressure |  | Fiberglass Reinforced Plastic | Removal | 2007-03-27
0-002002 | EXXON #7-3687 | 5905 W OLIVE AVE | GLENDALE | AZ | 85302 | Maricopa | 3 | Perm Closure | 1984-01-01 | 10000 | Gasoline | COMPARTMENT A | Single Walled | Fiberglass Reinforced Plastic | Pressure |  | Fiberglass Reinforced Plastic | Removal | 2016-06-14
0-002002 | EXXON #7-3687 | 5905 W OLIVE AVE | GLENDALE | AZ | 85302 | Maricopa | 1 | Perm Closure | 1984-01-01 | 10000 | Gasoline | COMPARTMENT A | Single Walled | Fiberglass Reinforced Plastic | Pressure |  | Fiberglass Reinforced Plastic | Removal | 2016-06-14
0-003053 | MARICOPA COUNTY MUNICIPAL WATER DISTRICT | 14825 W GRAND AVE | SURPRISE | AZ | 85374 | Maricopa | 4 | Perm Closure | 2005-06-17 | 2000 | Gasoline | COMPARTMENT A | Unknown | Asphalt coated or Bare Steel |  |  |  | Removal | 1990-08-07
0-003249 | EXXONMOBIL #18-MRG | 2780 W PEORIA AVE | PHOENIX | AZ | 85029 | Maricopa | 6 | Perm Closure | 1988-11-21 | 10000 | Gasoline | COMPARTMENT A |  | Fiberglass Reinforced Plastic | Pressure |  | Fiberglass Reinforced Plastic | Removal | 2002-04-04
0-003249 | EXXONMOBIL #18-MRG | 2780 W PEORIA AVE | PHOENIX | AZ | 85029 | Maricopa | 3 | Perm Closure | 1972-01-01 | 6000 | Gasoline | COMPARTMENT A |  | Asphalt coated or Bare Steel | Pressure |  |  | Removal | 1988-11-02
0-002434 | HAPPY AUTO SALES INC | 2331 N STONE AVE | TUCSON | AZ | 85705 | Pima | 5 | Perm Closure | 1977-01-01 | 500 | Used Oil/Waste Oil | COMPARTMENT A |  | Asphalt coated or Bare Steel |  |  |  | Removal | 1993-10-30
0-005820 | FLAGSTAFF, CITY OF - CITY HALL | 211 W ASPEN AVE | FLAGSTAFF | AZ | 86001 | Coconino | 1 | Perm Closure | 1982-04-01 | 500 | Diesel | COMPARTMENT A | Double Walled | Asphalt coated or Bare Steel | Suction - Check Valve at the Tank Top |  |  | Removal | 1994-02-17
0-009872 | WHITE'S CHEVRON | MAIN ST & RAILROAD AVE | DUNCAN | AZ | 85534 | Greenlee | 1 | Perm Closure | 1955-01-01 | 550 | Used Oil/Waste Oil | COMPARTMENT A | Double Walled | Asphalt coated or Bare Steel | Gravity Feed |  | Bare or Galvanized Steel | Removal | 2001-05-08
0-008858 | SOUTHWEST COOPERATIVE WHOLESALE | 1824 E JACKSON ST | PHOENIX | AZ | 85034 | Maricopa | 2 | Perm Closure | 2005-06-17 | 3000 | Gasoline | COMPARTMENT A | Unknown | Unknown | Suction - Check Valve at the Tank Top |  |  | Removal | 1997-12-23
0-003100 | GOLDEN STATE FOODS | 5524 W BUCHANAN ST | PHOENIX | AZ | 85043 | Maricopa | 3 | Perm Closure | 1987-01-01 | 2000 | New Oil | COMPARTMENT A | Single Walled | Asphalt coated or Bare Steel | Suction - Check Valve at the Tank Top |  | Fiberglass Reinforced Plastic | Removal | 1994-04-28
0-002645 | CITY OF PHOENIX - MARYVALE PRECINCT | 6180 W ENCANTO BLVD | PHOENIX | AZ | 85035 | Maricopa | 4 | Perm Closure | 1989-09-11 | 550 | Used Oil/Waste Oil | COMPARTMENT A | Double Walled | Fiberglass Reinforced Plastic | Gravity Feed | Double Walled | Fiberglass Reinforced Plastic | Removal | 2019-02-14
0-006510 | PRIDE ENERGY | 1100 W HOPI DR | HOLBROOK | AZ | 86025 | Navajo | 2 | Perm Closure | 1976-11-09 | 8000 | Gasoline | COMPARTMENT A | Double Walled | Asphalt coated or Bare Steel |  |  |  | Removal | 1995-10-26
0-006337 | JACOB LAKE LODGE |  | JACOB LAKE |  |  | Coconino | 1 | Perm Closure | 1963-01-01 | 10000 | Gasoline | COMPARTMENT A |  | Asphalt coated or Bare Steel | Pressure |  |  | Removal | 1998-04-29
0-008754 | BEAVER DAM FILLING STATION |  | BEAVER DAM |  |  | Mohave | 3 | Perm Closure | 1991-01-01 | 8000 | Diesel | COMPARTMENT A |  | Asphalt coated or Bare Steel | Pressure |  |  | Removal | 2008-05-06
0-001301 | CIRCLE K #761 | 899 E 4TH ST | BENSON | AZ | 85602 | Cochise | 1 | Perm Closure | 1977-01-01 | 10000 | Gasoline | COMPARTMENT A |  | Asphalt coated or Bare Steel | Pressure |  |  | Removal | 1994-12-14
0-002934 | LA SIESTA ALLIANCE | 486 E WICKENBURG WAY | WICKENBURG | AZ | 85390 | Maricopa | 1 | Perm Closure | 1972-01-01 | 8000 | Diesel | COMPARTMENT A | Double Walled | Composite (Steel/Fiberglass) | Pressure |  | Fiberglass Reinforced Plastic | Removal | 1999-06-23
0-006087 | HUGHES ALLEN MANAGEMENT & DEVELOPMENT |  | MESA |  |  | Maricopa | 2 | Perm Closure | 1966-04-05 | 2000 | Gasoline | COMPARTMENT A | Double Walled | Asphalt coated or Bare Steel |  |  |  | Removal | 1991-03-01
0-006396 | FRY'S FUEL #698 | 1311 E BELL RD | PHOENIX | AZ | 85022 | Maricopa | 6 | Open | 2016-03-10 | 20000 | Gasoline (UL) | COMPARTMENT A | Double Walled | Fiberglass Reinforced Plastic | Pressure | Double Walled | Fiberglass Reinforced Plastic
0-007591 | MOBIL 18-M4X | 4501 N 24TH ST | PHOENIX | AZ | 85016 | Maricopa | 2 | Perm Closure | 2005-06-17 | 10000 | Gasoline | COMPARTMENT A | Unknown | Asphalt coated or Bare Steel |  |  |  | Removal | 1987-02-01
0-007591 | MOBIL 18-M4X | 4501 N 24TH ST | PHOENIX | AZ | 85016 | Maricopa | 4 | Perm Closure | 2005-06-17 | 550 | Used Oil/Waste Oil | COMPARTMENT A | Unknown | Asphalt coated or Bare Steel |  |  |  | Removal | 1987-02-01
0-003863 | CITY OF PHOENIX - SOUTHEAST SERVICE CENTER | 2525 E HESS AVE | PHOENIX | AZ | 85034 | Maricopa | 8 | Perm Closure | 1963-01-01 | 550 | Other | COMPARTMENT A | Single Walled | Asphalt coated or Bare Steel |  |  |  | Removal | 1994-05-10
0-003863 | CITY OF PHOENIX - SOUTHEAST SERVICE CENTER | 2525 E HESS AVE | PHOENIX | AZ | 85034 | Maricopa | 4 | Perm Closure | 1963-01-01 | 2000 | Used Oil/Waste Oil | COMPARTMENT A | Single Walled | Concrete | Gravity Feed |  |  | Removal | 1994-05-10
0-003863 | CITY OF PHOENIX - SOUTHEAST SERVICE CENTER | 2525 E HESS AVE | PHOENIX | AZ | 85034 | Maricopa | 5 | Perm Closure | 1963-01-01 | 550 | Solvent | COMPARTMENT A | Single Walled | Asphalt coated or Bare Steel | Suction - Check Valve at the Tank Top |  |  | Removal | 1994-05-10
0-000801 | CAP - SALT/GILA PUMPING PLANT | 23636 N 7TH ST | PHOENIX | AZ | 85024 | Maricopa | 1 | Perm Closure | 1984-01-01 | 20000 | Gasoline | COMPARTMENT A |  | Fiberglass Reinforced Plastic | Pressure |  |  | Removal | 1990-01-25
0-000801 | CAP - SALT/GILA PUMPING PLANT | 23636 N 7TH ST | PHOENIX | AZ | 85024 | Maricopa | 6 | Perm Closure | 1986-01-01 | 1000 | Used Oil/Waste Oil | COMPARTMENT A |  | Fiberglass Reinforced Plastic | Gravity Feed |  | Fiberglass Reinforced Plastic | Removal | 1990-01-31
0-001033 | CHEVRON #9-5384 | 191 N ARIZONA AVE | CHANDLER | AZ | 85225 | Maricopa | 3 | Perm Closure | 1982-01-01 | 10000 | Gasoline | COMPARTMENT A | Single Walled | Fiberglass Reinforced Plastic | Pressure | Double Walled | Fiberglass Reinforced Plastic | Removal | 2004-10-19
0-007662 | RIO SALADO COMMUNITY COLLEGE | 621 N 7TH AVE | PHOENIX | AZ | 85007 | Maricopa | 1 | Perm Closure | 1944-01-01 | 300 | Used Oil/Waste Oil | COMPARTMENT A | Double Walled | Asphalt coated or Bare Steel | Gravity Feed |  |  | Removal | 1992-02-21
0-009404 | CARDON STATION | 2045 S 7TH AVE | PHOENIX | AZ | 85007 | Maricopa | 1 | Perm Closure | 1968-01-01 | 10000 | Gasoline | COMPARTMENT A |  | Asphalt coated or Bare Steel |  |  |  | Removal | 1988-08-01
0-003152 | SPEEDWAY STORE #2972 | 104 E 4TH ST | BENSON | AZ | 85602 | Cochise | 9 | Perm Closure | 2005-06-17 | 6000 | Gasoline | COMPARTMENT A | Double Walled | Asphalt coated or Bare Steel | Suction - Check Valve at the Tank Top |  | Bare or Galvanized Steel | Removal | 1990-06-22
0-003152 | SPEEDWAY STORE #2972 | 104 E 4TH ST | BENSON | AZ | 85602 | Cochise | 5 | Perm Closure | 2005-06-17 | 500 | Used Oil/Waste Oil | COMPARTMENT A | Double Walled | Asphalt coated or Bare Steel |  |  |  | Removal | 1999-01-21
0-003152 | SPEEDWAY STORE #2972 | 104 E 4TH ST | BENSON | AZ | 85602 | Cochise | 3 | Open | 1990-09-01 | 10000 | Gasoline | COMPARTMENT A | Double Walled | Fiberglass Reinforced Plastic | Pressure | Double Walled | Fiberglass Reinforced Plastic
0-001059 | CHEVRON #9-9058 | 14046 N 111TH AVE | YOUNGTOWN | AZ | 85363 | Maricopa | 1 | Perm Closure | 1984-01-01 | 10000 | Gasoline | COMPARTMENT A | Double Walled | Fiberglass Reinforced Plastic | Pressure |  | Fiberglass Reinforced Plastic | Removal | 1998-12-18
0-001059 | CHEVRON #9-9058 | 14046 N 111TH AVE | YOUNGTOWN | AZ | 85363 | Maricopa | 4 | Perm Closure | 1984-01-01 | 1000 | Used Oil/Waste Oil | COMPARTMENT A | Double Walled | Fiberglass Reinforced Plastic | Gravity Feed |  | Fiberglass Reinforced Plastic | Removal | 1998-12-18
0-002314 | JL GOLIGHTLY JR | 39500 W CAMELBACK RD | TONOPAH | AZ | 85354 | Maricopa | 2 | Perm Closure | 1966-05-08 | 1500 | Diesel | COMPARTMENT A | Single Walled | Asphalt coated or Bare Steel |  |  |  | Removal | 1991-04-11
0-000694 | NEW DEAL PREOWNED AUTOS | 4611 W GLENDALE AVE | GLENDALE | AZ | 85301 | Maricopa | 1 | Perm Closure | 1986-01-01 | 10000 | Gasoline | COMPARTMENT A | Double Walled | Fiberglass Reinforced Plastic |  |  |  | Removal | 1998-12-29
0-010017 | SMITH'S FOOD & DRUG #190 | 3490 N STOCKTON HILL RD | KINGMAN | AZ | 86409 | Mohave | 1 | Open | 2002-09-05 | 8000 | Gasoline | COMPARTMENT A | Double Walled | Fiberglass Reinforced Plastic
0-010029 | SINCLAIR OIL CORP | 2808 S PARK AVE | TUCSON | AZ | 85713 | Pima | 1 | Perm Closure | 1960-01-01 | 2000 | Unidentified | COMPARTMENT A | Single Walled | Asphalt coated or Bare Steel |  |  |  | Removal | 2004-10-27
0-003752 | PHILLIPS 66 COMPANY #017874 | 15243 N CAVE CREEK RD | PHOENIX | AZ | 85032 | Maricopa | 3 | Perm Closure | 1964-01-01 | 6000 | Gasoline | COMPARTMENT A |  | Asphalt coated or Bare Steel |  |  |  | Removal | 1979-01-01
0-008799 | WALLCON | 1709 W SAHUARO DR | TUCSON | AZ | 85745 | Pima | 2 | Open | 1986-08-01 | 10000 | Diesel | COMPARTMENT A | Single Walled | Asphalt coated or Bare Steel | Pressure
0-009886 | COSTCO WHOLESALE #691 | 10000 W MCDOWELL RD | AVONDALE | AZ | 85392 | Maricopa | 2 | Open | 2002-06-20 | 20000 | Gasoline | COMPARTMENT A | Double Walled | Fiberglass Reinforced Plastic | Pressure | Double Walled | Flexible
0-003523 | COUNCIL STREET AUTO | 55 E COUNCIL ST | TUCSON | AZ | 85701 | Pima | 2 | Perm Closure | 1984-01-01 | 4000 | Gasoline | COMPARTMENT A |  | Asphalt coated or Bare Steel | Suction - Check Valve at the Tank Top |  | Bare or Galvanized Steel | Removal | 1992-08-08
0-001837 | COMMERCIAL LINEN EXCHANGE | 4445 S 36TH ST | PHOENIX | AZ | 85040 | Maricopa | 1 | Perm Closure | 1982-01-01 | 10000 | Diesel | COMPARTMENT A |  | Asphalt coated or Bare Steel |  |  |  | Removal | 2003-09-26
0-008230 | CITY OF PHOENIX - 305 BUILDING | 305 W WASHINGTON ST | PHOENIX | AZ | 85003 | Maricopa | 4 | Perm Closure | 2005-06-17 | 550 | Gasoline | COMPARTMENT A | Unknown | Asphalt coated or Bare Steel |  |  |  | Removal | 1991-10-09
0-001237 | CIRCLE K #2700492 | 401 S ALVERNON WAY | TUCSON | AZ | 85711 | Pima | 5 | Open | 1987-01-01 | 10000 | Gasoline | COMPARTMENT A | Double Walled | Fiberglass Reinforced Plastic | Pressure |  | Fiberglass Reinforced Plastic
0-001286 | CIRCLE K #2700684 | 2089 S AVENUE A | YUMA | AZ | 85364 | Yuma | 4 | Open | 2020-09-23 | 12000 | Gasoline (UL) | COMPARTMENT A | Double Walled | Fiberglass Reinforced Plastic | Pressure | Double Walled | Flexible
0-008904 | CIRCLE K #2705303 | 26290 N TATUM BLVD | PHOENIX | AZ | 85050 | Maricopa | 3 | Open | 1996-01-30 | 10000 | Gasoline | COMPARTMENT A | Double Walled | Fiberglass Reinforced Plastic | Pressure | Double Walled | Fiberglass Reinforced Plastic
0-009194 | CIRCLE K #2705326 | 1910 N STATE ROUTE 89 | CHINO VALLEY | AZ | 86323 | Yavapai | 3 | Open | 1997-08-08 | 12000 | Gasoline (PUL) | COMPARTMENT A | Double Walled | Fiberglass Reinforced Plastic | Pressure | Double Walled | Fiberglass Reinforced Plastic
0-008933 | CIRCLE K #2708648 | 977 E SPEEDWAY BLVD | TUCSON | AZ | 85719 | Pima | 2 | Open | 1995-12-28 | 10000 | Gasoline (PUL) | COMPARTMENT A | Double Walled | Fiberglass Reinforced Plastic | Pressure | Double Walled | Fiberglass Reinforced Plastic
0-001728 | AMERICAS BEST CHANCE AUTO | 2160 E VAN BUREN ST | PHOENIX | AZ | 85006 | Maricopa | 1 | Perm Closure | 1977-01-01 | 12000 | Gasoline | COMPARTMENT A |  | Asphalt coated or Bare Steel |  |  |  | Removal | 1990-04-10
0-001728 | AMERICAS BEST CHANCE AUTO | 2160 E VAN BUREN ST | PHOENIX | AZ | 85006 | Maricopa | 3 | Perm Closure | 1976-01-01 | 300 | Used Oil/Waste Oil | COMPARTMENT A |  | Asphalt coated or Bare Steel |  |  |  | Removal | 1990-04-10
0-007924 | WRIGHT'S WAY AUTOMOTIVE | 2205 E EUGIE TER | PHOENIX | AZ | 85022 | Maricopa | 3 | Perm Closure | 2016-04-05 | 300 | Used Oil/Waste Oil | COMPARTMENT A | Single Walled | Asphalt coated or Bare Steel |  |  |  | Removal | 1993-04-06
0-006140 | FISHEL CO | 1819 S 27TH AVE | PHOENIX | AZ | 85009 | Maricopa | 1 | Perm Closure | 1983-04-16 | 6000 | Diesel | COMPARTMENT A | Unknown | Asphalt coated or Bare Steel |  |  |  | Removal | 1990-03-16
0-002142 | SPEEDI CAR WASH & FUEL | 915 S MILTON RD | FLAGSTAFF | AZ | 86001 | Coconino | 5 | Perm Closure | 1990-07-01 | 12000 | Gasoline | COMPARTMENT A | Double Walled | Composite (Steel/Fiberglass) | Pressure |  | Fiberglass Reinforced Plastic | Removal | 2020-05-12
0-002648 | DUNCAN HIGH SCHOOL | 106 STADIUM ST | DUNCAN | AZ | 85534 | Greenlee | 1 | Open | 1981-09-18 | 10000 | Gasoline | COMPARTMENT A | Single Walled | Asphalt coated or Bare Steel | Pressure |  | Bare or Galvanized Steel
0-000001 | AER CORP | 4834 E WYOMING ST | TUCSON | AZ | 85706 | Pima | 1 | Perm Closure | 1977-01-01 | 5000 | Diesel | COMPARTMENT A | Single Walled | Asphalt coated or Bare Steel |  |  |  | Removal | 1987-01-01
0-009083 | CHEVRON | 2459 W 32ND ST | YUMA | AZ | 85364 | Yuma | 4 | Open | 1996-12-29 | 12000 | Diesel | COMPARTMENT A | Double Walled | Fiberglass Reinforced Plastic | Pressure
0-002227 | HONEYWELL ENGINES - SYSTEMS & SERVICES | 111 S 34TH ST | PHOENIX | AZ | 85034 | Maricopa | 4 | Open | 1986-01-01 | 10000 | Jet Fuel | COMPARTMENT A | Double Walled | Fiberglass Reinforced Plastic | Suction - Check Valve at the Tank Top | Double Walled | Fiberglass Reinforced Plastic
0-002227 | HONEYWELL ENGINES - SYSTEMS & SERVICES | 111 S 34TH ST | PHOENIX | AZ | 85034 | Maricopa | 7 | Open | 1986-01-01 | 20000 | Jet Fuel | COMPARTMENT A | Double Walled | Fiberglass Reinforced Plastic | Suction - Check Valve at the Tank Top | Double Walled | Fiberglass Reinforced Plastic
0-002227 | HONEYWELL ENGINES - SYSTEMS & SERVICES | 111 S 34TH ST | PHOENIX | AZ | 85034 | Maricopa | 17 | Open | 1986-01-01 | 20000 | Diesel | COMPARTMENT A | Double Walled | Fiberglass Reinforced Plastic | Pressure | Double Walled | Fiberglass Reinforced Plastic
0-000231 | ADOT - CASA GRANDE MAINTENANCE | 613 W 1ST ST | CASA GRANDE | AZ | 85122 | Pinal | 2 | Perm Closure | 1972-01-01 | 1500 | Diesel | COMPARTMENT A | Single Walled | Asphalt coated or Bare Steel |  |  |  | Removal | 1989-03-29
0-008500 | YAVAPAI REGIONAL MEDICAL CENTER | 1003 WILLOW CREEK RD | PRESCOTT | AZ | 86301 | Yavapai | 1 | Perm Closure | 1978-01-01 | 2000 | Diesel | COMPARTMENT A | Unknown | Asphalt coated or Bare Steel | Suction - Check Valve at the Tank Top |  | Bare or Galvanized Steel | Removal | 1995-01-19
0-008500 | YAVAPAI REGIONAL MEDICAL CENTER | 1003 WILLOW CREEK RD | PRESCOTT | AZ | 86301 | Yavapai | 2 | Perm Closure | 1989-01-01 | 10000 | Red Diesel | COMPARTMENT A | Double Walled | Fiberglass Reinforced Plastic | Suction - Check Valve at the Tank Top | Double Walled | Bare or Galvanized Steel | Removal | 2018-01-26
0-001094 | CIRCLE K #2708771 | 1601 E INDIAN SCHOOL RD | PHOENIX | AZ | 85016 | Maricopa | 1 | Perm Closure | 1963-01-01 | 6000 | Gasoline | COMPARTMENT A | Single Walled | Asphalt coated or Bare Steel |  |  |  | Removal | 1988-02-01
0-001094 | CIRCLE K #2708771 | 1601 E INDIAN SCHOOL RD | PHOENIX | AZ | 85016 | Maricopa | 4 | Perm Closure | 1963-01-01 | 500 | Used Oil/Waste Oil | COMPARTMENT A | Single Walled | Asphalt coated or Bare Steel |  |  |  | Removal | 1988-02-01
0-001094 | CIRCLE K #2708771 | 1601 E INDIAN SCHOOL RD | PHOENIX | AZ | 85016 | Maricopa | 6 | Open | 1988-10-01 | 10000 | Gasoline | COMPARTMENT A | Double Walled | Fiberglass Reinforced Plastic | Pressure |  | Fiberglass Reinforced Plastic
0-001431 | RAPID IN AND OUT | 125 E MCDOWELL RD | PHOENIX | AZ | 85004 | Maricopa | 2 | Perm Closure | 1987-04-24 | 10000 | Gasoline | COMPARTMENT A | Single Walled | Asphalt coated or Bare Steel | Pressure | Single Walled | Bare or Galvanized Steel | Removal | 2013-02-14
0-005629 | FUELCO #107 | 3839 S 7TH ST | PHOENIX | AZ | 85040 | Maricopa | 4 | Open | 1984-01-01 | 12000 | Gasoline (UL) | COMPARTMENT A |  | Asphalt coated or Bare Steel | Pressure |  | Fiberglass Reinforced Plastic
0-001650 | CONTRERAS CONTRACTORS | 2110 N COUNTRY CLUB DR | MESA | AZ | 85201 | Maricopa | 5 | Perm Closure | 1981-01-01 | 10000 | Gasoline | COMPARTMENT A |  | Asphalt coated or Bare Steel | Suction - Check Valve at the Tank Top |  |  | Removal | 1994-07-25
0-006385 | KEENS FORT THOMAS STORE | 15520 W US HIGHWAY 70 | FORT THOMAS | AZ | 85536 | Graham | 2 | Perm Closure | 1970-01-01 | 1000 | Gasoline | COMPARTMENT A | Single Walled | Asphalt coated or Bare Steel |  |  |  | Removal | 1987-10-01
0-006385 | KEENS FORT THOMAS STORE | 15520 W US HIGHWAY 70 | FORT THOMAS | AZ | 85536 | Graham | 3 | Perm Closure | 1987-01-01 | 12000 | Gasoline | COMPARTMENT A | Double Walled | Composite (Steel/Fiberglass) | Pressure | Single Walled | Bare or Galvanized Steel | Removal | 2018-02-07
0-002190 | LANE OPERATINE SALES INC | 1000 S AVENUE A | YUMA | AZ | 85364 | Yuma | 2 | Perm Closure | 1979-01-01 | 5000 | Gasoline | COMPARTMENT A | Single Walled | Asphalt coated or Bare Steel | Pressure |  | Bare or Galvanized Steel | Removal | 1998-03-17
0-005660 | BLUE RIBBON AUTOMOTIVE | 235 E ROUTE 66 | WILLIAMS | AZ | 86046 | Coconino | 1 | Perm Closure | 1972-01-01 | 4000 | Gasoline | COMPARTMENT A | Single Walled | Asphalt coated or Bare Steel |  |  |  | Removal | 1989-10-25
0-009538 | BONANZA LAND CO, LLC | 4128 W HUNT HWY | QUEEN CREEK | AZ | 85142 | Maricopa | 1 | Perm Closure | 2005-06-17 | 5000 | Diesel | COMPARTMENT A | Unknown | Asphalt coated or Bare Steel |  |  |  | Removal | 1999-11-04
0-007409 | THE GROCERY STORE | 11720 S FOOTHILLS BLVD | YUMA | AZ | 85367 | Yuma | 2 | Perm Closure | 1975-01-01 | 3000 | Gasoline | COMPARTMENT A |  | Asphalt coated or Bare Steel | Suction - Check Valve at the Tank Top |  | Bare or Galvanized Steel | Removal | 1991-06-01
0-007409 | THE GROCERY STORE | 11720 S FOOTHILLS BLVD | YUMA | AZ | 85367 | Yuma | 4 | Perm Closure | 1992-01-01 | 12000 | Gasoline | COMPARTMENT A | Double Walled | Fiberglass Reinforced Plastic | Pressure | Double Walled | Flexible | Removal | 2011-05-16
0-002149 | FLAGSTAFF UNIFIED SCHOOL DISTRICT #1 - TRANSPORTATION | 5400 E RAILHEAD AVE | FLAGSTAFF | AZ | 86004 | Coconino | 3 | Open | 1983-10-07 | 10000 | Gasoline | COMPARTMENT A | Single Walled | Asphalt coated or Bare Steel | Pressure | Single Walled | Bare or Galvanized Steel
0-001536 | SHELL #48 | 1673 W STATE ROUTE 260 | CAMP VERDE | AZ | 86322 | Yavapai | 1 | Perm Closure | 1987-05-01 | 10000 | Gasoline | COMPARTMENT A | Single Walled | Fiberglass Reinforced Plastic | Pressure | Double Walled | Fiberglass Reinforced Plastic | Removal | 2020-07-28
0-001536 | SHELL #48 | 1673 W STATE ROUTE 260 | CAMP VERDE | AZ | 86322 | Yavapai | 6 | Open | 2020-09-04 | 12000 | Diesel #2 | COMPARTMENT A | Double Walled | Fiberglass Reinforced Plastic | Pressure | Double Walled | Fiberglass Reinforced Plastic
0-004963 | TEXACO #60-351-0044 | 3520 N ORACLE RD | TUCSON | AZ | 85705 | Pima | 1 | Perm Closure | 1979-05-08 | 10000 | Gasoline | COMPARTMENT A | Double Walled | Asphalt coated or Bare Steel | Pressure |  | Fiberglass Reinforced Plastic | Removal | 1996-12-20
0-004963 | TEXACO #60-351-0044 | 3520 N ORACLE RD | TUCSON | AZ | 85705 | Pima | 8 | Perm Closure | 1996-12-27 | 10000 | Gasoline | COMPARTMENT A | Double Walled | Fiberglass Reinforced Plastic | Pressure | Double Walled | Fiberglass Reinforced Plastic | Removal | 2003-09-26
0-004963 | TEXACO #60-351-0044 | 3520 N ORACLE RD | TUCSON | AZ | 85705 | Pima | 3 | Perm Closure | 1979-05-08 | 10000 | Gasoline | COMPARTMENT A | Double Walled | Asphalt coated or Bare Steel | Pressure |  |  | Removal | 1996-12-20
0-004963 | TEXACO #60-351-0044 | 3520 N ORACLE RD | TUCSON | AZ | 85705 | Pima | 4 | Perm Closure | 1979-05-08 | 10000 | Diesel | COMPARTMENT A | Double Walled | Asphalt coated or Bare Steel | Pressure |  |  | Removal | 1996-12-20
0-007247 | SUPERIOR POOL & PLASTERING | 5324 W LUKE AVE | GLENDALE | AZ | 85301 | Maricopa | 1 | Perm Closure | 1972-01-01 | 2000 | Gasoline | COMPARTMENT A | Double Walled | Asphalt coated or Bare Steel | Pressure |  | Bare or Galvanized Steel | Removal | 1991-05-03
0-009840 | SPRINT | 1530 E ROESER RD | PHOENIX | AZ | 85040 | Maricopa | 1 | Open | 2001-10-12 | 12000 | Diesel | COMPARTMENT A | Double Walled | Fiberglass Reinforced Plastic | Suction - Check Valve at the Tank Top | Double Walled | Fiberglass Reinforced Plastic
0-005701 | WOODYS FOOD STORE #112 | 3401 N STOCKTON HILL RD | KINGMAN | AZ | 86409 | Mohave | 2 | Open | 1984-01-22 | 12000 | Gasoline (UL) | COMPARTMENT A | Single Walled | Fiberglass Reinforced Plastic | Pressure |  | Fiberglass Reinforced Plastic
0-005520 | SOLJET LLC | 5601 W VAN BUREN ST | PHOENIX | AZ | 85043 | Maricopa | 1 | Perm Closure | 1974-01-01 | 2000 | Gasoline | COMPARTMENT A | Single Walled | Asphalt coated or Bare Steel |  |  |  | Removal | 1991-03-18
0-000794 | SERGIO'S TIRES | 1376 N STATE ROUTE 89 | CHINO VALLEY | AZ | 86323 | Yavapai | 2 | Perm Closure | 1984-06-30 | 5000 | Gasoline | COMPARTMENT A | Single Walled | Asphalt coated or Bare Steel | Pressure |  |  | Removal | 1999-04-09
0-005042 | GIANT 219 | 138 W MAIN ST | SPRINGERVILLE | AZ | 85938 | Apache | 2 | Perm Closure | 1976-01-01 | 12000 | Gasoline | COMPARTMENT A | Single Walled | Asphalt coated or Bare Steel | Pressure |  | Fiberglass Reinforced Plastic | Removal | 2016-06-01
0-005042 | GIANT 219 | 138 W MAIN ST | SPRINGERVILLE | AZ | 85938 | Apache | 1 | Perm Closure | 1976-01-01 | 12000 | Gasoline | COMPARTMENT A | Single Walled | Asphalt coated or Bare Steel | Pressure |  | Fiberglass Reinforced Plastic | Removal | 2016-06-01
0-007308 | CITY OF GLENDALE - SEWAGE LIFT STATION | 14904 N 67TH AVE | GLENDALE | AZ | 85301 | Maricopa | 1 | Perm Closure | 1986-01-01 | 550 | Diesel | COMPARTMENT A | Double Walled | Asphalt coated or Bare Steel | Pressure |  | Bare or Galvanized Steel | Closed in Place | 1996-12-06
0-000897 | TWO BROTHERS X | 1163 W BROADWAY RD | MESA | AZ | 85210 | Maricopa | 5 | Open | 2000-03-01 | 10000 | Gasoline | COMPARTMENT A | Double Walled | Fiberglass Reinforced Plastic | Pressure | Double Walled | Fiberglass Reinforced Plastic
0-006561 | PIMA COUNTY - JUVENILE COURT CENTER | 2225 E AJO WAY | TUCSON | AZ | 85713 | Pima | 1 | Perm Closure | 1986-12-28 | 250 | Diesel | COMPARTMENT A | Unknown | Asphalt coated or Bare Steel |  |  |  | Closed in Place | 1991-07-05
0-007809 | KTAN/KTAZ | 2300 E BUSBY DR | SIERRA VISTA | AZ | 85635 | Cochise | 1 | Perm Closure | 2005-06-17 |  | Unidentified | COMPARTMENT A | Double Walled | Asphalt coated or Bare Steel |  |  |  | Removal | 1986-10-08
0-009990 | MARICOPA COUNTY LA VILLA SITE | 2030 N 12TH ST | PHOENIX | AZ | 85006 | Maricopa | 1 | Perm Closure | 1965-01-01 | 10000 | Gasoline | COMPARTMENT A | Double Walled | Asphalt coated or Bare Steel |  |  |  | Removal | 2003-12-04
0-007742 | ATLAS VAN LINES | 3133 S DODGE BLVD | TUCSON | AZ | 85713 | Pima | 1 | Perm Closure | 1975-01-01 | 10000 | Diesel | COMPARTMENT A | Unknown | Asphalt coated or Bare Steel |  |  |  | Removal | 1993-07-20
0-001716 | DKB CONSTRUCTION INC | 301 E FORT LOWELL RD | TUCSON | AZ | 85705 | Pima | 2 | Perm Closure | 1983-01-01 | 5000 | Gasoline | COMPARTMENT A |  | Composite (Steel/Fiberglass) | Pressure |  | Fiberglass Reinforced Plastic | Removal | 1996-06-03
0-006775 | SOUTHERN PACIFIC TRANSPORTATION | 733 E SOUTHERN PACIFIC DR | PHOENIX | AZ | 85034 | Maricopa | 1 | Perm Closure | 1970-01-01 | 10000 | Diesel | COMPARTMENT A | Unknown | Asphalt coated or Bare Steel |  |  |  | Removal | 1989-04-18
0-003047 | AVONDALE MAINTENANCE YARD | 936 E VAN BUREN ST | AVONDALE | AZ | 85323 | Maricopa | 6 | Perm Closure | 1986-03-07 | 12000 | Gasoline | COMPARTMENT A | Double Walled | Fiberglass Reinforced Plastic | Pressure |  | Fiberglass Reinforced Plastic | Removal | 1999-07-08
0-003973 | MAGELLAN AEROSPACE GLENDALE, INC. | 5440 W MISSOURI AVE | GLENDALE | AZ | 85301 | Maricopa | 2 | Perm Closure | 1985-02-07 | 500 | Diesel | COMPARTMENT A | Unknown | Asphalt coated or Bare Steel |  |  |  | Removal | 1990-04-01
0-003973 | MAGELLAN AEROSPACE GLENDALE, INC. | 5440 W MISSOURI AVE | GLENDALE | AZ | 85301 | Maricopa | 1 | Perm Closure | 1985-02-07 | 500 | Diesel | COMPARTMENT A | Unknown | Asphalt coated or Bare Steel |  |  |  | Removal | 1990-04-01
0-005498 | UPS TUCSON | 899 E SILVERLAKE RD | TUCSON | AZ | 85713 | Pima | 6 | Perm Closure | 1980-07-11 | 500 | Used Oil/Waste Oil | COMPARTMENT A | Double Walled | Asphalt coated or Bare Steel | Gravity Feed |  | Bare or Galvanized Steel | Removal | 1993-09-01
0-005466 | CIRCLE K #2930 | 2194 N TREKELL RD | CASA GRANDE | AZ | 85122 | Pinal | 2 | Perm Closure | 1974-01-01 | 6000 | Gasoline | COMPARTMENT A |  | Asphalt coated or Bare Steel |  |  |  | Removal | 1995-03-22
0-001298 | CIRCLE K #745 | 300 E PATAGONIA HWY | NOGALES | AZ | 85621 | Santa Cruz | 2 | Perm Closure | 1972-01-01 | 10000 | Gasoline | COMPARTMENT A |  | Asphalt coated or Bare Steel | Pressure |  |  | Removal | 1995-10-31
0-005465 | CIRCLE K #2928 | 2000 W AMERICAN AVE | ORACLE | AZ | 85623 | Pinal | 1 | Perm Closure | 1974-01-01 | 10000 | Gasoline | COMPARTMENT A |  | Asphalt coated or Bare Steel |  |  |  | Removal | 1995-11-27
0-006875 | VETERANS AFFAIRS MEDICAL CENTER | 3601 S 6TH AVE | TUCSON | AZ | 85723 | Pima | 2 | Perm Closure | 1976-01-01 | 10000 | Diesel | COMPARTMENT A |  | Asphalt coated or Bare Steel | Suction - Check Valve at the Tank Top |  | Bare or Galvanized Steel | Removal | 2000-06-22
0-002935 | LAVEEN ELEMENTARY SCHOOL | 9401 S 51ST AVE | LAVEEN | AZ | 85339 | Maricopa | 6 | Open | 1994-10-01 | 12000 | Diesel | COMPARTMENT A | Double Walled | Fiberglass Reinforced Plastic | Pressure | Double Walled | Fiberglass Reinforced Plastic
0-001621 | ARIZONA TRAINING PROGRAM | 2800 N HIGHWAY 87 | COOLIDGE | AZ | 85128 | Pinal | 1 | Perm Closure | 1965-01-01 | 500 | Gasoline | COMPARTMENT A |  | Asphalt coated or Bare Steel |  |  |  | Removal | 1990-01-25
0-003877 | CITY OF PHOENIX - SOUTH TRANSIT FACILITY | 2225 W LOWER BUCKEYE RD | PHOENIX | AZ | 85009 | Maricopa | 15 | Perm Closure | 1982-01-01 | 2000 | Used Oil/Waste Oil | COMPARTMENT A | Double Walled | Fiberglass Reinforced Plastic | Suction - Check Valve at the Tank Top | Single Walled | Bare or Galvanized Steel | Removal | 2016-11-29
0-003877 | CITY OF PHOENIX - SOUTH TRANSIT FACILITY | 2225 W LOWER BUCKEYE RD | PHOENIX | AZ | 85009 | Maricopa | 7 | Perm Closure | 1982-01-01 | 6000 | Antifreeze / Ethylene Glycol | COMPARTMENT A | Double Walled | Fiberglass Reinforced Plastic | Suction - Check Valve at the Tank Top | Single Walled | Bare or Galvanized Steel | Removal | 2015-12-22
0-003877 | CITY OF PHOENIX - SOUTH TRANSIT FACILITY | 2225 W LOWER BUCKEYE RD | PHOENIX | AZ | 85009 | Maricopa | 17 | Perm Closure | 1982-01-01 | 6000 | New Oil | COMPARTMENT A | Double Walled | Fiberglass Reinforced Plastic | Suction - Check Valve at the Tank Top | Single Walled | Bare or Galvanized Steel | Removal | 2016-02-24
0-002950 | VALLEY SAND & GRAVEL - 2ND AVE | 1213 S 2ND AVE | YUMA | AZ | 85364 | Yuma | 2 | Perm Closure | 1966-01-01 | 550 | Diesel | COMPARTMENT A |  | Asphalt coated or Bare Steel | Suction - Check Valve at the Tank Top |  |  | Removal | 1991-01-15
0-006876 | BNSF | 1417 W SECOND ST | WINSLOW | AZ | 86047 | Navajo | 1 | Perm Closure | 1946-01-01 | 3712 | Gasoline | COMPARTMENT A | Unknown | Asphalt coated or Bare Steel |  |  |  | Removal | 1990-06-28
0-000644 | CHEVRON #9-6526 | 5927 N 27TH AVE | PHOENIX | AZ | 85017 | Maricopa | 1 | Perm Closure | 1985-01-01 | 10000 | Gasoline | COMPARTMENT A | Double Walled | Fiberglass Reinforced Plastic | Suction - Check Valve at the Tank Top |  | Fiberglass Reinforced Plastic | Removal | 1998-03-03
0-005341 | USARMY - YUMA PROVING GROUNDS | 301 C ST | YUMA | AZ | 85365 | Yuma | 12 | Perm Closure | 1953-01-01 | 12000 | Gasoline | COMPARTMENT A |  | Asphalt coated or Bare Steel | Pressure |  | Bare or Galvanized Steel | Removal | 1994-11-16
0-005341 | USARMY - YUMA PROVING GROUNDS | 301 C ST | YUMA | AZ | 85365 | Yuma | 23 | Perm Closure | 1991-01-08 | 10000 | Gasoline | COMPARTMENT A | Double Walled | Fiberglass Reinforced Plastic | Pressure | Double Walled | Fiberglass Reinforced Plastic | Removal | 2018-08-23
0-005341 | USARMY - YUMA PROVING GROUNDS | 301 C ST | YUMA | AZ | 85365 | Yuma | 20 | Perm Closure | 1991-03-22 | 10000 | Diesel | COMPARTMENT A | Double Walled | Fiberglass Reinforced Plastic | Suction - Check Valve at the Tank Top | Double Walled | Fiberglass Reinforced Plastic | Removal | 2008-10-09
0-005341 | USARMY - YUMA PROVING GROUNDS | 301 C ST | YUMA | AZ | 85365 | Yuma | 6 | Perm Closure | 1971-01-01 | 10000 | Gasoline | COMPARTMENT A |  | Asphalt coated or Bare Steel | Pressure |  |  | Removal | 1994-11-15
0-005341 | USARMY - YUMA PROVING GROUNDS | 301 C ST | YUMA | AZ | 85365 | Yuma | 14 | Perm Closure | 1960-01-01 | 10000 | Jet Fuel | COMPARTMENT A | Single Walled | Asphalt coated or Bare Steel | Pressure | Double Walled | Fiberglass Reinforced Plastic | Removal | 2020-02-28
0-005341 | USARMY - YUMA PROVING GROUNDS | 301 C ST | YUMA | AZ | 85365 | Yuma | 19 | Perm Closure | 1991-03-22 | 10000 | Gasoline | COMPARTMENT A | Double Walled | Fiberglass Reinforced Plastic | Suction - Check Valve at the Tank Top | Double Walled | Fiberglass Reinforced Plastic | Removal | 2008-10-09
0-001203 | CIRCLE K #2700241 | 730 N F AVE | DOUGLAS | AZ | 85607 | Cochise | 2 | Perm Closure | 1978-01-01 | 4000 | Gasoline | COMPARTMENT A | Single Walled | Asphalt coated or Bare Steel | Pressure | Single Walled | Fiberglass Reinforced Plastic | Removal | 2017-10-05
0-000526 | ARCO #1519 | 3501 W PEORIA AVE | PHOENIX | AZ | 85029 | Maricopa | 5 | Perm Closure | 1984-01-01 | 12000 | Gasoline | COMPARTMENT A | Single Walled | Fiberglass Reinforced Plastic | Pressure | Double Walled | Fiberglass Reinforced Plastic | Removal | 2003-06-25
0-000494 | BROADWAY REAL ESTATE LLC | 363 S GILBERT RD | MESA | AZ | 85204 | Maricopa | 8 | Open | 2019-01-28 | 10000 | Diesel | COMPARTMENT A | Double Walled | Fiberglass Reinforced Plastic
0-000497 | ARCO #5291 | 9805 W PEORIA AVE | PEORIA | AZ | 85345 | Maricopa | 5 | Perm Closure | 1989-09-01 | 10000 | Gasoline | COMPARTMENT A | Double Walled | Fiberglass Reinforced Plastic | Pressure | Double Walled | Fiberglass Reinforced Plastic | Removal | 1993-10-26
0-001897 | SUPER STOP #870 | 3102 E 22ND ST | TUCSON | AZ | 85713 | Pima | 6 | Perm Closure | 1991-03-01 | 10000 | Gasoline | COMPARTMENT A | Double Walled | Fiberglass Reinforced Plastic | Pressure | Double Walled | Fiberglass Reinforced Plastic | Removal | 2014-04-30
0-001430 | CIRCLE K #27001574 | 2012 W SOUTHERN AVE | MESA | AZ | 85202 | Maricopa | 2 | Perm Closure | 1974-01-01 | 10000 | Gasoline | COMPARTMENT A |  | Asphalt coated or Bare Steel |  |  |  | Removal | 1992-12-01
0-004164 | ROAD MACHINERY CO | 2880 N FLOWING WELLS RD | TUCSON | AZ | 85705 | Pima | 2 | Perm Closure | 1981-05-30 | 50 | Used Oil/Waste Oil | COMPARTMENT A | Unknown | Asphalt coated or Bare Steel |  |  |  | Removal | 1990-05-06
0-004618 | 7-ELEVEN #16553 | 8700 N ORACLE RD | ORO VALLEY | AZ | 85704 | Pima | 2 | Perm Closure | 1973-03-25 | 8000 | Gasoline | COMPARTMENT A | Unknown | Asphalt coated or Bare Steel |  |  |  | Removal | 1991-02-04
0-005485 | CIRCLE K #2950 | 3651 S HIGHWAY 92 | SIERRA VISTA | AZ | 85650 | Cochise | 6 | Open | 1996-01-23 | 10000 | Diesel | COMPARTMENT A | Double Walled | Fiberglass Reinforced Plastic | Pressure | Double Walled | Fiberglass Reinforced Plastic
0-005476 | CIRCLE K #2941 | 500 S HASKELL AVE | WILLCOX | AZ | 85643 | Cochise | 1 | Open | 1981-01-01 | 10000 | Gasoline | COMPARTMENT A |  | Asphalt coated or Bare Steel | Pressure | Double Walled | Fiberglass Reinforced Plastic
0-006128 | TUMBLEWEED SERVICE | 7145 S 51ST AVE | PHOENIX | AZ | 85339 | Maricopa | 5 | Perm Closure | 2004-05-19 | 10000 | Gasoline | COMPARTMENT A | Double Walled | Fiberglass Reinforced Plastic | Pressure | Double Walled | Fiberglass Reinforced Plastic | Removal | 2015-01-23
0-006838 | MAMMOTH AUTO PARTS & SERVICE | 728 S OLD HWY 77 | MAMMOTH | AZ | 85618 | Pinal | 4 | Perm Closure | 1993-01-13 | 10000 | Gasoline | COMPARTMENT A | Double Walled | Composite (Steel/Fiberglass) | Pressure | Double Walled | Fiberglass Reinforced Plastic | Removal | 2016-05-19
0-004597 | BOWIE DEPOT | 1 RAILROAD AVE | BOWIE | AZ | 85605 | Cochise | 4 | Perm Closure | 2005-06-17 | 150 | Kerosene | COMPARTMENT A | Unknown | Unknown |  |  |  | Removal | 1990-02-07
0-001980 | COXCO DORADO | 6302 E SPEEDWAY BLVD | TUCSON | AZ | 85710 | Pima | 2 | Perm Closure | 1968-01-01 | 8000 | Gasoline | COMPARTMENT A |  | Asphalt coated or Bare Steel |  |  |  | Removal | 1991-11-01
0-000847 | VULCAN MATERIALS - CALMAT DIVISION | 1801 E UNIVERSITY DR | PHOENIX | AZ | 85034 | Maricopa | 4 | Perm Closure | 1966-01-01 | 1000 | New Oil | COMPARTMENT A |  | Asphalt coated or Bare Steel |  |  |  | Removal | 1989-07-19
0-002512 | HOLSUM BAKERY INC | 2322 W LINCOLN ST | PHOENIX | AZ | 85009 | Maricopa | 1 | Perm Closure | 1971-01-01 | 10000 | Diesel | COMPARTMENT A | Single Walled | Asphalt coated or Bare Steel | Pressure |  | Bare or Galvanized Steel | Removal | 1996-07-23
0-007484 | WHITE MOUNTAIN PASSENGER LINES | 1041 E HALL | SHOW LOW | AZ | 85901 | Navajo | 1 | Perm Closure | 2005-06-17 | 2000 | Gasoline | COMPARTMENT A |  | Asphalt coated or Bare Steel | Suction - Check Valve at the Tank Top |  |  | Removal | 1991-10-10
0-000604 | RAYS TIRE SERVICE | 202 E BROADWAY RD | MESA | AZ | 85210 | Maricopa | 10 | Perm Closure | 1988-01-01 | 200 | New Oil | COMPARTMENT A | Single Walled | Asphalt coated or Bare Steel | Suction - Check Valve at the Tank Top |  |  | Removal | 1993-10-20
0-006903 | GRAND CANYON LODGE - NORTH RIM |  | NORTH RIM |  |  | Coconino | 3 | Perm Closure | 2005-06-17 | 5000 | Gasoline | COMPARTMENT A |  | Asphalt coated or Bare Steel |  |  |  | Removal | 1990-05-18
0-006903 | GRAND CANYON LODGE - NORTH RIM |  | NORTH RIM |  |  | Coconino | 6 | Perm Closure | 2005-06-17 | 5000 | Gasoline | COMPARTMENT A |  | Asphalt coated or Bare Steel |  |  |  | Removal | 1990-05-18
0-006903 | GRAND CANYON LODGE - NORTH RIM |  | NORTH RIM |  |  | Coconino | 4 | Perm Closure | 2005-06-17 | 5000 | Gasoline | COMPARTMENT A |  | Asphalt coated or Bare Steel |  |  |  | Removal | 1990-05-18
0-004826 | RICK MURPHY'S SHELL | 1198 W OLD HWY 66 | ASH FORK | AZ | 86320 | Yavapai | 1 | Perm Closure | 1985-01-01 | 6000 | Gasoline | COMPARTMENT A | Single Walled | Asphalt coated or Bare Steel | Pressure |  | Fiberglass Reinforced Plastic | Removal | 2017-11-30
0-002015 | EXXONMOBIL OIL CORP #742860 | 6500 S 6TH AVE | TUCSON | AZ | 85756 | Pima | 4 | Perm Closure | 1963-01-01 | 550 | Used Oil/Waste Oil | COMPARTMENT A | Single Walled | Asphalt coated or Bare Steel | Pressure | Single Walled | Bare or Galvanized Steel | Removal | 1992-12-08
0-002203 | PAULEY CONSTRUCTION | 2041 W ADOBE DR | PHOENIX | AZ | 85027 | Maricopa | 4 | Perm Closure | 1981-01-01 | 12000 | Gasoline | COMPARTMENT A |  | Fiberglass Reinforced Plastic | Pressure | Double Walled | Fiberglass Reinforced Plastic | Removal | 2020-01-30
0-004099 | BLUE RIDGE MARKET | 210 S STATE ROUTE 69 | DEWEY | AZ | 86327 | Yavapai | 1 | Perm Closure | 1976-01-01 | 6000 | Gasoline | COMPARTMENT A |  | Asphalt coated or Bare Steel |  |  |  | Removal | 1996-05-02
0-005900 | BOULDERS RESORT & GOLDEN DOOR SPA | 34631 N TOM DARLINGTON DR | CAREFREE | AZ | 85377 | Maricopa | 2 | Perm Closure | 1982-11-12 | 1000 | Diesel | COMPARTMENT A | Unknown | Asphalt coated or Bare Steel | Suction - Check Valve at the Tank Top |  |  | Removal | 1999-06-10
0-007772 | PAULDEN MINI MART & RV PARK | 23310 N STATE ROUTE 89 | PAULDEN | AZ | 86334 | Yavapai | 2 | Open | 1993-08-10 | 6000 | Gasoline | COMPARTMENT B | Single Walled | Asphalt coated or Bare Steel | Pressure
0-005165 | TUCSON, CITY OF - JACOBS PARK | 3300 N FAIRVIEW AVE | TUCSON | AZ | 85705 | Pima | 1 | Perm Closure | 1980-01-10 | 1000 | Gasoline | COMPARTMENT A | Double Walled | Asphalt coated or Bare Steel | Pressure |  |  | Removal | 1996-06-11
0-009129 | ARCO AM/PM #81414 | 10001 S HARBOR AVE | MOHAVE VALLEY | AZ | 86440 | Mohave | 1 | Open | 1989-10-01 | 12000 | Gasoline | COMPARTMENT A |  | Asphalt coated or Bare Steel | Pressure | Double Walled
0-009417 | EWING PROPERTY | 4040 E MAGNOLIA ST | PHOENIX | AZ | 85034 | Maricopa | 1 | Perm Closure | 2005-06-17 | 2000 | Gasoline | COMPARTMENT A | Double Walled | Fiberglass Reinforced Plastic |  |  |  | Removal | 1999-02-05
0-002643 | CAMPBELL REDI-MIX | 1510 COPPER DR | LAKE HAVASU CITY | AZ | 86403 | Mohave | 2 | Perm Closure | 1982-06-16 | 1000 | Diesel | COMPARTMENT A | Single Walled | Asphalt coated or Bare Steel |  |  |  | Removal | 1988-06-23
0-004407 | PEPSI BEVERAGES COMPANY | 4140 E RAYMOND ST | PHOENIX | AZ | 85040 | Maricopa | 1 | Perm Closure | 1972-01-01 | 8000 | Unidentified | COMPARTMENT A | Single Walled | Asphalt coated or Bare Steel | Gravity Feed | Single Walled | Bare or Galvanized Steel | Removal | 1994-05-26
0-010066 | BOWLIN - PICACHO PEAK PLAZA | 16098 E CAMINO ADELANTE | PICACHO | AZ | 85141 | Pinal | 2 | Open | 2004-09-01 | 15000 | Gasoline | COMPARTMENT B | Double Walled | Fiberglass Reinforced Plastic | Pressure | Double Walled | Fiberglass Reinforced Plastic
0-000382 | ARIZONA LABORERS JOINT TRAINING CENTER | 2501 W ROAD 5 N | CHINO VALLEY | AZ | 86323 | Yavapai | 2 | Perm Closure | 1972-01-01 | 1000 | Diesel | COMPARTMENT A |  | Asphalt coated or Bare Steel | Suction - Check Valve at the Tank Top | Single Walled | Bare or Galvanized Steel | Removal | 1992-06-03
0-001002 | CITY OF CHANDLER - AIRPORT | 1725 E RYAN RD | CHANDLER | AZ | 85286 | Maricopa | 3 | Perm Closure | 1976-01-01 | 8000 | Gasoline | COMPARTMENT A |  | Asphalt coated or Bare Steel | Pressure | Single Walled | Fiberglass Reinforced Plastic | Removal | 2008-03-25
0-001002 | CITY OF CHANDLER - AIRPORT | 1725 E RYAN RD | CHANDLER | AZ | 85286 | Maricopa | 7 | Perm Closure | 2005-06-17 | 1100 | Unidentified | COMPARTMENT A |  | Asphalt coated or Bare Steel | Pressure | Single Walled | Fiberglass Reinforced Plastic | Removal | 1991-09-10
0-004558 | CIRCLE K #2708827 | 5850 W INDIAN SCHOOL RD | PHOENIX | AZ | 85031 | Maricopa | 2 | Open | 1986-07-13 | 10000 | Gasoline | COMPARTMENT A | Double Walled | Fiberglass Reinforced Plastic | Pressure |  | Fiberglass Reinforced Plastic
0-009432 | REUTER PROPERTY | 1748 S 6TH AVE | TUCSON | AZ | 85713 | Pima | 2 | Perm Closure | 2005-06-17 | 500 | Gasoline | COMPARTMENT A | Double Walled | Asphalt coated or Bare Steel | Suction - Check Valve at the Dispenser |  | Bare or Galvanized Steel | Removal | 1999-03-24
0-009124 | GOOD 2 GO #514 | 3160 N TOLTEC RD | ELOY | AZ | 85131 | Pinal | 1 | Open | 1997-02-20 | 15000 | Gasoline | COMPARTMENT A | Double Walled | Fiberglass Reinforced Plastic | Pressure | Double Walled | Fiberglass Reinforced Plastic
0-006649 | CARWASHER INC | 47 N COUNTRY CLUB DR | MESA | AZ | 85201 | Maricopa | 1 | Perm Closure | 1969-01-01 | 3000 | Unidentified | COMPARTMENT A | Single Walled | Asphalt coated or Bare Steel |  |  |  | Removal | 1989-04-27
0-009268 | GPM #4615 | 9520 E 22ND ST | TUCSON | AZ | 85748 | Pima | 2 | Open | 1997-12-12 | 12000 | Gasoline | COMPARTMENT A | Double Walled | Composite (Steel/Fiberglass) | Pressure | Double Walled | Fiberglass Reinforced Plastic
0-003912 | ASCENT AVIATION SERVICES | 24641 E PINAL AIR PARK RD | MARANA | AZ | 85653 | Pinal | 11 | Perm Closure | 1942-01-01 | 2000 | Jet A (Kerosene-type Jet Fuel) | COMPARTMENT A | Single Walled | Asphalt coated or Bare Steel |  |  |  | Removal | 1993-10-20
0-003912 | ASCENT AVIATION SERVICES | 24641 E PINAL AIR PARK RD | MARANA | AZ | 85653 | Pinal | 5 | Perm Closure | 1942-01-01 | 25000 | Jet A (Kerosene-type Jet Fuel) | COMPARTMENT A | Single Walled | Asphalt coated or Bare Steel |  |  |  | Removal | 1997-01-15
0-000692 | NATIONAL TRUCK STOP | 4966 N CASA GRANDE HWY | TUCSON | AZ | 85743 | Pima | 1 | Perm Closure | 2005-06-17 | 5000 | Gasoline | COMPARTMENT A |  | Asphalt coated or Bare Steel | Pressure |  |  | Removal | 1999-12-09
0-000607 | ADOBEAIR INC | 500 S 15TH ST | PHOENIX | AZ | 85034 | Maricopa | 6 | Perm Closure | 1962-01-01 | 1000 | Gasoline | COMPARTMENT A |  | Asphalt coated or Bare Steel |  |  |  | Removal | 1988-08-01
0-000607 | ADOBEAIR INC | 500 S 15TH ST | PHOENIX | AZ | 85034 | Maricopa | 5 | Perm Closure | 1962-01-01 |  | Unidentified | COMPARTMENT B |  | Asphalt coated or Bare Steel |  |  |  | Removal | 1988-08-01
0-000522 | ARCO #5250 | 2740 W NORTHERN AVE | PHOENIX | AZ | 85051 | Maricopa | 5 | Perm Closure | 2005-06-17 | 10000 | Gasoline | COMPARTMENT A | Single Walled | Asphalt coated or Bare Steel |  |  |  | Removal | 1988-05-01
0-000522 | ARCO #5250 | 2740 W NORTHERN AVE | PHOENIX | AZ | 85051 | Maricopa | 8 | Open | 1988-01-01 | 12000 | Gasoline | COMPARTMENT A | Double Walled | Composite (Steel/Fiberglass) | Pressure | Double Walled | Fiberglass Reinforced Plastic
0-005320 | UNOCAL #6456 | 2417 W BETHANY HOME RD | PHOENIX | AZ | 85015 | Maricopa | 1 | Perm Closure | 1982-01-01 | 10000 | Gasoline | COMPARTMENT A | Double Walled | Fiberglass Reinforced Plastic | Pressure |  | Fiberglass Reinforced Plastic | Removal | 1993-07-22
0-005319 | VIKING CLEANERS | 3201 E INDIAN SCHOOL RD | PHOENIX | AZ | 85018 | Maricopa | 1 | Perm Closure | 1982-01-01 | 10000 | Gasoline | COMPARTMENT A | Single Walled | Asphalt coated or Bare Steel | Pressure | Single Walled | Fiberglass Reinforced Plastic | Removal | 1989-06-12
0-001887 | CIRCLE K #5951 | 8702 E BROADWAY BLVD | TUCSON | AZ | 85710 | Pima | 7 | Perm Closure | 1989-04-01 | 10000 | Gasoline | COMPARTMENT A | Double Walled | Fiberglass Reinforced Plastic | Pressure | Double Walled | Fiberglass Reinforced Plastic | Removal | 2008-03-26
0-001780 | MESQUITE TIRE & AUTO INC | 1635 MESQUITE AVE | LAKE HAVASU CITY | AZ | 86403 | Mohave | 1 | Perm Closure | 1974-01-01 | 6000 | Gasoline | COMPARTMENT A |  | Asphalt coated or Bare Steel | Pressure |  |  | Removal | 1997-01-08
0-000109 | VANS EXXON | 3761 S MISSION RD | TUCSON | AZ | 85713 | Pima | 7 | Perm Closure | 1960-01-01 | 1000 | Kerosene | COMPARTMENT A |  | Asphalt coated or Bare Steel |  |  |  | Removal | 1990-02-26
0-003253 | ONE STOP SERVICE CENTER | 6702 W INDIAN SCHOOL RD | PHOENIX | AZ | 85033 | Maricopa | 2 | Open | 1985-04-21 | 6000 | Gasoline | COMPARTMENT A | Single Walled | Fiberglass Reinforced Plastic | Pressure |  | Fiberglass Reinforced Plastic
0-001432 | CIRCLE K #2701569 | 699 E BUCKEYE RD | PHOENIX | AZ | 85004 | Maricopa | 1 | Perm Closure | 1968-01-01 | 8000 | Gasoline | COMPARTMENT A |  | Asphalt coated or Bare Steel | Pressure |  | Fiberglass Reinforced Plastic | Removal | 1992-01-08
0-006237 | FED MART - FORMER | 3010 GRAND AVE | PHOENIX | AZ | 85017 | Maricopa | 2 | Perm Closure | 2005-06-17 | 10000 | Gasoline | COMPARTMENT A |  | Asphalt coated or Bare Steel |  |  |  | Removal | 1990-12-20
0-008914 | CIRCLE K #2705308 | 3435 W DEER VALLEY RD | PHOENIX | AZ | 85027 | Maricopa | 3 | Open | 1995-12-29 | 10000 | Gasoline | COMPARTMENT A | Double Walled | Fiberglass Reinforced Plastic | Pressure | Double Walled | Fiberglass Reinforced Plastic
0-009873 | FORMER SHELL |  | WICKENBURG |  |  | Maricopa | 3 | Perm Closure | 1950-01-01 | 1000 | Gasoline | COMPARTMENT A | Unknown | Asphalt coated or Bare Steel |  |  |  | Removal | 2002-08-16
0-001478 | CIRCLE K #2701779 | 5041 W LOWER BUCKEYE RD | PHOENIX | AZ | 85043 | Maricopa | 3 | Open | 1986-01-01 | 10000 | Gasoline | COMPARTMENT A | Single Walled | Fiberglass Reinforced Plastic | Pressure |  | Fiberglass Reinforced Plastic
0-009815 | FENSTRA COMPANY | 26002 S GILBERT | CHANDLER | AZ | 85249 | Maricopa | 1 | Perm Closure | 2005-06-17 | 8000 | Diesel | COMPARTMENT A | Unknown | Asphalt coated or Bare Steel | Suction - Check Valve at the Tank Top |  |  | Removal | 2002-01-18
0-009585 | FIREBIRD FUEL CO #1792 | 1140 E BENSON HWY | TUCSON | AZ | 85713 | Pima | 1 | Open | 1999-09-01 | 8000 | Diesel | COMPARTMENT A | Double Walled | Composite (Steel/Fiberglass) | Pressure | Double Walled | Fiberglass Reinforced Plastic
0-008235 | EPA GROUP LLC | 19550 S SOSSAMAN RD | QUEEN CREEK | AZ | 85242 |  | 3 | Perm Closure | 2005-06-17 | 500 | Used Oil/Waste Oil | COMPARTMENT A | Single Walled | Asphalt coated or Bare Steel |  |  |  | Removal | 1993-11-05
0-007621 | SIERRA VISTA PUBLIC SCHOOLS #68 SUPPORT OPERATIONS | 5200 E BUFFALO SOLDIER TRL | SIERRA VISTA | AZ | 85650 | Cochise | 1 | Perm Closure | 1986-06-01 | 12000 | Diesel | COMPARTMENT A | Unknown | Fiberglass Reinforced Plastic | Suction - Check Valve at the Tank Top |  | Fiberglass Reinforced Plastic | Removal | 1996-06-19
0-007621 | SIERRA VISTA PUBLIC SCHOOLS #68 SUPPORT OPERATIONS | 5200 E BUFFALO SOLDIER TRL | SIERRA VISTA | AZ | 85650 | Cochise | 4 | Perm Closure | 1988-09-01 | 200 | Used Oil/Waste Oil | COMPARTMENT A | Unknown | Asphalt coated or Bare Steel | Gravity Feed |  | Bare or Galvanized Steel | Removal | 1994-11-01
0-007621 | SIERRA VISTA PUBLIC SCHOOLS #68 SUPPORT OPERATIONS | 5200 E BUFFALO SOLDIER TRL | SIERRA VISTA | AZ | 85650 | Cochise | 2 | Perm Closure | 1986-06-01 | 10000 | Gasoline | COMPARTMENT A | Unknown | Fiberglass Reinforced Plastic | Pressure |  | Fiberglass Reinforced Plastic | Removal | 1996-06-19
0-004212 | RUFF R J & CO | 3883 W LOWER BUCKEYE RD | PHOENIX | AZ | 85009 | Maricopa | 2 | Perm Closure | 1973-01-01 | 3000 | Gasoline | COMPARTMENT A | Single Walled | Asphalt coated or Bare Steel | Suction - Check Valve at the Tank Top |  |  | Removal | 1994-07-06
0-000876 | NEW EASY TRIP/SHELL STATION | 5059 W OLIVE AVE | GLENDALE | AZ | 85302 | Maricopa | 7 | Open | 1991-03-01 | 10000 | Gasoline | COMPARTMENT A | Double Walled | Fiberglass Reinforced Plastic | Pressure | Double Walled | Fiberglass Reinforced Plastic
0-004188 | RONNIE'S AUTO SERVICE INC | 527 W UNIVERSITY DR | TEMPE | AZ | 85281 | Maricopa | 4 | Perm Closure | 1971-01-01 | 200 | Used Oil/Waste Oil | COMPARTMENT A | Single Walled | Asphalt coated or Bare Steel |  |  |  | Removal | 1989-11-07
0-000850 | SOMBRERO SHELL | 501 E MONROE AVE | BUCKEYE | AZ | 85326 | Maricopa | 2 | Perm Closure | 1953-01-01 | 2000 | Gasoline | COMPARTMENT A | Single Walled | Asphalt coated or Bare Steel |  |  |  | Closed in Place | 1988-12-01
0-002474 | R HERNANDEZ TRUCKING INC | 8027 S AVENIDA DEL YAQUI | GUADALUPE | AZ | 85283 | Maricopa | 1 | Perm Closure | 1964-05-07 | 1000 | Gasoline | COMPARTMENT A | Single Walled | Asphalt coated or Bare Steel |  |  |  | Removal | 1989-09-01
0-004973 | PAYSON SERVICE CENTER | 400 W LONGHORN RD | PAYSON | AZ | 85541 | Gila | 2 | Perm Closure | 1987-05-26 | 12000 | Diesel | COMPARTMENT A | Double Walled | Fiberglass Reinforced Plastic | Pressure |  | Fiberglass Reinforced Plastic | Removal | 1994-09-09
0-003694 | PETRO TRUCK STOP | 5265 N SUNLAND GIN RD | ELOY | AZ | 85131 | Pinal | 3 | Open | 1984-01-01 | 8000 | New Oil | COMPARTMENT A | Single Walled | Asphalt coated or Bare Steel | Suction - Check Valve at the Dispenser | Single Walled | Fiberglass Reinforced Plastic
0-003694 | PETRO TRUCK STOP | 5265 N SUNLAND GIN RD | ELOY | AZ | 85131 | Pinal | 6 | Open | 1984-01-01 | 10000 | Gasoline (UL) | COMPARTMENT A | Single Walled | Asphalt coated or Bare Steel | Pressure | Single Walled | Fiberglass Reinforced Plastic
0-007218 | US AIRWAYS ARENA | 201 E JEFFERSON ST | PHOENIX | AZ | 85004 | Maricopa | 2 | Perm Closure | 2005-06-17 | 1000 | Gasoline | COMPARTMENT A | Unknown | Asphalt coated or Bare Steel |  |  |  | Removal | 1990-10-10
0-000656 | BEATITUDES CAMPUS OF CARE | 1616 W GLENDALE AVE | PHOENIX | AZ | 85021 | Maricopa | 1 | Perm Closure | 1966-03-03 | 1000 | Gasoline | COMPARTMENT A | Single Walled | Asphalt coated or Bare Steel |  |  |  | Removal | 1991-01-15
0-003730 | LLANTERA HISPANA #1 | 640 W BASELINE RD | PHOENIX | AZ | 85041 | Maricopa | 4 | Perm Closure | 1974-04-02 | 10000 | Gasoline | COMPARTMENT A | Unknown | Asphalt coated or Bare Steel |  |  |  | Removal | 1988-04-12
0-009701 | MOHAVE MOBILE MART | 10420 S HARBOR AVE | MOHAVE VALLEY | AZ | 86440 | Mohave | 2 | Open | 2000-05-18 | 12000 | Gasoline | COMPARTMENT A | Double Walled | Asphalt coated or Bare Steel | Pressure | Double Walled | Flexible
0-003312 | MORRISTOWN ELEMENTARY SCHOOL | 25950 W ROCKAWAY HILLS RD | MORRISTOWN | AZ | 85342 | Maricopa | 1 | Perm Closure | 1974-05-22 | 1000 | Diesel | COMPARTMENT A | Double Walled | Asphalt coated or Bare Steel |  |  |  | Removal | 1992-06-28
0-003999 | MINIT LUBE #1121 | 2952 E SPEEDWAY BLVD | TUCSON | AZ | 85716 | Pima | 1 | Perm Closure | 1980-04-03 | 500 | Used Oil/Waste Oil | COMPARTMENT A | Unknown | Asphalt coated or Bare Steel | Suction - Check Valve at the Tank Top |  |  | Removal | 1992-10-08
0-000936 | SHELL #20 | 942 E PIMA ST | GILA BEND | AZ | 85337 | Maricopa | 3 | Perm Closure | 1984-01-01 | 12000 | Diesel | COMPARTMENT A |  | Asphalt coated or Bare Steel | Pressure |  |  | Removal | 1999-01-21
0-000936 | SHELL #20 | 942 E PIMA ST | GILA BEND | AZ | 85337 | Maricopa | 1 | Perm Closure | 1984-01-01 | 12000 | Gasoline | COMPARTMENT A |  | Asphalt coated or Bare Steel | Pressure |  |  | Removal | 1999-01-21
0-009748 | SAFEWAY #1706 | 1637 N TREKELL RD | CASA GRANDE | AZ | 85122 | Pinal | 1 | Open | 2000-10-17 | 10000 | Gasoline | COMPARTMENT B | Double Walled | Composite (Steel/Fiberglass)
0-009738 | KJ'S CONVENIENT STOP | 15150 W AJO HWY | TUCSON | AZ | 85735 | Pima | 1 | Open | 2001-01-25 | 10000 | Gasoline | COMPARTMENT A | Double Walled | Asphalt coated or Bare Steel | Pressure | Double Walled | Flexible
0-000372 | AG&F - RYAN |  | RYAN |  |  | Coconino | 1 | Perm Closure | 1971-01-01 | 1000 | Gasoline | COMPARTMENT A |  | Asphalt coated or Bare Steel | Suction - Check Valve at the Tank Top |  |  | Removal | 1990-12-18
0-007921 | DEZERETA INC | 15 N CENTRAL ST | COLORADO CITY | AZ | 86021 | Mohave | 6 | Perm Closure | 1992-05-22 | 8000 | Diesel | COMPARTMENT A | Single Walled | Fiberglass Reinforced Plastic | Pressure |  | Fiberglass Reinforced Plastic | Removal | 2020-07-16
0-007921 | DEZERETA INC | 15 N CENTRAL ST | COLORADO CITY | AZ | 86021 | Mohave | 4 | Perm Closure | 1992-05-22 | 10000 | Gasoline | COMPARTMENT A | Single Walled | Fiberglass Reinforced Plastic | Pressure |  | Fiberglass Reinforced Plastic | Removal | 2020-07-16
0-007921 | DEZERETA INC | 15 N CENTRAL ST | COLORADO CITY | AZ | 86021 | Mohave | 1 | Perm Closure | 1980-01-01 | 10000 | Diesel | COMPARTMENT A | Single Walled | Asphalt coated or Bare Steel | Pressure |  | Bare or Galvanized Steel | Removal | 1992-06-30
0-008470 | RED MOUNTAIN RANCH COUNTRY CLUB | 6425 E TETON CIR | MESA | AZ | 85215 | Maricopa | 1 | Perm Closure | 1986-05-01 | 1000 | Gasoline | COMPARTMENT A | Double Walled | Fiberglass Reinforced Plastic | Suction - Check Valve at the Dispenser | Single Walled | Fiberglass Reinforced Plastic | Removal | 2020-03-20
0-007390 | REID SMITH TRUCKING INC | 2729 SENIOR CIR HWY | OVERGAARD | AZ | 85928 | Navajo | 1 | Perm Closure | 1988-01-01 | 4000 | Used Oil/Waste Oil | COMPARTMENT A | Unknown | Asphalt coated or Bare Steel |  |  |  | Removal | 1993-12-02
0-001093 | KEARA'S WESTOWN CHEVRON | 2850 W CACTUS RD | PHOENIX | AZ | 85029 | Maricopa | 1 | Perm Closure | 1985-01-01 | 10000 | Diesel | COMPARTMENT A | Double Walled | Fiberglass Reinforced Plastic | Pressure | Double Walled | Fiberglass Reinforced Plastic | Removal | 2019-07-02
0-001457 | CIRCLE K #2701633 | 8590 E 22ND ST | TUCSON | AZ | 85710 | Pima | 2 | Open | 1985-01-01 | 10000 | Gasoline (UL) | COMPARTMENT A | Single Walled | Fiberglass Reinforced Plastic | Pressure | Single Walled | Fiberglass Reinforced Plastic
0-001524 | CIRCLE K #3756 | 4435 N 27TH AVE | PHOENIX | AZ | 85017 | Maricopa | 2 | Perm Closure | 1975-01-01 | 8000 | Gasoline | COMPARTMENT A | Single Walled | Asphalt coated or Bare Steel | Pressure |  |  | Removal | 1994-10-31
0-001524 | CIRCLE K #3756 | 4435 N 27TH AVE | PHOENIX | AZ | 85017 | Maricopa | 3 | Perm Closure | 1994-11-01 | 10000 | Gasoline (UL) | COMPARTMENT A | Double Walled | Fiberglass Reinforced Plastic | Pressure | Double Walled | Fiberglass Reinforced Plastic | Removal | 2015-08-26
0-002557 | CHAPARREL STORE | 500 SE OLD WEST HWY | DUNCAN | AZ | 85534 | Greenlee | 2 | Open | 1978-01-01 | 6000 | Gasoline | COMPARTMENT A |  | Asphalt coated or Bare Steel | Pressure | Single Walled | Fiberglass Reinforced Plastic
0-005219 | U-HAUL #723-8 | 16226 N 32ND ST | PHOENIX | AZ | 85032 | Maricopa | 3 | Perm Closure | 1981-04-25 | 550 | Used Oil/Waste Oil | COMPARTMENT A | Unknown | Asphalt coated or Bare Steel |  |  |  | Removal | 1995-01-24
0-005219 | U-HAUL #723-8 | 16226 N 32ND ST | PHOENIX | AZ | 85032 | Maricopa | 1 | Perm Closure | 1979-04-26 | 10000 | Gasoline | COMPARTMENT A | Unknown | Fiberglass Reinforced Plastic |  |  |  | Removal | 1995-01-24
0-007226 | SIMAR DEEP INVESTMENTS | 802 W SPEEDWAY BLVD | TUCSON | AZ | 85745 | Pima | 2 | Open | 1990-11-01 | 10000 | Gasoline | COMPARTMENT A | Double Walled | Fiberglass Reinforced Plastic | Pressure | Double Walled | Fiberglass Reinforced Plastic
0-006138 | LITTLETON ELEMENTARY SCHOOL | 1252 S AVONDALE BLVD | AVONDALE | AZ | 85323 | Maricopa | 3 | Perm Closure | 1968-04-15 | 1000 | Diesel | COMPARTMENT A | Unknown | Asphalt coated or Bare Steel | Suction - Check Valve at the Tank Top |  |  | Removal | 1994-06-24
0-003188 | HAREE MART | 10444 N SCOTTSDALE RD | SCOTTSDALE | AZ | 85253 | Maricopa | 1 | Perm Closure | 1980-01-01 | 1000 | Used Oil/Waste Oil | COMPARTMENT A | Single Walled | Fiberglass Reinforced Plastic | Pressure |  | Fiberglass Reinforced Plastic | Removal | 1991-07-31
0-003188 | HAREE MART | 10444 N SCOTTSDALE RD | SCOTTSDALE | AZ | 85253 | Maricopa | 2 | Perm Closure | 1980-01-01 | 12000 | Gasoline | COMPARTMENT A | Single Walled | Fiberglass Reinforced Plastic | Pressure |  | Fiberglass Reinforced Plastic | Removal | 1998-10-05
0-007471 | BFI SERVICES GROUP | 3744 E ANNE ST | PHOENIX | AZ | 85040 | Maricopa | 1 | Perm Closure | 1978-01-01 | 4000 | Gasoline | COMPARTMENT A |  | Asphalt coated or Bare Steel | Pressure |  | Bare or Galvanized Steel | Removal | 1993-12-07
0-007675 | SQUAW PEAK EXXON | 707 E GLENDALE AVE | PHOENIX | AZ | 85020 | Maricopa | 3 | Perm Closure | 1987-01-01 | 8000 | Gasoline | COMPARTMENT A | Single Walled | Fiberglass Reinforced Plastic | Pressure |  | Fiberglass Reinforced Plastic | Removal | 2008-03-19
0-000010 | ARIZONA CITRUS GROWERS | 4520 W CAMELBACK RD | GLENDALE | AZ | 85301 | Maricopa | 2 | Perm Closure | 2005-06-17 | 2500 | Kerosene | COMPARTMENT A |  | Asphalt coated or Bare Steel |  |  |  | Removal | 1989-10-25
0-000361 | ARIZONA ELEVATOR INC | 1102 S CURTIS AVE | TUCSON | AZ | 85719 | Pima | 1 | Perm Closure | 1976-01-01 | 1000 | Gasoline | COMPARTMENT A |  | Asphalt coated or Bare Steel |  |  |  | Removal | 1989-04-03
0-000410 | APS | 318 N MARSHALL ST | CASA GRANDE | AZ | 85122 | Pinal | 1 | Perm Closure | 2005-06-17 |  | Gasoline | COMPARTMENT A |  | Asphalt coated or Bare Steel |  |  |  | Removal | 1988-12-16
0-008617 | STRATEGIC MATERIALS | 301 S 19TH AVE | PHOENIX | AZ | 85009 | Maricopa | 1 | Perm Closure | 2005-06-17 |  | Gasoline | COMPARTMENT A | Unknown | Asphalt coated or Bare Steel |  |  |  | Removal | 1995-05-05
0-008900 | ABC GRINGO GAS |  | LUKEVILLE |  |  | Pima | 3 | Perm Closure | 1992-01-01 | 7500 | Diesel | COMPARTMENT A | Double Walled | Asphalt coated or Bare Steel | Pressure |  |  | Removal | 1998-10-05
0-008900 | ABC GRINGO GAS |  | LUKEVILLE |  |  | Pima | 5 | Perm Closure | 1987-02-01 | 10000 | Gasoline | COMPARTMENT A | Double Walled | Composite (Steel/Fiberglass) | Pressure |  | Fiberglass Reinforced Plastic | Removal | 2000-08-03
0-003002 | 51ST STREET AUTO CENTER | 7105 N 51ST AVE | GLENDALE | AZ | 85301 | Maricopa | 1 | Perm Closure | 1986-01-01 | 500 | Used Oil/Waste Oil | COMPARTMENT A | Unknown | Fiberglass Reinforced Plastic | Gravity Feed |  |  | Removal | 1993-12-16
0-002477 | HERTZ EQUIPMENT RENTAL | 2010 N BLACK CANYON HWY | PHOENIX | AZ | 85009 | Maricopa | 1 | Perm Closure | 1976-01-01 | 10000 | Diesel | COMPARTMENT A |  | Asphalt coated or Bare Steel | Pressure |  |  | Removal | 1993-12-14
0-009486 | EMPIRE 8126 | 2367 S VAL VISTA DR | GILBERT | AZ | 85295 | Maricopa | 2 | Open | 1998-07-29 | 12000 | Gasoline | COMPARTMENT A | Double Walled | Composite (Steel/Fiberglass) | Pressure | Double Walled | Fiberglass Reinforced Plastic
0-004370 | SAV-WAY AUTO LEASING & RENTAL | 300 S 24TH ST | PHOENIX | AZ | 85034 | Maricopa | 1 | Perm Closure | 1976-02-14 | 6000 | Gasoline | COMPARTMENT A | Double Walled | Asphalt coated or Bare Steel |  |  |  | Removal | 1991-04-03
0-002795 | SERVICE STATION | 2109 N 35TH AVE | PHOENIX | AZ | 85009 | Maricopa | 1 | Perm Closure | 1972-01-01 | 6000 | Gasoline | COMPARTMENT A | Single Walled | Asphalt coated or Bare Steel | Pressure |  | Bare or Galvanized Steel | Removal | 1992-05-06
0-002795 | SERVICE STATION | 2109 N 35TH AVE | PHOENIX | AZ | 85009 | Maricopa | 3 | Perm Closure | 1972-01-01 | 6000 | Gasoline | COMPARTMENT A | Single Walled | Asphalt coated or Bare Steel | Pressure |  | Bare or Galvanized Steel | Removal | 1992-05-06
0-005924 | CITY OF KINGMAN - MAINTENANCE YARD | 1020 BUCHANAN ST | KINGMAN | AZ | 86401 | Mohave | 2 | Perm Closure | 1967-12-06 | 1000 | Gasoline | COMPARTMENT A | Double Walled | Asphalt coated or Bare Steel |  |  |  | Closed in Place | 1983-08-01
0-003891 | PHOENIX, CITY OF - AVIATION DEPARTMENT | 1832 E BUCKEYE RD | PHOENIX | AZ | 85034 | Maricopa | 1 | Perm Closure | 2005-06-17 |  | Unidentified | COMPARTMENT A | Unknown | Unknown |  |  |  | Removal | 1988-07-30
0-002107 | FEEDERS GRAIN CO | 310 S 24TH AVE | PHOENIX | AZ | 85009 | Maricopa | 8 | Perm Closure | 1950-01-01 | 1000 | Gasoline | COMPARTMENT A | Single Walled | Asphalt coated or Bare Steel |  |  |  | Removal | 1989-04-26
0-004912 | TEXACO #60-349-0055 | 417 E SOUTHERN AVE | MESA | AZ | 85204 | Maricopa | 3 | Perm Closure | 1986-05-07 | 10000 | Gasoline | COMPARTMENT A | Double Walled | Fiberglass Reinforced Plastic | Pressure | Double Walled | Fiberglass Reinforced Plastic | Removal | 2005-05-31
0-006939 | CIRCLE K STORE #2706647 | 3449 W GREENWAY RD | PHOENIX | AZ | 85053 | Maricopa | 7 | Perm Closure | 1990-09-10 | 10000 | Gasoline | COMPARTMENT A | Double Walled | Fiberglass Reinforced Plastic | Pressure |  | Fiberglass Reinforced Plastic | Removal | 2000-09-22
0-006939 | CIRCLE K STORE #2706647 | 3449 W GREENWAY RD | PHOENIX | AZ | 85053 | Maricopa | 9 | Open | 2000-12-01 | 10000 | Diesel | COMPARTMENT A | Double Walled | Fiberglass Reinforced Plastic | Pressure | Double Walled | Fiberglass Reinforced Plastic
0-006939 | CIRCLE K STORE #2706647 | 3449 W GREENWAY RD | PHOENIX | AZ | 85053 | Maricopa | 10 | Open | 2000-12-01 | 12000 | Gasoline | COMPARTMENT A | Double Walled | Fiberglass Reinforced Plastic | Pressure | Double Walled | Fiberglass Reinforced Plastic
0-000398 | SNOWFLAKE SERVICE CENTER | 741 S MAIN ST | SNOWFLAKE | AZ | 85937 | Navajo | 1 | Perm Closure | 1976-01-01 | 12000 | Gasoline | COMPARTMENT A |  | Asphalt coated or Bare Steel | Pressure |  |  | Removal | 1991-10-11
0-005358 | USDA FS | 2748 HWY 26 | OVERGAARD | AZ | 85928 | Navajo | 3 | Perm Closure | 1966-03-28 | 1000 | Diesel | COMPARTMENT A | Unknown | Asphalt coated or Bare Steel |  |  |  | Removal | 1990-10-01
0-006479 | TWIN LAKES MARKET | 3122 N STATE ROUTE 89 | PRESCOTT | AZ | 86301 | Yavapai | 2 | Perm Closure | 1973-01-01 | 10000 | Gasoline | COMPARTMENT A | Single Walled | Asphalt coated or Bare Steel | Suction - Check Valve at the Tank Top | Double Walled | Fiberglass Reinforced Plastic | Removal | 2019-05-02
0-006555 | U-HAUL RINCON # 828-54 | 6301 E GOLF LINKS RD | TUCSON | AZ | 85730 | Pima | 1 | Perm Closure | 1971-12-23 | 8000 | Gasoline | COMPARTMENT A | Double Walled | Asphalt coated or Bare Steel |  |  |  | Removal | 1989-08-01
0-005120 | GOOD 2 GO STORES #503 | 1501 E ASH ST | GLOBE | AZ | 85501 | Gila | 2 | Open | 1985-04-22 | 20000 | Gasoline | COMPARTMENT A | Double Walled | Fiberglass Reinforced Plastic | Pressure |  | Fiberglass Reinforced Plastic
0-005120 | GOOD 2 GO STORES #503 | 1501 E ASH ST | GLOBE | AZ | 85501 | Gila | 3 | Open | 1985-04-22 | 12000 | Gasoline | COMPARTMENT A | Double Walled | Fiberglass Reinforced Plastic | Pressure |  | Fiberglass Reinforced Plastic
0-001851 | ELECTRIC TOOL & SUPPLY CO INC | 7910 W MARKET ST | PEORIA | AZ | 85345 | Maricopa | 1 | Perm Closure | 1981-01-01 | 1000 | Diesel | COMPARTMENT A |  | Asphalt coated or Bare Steel |  |  |  | Removal | 1988-11-19
0-001828 | DUNTON & DUNTON | 128 E BEALE ST | KINGMAN | AZ | 86401 | Mohave | 3 | Perm Closure | 2005-06-17 |  | Gasoline | COMPARTMENT A | Unknown | Unknown |  |  |  | Removal | 1990-01-12
0-001828 | DUNTON & DUNTON | 128 E BEALE ST | KINGMAN | AZ | 86401 | Mohave | 1 | Perm Closure | 2005-06-17 | 500 | Gasoline | COMPARTMENT A |  | Asphalt coated or Bare Steel |  |  |  | Removal | 1990-01-12
0-006521 | PINNACLE PARADISE MAINT YARD | 28460 N PIMA RD | SCOTTSDALE | AZ | 85262 | Maricopa | 3 | Perm Closure | 1987-12-06 | 6000 | Gasoline | COMPARTMENT A | Double Walled | Composite (Steel/Fiberglass) | Pressure |  | Fiberglass Reinforced Plastic | Removal | 1999-07-07
0-003590 | PAGE CHEVRON/KAR MART | 153 S LAKE POWELL BLVD | PAGE | AZ | 86040 | Coconino | 4 | Perm Closure | 1982-01-01 | 10000 | Gasoline | COMPARTMENT A |  | Asphalt coated or Bare Steel | Pressure |  | Fiberglass Reinforced Plastic | Removal | 2004-09-16
0-003590 | PAGE CHEVRON/KAR MART | 153 S LAKE POWELL BLVD | PAGE | AZ | 86040 | Coconino | 3 | Perm Closure | 1982-01-01 | 5000 | Diesel | COMPARTMENT A |  | Asphalt coated or Bare Steel | Pressure |  | Fiberglass Reinforced Plastic | Removal | 2004-09-16
0-000138 | YES! MART - SHELL GAS STATION | 5448 S CENTRAL AVE | PHOENIX | AZ | 85040 | Maricopa | 1 | Perm Closure | 1960-01-01 | 3000 | Gasoline | COMPARTMENT A | Single Walled | Asphalt coated or Bare Steel |  |  |  | Removal | 1988-07-10
0-000138 | YES! MART - SHELL GAS STATION | 5448 S CENTRAL AVE | PHOENIX | AZ | 85040 | Maricopa | 4 | Perm Closure | 1971-01-01 | 8000 | Gasoline | COMPARTMENT A | Single Walled | Asphalt coated or Bare Steel |  |  |  | Removal | 1988-07-10
0-000138 | YES! MART - SHELL GAS STATION | 5448 S CENTRAL AVE | PHOENIX | AZ | 85040 | Maricopa | 9 | Open | 1988-09-01 | 12000 | Gasoline | COMPARTMENT A |  | Fiberglass Reinforced Plastic | Pressure |  | Fiberglass Reinforced Plastic
0-003716 | RECYCO #2 | 5851 E 22ND ST | TUCSON | AZ | 85711 | Pima | 2 | Perm Closure | 1974-04-02 | 10000 | Gasoline | COMPARTMENT A | Unknown | Asphalt coated or Bare Steel |  |  |  | Removal | 1977-08-30
0-003551 | OIL SPOUT/CTT TRUST 2994554 | 2222 W BELL RD | PHOENIX | AZ | 85023 | Maricopa | 1 | Perm Closure | 1983-01-01 | 2000 | Used Oil/Waste Oil | COMPARTMENT A |  | Asphalt coated or Bare Steel | Gravity Feed |  |  | Removal | 1990-11-01
0-008694 | MONARCH TRAILER SALES | 2155 HIGHWAY 95 | BULLHEAD CITY | AZ | 86442 | Mohave | 1 | Perm Closure | 2005-06-17 | 10000 | Gasoline | COMPARTMENT A | Double Walled | Asphalt coated or Bare Steel |  |  |  | Removal | 1996-05-15
0-010012 | SAFEWAY #2618 - FUELING STATION | 440 N ESTRELLA PKWY | GOODYEAR | AZ | 85338 | Maricopa | 1 | Open | 2004-01-08 | 10000 | Diesel | COMPARTMENT B | Double Walled | Composite (Steel/Fiberglass) | Pressure | Double Walled | Fiberglass Reinforced Plastic
0-004334 | SAN CARLOS IRRIGATION PROJECT | 4224 E HWY 287 | COOLIDGE | AZ | 85128 | Pinal | 2 | Perm Closure | 1983-04-03 | 550 | Gasoline | COMPARTMENT A | Double Walled | Asphalt coated or Bare Steel |  |  |  | Removal | 1989-05-23
0-007676 | PRESTON INSULATION INC | 602 E 24TH ST | TUCSON | AZ | 85713 | Pima | 1 | Perm Closure | 1972-01-01 | 4000 | Gasoline | COMPARTMENT A | Unknown | Asphalt coated or Bare Steel | Pressure |  |  | Removal | 1995-11-16
0-007063 | GOOD SAMARITAN MEDICAL HELIPORT | 1033 E WILLETTA ST | PHOENIX | AZ | 85006 | Maricopa | 1 | Perm Closure | 2005-06-17 |  | Unidentified | COMPARTMENT A | Unknown | Fiberglass Reinforced Plastic |  |  |  | Removal | 1991-02-05
0-003982 | GRAND AVENUE MOTORS | 424 N GRAND AVE | NOGALES | AZ | 85621 | Santa Cruz | 5 | Perm Closure | 2005-06-17 | 3000 | Gasoline | COMPARTMENT A | Unknown | Asphalt coated or Bare Steel |  |  |  | Removal | 1988-12-21
0-008515 | VACANT GAS STATION | 15161 N PIERCE FERRY RD | DOLAN SPRINGS | AZ | 86441 | Mohave | 2 | Perm Closure | 2005-06-17 | 500 | Gasoline | COMPARTMENT A | Double Walled | Asphalt coated or Bare Steel |  |  |  | Removal | 1995-05-01
0-001550 | UNS ELECTRIC, INC. | 2290 AIRWAY AVE | KINGMAN | AZ | 86409 | Mohave | 2 | Perm Closure | 1973-01-01 | 4000 | Gasoline | COMPARTMENT A |  | Asphalt coated or Bare Steel | Suction - Check Valve at the Tank Top |  |  | Removal | 1992-08-25
0-002017 | HIGLEY SHOP-COOLEY FARMS | 17407 E RAY RD | GILBERT | AZ | 85296 | Maricopa | 2 | Perm Closure | 1985-01-01 | 2000 | Gasoline | COMPARTMENT A |  | Asphalt coated or Bare Steel | Suction - Check Valve at the Tank Top |  |  | Removal | 1995-03-08
0-004951 | INA & ORACLE TEXACO/SHELL | 7210 N ORACLE RD | TUCSON | AZ | 85704 | Pima | 1 | Perm Closure | 1976-01-01 | 6000 | Gasoline | COMPARTMENT A |  | Asphalt coated or Bare Steel | Pressure |  | Bare or Galvanized Steel | Removal | 1988-01-01
0-004951 | INA & ORACLE TEXACO/SHELL | 7210 N ORACLE RD | TUCSON | AZ | 85704 | Pima | 5 | Perm Closure | 1976-01-01 | 6000 | Gasoline | COMPARTMENT A |  | Asphalt coated or Bare Steel | Pressure |  | Bare or Galvanized Steel | Removal | 1988-01-01
0-004951 | INA & ORACLE TEXACO/SHELL | 7210 N ORACLE RD | TUCSON | AZ | 85704 | Pima | 7 | Perm Closure | 1988-06-01 | 10000 | Gasoline | COMPARTMENT A | Double Walled | Fiberglass Reinforced Plastic | Pressure |  | Fiberglass Reinforced Plastic | Removal | 2003-10-23
0-004951 | INA & ORACLE TEXACO/SHELL | 7210 N ORACLE RD | TUCSON | AZ | 85704 | Pima | 11 | Perm Closure | 2003-11-25 | 6000 | Diesel | COMPARTMENT B | Double Walled | Fiberglass Reinforced Plastic |  |  |  | Removal | 2010-09-16
0-001332 | CIRCLE K #848 | 22026 S ELLSWORTH RD | QUEEN CREEK | AZ | 85142 | Maricopa | 3 | Perm Closure | 1980-01-01 | 4000 | Gasoline | COMPARTMENT A |  | Asphalt coated or Bare Steel |  |  |  | Removal | 1988-06-15
0-005457 | CIRCLE K #2918 | 3141 E DREXEL RD | TUCSON | AZ | 85706 | Pima | 1 | Perm Closure | 1972-04-04 | 8000 | Gasoline | COMPARTMENT A | Double Walled | Asphalt coated or Bare Steel | Pressure |  |  | Removal | 1993-10-08
0-008625 | ACTION FAST LUBE | 3930 E MAIN ST | MESA | AZ | 85205 | Maricopa | 2 | Perm Closure | 1986-01-01 | 2000 | Unidentified | COMPARTMENT A | Unknown | Asphalt coated or Bare Steel | Suction - Check Valve at the Tank Top |  |  | Removal | 1995-07-13
0-009724 | CIRCLE K STORE #2741712 | 14559 W GRAND AVE | SURPRISE | AZ | 85374 | Maricopa | 1 | Open | 2000-11-29 | 15000 | Gasoline (UL) | COMPARTMENT A | Double Walled | Fiberglass Reinforced Plastic | Pressure | Double Walled | Flexible
0-009003 | CHICKASHA COTTON OIL COMPANY | 11641 W SELMA HWY | CASA GRANDE | AZ | 85194 | Pinal | 1 | Perm Closure | 2005-06-17 | 10000 | Diesel | COMPARTMENT A | Double Walled | Asphalt coated or Bare Steel | Suction - Check Valve at the Tank Top |  |  | Removal | 1996-10-08
0-006785 | BANNER CASA GRANDE REGIONAL MEDICAL CENTER | 1800 E FLORENCE BLVD | CASA GRANDE | AZ | 85122 | Pinal | 1 | Perm Closure | 1983-01-01 | 1500 | Diesel | COMPARTMENT A | Double Walled | Fiberglass Reinforced Plastic | Suction - Check Valve at the Tank Top |  |  | Removal | 2018-09-25
0-003081 | BILTMORE CAR WASH | 4826 N 16TH ST | PHOENIX | AZ | 85016 | Maricopa | 1 | Perm Closure | 1964-02-27 | 3000 | Gasoline | COMPARTMENT A | Unknown | Unknown |  |  |  | Removal | 1991-01-09
0-001561 | CAMELBACK TOYOTA | 1550 E CAMELBACK RD | PHOENIX | AZ | 85014 | Maricopa | 4 | Perm Closure | 1961-01-01 | 2000 | New Oil | COMPARTMENT A |  | Asphalt coated or Bare Steel |  |  |  | Removal | 1993-01-14
0-004460 | MIKE'S MINI MARKET | 924 E GURLEY ST | PRESCOTT | AZ | 86301 | Yavapai | 1 | Perm Closure | 2005-06-17 | 2000 | Gasoline | COMPARTMENT A | Double Walled | Asphalt coated or Bare Steel |  |  |  | Removal | 1986-07-01
0-002115 | PARCEL 118-18-165B | 1700 S 4TH AVE | TUCSON | AZ | 85713 | Pima | 1 | Perm Closure | 1978-04-28 | 3000 | Diesel | COMPARTMENT A | Unknown | Unknown |  |  |  | Removal | 1990-04-23
0-010355 | MAVERIK COUNTRY STORE #387 | 2110 N PARK DR | WINSLOW | AZ | 86047 | Navajo | 3 | Open | 2010-03-01 | 12000 | Gasoline | COMPARTMENT A | Double Walled | Fiberglass Reinforced Plastic | Pressure | Double Walled | Flexible
0-010355 | MAVERIK COUNTRY STORE #387 | 2110 N PARK DR | WINSLOW | AZ | 86047 | Navajo | 5 | Open | 2016-09-28 | 15000 | Diesel | COMPARTMENT A | Double Walled | Fiberglass Reinforced Plastic | Pressure |  | Flexible
0-001880 | COLLEGE EXXON | 2015 W SOUTHERN AVE | MESA | AZ | 85202 | Maricopa | 1 | Perm Closure | 1969-01-01 | 6000 | Gasoline | COMPARTMENT A | Single Walled | Asphalt coated or Bare Steel | Pressure | Single Walled | Bare or Galvanized Steel | Removal | 1997-05-22
0-001880 | COLLEGE EXXON | 2015 W SOUTHERN AVE | MESA | AZ | 85202 | Maricopa | 4 | Perm Closure | 1969-01-01 | 1000 | Used Oil/Waste Oil | COMPARTMENT A | Single Walled | Asphalt coated or Bare Steel | Pressure | Single Walled | Bare or Galvanized Steel | Removal | 1997-05-22
0-010602 | WALMART #4203 | 5210 S HWY 95 | MOHAVE VALLEY | AZ | 86426 | Mohave | 1 | Open | 2017-02-15 | 15000 | Gasoline | COMPARTMENT A | Double Walled | Fiberglass Reinforced Plastic | Pressure | Double Walled | Fiberglass Reinforced Plastic
0-003399 | PARADISE VALLEY SOC #142185 | 4150 E BELL RD | PHOENIX | AZ | 85032 | Maricopa | 2 | Perm Closure | 1972-01-01 | 7500 | Gasoline | COMPARTMENT A |  | Asphalt coated or Bare Steel | Pressure |  |  | Removal | 1995-11-22
0-005836 | ARCO #5321 | 13801 N 19TH AVE | PHOENIX | AZ | 85023 | Maricopa | 6 | Perm Closure | 1986-08-01 | 12000 | Gasoline | COMPARTMENT A | Unknown | Fiberglass Reinforced Plastic | Pressure |  | Fiberglass Reinforced Plastic | Removal | 2013-02-28
0-002887 | KOKOSING CONSTRUCTION COMPANY | 11500 W VAN BUREN ST | AVONDALE | AZ | 85323 | Maricopa | 3 | Perm Closure | 1985-01-01 | 10000 | Diesel | COMPARTMENT A | Double Walled | Fiberglass Reinforced Plastic |  |  |  | Removal | 1990-11-14
0-006306 | NATIONAL CAR RENTAL | 2246 E WASHINGTON ST | PHOENIX | AZ | 85034 | Maricopa | 2 | Perm Closure | 1980-01-01 | 12000 | Gasoline | COMPARTMENT A |  | Asphalt coated or Bare Steel |  |  |  | Removal | 1989-09-01
0-003851 | CITY OF PHOENIX - SQUAW PEAK STATION | 6206 N 24TH ST | PHOENIX | AZ | 85016 | Maricopa | 8 | Perm Closure | 1991-01-01 | 1000 | Used Oil/Waste Oil | COMPARTMENT A | Double Walled | Fiberglass Reinforced Plastic | Gravity Feed | Double Walled | Fiberglass Reinforced Plastic | Removal | 2011-08-12
0-005338 | PHOENIX-MESA GATEWAY AIRPORT | 5835 S SOSSAMAN RD | MESA | AZ | 85212 | Maricopa | 94 | Perm Closure | 1961-01-01 | 10000 | Gasoline | COMPARTMENT A | Single Walled | Asphalt coated or Bare Steel | Pressure |  | Bare or Galvanized Steel | Removal | 1993-09-30
0-005338 | PHOENIX-MESA GATEWAY AIRPORT | 5835 S SOSSAMAN RD | MESA | AZ | 85212 | Maricopa | 31 | Perm Closure | 1942-01-01 | 500 | Diesel | COMPARTMENT A | Single Walled | Asphalt coated or Bare Steel |  |  |  | Removal | 1988-01-01
0-005338 | PHOENIX-MESA GATEWAY AIRPORT | 5835 S SOSSAMAN RD | MESA | AZ | 85212 | Maricopa | 1 | Perm Closure | 1981-01-01 | 150 | Diesel | COMPARTMENT A | Single Walled | Asphalt coated or Bare Steel | Suction - Check Valve at the Tank Top |  | Bare or Galvanized Steel | Removal | 1993-11-03
0-005338 | PHOENIX-MESA GATEWAY AIRPORT | 5835 S SOSSAMAN RD | MESA | AZ | 85212 | Maricopa | 5 | Perm Closure | 1961-01-01 | 1000 | Used Oil/Waste Oil | COMPARTMENT A | Single Walled | Asphalt coated or Bare Steel | Gravity Feed |  | Bare or Galvanized Steel | Removal | 1992-06-17
0-005338 | PHOENIX-MESA GATEWAY AIRPORT | 5835 S SOSSAMAN RD | MESA | AZ | 85212 | Maricopa | 41 | Perm Closure | 1970-01-01 | 550 | Diesel | COMPARTMENT A | Single Walled | Asphalt coated or Bare Steel |  |  |  | Removal | 1988-01-01
0-005338 | PHOENIX-MESA GATEWAY AIRPORT | 5835 S SOSSAMAN RD | MESA | AZ | 85212 | Maricopa | 54 | Perm Closure | 1986-08-27 | 10000 | Gasoline | COMPARTMENT A | Double Walled | Fiberglass Reinforced Plastic |  |  |  | Removal | 1994-02-03
0-003822 | CITY OF PHOENIX - FIRE STATION #24 | 2602 N 43RD AVE | PHOENIX | AZ | 85009 | Maricopa | 1 | Perm Closure | 1974-01-01 | 1000 | Gasoline | COMPARTMENT A | Single Walled | Asphalt coated or Bare Steel |  |  |  | Removal | 1987-10-27
0-005010 | UPS PHOENIX HUB | 3150 N 31ST AVE | PHOENIX | AZ | 85017 | Maricopa | 4 | Perm Closure | 1976-01-01 | 10000 | Gasoline | COMPARTMENT A | Single Walled | Asphalt coated or Bare Steel |  |  |  | Removal | 1990-08-06
0-003161 | MILUM TEXTILE SERVICES (MTS) | 333 N 7TH AVE | PHOENIX | AZ | 85007 | Maricopa | 2 | Perm Closure | 2005-06-17 | 500 | Diesel | COMPARTMENT A | Unknown | Asphalt coated or Bare Steel | Suction - Check Valve at the Tank Top |  |  | Closed in Place | 1988-12-01
0-007010 | DEER-O PAINTS & CHEMICALS | 2431 E VAN BUREN ST | PHOENIX | AZ | 85008 | Maricopa | 2 | Perm Closure | 2005-06-17 | 5000 | Other | COMPARTMENT A | Single Walled | Asphalt coated or Bare Steel | Suction - Check Valve at the Tank Top | Single Walled | Bare or Galvanized Steel | Removal | 1985-05-29
0-007010 | DEER-O PAINTS & CHEMICALS | 2431 E VAN BUREN ST | PHOENIX | AZ | 85008 | Maricopa | 5 | Perm Closure | 2005-06-17 | 2000 | Other | COMPARTMENT A | Single Walled | Asphalt coated or Bare Steel | Suction - Check Valve at the Tank Top | Single Walled | Bare or Galvanized Steel | Removal | 1985-05-29
0-002316 | WILHELM GARAGE | 200 W INDIAN SCHOOL RD | LITCHFIELD PARK | AZ | 85340 | Maricopa | 3 | Perm Closure | 1966-04-29 | 5000 | Gasoline | COMPARTMENT A | Single Walled | Asphalt coated or Bare Steel |  |  |  | Removal | 1990-03-14
0-000148 | CIRCLE K #8834 | 13549 E CHANDLER BLVD | CHANDLER | AZ | 85225 | Maricopa | 3 | Open | 1987-01-01 | 10000 | Gasoline | COMPARTMENT A | Double Walled | Fiberglass Reinforced Plastic | Pressure | Single Walled | Fiberglass Reinforced Plastic
0-009525 | CIRCLE K STORE #2709182 | 3989 W RAY RD | CHANDLER | AZ | 85226 | Maricopa | 3 | Open | 1997-01-01 | 15000 | Gasoline | COMPARTMENT A | Double Walled | Fiberglass Reinforced Plastic | Pressure | Double Walled | Fiberglass Reinforced Plastic
0-006909 | BERGE FORD | 460 E AUTO CENTER DR | MESA | AZ | 85204 | Maricopa | 2 | Open | 1990-01-01 | 2000 | New Oil | COMPARTMENT C | Double Walled | Composite (Steel/Fiberglass)
0-000234 | ADOT - CASA GRANDE |  | CASA GRANDE |  |  | Pinal | 1 | Perm Closure | 1979-01-01 | 10000 | Gasoline | COMPARTMENT A | Single Walled | Asphalt coated or Bare Steel | Suction - Check Valve at the Dispenser | Single Walled | Bare or Galvanized Steel | Removal | 1999-12-28
0-009695 | CIRCLE K #2706357 | 1850 S STAPLEY DR | MESA | AZ | 85204 | Maricopa | 2 | Open | 2000-06-12 | 10000 | Gasoline | COMPARTMENT A | Double Walled | Fiberglass Reinforced Plastic | Pressure | Double Walled | Flexible
0-006496 | CIRCLE K #2708475 | 2505 W 8TH ST | YUMA | AZ | 85364 | Yuma | 1 | Temp Closure | 1987-11-03 | 10000 | Gasoline (UL) | COMPARTMENT A | Double Walled | Fiberglass Reinforced Plastic | Pressure |  | Fiberglass Reinforced Plastic |  | 2016-04-05
0-006496 | CIRCLE K #2708475 | 2505 W 8TH ST | YUMA | AZ | 85364 | Yuma | 2 | Open | 1987-11-03 | 10000 | Gasoline | COMPARTMENT A | Double Walled | Fiberglass Reinforced Plastic | Pressure |  | Fiberglass Reinforced Plastic
0-010390 | F AVENUE PAWN SHOP | 1347 N F AVE | DOUGLAS | AZ | 85607 | Cochise | 1 | Perm Closure | 2011-02-18 | 4000 | Gasoline | COMPARTMENT A |  | Asphalt coated or Bare Steel |  |  |  | Removal | 2010-12-09
0-005569 | WASH WORLD INC | 2425 W MCDOWELL RD | PHOENIX | AZ | 85009 | Maricopa | 2 | Perm Closure | 1978-01-01 | 12000 | Diesel | COMPARTMENT A | Single Walled | Asphalt coated or Bare Steel |  |  |  | Removal | 1991-06-03
0-002970 | DOLLAR DAYS | 3332 W MCDOWELL RD | PHOENIX | AZ | 85009 | Maricopa | 1 | Perm Closure | 1966-01-01 | 1500 | Hazardous Substance | COMPARTMENT A | Single Walled | Asphalt coated or Bare Steel |  |  |  | Removal | 1990-06-07
0-002970 | DOLLAR DAYS | 3332 W MCDOWELL RD | PHOENIX | AZ | 85009 | Maricopa | 2 | Perm Closure | 1966-01-01 | 1500 | Hazardous Substance | COMPARTMENT A | Single Walled | Asphalt coated or Bare Steel |  |  |  | Removal | 1990-06-07
0-010445 | TURBINEAERO REPAIR FACILITY | 50 S 56TH ST | CHANDLER | AZ | 85226 | Maricopa | 2 | Open | 2011-12-01 | 5000 | Jet Fuel | COMPARTMENT A | Double Walled | Fiberglass Reinforced Plastic | Pressure | Double Walled | Fiberglass Reinforced Plastic
0-002241 | GM DESERT PROVING GROUND | 13303 S ELLSWORTH RD | MESA | AZ | 85212 | Maricopa | 55 | Perm Closure | 1989-12-01 | 12000 | Gasoline | COMPARTMENT A | Double Walled | Fiberglass Reinforced Plastic | Pressure | Double Walled | Fiberglass Reinforced Plastic | Removal | 2014-02-13
0-002241 | GM DESERT PROVING GROUND | 13303 S ELLSWORTH RD | MESA | AZ | 85212 | Maricopa | 4 | Perm Closure | 1976-01-01 | 2000 | Gasoline | COMPARTMENT A |  | Asphalt coated or Bare Steel |  |  |  | Removal | 1990-05-07
0-002241 | GM DESERT PROVING GROUND | 13303 S ELLSWORTH RD | MESA | AZ | 85212 | Maricopa | 33 | Perm Closure | 1976-01-01 | 1000 | Unidentified | COMPARTMENT A |  | Asphalt coated or Bare Steel |  |  |  | Removal | 1990-05-08
0-002241 | GM DESERT PROVING GROUND | 13303 S ELLSWORTH RD | MESA | AZ | 85212 | Maricopa | 9 | Perm Closure | 1976-01-01 | 10000 | Gasoline | COMPARTMENT A |  | Asphalt coated or Bare Steel |  |  |  | Removal | 1990-05-07
0-002241 | GM DESERT PROVING GROUND | 13303 S ELLSWORTH RD | MESA | AZ | 85212 | Maricopa | 49 | Perm Closure | 1989-12-01 | 12000 | Gasoline | COMPARTMENT A | Double Walled | Fiberglass Reinforced Plastic | Pressure | Double Walled | Fiberglass Reinforced Plastic | Removal | 2014-02-21
0-002241 | GM DESERT PROVING GROUND | 13303 S ELLSWORTH RD | MESA | AZ | 85212 | Maricopa | 28 | Perm Closure | 1976-01-01 | 12000 | Gasoline | COMPARTMENT A |  | Asphalt coated or Bare Steel | Pressure |  |  | Removal | 1990-05-09
0-002241 | GM DESERT PROVING GROUND | 13303 S ELLSWORTH RD | MESA | AZ | 85212 | Maricopa | 16 | Perm Closure | 1976-01-01 | 10000 | Gasoline | COMPARTMENT A |  | Asphalt coated or Bare Steel |  |  |  | Removal | 1990-05-09
0-002241 | GM DESERT PROVING GROUND | 13303 S ELLSWORTH RD | MESA | AZ | 85212 | Maricopa | 29 | Perm Closure | 1976-01-01 | 12000 | Diesel | COMPARTMENT A |  | Asphalt coated or Bare Steel | Pressure |  |  | Removal | 1993-07-20
0-002396 | INJECTED PLASTICS CO | 2250 S 7TH ST | PHOENIX | AZ | 85034 | Maricopa | 1 | Perm Closure | 1982-05-05 | 8000 | Diesel | COMPARTMENT A | Single Walled | Asphalt coated or Bare Steel |  |  |  | Removal | 1991-05-07
0-008486 | SOFT TOUCH CAR WASH | 4925 N 40TH ST | PHOENIX | AZ | 85018 | Maricopa | 1 | Perm Closure | 2005-06-17 | 10000 | Gasoline | COMPARTMENT A | Unknown | Asphalt coated or Bare Steel | Suction - Check Valve at the Tank Top |  |  | Removal | 1998-07-22
0-008486 | SOFT TOUCH CAR WASH | 4925 N 40TH ST | PHOENIX | AZ | 85018 | Maricopa | 2 | Perm Closure | 2005-06-17 | 10000 | Gasoline | COMPARTMENT A | Unknown | Asphalt coated or Bare Steel | Suction - Check Valve at the Tank Top |  |  | Removal | 1998-07-22
0-008270 | LIL MIKES #2 | 10102 RIVERSIDE DR | PARKER | AZ | 85344 | La Paz | 2 | Perm Closure | 2005-06-17 | 8000 | Gasoline | COMPARTMENT A | Double Walled | Asphalt coated or Bare Steel |  |  |  | Removal | 1996-02-16
0-001719 | MOBIL - FORMER | 1621 N 24TH ST | PHOENIX | AZ | 85008 | Maricopa | 3 | Perm Closure | 1960-01-01 | 10000 | Diesel | COMPARTMENT A |  | Asphalt coated or Bare Steel | Suction - Check Valve at the Tank Top |  | Fiberglass Reinforced Plastic | Removal | 1990-12-18
0-009342 | BUCKEYE AUTO SALES & SERVICE | 101 E MONROE AVE | BUCKEYE | AZ | 85326 | Maricopa | 1 | Perm Closure | 1960-01-01 | 500 | Gasoline | COMPARTMENT A |  | Asphalt coated or Bare Steel |  |  |  | Removal | 1999-03-16
0-004100 | BUCKAROO ROUNDUP MARKET #419 | 1496 N STATE ROUTE 89 | CHINO VALLEY | AZ | 86323 | Yavapai | 5 | Perm Closure | 1997-07-17 | 8000 | Gasoline | COMPARTMENT A | Double Walled | Fiberglass Reinforced Plastic | Pressure | Double Walled | Fiberglass Reinforced Plastic | Removal | 2010-06-09
0-008603 | EXPRESS STOP #701 | 640 S HIGHWAY 90 | BENSON | AZ | 85602 | Cochise | 1 | Open | 1995-04-14 | 10000 | Gasoline | COMPARTMENT A | Double Walled | Fiberglass Reinforced Plastic | Pressure | Double Walled | Fiberglass Reinforced Plastic
0-005627 | AMIGO FUELS | 801 N 16TH ST | PHOENIX | AZ | 85006 | Maricopa | 7 | Open | 1999-01-01 | 4000 | Diesel | COMPARTMENT A |  | Fiberglass Reinforced Plastic | Pressure |  | Fiberglass Reinforced Plastic
0-001283 | CIRCLE K #690 | 4422 S 19TH AVE | PHOENIX | AZ | 85041 | Maricopa | 2 | Perm Closure | 1981-01-01 | 10000 | Gasoline | COMPARTMENT A |  | Asphalt coated or Bare Steel | Pressure |  |  | Removal | 1993-11-30
0-001377 | CIRCLE K #2701198 | 721 N 195TH AVE | BUCKEYE | AZ | 85326 | Maricopa | 3 | Perm Closure | 1976-01-01 | 6000 | Gasoline | COMPARTMENT A |  | Asphalt coated or Bare Steel | Pressure |  | Fiberglass Reinforced Plastic | Removal | 2002-11-07
0-001156 | R14 INVESTMENT PARTNERS LLC | 33040 N 203RD AVE | WITTMANN | AZ | 85361 | Maricopa | 10 | Perm Closure | 1995-02-01 | 8000 | Gasoline | COMPARTMENT A | Double Walled | Fiberglass Reinforced Plastic | Pressure | Double Walled | Fiberglass Reinforced Plastic | Removal | 2006-09-01
0-001156 | R14 INVESTMENT PARTNERS LLC | 33040 N 203RD AVE | WITTMANN | AZ | 85361 | Maricopa | 4 | Perm Closure | 1984-01-01 | 6000 | Gasoline | COMPARTMENT A | Double Walled | Fiberglass Reinforced Plastic | Pressure |  | Fiberglass Reinforced Plastic | Removal | 1995-06-06
0-001156 | R14 INVESTMENT PARTNERS LLC | 33040 N 203RD AVE | WITTMANN | AZ | 85361 | Maricopa | 7 | Perm Closure | 1984-01-01 | 1000 | Gasoline | COMPARTMENT A | Double Walled | Fiberglass Reinforced Plastic | Pressure |  | Fiberglass Reinforced Plastic | Removal | 1995-06-06
0-001156 | R14 INVESTMENT PARTNERS LLC | 33040 N 203RD AVE | WITTMANN | AZ | 85361 | Maricopa | 13 | Perm Closure | 1997-07-01 | 1000 | Used Oil/Waste Oil | COMPARTMENT A | Double Walled | Composite (Steel/Fiberglass) | Gravity Feed | Double Walled | Fiberglass Reinforced Plastic | Removal | 2006-05-12
0-005286 | UNOCAL #4742 | 5836 W INDIAN SCHOOL RD | PHOENIX | AZ | 85031 | Maricopa | 3 | Perm Closure | 1961-04-15 | 4000 | Gasoline | COMPARTMENT A | Double Walled | Asphalt coated or Bare Steel |  |  |  | Removal | 1986-01-01
0-002292 | HAVEN OF GLOBE | 1100 E MONROE ST | GLOBE | AZ | 85501 | Gila | 2 | Open | 1970-01-01 | 10000 | Red Diesel | COMPARTMENT A |  | Asphalt coated or Bare Steel | Suction - Check Valve at the Tank Top |  | Bare or Galvanized Steel
0-005543 | VICTOR II | 2040 E AIRPORT DR | TUCSON | AZ | 85756 | Pima | 1 | Perm Closure | 1985-01-01 | 10000 | Jet Fuel | COMPARTMENT A | Single Walled | Fiberglass Reinforced Plastic | Suction - Check Valve at the Tank Top |  | Fiberglass Reinforced Plastic | Removal | 2017-04-12
0-001579 | ICONIC TIRE AND SERVICE CENTERS | 2641 S ALMA SCHOOL RD | MESA | AZ | 85210 | Maricopa | 1 | Perm Closure | 1985-01-01 | 500 | Used Oil/Waste Oil | COMPARTMENT A |  | Asphalt coated or Bare Steel | Gravity Feed |  |  | Removal | 1988-10-01
0-008247 | CONELLY CONSTRUCTION | 320 W ALTURAS ST | TUCSON | AZ | 85705 | Pima | 1 | Perm Closure | 2005-06-17 | 2000 | Gasoline | COMPARTMENT A | Double Walled | Asphalt coated or Bare Steel | Suction - Check Valve at the Tank Top |  | Bare or Galvanized Steel | Removal | 1993-12-15
0-010414 | FRYS FUEL CENTER #699 | 11203 E SOUTH FRONTAGE RD | YUMA | AZ | 85365 | Yuma | 1 | Open | 2011-04-21 | 20000 | Gasoline | COMPARTMENT A | Double Walled | Fiberglass Reinforced Plastic | Pressure | Double Walled | Flexible
0-005706 | JACKSONS ENERGY #6796 | 4127 N 411TH AVE | TONOPAH | AZ | 85354 | Maricopa | 3 | Perm Closure | 1974-01-01 | 10000 | Gasoline | COMPARTMENT A |  | Asphalt coated or Bare Steel | Pressure |  | Fiberglass Reinforced Plastic | Removal | 2014-01-09
0-010437 | QUIKTRIP #1408 | 2250 E THOMAS RD | PHOENIX | AZ | 85016 | Maricopa | 4 | Open | 2011-09-27 | 12000 | Diesel | COMPARTMENT A | Double Walled | Fiberglass Reinforced Plastic | Pressure | Double Walled | Fiberglass Reinforced Plastic
0-005674 | WILLIG FREIGHT LINES | 1648 S 51ST AVE | PHOENIX | AZ | 85043 | Maricopa | 1 | Perm Closure | 1981-05-07 | 10000 | Diesel | COMPARTMENT A | Unknown | Asphalt coated or Bare Steel | Pressure |  |  | Removal | 1996-05-17
0-007546 | USDA FS - CORONADO NF - FLORIDA WORK CENTER | 27000 S FLORIDA CANYON RD | GREEN VALLEY | AZ | 85614 | Pima | 2 | Perm Closure | 1979-01-01 | 1500 | Gasoline | COMPARTMENT A |  | Asphalt coated or Bare Steel |  |  |  | Removal | 1988-11-11
0-000439 | ASU | 651 E UNIVERSITY DR | TEMPE | AZ | 85281 | Maricopa | 6 | Perm Closure | 1976-01-01 | 3000 | Gasoline | COMPARTMENT A |  | Asphalt coated or Bare Steel |  |  |  | Removal | 1989-01-10
0-000140 | EXXON - SEDONA | 120 STATE ROUTE 179 | SEDONA | AZ | 86336 | Yavapai | 4 | Perm Closure | 1976-01-01 | 8000 | Gasoline | COMPARTMENT A |  | Fiberglass Reinforced Plastic |  |  |  | Removal | 1990-05-23
0-007449 | GRAND AVE RIGHT OF WAY | 6258 NW GRAND AVE | GLENDALE | AZ | 85301 | Maricopa | 1 | Perm Closure | 2005-06-17 | 1000 | Diesel | COMPARTMENT A | Double Walled | Asphalt coated or Bare Steel | Suction - Check Valve at the Tank Top |  | Bare or Galvanized Steel | Removal | 1991-09-10
0-007449 | GRAND AVE RIGHT OF WAY | 6258 NW GRAND AVE | GLENDALE | AZ | 85301 | Maricopa | 2 | Perm Closure | 2005-06-17 | 1000 | Diesel | COMPARTMENT A | Double Walled | Asphalt coated or Bare Steel | Suction - Check Valve at the Tank Top |  | Bare or Galvanized Steel | Removal | 1991-09-10
0-003711 | PHILLIPS 66 COMPANY #012262 | 4840 E INDIAN SCHOOL RD | PHOENIX | AZ | 85018 | Maricopa | 2 | Perm Closure | 1958-01-01 | 6000 | Gasoline | COMPARTMENT A |  | Asphalt coated or Bare Steel |  |  |  | Removal | 1978-08-01
0-003711 | PHILLIPS 66 COMPANY #012262 | 4840 E INDIAN SCHOOL RD | PHOENIX | AZ | 85018 | Maricopa | 3 | Perm Closure | 1958-01-01 | 550 | Used Oil/Waste Oil | COMPARTMENT A |  | Asphalt coated or Bare Steel |  |  |  | Removal | 1996-05-08
0-009158 | PHOENIX, CITY OF - CIVIC PLAZA PARKING GARAGE | 633 E WASHINGTON ST | PHOENIX | AZ | 85004 | Maricopa | 7 | Perm Closure | 2005-06-17 | 500 | Gasoline | COMPARTMENT A | Single Walled | Asphalt coated or Bare Steel |  |  |  | Removal | 1996-08-30
0-009158 | PHOENIX, CITY OF - CIVIC PLAZA PARKING GARAGE | 633 E WASHINGTON ST | PHOENIX | AZ | 85004 | Maricopa | 4 | Perm Closure | 2005-06-17 | 1120 | Unidentified | COMPARTMENT A | Single Walled | Asphalt coated or Bare Steel |  |  |  | Removal | 1996-08-29
0-009158 | PHOENIX, CITY OF - CIVIC PLAZA PARKING GARAGE | 633 E WASHINGTON ST | PHOENIX | AZ | 85004 | Maricopa | 1 | Perm Closure | 2005-06-17 | 575 | Unidentified | COMPARTMENT A | Single Walled | Asphalt coated or Bare Steel |  |  |  | Removal | 1996-08-26
0-005640 | FUELS LLC | 1825 E JEFFERSON ST | PHOENIX | AZ | 85034 | Maricopa | 2 | Perm Closure | 1961-02-24 | 2000 | Used Oil/Waste Oil | COMPARTMENT A | Unknown | Asphalt coated or Bare Steel |  |  |  | Closed in Place | 1981-06-01
0-005640 | FUELS LLC | 1825 E JEFFERSON ST | PHOENIX | AZ | 85034 | Maricopa | 1 | Perm Closure | 1960-02-25 | 7500 | Unidentified | COMPARTMENT A | Unknown | Asphalt coated or Bare Steel |  |  |  | Closed in Place | 1981-06-01
0-000799 | 10TH STREET TEXACO | 1800 E 10TH ST | DOUGLAS | AZ | 85607 | Cochise | 2 | Perm Closure | 1988-01-01 | 10000 | Gasoline | COMPARTMENT A | Double Walled | Composite (Steel/Fiberglass) | Pressure |  | Fiberglass Reinforced Plastic | Removal | 2019-06-20
0-000322 | ADOT - JACOB LAKE |  | JACOB LAKE |  |  | Coconino | 2 | Perm Closure | 1959-01-01 | 2000 | Gasoline | COMPARTMENT A |  | Asphalt coated or Bare Steel |  |  |  | Removal | 1990-06-01
0-009520 | CIRCLE K #2706346 | 1810 S COUNTRY CLUB DR | MESA | AZ | 85210 | Maricopa | 3 | Open | 1999-08-11 | 10000 | Gasoline | COMPARTMENT A | Single Walled | Fiberglass Reinforced Plastic | Pressure | Double Walled | Fiberglass Reinforced Plastic
0-008015 | CIRCLE K #2705296 | 13880 N FRANK LLOYD WRIGHT BLVD | SCOTTSDALE | AZ | 85260 | Maricopa | 1 | Open | 1992-04-01 | 10000 | Diesel | COMPARTMENT A | Double Walled | Fiberglass Reinforced Plastic | Pressure |  | Fiberglass Reinforced Plastic
0-008015 | CIRCLE K #2705296 | 13880 N FRANK LLOYD WRIGHT BLVD | SCOTTSDALE | AZ | 85260 | Maricopa | 2 | Open | 1992-04-01 | 10000 | Gasoline | COMPARTMENT A | Double Walled | Fiberglass Reinforced Plastic | Pressure |  | Fiberglass Reinforced Plastic
0-006434 | FOREST LAKES MERCANTILE |  | FOREST LAKES |  |  | Coconino | 1 | Perm Closure | 1980-09-06 | 2000 | Gasoline | COMPARTMENT A | Unknown | Asphalt coated or Bare Steel |  |  |  | Removal | 1991-11-01
0-000031 | FAA GLOBE RCAG |  | MIAMI |  |  | Gila | 1 | Perm Closure | 1975-01-01 | 500 | Diesel | COMPARTMENT A |  | Asphalt coated or Bare Steel | Suction - Check Valve at the Tank Top |  |  | Removal | 1992-09-15
0-007594 | CITY OF PHOENIX - FIRE STATION #41 | 2501 W MORNINGSIDE DR | PHOENIX | AZ | 85023 | Maricopa | 1 | Perm Closure | 2005-06-17 | 500 | Diesel | COMPARTMENT A | Double Walled | Fiberglass Reinforced Plastic |  |  |  | Removal | 1988-07-18
0-002732 | JOHNSON MANLEY LUMBER COMPANY | 1501 N 15TH AVE | TUCSON | AZ | 85705 | Pima | 2 | Perm Closure | 1974-01-01 | 1000 | Gasoline | COMPARTMENT A | Single Walled | Asphalt coated or Bare Steel |  |  |  | Removal | 1988-10-01
0-008739 | TRUXTON CHEVRON - FORMER | 15961 E HWY 66 | TRUXTON | AZ | 86434 | Mohave | 4 | Perm Closure | 2009-01-07 | 1000 | Gasoline | COMPARTMENT A |  | Asphalt coated or Bare Steel |  |  |  | Removal | 2008-09-25
0-001370 | CIRCLE K #2701149 | 1955 W UNIVERSITY DR | MESA | AZ | 85201 | Maricopa | 2 | Perm Closure | 1985-01-01 | 10000 | Gasoline | COMPARTMENT A |  | Fiberglass Reinforced Plastic |  |  |  | Removal | 1993-12-04
0-001370 | CIRCLE K #2701149 | 1955 W UNIVERSITY DR | MESA | AZ | 85201 | Maricopa | 8 | Open | 2018-06-20 | 12000 | Gasoline (PUL) | COMPARTMENT A | Double Walled | Fiberglass Reinforced Plastic | Pressure | Double Walled | Fiberglass Reinforced Plastic
0-001864 | DENMART #877 | 809 S RURAL RD | TEMPE | AZ | 85281 | Maricopa | 6 | Perm Closure | 1987-01-01 | 10000 | Gasoline | COMPARTMENT A | Single Walled | Fiberglass Reinforced Plastic | Pressure |  | Fiberglass Reinforced Plastic | Removal | 2019-07-09
0-001864 | DENMART #877 | 809 S RURAL RD | TEMPE | AZ | 85281 | Maricopa | 1 | Perm Closure | 1973-01-01 | 6000 | Gasoline | COMPARTMENT A |  | Asphalt coated or Bare Steel |  |  |  | Removal | 1987-01-01
0-001787 | DICK'S AUTO REBUILDERS | 201 W 24TH ST | YUMA | AZ | 85364 | Yuma | 1 | Perm Closure | 1966-01-01 | 500 | Oxygenated Gasoline | COMPARTMENT A |  | Asphalt coated or Bare Steel |  |  |  | Removal | 1983-06-01
0-003211 | FAST FUEL | 3601 N ORACLE RD | TUCSON | AZ | 85705 | Pima | 4 | Open | 1999-07-29 | 15000 | Gasoline | COMPARTMENT A | Double Walled | Fiberglass Reinforced Plastic | Pressure | Double Walled | Fiberglass Reinforced Plastic
0-008072 | BANNER UNIVERSITY MEDICAL CENTER SOUTH | 2800 E AJO WAY | TUCSON | AZ | 85713 | Pima | 2 | Perm Closure | 1976-01-01 | 12000 | Diesel | COMPARTMENT A | Unknown | Asphalt coated or Bare Steel | Suction - Check Valve at the Tank Top |  | Bare or Galvanized Steel | Removal | 1992-12-16
0-005194 | OCTOPUS CAR WASH | 3101 E SPEEDWAY BLVD | TUCSON | AZ | 85716 | Pima | 3 | Perm Closure | 1967-04-18 | 10000 | Gasoline | COMPARTMENT A | Double Walled | Asphalt coated or Bare Steel | Pressure |  | Fiberglass Reinforced Plastic | Removal | 1996-02-07
0-006562 | EL PRESIDIO GARAGE | 130 W PENNINGTON ST | TUCSON | AZ | 85701 | Pima | 1 | Perm Closure | 1971-12-28 | 5000 | Diesel | COMPARTMENT A | Double Walled | Asphalt coated or Bare Steel |  |  |  | Removal | 1990-04-18
0-008170 | ESS PROPERTY | 201 S WASHINGTON ST | CHANDLER | AZ | 85225 | Maricopa | 1 | Perm Closure | 2005-06-17 | 1000 | Gasoline | COMPARTMENT A | Unknown | Asphalt coated or Bare Steel | Suction - Check Valve at the Tank Top |  | Bare or Galvanized Steel | Removal | 1993-04-22
0-005921 | E & S FARMS |  | AGUA CALIENTE |  |  | Maricopa | 1 | Perm Closure | 1976-01-01 | 6000 | Diesel | COMPARTMENT A | Single Walled | Asphalt coated or Bare Steel |  |  |  | Removal | 1988-07-25
0-000095 | PIMA SERVICE STATION | 3 E CENTER ST | PIMA | AZ | 85543 | Graham | 1 | Perm Closure | 2005-06-17 | 2000 | Gasoline | COMPARTMENT A |  | Asphalt coated or Bare Steel |  |  |  | Removal | 1990-04-24
0-003345 | DOUGLAS MAIN CO #125080 | 650 E 12TH ST | DOUGLAS | AZ | 85607 | Cochise | 1 | Perm Closure | 1970-01-03 | 1000 | Diesel | COMPARTMENT A | Unknown | Asphalt coated or Bare Steel |  |  |  | Removal | 1991-04-01
0-007465 | CITY OF PHOENIX - MUNICIPAL GOVERNMENT CENTER | 429 W JACKSON ST | PHOENIX | AZ | 85003 | Maricopa | 1 | Perm Closure | 2005-06-17 | 280 | Diesel | COMPARTMENT A |  | Asphalt coated or Bare Steel |  |  |  | Removal | 1991-10-09
0-006439 | PECK'S CAR WASH | 413 S 8TH AVE | SAFFORD | AZ | 85546 | Graham | 2 | Perm Closure | 1978-09-06 | 7000 | Gasoline | COMPARTMENT A | Double Walled | Asphalt coated or Bare Steel | Suction - Check Valve at the Tank Top |  |  | Removal | 1994-08-16
0-003737 | PHILLIPS 66 COMPANY #016475 | 6771 E MAIN ST | MESA | AZ | 85205 | Maricopa | 1 | Perm Closure | 1964-01-01 | 10000 | Gasoline | COMPARTMENT A |  | Asphalt coated or Bare Steel |  |  |  | Removal | 1983-01-01
0-010001 | QUIKTRIP #448 | 9910 W CAMELBACK RD | PHOENIX | AZ | 85037 | Maricopa | 2 | Open | 2003-08-21 | 20000 | Gasoline | COMPARTMENT A | Double Walled | Fiberglass Reinforced Plastic | Pressure | Double Walled | Flexible
0-006245 | PARCEL 140-03-192 | 1766 W WETMORE RD | TUCSON | AZ | 85705 | Pima | 2 | Perm Closure | 1968-06-30 | 3000 | Gasoline | COMPARTMENT A | Unknown | Asphalt coated or Bare Steel |  |  |  | Removal | 1989-12-19
0-006245 | PARCEL 140-03-192 | 1766 W WETMORE RD | TUCSON | AZ | 85705 | Pima | 3 | Perm Closure | 1968-06-30 | 3000 | Gasoline | COMPARTMENT A | Unknown | Asphalt coated or Bare Steel |  |  |  | Removal | 1989-12-19
0-006245 | PARCEL 140-03-192 | 1766 W WETMORE RD | TUCSON | AZ | 85705 | Pima | 4 | Perm Closure | 1968-06-30 | 4000 | Gasoline | COMPARTMENT A | Unknown | Asphalt coated or Bare Steel |  |  |  | Removal | 1989-12-19
0-006245 | PARCEL 140-03-192 | 1766 W WETMORE RD | TUCSON | AZ | 85705 | Pima | 5 | Perm Closure | 2005-06-17 | 550 | Used Oil/Waste Oil | COMPARTMENT A | Unknown | Asphalt coated or Bare Steel |  |  |  | Removal | 1991-12-03
0-006690 | LAKE SHORE INC | 400 E 38TH ST | TUCSON | AZ | 85713 | Pima | 1 | Perm Closure | 1979-01-01 | 1500 | Used Oil/Waste Oil | COMPARTMENT A | Unknown | Unknown |  |  |  | Removal | 1990-01-31
0-010107 | SUPERSTAR CHEVRON | 1615 N 99TH AVE | AVONDALE | AZ | 85037 | Maricopa | 1 | Open | 2005-07-27 | 8000 | Diesel | COMPARTMENT A | Double Walled | Composite (Steel/Fiberglass) | Pressure |  | Fiberglass Reinforced Plastic
0-003397 | SCOTTSDALE MAIN CO #142180 | 7145 E 1ST ST | SCOTTSDALE | AZ | 85251 | Maricopa | 1 | Perm Closure | 1981-01-06 | 2500 | Diesel | COMPARTMENT A | Unknown | Asphalt coated or Bare Steel | Suction - Check Valve at the Tank Top |  | Bare or Galvanized Steel | Removal | 1990-09-01
0-008021 | VELMAR FOODS | 3125 N 29TH AVE | PHOENIX | AZ | 85017 | Maricopa | 8 | Perm Closure | 2005-06-17 | 2000 | Unidentified | COMPARTMENT A | Unknown | Asphalt coated or Bare Steel |  |  |  | Removal | 1989-09-06
0-008021 | VELMAR FOODS | 3125 N 29TH AVE | PHOENIX | AZ | 85017 | Maricopa | 9 | Perm Closure | 2005-06-17 | 3000 | Unidentified | COMPARTMENT A | Unknown | Asphalt coated or Bare Steel |  |  |  | Removal | 1989-09-06
0-008054 | VACANT BUILDING | 3201 W HARRISON ST | PHOENIX | AZ | 85009 | Maricopa | 1 | Perm Closure | 2005-06-17 | 8000 | Gasoline | COMPARTMENT A | Unknown | Asphalt coated or Bare Steel | Gravity Feed |  | Bare or Galvanized Steel | Removal | 1992-11-17
0-007949 | PJS MARKET | 12421 S FRONTAGE RD | YUCCA | AZ | 86438 | Mohave | 1 | Perm Closure | 1992-07-01 | 10000 | Gasoline | COMPARTMENT A | Double Walled | Composite (Steel/Fiberglass) | Suction - Check Valve at the Tank Top |  | Fiberglass Reinforced Plastic | Removal | 2014-02-18
0-001678 | MOTEL 6 PREMIER | 831 W ROUTE 66 | WILLIAMS | AZ | 86046 | Coconino | 3 | Perm Closure | 1966-04-25 | 6000 | Gasoline | COMPARTMENT A | Single Walled | Asphalt coated or Bare Steel |  |  |  | Removal | 1988-01-01
0-006793 | JACKSONS #808 | 12020 N TATUM BLVD | PHOENIX | AZ | 85028 | Maricopa | 3 | Open | 1990-01-01 | 20000 | Gasoline | COMPARTMENT A | Double Walled | Fiberglass Reinforced Plastic | Pressure | Double Walled | Fiberglass Reinforced Plastic
0-002848 | KIP INCORPORATED | 8949 S BECK AVE | TEMPE | AZ | 85284 | Maricopa | 2 | Perm Closure | 1984-05-05 | 4000 | Gasoline | COMPARTMENT A | Double Walled | Asphalt coated or Bare Steel | Suction - Check Valve at the Tank Top |  | Bare or Galvanized Steel | Removal | 1993-03-12
0-005247 | JACKSONS ENERGY #6783 | 2020 S MILTON RD | FLAGSTAFF | AZ | 86001 | Coconino | 4 | Perm Closure | 1979-05-01 | 10000 | Diesel | COMPARTMENT A | Single Walled | Asphalt coated or Bare Steel | Pressure |  | Fiberglass Reinforced Plastic | Removal | 2020-10-21
0-004293 | PAPAGO PARK CENTER | 1655 N 56TH ST | TEMPE | AZ | 85281 | Maricopa | 4 | Perm Closure | 1966-11-21 | 2500 | Kerosene | COMPARTMENT A | Unknown | Asphalt coated or Bare Steel |  |  |  | Removal | 1986-11-21
0-003525 | NOGALES HWY IRON & STEEL INC | 9421 S NOGALES HWY | TUCSON | AZ | 85756 | Pima | 1 | Perm Closure | 1975-01-01 | 2000 | Diesel | COMPARTMENT A | Single Walled | Asphalt coated or Bare Steel |  |  |  | Removal | 1975-12-01
0-008964 | CITY OF PHOENIX - OKEMAH PARK | 3828 E ANNE ST | PHOENIX | AZ | 85040 | Maricopa | 3 | Open | 1996-06-17 | 12000 | Diesel | COMPARTMENT A | Double Walled | Fiberglass Reinforced Plastic | Pressure | Double Walled | Fiberglass Reinforced Plastic
0-003320 | MOTOROLA INC | 8220 E ROOSEVELT ST | SCOTTSDALE | AZ | 85257 | Maricopa | 1 | Perm Closure | 1984-05-08 | 500 | Diesel | COMPARTMENT A | Unknown | Asphalt coated or Bare Steel |  |  |  | Removal | 1986-10-01
0-001352 | MOUNTAIN VIEW STATION | 2747 E UNIVERSITY DR | MESA | AZ | 85213 | Maricopa | 1 | Perm Closure | 1988-01-01 | 10000 | Gasoline | COMPARTMENT A | Double Walled | Fiberglass Reinforced Plastic | Pressure | Double Walled | Fiberglass Reinforced Plastic | Removal | 2017-08-04
0-003447 | NACCARATIS CHEVRON STATION | 167462 US HIGHWAY 191 | MORENCI | AZ | 85540 | Greenlee | 1 | Perm Closure | 1966-01-01 | 10000 | Gasoline | COMPARTMENT A |  | Asphalt coated or Bare Steel | Pressure |  | Bare or Galvanized Steel | Removal | 2007-12-05
0-003279 | EXXONMOBIL OIL CORP #12070 | 9906 W THUNDERBIRD BLVD | SUN CITY | AZ | 85351 | Maricopa | 4 | Perm Closure | 1978-01-01 | 8000 | Gasoline | COMPARTMENT A | Single Walled | Asphalt coated or Bare Steel |  |  |  | Removal | 1987-04-29
0-007441 | CIRCLE K STORE #2709157 | 4115 N 91ST AVE | PHOENIX | AZ | 85037 | Maricopa | 1 | Perm Closure | 1989-06-01 | 10000 | Gasoline | COMPARTMENT A | Double Walled | Fiberglass Reinforced Plastic | Pressure |  | Fiberglass Reinforced Plastic | Removal | 2011-01-28
0-007441 | CIRCLE K STORE #2709157 | 4115 N 91ST AVE | PHOENIX | AZ | 85037 | Maricopa | 2 | Perm Closure | 1989-06-01 | 10000 | Gasoline | COMPARTMENT A | Double Walled | Fiberglass Reinforced Plastic | Pressure |  | Fiberglass Reinforced Plastic | Removal | 2011-01-28
0-005240 | RUSSELL PROPERTY |  | STANFIELD |  |  | Pinal | 3 | Perm Closure | 1977-01-01 | 8000 | Gasoline | COMPARTMENT A |  | Asphalt coated or Bare Steel |  |  |  | Removal | 1992-03-17
0-002046 | QUIK MART #9 | 4611 N FLOWING WELLS RD | TUCSON | AZ | 85705 | Pima | 1 | Perm Closure | 1972-04-27 | 10000 | Gasoline | COMPARTMENT A | Single Walled | Asphalt coated or Bare Steel | Suction - Check Valve at the Tank Top |  |  | Removal | 1999-12-14
0-000685 | R AND J BENTLEY CORP PROFIT SHAR | 2950 E JONES AVE | PHOENIX | AZ | 85040 | Maricopa | 2 | Perm Closure | 1977-01-01 | 2000 | Gasoline | COMPARTMENT A |  | Asphalt coated or Bare Steel |  |  |  | Removal | 1991-12-24
0-004969 | D & F SHELL | 6101 E 22ND ST | TUCSON | AZ | 85711 | Pima | 3 | Perm Closure | 1959-05-08 | 6000 | Gasoline | COMPARTMENT A | Double Walled | Asphalt coated or Bare Steel |  |  |  | Removal | 1988-07-21
0-004969 | D & F SHELL | 6101 E 22ND ST | TUCSON | AZ | 85711 | Pima | 9 | Open | 1985-01-01 | 10000 | Diesel | COMPARTMENT A | Single Walled | Fiberglass Reinforced Plastic | Pressure |  | Fiberglass Reinforced Plastic
0-001336 | CIRCLE K #2700854 | 1250 E ASH ST | GLOBE | AZ | 85501 | Gila | 3 | Open | 1996-03-12 | 10000 | Gasoline | COMPARTMENT A | Single Walled | Fiberglass Reinforced Plastic | Pressure | Double Walled | Fiberglass Reinforced Plastic
0-001336 | CIRCLE K #2700854 | 1250 E ASH ST | GLOBE | AZ | 85501 | Gila | 2 | Perm Closure | 1972-01-01 | 10000 | Gasoline | COMPARTMENT A |  | Asphalt coated or Bare Steel |  |  |  | Removal | 1996-03-12
0-001376 | CIRCLE K #1188 | 1643 E BELL RD | PHOENIX | AZ | 85022 | Maricopa | 1 | Perm Closure | 1976-01-01 | 10000 | Gasoline | COMPARTMENT A |  | Asphalt coated or Bare Steel |  |  |  | Removal | 1988-04-18
0-001467 | CIRCLE K #2701728 | 6744 E MCDOWELL RD | SCOTTSDALE | AZ | 85257 | Maricopa | 3 | Open | 1985-01-01 | 10000 | Gasoline | COMPARTMENT A | Single Walled | Fiberglass Reinforced Plastic | Pressure |  | Fiberglass Reinforced Plastic
0-001467 | CIRCLE K #2701728 | 6744 E MCDOWELL RD | SCOTTSDALE | AZ | 85257 | Maricopa | 2 | Open | 1985-01-01 | 10000 | Gasoline | COMPARTMENT A | Single Walled | Fiberglass Reinforced Plastic | Pressure |  | Fiberglass Reinforced Plastic
0-002636 | QUICK AND EASY SHELL | 7602 S MCCLINTOCK DR | TEMPE | AZ | 85284 | Maricopa | 5 | Perm Closure | 1988-10-13 | 1000 | Used Oil/Waste Oil | COMPARTMENT A | Single Walled | Fiberglass Reinforced Plastic | Pressure | Single Walled | Fiberglass Reinforced Plastic | Removal | 2019-05-01
0-000569 | AT&T - CHANDLER HEIGHTS RADIO AZ32 | 16516 E CHANDLER HEIGHTS RD | GILBERT | AZ | 85298 | Maricopa | 1 | Perm Closure | 1972-01-01 | 3000 | Diesel | COMPARTMENT A | Single Walled | Asphalt coated or Bare Steel | Suction - Check Valve at the Tank Top |  | Bare or Galvanized Steel | Removal | 1991-11-30
0-000548 | AT&T - SENECA |  | SENECA |  |  | Gila | 1 | Perm Closure | 1975-01-01 | 3000 | Diesel | COMPARTMENT A |  | Asphalt coated or Bare Steel | Suction - Check Valve at the Tank Top | Single Walled | Bare or Galvanized Steel | Removal | 1992-05-14
0-000570 | AT&T - MESA 1 AZ3340 | 1231 W UNIVERSITY DR | MESA | AZ | 85201 | Maricopa | 4 | Perm Closure | 1972-01-01 | 10000 | Diesel | COMPARTMENT A |  | Asphalt coated or Bare Steel |  |  |  | Removal | 1994-10-14
0-006696 | 76 GAS STATION | 2309 E UNIVERSITY DR | TEMPE | AZ | 85281 | Maricopa | 3 | Open | 1989-01-01 | 12000 | Gasoline | COMPARTMENT A | Double Walled | Fiberglass Reinforced Plastic | Pressure |  | Fiberglass Reinforced Plastic
0-002237 | ANDERSON GENERAL TIRE | 2400 E 2ND AVE | FLAGSTAFF | AZ | 86004 | Coconino | 2 | Perm Closure | 1961-03-15 | 500 | Gasoline | COMPARTMENT A | Single Walled | Asphalt coated or Bare Steel |  |  |  | Removal | 1987-12-01
0-000082 | AIR PRODUCTS & CHEMICALS INC | 4625 S 36TH ST | PHOENIX | AZ | 85040 | Maricopa | 1 | Perm Closure | 1980-01-01 | 10000 | Diesel | COMPARTMENT A |  | Asphalt coated or Bare Steel |  |  |  | Removal | 1987-12-01
0-006588 | PILOT TRAVEL CENTER #328 | 1201 W MAIN ST | QUARTZSITE | AZ | 85346 | La Paz | 6 | Perm Closure | 1988-11-01 | 20000 | Diesel | COMPARTMENT A | Double Walled | Fiberglass Reinforced Plastic | Pressure |  | Fiberglass Reinforced Plastic | Closed in Place | 2001-12-20
0-006588 | PILOT TRAVEL CENTER #328 | 1201 W MAIN ST | QUARTZSITE | AZ | 85346 | La Paz | 2 | Open | 1988-11-01 | 10000 | Gasoline | COMPARTMENT A | Double Walled | Fiberglass Reinforced Plastic | Pressure |  | Fiberglass Reinforced Plastic
0-008232 | BULLHEAD SERVICE | 1126 HIGHWAY 95 | BULLHEAD CITY | AZ | 86429 | Mohave | 3 | Perm Closure | 1966-01-01 | 1000 | Gasoline | COMPARTMENT A | Double Walled | Asphalt coated or Bare Steel | Suction - Check Valve at the Tank Top |  | Bare or Galvanized Steel | Removal | 1995-09-29
0-004256 | TEXACO SELF SERVE | 517 S 17TH AVE | PHOENIX | AZ | 85007 | Maricopa | 2 | Perm Closure | 1983-01-01 | 10000 | Gasoline | COMPARTMENT A |  | Asphalt coated or Bare Steel | Pressure |  | Fiberglass Reinforced Plastic | Removal | 2006-01-06
0-007522 | HATTAR CHEVRON | 6261 E BENSON HWY | TUCSON | AZ | 85756 | Pima | 10 | Perm Closure | 1963-01-01 | 12000 | Gasoline | COMPARTMENT A | Single Walled | Asphalt coated or Bare Steel | Pressure | Double Walled |  | Removal | 1998-12-04
0-007522 | HATTAR CHEVRON | 6261 E BENSON HWY | TUCSON | AZ | 85756 | Pima | 6 | Perm Closure | 1963-01-01 | 550 | New Oil | COMPARTMENT A | Single Walled | Asphalt coated or Bare Steel | Pressure |  | Fiberglass Reinforced Plastic | Removal | 1996-04-03
0-005330 | UNITED DAIRYMEN OF ARIZONA - DAIRY | 2008 S HARDY DR | TEMPE | AZ | 85282 | Maricopa | 3 | Perm Closure | 1966-01-01 | 10000 | Diesel | COMPARTMENT A |  | Asphalt coated or Bare Steel |  |  |  | Removal | 1991-01-08
0-005330 | UNITED DAIRYMEN OF ARIZONA - DAIRY | 2008 S HARDY DR | TEMPE | AZ | 85282 | Maricopa | 6 | Perm Closure | 1966-01-01 | 6000 | Diesel | COMPARTMENT A |  | Asphalt coated or Bare Steel |  |  |  | Removal | 1991-01-08
0-007135 | DUST-TEX SERVICE CO INC | 9205 N 10TH AVE | PHOENIX | AZ | 85021 | Maricopa | 1 | Perm Closure | 2005-06-17 | 5000 | Gasoline | COMPARTMENT A | Single Walled | Asphalt coated or Bare Steel | Suction - Check Valve at the Tank Top | Single Walled | Bare or Galvanized Steel | Removal | 1990-12-13
0-000793 | NORTH HIGH SCHOOL | 1101 E THOMAS RD | PHOENIX | AZ | 85014 | Maricopa | 1 | Perm Closure | 2005-06-17 |  | Unidentified | COMPARTMENT A | Unknown | Unknown |  |  |  | Removal | 1989-06-15
0-010593 | DOLAN SPRINGS CHEVRON | 14097 N PIERCE FERRY RD | DOLAN SPRINGS | AZ | 86441 | Mohave | 2 | Open | 2017-07-03 | 5000 | Diesel | COMPARTMENT A | Double Walled | Fiberglass Reinforced Plastic | Pressure | Double Walled | Flexible
0-000284 | ADOT - CAMP VERDE |  | CAMP VERDE |  |  | Yavapai | 2 | Perm Closure | 1975-01-01 | 2000 | Diesel | COMPARTMENT A |  | Asphalt coated or Bare Steel | Suction - Check Valve at the Tank Top | Single Walled | Bare or Galvanized Steel | Removal | 1999-11-16
0-004652 | 7-ELEVEN #21814 | 885 E 22ND ST | TUCSON | AZ | 85713 | Pima | 1 | Perm Closure | 1985-01-01 | 10000 | Gasoline | COMPARTMENT A | Single Walled | Fiberglass Reinforced Plastic | Pressure |  | Fiberglass Reinforced Plastic | Removal | 2010-10-12
0-006497 | FRY'S #107 | 2380 S 4TH AVE | YUMA | AZ | 85364 | Yuma | 4 | Open | 2013-06-13 | 20000 | Gasoline | COMPARTMENT A | Double Walled | Fiberglass Reinforced Plastic | Pressure |  | Flexible
0-006497 | FRY'S #107 | 2380 S 4TH AVE | YUMA | AZ | 85364 | Yuma | 5 | Open | 2013-06-13 | 10000 | Diesel | COMPARTMENT B | Double Walled | Fiberglass Reinforced Plastic
0-001180 | CIRCLE K #123 | 3860 E PIMA ST | TUCSON | AZ | 85716 | Pima | 1 | Perm Closure | 1968-01-01 | 10000 | Gasoline | COMPARTMENT A |  | Asphalt coated or Bare Steel | Pressure |  |  | Removal | 1992-11-30
0-001188 | CIRCLE K #171 | 1002 W CONGRESS ST | TUCSON | AZ | 85745 | Pima | 1 | Perm Closure | 1969-01-01 | 10000 | Gasoline | COMPARTMENT A |  | Asphalt coated or Bare Steel | Pressure |  |  | Removal | 1998-02-26
0-009371 | FLORENCE COMMUNITY HEALTHCARE | 450 W ADAMSVILLE RD | FLORENCE | AZ | 85132 | Pinal | 2 | Perm Closure | 2000-06-22 | 2000 | Diesel | COMPARTMENT A | Double Walled | Fiberglass Reinforced Plastic | Suction - Check Valve at the Tank Top |  | Bare or Galvanized Steel | Removal | 2018-05-30
0-006246 | C&T OIL #3 | 550 N ALVERNON WAY | TUCSON | AZ | 85711 | Pima | 1 | Perm Closure | 2005-06-17 | 6000 | Gasoline | COMPARTMENT A |  | Asphalt coated or Bare Steel |  |  |  | Removal | 1989-08-01
0-006343 | CAMPBELL MERCANTILE INC | 9098 W PINNACLE PEAK RD | PEORIA | AZ | 85383 | Maricopa | 3 | Perm Closure | 2003-05-19 | 15000 | Gasoline | COMPARTMENT A | Double Walled | Fiberglass Reinforced Plastic | Pressure | Double Walled | Fiberglass Reinforced Plastic | Closed in Place | 2014-08-11
0-000958 | DELUXE RADIATIOR | 10849 N CAVE CREEK RD | PHOENIX | AZ | 85020 | Maricopa | 1 | Open | 1976-01-01 | 1000 | Gasoline | COMPARTMENT A | Single Walled | Asphalt coated or Bare Steel
0-004947 | BLUE STAR GAS STATION | 3774 S 6TH AVE | TUCSON | AZ | 85713 | Pima | 2 | Perm Closure | 1984-01-01 | 10000 | Gasoline | COMPARTMENT A | Double Walled | Fiberglass Reinforced Plastic | Pressure | Double Walled | Fiberglass Reinforced Plastic | Removal | 2016-01-26
0-004974 | THE MARKET | 4811 E SUNRISE DR | TUCSON | AZ | 85718 | Pima | 5 | Perm Closure | 1999-02-25 | 20000 | Gasoline | COMPARTMENT A | Double Walled | Fiberglass Reinforced Plastic | Pressure | Double Walled | Fiberglass Reinforced Plastic | Removal | 2015-08-27
0-004974 | THE MARKET | 4811 E SUNRISE DR | TUCSON | AZ | 85718 | Pima | 3 | Perm Closure | 1986-06-11 | 8000 | Gasoline | COMPARTMENT A | Double Walled | Asphalt coated or Bare Steel | Pressure |  | Bare or Galvanized Steel | Removal | 1998-12-24
0-009627 | SHELL | 6904 N DYSART RD | GLENDALE | AZ | 85307 | Maricopa | 3 | Open | 1999-01-21 | 8000 | Diesel | COMPARTMENT A | Double Walled | Fiberglass Reinforced Plastic | Pressure | Double Walled | Fiberglass Reinforced Plastic
0-009380 | TEXACO #121835 | 3840 E RAY RD | PHOENIX | AZ | 85044 | Maricopa | 2 | Perm Closure | 1998-02-25 | 10000 | Gasoline | COMPARTMENT A | Double Walled | Fiberglass Reinforced Plastic | Pressure | Double Walled | Fiberglass Reinforced Plastic | Removal | 2003-06-26
0-010180 | PARCEL #206-19-011 | 314 W LIVE OAK ST | MIAMI | AZ | 85539 | Gila | 3 | Perm Closure | 2007-07-23 | 4000 | Gasoline | COMPARTMENT A |  | Asphalt coated or Bare Steel |  |  |  | Removal | 2007-05-08
0-001004 | CITY OF CHANDLER - HAHN WATER PRODUCTION FACILITY | 490 E WARNER RD | CHANDLER | AZ | 85225 | Maricopa | 1 | Perm Closure | 1986-01-01 | 2000 | Diesel | COMPARTMENT A | Double Walled | Fiberglass Reinforced Plastic | Suction - Check Valve at the Dispenser | Single Walled | Bare or Galvanized Steel | Removal | 2016-01-28
0-010182 | APACHE JUNCTION RETAIL DEVELOPMENT | 994 W APACHE TRL | APACHE JUNCTION | AZ | 85120 | Pinal | 1 | Perm Closure | 1967-01-01 | 10000 | Gasoline | COMPARTMENT A |  | Asphalt coated or Bare Steel |  |  |  | Removal | 2007-07-18
0-010193 | FRYS FUEL CENTER #89 | 11415 W BUCKEYE RD | AVONDALE | AZ | 85323 | Maricopa | 1 | Open | 2007-08-01 | 8000 | Diesel | COMPARTMENT B | Double Walled | Fiberglass Reinforced Plastic
0-010665 | RCC CAR RENTAL | 1805 E SKY HARBOR CIR S | PHOENIX | AZ | 85034 | Maricopa | 2 | Open | 2019-04-12 | 30000 | Gasoline (UL) | COMPARTMENT A | Double Walled | Fiberglass Reinforced Plastic
0-000896 | SUNSHINE TIRE | 8055 E MAIN ST | MESA | AZ | 85207 | Maricopa | 3 | Perm Closure | 1966-01-01 | 5000 | Unidentified | COMPARTMENT A |  | Asphalt coated or Bare Steel |  |  |  | Removal | 1988-08-13
0-004733 | STANDAGE CONCRETE INC | 1059 S LEWIS | MESA | AZ | 85210 | Maricopa | 2 | Perm Closure | 1974-01-01 | 500 | Gasoline | COMPARTMENT A | Single Walled | Asphalt coated or Bare Steel |  |  |  | Removal | 1988-12-22
0-003313 | STONE CABIN | 31366 N US HIGHWAY 95 | YUMA | AZ | 85364 | Yuma | 3 | Perm Closure | 1976-01-01 | 500 | Gasoline (Leaded) | COMPARTMENT A | Single Walled | Asphalt coated or Bare Steel |  |  |  | Removal | 2019-04-24
0-003287 | KINGMAN TIRE | 1302 W BEALE ST | KINGMAN | AZ | 86401 | Mohave | 1 | Perm Closure | 1968-01-01 | 3000 | Gasoline | COMPARTMENT A |  | Asphalt coated or Bare Steel | Pressure |  | Fiberglass Reinforced Plastic | Removal | 1999-04-15
0-003287 | KINGMAN TIRE | 1302 W BEALE ST | KINGMAN | AZ | 86401 | Mohave | 3 | Perm Closure | 1973-01-01 | 3000 | Gasoline | COMPARTMENT A |  | Asphalt coated or Bare Steel | Pressure |  |  | Removal | 1999-04-15
0-009678 | SIERRA BLANCA RANCH |  | ALPINE |  |  | Apache | 2 | Perm Closure | 2005-06-17 | 2000 | Diesel | COMPARTMENT A | Double Walled | Asphalt coated or Bare Steel | Gravity Feed |  | Copper | Removal | 2000-10-19
0-007496 | MCMULLEN VALLEY SITE 4 |  | WENDEN |  |  | La Paz | 1 | Perm Closure | 2005-06-17 | 2000 | Gasoline | COMPARTMENT A |  | Asphalt coated or Bare Steel | Suction - Check Valve at the Tank Top |  | Bare or Galvanized Steel | Removal | 1992-04-03
0-010668 | PARCEL NO #125-08-104A | 2445 E BROADWAY BLVD | TUCSON | AZ | 85719 | Pima | 2 | Perm Closure | 2019-04-23 | 300 | Unidentified | COMPARTMENT A | Single Walled | Asphalt coated or Bare Steel | No Piping |  |  | Removal | 2019-02-28
0-002134 | WELLS FARGO BANK | 1305 W 23RD ST | TEMPE | AZ | 85282 | Maricopa | 1 | Perm Closure | 1979-05-07 | 10000 | Gasoline | COMPARTMENT A | Single Walled | Asphalt coated or Bare Steel | Pressure |  | Bare or Galvanized Steel | Removal | 1987-02-01
0-006073 | WESTERN STUCCO PRODUCTS CO INC | 6101 N 53RD DR | GLENDALE | AZ | 85301 | Maricopa | 2 | Perm Closure | 1982-03-25 | 1000 | Gasoline | COMPARTMENT A | Unknown | Unknown |  |  |  | Removal | 1989-12-12
0-001711 | WESTSIDE MINI STORAGE | 2515 N DYSART RD | AVONDALE | AZ | 85323 | Maricopa | 1 | Perm Closure | 1976-01-01 | 550 | Gasoline | COMPARTMENT A |  | Asphalt coated or Bare Steel | Suction - Check Valve at the Tank Top |  |  | Removal | 1992-03-25
0-000579 | VALET AUTO SERVICE | 2901 N STONE AVE | TUCSON | AZ | 85705 | Pima | 2 | Perm Closure | 2005-06-17 |  | Gasoline | COMPARTMENT A | Unknown | Unknown |  |  |  | Removal | 1986-07-16
0-000579 | VALET AUTO SERVICE | 2901 N STONE AVE | TUCSON | AZ | 85705 | Pima | 3 | Perm Closure | 2005-06-17 |  | Gasoline | COMPARTMENT A | Unknown | Unknown |  |  |  | Removal | 1986-07-16
0-005532 | VASQUEZ BROTHERS TRUCKING INC | 5150 S HECKETHORN RD | FLAGSTAFF | AZ | 86005 | Coconino | 1 | Perm Closure | 1978-02-25 | 8000 | Diesel | COMPARTMENT A | Unknown | Asphalt coated or Bare Steel | Suction - Check Valve at the Tank Top |  |  | Removal | 2001-07-20
0-003681 | VERDE PEPSI-COLA | 250 RINCON DR | CLARKDALE | AZ | 86324 | Yavapai | 1 | Perm Closure | 1979-01-01 | 1000 | Gasoline | COMPARTMENT A |  | Asphalt coated or Bare Steel |  |  |  | Removal | 1990-06-25
0-005360 | USDA FS - PINEDALE WORK |  | PINEDALE |  |  | Navajo | 2 | Perm Closure | 1966-03-28 | 2000 | Diesel | COMPARTMENT A | Unknown | Asphalt coated or Bare Steel |  |  |  | Removal | 1990-11-02
0-006602 | USA CARWASH & GAS | 6001 N 19TH AVE | PHOENIX | AZ | 85015 | Maricopa | 1 | Perm Closure | 1972-01-01 | 7500 | Gasoline | COMPARTMENT A |  | Asphalt coated or Bare Steel | Pressure |  |  | Closed in Place | 2006-05-08
0-000071 | VACANT | 2916 E JONES AVE | PHOENIX | AZ | 85040 | Maricopa | 2 | Perm Closure | 1975-01-01 | 1000 | Diesel | COMPARTMENT A | Single Walled | Asphalt coated or Bare Steel | Suction - Check Valve at the Tank Top | Single Walled | Bare or Galvanized Steel | Removal | 1991-12-24
0-000071 | VACANT | 2916 E JONES AVE | PHOENIX | AZ | 85040 | Maricopa | 1 | Perm Closure | 1975-01-01 | 1000 | Gasoline | COMPARTMENT A | Single Walled | Asphalt coated or Bare Steel | Suction - Check Valve at the Tank Top | Single Walled | Bare or Galvanized Steel | Removal | 1991-12-24
0-002422 | HALLUM MOBIL | 2125 N 4TH ST | FLAGSTAFF | AZ | 86004 | Coconino | 1 | Perm Closure | 1976-04-09 | 10000 | Gasoline | COMPARTMENT A | Single Walled | Asphalt coated or Bare Steel |  |  |  | Removal | 1988-08-01
0-005839 | HANKS TRADING POST | 31926 N US HIGHWAY 89 | FLAGSTAFF | AZ | 86004 | Coconino | 3 | Open | 1998-05-12 | 4000 | Gasoline | COMPARTMENT A | Double Walled | Composite (Steel/Fiberglass) | Pressure | Double Walled | Flexible
0-009179 | MARY C O''BRIAN ELEMENTARY SCHOOL | 1400 N ELEVEN MILE CORNER RD | ELEVEN MILE CORNER | AZ | 85194 | Pinal | 1 | Perm Closure | 2005-06-17 | 4000 | Gasoline | COMPARTMENT A | Unknown | Asphalt coated or Bare Steel |  |  |  | Removal | 1997-11-13
0-002784 | SPEEDWAY #2996 | 6500 S 12TH AVE | TUCSON | AZ | 85756 | Pima | 2 | Open | 1976-04-08 | 10000 | Gasoline | COMPARTMENT A | Single Walled | Asphalt coated or Bare Steel | Pressure |  | Fiberglass Reinforced Plastic
0-002269 | CITY OF GLENDALE - FIRE STATION #153 | 14061 N 59TH AVE | GLENDALE | AZ | 85306 | Maricopa | 2 | Perm Closure | 1972-01-01 | 2000 | Gasoline | COMPARTMENT A |  | Asphalt coated or Bare Steel | Pressure |  | Bare or Galvanized Steel | Removal | 1992-08-06
0-008321 | LAZY BONES RV PARK | 9555 N CASA GRANDE HWY | TUCSON | AZ | 85743 | Pima | 1 | Perm Closure | 1969-01-01 | 3000 | Gasoline | COMPARTMENT A | Unknown | Asphalt coated or Bare Steel | Suction - Check Valve at the Tank Top |  |  | Removal | 1994-05-13
0-001689 | LONG TEXACO STATION | 1028 N BROAD ST | GLOBE | AZ | 85501 | Gila | 4 | Perm Closure | 1960-01-01 | 800 | Used Oil/Waste Oil | COMPARTMENT A | Single Walled | Asphalt coated or Bare Steel |  |  |  | Removal | 2006-02-01
0-001551 | CITIZEN'S UTILITIES - KINGMAN OFFICE | 2730 E ANDY DEVINE AVE | KINGMAN | AZ | 86401 | Mohave | 1 | Perm Closure | 1983-01-01 | 1000 | Gasoline | COMPARTMENT A |  | Asphalt coated or Bare Steel | Suction - Check Valve at the Tank Top |  |  | Removal | 1991-02-05
0-002855 | KLEINDALE ASSOCIATES | 3442 E KLEINDALE RD | TUCSON | AZ | 85716 | Pima | 2 | Perm Closure | 1966-02-14 | 1500 | Diesel | COMPARTMENT A | Double Walled | Asphalt coated or Bare Steel |  |  |  | Removal | 1988-11-23
0-002170 | L B FOSTER COMPANY | 250 S 59TH AVE | PHOENIX | AZ | 85043 | Maricopa | 2 | Perm Closure | 1976-04-29 | 10000 | Diesel | COMPARTMENT A | Single Walled | Asphalt coated or Bare Steel |  |  |  | Removal | 1988-10-12
0-007635 | JOHN VICKERS | 4823 N 19TH AVE | PHOENIX | AZ | 85015 | Maricopa | 3 | Perm Closure | 2005-06-17 | 3000 | Gasoline | COMPARTMENT A | Unknown | Asphalt coated or Bare Steel | Gravity Feed |  | Bare or Galvanized Steel | Removal | 1991-12-05
0-007635 | JOHN VICKERS | 4823 N 19TH AVE | PHOENIX | AZ | 85015 | Maricopa | 2 | Perm Closure | 2005-06-17 | 1000 | Gasoline | COMPARTMENT A | Unknown | Asphalt coated or Bare Steel | Gravity Feed |  | Bare or Galvanized Steel | Removal | 1991-12-05
0-009441 | TL QIK GAS & FOOD MART | 1000 E OLD WEST HWY | APACHE JUNCTION | AZ | 85119 | Pinal | 2 | Open | 1989-01-01 | 8000 | Gasoline | COMPARTMENT A | Double Walled | Composite (Steel/Fiberglass) | Pressure |  | Fiberglass Reinforced Plastic
0-001834 | ALVERNON SHELL | 1711 N ALVERNON WAY | TUCSON | AZ | 85712 | Pima | 5 | Perm Closure | 1978-01-01 | 10000 | E-85 | COMPARTMENT A | Single Walled | Asphalt coated or Bare Steel | Pressure |  | Fiberglass Reinforced Plastic | Removal | 2015-01-20
0-001834 | ALVERNON SHELL | 1711 N ALVERNON WAY | TUCSON | AZ | 85712 | Pima | 2 | Perm Closure | 1978-01-01 | 12000 | Gasoline | COMPARTMENT A | Single Walled | Asphalt coated or Bare Steel | Pressure |  | Fiberglass Reinforced Plastic | Removal | 2015-01-20
0-001834 | ALVERNON SHELL | 1711 N ALVERNON WAY | TUCSON | AZ | 85712 | Pima | 3 | Perm Closure | 1978-01-01 | 12000 | Gasoline | COMPARTMENT A | Single Walled | Asphalt coated or Bare Steel | Pressure |  | Fiberglass Reinforced Plastic | Removal | 2015-01-20
0-001834 | ALVERNON SHELL | 1711 N ALVERNON WAY | TUCSON | AZ | 85712 | Pima | 4 | Perm Closure | 1978-01-01 | 12000 | Biodiesel | COMPARTMENT A | Single Walled | Asphalt coated or Bare Steel | Pressure |  | Fiberglass Reinforced Plastic | Removal | 2015-01-20
0-010245 | NAVAJO APN 103-34-013 | 901 E SECOND ST | WINSLOW | AZ | 86047 | Navajo | 1 | Perm Closure | 2008-09-02 | 1000 | Gasoline | COMPARTMENT A |  | Asphalt coated or Bare Steel |  |  |  | Removal | 2008-05-28
0-003918 | PINAL COUNTY - RIVERSIDE - KELVIN YARD | 54894 E FLORENCE KELVIN HWY | KELVIN | AZ | 85137 | Pinal | 1 | Perm Closure | 1979-01-01 | 6000 | Gasoline | COMPARTMENT A | Single Walled | Asphalt coated or Bare Steel | Suction - Check Valve at the Tank Top | Single Walled | Bare or Galvanized Steel | Removal | 1996-12-19
0-001707 | MINERAL PARK MINE | 8275 N MINERAL PARK RD | GOLDEN VALLEY | AZ | 86413 | Mohave | 1 | Perm Closure | 1966-01-01 | 12000 | Gasoline | COMPARTMENT A |  | Asphalt coated or Bare Steel |  |  |  | Removal | 1990-10-10
0-002902 | BISBEE MUNICIPAL AIRPORT |  | BISBEE |  |  | Cochise | 3 | Perm Closure | 1980-01-01 | 8000 | Gasoline | COMPARTMENT A | Single Walled | Asphalt coated or Bare Steel | Suction - Check Valve at the Tank Top |  |  | Closed in Place | 1996-10-22
0-005090 | SOUTHWEST PETROLEUM WASTE MANAGEMENT | 3839 W BUCKEYE RD | PHOENIX | AZ | 85009 | Maricopa | 2 | Perm Closure | 1971-01-01 | 7000 | Diesel | COMPARTMENT A | Double Walled | Composite (Steel/Fiberglass) | Pressure |  | Bare or Galvanized Steel | Removal | 1994-01-11
0-002818 | ASP - SAFFORD COMPLEX | 896 S COOK RD | SAFFORD | AZ | 85546 | Graham | 1 | Perm Closure | 1987-05-08 | 1000 | Diesel | COMPARTMENT A | Double Walled | Fiberglass Reinforced Plastic |  |  |  | Removal | 1990-08-23
0-008421 | TUMBLEWEED CORNER | 501 N FRONTAGE RD | SUNSITES | AZ | 85625 | Cochise | 1 | Perm Closure | 1988-01-01 | 6000 | Gasoline | COMPARTMENT A |  | Asphalt coated or Bare Steel | Pressure |  | Bare or Galvanized Steel | Removal | 1997-12-16
0-000901 | SPEEDWAY STORE #2951 | 910 S BEELINE HWY | PAYSON | AZ | 85541 | Gila | 3 | Perm Closure | 1985-01-01 | 12000 | Gasoline | COMPARTMENT A | Double Walled | Fiberglass Reinforced Plastic | Pressure | Double Walled | Fiberglass Reinforced Plastic | Removal | 2003-12-02
0-005311 | UNOCAL #6020 | 2225 W GRANT ST | PHOENIX | AZ | 85009 | Maricopa | 2 | Perm Closure | 1969-01-01 | 10000 | Gasoline | COMPARTMENT A | Single Walled | Asphalt coated or Bare Steel | Pressure |  | Fiberglass Reinforced Plastic | Removal | 1992-01-21
0-000381 | SWIFT AVIATION SERVICES INC | 2730 E SKY HARBOR BLVD | PHOENIX | AZ | 85034 | Maricopa | 1 | Perm Closure | 1985-11-01 | 12000 | Gasoline | COMPARTMENT A | Double Walled | Fiberglass Reinforced Plastic | Suction - Check Valve at the Tank Top |  | Fiberglass Reinforced Plastic | Removal | 2004-05-04
0-009946 | MARTHA LINDA DAIRY | 12239 E OCOTILLO RD | CHANDLER | AZ | 85249 | Maricopa | 1 | Perm Closure | 1969-01-01 | 1500 | Diesel | COMPARTMENT A | Unknown | Asphalt coated or Bare Steel |  |  |  | Removal | 2002-10-10
0-009598 | 7-ELEVEN #32392 | 3151 E CHANDLER BLVD | PHOENIX | AZ | 85048 | Maricopa | 1 | Perm Closure | 1999-08-01 | 15000 | Gasoline | COMPARTMENT A | Double Walled | Fiberglass Reinforced Plastic | Pressure | Double Walled | Flexible | Removal | 2003-11-08
0-008948 | THOMPSON'S MOHAVE MUFFLER | 1918 E ANDY DEVINE AVE | KINGMAN | AZ | 86401 | Mohave | 2 | Perm Closure | 2005-06-17 |  | Unidentified | COMPARTMENT A | Single Walled | Asphalt coated or Bare Steel | Suction - Check Valve at the Tank Top | Single Walled | Bare or Galvanized Steel | Closed in Place | 1964-01-01
0-008948 | THOMPSON'S MOHAVE MUFFLER | 1918 E ANDY DEVINE AVE | KINGMAN | AZ | 86401 | Mohave | 1 | Perm Closure | 2005-06-17 |  | Unidentified | COMPARTMENT A | Single Walled | Asphalt coated or Bare Steel | Suction - Check Valve at the Tank Top | Single Walled | Bare or Galvanized Steel | Closed in Place | 1964-01-01
0-006527 | WATSON CHEVROLET | 625 W AUTO MALL DR | TUCSON | AZ | 85705 | Pima | 2 | Perm Closure | 1988-03-30 | 2000 | Used Oil/Waste Oil | COMPARTMENT A | Double Walled | Composite (Steel/Fiberglass) | Gravity Feed |  | Bare or Galvanized Steel | Removal | 1994-07-19
0-006527 | WATSON CHEVROLET | 625 W AUTO MALL DR | TUCSON | AZ | 85705 | Pima | 6 | Perm Closure | 1988-03-30 | 550 | Unidentified | COMPARTMENT A | Double Walled | Composite (Steel/Fiberglass) | Suction - Check Valve at the Tank Top |  | Bare or Galvanized Steel | Removal | 1994-07-19
0-006527 | WATSON CHEVROLET | 625 W AUTO MALL DR | TUCSON | AZ | 85705 | Pima | 5 | Perm Closure | 1988-03-30 | 1000 | Unidentified | COMPARTMENT A | Double Walled | Composite (Steel/Fiberglass) | Suction - Check Valve at the Tank Top |  | Bare or Galvanized Steel | Removal | 1994-07-19
0-010294 | FRYS FUEL CENTER #21 | 695 E GRANT RD | TUCSON | AZ | 85705 | Pima | 1 | Open | 2009-02-12 | 20000 | Gasoline | COMPARTMENT A | Double Walled | Fiberglass Reinforced Plastic | Pressure | Double Walled | Flexible
0-010295 | FOOTHILLS RETAIL PLAZA | 2120 W INA RD | TUCSON | AZ | 85741 | Pima | 1 | Perm Closure | 1983-01-01 | 4000 | Gasoline | COMPARTMENT A | Double Walled | Fiberglass Reinforced Plastic | Pressure | Double Walled | Fiberglass Reinforced Plastic | Removal | 2017-06-29
0-010325 | QUIKTRIP #493 | 3445 W BASELINE RD | PHOENIX | AZ | 85339 | Maricopa | 3 | Open | 2009-09-03 | 12000 | Diesel | COMPARTMENT B | Double Walled | Fiberglass Reinforced Plastic | Pressure | Double Walled | Fiberglass Reinforced Plastic
0-010304 | COBBLESTONE #30 | 22111 N SCOTTSDALE RD | SCOTTSDALE | AZ | 85255 | Maricopa | 2 | Open | 2008-07-01 | 10000 | Gasoline | COMPARTMENT A | Double Walled | Fiberglass Reinforced Plastic | Pressure | Double Walled | Fiberglass Reinforced Plastic
0-010371 | FRYS FUEL CENTER #109 | 2115 HIGHWAY 60 | MIAMI | AZ | 85539 | Gila | 2 | Open | 2010-03-12 | 10000 | Diesel | COMPARTMENT B | Double Walled | Fiberglass Reinforced Plastic | Pressure | Double Walled | Flexible
0-009638 | VALERO IN THE ZONE XVI | 1570 S GILBERT RD | GILBERT | AZ | 85296 | Maricopa | 1 | Open | 1999-06-14 | 15000 | Gasoline (UL) | COMPARTMENT A | Double Walled | Fiberglass Reinforced Plastic | Pressure | Double Walled | Fiberglass Reinforced Plastic
0-000780 | WATSON CHEVRON | 6 S MILTON RD | FLAGSTAFF | AZ | 86001 | Coconino | 4 | Perm Closure | 1972-01-01 | 500 | Used Oil/Waste Oil | COMPARTMENT A | Single Walled | Asphalt coated or Bare Steel | Gravity Feed | Single Walled | Bare or Galvanized Steel | Removal | 1996-02-07
0-004295 | SRP - WEST VALLEY GARAGE | 221 N 79TH AVE | TOLLESON | AZ | 85353 | Maricopa | 2 | Perm Closure | 1987-02-06 | 10000 | Diesel | COMPARTMENT A | Unknown | Fiberglass Reinforced Plastic | Pressure |  |  | Removal | 1993-08-31
0-004295 | SRP - WEST VALLEY GARAGE | 221 N 79TH AVE | TOLLESON | AZ | 85353 | Maricopa | 11 | Perm Closure | 1987-02-06 | 550 | New Oil | COMPARTMENT A | Unknown | Fiberglass Reinforced Plastic |  |  |  | Removal | 1990-06-15
0-001268 | CIRCLE K #599 | 1440 W BELL RD | PHOENIX | AZ | 85023 | Maricopa | 5 | Open | 1994-10-25 | 10000 | Gasoline | COMPARTMENT A | Double Walled | Fiberglass Reinforced Plastic | Pressure | Double Walled | Fiberglass Reinforced Plastic
0-000713 | BERGE FORD | 260 E MAIN ST | MESA | AZ | 85201 | Maricopa | 7 | Perm Closure | 1961-01-01 | 300 | Unidentified | COMPARTMENT A | Single Walled | Asphalt coated or Bare Steel |  |  |  | Removal | 1991-07-12
0-000203 | CHEVRON #9-0433 | 702 E VAN BUREN ST | PHOENIX | AZ | 85006 | Maricopa | 3 | Perm Closure | 1958-01-01 | 8000 | Gasoline | COMPARTMENT A |  | Asphalt coated or Bare Steel |  |  |  | Removal | 1987-11-01
0-001111 | FAMILY DOLLAR #6541 | 302 W ALDEN RD | KEARNY | AZ | 85137 | Pinal | 5 | Perm Closure | 1959-01-01 | 550 | Used Oil/Waste Oil | COMPARTMENT A |  | Asphalt coated or Bare Steel |  |  |  | Removal | 1989-06-21
0-001111 | FAMILY DOLLAR #6541 | 302 W ALDEN RD | KEARNY | AZ | 85137 | Pinal | 3 | Perm Closure | 1959-01-01 | 4000 | Gasoline | COMPARTMENT A |  | Asphalt coated or Bare Steel |  |  |  | Removal | 1989-06-21
0-001111 | FAMILY DOLLAR #6541 | 302 W ALDEN RD | KEARNY | AZ | 85137 | Pinal | 6 | Perm Closure | 1989-06-01 | 8000 | Gasoline | COMPARTMENT A | Double Walled | Composite (Steel/Fiberglass) | Pressure |  | Fiberglass Reinforced Plastic | Removal | 2004-05-18
0-001111 | FAMILY DOLLAR #6541 | 302 W ALDEN RD | KEARNY | AZ | 85137 | Pinal | 2 | Perm Closure | 1959-01-01 | 6000 | Gasoline | COMPARTMENT A |  | Asphalt coated or Bare Steel |  |  |  | Removal | 1989-06-21
0-000573 | AT&T - CASA GRANDE |  | CASA GRANDE |  |  | Pinal | 1 | Perm Closure | 1970-01-01 | 12000 | Diesel | COMPARTMENT A | Single Walled | Asphalt coated or Bare Steel | Suction - Check Valve at the Tank Top | Single Walled | Bare or Galvanized Steel | Removal | 1991-11-18
0-005023 | TRAILWAYS | 114 W ROUTE 66 | FLAGSTAFF | AZ | 86001 | Coconino | 1 | Perm Closure | 1956-01-01 | 10000 | Diesel | COMPARTMENT A |  | Asphalt coated or Bare Steel |  |  |  | Removal | 1986-12-01
0-010328 | FRYS FUEL CENTER #75 | 3271 S HIGLEY RD | GILBERT | AZ | 85297 | Maricopa | 1 | Open | 2009-06-25 | 20000 | Gasoline | COMPARTMENT A | Double Walled | Fiberglass Reinforced Plastic | Pressure | Double Walled | Flexible
0-010395 | QUIKTRIP #442 | 2010 S ARIZONA AVE | CHANDLER | AZ | 85286 | Maricopa | 3 | Open | 2010-09-30 | 12000 | Diesel | COMPARTMENT A | Double Walled | Fiberglass Reinforced Plastic | Pressure | Double Walled | Fiberglass Reinforced Plastic
0-005568 | SQUARE G ENTERPRISES | 2357 W BROADWAY RD | MESA | AZ | 85202 | Maricopa | 3 | Perm Closure | 1985-01-01 | 2000 | Used Oil/Waste Oil | COMPARTMENT A | Single Walled | Asphalt coated or Bare Steel | Gravity Feed | Single Walled | Bare or Galvanized Steel | Removal | 1994-10-14
0-000147 | ANTELOPE UNION HIGH SCHOOL | 9168 S AVENUE 36 E | WELLTON | AZ | 85356 | Yuma | 1 | Perm Closure | 1974-01-01 | 5000 | Diesel | COMPARTMENT A |  | Asphalt coated or Bare Steel |  |  |  | Removal | 1991-06-01
0-001085 | CHEVRON #9-2898 | 1926 N SCOTTSDALE RD | TEMPE | AZ | 85281 | Maricopa | 7 | Perm Closure | 1987-01-01 | 10000 | Gasoline | COMPARTMENT A | Double Walled | Fiberglass Reinforced Plastic | Pressure | Double Walled | Fiberglass Reinforced Plastic | Removal | 2005-01-18
0-003210 | CIRCLE K STORE #2709170 | 10200 N SCOTTSDALE RD | SCOTTSDALE | AZ | 85253 | Maricopa | 8 | Open | 2019-01-03 | 8000 | Diesel | COMPARTMENT A | Double Walled | Fiberglass Reinforced Plastic | Pressure | Double Walled | Fiberglass Reinforced Plastic
0-008014 | CIRCLE K #5294 | 755 W WARNER RD | GILBERT | AZ | 85233 | Maricopa | 4 | Open | 1991-07-01 | 10000 | Diesel | COMPARTMENT A | Single Walled | Fiberglass Reinforced Plastic | Pressure | Single Walled | Fiberglass Reinforced Plastic
0-000048 | USDOT FAA - COCHISE VORTAC |  | KANSAS SETTLEMENT |  |  | Cochise | 1 | Perm Closure | 1977-01-01 | 1000 | Diesel | COMPARTMENT A |  | Asphalt coated or Bare Steel |  |  |  | Removal | 1995-07-11
0-001988 | CASA ADOBE EXXON | 7201 N ORACLE RD | TUCSON | AZ | 85704 | Pima | 2 | Perm Closure | 1966-01-01 | 8000 | Gasoline | COMPARTMENT A |  | Asphalt coated or Bare Steel | Pressure | Single Walled | Bare or Galvanized Steel | Removal | 1999-01-07
0-001988 | CASA ADOBE EXXON | 7201 N ORACLE RD | TUCSON | AZ | 85704 | Pima | 3 | Perm Closure | 1966-01-01 | 8000 | Gasoline | COMPARTMENT A |  | Asphalt coated or Bare Steel | Pressure | Single Walled | Bare or Galvanized Steel | Removal | 1999-01-07
0-001988 | CASA ADOBE EXXON | 7201 N ORACLE RD | TUCSON | AZ | 85704 | Pima | 5 | Perm Closure | 1968-01-01 | 550 | Used Oil/Waste Oil | COMPARTMENT A |  | Asphalt coated or Bare Steel | Gravity Feed | Single Walled | Bare or Galvanized Steel | Removal | 1999-01-07
0-008668 | DENTON INVESTMENTS INC | 3045 N 1ST AVE | TUCSON | AZ | 85719 | Pima | 1 | Perm Closure | 2005-06-17 | 550 | Used Oil/Waste Oil | COMPARTMENT A |  | Asphalt coated or Bare Steel | Gravity Feed |  | Bare or Galvanized Steel | Removal | 1995-07-19
0-002187 | FRITO-LAY - CASA GRANDE FACILITY | 1450 W MARICOPA HWY | CASA GRANDE | AZ | 85193 | Pinal | 3 | Perm Closure | 1984-01-01 | 500 | Used Oil/Waste Oil | COMPARTMENT A | Single Walled | Asphalt coated or Bare Steel |  |  |  | Removal | 1995-08-01
0-002904 | TUCSON ESTATES UNIT 4 - LOT 73 | 3085 S KINNEY RD | TUCSON | AZ | 85713 | Pima | 4 | Perm Closure | 1970-01-01 | 300 | Used Oil/Waste Oil | COMPARTMENT A |  | Asphalt coated or Bare Steel |  |  |  | Removal | 1996-02-21
0-001242 | CIRCLE K #505 | 15414 N 67TH AVE | GLENDALE | AZ | 85306 | Maricopa | 3 | Perm Closure | 1970-01-01 | 10000 | Gasoline | COMPARTMENT A |  | Asphalt coated or Bare Steel |  |  |  | Removal | 1999-02-23
0-000566 | AT&T - MESA FACILITY | 1301 W UNIVERSITY DR | MESA | AZ | 85201 | Maricopa | 4 | Open | 1998-01-12 | 20000 | Diesel | COMPARTMENT A | Double Walled | Composite (Steel/Fiberglass) | Suction - Check Valve at the Tank Top | Double Walled
0-004101 | GIANT #667 | 6466 HIGHWAY 77 | DUDLEYVILLE | AZ | 85192 | Pinal | 4 | Perm Closure | 1996-08-23 | 4000 | Diesel | COMPARTMENT C | Double Walled | Composite (Steel/Fiberglass) | Pressure | Double Walled | Fiberglass Reinforced Plastic | Removal | 2017-12-05
0-006702 | PARCEL 103-02-731G | 7880 E STATE ROUTE 69 | PRESCOTT VALLEY | AZ | 86314 | Yavapai | 9 | Perm Closure | 1994-06-23 | 12000 | Diesel | COMPARTMENT A | Double Walled | Fiberglass Reinforced Plastic | Pressure | Double Walled | Fiberglass Reinforced Plastic | Removal | 2014-10-16
0-004337 | CIRCLE K #8553 | 1605 E BELL RD | PHOENIX | AZ | 85022 | Maricopa | 3 | Open | 1988-02-03 | 10000 | Gasoline | COMPARTMENT A | Double Walled | Fiberglass Reinforced Plastic | Pressure |  | Fiberglass Reinforced Plastic
0-003244 | MOBIL 18-MKH | 1960 E MAIN ST | MESA | AZ | 85203 | Maricopa | 7 | Perm Closure | 1988-09-01 | 12000 | Gasoline | COMPARTMENT A |  | Fiberglass Reinforced Plastic | Pressure |  | Fiberglass Reinforced Plastic | Removal | 1992-05-07
0-004592 | SOUTHERN PACIFIC TRANSPORTATION - WELLTON RAILROAD YRD | NO ADDRESS ON RECORD | WELLTON | AZ | 85356 | Yuma | 2 | Perm Closure | 1976-05-06 | 2500 | Gasoline | COMPARTMENT A | Double Walled | Asphalt coated or Bare Steel |  |  |  | Removal | 1990-02-01
0-004592 | SOUTHERN PACIFIC TRANSPORTATION - WELLTON RAILROAD YRD | NO ADDRESS ON RECORD | WELLTON | AZ | 85356 | Yuma | 3 | Perm Closure | 1976-05-06 | 4000 | Used Oil/Waste Oil | COMPARTMENT A | Unknown | Unknown |  |  |  | Removal | 1990-02-23
0-008343 | PRESCOTT MOUNTAIN VALLEY PARK |  | PRESCOTT VALLEY |  |  | Yavapai | 1 | Perm Closure | 2005-06-17 | 1000 | Diesel | COMPARTMENT A | Unknown | Asphalt coated or Bare Steel |  |  |  | Removal | 1994-04-06
0-001081 | PEBBLESTONE MARKET | 3399 N SCOTTSDALE RD | SCOTTSDALE | AZ | 85251 | Maricopa | 2 | Perm Closure | 1972-01-01 | 5000 | Gasoline | COMPARTMENT A |  | Fiberglass Reinforced Plastic |  |  |  | Removal | 1999-01-27
0-008408 | PILOT TRAVEL CENTER #1215 | 48710 VICKSBURG RD | SALOME | AZ | 85348 | La Paz | 3 | Open | 2005-06-17 | 12000 | Gasoline (PUL) | COMPARTMENT A | Single Walled | Asphalt coated or Bare Steel | Pressure |  | Fiberglass Reinforced Plastic
0-008408 | PILOT TRAVEL CENTER #1215 | 48710 VICKSBURG RD | SALOME | AZ | 85348 | La Paz | 1 | Open | 2005-06-17 | 12000 | Gasoline (UL) | COMPARTMENT A | Single Walled | Asphalt coated or Bare Steel | Pressure |  | Fiberglass Reinforced Plastic
0-000524 | ARCO #5249 | 2915 W MCDOWELL RD | PHOENIX | AZ | 85009 | Maricopa | 5 | Perm Closure | 1993-10-01 | 10000 | Gasoline | COMPARTMENT A | Double Walled | Fiberglass Reinforced Plastic | Pressure | Double Walled | Fiberglass Reinforced Plastic | Removal | 2003-09-25
0-000524 | ARCO #5249 | 2915 W MCDOWELL RD | PHOENIX | AZ | 85009 | Maricopa | 7 | Perm Closure | 1993-10-01 | 10000 | Gasoline | COMPARTMENT A | Double Walled | Fiberglass Reinforced Plastic | Pressure | Double Walled | Fiberglass Reinforced Plastic | Removal | 2003-09-25
0-003267 | FREEWAY TEXACO | 1203 W REX ALLEN DR | WILLCOX | AZ | 85643 | Cochise | 3 | Perm Closure | 1972-01-01 | 6000 | Gasoline | COMPARTMENT A |  | Asphalt coated or Bare Steel |  |  |  | Removal | 1995-02-06
0-003267 | FREEWAY TEXACO | 1203 W REX ALLEN DR | WILLCOX | AZ | 85643 | Cochise | 5 | Open | 1995-05-18 | 12000 | Gasoline | COMPARTMENT A | Double Walled | Fiberglass Reinforced Plastic | Pressure | Double Walled | Flexible
0-003267 | FREEWAY TEXACO | 1203 W REX ALLEN DR | WILLCOX | AZ | 85643 | Cochise | 6 | Open | 1995-05-18 | 6000 | Gasoline | COMPARTMENT A | Double Walled | Fiberglass Reinforced Plastic
0-002368 | GRAND CANYON HIGH SCHOOL | 1 BOULDER ST | GRAND CANYON | AZ | 86023 | Coconino | 5 | Perm Closure | 1971-03-14 | 10000 | Diesel | COMPARTMENT A | Single Walled | Asphalt coated or Bare Steel |  |  |  | Removal | 1991-07-08
0-002368 | GRAND CANYON HIGH SCHOOL | 1 BOULDER ST | GRAND CANYON | AZ | 86023 | Coconino | 1 | Perm Closure | 1984-03-13 | 1000 | Gasoline | COMPARTMENT A | Single Walled | Asphalt coated or Bare Steel |  |  |  | Removal | 1991-07-08
0-002368 | GRAND CANYON HIGH SCHOOL | 1 BOULDER ST | GRAND CANYON | AZ | 86023 | Coconino | 4 | Perm Closure | 1984-03-13 | 1000 | Diesel | COMPARTMENT A | Single Walled | Asphalt coated or Bare Steel |  |  |  | Removal | 1991-07-08
0-002290 | GILA COUNTY - YOUNG HIGHWAY MAINTENANCE |  | YOUNG |  |  | Gila | 2 | Perm Closure | 1974-05-02 | 1000 | Gasoline | COMPARTMENT A | Single Walled | Asphalt coated or Bare Steel |  |  |  | Removal | 1988-10-01
0-002290 | GILA COUNTY - YOUNG HIGHWAY MAINTENANCE |  | YOUNG |  |  | Gila | 1 | Perm Closure | 1974-05-02 | 1000 | Diesel | COMPARTMENT A | Single Walled | Asphalt coated or Bare Steel |  |  |  | Removal | 1988-10-01
0-005508 | BLUE RIDGE HIGH SCHOOL | 1002 E SCHOOL HOUSE DR | LAKESIDE | AZ | 85929 | Navajo | 2 | Perm Closure | 1982-01-01 | 6000 | Gasoline | COMPARTMENT A | Unknown | Asphalt coated or Bare Steel | Suction - Check Valve at the Tank Top |  |  | Removal | 1992-08-05
0-004226 | RYDER TRUCK RENTAL AND LEASING #0489 | 1717 W RILLITO DR | TUCSON | AZ | 85745 | Pima | 2 | Perm Closure | 1986-02-17 | 12000 | Diesel | COMPARTMENT A | Single Walled | Fiberglass Reinforced Plastic | Pressure | Single Walled | Fiberglass Reinforced Plastic | Removal | 1999-01-30
0-002401 | LOU GRUBB USED CAR & TRUCK CENTER | 4610 W CAMELBACK RD | GLENDALE | AZ | 85301 | Maricopa | 1 | Perm Closure | 1984-05-08 | 10000 | Gasoline | COMPARTMENT A | Single Walled | Asphalt coated or Bare Steel | Pressure |  |  | Removal | 2002-08-14
0-001114 | SPEEDSMART #117 | 1951 E BROWN RD | MESA | AZ | 85203 | Maricopa | 3 | Perm Closure | 1973-01-01 | 10000 | Gasoline | COMPARTMENT A |  | Asphalt coated or Bare Steel | Pressure |  |  | Removal | 1999-02-03
0-005486 | CIRCLE K #2809 | 8385 W GRAND AVE | PEORIA | AZ | 85345 | Maricopa | 2 | Perm Closure | 1983-01-01 | 8000 | Gasoline | COMPARTMENT A |  | Asphalt coated or Bare Steel | Pressure |  |  | Removal | 1993-12-08
0-000530 | SAL MARKETS | 1201 E MISSOURI AVE | PHOENIX | AZ | 85014 | Maricopa | 4 | Perm Closure | 1965-01-01 | 550 | Used Oil/Waste Oil | COMPARTMENT A |  | Asphalt coated or Bare Steel |  |  |  | Removal | 1985-10-19
0-000530 | SAL MARKETS | 1201 E MISSOURI AVE | PHOENIX | AZ | 85014 | Maricopa | 9 | Open | 1992-11-01 | 10000 | Gasoline | COMPARTMENT A | Double Walled | Fiberglass Reinforced Plastic | Pressure | Double Walled | Fiberglass Reinforced Plastic
0-001984 | CONOCOPHILLIPS #2673147 | 7885 E SPEEDWAY BLVD | TUCSON | AZ | 85710 | Pima | 4 | Perm Closure | 1986-01-01 | 10000 | Diesel | COMPARTMENT A | Double Walled | Fiberglass Reinforced Plastic | Pressure |  | Fiberglass Reinforced Plastic | Removal | 2005-07-12
0-001984 | CONOCOPHILLIPS #2673147 | 7885 E SPEEDWAY BLVD | TUCSON | AZ | 85710 | Pima | 1 | Perm Closure | 1986-01-01 | 12000 | Gasoline | COMPARTMENT A | Double Walled | Fiberglass Reinforced Plastic | Pressure |  | Fiberglass Reinforced Plastic | Removal | 2005-07-12
0-009988 | SCP CONSTRUCTION CO | 723 W GUADALUPE RD | GILBERT | AZ | 85233 | Maricopa | 4 | Perm Closure | 1970-01-01 | 7500 | Gasoline | COMPARTMENT A | Unknown | Asphalt coated or Bare Steel | Suction - Check Valve at the Dispenser |  | Bare or Galvanized Steel | Removal | 2004-03-24
0-008782 | ALTERNATIVE LUBE/AUTOSERVE MALLS | 63 E MCKELLIPS RD | MESA | AZ | 85201 | Maricopa | 2 | Perm Closure | 1986-01-01 | 1000 | New Oil | COMPARTMENT A | Double Walled | Asphalt coated or Bare Steel | Suction - Check Valve at the Tank Top |  | Bare or Galvanized Steel | Removal | 1995-12-07
0-008782 | ALTERNATIVE LUBE/AUTOSERVE MALLS | 63 E MCKELLIPS RD | MESA | AZ | 85201 | Maricopa | 1 | Perm Closure | 1986-01-01 | 1000 | Used Oil/Waste Oil | COMPARTMENT A | Double Walled | Asphalt coated or Bare Steel | Suction - Check Valve at the Tank Top |  | Bare or Galvanized Steel | Removal | 1995-12-07
0-009566 | SUMMIT HEALTHCARE RMC | 2200 E SHOW LOW LAKE RD | SHOW LOW | AZ | 85901 | Navajo | 1 | Perm Closure | 2005-06-17 | 500 | Diesel | COMPARTMENT A | Double Walled | Fiberglass Reinforced Plastic | Gravity Feed |  | Bare or Galvanized Steel | Removal | 2000-12-08
0-000539 | SCOTTSDALE MINI MART | 6842 E THOMAS RD | SCOTTSDALE | AZ | 85251 | Maricopa | 4 | Perm Closure | 2005-06-17 | 10000 | Diesel | COMPARTMENT A | Single Walled | Asphalt coated or Bare Steel |  |  |  | Removal | 1987-07-01
0-000539 | SCOTTSDALE MINI MART | 6842 E THOMAS RD | SCOTTSDALE | AZ | 85251 | Maricopa | 5 | Open | 1985-04-28 | 12000 | Gasoline | COMPARTMENT A | Double Walled | Fiberglass Reinforced Plastic | Pressure | Double Walled | Fiberglass Reinforced Plastic
0-000922 | SHELL | 2165 E BASELINE RD | TEMPE | AZ | 85283 | Maricopa | 3 | Perm Closure | 1975-01-01 | 12000 | Used Oil/Waste Oil | COMPARTMENT A |  | Asphalt coated or Bare Steel | Pressure |  |  | Removal | 1991-01-23
0-008067 | SPEEDWAY STORE #2887 | 1050 S MILTON RD | FLAGSTAFF | AZ | 86001 | Coconino | 5 | Open | 1996-01-01 | 15000 | Gasoline (UL) | COMPARTMENT A | Single Walled | Fiberglass Reinforced Plastic | Pressure |  | Fiberglass Reinforced Plastic
0-008067 | SPEEDWAY STORE #2887 | 1050 S MILTON RD | FLAGSTAFF | AZ | 86001 | Coconino | 1 | Perm Closure | 1962-07-01 | 4000 | Gasoline | COMPARTMENT A |  | Asphalt coated or Bare Steel | Pressure |  |  | Removal | 1992-12-12
0-008067 | SPEEDWAY STORE #2887 | 1050 S MILTON RD | FLAGSTAFF | AZ | 86001 | Coconino | 6 | Open | 1996-01-01 | 8000 | Gasoline (PUL) | COMPARTMENT A | Single Walled | Fiberglass Reinforced Plastic
0-006997 | BROADWAY CARDLOCK #23 | 1307 W BROADWAY RD | PHOENIX | AZ | 85041 | Maricopa | 2 | Perm Closure | 1988-01-01 | 10000 | Gasoline | COMPARTMENT A | Double Walled | Fiberglass Reinforced Plastic | Pressure |  | Fiberglass Reinforced Plastic | Removal | 1999-03-11
0-005253 | JACKSONS ENERGY #6785 | 3960 N COUNTRY CLUB DR | FLAGSTAFF | AZ | 86004 | Coconino | 8 | Open | 1998-06-15 | 5000 | Diesel | COMPARTMENT A | Double Walled | Composite (Steel/Fiberglass) | Pressure | Double Walled | Flexible
0-005253 | JACKSONS ENERGY #6785 | 3960 N COUNTRY CLUB DR | FLAGSTAFF | AZ | 86004 | Coconino | 2 | Perm Closure | 1971-01-01 | 8000 | Gasoline | COMPARTMENT A | Single Walled | Asphalt coated or Bare Steel |  |  |  | Removal | 1990-04-24
0-009899 | PHOENIX, CITY OF - AVIATION PROPERTY |  | PHOENIX |  |  | Maricopa | 17 | Perm Closure | 2005-07-13 | 300 | Unidentified | COMPARTMENT A | Single Walled | Asphalt coated or Bare Steel |  |  |  | Removal | 2005-07-01
0-009899 | PHOENIX, CITY OF - AVIATION PROPERTY |  | PHOENIX |  |  | Maricopa | 4 | Perm Closure | 2005-06-17 | 550 | Gasoline | COMPARTMENT A | Single Walled | Asphalt coated or Bare Steel |  |  |  | Removal | 2003-01-15
0-004555 | CIRCLE K #2708829 | 2041 W VAN BUREN ST | PHOENIX | AZ | 85009 | Maricopa | 1 | Open | 1987-05-01 | 10000 | Gasoline (UL) | COMPARTMENT A | Single Walled | Fiberglass Reinforced Plastic | Pressure | Single Walled | Fiberglass Reinforced Plastic
0-004555 | CIRCLE K #2708829 | 2041 W VAN BUREN ST | PHOENIX | AZ | 85009 | Maricopa | 2 | Open | 1987-05-01 | 10000 | Gasoline (PUL) | COMPARTMENT A | Single Walled | Fiberglass Reinforced Plastic | Pressure | Single Walled | Fiberglass Reinforced Plastic
0-004561 | CIRCLE K #2701995 | 3101 WILLOW CREEK RD | PRESCOTT | AZ | 86301 | Yavapai | 3 | Open | 1986-07-13 | 10000 | Gasoline | COMPARTMENT A | Double Walled | Fiberglass Reinforced Plastic | Pressure |  | Fiberglass Reinforced Plastic
0-008742 | FIREBIRD FUEL CO | 22464 N 19TH AVE | PHOENIX | AZ | 85027 | Maricopa | 1 | Open | 1995-06-28 | 8000 | Gasoline | COMPARTMENT A | Double Walled | Composite (Steel/Fiberglass) | Pressure | Double Walled | Fiberglass Reinforced Plastic
0-009283 | ELLIOT MARKET SHELL | 17750 W ELLIOT RD | GOODYEAR | AZ | 85338 | Maricopa | 2 | Open | 1998-01-05 | 12000 | Diesel | COMPARTMENT A | Double Walled | Composite (Steel/Fiberglass) | Pressure | Double Walled
0-001948 | BERGMAN TRANSPORT INC | 5701 W MARYLAND AVE | GLENDALE | AZ | 85301 | Maricopa | 1 | Perm Closure | 2005-06-17 |  | Unidentified | COMPARTMENT A |  | Asphalt coated or Bare Steel |  |  |  | Removal | 1990-05-01
0-001977 | EXPRESS TUNE-UP & LUBE | 777 E 22ND ST | TUCSON | AZ | 85713 | Pima | 3 | Perm Closure | 1983-01-01 | 500 | Used Oil/Waste Oil | COMPARTMENT A | Single Walled | Asphalt coated or Bare Steel |  |  |  | Removal | 1989-09-25
0-001977 | EXPRESS TUNE-UP & LUBE | 777 E 22ND ST | TUCSON | AZ | 85713 | Pima | 2 | Perm Closure | 1983-01-01 | 500 | Used Oil/Waste Oil | COMPARTMENT A | Single Walled | Asphalt coated or Bare Steel |  |  |  | Removal | 1989-09-25
0-003709 | USDOI NPS - PETRIFIED FOREST NATIONAL PARK |  | PETRIFIED FOREST NATIONAL PARK |  |  | Navajo | 1 | Perm Closure | 2005-06-17 | 1000 | Gasoline | COMPARTMENT A | Unknown | Asphalt coated or Bare Steel |  |  |  | Removal | 1986-07-01
0-003739 | PHILLIPS 66 COMPANY #016633 | 3449 W BROADWAY RD | PHOENIX | AZ | 85041 | Maricopa | 4 | Perm Closure | 1975-01-01 | 10000 | Gasoline | COMPARTMENT A | Single Walled | Asphalt coated or Bare Steel |  |  |  | Removal | 1988-04-01
0-006437 | NORTH RENTALS INC | 11039 N CAVE CREEK RD | PHOENIX | AZ | 85020 | Maricopa | 1 | Perm Closure | 1975-09-06 | 1000 | Gasoline | COMPARTMENT A | Unknown | Asphalt coated or Bare Steel |  |  |  | Removal | 1992-01-10
0-003573 | ORACLE SCHOOL DISTRICT BUS YARD | 1160 E MOUNT LEMMON HWY | ORACLE | AZ | 85623 | Pinal | 1 | Perm Closure | 1973-01-01 | 2000 | Gasoline | COMPARTMENT A |  | Asphalt coated or Bare Steel | Suction - Check Valve at the Tank Top |  | Bare or Galvanized Steel | Removal | 1995-04-10
0-003200 | CIRCLE K STORE #2709168 | 4801 E THOMAS RD | PHOENIX | AZ | 85018 | Maricopa | 3 | Perm Closure | 2005-06-17 | 10000 | Gasoline | COMPARTMENT A |  | Asphalt coated or Bare Steel | Pressure |  |  | Removal | 1985-07-31
0-003200 | CIRCLE K STORE #2709168 | 4801 E THOMAS RD | PHOENIX | AZ | 85018 | Maricopa | 6 | Open | 1985-08-01 | 8000 | Diesel | COMPARTMENT A | Double Walled | Fiberglass Reinforced Plastic | Pressure |  | Fiberglass Reinforced Plastic
0-003200 | CIRCLE K STORE #2709168 | 4801 E THOMAS RD | PHOENIX | AZ | 85018 | Maricopa | 8 | Open | 1985-08-01 | 10000 | Gasoline (UL) | COMPARTMENT A | Double Walled | Fiberglass Reinforced Plastic | Pressure |  | Fiberglass Reinforced Plastic
0-005428 | CITY OF SCOTTSDALE - GAINEY RANCH | 7283 E MOUNTAIN VIEW RD | SCOTTSDALE | AZ | 85258 | Maricopa | 1 | Perm Closure | 1985-01-01 | 550 | Diesel | COMPARTMENT A | Double Walled | Fiberglass Reinforced Plastic | Suction - Check Valve at the Tank Top |  |  | Removal | 1998-12-04
0-007234 | ROUND TABLE SCHOOL | 2200 HAVASUPAI BLVD | LAKE HAVASU CITY | AZ | 86403 | Mohave | 1 | Perm Closure | 1974-01-01 | 2000 | Gasoline | COMPARTMENT A | Unknown | Asphalt coated or Bare Steel | Suction - Check Valve at the Tank Top |  |  | Removal | 1991-06-28
0-009904 | REELEE PROPERTY | 606 E MAIN ST | MESA | AZ | 85203 | Maricopa | 1 | Perm Closure | 2005-06-17 | 500 | Used Oil/Waste Oil | COMPARTMENT A | Single Walled | Asphalt coated or Bare Steel | Gravity Feed | Single Walled | Bare or Galvanized Steel | Removal | 2003-01-07
0-004014 | JIFFY LUBE #2445 | 3896 N ORACLE RD | TUCSON | AZ | 85705 | Pima | 1 | Perm Closure | 1986-07-24 | 2000 | Unidentified | COMPARTMENT A | Double Walled | Asphalt coated or Bare Steel | Suction - Check Valve at the Tank Top |  |  | Removal | 1996-01-23
0-005729 | YUMA COUNTY - SHERIFFS OFFICE | 141 S 3RD AVE | YUMA | AZ | 85364 | Yuma | 1 | Perm Closure | 1986-01-01 | 7500 | Gasoline | COMPARTMENT A |  | Fiberglass Reinforced Plastic | Pressure | Double Walled | Flexible | Removal | 2018-04-13
0-005446 | CIRCLE K #2906 | 711 E LESTER ST | TUCSON | AZ | 85719 | Pima | 1 | Perm Closure | 1972-04-03 | 8000 | Gasoline | COMPARTMENT A | Double Walled | Asphalt coated or Bare Steel | Pressure |  |  | Removal | 1993-10-06
0-000599 | AVIS RENT-A-CAR | 6909 S PLUMER AVE | TUCSON | AZ | 85756 | Pima | 3 | Perm Closure | 1984-01-01 | 500 | Used Oil/Waste Oil | COMPARTMENT A | Single Walled | Asphalt coated or Bare Steel |  |  |  | Removal | 1991-12-09
0-000599 | AVIS RENT-A-CAR | 6909 S PLUMER AVE | TUCSON | AZ | 85756 | Pima | 2 | Perm Closure | 1985-01-01 | 10000 | Gasoline | COMPARTMENT A | Double Walled | Fiberglass Reinforced Plastic | Pressure |  | Fiberglass Reinforced Plastic | Removal | 2007-11-15
0-000549 | AT&T - WILLIAMS RADIO |  | WILLIAMS |  |  | Coconino | 1 | Perm Closure | 1969-01-01 | 10000 | Diesel | COMPARTMENT A |  | Asphalt coated or Bare Steel | Suction - Check Valve at the Tank Top |  |  | Removal | 1992-08-25
0-007224 | AMERICAN MEAT CO INC | 1439 S 4TH AVE | TUCSON | AZ | 85713 | Pima | 1 | Perm Closure | 2005-06-17 | 1000 | Gasoline | COMPARTMENT A | Unknown | Unknown |  |  |  | Removal | 1993-01-20
0-009442 | VALERO CORNER STORE #1700 | 1116 E FLORENCE BLVD | CASA GRANDE | AZ | 85122 | Pinal | 2 | Perm Closure | 1999-01-25 | 10000 | Gasoline | COMPARTMENT A | Double Walled | Fiberglass Reinforced Plastic | Pressure | Double Walled | Fiberglass Reinforced Plastic | Removal | 2014-01-15
0-009706 | ADOT / EASEMENT | 21400 GRAND AVE | WITTMANN | AZ | 85361 | Maricopa | 2 | Perm Closure | 2005-06-17 | 550 | Gasoline | COMPARTMENT A | Double Walled | Asphalt coated or Bare Steel |  |  |  | Removal | 2001-01-17
0-007549 | CHEVRON | 1596 E MCDOWELL RD | PHOENIX | AZ | 85006 | Maricopa | 1 | Perm Closure | 2005-06-17 | 250 | Used Oil/Waste Oil | COMPARTMENT A | Double Walled | Asphalt coated or Bare Steel |  |  |  | Removal | 1988-08-18
0-005317 | CIRCLE K #2705709 | 1415 E 16TH ST | YUMA | AZ | 85365 | Yuma | 4 | Open | 1993-08-27 | 12000 | Gasoline | COMPARTMENT A | Double Walled | Composite (Steel/Fiberglass) | Pressure | Double Walled | Fiberglass Reinforced Plastic
0-001986 | TIEMCO | 102 S 24TH ST | PHOENIX | AZ | 85034 | Maricopa | 10 | Open | 1995-03-21 | 10000 | Gasoline | COMPARTMENT A | Double Walled | Composite (Steel/Fiberglass) | Pressure | Double Walled
0-005225 | U-HAUL - 19TH AVE CENTER | 9435 N 19TH AVE | PHOENIX | AZ | 85021 | Maricopa | 1 | Perm Closure | 1980-11-17 | 10000 | Gasoline | COMPARTMENT A | Unknown | Asphalt coated or Bare Steel | Pressure |  |  | Removal | 1994-03-16
0-005225 | U-HAUL - 19TH AVE CENTER | 9435 N 19TH AVE | PHOENIX | AZ | 85021 | Maricopa | 2 | Perm Closure | 1974-04-17 | 5000 | Gasoline | COMPARTMENT A | Unknown | Asphalt coated or Bare Steel | Pressure |  |  | Removal | 1994-03-16
0-003241 | MOBIL 18-MFV | 5201 S MCCLINTOCK DR | TEMPE | AZ | 85283 | Maricopa | 6 | Perm Closure | 1988-01-01 | 10000 | Gasoline | COMPARTMENT A | Double Walled | Fiberglass Reinforced Plastic | Pressure |  | Fiberglass Reinforced Plastic | Removal | 2017-03-23
0-003241 | MOBIL 18-MFV | 5201 S MCCLINTOCK DR | TEMPE | AZ | 85283 | Maricopa | 2 | Perm Closure | 1973-01-01 | 550 | Used Oil/Waste Oil | COMPARTMENT A |  | Asphalt coated or Bare Steel | Gravity Feed |  |  | Removal | 1988-01-02
0-003239 | MOBIL 18-MEG | 904 E APACHE BLVD | TEMPE | AZ | 85281 | Maricopa | 8 | Perm Closure | 1988-03-01 | 10000 | Gasoline | COMPARTMENT A | Double Walled | Fiberglass Reinforced Plastic | Pressure |  | Fiberglass Reinforced Plastic | Removal | 1999-08-11
0-003173 | SHAMROCK FOODS - NORTHWEST TRANSPORT | 2540 N 29TH AVE | PHOENIX | AZ | 85009 | Maricopa | 4 | Perm Closure | 1989-11-01 | 2500 | Gasoline | COMPARTMENT A | Double Walled | Composite (Steel/Fiberglass) | Pressure | Double Walled | Fiberglass Reinforced Plastic | Removal | 1996-06-04
0-003173 | SHAMROCK FOODS - NORTHWEST TRANSPORT | 2540 N 29TH AVE | PHOENIX | AZ | 85009 | Maricopa | 2 | Perm Closure | 1970-01-01 | 18000 | Gasoline | COMPARTMENT A |  | Asphalt coated or Bare Steel |  |  |  | Removal | 1988-01-26
0-000953 | CARLSON FREEWAY SERVICE | 4985 S SUNLAND GIN RD | ELOY | AZ | 85131 | Pinal | 2 | Perm Closure | 1985-01-01 | 10000 | Gasoline | COMPARTMENT A | Single Walled | Asphalt coated or Bare Steel | Pressure |  | Fiberglass Reinforced Plastic | Removal | 2004-08-13
0-005197 | TITAN MACHINERY | 1701 W GRANT RD | TUCSON | AZ | 85745 | Pima | 3 | Perm Closure | 1963-01-01 | 3000 | Gasoline | COMPARTMENT A | Unknown | Asphalt coated or Bare Steel |  |  |  | Removal | 1989-09-27
0-004862 | TEDS TRUCK CENTER INC #2 |  | ASH FORK |  |  | Yavapai | 5 | Perm Closure | 1985-04-23 | 12000 | Diesel | COMPARTMENT A | Unknown | Asphalt coated or Bare Steel |  |  |  | Removal | 1999-07-21
0-000344 | QUICK N EASY | 6806 E BROWN RD | MESA | AZ | 85207 | Maricopa | 3 | Open | 1989-04-19 | 20000 | Gasoline | COMPARTMENT A | Double Walled | Fiberglass Reinforced Plastic | Pressure |  | Fiberglass Reinforced Plastic
0-009557 | CIRCLE K STORE #2706655 | 20207 N 59TH AVE | GLENDALE | AZ | 85308 | Maricopa | 3 | Open | 1999-07-01 | 10000 | Diesel | COMPARTMENT A | Double Walled | Fiberglass Reinforced Plastic | Pressure | Double Walled | Fiberglass Reinforced Plastic
0-007553 | SOUTHWEST SAVINGS | 4001 N 3RD ST | PHOENIX | AZ | 85012 | Maricopa | 1 | Perm Closure | 2005-06-17 |  | Unidentified | COMPARTMENT A | Unknown | Asphalt coated or Bare Steel |  |  |  | Removal | 1989-01-11
0-004770 | SULPHUR SPRINGS VALLEY ELECTRIC COOP | 205 WILLCOX DR | SIERRA VISTA | AZ | 85635 | Cochise | 1 | Perm Closure | 1971-02-13 | 2000 | Gasoline | COMPARTMENT A | Unknown | Asphalt coated or Bare Steel |  |  |  | Removal | 1988-01-01
0-006009 | SOUTHWEST HIDE CO | 1134 W LINCOLN ST | PHOENIX | AZ | 85007 | Maricopa | 1 | Perm Closure | 1971-01-01 | 2000 | Gasoline | COMPARTMENT A | Single Walled | Asphalt coated or Bare Steel |  |  |  | Removal | 1988-01-01
0-002099 | WOODYS FOOD STORE #129 | 1752 N 2ND AVE | AJO | AZ | 85321 | Pima | 1 | Perm Closure | 1966-01-01 | 4000 | Diesel | COMPARTMENT A |  | Asphalt coated or Bare Steel | Pressure |  | Fiberglass Reinforced Plastic | Removal | 2016-08-24
0-007815 | WAKEFIELD INVESTMENTS | 107 E 6TH ST | TUCSON | AZ | 85705 | Pima | 2 | Perm Closure | 2015-11-24 | 600 | Gasoline | COMPARTMENT A | Single Walled | Asphalt coated or Bare Steel | Suction - Check Valve at the Dispenser | Single Walled | Bare or Galvanized Steel | Removal | 2015-10-08
0-001443 | CIRCLE K #1582 | 2351 N ALVERNON WAY | TUCSON | AZ | 85712 | Pima | 7 | Perm Closure | 1987-01-01 | 10000 | Gasoline (PUL) | COMPARTMENT A | Double Walled | Fiberglass Reinforced Plastic | Pressure | Single Walled | Fiberglass Reinforced Plastic | Removal | 2019-02-26
0-004735 | CHEVRON - MARANA CHEVRON | 13960 N SANDARIO RD | MARANA | AZ | 85653 | Pima | 1 | Perm Closure | 1980-01-01 | 2000 | Gasoline | COMPARTMENT A | Single Walled | Asphalt coated or Bare Steel | Suction - Check Valve at the Tank Top |  | Bare or Galvanized Steel | Removal | 1991-07-26
0-001374 | CIRCLE K #1181 | 2375 S PACIFIC AVE | YUMA | AZ | 85365 | Yuma | 2 | Perm Closure | 1974-01-01 | 10000 | Gasoline | COMPARTMENT A | Single Walled | Asphalt coated or Bare Steel | Pressure | Single Walled | Bare or Galvanized Steel | Removal | 1999-04-13
0-006331 | SUN VALLEY EQUIPMENT CORP | 3605 E INDUSTRIAL DR | FLAGSTAFF | AZ | 86004 | Coconino | 1 | Perm Closure | 1968-07-10 | 5000 | Gasoline | COMPARTMENT A | Unknown | Asphalt coated or Bare Steel | Suction - Check Valve at the Tank Top |  |  | Removal | 1994-12-14
0-004654 | 7-ELEVEN #21889 | 4002 E MCDOWELL RD | PHOENIX | AZ | 85008 | Maricopa | 2 | Perm Closure | 1980-01-01 | 12000 | Gasoline | COMPARTMENT A |  | Asphalt coated or Bare Steel | Pressure | Double Walled | Flexible | Removal | 2010-11-02
0-004589 | UNITED ROAD | 904 S 12TH ST | PHOENIX | AZ | 85034 | Maricopa | 4 | Perm Closure | 2005-06-17 | 1000 | Gasoline | COMPARTMENT A | Unknown | Unknown |  |  |  | Removal | 1990-03-01
0-004589 | UNITED ROAD | 904 S 12TH ST | PHOENIX | AZ | 85034 | Maricopa | 2 | Perm Closure | 2005-06-17 | 1000 | Gasoline | COMPARTMENT A | Unknown | Unknown |  |  |  | Removal | 1990-03-01
0-006210 | FLYING J TRAVEL PLAZA #609 | 16189 S SUNSHINE BLVD | ELOY | AZ | 85131 | Pinal | 3 | Open | 1988-01-01 | 20000 | Diesel | COMPARTMENT A | Single Walled | Fiberglass Reinforced Plastic | Pressure |  | Fiberglass Reinforced Plastic
0-004497 | FARR'S DOWNTOWN SHELL | 101 W HOPI DR | HOLBROOK | AZ | 86025 | Navajo | 5 | Open | 1989-12-01 | 10000 | Gasoline | COMPARTMENT A | Double Walled | Fiberglass Reinforced Plastic | Pressure |  | Fiberglass Reinforced Plastic
0-006088 | SMITH & GREEN CORP | 136 S 40TH PL | PHOENIX | AZ | 85034 | Maricopa | 1 | Perm Closure | 1978-03-31 | 1000 | Gasoline | COMPARTMENT A | Double Walled | Asphalt coated or Bare Steel | Suction - Check Valve at the Tank Top |  |  | Removal | 1993-07-18
0-000932 | MAVERICK COUNTY STORE #37 | 824 N NAVAJO DR | PAGE | AZ | 86040 | Coconino | 3 | Perm Closure | 2005-06-17 | 3000 | Unidentified | COMPARTMENT A |  | Asphalt coated or Bare Steel |  |  |  | Closed in Place | 1987-01-01
0-000932 | MAVERICK COUNTY STORE #37 | 824 N NAVAJO DR | PAGE | AZ | 86040 | Coconino | 1 | Perm Closure | 1972-01-01 | 12000 | Unidentified | COMPARTMENT A |  | Asphalt coated or Bare Steel |  |  |  | Removal | 1987-03-01
0-005215 | TYRELL-MARXEN CHEV/OLDS/CAD INC | 1118 W ROUTE 66 | FLAGSTAFF | AZ | 86001 | Coconino | 5 | Open | 1993-08-09 | 5000 | Gasoline | COMPARTMENT A | Double Walled | Composite (Steel/Fiberglass) | Suction - Check Valve at the Tank Top | Single Walled | Bare or Galvanized Steel
0-005215 | TYRELL-MARXEN CHEV/OLDS/CAD INC | 1118 W ROUTE 66 | FLAGSTAFF | AZ | 86001 | Coconino | 1 | Perm Closure | 1967-01-01 | 2000 | Gasoline | COMPARTMENT A | Single Walled | Asphalt coated or Bare Steel | Suction - Check Valve at the Tank Top | Single Walled | Bare or Galvanized Steel | Removal | 1993-04-27
0-005364 | GOLDFIELD RANCH | 9210 N BUSH HWY | MESA | AZ | 85215 | Maricopa | 2 | Perm Closure | 1985-04-17 | 1000 | Diesel | COMPARTMENT A | Double Walled | Asphalt coated or Bare Steel | Suction - Check Valve at the Tank Top |  |  | Removal | 1989-08-18
0-002363 | GRAND-AIR METALS | 3110 GRAND AVE | PHOENIX | AZ | 85017 | Maricopa | 1 | Perm Closure | 1979-05-06 | 5000 | Diesel | COMPARTMENT A | Single Walled | Asphalt coated or Bare Steel | Pressure |  | Bare or Galvanized Steel | Removal | 1991-04-16
0-006957 | FRANK'S TRANSFER INC | 126 W FOREST GROVE AVE | PHOENIX | AZ | 85041 | Maricopa | 1 | Perm Closure | 1978-10-10 | 3000 | Diesel | COMPARTMENT A | Unknown | Asphalt coated or Bare Steel |  |  |  | Closed in Place | 1979-01-01
0-007313 | GAS PLUS #487 | 2266 KINGMAN AVE | KINGMAN | AZ | 86401 | Mohave | 1 | Open | 1991-04-02 | 10000 | Gasoline | COMPARTMENT A | Double Walled | Composite (Steel/Fiberglass) | Pressure |  | Fiberglass Reinforced Plastic
0-000677 | MARSHALL BENNETT | 241 W ROUTE 66 | WILLIAMS | AZ | 86046 | Coconino | 1 | Perm Closure | 1979-01-01 | 1000 | Gasoline | COMPARTMENT A | Single Walled | Asphalt coated or Bare Steel |  |  |  | Removal | 1988-12-16
0-002498 | HIDDEN SHORES RV VILLAGE - GAS STATION | 10300 IMPERIAL DAM RD | YUMA | AZ | 85365 | Yuma | 5 | Perm Closure | 1989-08-01 | 8000 | Gasoline | COMPARTMENT A |  | Fiberglass Reinforced Plastic | Pressure |  |  | Removal | 1999-04-10
0-000777 | CITY OF SCOTTSDALE - CORPORATE YARD | 9191 E SAN SALVADOR DR | SCOTTSDALE | AZ | 85258 | Maricopa | 3 | Perm Closure | 1987-01-01 | 1000 | Antifreeze / Ethylene Glycol | COMPARTMENT A | Single Walled | Fiberglass Reinforced Plastic | Suction - Check Valve at the Tank Top |  |  | Removal | 1995-12-07
0-000777 | CITY OF SCOTTSDALE - CORPORATE YARD | 9191 E SAN SALVADOR DR | SCOTTSDALE | AZ | 85258 | Maricopa | 16 | Open | 2019-07-24 | 30000 | Diesel | COMPARTMENT A | Double Walled | Fiberglass Reinforced Plastic | Pressure | Double Walled | Fiberglass Reinforced Plastic
0-000777 | CITY OF SCOTTSDALE - CORPORATE YARD | 9191 E SAN SALVADOR DR | SCOTTSDALE | AZ | 85258 | Maricopa | 12 | Perm Closure | 1987-01-01 | 15000 | E-85 | COMPARTMENT A | Single Walled | Fiberglass Reinforced Plastic | Pressure | Double Walled | Flexible | Removal | 2019-04-16
0-000777 | CITY OF SCOTTSDALE - CORPORATE YARD | 9191 E SAN SALVADOR DR | SCOTTSDALE | AZ | 85258 | Maricopa | 2 | Perm Closure | 1987-01-01 | 1000 | Unidentified | COMPARTMENT A | Single Walled | Fiberglass Reinforced Plastic | Suction - Check Valve at the Tank Top |  |  | Removal | 1995-12-07
0-000777 | CITY OF SCOTTSDALE - CORPORATE YARD | 9191 E SAN SALVADOR DR | SCOTTSDALE | AZ | 85258 | Maricopa | 7 | Perm Closure | 1987-01-01 | 500 | New Oil | COMPARTMENT A | Single Walled | Fiberglass Reinforced Plastic | Suction - Check Valve at the Tank Top |  |  | Removal | 1994-12-21
0-008928 | COUNTRY STORE | 8750 E CONCHO HWY | SNOWFLAKE | AZ | 85937 | Navajo | 3 | Open | 2017-03-27 | 10000 | Gasoline (UL) | COMPARTMENT A | Double Walled | Fiberglass Reinforced Plastic | Pressure | Double Walled | Fiberglass Reinforced Plastic
0-005495 | CIRCLE K #2932 | 2246 N PINAL AVE | CASA GRANDE | AZ | 85122 | Pinal | 3 | Perm Closure | 1995-05-10 | 10000 | Gasoline | COMPARTMENT A | Double Walled | Fiberglass Reinforced Plastic | Pressure | Double Walled | Fiberglass Reinforced Plastic | Removal | 2015-08-03
0-004108 | AUTOMOTIVE XPRESS | 7224 E MCDOWELL RD | SCOTTSDALE | AZ | 85257 | Maricopa | 4 | Perm Closure | 1966-01-01 | 550 | Used Oil/Waste Oil | COMPARTMENT A | Single Walled | Asphalt coated or Bare Steel |  |  |  | Removal | 1989-08-28
0-001381 | CIRCLE K #1213 | 1654 W WHITE MOUNTAIN BLVD | PINETOP-LAKESIDE | AZ | 85929 | Navajo | 5 | Open | 1995-11-08 | 10000 | Gasoline (UL) | COMPARTMENT A |  | Fiberglass Reinforced Plastic | Pressure | Double Walled | Fiberglass Reinforced Plastic
0-001381 | CIRCLE K #1213 | 1654 W WHITE MOUNTAIN BLVD | PINETOP-LAKESIDE | AZ | 85929 | Navajo | 2 | Perm Closure | 1977-01-01 | 10000 | Gasoline | COMPARTMENT A |  | Asphalt coated or Bare Steel | Pressure |  |  | Removal | 1995-11-03
0-001381 | CIRCLE K #1213 | 1654 W WHITE MOUNTAIN BLVD | PINETOP-LAKESIDE | AZ | 85929 | Navajo | 6 | Open | 1995-11-08 | 10000 | Gasoline (PUL) | COMPARTMENT A |  | Fiberglass Reinforced Plastic | Pressure | Double Walled | Fiberglass Reinforced Plastic
0-006048 | TEMCON CONCRETE CONSTRUCTION COMPANY | 8989 S HARDY DR | TEMPE | AZ | 85284 | Maricopa | 2 | Perm Closure | 1978-04-02 | 3000 | Diesel | COMPARTMENT A | Double Walled | Asphalt coated or Bare Steel | Suction - Check Valve at the Tank Top |  | Bare or Galvanized Steel | Removal | 1995-07-06
0-006048 | TEMCON CONCRETE CONSTRUCTION COMPANY | 8989 S HARDY DR | TEMPE | AZ | 85284 | Maricopa | 4 | Perm Closure | 1978-04-02 | 10000 | Gasoline | COMPARTMENT A | Double Walled | Asphalt coated or Bare Steel | Pressure |  | Bare or Galvanized Steel | Removal | 1995-07-06
0-006302 | BANK OF AMERICA | 2500 W FRYE RD | CHANDLER | AZ | 85224 | Maricopa | 5 | Perm Closure | 1988-01-01 | 6000 | Hazardous Substance | COMPARTMENT A | Double Walled | Composite (Steel/Fiberglass) | Pressure | Single Walled | Bare or Galvanized Steel | Removal | 2003-12-16
0-001943 | FLAGSTAFF FUELS | 4200 E US HIGHWAY 66 | FLAGSTAFF | AZ | 86004 | Coconino | 2 | Perm Closure | 1964-01-01 | 5000 | Diesel | COMPARTMENT A |  | Asphalt coated or Bare Steel |  |  |  | Removal | 1998-11-17
0-001659 | ROSS AVIATION | 14600 N AIRPORT DR | SCOTTSDALE | AZ | 85260 | Maricopa | 6 | Perm Closure | 1968-01-01 | 550 | Kerosene | COMPARTMENT A |  | Asphalt coated or Bare Steel |  |  |  | Removal | 1990-03-09
0-001659 | ROSS AVIATION | 14600 N AIRPORT DR | SCOTTSDALE | AZ | 85260 | Maricopa | 9 | Open | 1990-02-05 | 15000 | Jet Fuel | COMPARTMENT A | Double Walled | Asphalt coated or Bare Steel | Pressure
0-008387 | TEMPE, CITY OF - CITY HALL PARKING LOT | 31 E 5TH ST | TEMPE | AZ | 85281 | Maricopa | 1 | Perm Closure | 1971-01-01 | 750 | Gasoline | COMPARTMENT A | Double Walled | Asphalt coated or Bare Steel | Gravity Feed |  | Bare or Galvanized Steel | Removal | 1994-06-20
0-000894 | SHELL | 1957 N COUNTRY CLUB DR | MESA | AZ | 85201 | Maricopa | 2 | Perm Closure | 1985-01-01 | 20000 | Gasoline | COMPARTMENT A | Single Walled | Fiberglass Reinforced Plastic | Pressure | Double Walled | Fiberglass Reinforced Plastic | Removal | 2005-06-15
0-000894 | SHELL | 1957 N COUNTRY CLUB DR | MESA | AZ | 85201 | Maricopa | 5 | Open | 2005-09-01 | 15000 | Gasoline | COMPARTMENT A | Double Walled | Fiberglass Reinforced Plastic | Pressure | Double Walled | Fiberglass Reinforced Plastic
0-005180 | CITY OF TUCSON - EASTSIDE SERVICE CENTER FUEL | 7575 E SPEEDWAY BLVD | TUCSON | AZ | 85710 | Pima | 10 | Perm Closure | 1974-01-01 | 4000 | Antifreeze / Ethylene Glycol | COMPARTMENT A | Single Walled | Asphalt coated or Bare Steel |  |  |  | Removal | 1996-06-14
0-005180 | CITY OF TUCSON - EASTSIDE SERVICE CENTER FUEL | 7575 E SPEEDWAY BLVD | TUCSON | AZ | 85710 | Pima | 9 | Perm Closure | 1974-01-01 | 4000 | Used Oil/Waste Oil | COMPARTMENT A | Single Walled | Asphalt coated or Bare Steel |  |  |  | Removal | 1996-06-13
0-004712 | UA BIOSPHERE 2 | 32540 S BIOSPHERE RD | ORACLE | AZ | 85623 | Pinal | 6 | Perm Closure | 1976-01-01 | 200 | Kerosene | COMPARTMENT A |  | Asphalt coated or Bare Steel |  |  |  | Closed in Place | 1985-01-01
0-004271 | SAINT VINCENT DE PAUL | 420 W WATKINS RD | PHOENIX | AZ | 85003 | Maricopa | 4 | Perm Closure | 2005-06-17 | 10000 | Gasoline | COMPARTMENT A | Unknown | Unknown |  |  |  | Removal | 1990-01-04
0-001494 | CIRCLE K #1838 | 1145 S FREEWAY | TUCSON | AZ | 85745 | Pima | 2 | Perm Closure | 1985-01-01 | 10000 | Gasoline | COMPARTMENT A | Double Walled | Fiberglass Reinforced Plastic | Pressure |  | Fiberglass Reinforced Plastic | Removal | 1997-05-09
0-005238 | DESERT PUMP & SUPPLY | 3320 N 29TH AVE | PHOENIX | AZ | 85017 | Maricopa | 1 | Perm Closure | 2005-06-17 | 1000 | Gasoline | COMPARTMENT A | Unknown | Unknown |  |  |  | Removal | 1990-05-14
0-006556 | PIMA COUNTY - INA ROAD AUTOMOTIVE SERVICES | 4901 W INA RD | MARANA | AZ | 85743 | Pima | 4 | Perm Closure | 1980-06-30 | 15000 | Gasoline | COMPARTMENT A | Double Walled | Asphalt coated or Bare Steel | Pressure | Double Walled |  | Removal | 1999-04-09
0-000880 | CIRCLE K #2706649 | 1953 E SOUTHERN AVE | MESA | AZ | 85204 | Maricopa | 2 | Open | 1986-01-01 | 20000 | Gasoline | COMPARTMENT A | Double Walled | Fiberglass Reinforced Plastic | Pressure | Double Walled | Fiberglass Reinforced Plastic
0-000069 | CLYDE'S SELF SERVE | 781 E DEUCE OF CLUBS | SHOW LOW | AZ | 85901 | Navajo | 1 | Perm Closure | 1970-01-01 | 10000 | Gasoline | COMPARTMENT A | Single Walled | Asphalt coated or Bare Steel | Pressure |  | Bare or Galvanized Steel | Removal | 2014-11-21
0-005916 | CITY OF WILLCOX | 250 N RAILROAD AVE | WILLCOX | AZ | 85643 | Cochise | 1 | Perm Closure | 1957-11-23 | 1000 | Gasoline | COMPARTMENT A | Double Walled | Asphalt coated or Bare Steel |  |  |  | Closed in Place | 1981-04-01
0-006226 | CIRCLE K #2708694 | 1945 E VAN BUREN ST | PHOENIX | AZ | 85006 | Maricopa | 3 | Perm Closure | 1987-07-15 | 10000 | Gasoline | COMPARTMENT A | Double Walled | Fiberglass Reinforced Plastic | Pressure |  | Fiberglass Reinforced Plastic | Removal | 2018-08-16
0-008876 | FEDEX GROUND | 3410 S 51ST AVE | PHOENIX | AZ | 85043 | Maricopa | 5 | Open | 2016-06-29 | 1500 | Other | COMPARTMENT A | Double Walled | Fiberglass Reinforced Plastic | Suction - Check Valve at the Dispenser | Double Walled | Flexible
0-003359 | FLAGSTAFF SOC #127149 | 1201 W ROUTE 66 | FLAGSTAFF | AZ | 86001 | Coconino | 1 | Perm Closure | 1985-01-01 | 10000 | Gasoline | COMPARTMENT A | Single Walled | Asphalt coated or Bare Steel |  |  |  | Removal | 1998-09-25
0-003359 | FLAGSTAFF SOC #127149 | 1201 W ROUTE 66 | FLAGSTAFF | AZ | 86001 | Coconino | 4 | Perm Closure | 1998-08-01 | 6000 | Gasoline | COMPARTMENT A | Double Walled | Composite (Steel/Fiberglass) | Pressure | Double Walled | Fiberglass Reinforced Plastic | Removal | 2015-08-26
0-004259 | EXPRESS STOP #2011 | 2315 N 32ND ST | PHOENIX | AZ | 85008 | Maricopa | 3 | Perm Closure | 1975-05-07 | 10000 | Gasoline | COMPARTMENT A | Double Walled | Asphalt coated or Bare Steel |  |  |  | Removal | 1988-12-01
0-004259 | EXPRESS STOP #2011 | 2315 N 32ND ST | PHOENIX | AZ | 85008 | Maricopa | 1 | Perm Closure | 1975-05-07 | 3000 | Gasoline | COMPARTMENT A | Double Walled | Asphalt coated or Bare Steel |  |  |  | Removal | 1988-12-01
0-001701 | MALONE'S REPAIR SERVICE | 100 S HILL ST | GLOBE | AZ | 85501 | Gila | 1 | Perm Closure | 1972-01-01 | 3000 | Gasoline | COMPARTMENT A |  | Asphalt coated or Bare Steel |  |  |  | Removal | 1988-12-10
0-003189 | MOBIL 18-564 | 1901 W NORTHERN AVE | PHOENIX | AZ | 85021 | Maricopa | 6 | Perm Closure | 1987-12-01 | 12000 | Gasoline | COMPARTMENT A | Double Walled | Fiberglass Reinforced Plastic | Pressure |  | Fiberglass Reinforced Plastic | Removal | 2003-09-09
0-000068 | CENTER TIRE/WAGON WHEEL EXXON | 1740 E DEUCE OF CLUBS | SHOW LOW | AZ | 85901 | Navajo | 3 | Perm Closure | 1982-01-01 | 4000 | Diesel | COMPARTMENT A |  | Asphalt coated or Bare Steel | Pressure |  |  | Removal | 1997-07-17
0-000068 | CENTER TIRE/WAGON WHEEL EXXON | 1740 E DEUCE OF CLUBS | SHOW LOW | AZ | 85901 | Navajo | 4 | Perm Closure | 1971-01-01 | 3000 | Gasoline | COMPARTMENT A |  | Asphalt coated or Bare Steel | Pressure |  |  | Removal | 1997-07-17
0-008885 | CENTRAL STATION | 300 N CENTRAL AVE | PHOENIX | AZ | 85004 | Maricopa | 5 | Perm Closure | 2005-06-17 | 750 | Unidentified | COMPARTMENT A | Single Walled | Asphalt coated or Bare Steel |  |  |  | Removal | 1996-07-11
0-008885 | CENTRAL STATION | 300 N CENTRAL AVE | PHOENIX | AZ | 85004 | Maricopa | 3 | Perm Closure | 2005-06-17 | 300 | Unidentified | COMPARTMENT A | Single Walled | Asphalt coated or Bare Steel |  |  |  | Removal | 1996-07-24
0-008885 | CENTRAL STATION | 300 N CENTRAL AVE | PHOENIX | AZ | 85004 | Maricopa | 2 | Perm Closure | 2005-06-17 | 3000 | Unidentified | COMPARTMENT A | Single Walled | Asphalt coated or Bare Steel |  |  |  | Removal | 1996-07-24
0-008885 | CENTRAL STATION | 300 N CENTRAL AVE | PHOENIX | AZ | 85004 | Maricopa | 4 | Perm Closure | 2005-06-17 | 750 | Unidentified | COMPARTMENT A | Single Walled | Asphalt coated or Bare Steel |  |  |  | Removal | 1996-07-11
0-005887 | CIRCLE K STORE #2706662 | 1146 N 35TH AVE | PHOENIX | AZ | 85009 | Maricopa | 1 | Open | 1988-11-05 | 20000 | Gasoline | COMPARTMENT A | Double Walled | Fiberglass Reinforced Plastic | Pressure | Double Walled | Fiberglass Reinforced Plastic
0-003324 | SUNLAND VILLAGE EAST GOLF COURSE | 2240 S BUTTERCUP | MESA | AZ | 85209 | Maricopa | 1 | Perm Closure | 1986-05-05 | 550 | Diesel | COMPARTMENT A | Unknown | Asphalt coated or Bare Steel | Gravity Feed |  |  | Removal | 1998-04-15
0-008534 | SUPERSHUTTLE OF ARIZONA INC | 4610 S 35TH ST | PHOENIX | AZ | 85040 | Maricopa | 1 | Perm Closure | 1990-12-01 | 12000 | Gasoline | COMPARTMENT A | Double Walled | Fiberglass Reinforced Plastic | Pressure | Double Walled | Fiberglass Reinforced Plastic | Removal | 2008-01-24
0-002856 | SHELL SERVICE STATION | 261 N HASKELL AVE | WILLCOX | AZ | 85643 | Cochise | 3 | Perm Closure | 1953-01-01 | 550 | Gasoline | COMPARTMENT A |  | Asphalt coated or Bare Steel |  |  |  | Removal | 1993-06-23
0-005386 | UNITED RENTALS | 3266 E WASHINGTON ST | PHOENIX | AZ | 85034 | Maricopa | 2 | Perm Closure | 1971-01-07 | 10000 | Gasoline | COMPARTMENT A | Unknown | Asphalt coated or Bare Steel | Pressure |  |  | Removal | 1996-05-15
0-002242 | GENERAL METALS MANUFACTURING & SUPPLY CO | 2727 W WELDON AVE | PHOENIX | AZ | 85017 | Maricopa | 3 | Perm Closure | 1973-12-18 | 1500 | Gasoline | COMPARTMENT A | Single Walled | Asphalt coated or Bare Steel |  |  |  | Removal | 1989-11-14
0-008269 | BESST AUTO PARTS & TRANSMISSION | 1601 S 19TH AVE | PHOENIX | AZ | 85009 | Maricopa | 1 | Perm Closure | 2005-06-17 | 500 | Gasoline | COMPARTMENT A | Unknown | Asphalt coated or Bare Steel |  |  |  | Removal | 1977-01-01
0-008410 | MARKHAM CONTRACTING/CURTIS JONES | 2010 W IRONWOOD DR | PHOENIX | AZ | 85021 | Maricopa | 2 | Perm Closure | 1969-01-01 | 1000 | Gasoline | COMPARTMENT A |  | Asphalt coated or Bare Steel |  |  |  | Removal | 1997-02-26
0-001327 | SALT N PEPPER SHELL #4 | 1555 E BASELINE RD | PHOENIX | AZ | 85042 | Maricopa | 1 | Perm Closure | 1982-01-01 | 10000 | Gasoline | COMPARTMENT A | Single Walled | Asphalt coated or Bare Steel |  |  |  | Removal | 1990-02-18
0-006724 | IMPERIAL LITHO & DRYOGRAPHY, INC | 210 S 4TH AVE | PHOENIX | AZ | 85003 | Maricopa | 4 | Perm Closure | 1970-01-01 | 500 | Used Oil/Waste Oil | COMPARTMENT A | Double Walled | Asphalt coated or Bare Steel |  |  |  | Removal | 1990-02-07
0-006724 | IMPERIAL LITHO & DRYOGRAPHY, INC | 210 S 4TH AVE | PHOENIX | AZ | 85003 | Maricopa | 1 | Perm Closure | 1978-01-01 | 10000 | Gasoline | COMPARTMENT A | Double Walled | Asphalt coated or Bare Steel |  |  |  | Removal | 1992-04-22
0-009860 | LIBERTY ELEMENTARY SCHOOL - BUS BARN | 19818 W US HIGHWAY 85 | BUCKEYE | AZ | 85326 | Maricopa | 1 | Perm Closure | 1986-01-01 | 800 | Used Oil/Waste Oil | COMPARTMENT A |  | Asphalt coated or Bare Steel | Gravity Feed |  |  | Removal | 2004-03-16
0-000180 | ARIZONA COUNTRY CLUB | 5668 E ORANGE BLOSSOM LN | PHOENIX | AZ | 85018 | Maricopa | 1 | Perm Closure | 1961-01-01 | 550 | Gasoline | COMPARTMENT A |  | Asphalt coated or Bare Steel |  |  |  | Removal | 1989-02-02
0-009694 | EVERGREEN-INDIAN SCHOOL LTD | 9045 W INDIAN SCHOOL RD | PHOENIX | AZ | 85037 | Maricopa | 3 | Perm Closure | 2005-06-17 | 2000 | Unidentified | COMPARTMENT A | Single Walled | Asphalt coated or Bare Steel |  |  |  | Removal | 2001-01-03
0-005971 | MUNDS PARK CHEVRON | 17700 S MUNDS RANCH RD | MUNDS PARK | AZ | 86017 | Coconino | 2 | Open | 1989-01-01 | 10000 | Gasoline | COMPARTMENT A | Double Walled | Composite (Steel/Fiberglass) | Pressure | Single Walled | Bare or Galvanized Steel
0-007688 | TOOR ENTERPRISES | 710 E INDIAN SCHOOL RD | PHOENIX | AZ | 85014 | Maricopa | 3 | Open | 2002-08-01 | 6000 | Gasoline (PUL) | COMPARTMENT A | Double Walled | Fiberglass Reinforced Plastic | Pressure | Double Walled | Flexible
0-004237 | SAFETY-KLEEN CORP | 4401 E UNIVERSITY DR | PHOENIX | AZ | 85034 | Maricopa | 1 | Perm Closure | 1975-01-01 | 12000 | Solvent | COMPARTMENT A | Single Walled | Asphalt coated or Bare Steel | Pressure | Single Walled | Bare or Galvanized Steel | Removal | 1995-02-15
0-002300 | FREEWAY CHEVRON | 2905 S HASKELL AVE | WILLCOX | AZ | 85643 | Cochise | 6 | Open | 2020-06-09 | 6000 | Diesel | COMPARTMENT C | Double Walled | Fiberglass Reinforced Plastic
0-000754 | PACIFIC PRIDE FUELING TERMINAL | 108 12TH AVE | HOLBROOK | AZ | 86025 | Navajo | 2 | Perm Closure | 1983-01-01 | 10000 | Gasoline | COMPARTMENT A |  | Asphalt coated or Bare Steel | Pressure |  | Fiberglass Reinforced Plastic | Removal | 1993-12-22
0-001061 | CHEVRON #9-5805 | 8301 E 22ND ST | TUCSON | AZ | 85710 | Pima | 1 | Perm Closure | 1966-01-01 | 7500 | Gasoline | COMPARTMENT A |  | Asphalt coated or Bare Steel | Pressure |  |  | Removal | 1991-09-30
0-000056 | USDA FS - COCONINO NF - CRESCENT MOON RANCH |  | SEDONA |  |  | Yavapai | 3 | Perm Closure | 1965-01-01 | 500 | Gasoline | COMPARTMENT A |  | Asphalt coated or Bare Steel |  |  |  | Removal | 1990-10-11
0-005683 | CITY OF WINSLOW - POLICE DEPARTMENT YARD | 115 E SECOND ST | WINSLOW | AZ | 86047 | Navajo | 1 | Perm Closure | 1976-01-04 | 2000 | Gasoline | COMPARTMENT A | Unknown | Asphalt coated or Bare Steel |  |  |  | Removal | 1995-08-31
0-004659 | 7-ELEVEN #23222 | 6747 E THOMAS RD | SCOTTSDALE | AZ | 85251 | Maricopa | 3 | Perm Closure | 1982-05-05 | 9728 | Gasoline | COMPARTMENT A | Unknown | Fiberglass Reinforced Plastic | Pressure |  | Fiberglass Reinforced Plastic | Removal | 1993-12-07
0-001673 | COURTESY CHEVROLET | 1233 E CAMELBACK RD | PHOENIX | AZ | 85014 | Maricopa | 5 | Perm Closure | 1965-01-01 | 550 | Used Oil/Waste Oil | COMPARTMENT A |  | Asphalt coated or Bare Steel |  |  |  | Removal | 1990-02-23
0-001673 | COURTESY CHEVROLET | 1233 E CAMELBACK RD | PHOENIX | AZ | 85014 | Maricopa | 12 | Open | 2005-04-01 | 4000 | Diesel | COMPARTMENT A | Double Walled | Fiberglass Reinforced Plastic | Pressure | Double Walled | Fiberglass Reinforced Plastic
0-001673 | COURTESY CHEVROLET | 1233 E CAMELBACK RD | PHOENIX | AZ | 85014 | Maricopa | 12 | Open | 2005-04-01 | 6000 | Gasoline | COMPARTMENT B | Double Walled | Fiberglass Reinforced Plastic | Pressure | Double Walled | Fiberglass Reinforced Plastic
0-005426 | CIRCLE K STORE #2703393 | 301 N 43RD AVE | PHOENIX | AZ | 85009 | Maricopa | 2 | Perm Closure | 1973-01-01 | 6000 | Diesel | COMPARTMENT A |  | Asphalt coated or Bare Steel | Pressure | Double Walled | Fiberglass Reinforced Plastic | Removal | 2008-12-03
0-002736 | SUNWARD | 11701 W INDIAN SCHOOL RD | AVONDALE | AZ | 85392 | Maricopa | 4 | Perm Closure | 1981-01-01 | 500 | New Oil | COMPARTMENT A |  | Asphalt coated or Bare Steel |  |  |  | Removal | 1989-12-22
0-004065 | HAPPY FOOD MART | 6262 E MAIN ST | MESA | AZ | 85205 | Maricopa | 1 | Perm Closure | 1988-01-01 | 10000 | Gasoline | COMPARTMENT A |  | Fiberglass Reinforced Plastic | Pressure |  | Fiberglass Reinforced Plastic | Removal | 2019-11-07
0-004065 | HAPPY FOOD MART | 6262 E MAIN ST | MESA | AZ | 85205 | Maricopa | 3 | Perm Closure | 1988-01-01 | 10000 | Gasoline | COMPARTMENT A |  | Fiberglass Reinforced Plastic | Pressure |  | Fiberglass Reinforced Plastic | Removal | 2019-11-07
0-005359 | USDA FS - APACHE SITGREAVES NF - CHEVELON RANGE |  | CHEVELON CROSSING |  |  | Coconino | 1 | Perm Closure | 1981-03-28 | 3000 | Gasoline | COMPARTMENT A | Unknown | Asphalt coated or Bare Steel |  |  |  | Removal | 1989-05-18
0-002588 | GRAND CANYON - SOUTH RIM MAINTENANCE YARD |  | GRAND CANYON |  |  | Coconino | 7 | Perm Closure | 1964-10-04 | 600 | Used Oil/Waste Oil | COMPARTMENT A | Single Walled | Asphalt coated or Bare Steel |  |  |  | Removal | 1990-08-15
0-003430 | PHOENIX PEORIA CO #165040 | 7648 W CACTUS RD | PEORIA | AZ | 85381 | Maricopa | 2 | Perm Closure | 1986-01-06 | 960 | Diesel | COMPARTMENT A | Double Walled | Asphalt coated or Bare Steel | Suction - Check Valve at the Tank Top |  | Fiberglass Reinforced Plastic | Removal | 1987-09-01
0-009685 | SUPER C | 1645 E JUAN SANCHEZ | SAN LUIS | AZ | 85349 | Yuma | 2 | Open | 2000-03-25 | 15000 | Gasoline | COMPARTMENT A | Double Walled | Fiberglass Reinforced Plastic | Pressure | Double Walled | Fiberglass Reinforced Plastic
0-009396 | SHELL FOOD MART | 530 E WICKENBURG WAY | WICKENBURG | AZ | 85390 | Maricopa | 1 | Open | 1998-07-30 | 12000 | Gasoline | COMPARTMENT A | Double Walled | Fiberglass Reinforced Plastic | Pressure | Double Walled | Fiberglass Reinforced Plastic
0-001174 | CIRCLE K #89 | 1829 W GRANT ST | PHOENIX | AZ | 85007 | Maricopa | 3 | Perm Closure | 1982-01-01 | 10000 | Gasoline | COMPARTMENT A |  | Asphalt coated or Bare Steel |  |  |  | Removal | 1987-11-16
0-003769 | PHILLIPS 66 COMPANY #019681 | 332 W AJO WAY | TUCSON | AZ | 85713 | Pima | 2 | Temp Closure | 1964-01-01 | 6000 | Gasoline | COMPARTMENT A |  | Asphalt coated or Bare Steel |  |  |  |  | 1983-10-01
0-004444 | SHAMROCK FOODS COMPANY | 1900 W RUTHRAUFF RD | TUCSON | AZ | 85705 | Pima | 3 | Perm Closure | 1969-01-01 | 8000 | Diesel | COMPARTMENT A | Single Walled | Asphalt coated or Bare Steel |  |  |  | Removal | 1990-01-05
0-008998 | CIRCLE K STORE #2703483 | 2616 S MISSION RD | TUCSON | AZ | 85713 | Pima | 2 | Open | 1996-04-01 | 15000 | Gasoline (UL) | COMPARTMENT A | Double Walled | Fiberglass Reinforced Plastic | Pressure | Double Walled | Fiberglass Reinforced Plastic
0-009423 | FULL CIRCLE CAR WASH | 6951 E SOUTHERN AVE | MESA | AZ | 85209 | Maricopa | 2 | Open | 1998-07-14 | 10000 | Gasoline | COMPARTMENT A | Double Walled | Fiberglass Reinforced Plastic | Pressure |  | Fiberglass Reinforced Plastic
0-009423 | FULL CIRCLE CAR WASH | 6951 E SOUTHERN AVE | MESA | AZ | 85209 | Maricopa | 1 | Open | 1998-07-14 | 15000 | Gasoline | COMPARTMENT A | Double Walled | Fiberglass Reinforced Plastic | Pressure |  | Fiberglass Reinforced Plastic
0-002207 | DESERT TRANSFER INC | 3751 W LOWER BUCKEYE RD | PHOENIX | AZ | 85009 | Maricopa | 3 | Perm Closure | 1986-03-20 | 12000 | Diesel | COMPARTMENT A | Single Walled | Asphalt coated or Bare Steel |  |  |  | Removal | 1992-10-28
0-005679 | TRICOM COATINGS INC | 2639 N 31ST AVE | PHOENIX | AZ | 85009 | Maricopa | 1 | Perm Closure | 1976-01-21 | 10000 | Gasoline | COMPARTMENT A | Unknown | Asphalt coated or Bare Steel | Pressure |  | Bare or Galvanized Steel | Removal | 1992-09-09
0-001395 | CIRCLE K #2701343 | 1550 N COUNTRY CLUB DR | MESA | AZ | 85201 | Maricopa | 7 | Perm Closure | 1964-01-01 | 3000 | Gasoline | COMPARTMENT A | Single Walled | Asphalt coated or Bare Steel |  |  |  | Removal | 1978-09-12
0-001395 | CIRCLE K #2701343 | 1550 N COUNTRY CLUB DR | MESA | AZ | 85201 | Maricopa | 6 | Perm Closure | 1964-01-01 | 3000 | Gasoline | COMPARTMENT A | Single Walled | Asphalt coated or Bare Steel |  |  |  | Removal | 1978-09-12
0-009711 | CIRCLE K #2705914 | 8325 W DEER VALLEY RD | PEORIA | AZ | 85382 | Maricopa | 2 | Open | 2000-10-10 | 15000 | Gasoline | COMPARTMENT A | Double Walled | Fiberglass Reinforced Plastic | Pressure | Double Walled | Fiberglass Reinforced Plastic
0-009901 | CIRCLE K #2705918 | 320 E HUNT HWY | QUEEN CREEK | AZ | 85143 | Pinal | 2 | Open | 2002-10-15 | 15000 | Gasoline | COMPARTMENT A | Double Walled | Fiberglass Reinforced Plastic | Pressure | Double Walled | Fiberglass Reinforced Plastic
0-004150 | FASTSTOP #1 | 102 W MAIN ST | SAN MANUEL | AZ | 85631 | Pinal | 2 | Perm Closure | 1983-01-01 | 6000 | Gasoline | COMPARTMENT A |  | Asphalt coated or Bare Steel | Pressure |  | Bare or Galvanized Steel | Removal | 2019-08-14
0-008065 | FLAGSTAFF TRACTOR SUPPLY | 2020 E ROUTE 66 | FLAGSTAFF | AZ | 86004 | Coconino | 1 | Perm Closure | 2005-06-17 | 500 | Used Oil/Waste Oil | COMPARTMENT A | Unknown | Asphalt coated or Bare Steel |  |  |  | Removal | 1993-01-28
0-010609 | FRY'S FUEL #679 | 730 W SAHUARITA ROAD | SAHUARITA | AZ | 85629 | Pima | 2 | Open | 2017-07-21 | 10000 | Diesel | COMPARTMENT B | Double Walled | Fiberglass Reinforced Plastic | Pressure | Double Walled | Fiberglass Reinforced Plastic
0-010609 | FRY'S FUEL #679 | 730 W SAHUARITA ROAD | SAHUARITA | AZ | 85629 | Pima | 1 | Open | 2017-07-21 | 20000 | Gasoline (UL) | COMPARTMENT A | Double Walled | Fiberglass Reinforced Plastic | Pressure | Double Walled | Fiberglass Reinforced Plastic
0-002502 | FARM HEADQUARTERS |  | YUMA |  |  | Yuma | 2 | Perm Closure | 1965-01-01 | 280 | Gasoline | COMPARTMENT A | Single Walled | Asphalt coated or Bare Steel |  |  |  | Removal | 1989-11-01
0-000637 | EDWARD BARNES FARM |  | SAN SIMON |  |  | Cochise | 2 | Perm Closure | 1978-01-01 | 1000 | Gasoline | COMPARTMENT A |  | Asphalt coated or Bare Steel |  |  |  | Removal | 1994-02-17
0-000834 | ELOY ELEMENTARY SCHOOL DISTRICT #11 | 413 W 11TH ST | ELOY | AZ | 85131 | Pinal | 1 | Perm Closure | 1971-01-01 | 2000 | Gasoline | COMPARTMENT A |  | Asphalt coated or Bare Steel | Suction - Check Valve at the Tank Top |  |  | Removal | 1991-01-15
0-001938 | EMPIRE TRANSPORT | 34 W IRON AVE | MESA | AZ | 85210 | Maricopa | 30 | Perm Closure | 1970-01-01 | 1000 | Used Oil/Waste Oil | COMPARTMENT A |  | Asphalt coated or Bare Steel | Suction - Check Valve at the Tank Top |  |  | Removal | 1988-07-25
0-007918 | ESTATE AUTO SALES | 11215 GRAND AVE | YOUNGTOWN | AZ | 85363 | Maricopa | 3 | Perm Closure | 2005-06-17 | 6000 | Diesel | COMPARTMENT A | Unknown | Asphalt coated or Bare Steel | Pressure |  |  | Removal | 1992-08-20
0-004876 | PARCEL 112-09-23 | 1706 W BUCHANAN ST | PHOENIX | AZ | 85007 | Maricopa | 1 | Perm Closure | 2005-06-17 | 1000 | Gasoline | COMPARTMENT A | Unknown | Asphalt coated or Bare Steel | Suction - Check Valve at the Tank Top |  | Bare or Galvanized Steel | Removal | 1991-01-01
0-007956 | THE ARIZONA REPUBLIC - DEER VALLEY PLANT | 22600 N 19TH AVE | PHOENIX | AZ | 85027 | Maricopa | 2 | Perm Closure | 1992-01-01 | 10000 | Gasoline | COMPARTMENT A | Double Walled | Fiberglass Reinforced Plastic | Pressure |  | Fiberglass Reinforced Plastic | Removal | 2017-06-21
0-009854 | PARCEL 118-14-013C | 1366 E THOMAS RD | PHOENIX | AZ | 85014 | Maricopa | 2 | Perm Closure | 2005-06-17 | 550 | Unidentified | COMPARTMENT A | Single Walled | Asphalt coated or Bare Steel |  |  |  | Removal | 2002-05-23
0-010634 | FIREBIRD FUEL CO | 5821 W BUCKEYE RD | PHOENIX | AZ | 85043 | Maricopa | 1 | Open | 2019-03-18 | 15000 | Diesel | COMPARTMENT A | Double Walled | Fiberglass Reinforced Plastic | Pressure | Double Walled | Fiberglass Reinforced Plastic
0-010654 | QUIKTRIP 473 | 20221 S GILBERT RD | CHANDLER | AZ | 85286 | Maricopa | 4 | Open | 2019-04-08 | 10000 | Other | COMPARTMENT B | Double Walled | Fiberglass Reinforced Plastic | Pressure | Double Walled | Fiberglass Reinforced Plastic
0-003395 | NORTHEAST SOC #142151 | 2834 N 44TH ST | PHOENIX | AZ | 85008 | Maricopa | 1 | Perm Closure | 1974-01-14 | 8000 | Gasoline | COMPARTMENT A | Unknown | Asphalt coated or Bare Steel | Pressure |  |  | Removal | 1994-03-17
0-007232 | OLD PASADENA PUMP STATION |  | MESA |  |  | Maricopa | 1 | Perm Closure | 1954-01-01 | 550 | Gasoline | COMPARTMENT A | Double Walled | Asphalt coated or Bare Steel |  |  |  | Removal | 1986-10-01
0-009771 | MIRASTAR #64013 | 2970 S PACIFIC AVE | YUMA | AZ | 85365 | Yuma | 2 | Perm Closure | 2001-06-28 | 15000 | Gasoline | COMPARTMENT A | Double Walled | Fiberglass Reinforced Plastic | Pressure | Double Walled | Fiberglass Reinforced Plastic | Removal | 2008-10-21
0-006196 | CHEVRON | 18441 N 7TH ST | PHOENIX | AZ | 85022 | Maricopa | 4 | Perm Closure | 1987-01-01 | 10000 | Gasoline | COMPARTMENT A | Double Walled | Fiberglass Reinforced Plastic | Pressure |  | Fiberglass Reinforced Plastic | Removal | 2015-05-07
0-009018 | CIRCLE K STORE #2709178 | 7870 W BELL RD | GLENDALE | AZ | 85308 | Maricopa | 4 | Perm Closure | 1996-06-01 | 12000 | Gasoline | COMPARTMENT A | Double Walled | Fiberglass Reinforced Plastic | Pressure | Double Walled | Fiberglass Reinforced Plastic | Removal | 2016-08-01
0-009699 | CIRCLE K #3461 | 2840 N 75TH AVE | PHOENIX | AZ | 85035 | Maricopa | 1 | Open | 2000-07-11 | 20000 | Gasoline | COMPARTMENT A | Double Walled | Fiberglass Reinforced Plastic | Pressure | Double Walled | Flexible
0-009744 | SAFEWAY @ SOUTH MOUNTAIN | 1533 E SOUTHERN AVE | PHOENIX | AZ | 85040 | Maricopa | 1 | Temp Closure | 2000-11-01 | 10000 | Gasoline | COMPARTMENT A | Double Walled | Composite (Steel/Fiberglass) | Pressure |  | Fiberglass Reinforced Plastic |  | 2019-11-11
0-009953 | SAFEWAY #1636 | 5810 W THUNDERBIRD RD | GLENDALE | AZ | 85306 | Maricopa | 1 | Perm Closure | 2003-04-04 | 10000 | Gasoline | COMPARTMENT A | Double Walled | Composite (Steel/Fiberglass) |  |  |  | Removal | 2019-11-21
0-004238 | SAFEWAY - DISTRIBUTION CENTER | 1115 W ALAMEDA DR | TEMPE | AZ | 85282 | Maricopa | 5 | Perm Closure | 1990-12-13 | 15000 | Diesel | COMPARTMENT A | Double Walled | Fiberglass Reinforced Plastic | Pressure |  | Fiberglass Reinforced Plastic | Removal | 2018-09-13
0-006231 | LONDON BRIDGE GOLF COURSE | 2400 CLUBHOUSE DR | LAKE HAVASU CITY | AZ | 86406 | Mohave | 2 | Perm Closure | 1988-08-01 | 1000 | Gasoline | COMPARTMENT A | Double Walled | Fiberglass Reinforced Plastic | Suction - Check Valve at the Tank Top |  | Bare or Galvanized Steel | Removal | 1999-05-11
0-010652 | MAVERIK #600 | 784 W WICKENBURG WAY | WICKENBURG | AZ | 85390 | Maricopa | 1 | Open | 2018-12-04 | 25000 | Gasoline (UL) | COMPARTMENT A | Double Walled | Fiberglass Reinforced Plastic | Pressure | Double Walled | Fiberglass Reinforced Plastic
0-000246 | AIM NATIONALEASE | 5926 W MONROE ST | PHOENIX | AZ | 85043 | Maricopa | 1 | Open | 1989-10-30 | 10000 | Diesel | COMPARTMENT A | Single Walled | Fiberglass Reinforced Plastic | Pressure |  | Fiberglass Reinforced Plastic
0-002033 | REGAL AUTO WASH | 4600 E BROADWAY BLVD | TUCSON | AZ | 85711 | Pima | 2 | Perm Closure | 1987-09-24 | 10000 | Gasoline | COMPARTMENT A | Unknown | Fiberglass Reinforced Plastic | Pressure |  | Fiberglass Reinforced Plastic | Removal | 2005-10-18
0-002057 | QUIK MART #100921 | 1250 E FORT LOWELL RD | TUCSON | AZ | 85719 | Pima | 1 | Perm Closure | 1977-04-27 | 10000 | Gasoline | COMPARTMENT A | Single Walled | Asphalt coated or Bare Steel | Suction - Check Valve at the Tank Top |  |  | Removal | 1992-08-31
0-004012 | Q LUBE #1137 | 7381 E BROADWAY BLVD | TUCSON | AZ | 85710 | Pima | 3 | Perm Closure | 1986-06-16 | 2000 | Used Oil/Waste Oil | COMPARTMENT A | Unknown | Asphalt coated or Bare Steel | Suction - Check Valve at the Tank Top |  |  | Removal | 1996-01-31
0-005418 | CIRCLE K #2851 | 15221 N 32ND ST | PHOENIX | AZ | 85032 | Maricopa | 1 | Perm Closure | 1983-01-01 | 8000 | Gasoline | COMPARTMENT A | Single Walled | Asphalt coated or Bare Steel | Pressure | Single Walled | Bare or Galvanized Steel | Removal | 1998-01-21
0-010664 | CARIOCA #8 | 9250 S AVE 40E | TACNA | AZ | 85352 | Yuma | 2 | Open | 2019-07-17 | 6000 | Other | COMPARTMENT B | Double Walled | Fiberglass Reinforced Plastic | Pressure | Double Walled | Fiberglass Reinforced Plastic
0-007962 | ARRID IRRIGATION SUPPLY INC | 590 S RAILROAD AVE | WILLCOX | AZ | 85643 | Cochise | 1 | Perm Closure | 1973-02-03 | 2000 | Gasoline | COMPARTMENT A | Unknown | Asphalt coated or Bare Steel | Pressure |  | Bare or Galvanized Steel | Removal | 1992-09-09
0-002561 | AUTOMOTIVE SHOP | 1 S MAIN ST | COTTONWOOD | AZ | 86326 | Yavapai | 1 | Perm Closure | 1949-01-01 | 4500 | Gasoline | COMPARTMENT A | Single Walled | Asphalt coated or Bare Steel |  |  |  | Removal | 1967-07-01
0-009221 | ARCO #5985 | 2398 E HIGHWAY 60 | MIAMI | AZ | 85539 | Gila | 2 | Open | 1997-04-03 | 10000 | Gasoline | COMPARTMENT A | Double Walled | Fiberglass Reinforced Plastic | Pressure | Double Walled | Fiberglass Reinforced Plastic
0-000175 | ARIZONA BOILER COMPANY INC | 8282 N 75TH AVE | PEORIA | AZ | 85345 | Maricopa | 1 | Perm Closure | 1976-01-01 | 3000 | Gasoline | COMPARTMENT A |  | Asphalt coated or Bare Steel |  |  |  | Removal | 1990-10-01
0-000122 | ARIZONA FARM MANAGEMENT SITE 14 |  | WENDEN |  |  | La Paz | 3 | Perm Closure | 1976-01-01 | 1000 | Diesel | COMPARTMENT A |  | Asphalt coated or Bare Steel |  |  |  | Removal | 1992-04-03
0-000122 | ARIZONA FARM MANAGEMENT SITE 14 |  | WENDEN |  |  | La Paz | 2 | Perm Closure | 2005-06-17 | 500 | Gasoline | COMPARTMENT A |  | Asphalt coated or Bare Steel |  |  |  | Removal | 1992-04-03
0-000129 | AMERIGAS INC CO2 DIVISION | 11200 GERMANN RD | CHANDLER | AZ | 85224 | Maricopa | 1 | Perm Closure | 1976-01-01 | 2500 | Diesel | COMPARTMENT A |  | Asphalt coated or Bare Steel |  |  |  | Removal | 1990-10-22
0-002202 | US FOODS, INC PHOENIX - 41 - WESTERN REGION | 4650 W BUCKEYE RD | PHOENIX | AZ | 85043 | Maricopa | 1 | Open | 1989-01-01 | 10000 | Diesel | COMPARTMENT A | Single Walled | Fiberglass Reinforced Plastic | Pressure |  | Fiberglass Reinforced Plastic
0-002712 | ABB'S TRENCHING SERVICE | 3025 S 40TH ST | PHOENIX | AZ | 85040 | Maricopa | 3 | Perm Closure | 1980-01-01 | 3000 | Gasoline | COMPARTMENT A |  | Asphalt coated or Bare Steel | Suction - Check Valve at the Tank Top |  |  | Removal | 2006-08-17
0-005368 | CHINO RANGER STATION | 735 N ROAD 1 E | CHINO VALLEY | AZ | 86323 | Yavapai | 1 | Perm Closure | 1979-01-30 | 5000 | Gasoline | COMPARTMENT A | Double Walled | Asphalt coated or Bare Steel |  |  |  | Removal | 1991-11-25
0-008907 | 4TH AVENUE SERVICE STATION | 802 N 4TH AVE | TUCSON | AZ | 85705 | Pima | 2 | Perm Closure | 1996-02-22 | 10000 | Gasoline | COMPARTMENT A | Double Walled | Composite (Steel/Fiberglass) | Pressure | Double Walled | Flexible | Removal | 2011-09-27
0-008650 | CELENTANO PROPERTY | 2976 N 1ST AVE | TUCSON | AZ | 85719 | Pima | 3 | Perm Closure | 1960-12-01 | 4000 | Gasoline | COMPARTMENT A | Double Walled | Asphalt coated or Bare Steel | Suction - Check Valve at the Tank Top |  |  | Removal | 1995-06-08
0-002895 | BOB KREJCI & SONS | 6124 N 59TH AVE | GLENDALE | AZ | 85301 | Maricopa | 2 | Perm Closure | 1971-01-01 | 10000 | Gasoline | COMPARTMENT A |  | Asphalt coated or Bare Steel |  |  |  | Removal | 1991-12-23
0-002895 | BOB KREJCI & SONS | 6124 N 59TH AVE | GLENDALE | AZ | 85301 | Maricopa | 1 | Perm Closure | 1971-01-01 | 10000 | Gasoline | COMPARTMENT A |  | Asphalt coated or Bare Steel |  |  |  | Removal | 1991-12-19
0-001960 | BROWN EVANS DISTRIBUTING | 1149 S SIRRINE | MESA | AZ | 85210 | Maricopa | 3 | Perm Closure | 1979-01-01 | 6000 | Gasoline | COMPARTMENT A |  | Asphalt coated or Bare Steel | Pressure |  |  | Removal | 2006-06-09
0-001816 | BENSON LITTLE GENERAL | 696 N OCOTILLO RD | BENSON | AZ | 85602 | Cochise | 5 | Perm Closure | 1997-06-17 | 6000 | Gasoline | COMPARTMENT A | Double Walled | Composite (Steel/Fiberglass) | Pressure |  |  | Removal | 2018-08-22
0-008786 | BEST CAR WASH | 2140 N KOLB RD | TUCSON | AZ | 85715 | Pima | 1 | Perm Closure | 1983-01-01 | 10000 | Gasoline | COMPARTMENT A | Single Walled | Asphalt coated or Bare Steel | Pressure |  | Fiberglass Reinforced Plastic | Removal | 2005-09-07
0-008786 | BEST CAR WASH | 2140 N KOLB RD | TUCSON | AZ | 85715 | Pima | 2 | Perm Closure | 1983-01-01 | 10000 | Gasoline | COMPARTMENT A | Single Walled | Asphalt coated or Bare Steel | Pressure |  | Fiberglass Reinforced Plastic | Removal | 2005-09-07
0-000943 | UNION HILLS HUB | 3501 W UNION HILLS DR | GLENDALE | AZ | 85308 | Maricopa | 2 | Open | 1985-04-18 | 10000 | Gasoline | COMPARTMENT A | Single Walled | Asphalt coated or Bare Steel | Pressure | Double Walled | Fiberglass Reinforced Plastic
0-006592 | D & J'S AUTOMOTIVE | 1202 S TILBURY DR | KEARNY | AZ | 85137 | Pinal | 2 | Perm Closure | 1976-12-20 | 6000 | Gasoline | COMPARTMENT A | Unknown | Asphalt coated or Bare Steel | Pressure |  |  | Removal | 1999-12-20
0-004903 | TESORO GASOLINE MARKETING CO | 1826 E BASELINE RD | TEMPE | AZ | 85283 | Maricopa | 3 | Perm Closure | 1976-05-07 | 10000 | Gasoline | COMPARTMENT A | Unknown | Unknown |  |  |  | Removal | 1982-05-01
0-004938 | TEXACO #60-349-1024 | 7401 E MCDOWELL RD | SCOTTSDALE | AZ | 85257 | Maricopa | 4 | Perm Closure | 1985-05-07 | 8000 | Diesel | COMPARTMENT A | Double Walled | Fiberglass Reinforced Plastic | Pressure | Double Walled | Fiberglass Reinforced Plastic | Removal | 2005-04-20
0-001254 | CIRCLE K #549 | 16 N MAIN ST | EAGAR | AZ | 85925 | Apache | 4 | Open | 1996-01-04 | 10000 | Gasoline | COMPARTMENT A | Single Walled | Fiberglass Reinforced Plastic | Pressure | Double Walled | Fiberglass Reinforced Plastic
0-001254 | CIRCLE K #549 | 16 N MAIN ST | EAGAR | AZ | 85925 | Apache | 1 | Perm Closure | 1977-01-01 | 10000 | Gasoline | COMPARTMENT A |  | Asphalt coated or Bare Steel | Pressure |  | Fiberglass Reinforced Plastic | Removal | 1996-01-03
0-004241 | CITY OF SAFFORD - PUBLIC WORKS YARD | 825 5TH AVE | SAFFORD | AZ | 85546 | Graham | 4 | Perm Closure | 1946-01-01 | 10000 | Gasoline | COMPARTMENT A | Single Walled | Asphalt coated or Bare Steel |  |  |  | Removal | 1989-12-20
0-004241 | CITY OF SAFFORD - PUBLIC WORKS YARD | 825 5TH AVE | SAFFORD | AZ | 85546 | Graham | 3 | Perm Closure | 1946-01-01 | 2000 | Gasoline | COMPARTMENT A | Single Walled | Asphalt coated or Bare Steel |  |  |  | Removal | 1989-12-20
0-007851 | DOUGLAS DIESEL | 1715 N PAN AMERICAN AVE | DOUGLAS | AZ | 85607 | Cochise | 1 | Perm Closure | 1977-01-01 | 10000 | Used Oil/Waste Oil | COMPARTMENT A | Double Walled | Fiberglass Reinforced Plastic | Suction - Check Valve at the Tank Top |  |  | Removal | 1996-09-20
0-004851 | TANNER COMPANIES | 4302 S 40TH ST | PHOENIX | AZ | 85040 | Maricopa | 2 | Perm Closure | 1985-04-22 | 10000 | Diesel | COMPARTMENT A | Unknown | Asphalt coated or Bare Steel |  |  |  | Removal | 1988-12-01
0-005883 | STANLEY'S SERVICE CENTER | 1451 N 32ND ST | PHOENIX | AZ | 85008 | Maricopa | 6 | Perm Closure | 1991-04-01 | 12000 | Gasoline | COMPARTMENT A | Double Walled | Composite (Steel/Fiberglass) | Pressure | Double Walled | Fiberglass Reinforced Plastic | Removal | 2006-09-08
0-005883 | STANLEY'S SERVICE CENTER | 1451 N 32ND ST | PHOENIX | AZ | 85008 | Maricopa | 3 | Perm Closure | 1967-11-07 | 8000 | Gasoline | COMPARTMENT A | Double Walled | Asphalt coated or Bare Steel |  |  |  | Removal | 1991-03-13
0-000050 | SITE 1 MCMULLAN VALLEY RANCH1 |  | WENDEN |  |  | La Paz | 2 | Perm Closure | 2005-06-17 | 1000 | Gasoline | COMPARTMENT A | Single Walled | Asphalt coated or Bare Steel | Suction - Check Valve at the Tank Top | Single Walled | Bare or Galvanized Steel | Removal | 1992-04-02
0-006804 | SHAY OIL CO #6 | 39880 E HIGHWAY 80 | TACNA | AZ | 85352 | Yuma | 6 | Perm Closure | 1990-03-01 | 12000 | Gasoline | COMPARTMENT A | Single Walled | Fiberglass Reinforced Plastic | Pressure |  | Fiberglass Reinforced Plastic | Removal | 2004-03-02
0-005576 | WATSON CHEVROLET INC | 1000 E 22ND ST | TUCSON | AZ | 85713 | Pima | 3 | Perm Closure | 1963-01-01 | 500 | Used Oil/Waste Oil | COMPARTMENT A | Single Walled | Asphalt coated or Bare Steel |  |  |  | Removal | 1988-10-04
0-005576 | WATSON CHEVROLET INC | 1000 E 22ND ST | TUCSON | AZ | 85713 | Pima | 5 | Perm Closure | 1972-01-01 | 500 | Used Oil/Waste Oil | COMPARTMENT A | Single Walled | Asphalt coated or Bare Steel |  |  |  | Removal | 1988-10-04
0-005617 | WESTERN FENCE CO INC | 1541 N EAST ST | FLAGSTAFF | AZ | 86004 | Coconino | 1 | Perm Closure | 1961-01-08 | 500 | Gasoline | COMPARTMENT A | Unknown | Asphalt coated or Bare Steel |  |  |  | Removal | 1991-01-09
0-005634 | WESTERN STATES PETROLEUM TERMINAL #1 |  | PHOENIX |  |  | Maricopa | 1 | Perm Closure | 1984-05-01 | 3000 | Gasoline | COMPARTMENT A | Unknown | Asphalt coated or Bare Steel | Suction - Check Valve at the Tank Top |  |  | Removal | 1993-08-17
0-008615 | NELSON FARM EQUIPMENT |  | AVONDALE |  |  | Maricopa | 1 | Perm Closure | 2005-06-17 |  | Diesel | COMPARTMENT A | Single Walled | Asphalt coated or Bare Steel |  |  |  | Removal | 1995-04-17
0-005847 | CALMAT - VAL VISTA PLANT #15 | 3610 E LEHI RD | MESA | AZ | 85203 | Maricopa | 3 | Perm Closure | 1977-10-19 | 1000 | Gasoline | COMPARTMENT A | Unknown | Asphalt coated or Bare Steel |  |  |  | Removal | 1990-01-01
0-001890 | EXXON #7-2508 | 2828 W THUNDERBIRD RD | PHOENIX | AZ | 85053 | Maricopa | 4 | Perm Closure | 1970-01-01 | 1000 | Used Oil/Waste Oil | COMPARTMENT A | Single Walled | Asphalt coated or Bare Steel | Pressure |  | Fiberglass Reinforced Plastic | Removal | 1997-06-03
0-004719 | BARON FUELS | 2315 E COUNTY 9TH ST | YUMA | AZ | 85365 | Yuma | 2 | Perm Closure | 1986-01-01 | 10000 | Gasoline | COMPARTMENT A | Single Walled | Fiberglass Reinforced Plastic | Pressure |  | Fiberglass Reinforced Plastic | Removal | 1992-08-12
0-001769 | US WEST #141056 | 375 E COMMONWEALTH AVE | CHANDLER | AZ | 85225 | Maricopa | 3 | Perm Closure | 2000-05-16 | 6000 | Gasoline | COMPARTMENT A | Double Walled | Composite (Steel/Fiberglass) | Pressure | Double Walled | Fiberglass Reinforced Plastic | Removal | 2014-08-26
0-002261 | GILBERT UNIFIED SCHOOL DISTRICT # 41 - MAINTENANCE FACILITY | 140 S GILBERT RD | GILBERT | AZ | 85296 | Maricopa | 5 | Open | 1990-01-01 | 10000 | Gasoline | COMPARTMENT A | Double Walled | Composite (Steel/Fiberglass) | Pressure | Double Walled | Fiberglass Reinforced Plastic
0-000711 | BELL ROAD TOYOTA | 2020 W BELL RD | PHOENIX | AZ | 85023 | Maricopa | 4 | Perm Closure | 1984-01-01 | 500 | Unidentified | COMPARTMENT A |  | Asphalt coated or Bare Steel |  |  |  | Removal | 1988-11-01
0-009347 | TRI-M MINI MART | 250 SWANSON AVE | LAKE HAVASU CITY | AZ | 86403 | Mohave | 3 | Perm Closure | 1987-01-01 | 10000 | Diesel | COMPARTMENT A | Double Walled | Composite (Steel/Fiberglass) | Pressure | Double Walled | Fiberglass Reinforced Plastic | Removal | 2016-05-18
0-005422 | CIRCLE K #2857 | 2949 N 32ND ST | PHOENIX | AZ | 85018 | Maricopa | 2 | Perm Closure | 1979-01-01 | 10000 | Gasoline | COMPARTMENT A | Single Walled | Asphalt coated or Bare Steel | Pressure | Single Walled | Bare or Galvanized Steel | Removal | 1995-05-04
0-001227 | CIRCLE K #2700420 | 1062 HIGHWAY 95 | BULLHEAD CITY | AZ | 86429 | Mohave | 1 | Perm Closure | 1969-01-01 | 10000 | Gasoline | COMPARTMENT A |  | Asphalt coated or Bare Steel | Pressure |  |  | Removal | 1997-02-13
0-000889 | FAST GAS #115 | 760 E BROADWAY RD | MESA | AZ | 85204 | Maricopa | 4 | Perm Closure | 1966-01-01 | 3000 | Gasoline | COMPARTMENT A |  | Asphalt coated or Bare Steel |  |  |  | Removal | 1989-01-01
0-006697 | CITY OF TEMPE - FLEET MANAGEMENT GARAGE | 53 S PRIEST DR | TEMPE | AZ | 85281 | Maricopa | 2 | Perm Closure | 1975-01-01 | 10000 | Gasoline | COMPARTMENT A | Single Walled | Asphalt coated or Bare Steel |  |  |  | Removal | 1996-09-20
0-001231 | CIRCLE K #428 | 1953 HIGHWAY 260 | HEBER | AZ | 85928 | Navajo | 6 | Open | 1997-08-12 | 10000 | Gasoline | COMPARTMENT A | Double Walled | Fiberglass Reinforced Plastic | Pressure | Double Walled | Fiberglass Reinforced Plastic
0-001231 | CIRCLE K #428 | 1953 HIGHWAY 260 | HEBER | AZ | 85928 | Navajo | 5 | Open | 1997-08-12 | 10000 | Gasoline | COMPARTMENT A | Double Walled | Fiberglass Reinforced Plastic | Pressure | Double Walled | Fiberglass Reinforced Plastic
0-001231 | CIRCLE K #428 | 1953 HIGHWAY 260 | HEBER | AZ | 85928 | Navajo | 3 | Perm Closure | 1981-01-01 | 10000 | Gasoline | COMPARTMENT A |  | Asphalt coated or Bare Steel | Pressure |  |  | Removal | 1997-10-14
0-005097 | EXXON - PICACHO PEAK |  | PICACHO |  |  | Pinal | 2 | Perm Closure | 1972-04-22 | 10000 | Gasoline | COMPARTMENT A | Unknown | Asphalt coated or Bare Steel | Pressure |  | Bare or Galvanized Steel | Removal | 1993-04-01
0-005097 | EXXON - PICACHO PEAK |  | PICACHO |  |  | Pinal | 4 | Perm Closure | 2005-06-17 | 500 | Used Oil/Waste Oil | COMPARTMENT A | Unknown | Asphalt coated or Bare Steel | Gravity Feed |  | Bare or Galvanized Steel | Removal | 1992-09-10
0-004479 | SHAY OIL | 500 E 32ND ST | YUMA | AZ | 85365 | Yuma | 4 | Perm Closure | 1974-01-01 | 6000 | Gasoline | COMPARTMENT A |  | Asphalt coated or Bare Steel | Pressure |  | Fiberglass Reinforced Plastic | Removal | 1995-05-16
0-004479 | SHAY OIL | 500 E 32ND ST | YUMA | AZ | 85365 | Yuma | 7 | Open | 1995-08-22 | 12000 | Gasoline | COMPARTMENT A | Double Walled | Fiberglass Reinforced Plastic | Pressure | Double Walled | Fiberglass Reinforced Plastic
0-001300 | CIRCLE K #2700759 | 8200 E STATE ROUTE 69 | PRESCOTT VALLEY | AZ | 86314 | Yavapai | 1 | Perm Closure | 1977-01-01 | 10000 | Gasoline | COMPARTMENT A | Single Walled | Asphalt coated or Bare Steel | Pressure |  |  | Removal | 1995-01-04
0-001300 | CIRCLE K #2700759 | 8200 E STATE ROUTE 69 | PRESCOTT VALLEY | AZ | 86314 | Yavapai | 4 | Perm Closure | 1995-01-04 | 10000 | Gasoline (UL) | COMPARTMENT A | Single Walled | Fiberglass Reinforced Plastic | Pressure | Double Walled | Fiberglass Reinforced Plastic | Removal | 2020-04-01
0-001300 | CIRCLE K #2700759 | 8200 E STATE ROUTE 69 | PRESCOTT VALLEY | AZ | 86314 | Yavapai | 2 | Perm Closure | 1977-01-01 | 10000 | Gasoline | COMPARTMENT A | Single Walled | Asphalt coated or Bare Steel | Pressure |  |  | Removal | 1995-01-04
0-005689 | USDOL -TUCSON JOB CORP | 901 S CAMPBELL AVE | TUCSON | AZ | 85719 | Pima | 1 | Perm Closure | 1978-07-20 | 4092 | Unidentified | COMPARTMENT A | Unknown | Fiberglass Reinforced Plastic |  |  |  | Removal | 1992-01-12
0-002585 | US WEST #125339 - SIERRA VISTA SOC | 1060 GIULIO CESARE AVE | SIERRA VISTA | AZ | 85635 | Cochise | 4 | Perm Closure | 1997-05-01 | 6000 | Gasoline | COMPARTMENT A | Double Walled | Composite (Steel/Fiberglass) | Pressure | Double Walled | Fiberglass Reinforced Plastic | Removal | 2015-09-01
0-002585 | US WEST #125339 - SIERRA VISTA SOC | 1060 GIULIO CESARE AVE | SIERRA VISTA | AZ | 85635 | Cochise | 3 | Perm Closure | 1985-09-07 | 6000 | Gasoline | COMPARTMENT A | Unknown | Fiberglass Reinforced Plastic | Pressure |  | Fiberglass Reinforced Plastic | Removal | 1997-05-20
0-005211 | TWIN PINES WASHER | 2614 N 4TH ST | FLAGSTAFF | AZ | 86004 | Coconino | 2 | Perm Closure | 1976-04-21 | 10000 | Gasoline | COMPARTMENT A | Double Walled | Asphalt coated or Bare Steel | Pressure |  |  | Removal | 1993-06-28
0-000563 | UNIVERSITY AUTO REPAIR | 799 W ROUTE 66 | FLAGSTAFF | AZ | 86001 | Coconino | 3 | Perm Closure | 2005-06-17 | 4000 | Gasoline | COMPARTMENT A |  | Asphalt coated or Bare Steel |  |  |  | Removal | 1988-08-05
0-002424 | JACKSONS ENERGY #6792 | 2205 N 4TH ST | FLAGSTAFF | AZ | 86004 | Coconino | 1 | Perm Closure | 1971-01-01 | 10000 | Gasoline | COMPARTMENT A |  | Asphalt coated or Bare Steel |  |  |  | Removal | 1989-09-01
0-008169 | HARRY D GREEN & SONS | 4301 N 16TH ST | PHOENIX | AZ | 85016 | Maricopa | 1 | Perm Closure | 2005-06-17 | 500 | Unidentified | COMPARTMENT A | Double Walled | Asphalt coated or Bare Steel |  |  |  | Removal | 1993-04-09
0-006446 | HAVASU SUPER FUELS LLC | 54 LAKE HAVASU AVE N | LAKE HAVASU CITY | AZ | 86403 | Mohave | 3 | Open | 1987-09-13 | 12000 | Diesel | COMPARTMENT A | Double Walled | Composite (Steel/Fiberglass) | Pressure |  | Fiberglass Reinforced Plastic
0-007229 | CITY OF MESA - FIRE DEPARTMENT SUPPORT SERVICES | 815 N LINDSAY RD | MESA | AZ | 85213 | Maricopa | 1 | Perm Closure | 1980-01-01 | 200 | Used Oil/Waste Oil | COMPARTMENT A | Unknown | Asphalt coated or Bare Steel | Gravity Feed |  |  | Removal | 1992-05-29
0-002386 | GREENE ENTERPRISES DRYWALL CONSTRUCTION | 3819 E TECHNICAL DR | TUCSON | AZ | 85713 | Pima | 2 | Perm Closure | 1980-01-31 | 4000 | Gasoline | COMPARTMENT A | Single Walled | Asphalt coated or Bare Steel | Pressure |  | Fiberglass Reinforced Plastic | Removal | 1996-11-05
0-008018 | GAINEY RANCH MAINTENANCE FACILITY | 7281 E MOUNTAIN VIEW RD | SCOTTSDALE | AZ | 85258 | Maricopa | 2 | Perm Closure | 1984-12-01 | 2500 | Gasoline | COMPARTMENT A | Unknown | Fiberglass Reinforced Plastic | Suction - Check Valve at the Tank Top |  | Fiberglass Reinforced Plastic | Removal | 2005-11-15
0-002780 | WHITING STATION #158 | 2100 W RUTHRAUFF RD | TUCSON | AZ | 85705 | Pima | 1 | Perm Closure | 1976-04-08 | 10000 | Gasoline | COMPARTMENT A | Double Walled | Asphalt coated or Bare Steel | Pressure | Double Walled | Fiberglass Reinforced Plastic | Removal | 2003-06-05
0-001307 | CIRCLE K #2700785 | 5690 S 12TH AVE | TUCSON | AZ | 85706 | Pima | 3 | Perm Closure | 1972-01-01 | 6000 | Gasoline | COMPARTMENT A | Single Walled | Asphalt coated or Bare Steel | Pressure | Single Walled | Bare or Galvanized Steel | Removal | 1996-06-24
0-002901 | ABF FREIGHT SYSTEM INC | 2943 E WIEDING RD | TUCSON | AZ | 85706 | Pima | 2 | Perm Closure | 1976-01-01 | 10000 | Gasoline | COMPARTMENT A |  | Composite (Steel/Fiberglass) | Pressure |  |  | Removal | 1995-06-23
0-004031 | RAINBO BAKING CO | 827 E 17TH ST | TUCSON | AZ | 85719 | Pima | 3 | Perm Closure | 1989-12-05 | 10000 | Gasoline | COMPARTMENT A | Double Walled | Composite (Steel/Fiberglass) | Pressure | Double Walled |  | Removal | 2003-12-09
0-003930 | PIONEER PAINT & VARNISH CO - FORMER | 438 W CONGRESS ST | TUCSON | AZ | 85701 | Pima | 2 | Perm Closure | 1961-01-01 | 3000 | Hazardous Substance | COMPARTMENT A | Single Walled | Asphalt coated or Bare Steel |  |  |  | Removal | 1989-11-08
0-003930 | PIONEER PAINT & VARNISH CO - FORMER | 438 W CONGRESS ST | TUCSON | AZ | 85701 | Pima | 1 | Perm Closure | 1961-01-01 | 3000 | Hazardous Substance | COMPARTMENT A | Single Walled | Asphalt coated or Bare Steel |  |  |  | Removal | 1989-11-08
0-003930 | PIONEER PAINT & VARNISH CO - FORMER | 438 W CONGRESS ST | TUCSON | AZ | 85701 | Pima | 3 | Perm Closure | 1961-01-01 | 3000 | Solvent | COMPARTMENT A | Single Walled | Asphalt coated or Bare Steel |  |  |  | Removal | 1989-11-08
0-003700 | FREEPORT MINERALS CORP - AJO OPERATIONS | NO ADDRESS ON RECORD | AJO | AZ | 85321 | Pima | 11 | Perm Closure | 2005-06-17 | 3000 | Gasoline | COMPARTMENT A | Single Walled | Asphalt coated or Bare Steel |  |  |  | Removal | 1989-12-17
0-003700 | FREEPORT MINERALS CORP - AJO OPERATIONS | NO ADDRESS ON RECORD | AJO | AZ | 85321 | Pima | 1 | Perm Closure | 1976-01-01 | 1762 | Gasoline | COMPARTMENT A | Single Walled | Asphalt coated or Bare Steel |  |  |  | Removal | 1989-12-22
0-006357 | HATCH'S MARKET | 2310 NAVAJO BLVD | HOLBROOK | AZ | 86025 | Navajo | 7 | Open | 1992-03-01 | 1000 | Kerosene | COMPARTMENT A | Single Walled | Fiberglass Reinforced Plastic | Suction - Check Valve at the Tank Top |  | Fiberglass Reinforced Plastic
0-005372 | USDA FS - APACHE SITGREAVES NF - BLACK MESA RANGER DISTRICT | 2748 SR 260 | OVERGAARD | AZ | 85933 | Navajo | 3 | Perm Closure | 1966-01-01 | 1000 | Diesel | COMPARTMENT A | Single Walled | Asphalt coated or Bare Steel |  |  |  | Removal | 1990-10-25
0-006200 | CANADA MART | 210 W ANDY DEVINE AVE | KINGMAN | AZ | 86401 | Mohave | 5 | Perm Closure | 1980-05-20 | 2000 | Gasoline | COMPARTMENT A | Double Walled | Asphalt coated or Bare Steel | Suction - Check Valve at the Tank Top |  | Bare or Galvanized Steel | Removal | 1999-01-04
0-004070 | FORT MOHAVE FOOD STORE #443 | 4520 S HIGHWAY 95 | MOHAVE VALLEY | AZ | 86426 | Mohave | 1 | Perm Closure | 1976-04-22 | 10000 | Gasoline | COMPARTMENT A | Double Walled | Asphalt coated or Bare Steel |  |  |  | Removal | 1987-05-01
0-008425 | DOUBLE SIX STATION | 16102 E HIGHWAY 66 | PEACH SPRINGS | AZ | 86434 | Mohave | 3 | Perm Closure | 2005-06-17 | 1000 | Gasoline | COMPARTMENT A | Unknown | Asphalt coated or Bare Steel | Suction - Check Valve at the Tank Top |  |  | Removal | 1997-11-24
0-002678 | SAN MANUEL GOLF COURSE | 26950 N REDDINGTON RD | SAN MANUEL | AZ | 85631 | Pinal | 1 | Perm Closure | 1954-10-18 | 800 | Gasoline | COMPARTMENT A | Double Walled | Asphalt coated or Bare Steel |  |  |  | Closed in Place | 1989-01-01
0-000844 | LAKESHORE EQUIPMENT | 1896 E UNIVERSITY DR | PHOENIX | AZ | 85034 | Maricopa | 3 | Perm Closure | 1971-01-01 | 1000 | Used Oil/Waste Oil | COMPARTMENT A |  | Asphalt coated or Bare Steel |  |  |  | Removal | 1989-09-21
0-009794 | POWER & MCDOWELL SHELL | 2737 N POWER RD | MESA | AZ | 85215 | Maricopa | 2 | Open | 2000-11-20 | 12000 | Gasoline | COMPARTMENT A | Double Walled | Fiberglass Reinforced Plastic | Pressure | Double Walled | Fiberglass Reinforced Plastic
0-006769 | KOZY CORNER | 8587 E HWY 66 | HACKBERRY | AZ | 86401 | Mohave | 1 | Perm Closure | 1963-01-01 | 4000 | Gasoline | COMPARTMENT A | Double Walled | Asphalt coated or Bare Steel |  |  |  | Removal | 1990-05-18
0-007999 | L & N FULL SERVICE FUEL STOP | 295 E WICKENBURG WAY | WICKENBURG | AZ | 85390 | Maricopa | 3 | Perm Closure | 1960-01-01 | 500 | Gasoline | COMPARTMENT A | Unknown | Asphalt coated or Bare Steel |  |  |  | Removal | 1998-12-29
0-003845 | MARYVALE GOLF COURSE | 5902 W INDIAN SCHOOL RD | PHOENIX | AZ | 85033 | Maricopa | 1 | Perm Closure | 1961-01-01 | 1000 | Gasoline | COMPARTMENT A | Single Walled | Asphalt coated or Bare Steel |  |  |  | Removal | 1990-12-11
0-004125 | INGERSOLL-RAND | 820 N 17TH AVE | PHOENIX | AZ | 85007 | Maricopa | 1 | Perm Closure | 1974-01-01 | 1000 | Diesel | COMPARTMENT A | Unknown | Unknown |  |  |  | Removal | 1990-09-13
0-002518 | HOLT'S AJO SALES INC | 429 N 2ND AVE | AJO | AZ | 85321 | Pima | 7 | Perm Closure | 1972-01-01 | 10000 | Gasoline (UL) | COMPARTMENT A | Single Walled | Asphalt coated or Bare Steel | Pressure | Single Walled | Bare or Galvanized Steel | Removal | 2020-08-28
0-000907 | AFCO #020216 | 3604 S 40TH ST | PHOENIX | AZ | 85040 | Maricopa | 1 | Perm Closure | 1970-10-22 | 10000 | Gasoline | COMPARTMENT A |  | Asphalt coated or Bare Steel | Pressure |  | Fiberglass Reinforced Plastic | Removal | 2000-06-01
0-005813 | ARCO #5447 | 7501 W PEORIA AVE | PEORIA | AZ | 85345 | Maricopa | 3 | Open | 1987-01-01 | 12000 | Gasoline | COMPARTMENT A | Double Walled | Fiberglass Reinforced Plastic | Pressure | Double Walled | Fiberglass Reinforced Plastic
0-002581 | BROADWAY CAR WASH | 1016 E BROADWAY RD | TEMPE | AZ | 85282 | Maricopa | 2 | Perm Closure | 1972-05-22 | 10000 | Gasoline | COMPARTMENT A | Single Walled | Asphalt coated or Bare Steel | Pressure |  | Bare or Galvanized Steel | Removal | 1993-11-23
0-000915 | TEXACO #60-349-0300 | 2107 S 7TH AVE | PHOENIX | AZ | 85007 | Maricopa | 3 | Perm Closure | 1969-01-01 | 10000 | Gasoline | COMPARTMENT A |  | Asphalt coated or Bare Steel | Pressure |  |  | Removal | 1993-02-01
0-001113 | 4 SONS FOOD STORES #510 | 1205 W BASELINE RD | MESA | AZ | 85202 | Maricopa | 3 | Perm Closure | 1982-01-01 | 10000 | Gasoline | COMPARTMENT A | Double Walled | Fiberglass Reinforced Plastic | Pressure |  | Fiberglass Reinforced Plastic | Removal | 1998-10-15
0-001113 | 4 SONS FOOD STORES #510 | 1205 W BASELINE RD | MESA | AZ | 85202 | Maricopa | 5 | Perm Closure | 1982-01-01 | 4000 | Used Oil/Waste Oil | COMPARTMENT A | Double Walled | Fiberglass Reinforced Plastic | Gravity Feed |  | Fiberglass Reinforced Plastic | Removal | 1998-10-15
0-001113 | 4 SONS FOOD STORES #510 | 1205 W BASELINE RD | MESA | AZ | 85202 | Maricopa | 1 | Perm Closure | 1982-01-01 | 10000 | Gasoline | COMPARTMENT A | Double Walled | Fiberglass Reinforced Plastic | Pressure |  | Fiberglass Reinforced Plastic | Removal | 1998-10-15
0-003035 | MOBIL MINI MART | 620 E US HIGHWAY 85 | BUCKEYE | AZ | 85326 | Maricopa | 6 | Perm Closure | 2011-03-07 | 1000 | Unidentified | COMPARTMENT A |  | Asphalt coated or Bare Steel |  |  |  | Removal | 2010-12-09
0-003035 | MOBIL MINI MART | 620 E US HIGHWAY 85 | BUCKEYE | AZ | 85326 | Maricopa | 3 | Perm Closure | 1988-04-01 | 10000 | Gasoline | COMPARTMENT A | Single Walled | Fiberglass Reinforced Plastic | Pressure | Double Walled | Fiberglass Reinforced Plastic | Removal | 2010-12-09
0-003035 | MOBIL MINI MART | 620 E US HIGHWAY 85 | BUCKEYE | AZ | 85326 | Maricopa | 4 | Perm Closure | 1988-04-01 | 5000 | Diesel | COMPARTMENT A | Single Walled | Fiberglass Reinforced Plastic | Pressure | Double Walled | Fiberglass Reinforced Plastic | Removal | 2010-12-09
0-004650 | 7-ELEVEN #21041 | 4101 N 27TH AVE | PHOENIX | AZ | 85017 | Maricopa | 3 | Perm Closure | 1979-02-05 | 12000 | Gasoline | COMPARTMENT A | Unknown | Asphalt coated or Bare Steel | Pressure |  | Fiberglass Reinforced Plastic | Removal | 1992-12-04
0-003190 | CVS PHARMACY #9205 | 802 S MILL AVE | TEMPE | AZ | 85281 | Maricopa | 3 | Perm Closure | 1972-04-21 | 5000 | Gasoline | COMPARTMENT A | Double Walled | Asphalt coated or Bare Steel |  |  |  | Removal | 1992-01-07
0-003190 | CVS PHARMACY #9205 | 802 S MILL AVE | TEMPE | AZ | 85281 | Maricopa | 4 | Perm Closure | 1992-01-09 | 10000 | Gasoline | COMPARTMENT A | Double Walled | Fiberglass Reinforced Plastic | Pressure |  | Fiberglass Reinforced Plastic | Removal | 2006-06-21
0-001811 | DOLLAR RENT A CAR | 50 S 24TH ST | PHOENIX | AZ | 85034 | Maricopa | 1 | Perm Closure | 1974-01-01 | 10000 | Gasoline | COMPARTMENT A |  | Asphalt coated or Bare Steel |  |  |  | Removal | 1995-05-18
0-001777 | HIGHLANDS DEVELOPMENT | 10040 E HAPPY VALLEY RD | SCOTTSDALE | AZ | 85255 | Maricopa | 3 | Perm Closure | 1983-01-01 | 2000 | Gasoline | COMPARTMENT A | Single Walled | Fiberglass Reinforced Plastic | Suction - Check Valve at the Tank Top |  |  | Removal | 1994-03-01
0-004934 | TEXACO #60-349-0028 | 4252 W BETHANY HOME RD | PHOENIX | AZ | 85019 | Maricopa | 2 | Perm Closure | 1982-05-07 | 12000 | Gasoline | COMPARTMENT A | Double Walled | Asphalt coated or Bare Steel | Pressure | Double Walled | Fiberglass Reinforced Plastic | Removal | 1995-11-28
0-004934 | TEXACO #60-349-0028 | 4252 W BETHANY HOME RD | PHOENIX | AZ | 85019 | Maricopa | 3 | Perm Closure | 1982-05-07 | 12000 | Gasoline | COMPARTMENT A | Double Walled | Asphalt coated or Bare Steel | Pressure | Double Walled | Fiberglass Reinforced Plastic | Removal | 1995-11-28
0-005272 | UNOCAL #3782 | 3948 E INDIAN SCHOOL RD | PHOENIX | AZ | 85018 | Maricopa | 1 | Perm Closure | 1983-12-15 | 12000 | Gasoline | COMPARTMENT A | Double Walled | Fiberglass Reinforced Plastic | Pressure |  | Fiberglass Reinforced Plastic | Removal | 1993-08-18
0-004230 | S & G CONVENIENCE MARKET | 115 MAIN ST | BAGDAD | AZ | 86321 | Yavapai | 1 | Open | 1983-01-01 | 12000 | Gasoline | COMPARTMENT A | Single Walled | Asphalt coated or Bare Steel | Pressure | Double Walled | Fiberglass Reinforced Plastic
0-007235 | OLD FED MART |  | SPRINGERVILLE |  |  | Apache | 1 | Perm Closure | 1975-01-01 | 6000 | Gasoline | COMPARTMENT A | Unknown | Asphalt coated or Bare Steel |  |  |  | Removal | 1987-10-10
0-000848 | CALMAT - SUN CITY PLANT | 14521 N 15TH AVE | EL MIRAGE | AZ | 85335 | Maricopa | 5 | Perm Closure | 1979-01-01 | 15000 | Used Oil/Waste Oil | COMPARTMENT A |  | Asphalt coated or Bare Steel |  |  |  | Closed in Place | 1989-07-30
0-005126 | AJO CHEVRON | 561 N 2ND AVE | AJO | AZ | 85321 | Pima | 2 | Perm Closure | 1975-01-01 | 10000 | Gasoline | COMPARTMENT A |  | Asphalt coated or Bare Steel | Pressure |  | Fiberglass Reinforced Plastic | Removal | 2009-07-20
0-000650 | SHAY OIL CO | 39820 E HIGHWAY 80 | TACNA | AZ | 85352 | Yuma | 2 | Perm Closure | 1973-01-01 | 10000 | Gasoline | COMPARTMENT A |  | Asphalt coated or Bare Steel |  |  |  | Removal | 1988-09-01
0-002138 | FISHER-MILLER HAY & DEVELOPMENT | 635 S GILBERT RD | MESA | AZ | 85296 | Maricopa | 1 | Perm Closure | 1972-02-01 | 5000 | Gasoline | COMPARTMENT A | Single Walled | Asphalt coated or Bare Steel | Suction - Check Valve at the Tank Top |  |  | Removal | 1993-03-19
0-005694 | ARIZONA METAL MATERIALS | 1839 W LINDEN ST | PHOENIX | AZ | 85007 | Maricopa | 2 | Perm Closure | 1969-01-01 | 12000 | Diesel | COMPARTMENT A | Single Walled | Asphalt coated or Bare Steel |  |  |  | Removal | 1988-12-01
0-002812 | 4 SONS FOOD STORES #502 | 445 E CAREFREE HWY | PHOENIX | AZ | 85085 | Maricopa | 3 | Open | 1989-01-20 | 10000 | Gasoline | COMPARTMENT A | Double Walled | Fiberglass Reinforced Plastic | Pressure | Double Walled | Fiberglass Reinforced Plastic
0-008693 | CENTURY FLOOR COVERINGS | 9145 W SCOTLAND AVE | PEORIA | AZ | 85345 | Maricopa | 1 | Perm Closure | 2005-06-17 | 6000 | Gasoline | COMPARTMENT A | Unknown | Asphalt coated or Bare Steel | Pressure |  | Bare or Galvanized Steel | Removal | 1995-12-28
0-003403 | LITCHFIELD MAIN CO #143060 | 107 S DESERT AVE | LITCHFIELD PARK | AZ | 85340 | Maricopa | 1 | Perm Closure | 1981-01-06 | 1000 | Diesel | COMPARTMENT A | Double Walled | Fiberglass Reinforced Plastic | Suction - Check Valve at the Tank Top |  | Bare or Galvanized Steel | Removal | 1992-09-10
0-004026 | UNITED RENTALS BRANCH J91 | 1770 W PRINCE RD | TUCSON | AZ | 85705 | Pima | 1 | Perm Closure | 1980-01-01 | 1000 | Gasoline | COMPARTMENT A | Single Walled | Asphalt coated or Bare Steel |  |  |  | Removal | 1991-11-15
0-004026 | UNITED RENTALS BRANCH J91 | 1770 W PRINCE RD | TUCSON | AZ | 85705 | Pima | 3 | Perm Closure | 1980-01-01 | 10000 | Gasoline | COMPARTMENT A | Single Walled | Asphalt coated or Bare Steel |  |  |  | Removal | 1991-11-15
0-004026 | UNITED RENTALS BRANCH J91 | 1770 W PRINCE RD | TUCSON | AZ | 85705 | Pima | 8 | Perm Closure | 1992-02-15 | 5000 | Diesel | COMPARTMENT B | Double Walled | Composite (Steel/Fiberglass) | Pressure | Single Walled | Bare or Galvanized Steel | Removal | 2014-12-03
0-000921 | SHELL #81 | 808 S PRIEST DR | TEMPE | AZ | 85281 | Maricopa | 4 | Perm Closure | 1976-01-01 | 12000 | Gasoline | COMPARTMENT A |  | Asphalt coated or Bare Steel | Pressure | Double Walled | Fiberglass Reinforced Plastic | Removal | 1996-04-24
0-008305 | DIAMOND CAR CARE | 108 LAKE HAVASU AVE N | LAKE HAVASU CITY | AZ | 86403 | Mohave | 3 | Perm Closure | 1986-01-01 | 10000 | Gasoline | COMPARTMENT A | Double Walled | Fiberglass Reinforced Plastic | Pressure |  | Fiberglass Reinforced Plastic | Removal | 2014-02-26
0-003020 | MADISON SCHOOL DISTRICT | 6124 N 12TH PL | PHOENIX | AZ | 85014 | Maricopa | 3 | Perm Closure | 1989-07-01 | 8000 | Diesel | COMPARTMENT A | Double Walled | Fiberglass Reinforced Plastic | Pressure | Double Walled | Fiberglass Reinforced Plastic | Removal | 2007-07-18
0-003020 | MADISON SCHOOL DISTRICT | 6124 N 12TH PL | PHOENIX | AZ | 85014 | Maricopa | 1 | Perm Closure | 1984-01-01 | 4000 | Gasoline | COMPARTMENT A |  | Fiberglass Reinforced Plastic | Pressure | Double Walled | Fiberglass Reinforced Plastic | Removal | 2007-07-18
0-000605 | CHANDLER READY MIX | 3250 E LEHI RD | MESA | AZ | 85213 | Maricopa | 5 | Perm Closure | 1980-01-01 | 2000 | Gasoline | COMPARTMENT A |  | Asphalt coated or Bare Steel |  |  |  | Removal | 1994-01-31
0-000236 | ADOT - 3 WAY MAINTENANCE |  | THREE WAY |  |  | Greenlee | 2 | Perm Closure | 1960-01-01 | 2000 | Gasoline | COMPARTMENT A | Single Walled | Asphalt coated or Bare Steel | Suction - Check Valve at the Tank Top | Single Walled | Bare or Galvanized Steel | Removal | 1992-02-06
0-000236 | ADOT - 3 WAY MAINTENANCE |  | THREE WAY |  |  | Greenlee | 3 | Open | 1981-01-01 | 12000 | Diesel | COMPARTMENT A | Double Walled | Fiberglass Reinforced Plastic | Pressure | Double Walled | Flexible
0-007443 | LR JOHNSON SETTLEMENT |  | MAGMA |  |  | Pinal | 2 | Perm Closure | 2005-06-17 | 1000 | Diesel | COMPARTMENT A | Unknown | Asphalt coated or Bare Steel | Suction - Check Valve at the Tank Top |  |  | Removal | 1992-06-10
0-005906 | SHELL FOOD MART | 16 W MCKELLIPS RD | MESA | AZ | 85201 | Maricopa | 3 | Perm Closure | 1984-01-01 | 10000 | Gasoline | COMPARTMENT A | Single Walled | Fiberglass Reinforced Plastic | Pressure | Double Walled | Fiberglass Reinforced Plastic | Removal | 2018-06-28
0-000437 | ARIZONA STATE HOSPITAL | 2500 E VAN BUREN ST | PHOENIX | AZ | 85008 | Maricopa | 1 | Perm Closure | 1983-01-01 | 1000 | Gasoline | COMPARTMENT A |  | Asphalt coated or Bare Steel | Suction - Check Valve at the Tank Top | Single Walled | Bare or Galvanized Steel | Removal | 1998-01-28
0-009784 | STUCKEYS | 3000 W THIRD ST | WINSLOW | AZ | 86047 | Navajo | 3 | Perm Closure | 2005-06-17 | 5000 | Unidentified | COMPARTMENT A | Double Walled | Fiberglass Reinforced Plastic |  |  |  | Removal
0-005635 | CAREFREE SHELL | 7201 E CAVE CREEK RD | CAREFREE | AZ | 85331 | Maricopa | 5 | Open | 2012-01-09 | 12000 | Gasoline | COMPARTMENT A | Double Walled | Fiberglass Reinforced Plastic | Pressure | Double Walled | Fiberglass Reinforced Plastic
0-009681 | DOUBLE D TIRE CORRAL | 317 W HOPI DR | HOLBROOK | AZ | 86025 | Navajo | 2 | Perm Closure | 1966-01-01 | 4000 | Gasoline | COMPARTMENT A | Unknown | Unknown |  |  |  | Removal | 2000-10-25
0-000331 | PEP BOYS #747 | 3528 W CACTUS RD | PHOENIX | AZ | 85029 | Maricopa | 1 | Perm Closure | 1989-01-01 | 550 | Used Oil/Waste Oil | COMPARTMENT A | Single Walled | Fiberglass Reinforced Plastic | Gravity Feed | Single Walled | Bare or Galvanized Steel | Removal | 1998-11-19
0-005396 | U OF A - EXPERIMENTAL FARM |  | MARANA |  |  | Pima | 2 | Perm Closure | 1975-03-06 | 2000 | Diesel | COMPARTMENT A | Double Walled | Asphalt coated or Bare Steel |  |  |  | Removal | 1991-08-29
0-000132 | DESERT VIEW SERVICE STATION |  | DESERT VIEW |  |  | Coconino | 1 | Perm Closure | 1976-01-01 | 550 | Used Oil/Waste Oil | COMPARTMENT A |  | Asphalt coated or Bare Steel |  |  |  | Removal | 1989-07-01
0-000132 | DESERT VIEW SERVICE STATION |  | DESERT VIEW |  |  | Coconino | 4 | Perm Closure | 1972-01-01 | 6000 | Gasoline | COMPARTMENT A |  | Asphalt coated or Bare Steel | Pressure |  |  | Removal | 1999-02-11
0-000132 | DESERT VIEW SERVICE STATION |  | DESERT VIEW |  |  | Coconino | 3 | Perm Closure | 1972-01-01 | 10000 | Gasoline | COMPARTMENT A |  | Asphalt coated or Bare Steel | Pressure |  |  | Removal | 1999-02-11
0-000132 | DESERT VIEW SERVICE STATION |  | DESERT VIEW |  |  | Coconino | 5 | Perm Closure | 1972-01-01 | 6000 | Gasoline | COMPARTMENT A |  | Asphalt coated or Bare Steel | Pressure |  |  | Removal | 1999-02-11
0-008808 | JACK'S DISCOUNT SERVICE | 398 S 4TH AVE | YUMA | AZ | 85364 | Yuma | 4 | Perm Closure | 2005-06-17 | 6000 | Gasoline | COMPARTMENT A | Unknown | Asphalt coated or Bare Steel | Pressure |  | Bare or Galvanized Steel | Removal | 1998-12-03
0-005222 | U-HAUL #723-82 | 2947 E MAIN ST | MESA | AZ | 85213 | Maricopa | 4 | Perm Closure | 1984-04-02 | 500 | Used Oil/Waste Oil | COMPARTMENT A | Double Walled | Asphalt coated or Bare Steel |  |  |  | Removal | 1996-04-11
0-002883 | SUNSET FARMS | 3800 W SUNSET RD | TUCSON | AZ | 85743 | Pima | 1 | Perm Closure | 1984-01-01 | 10000 | Diesel | COMPARTMENT A | Single Walled | Asphalt coated or Bare Steel | Suction - Check Valve at the Tank Top | Single Walled | Bare or Galvanized Steel | Removal | 1994-10-24
0-009926 | SOUTH RIM WINE & BEER GARAGE | 514 E ROUTE 66 | WILLIAMS | AZ | 86046 | Coconino | 1 | Perm Closure | 1950-01-01 | 1000 | Gasoline | COMPARTMENT A | Double Walled | Asphalt coated or Bare Steel |  |  |  | Closed in Place | 2003-08-20
0-005052 | CIRCLE K STORE #2709160 | 1015 N RURAL RD | CHANDLER | AZ | 85226 | Maricopa | 4 | Open | 1989-06-28 | 10000 | Gasoline | COMPARTMENT A | Double Walled | Fiberglass Reinforced Plastic | Pressure |  | Fiberglass Reinforced Plastic
0-005226 | ALLISON AUTOMOTIVE INC | 528 W GURLEY ST | PRESCOTT | AZ | 86301 | Yavapai | 4 | Perm Closure | 1966-04-25 | 4000 | Gasoline | COMPARTMENT A | Double Walled | Asphalt coated or Bare Steel |  |  |  | Removal | 1988-10-01
0-005226 | ALLISON AUTOMOTIVE INC | 528 W GURLEY ST | PRESCOTT | AZ | 86301 | Yavapai | 1 | Perm Closure | 1966-04-25 | 4000 | Gasoline | COMPARTMENT A | Double Walled | Asphalt coated or Bare Steel |  |  |  | Removal | 1988-10-01
0-008576 | DAIRY QUEEN | 1655 S ALVERNON WAY | TUCSON | AZ | 85711 | Pima | 1 | Perm Closure | 2005-06-17 |  | Gasoline | COMPARTMENT A | Double Walled | Fiberglass Reinforced Plastic |  |  |  | Removal | 1976-01-01
0-003220 | EXXONMOBIL #18-805 | 3550 E SOUTHERN AVE | MESA | AZ | 85204 | Maricopa | 2 | Perm Closure | 1983-01-01 | 10000 | Gasoline | COMPARTMENT A |  | Fiberglass Reinforced Plastic | Pressure |  | Fiberglass Reinforced Plastic | Removal | 2003-12-03
0-001800 | THE BUTTERFLY GARDEN INN | 9440 N US HIGHWAY 89 | OAK CREEK CANYON | AZ | 86336 | Coconino | 2 | Perm Closure | 1952-01-01 | 1000 | Gasoline | COMPARTMENT A |  | Asphalt coated or Bare Steel |  |  |  | Removal | 1990-01-17
0-004737 | CORESLAB STRUCTURES INC | 5026 S 43RD AVE | PHOENIX | AZ | 85041 | Maricopa | 1 | Perm Closure | 1981-08-01 | 10000 | Diesel | COMPARTMENT A | Unknown | Fiberglass Reinforced Plastic | Suction - Check Valve at the Tank Top |  |  | Removal | 1994-05-06
0-001212 | CIRCLE K #253 |  | PAYSON |  |  | Gila | 2 | Perm Closure | 1969-01-01 | 10000 | Gasoline | COMPARTMENT A | Single Walled | Asphalt coated or Bare Steel | Pressure |  |  | Removal | 1992-12-08
0-001995 | CAMELBACK MOUNTAIN SINCLAIR | 3940 E CAMELBACK RD | PHOENIX | AZ | 85018 | Maricopa | 2 | Perm Closure | 1969-04-26 | 8000 | Gasoline | COMPARTMENT A | Double Walled | Composite (Steel/Fiberglass) | Pressure | Single Walled | Bare or Galvanized Steel | Removal | 1997-04-02
0-008128 | LITTLE B MINING CO INC | 5600 N DODGE AVE | FLAGSTAFF | AZ | 86004 | Coconino | 1 | Perm Closure | 1978-05-01 | 4000 | Gasoline | COMPARTMENT A | Double Walled | Asphalt coated or Bare Steel | Suction - Check Valve at the Tank Top |  |  | Removal | 1993-03-09
0-002413 | H&S DEVELOPERS |  | YUMA |  |  | Yuma | 1 | Perm Closure | 1971-03-07 | 8000 | Diesel | COMPARTMENT A | Single Walled | Asphalt coated or Bare Steel |  |  |  | Removal | 1986-06-15
0-005604 | WELLTON-MOHAWK WTP | 30570 E WELLTON MOHAWK DR | WELLTON | AZ | 85356 | Yuma | 9 | Perm Closure | 1981-03-17 | 10000 | Diesel | COMPARTMENT A | Unknown | Asphalt coated or Bare Steel | Suction - Check Valve at the Tank Top |  | Bare or Galvanized Steel | Removal | 1992-10-28
0-010457 | QUIK TRIP #1461 | 1401 S ALVERNON WAY | TUCSON | AZ | 85711 | Pima | 2 | Open | 2012-06-01 | 20000 | Gasoline | COMPARTMENT A | Double Walled | Fiberglass Reinforced Plastic | Pressure | Double Walled | Fiberglass Reinforced Plastic
0-010470 | MAVERIK #478 | 1301 NAVAJO BLVD | HOLBROOK | AZ | 86025 | Navajo | 6 | Open | 2019-04-09 | 40000 | Diesel | COMPARTMENT A | Double Walled | Fiberglass Reinforced Plastic | Pressure | Double Walled | Flexible
0-005909 | CIRCLE K #2708511 | 8780 N ORACLE RD | ORO VALLEY | AZ | 85704 | Pima | 2 | Open | 1987-02-03 | 10000 | Gasoline | COMPARTMENT A | Double Walled | Fiberglass Reinforced Plastic | Pressure |  | Fiberglass Reinforced Plastic
0-003562 | FOXWORTH BUILDING | 3160 N TUCSON-NOGALES HWY 89 | NOGALES | AZ | 85621 | Santa Cruz | 1 | Perm Closure | 1973-01-01 | 1000 | Unidentified | COMPARTMENT A |  | Asphalt coated or Bare Steel |  |  |  | Removal | 1989-05-01
0-002255 | GEORGIA-PACIFIC CORP | 4739 N 49TH AVE | GLENDALE | AZ | 85301 | Maricopa | 1 | Perm Closure | 1976-05-02 | 2500 | Unidentified | COMPARTMENT A | Unknown | Unknown |  |  |  | Closed in Place | 1985-12-01
0-003597 | GIANT #928 | 6608 E MAIN ST | MESA | AZ | 85205 | Maricopa | 2 | Perm Closure | 1988-01-01 | 12000 | Gasoline | COMPARTMENT A | Double Walled | Fiberglass Reinforced Plastic | Pressure |  | Fiberglass Reinforced Plastic | Closed in Place | 2002-02-12
0-000623 | SHASTA INDUSTRIES | 2130 W FILLMORE ST | PHOENIX | AZ | 85009 | Maricopa | 1 | Perm Closure | 1961-01-01 |  | Gasoline | COMPARTMENT A |  | Asphalt coated or Bare Steel |  |  |  | Removal | 1989-11-21
0-007238 | JANICE WALLACE | 2101 W ROUTE 66 | FLAGSTAFF | AZ | 86001 | Coconino | 2 | Perm Closure | 2005-06-17 | 2000 | Gasoline | COMPARTMENT A | Unknown | Asphalt coated or Bare Steel | Suction - Check Valve at the Tank Top |  |  | Removal | 1991-03-08
0-005329 | B & K STEEL FABRICATIONS INC | 619 N COOPER RD | GILBERT | AZ | 85233 | Maricopa | 2 | Perm Closure | 1983-02-28 | 6000 | Gasoline | COMPARTMENT A | Unknown | Asphalt coated or Bare Steel |  |  |  | Removal | 1989-09-07
0-005329 | B & K STEEL FABRICATIONS INC | 619 N COOPER RD | GILBERT | AZ | 85233 | Maricopa | 5 | Perm Closure | 1983-02-28 | 2000 | Gasoline | COMPARTMENT A | Unknown | Asphalt coated or Bare Steel |  |  |  | Removal | 1989-09-07
0-008681 | KIRST EQUIPMENT COMPANY | 15855 N GREENWAY HAYDEN LOOP | SCOTTSDALE | AZ | 85260 | Maricopa | 3 | Perm Closure | 2005-06-17 | 500 | Used Oil/Waste Oil | COMPARTMENT A | Double Walled | Fiberglass Reinforced Plastic | Pressure |  | Fiberglass Reinforced Plastic | Removal | 2004-03-10
0-001285 | CIRCLE K #678 | 1777 W 36TH ST | TUCSON | AZ | 85713 | Pima | 3 | Perm Closure | 1971-01-01 | 6000 | Gasoline | COMPARTMENT A |  | Asphalt coated or Bare Steel |  |  |  | Removal | 1987-11-23
0-001590 | COCHISE COUNTY HIGHWAY ROADYARD-DOUGLAS AREA |  | DOUGLAS |  |  | Cochise | 5 | Perm Closure | 1976-01-01 | 3000 | Gasoline | COMPARTMENT A |  | Asphalt coated or Bare Steel | Suction - Check Valve at the Tank Top | Single Walled | Bare or Galvanized Steel | Removal | 1992-11-16
0-010323 | FRYS FUEL CENTER #609 | 850 E HATCHER RD | PHOENIX | AZ | 85020 | Maricopa | 2 | Open | 2009-11-01 | 8000 | Gasoline | COMPARTMENT A | Double Walled | Fiberglass Reinforced Plastic | Pressure |  | Flexible
0-010323 | FRYS FUEL CENTER #609 | 850 E HATCHER RD | PHOENIX | AZ | 85020 | Maricopa | 2 | Open | 2009-11-01 | 10000 | Diesel | COMPARTMENT B | Double Walled | Fiberglass Reinforced Plastic | Pressure |  | Flexible
0-010348 | FRYS FUEL CENTER #622 | 1935 N STAPLEY DR | MESA | AZ | 85203 | Maricopa | 2 | Open | 2008-01-31 | 8000 | Gasoline | COMPARTMENT A | Double Walled | Fiberglass Reinforced Plastic | Pressure | Double Walled | Flexible
0-006728 | SHELL | 999 N GRAND CANYON BLVD | WILLIAMS | AZ | 86046 | Coconino | 2 | Open | 1984-01-01 | 10000 | Gasoline (Mid-Grade UL) | COMPARTMENT A | Double Walled | Composite (Steel/Fiberglass) | Pressure | Double Walled | Fiberglass Reinforced Plastic
0-004192 | ROOSEVELT SCHOOL DISTRICT - MAINTENANCE FACILITY | 6000 S 7TH ST | PHOENIX | AZ | 85042 | Maricopa | 3 | Perm Closure | 1970-01-01 | 10000 | Gasoline | COMPARTMENT A |  | Asphalt coated or Bare Steel |  |  |  | Removal | 1990-01-09
0-006054 | NEIDHART ENTERPRISES INC | 1095 E INDIAN SCHOOL RD | PHOENIX | AZ | 85014 | Maricopa | 1 | Perm Closure | 1978-03-29 | 2000 | Diesel | COMPARTMENT A | Unknown | Unknown |  |  |  | Removal | 1988-01-01
0-008734 | BLM/MCHEFFY GAS STATION |  | OATMAN |  |  | Mohave | 2 | Perm Closure | 2005-06-17 | 580 | Gasoline | COMPARTMENT A | Double Walled | Asphalt coated or Bare Steel |  |  |  | Removal | 1995-09-18
0-003216 | MOBIL 18-740 | 1960 W BASELINE RD | MESA | AZ | 85202 | Maricopa | 4 | Perm Closure | 1980-10-01 | 1000 | Used Oil/Waste Oil | COMPARTMENT A | Double Walled | Fiberglass Reinforced Plastic | Gravity Feed |  | Fiberglass Reinforced Plastic | Removal | 2004-07-30
0-001446 | CIRCLE K #2701603 | 1501 W MCDOWELL RD | PHOENIX | AZ | 85007 | Maricopa | 2 | Open | 1985-01-01 | 10000 | Diesel | COMPARTMENT A | Double Walled | Fiberglass Reinforced Plastic | Pressure |  | Fiberglass Reinforced Plastic
0-006784 | ADOT - VACANT LOT | 4405 E WINSLOW AVE | PHOENIX | AZ | 85040 | Maricopa | 4 | Perm Closure | 1989-12-01 | 8000 | Gasoline | COMPARTMENT A | Double Walled | Composite (Steel/Fiberglass) |  |  |  | Removal | 1994-11-01
0-000920 | CIRCLE K STORE #2706663 | 6349 S MCCLINTOCK DR | TEMPE | AZ | 85283 | Maricopa | 4 | Perm Closure | 1980-01-01 | 12000 | Gasoline | COMPARTMENT A |  | Asphalt coated or Bare Steel | Pressure | Double Walled | Fiberglass Reinforced Plastic | Removal | 1996-12-11
0-004319 | SALVATION ARMY - ADULT REHABILITATION CENTER | 2717 S 6TH AVE | TUCSON | AZ | 85713 | Pima | 1 | Perm Closure | 1968-01-01 | 1000 | Gasoline | COMPARTMENT A | Unknown | Asphalt coated or Bare Steel | Suction - Check Valve at the Tank Top |  | Bare or Galvanized Steel | Removal | 1994-01-05
0-008707 | STURGEON ELECTRIC COMPANY - FORMER | 525 S CHERRY AVE | TUCSON | AZ | 85719 | Pima | 1 | Perm Closure | 1968-01-01 | 4000 | Gasoline | COMPARTMENT A | Double Walled | Asphalt coated or Bare Steel | Suction - Check Valve at the Tank Top |  |  | Removal | 1995-08-29
0-008951 | SUN VALLEY BUS LINE | 601 E WASHINGTON ST | PHOENIX | AZ | 85004 | Maricopa | 2 | Perm Closure | 2005-06-17 | 500 | Unidentified | COMPARTMENT A | Single Walled | Asphalt coated or Bare Steel |  |  |  | Removal | 1996-08-29
0-008951 | SUN VALLEY BUS LINE | 601 E WASHINGTON ST | PHOENIX | AZ | 85004 | Maricopa | 3 | Perm Closure | 2005-06-17 | 500 | Unidentified | COMPARTMENT A | Single Walled | Asphalt coated or Bare Steel |  |  |  | Removal | 1996-08-29
0-004260 | MOBIL 3001 | 3001 E WASHINGTON ST | PHOENIX | AZ | 85034 | Maricopa | 10 | Open | 2019-03-15 | 12000 | Gasoline (UL) | COMPARTMENT A | Double Walled | Fiberglass Reinforced Plastic | Pressure | Double Walled | Fiberglass Reinforced Plastic
0-009663 | CAHILL PROPERTY | 65532 W HIGHWAY 60 | SALOME | AZ | 85348 | La Paz | 2 | Perm Closure | 2005-06-17 | 1000 | Gasoline | COMPARTMENT A | Double Walled | Asphalt coated or Bare Steel | Suction - Check Valve at the Tank Top |  | Bare or Galvanized Steel | Removal | 2001-11-13
0-009663 | CAHILL PROPERTY | 65532 W HIGHWAY 60 | SALOME | AZ | 85348 | La Paz | 1 | Perm Closure | 2005-06-17 | 1000 | Gasoline | COMPARTMENT A | Double Walled | Asphalt coated or Bare Steel | Suction - Check Valve at the Tank Top |  | Bare or Galvanized Steel | Removal | 2001-11-13
0-010202 | SPEEDWAY STORE #2938 | 7335 S HOUGHTON RD | TUCSON | AZ | 85747 | Pima | 4 | Open | 2007-12-12 | 20000 | Gasoline (UL) | COMPARTMENT A | Double Walled | Composite (Steel/Fiberglass) | Pressure | Double Walled | Fiberglass Reinforced Plastic
0-009023 | COPPERVIEW APARTMENTS | 2559 N TUCSON BLVD | TUCSON | AZ | 85716 | Pima | 1 | Perm Closure | 1961-06-01 | 6000 | Gasoline | COMPARTMENT A | Double Walled | Asphalt coated or Bare Steel | Suction - Check Valve at the Tank Top |  | Bare or Galvanized Steel | Removal | 1983-01-01
0-000276 | ADOT - WIKIEUP MAINTENANCE | 17937 S HIGHWAY 93 | WIKIEUP | AZ | 85360 | Mohave | 3 | Open | 1989-10-01 | 12000 | Gasoline | COMPARTMENT A | Double Walled | Composite (Steel/Fiberglass) | Pressure | Double Walled | Flexible
0-000276 | ADOT - WIKIEUP MAINTENANCE | 17937 S HIGHWAY 93 | WIKIEUP | AZ | 85360 | Mohave | 1 | Perm Closure | 1983-01-01 | 12000 | Gasoline | COMPARTMENT A | Double Walled | Fiberglass Reinforced Plastic | Pressure |  |  | Removal | 1988-10-18
0-010057 | COBBLESTONE AUTO SPA | 1855 S SIGNAL BUTTE RD | MESA | AZ | 85209 | Maricopa | 2 | Open | 2008-04-11 | 8000 | Diesel | COMPARTMENT B | Double Walled | Fiberglass Reinforced Plastic | Pressure | Double Walled | Fiberglass Reinforced Plastic
0-010089 | CIRCLE K STORE #2703410 | 2275 S BUFFALO SOLDIER TRL | SIERRA VISTA | AZ | 85635 | Cochise | 5 | Open | 2005-10-24 | 15000 | Gasoline | COMPARTMENT A | Double Walled | Composite (Steel/Fiberglass) | Pressure | Double Walled | Flexible
0-010353 | CIRCLE K STORE #2703396 | 3011 E BELL RD | PHOENIX | AZ | 85032 | Maricopa | 1 | Open | 2010-01-10 | 20000 | Gasoline | COMPARTMENT A | Double Walled | Fiberglass Reinforced Plastic | Pressure | Double Walled | Fiberglass Reinforced Plastic
0-010353 | CIRCLE K STORE #2703396 | 3011 E BELL RD | PHOENIX | AZ | 85032 | Maricopa | 2 | Open | 2010-01-10 | 12000 | Gasoline | COMPARTMENT A | Double Walled | Fiberglass Reinforced Plastic | Pressure | Double Walled | Fiberglass Reinforced Plastic
0-010392 | BURN OUT CAFE |  | CONCHO |  |  | Apache | 1 | Perm Closure | 2011-02-18 | 500 | Gasoline | COMPARTMENT A |  | Asphalt coated or Bare Steel |  |  |  | Removal | 2010-12-02
0-010401 | QUIKTRIP #477 | 3806 W GREENWAY RD | PHOENIX | AZ | 85053 | Maricopa | 3 | Open | 2010-12-07 | 12000 | Gasoline | COMPARTMENT A | Double Walled | Fiberglass Reinforced Plastic | Pressure | Double Walled | Fiberglass Reinforced Plastic
0-010432 | PINAL APN #306-13-203 | 713 N HIGHWAY 77 | MAMMOTH | AZ | 85618 | Pinal | 2 | Perm Closure | 2012-03-12 | 1000 | Gasoline | COMPARTMENT A |  | Asphalt coated or Bare Steel |  |  |  | Removal | 2012-01-18
0-004696 | STONE FOREST INDUSTRIES | 825 E BUTLER AVE | FLAGSTAFF | AZ | 86001 | Coconino | 1 | Perm Closure | 1985-04-25 | 10000 | Diesel | COMPARTMENT A | Unknown | Asphalt coated or Bare Steel |  |  |  | Removal | 1990-11-06
0-001055 | VENTURE WEST | 2402 N 1ST AVE | TUCSON | AZ | 85719 | Pima | 4 | Perm Closure | 1983-01-01 | 1000 | Used Oil/Waste Oil | COMPARTMENT A | Double Walled | Fiberglass Reinforced Plastic | Gravity Feed |  | Fiberglass Reinforced Plastic | Removal | 1997-03-05
0-002144 | BEAVER HOLLOW MINI MART | 1955 E CORNVILLE RD | RIMROCK | AZ | 86335 | Yavapai | 2 | Open | 1991-07-01 | 4000 | Gasoline | COMPARTMENT B | Double Walled | Composite (Steel/Fiberglass) | Pressure |  | Fiberglass Reinforced Plastic
0-005118 | SHORTSTOP #502 | 1591 N PINAL AVE | CASA GRANDE | AZ | 85122 | Pinal | 1 | Perm Closure | 1984-01-01 | 12000 | Gasoline | COMPARTMENT A |  | Asphalt coated or Bare Steel | Pressure |  | Fiberglass Reinforced Plastic | Removal | 2006-04-18
0-001110 | CHEVRON #9-8179 | 1301 N LITCHFIELD RD | GOODYEAR | AZ | 85395 | Maricopa | 3 | Perm Closure | 1983-01-01 | 10000 | Gasoline | COMPARTMENT A | Double Walled | Fiberglass Reinforced Plastic | Pressure |  | Fiberglass Reinforced Plastic | Removal | 1996-04-10
0-002619 | JOHN'S TIRES & GARAGE | 26690 W HIGHWAY 84 | STANFIELD | AZ | 85172 | Pinal | 2 | Perm Closure | 1989-08-01 | 6000 | Gasoline | COMPARTMENT A | Double Walled | Composite (Steel/Fiberglass) | Pressure |  | Fiberglass Reinforced Plastic | Removal | 2005-02-03
0-002166 | NEW DEAL USED CARS | 4700 W GLENDALE AVE | GLENDALE | AZ | 85301 | Maricopa | 1 | Perm Closure | 1967-05-03 | 500 | Used Oil/Waste Oil | COMPARTMENT A | Unknown | Unknown |  |  |  | Removal | 1991-01-17
0-007734 | CITY OF TUCSON - REMEDIATION AREA | 35 E TOOLE AVE | TUCSON | AZ | 85701 | Pima | 2 | Perm Closure | 1979-04-02 | 2000 | Diesel | COMPARTMENT A | Double Walled | Asphalt coated or Bare Steel | Pressure |  | Bare or Galvanized Steel | Removal | 1993-07-20
0-002764 | KORD'S AMBULANCE SERVICE | 4755 E 22ND ST | TUCSON | AZ | 85711 | Pima | 1 | Perm Closure | 1980-01-17 | 10000 | Gasoline | COMPARTMENT A | Single Walled | Asphalt coated or Bare Steel |  |  |  | Removal | 1989-08-31
0-004417 | SEARS ROEBUCK & CO 2328 | 2105 E FRY BLVD | SIERRA VISTA | AZ | 85635 | Cochise | 1 | Perm Closure | 1975-05-08 | 500 | Used Oil/Waste Oil | COMPARTMENT A | Double Walled | Asphalt coated or Bare Steel | Gravity Feed |  |  | Removal | 1994-09-12
0-007622 | DESERT GIN | 20815 E CLOUD RD | QUEEN CREEK | AZ | 85142 | Maricopa | 1 | Perm Closure | 2005-06-17 | 550 | Gasoline | COMPARTMENT A | Unknown | Asphalt coated or Bare Steel | Suction - Check Valve at the Tank Top |  | Bare or Galvanized Steel | Removal | 1992-07-16
0-008981 | CIRCLE K STORE #2741615 | 2754 N POWER RD | MESA | AZ | 85215 | Maricopa | 1 | Open | 1996-06-24 | 15000 | Gasoline (UL) | COMPARTMENT A | Double Walled | Fiberglass Reinforced Plastic | Pressure | Double Walled | Fiberglass Reinforced Plastic
0-001742 | DELGADILLO EXXON SERVICE STATION |  | SELIGMAN |  |  | Yavapai | 2 | Perm Closure | 1968-01-01 | 3000 | Gasoline | COMPARTMENT A |  | Asphalt coated or Bare Steel |  |  |  | Removal | 1991-11-20
0-001683 | CRANE & HAYES TRUCKING | 440 S 67TH AVE | PHOENIX | AZ | 85043 | Maricopa | 4 | Perm Closure | 1971-01-01 | 3000 | Diesel | COMPARTMENT A |  | Asphalt coated or Bare Steel |  |  |  | Removal | 1987-02-01
0-009737 | CIRCLE K #2706362 | 4950 E CHANDLER BLVD | PHOENIX | AZ | 85048 | Maricopa | 3 | Open | 2000-12-01 | 10000 | Gasoline | COMPARTMENT A | Double Walled | Fiberglass Reinforced Plastic | Pressure | Double Walled | Flexible
0-006470 | CIRCLE K #2708774 | 1802 E UNIVERSITY DR | TEMPE | AZ | 85281 | Maricopa | 2 | Open | 1987-01-01 | 10000 | Gasoline | COMPARTMENT A | Double Walled | Fiberglass Reinforced Plastic | Pressure | Single Walled | Fiberglass Reinforced Plastic
0-006593 | CIRCLE K #2701788 | 6710 W THUNDERBIRD RD | PEORIA | AZ | 85381 | Maricopa | 1 | Perm Closure | 1988-01-01 | 10000 | Gasoline | COMPARTMENT A | Double Walled | Fiberglass Reinforced Plastic | Pressure |  | Fiberglass Reinforced Plastic | Removal | 2011-01-06
0-005480 | CIRCLE K #2702945 | 201 E 4TH ST | BENSON | AZ | 85602 | Cochise | 2 | Open | 1971-01-01 | 10000 | Gasoline (PUL) | COMPARTMENT A |  | Asphalt coated or Bare Steel | Pressure | Double Walled | Fiberglass Reinforced Plastic
0-000342 | CIRCLE K #2705027 | 7140 E SHEA BLVD | SCOTTSDALE | AZ | 85254 | Maricopa | 3 | Open | 1988-01-01 | 10000 | Gasoline | COMPARTMENT A | Double Walled | Fiberglass Reinforced Plastic | Pressure | Single Walled | Fiberglass Reinforced Plastic
0-006011 | CIRCLE K #2708558 | 8303 W MCDOWELL RD | TOLLESON | AZ | 85353 | Maricopa | 3 | Open | 1988-01-01 | 10000 | Gasoline (UL) | COMPARTMENT A | Single Walled | Fiberglass Reinforced Plastic | Pressure | Single Walled | Fiberglass Reinforced Plastic
0-003923 | EMMANUEL PINES CAMP | 5095 W IRON SPRINGS RD | PRESCOTT | AZ | 86305 | Yavapai | 1 | Perm Closure | 1971-01-01 | 350 | Gasoline | COMPARTMENT A | Single Walled | Asphalt coated or Bare Steel |  |  |  | Removal | 1991-01-22
0-003646 | AIRBAGIT.COM SUSPENSION LLC | 260 S HIBBERT | MESA | AZ | 85210 | Maricopa | 2 | Perm Closure | 1972-02-28 | 10000 | Gasoline | COMPARTMENT A | Double Walled | Fiberglass Reinforced Plastic |  |  |  | Removal | 1988-12-01
0-008512 | BANK OF AMERICA | 1825 E BUCKEYE RD | PHOENIX | AZ | 85034 | Maricopa | 1 | Open | 2005-06-17 | 25000 | Diesel | COMPARTMENT A | Double Walled | Fiberglass Reinforced Plastic | Suction - Check Valve at the Tank Top | Double Walled | Fiberglass Reinforced Plastic
0-008581 | AME FOOD SERVICE | 8705 E MCDOWELL RD | SCOTTSDALE | AZ | 85257 | Maricopa | 1 | Perm Closure | 2005-06-17 | 2000 | Gasoline | COMPARTMENT A | Unknown | Asphalt coated or Bare Steel |  |  |  | Removal | 1995-05-16
0-009293 | CANYON ROCK SHOP |  | VALLE |  |  | Coconino | 1 | Perm Closure | 1959-01-01 | 3000 | Gasoline | COMPARTMENT A | Double Walled | Asphalt coated or Bare Steel | Suction - Check Valve at the Dispenser |  | Bare or Galvanized Steel | Removal | 1998-11-05
0-006277 | CARL GREMMLER | 527 W 29TH ST | TUCSON | AZ | 85713 | Pima | 2 | Perm Closure | 1958-08-10 | 550 | Kerosene | COMPARTMENT A | Double Walled | Asphalt coated or Bare Steel |  |  |  | Removal | 1990-12-23
0-008295 | CARTER-CARDLOCK INC | 2201 E HUNTINGTON DR | FLAGSTAFF | AZ | 86004 | Coconino | 3 | Open | 1993-12-01 | 6000 | Gasoline (No Ethanol) | COMPARTMENT B | Double Walled | Fiberglass Reinforced Plastic | Pressure | Double Walled | Fiberglass Reinforced Plastic
0-002295 | C A GILBERT PLUMBING CO | 254 S MESA DR | MESA | AZ | 85210 | Maricopa | 2 | Perm Closure | 1979-05-02 | 6000 | Gasoline | COMPARTMENT A | Single Walled | Asphalt coated or Bare Steel | Pressure |  | Fiberglass Reinforced Plastic | Removal | 2015-07-31
0-010088 | ESA PROPERTIES | 421 S 3RD ST | PHOENIX | AZ | 85004 | Maricopa | 1 | Perm Closure | 1920-01-01 | 500 | Gasoline | COMPARTMENT A |  | Asphalt coated or Bare Steel |  |  |  | Removal | 2005-11-18
0-003861 | CITY OF PHOENIX - MUNICIPAL PARKING LOT | 301 W WASHINGTON ST | PHOENIX | AZ | 85003 | Maricopa | 10 | Perm Closure | 1968-01-01 | 550 | Unidentified | COMPARTMENT A | Single Walled | Asphalt coated or Bare Steel |  |  |  | Removal | 1991-10-09
0-003861 | CITY OF PHOENIX - MUNICIPAL PARKING LOT | 301 W WASHINGTON ST | PHOENIX | AZ | 85003 | Maricopa | 8 | Perm Closure | 1968-01-01 | 550 | Unidentified | COMPARTMENT A | Single Walled | Asphalt coated or Bare Steel |  |  |  | Removal | 1991-10-09
0-008141 | NICO CLASSICO | 9123 N CAVE CREEK RD | PHOENIX | AZ | 85020 | Maricopa | 2 | Perm Closure | 2005-06-17 | 400 | Diesel | COMPARTMENT A | Unknown | Asphalt coated or Bare Steel |  |  |  | Removal | 1993-10-14
0-006501 | MARANA HIGH SCHOOL | 12000 W EMIGH RD | MARANA | AZ | 85743 | Pima | 1 | Perm Closure | 1973-11-01 | 10000 | Diesel | COMPARTMENT A | Unknown | Asphalt coated or Bare Steel | Suction - Check Valve at the Tank Top |  | Bare or Galvanized Steel | Removal | 1992-07-13
0-003972 | PRESLEY OF ARIZONA | 4900 E WARNER RD | PHOENIX | AZ | 85044 | Maricopa | 1 | Perm Closure | 1975-12-27 | 1000 | Gasoline | COMPARTMENT A | Unknown | Unknown | Suction - Check Valve at the Tank Top |  |  | Removal | 1994-08-30
0-000603 | ALLIED MASONRY | 4022 W LINCOLN ST | PHOENIX | AZ | 85009 | Maricopa | 1 | Perm Closure | 1981-01-01 | 10000 | Gasoline | COMPARTMENT A |  | Asphalt coated or Bare Steel | Suction - Check Valve at the Tank Top |  |  | Removal | 1993-01-08
0-000603 | ALLIED MASONRY | 4022 W LINCOLN ST | PHOENIX | AZ | 85009 | Maricopa | 3 | Perm Closure | 1981-01-01 | 5000 | Gasoline | COMPARTMENT A |  | Asphalt coated or Bare Steel | Suction - Check Valve at the Tank Top |  |  | Removal | 1993-01-08
0-005487 | CIRCLE K #2816 | 640 W MARYLAND AVE | PHOENIX | AZ | 85013 | Maricopa | 1 | Perm Closure | 1976-03-25 | 8000 | Gasoline | COMPARTMENT A | Unknown | Asphalt coated or Bare Steel | Pressure |  |  | Removal | 1995-12-28
0-005296 | UNOCAL #5294 | 10703 W PEORIA AVE | SUN CITY | AZ | 85351 | Maricopa | 3 | Perm Closure | 1966-04-15 | 280 | Used Oil/Waste Oil | COMPARTMENT A | Double Walled | Asphalt coated or Bare Steel | Gravity Feed |  |  | Removal | 1995-05-24
0-005098 | EXXON - PLAZA EXXON TIGERMART | 1131 E FLORENCE BLVD | CASA GRANDE | AZ | 85122 | Pinal | 7 | Perm Closure | 1990-09-01 | 10000 | Gasoline | COMPARTMENT A | Unknown | Fiberglass Reinforced Plastic | Pressure |  | Fiberglass Reinforced Plastic | Removal | 2000-09-07
0-007783 | THUNDERBIRD MOTORS | 13601 N 36TH ST | PHOENIX | AZ | 85032 | Maricopa | 1 | Perm Closure | 1972-01-01 | 200 | Used Oil/Waste Oil | COMPARTMENT A | Unknown | Unknown | Gravity Feed |  |  | Removal | 1993-01-01
0-004901 | WASTE MANAGEMENT - CONTAINER SHOP | 2441 S 40TH ST | PHOENIX | AZ | 85034 | Maricopa | 1 | Perm Closure | 1977-12-26 | 10000 | Gasoline | COMPARTMENT A | Double Walled | Asphalt coated or Bare Steel |  |  |  | Removal | 1990-01-11
0-008351 | SOUTHWEST GAS CORPORATION |  | MORENCI |  |  | Greenlee | 2 | Perm Closure | 1974-05-01 | 500 | Gasoline | COMPARTMENT A | Unknown | Asphalt coated or Bare Steel | Suction - Check Valve at the Tank Top |  | Bare or Galvanized Steel | Removal | 1993-11-15
0-004706 | SOUTHWEST RENTAL CORPORATION | 1025 S 48TH ST | TEMPE | AZ | 85281 | Maricopa | 1 | Perm Closure | 1978-07-31 | 10000 | Diesel | COMPARTMENT A | Unknown | Asphalt coated or Bare Steel |  |  |  | Removal | 1989-12-01
0-001856 | WHITEFIELD TANK LINE |  | MIAMI |  |  | Gila | 1 | Perm Closure | 1974-01-01 | 3000 | Diesel | COMPARTMENT A |  | Asphalt coated or Bare Steel |  |  |  | Removal | 1989-12-20
0-001856 | WHITEFIELD TANK LINE |  | MIAMI |  |  | Gila | 3 | Perm Closure | 1974-01-01 | 3000 | Diesel | COMPARTMENT A |  | Asphalt coated or Bare Steel |  |  |  | Removal | 1989-12-20
0-004945 | TEXACO #60-351-0043 | 7425 E BROADWAY BLVD | TUCSON | AZ | 85710 | Pima | 1 | Perm Closure | 1985-01-01 | 10000 | Gasoline | COMPARTMENT A | Single Walled | Fiberglass Reinforced Plastic |  |  |  | Removal | 1994-02-17
0-004945 | TEXACO #60-351-0043 | 7425 E BROADWAY BLVD | TUCSON | AZ | 85710 | Pima | 4 | Perm Closure | 1985-01-01 | 10000 | Diesel | COMPARTMENT A | Single Walled | Fiberglass Reinforced Plastic |  |  |  | Removal | 1994-02-17
0-004853 | TANQUE VERDE EQUIPMENT CONTRACTOR | 7030 E OLD VAIL RD | TUCSON | AZ | 85756 | Pima | 1 | Perm Closure | 1975-01-01 | 10000 | Diesel | COMPARTMENT A | Single Walled | Asphalt coated or Bare Steel | Pressure |  | Fiberglass Reinforced Plastic | Removal | 1992-10-30
0-006412 | WILLOW CREEK CHEVRON | 2889 WILLOW CREEK RD | PRESCOTT | AZ | 86301 | Yavapai | 2 | Perm Closure | 1986-01-01 | 10000 | Gasoline | COMPARTMENT A | Single Walled | Fiberglass Reinforced Plastic | Pressure |  | Fiberglass Reinforced Plastic | Removal | 2020-02-06
0-006412 | WILLOW CREEK CHEVRON | 2889 WILLOW CREEK RD | PRESCOTT | AZ | 86301 | Yavapai | 1 | Perm Closure | 1986-01-01 | 10000 | Gasoline | COMPARTMENT A | Single Walled | Fiberglass Reinforced Plastic | Pressure |  | Fiberglass Reinforced Plastic | Removal | 2020-02-06
0-006384 | PARADISE CAR SPA | 12621 N PARADISE VILLAGE PKWY W | PHOENIX | AZ | 85032 | Maricopa | 1 | Perm Closure | 1983-01-01 | 12000 | Gasoline | COMPARTMENT A | Single Walled | Asphalt coated or Bare Steel | Pressure |  | Bare or Galvanized Steel | Removal | 2018-04-19
0-006214 | PAYLESS USED CARS & TRUCKS | 909 E 22ND ST | TUCSON | AZ | 85713 | Pima | 1 | Perm Closure | 1973-01-01 | 8000 | Gasoline | COMPARTMENT A |  | Asphalt coated or Bare Steel |  |  |  | Removal | 1994-08-25
0-006214 | PAYLESS USED CARS & TRUCKS | 909 E 22ND ST | TUCSON | AZ | 85713 | Pima | 2 | Perm Closure | 1973-01-01 | 8000 | Gasoline | COMPARTMENT A |  | Asphalt coated or Bare Steel |  |  |  | Removal | 1994-08-25
0-006214 | PAYLESS USED CARS & TRUCKS | 909 E 22ND ST | TUCSON | AZ | 85713 | Pima | 3 | Perm Closure | 1978-01-01 | 12000 | Gasoline | COMPARTMENT A |  | Asphalt coated or Bare Steel |  |  |  | Removal | 1994-08-25
0-000884 | TEXACO #60-349-0306 | 1210 E SOUTHERN AVE | MESA | AZ | 85204 | Maricopa | 4 | Perm Closure | 1975-01-01 | 12000 | Gasoline | COMPARTMENT A |  | Asphalt coated or Bare Steel |  |  |  | Removal | 1990-08-20
0-000884 | TEXACO #60-349-0306 | 1210 E SOUTHERN AVE | MESA | AZ | 85204 | Maricopa | 1 | Perm Closure | 1975-01-01 | 12000 | Gasoline | COMPARTMENT A |  | Asphalt coated or Bare Steel |  |  |  | Removal | 1990-08-20
0-004165 | ROADRUNNER TRUCK STOP | 1902 N BLACK CANYON HWY | PHOENIX | AZ | 85009 | Maricopa | 2 | Perm Closure | 1960-01-01 | 10000 | Diesel | COMPARTMENT A |  | Asphalt coated or Bare Steel |  |  |  | Removal | 1992-03-17
0-004165 | ROADRUNNER TRUCK STOP | 1902 N BLACK CANYON HWY | PHOENIX | AZ | 85009 | Maricopa | 5 | Perm Closure | 1979-01-01 | 10000 | Diesel | COMPARTMENT A |  | Asphalt coated or Bare Steel |  |  |  | Removal | 1992-03-17
0-004165 | ROADRUNNER TRUCK STOP | 1902 N BLACK CANYON HWY | PHOENIX | AZ | 85009 | Maricopa | 11 | Perm Closure | 1979-01-01 | 10000 | Diesel | COMPARTMENT A |  | Asphalt coated or Bare Steel |  |  |  | Removal | 1992-03-17
0-004165 | ROADRUNNER TRUCK STOP | 1902 N BLACK CANYON HWY | PHOENIX | AZ | 85009 | Maricopa | 10 | Perm Closure | 1979-01-01 | 10000 | Diesel | COMPARTMENT A |  | Asphalt coated or Bare Steel |  |  |  | Removal | 1992-03-17
0-004165 | ROADRUNNER TRUCK STOP | 1902 N BLACK CANYON HWY | PHOENIX | AZ | 85009 | Maricopa | 7 | Perm Closure | 1960-01-01 | 10000 | Gasoline | COMPARTMENT A |  | Asphalt coated or Bare Steel |  |  |  | Removal | 1992-03-17
0-004165 | ROADRUNNER TRUCK STOP | 1902 N BLACK CANYON HWY | PHOENIX | AZ | 85009 | Maricopa | 4 | Perm Closure | 1960-01-01 | 10000 | Diesel | COMPARTMENT A |  | Asphalt coated or Bare Steel |  |  |  | Removal | 1992-03-17
0-005788 | MOBIL 18-NRL | 2830 N 3RD ST | PHOENIX | AZ | 85004 | Maricopa | 7 | Perm Closure | 1987-12-01 | 1000 | Used Oil/Waste Oil | COMPARTMENT A |  | Fiberglass Reinforced Plastic | Gravity Feed |  | Fiberglass Reinforced Plastic | Removal | 2004-08-03
0-002421 | FILL SMART | 6930 E THOMAS RD | SCOTTSDALE | AZ | 85251 | Maricopa | 1 | Perm Closure | 2005-06-17 | 8000 | Gasoline | COMPARTMENT A |  | Asphalt coated or Bare Steel | Pressure |  |  | Removal | 1989-12-14
0-002421 | FILL SMART | 6930 E THOMAS RD | SCOTTSDALE | AZ | 85251 | Maricopa | 3 | Perm Closure | 2005-06-17 | 4000 | Gasoline | COMPARTMENT A |  | Asphalt coated or Bare Steel | Pressure |  |  | Removal | 1989-12-14
0-001519 | CIRCLE K #3744 | 630 E MISSOURI AVE | PHOENIX | AZ | 85012 | Maricopa | 3 | Open | 2015-05-06 | 20000 | Gasoline (UL) | COMPARTMENT A | Double Walled | Fiberglass Reinforced Plastic | Pressure | Double Walled | Fiberglass Reinforced Plastic
0-001519 | CIRCLE K #3744 | 630 E MISSOURI AVE | PHOENIX | AZ | 85012 | Maricopa | 4 | Open | 2015-05-06 | 12000 | Gasoline (PUL) | COMPARTMENT A | Double Walled | Fiberglass Reinforced Plastic | Pressure | Double Walled | Fiberglass Reinforced Plastic
0-001519 | CIRCLE K #3744 | 630 E MISSOURI AVE | PHOENIX | AZ | 85012 | Maricopa | 2 | Perm Closure | 1974-01-01 | 6000 | Gasoline | COMPARTMENT A | Single Walled | Asphalt coated or Bare Steel |  |  |  | Removal | 1995-05-02
0-003819 | CITY OF PHOENIX - FIRE STATION #22 | 230 E ROESER RD | PHOENIX | AZ | 85040 | Maricopa | 1 | Perm Closure | 1977-01-01 | 1000 | Gasoline | COMPARTMENT A | Single Walled | Asphalt coated or Bare Steel | Pressure |  | Bare or Galvanized Steel | Removal | 1996-02-27
0-003819 | CITY OF PHOENIX - FIRE STATION #22 | 230 E ROESER RD | PHOENIX | AZ | 85040 | Maricopa | 2 | Perm Closure | 1977-01-01 | 1000 | Diesel | COMPARTMENT A | Single Walled | Asphalt coated or Bare Steel | Pressure |  | Bare or Galvanized Steel | Removal | 1996-02-27
0-000509 | ARCO #5283 | 3342 N 7TH AVE | PHOENIX | AZ | 85013 | Maricopa | 5 | Perm Closure | 1998-12-01 | 20000 | Gasoline | COMPARTMENT A |  | Fiberglass Reinforced Plastic | Pressure |  | Fiberglass Reinforced Plastic | Removal | 2008-10-15
0-000509 | ARCO #5283 | 3342 N 7TH AVE | PHOENIX | AZ | 85013 | Maricopa | 4 | Perm Closure | 1998-12-01 | 10000 | Gasoline | COMPARTMENT B |  | Fiberglass Reinforced Plastic |  |  |  | Removal | 2008-10-15
0-001072 | CHEVRON #9-6180 | 1808 E BROADWAY RD | TEMPE | AZ | 85282 | Maricopa | 11 | Open | 2008-02-13 | 10000 | Diesel | COMPARTMENT A | Double Walled | Fiberglass Reinforced Plastic | Suction - Check Valve at the Tank Top | Double Walled | Fiberglass Reinforced Plastic
0-001072 | CHEVRON #9-6180 | 1808 E BROADWAY RD | TEMPE | AZ | 85282 | Maricopa | 10 | Open | 2000-09-06 | 20000 | Gasoline | COMPARTMENT A | Double Walled | Fiberglass Reinforced Plastic | Pressure | Double Walled | Fiberglass Reinforced Plastic
0-001072 | CHEVRON #9-6180 | 1808 E BROADWAY RD | TEMPE | AZ | 85282 | Maricopa | 8 | Perm Closure | 1993-11-23 | 1000 | Used Oil/Waste Oil | COMPARTMENT A | Double Walled | Fiberglass Reinforced Plastic |  |  |  | Removal | 2000-07-25
0-008304 | FRAZIER'S AUTO - FORMER | 701 S BELMONT AVE | SUPERIOR | AZ | 85173 | Pinal | 1 | Perm Closure | 2005-06-17 | 3500 | Gasoline | COMPARTMENT A | Single Walled | Asphalt coated or Bare Steel | Suction - Check Valve at the Dispenser |  | Bare or Galvanized Steel | Removal | 1999-07-28
0-005452 | CIRCLE K #2912 | 2405 N SILVERBELL RD | TUCSON | AZ | 85745 | Pima | 2 | Perm Closure | 1972-01-01 | 6000 | Gasoline | COMPARTMENT A |  | Asphalt coated or Bare Steel |  |  |  | Removal | 1995-11-10
0-001018 | SERAPE GIN | 23601 S ARIZONA AVE | CHANDLER | AZ | 85249 | Maricopa | 1 | Perm Closure | 1981-01-01 | 5000 | Gasoline | COMPARTMENT A |  | Asphalt coated or Bare Steel |  |  |  | Removal | 1992-12-10
0-006255 | GREASE MONKEY #1 | 7110 E GOLF LINKS RD | TUCSON | AZ | 85730 | Pima | 1 | Perm Closure | 1987-07-26 | 1000 | Used Oil/Waste Oil | COMPARTMENT A | Double Walled | Asphalt coated or Bare Steel | Gravity Feed |  |  | Removal | 1999-08-10
0-003613 | TWIN BUTTES TECHNICAL CENTER | 18550 S LA CANADA RD | GREEN VALLEY | AZ | 85614 | Pima | 3 | Perm Closure | 1975-01-01 | 10000 | Gasoline | COMPARTMENT A |  | Asphalt coated or Bare Steel |  |  |  | Removal | 1992-01-08
0-001998 | CARMEL AUTOMOTIVE | 1901 W THUNDERBIRD RD | PHOENIX | AZ | 85023 | Maricopa | 7 | Perm Closure | 1989-01-01 | 10000 | Gasoline | COMPARTMENT A | Double Walled | Fiberglass Reinforced Plastic | Pressure | Double Walled | Fiberglass Reinforced Plastic | Removal | 2014-10-08
0-001046 | JACKSON ENERGY #6790 | 4126 N 411TH AVE | TONOPAH | AZ | 85354 | Maricopa | 5 | Open | 2004-06-09 | 10000 | Diesel | COMPARTMENT B | Single Walled | Asphalt coated or Bare Steel
0-000506 | ARCO #5287 | 15401 N CAVE CREEK RD | PHOENIX | AZ | 85032 | Maricopa | 2 | Perm Closure | 1978-01-01 | 10000 | Gasoline | COMPARTMENT A | Double Walled | Fiberglass Reinforced Plastic | Pressure |  | Fiberglass Reinforced Plastic | Removal | 2001-03-09
0-000506 | ARCO #5287 | 15401 N CAVE CREEK RD | PHOENIX | AZ | 85032 | Maricopa | 4 | Perm Closure | 1978-01-01 | 8000 | Gasoline | COMPARTMENT A | Double Walled | Fiberglass Reinforced Plastic | Pressure |  | Fiberglass Reinforced Plastic | Removal | 2001-03-09
0-004027 | SMA EQUIPMENT | 2323 W UNIVERSITY DR | TEMPE | AZ | 85281 | Maricopa | 4 | Perm Closure | 1980-01-01 | 2000 | Gasoline | COMPARTMENT A | Unknown | Asphalt coated or Bare Steel | Suction - Check Valve at the Tank Top |  |  | Removal | 1991-04-01
0-003931 | PIONEER ROOFING CO - STORAGE YARD | 9221 N 15TH AVE | PHOENIX | AZ | 85021 | Maricopa | 1 | Perm Closure | 1970-01-01 | 2000 | Gasoline | COMPARTMENT A | Single Walled | Asphalt coated or Bare Steel | Suction - Check Valve at the Tank Top |  |  | Removal | 1997-03-12
0-003262 | MOBIL 18-MB4 | 6750 E THOMAS RD | SCOTTSDALE | AZ | 85251 | Maricopa | 4 | Perm Closure | 1988-09-01 | 10000 | Gasoline | COMPARTMENT A | Double Walled | Fiberglass Reinforced Plastic | Pressure |  | Fiberglass Reinforced Plastic | Removal | 2003-11-14
0-001118 | CIRCLE K STORE #2709176 | 6735 W PEORIA AVE | PEORIA | AZ | 85345 | Maricopa | 4 | Open | 1987-07-02 | 10000 | Gasoline (UL) | COMPARTMENT A | Double Walled | Fiberglass Reinforced Plastic | Pressure |  | Fiberglass Reinforced Plastic
0-001118 | CIRCLE K STORE #2709176 | 6735 W PEORIA AVE | PEORIA | AZ | 85345 | Maricopa | 2 | Open | 1987-07-02 | 10000 | Gasoline (PUL) | COMPARTMENT A | Double Walled | Fiberglass Reinforced Plastic | Pressure |  | Fiberglass Reinforced Plastic
0-004884 | TEMPE ELEMENTARY SCHOOL DISTRICT #3 - BROGAN CENTER | 1430 W ELNA RAE ST | TEMPE | AZ | 85281 | Maricopa | 7 | Open | 1997-02-18 | 10000 | Diesel | COMPARTMENT A | Double Walled | Fiberglass Reinforced Plastic | Pressure | Double Walled | Fiberglass Reinforced Plastic
0-009809 | EL CAMPO TIRE WAREHOUSE | 600 W 22ND ST | TUCSON | AZ | 85713 | Pima | 2 | Perm Closure | 2005-06-17 | 550 | Gasoline | COMPARTMENT A | Unknown | Asphalt coated or Bare Steel |  |  |  | Removal | 2001-10-23
0-002278 | APOLLO HIGH SCHOOL | 8045 N 47TH AVE | GLENDALE | AZ | 85302 | Maricopa | 2 | Perm Closure | 1971-04-22 | 550 | Gasoline | COMPARTMENT A | Single Walled | Asphalt coated or Bare Steel |  |  |  | Removal | 1989-07-06
0-004451 | SHAPPELL HARVESTING INC | 14247 E GERMANN RD | GILBERT | AZ | 85297 | Maricopa | 2 | Perm Closure | 1982-03-06 | 2000 | Gasoline | COMPARTMENT A | Unknown | Asphalt coated or Bare Steel |  |  |  | Removal | 1990-12-17
0-008555 | JACKSONS #809 | 1954 E HIGHLAND AVE | PHOENIX | AZ | 85016 | Maricopa | 3 | Open | 1994-12-20 | 20000 | Oxygenated Gasoline | COMPARTMENT A | Double Walled | Fiberglass Reinforced Plastic | Pressure | Double Walled | Fiberglass Reinforced Plastic
0-002924 | DAVES AUTO REPAIR | 12230 N 111TH AVE | YOUNGTOWN | AZ | 85363 | Maricopa | 2 | Perm Closure | 1969-01-01 | 2500 | Gasoline | COMPARTMENT A |  | Asphalt coated or Bare Steel |  |  |  | Removal | 1986-08-22
0-002113 | COOLEY WHOLESALE LUMBER CO | 1930 W BROADWAY RD | PHOENIX | AZ | 85041 | Maricopa | 1 | Perm Closure | 2005-06-17 | 8000 | Gasoline | COMPARTMENT A | Single Walled | Asphalt coated or Bare Steel |  |  |  | Removal | 1993-05-11
0-000485 | COOPER & BRAIN INC | 3445 N COUNTRY CLUB RD | TUCSON | AZ | 85716 | Pima | 3 | Perm Closure | 1974-01-01 | 2000 | Gasoline | COMPARTMENT A |  | Asphalt coated or Bare Steel | Suction - Check Valve at the Tank Top |  |  | Removal | 1989-09-19
0-009630 | CIRCLE K #2706285 | 11339 W BELL RD | SURPRISE | AZ | 85378 | Maricopa | 4 | Open | 1999-12-01 | 12000 | Gasoline | COMPARTMENT A | Double Walled | Fiberglass Reinforced Plastic | Pressure | Double Walled | Flexible
0-002656 | CITY CENTER AUTO | 1942 E ANDY DEVINE AVE | KINGMAN | AZ | 86401 | Mohave | 1 | Perm Closure | 1979-01-01 | 300 | Used Oil/Waste Oil | COMPARTMENT A | Double Walled | Asphalt coated or Bare Steel |  |  |  | Removal | 1989-11-20
0-004391 | CITY OF SCOTTSDALE - MCKELLIPS | 7601 E MCKELLIPS RD | SCOTTSDALE | AZ | 85257 | Maricopa | 4 | Perm Closure | 1980-01-01 | 10000 | Diesel | COMPARTMENT A | Single Walled | Asphalt coated or Bare Steel |  |  |  | Removal | 1986-12-01
0-005405 | CIRCLE K #2708862 | 753 W BROADWAY RD | MESA | AZ | 85210 | Maricopa | 3 | Open | 1988-01-01 | 10000 | Gasoline | COMPARTMENT A | Double Walled | Fiberglass Reinforced Plastic | Pressure | Single Walled | Fiberglass Reinforced Plastic
0-001468 | CIRCLE K #2701736 | 695 S 4TH AVE | YUMA | AZ | 85364 | Yuma | 3 | Open | 1985-01-01 | 10000 | Gasoline | COMPARTMENT A | Single Walled | Fiberglass Reinforced Plastic | Pressure | Single Walled | Fiberglass Reinforced Plastic
0-006433 | FASTRIP FOOD STORE #7795 | 1131 HIGHWAY 95 | BULLHEAD CITY | AZ | 86429 | Mohave | 3 | Open | 1987-09-01 | 12000 | Gasoline | COMPARTMENT A | Double Walled | Composite (Steel/Fiberglass) | Pressure | Single Walled | Fiberglass Reinforced Plastic
0-003814 | CITY OF PHOENIX - FIRE STATION #16 | 1216 S 18TH AVE | PHOENIX | AZ | 85007 | Maricopa | 1 | Perm Closure | 1967-01-01 | 280 | Diesel | COMPARTMENT A |  | Asphalt coated or Bare Steel | Suction - Check Valve at the Tank Top |  |  | Removal | 1996-02-15
0-003911 | PIMA PLUMBING CONTRACTORS INC | 3219 E 45TH ST | TUCSON | AZ | 85713 | Pima | 1 | Perm Closure | 1979-04-25 | 5000 | Gasoline | COMPARTMENT A | Double Walled | Asphalt coated or Bare Steel |  |  |  | Removal | 1990-01-01
0-002086 | PERFORMANCE INDUSTRIES | 2605 W 1ST ST | TEMPE | AZ | 85281 | Maricopa | 2 | Perm Closure | 1978-01-01 | 5000 | Hazardous Substance | COMPARTMENT A | Single Walled | Asphalt coated or Bare Steel | Suction - Check Valve at the Tank Top | Single Walled | Bare or Galvanized Steel | Removal | 1994-07-01
0-008975 | OLD GAS STATION | 639 E CHINO AVE | SELIGMAN | AZ | 86337 | Yavapai | 3 | Perm Closure | 1972-01-01 | 10000 | Gasoline | COMPARTMENT A | Double Walled | Asphalt coated or Bare Steel | Suction - Check Valve at the Tank Top |  | Bare or Galvanized Steel | Removal | 1998-10-07
0-002074 | QUIK COUNTRY STORE | 4100 E WESTERN DR | COTTONWOOD | AZ | 86326 | Yavapai | 3 | Open | 1998-04-01 | 12000 | Gasoline (UL) | COMPARTMENT A | Double Walled | Composite (Steel/Fiberglass) | Pressure | Double Walled | Fiberglass Reinforced Plastic
0-004155 | QUIK MART #22 | 3797 S KOLB RD | TUCSON | AZ | 85730 | Pima | 1 | Perm Closure | 1984-04-22 | 10000 | Gasoline | COMPARTMENT A | Double Walled | Asphalt coated or Bare Steel | Pressure |  | Fiberglass Reinforced Plastic | Removal | 1996-03-11
0-005049 | ARCO #5608 | 10809 N FRANK LLOYD WRIGHT BLVD | SCOTTSDALE | AZ | 85259 | Maricopa | 1 | Open | 1989-09-01 | 12000 | Gasoline | COMPARTMENT A | Double Walled | Fiberglass Reinforced Plastic | Pressure | Double Walled | Fiberglass Reinforced Plastic
0-009936 | CHIRICAHUA PROPERTIES | 830 E MAIN ST | SPRINGERVILLE | AZ | 85938 | Apache | 1 | Perm Closure | 2005-06-17 | 1000 | Unidentified | COMPARTMENT A | Single Walled | Asphalt coated or Bare Steel |  |  |  | Removal | 2003-05-21
0-001246 | CIRCLE K #518 | 6930 E TANQUE VERDE RD | TUCSON | AZ | 85715 | Pima | 2 | Perm Closure | 1971-04-09 | 10000 | Gasoline | COMPARTMENT A | Single Walled | Asphalt coated or Bare Steel |  |  |  | Removal | 1988-01-29
0-009661 | CHEVRON | 7473 W BELL RD | PEORIA | AZ | 85382 | Maricopa | 2 | Perm Closure | 1999-04-16 | 20000 | Gasoline | COMPARTMENT A | Double Walled | Fiberglass Reinforced Plastic | Pressure | Double Walled | Fiberglass Reinforced Plastic | Removal | 2016-09-23
0-000686 | BENTLEY-DILLE GRADALL RENTALS INC | 3951 S 30TH ST | PHOENIX | AZ | 85040 | Maricopa | 4 | Perm Closure | 1978-01-01 | 10000 | Diesel | COMPARTMENT A | Single Walled | Asphalt coated or Bare Steel |  |  |  | Removal | 1990-09-01
0-000686 | BENTLEY-DILLE GRADALL RENTALS INC | 3951 S 30TH ST | PHOENIX | AZ | 85040 | Maricopa | 7 | Perm Closure | 1978-01-01 |  | Unidentified | COMPARTMENT A | Single Walled | Asphalt coated or Bare Steel |  |  |  | Removal | 1990-09-01
0-000686 | BENTLEY-DILLE GRADALL RENTALS INC | 3951 S 30TH ST | PHOENIX | AZ | 85040 | Maricopa | 5 | Perm Closure | 1978-01-01 | 5000 | Unidentified | COMPARTMENT A | Single Walled | Asphalt coated or Bare Steel |  |  |  | Removal | 1990-09-01
0-000686 | BENTLEY-DILLE GRADALL RENTALS INC | 3951 S 30TH ST | PHOENIX | AZ | 85040 | Maricopa | 3 | Perm Closure | 1972-01-01 | 8000 | Diesel | COMPARTMENT A | Single Walled | Asphalt coated or Bare Steel |  |  |  | Removal | 1990-09-01
0-006844 | COX COMMUNICATIONS | 1440 E 15TH ST | TUCSON | AZ | 85719 | Pima | 1 | Perm Closure | 1988-10-01 | 10000 | Gasoline | COMPARTMENT A | Double Walled | Fiberglass Reinforced Plastic | Pressure |  | Fiberglass Reinforced Plastic | Removal | 1996-04-29
0-004894 | TERRIBLE HERBST #37 | 1709 E ANDY DEVINE AVE | KINGMAN | AZ | 86401 | Mohave | 2 | Perm Closure | 1967-04-23 | 12000 | Gasoline | COMPARTMENT A | Double Walled | Asphalt coated or Bare Steel | Pressure |  |  | Removal | 1999-12-22
0-009574 | CIRCLE K STORE #2706664 | 17125 E SHEA BLVD | FOUNTAIN HILLS | AZ | 85268 | Maricopa | 3 | Open | 1999-11-01 | 10000 | Diesel | COMPARTMENT A | Double Walled | Fiberglass Reinforced Plastic | Pressure | Double Walled | Fiberglass Reinforced Plastic
0-009574 | CIRCLE K STORE #2706664 | 17125 E SHEA BLVD | FOUNTAIN HILLS | AZ | 85268 | Maricopa | 2 | Open | 1999-11-01 | 12000 | Gasoline | COMPARTMENT A | Double Walled | Fiberglass Reinforced Plastic | Pressure | Double Walled | Fiberglass Reinforced Plastic
0-009690 | MCCULLOCH DRIVE-THRU | 3569 MCCULLOCH BLVD N | LAKE HAVASU CITY | AZ | 86406 | Mohave | 2 | Open | 2000-06-01 | 12000 | Gasoline | COMPARTMENT A | Double Walled | Fiberglass Reinforced Plastic | Pressure | Double Walled | Flexible
0-009690 | MCCULLOCH DRIVE-THRU | 3569 MCCULLOCH BLVD N | LAKE HAVASU CITY | AZ | 86406 | Mohave | 1 | Open | 2000-06-01 | 12000 | Gasoline | COMPARTMENT A | Double Walled | Fiberglass Reinforced Plastic | Pressure | Double Walled | Flexible
0-009559 | BROMAX #602 | 5439 E CAREFREE HWY | CAVE CREEK | AZ | 85331 | Maricopa | 3 | Open | 1999-05-12 | 6000 | Diesel | COMPARTMENT A | Double Walled | Fiberglass Reinforced Plastic | Pressure | Double Walled | Fiberglass Reinforced Plastic
0-006065 | AACTION MOVERS | 303 W SOUTHERN AVE | MESA | AZ | 85210 | Maricopa | 2 | Perm Closure | 1980-04-07 | 10000 | Gasoline | COMPARTMENT A | Double Walled | Fiberglass Reinforced Plastic |  |  |  | Removal | 1988-12-01
0-006065 | AACTION MOVERS | 303 W SOUTHERN AVE | MESA | AZ | 85210 | Maricopa | 4 | Perm Closure | 1988-04-07 | 10000 | Gasoline | COMPARTMENT A | Double Walled | Fiberglass Reinforced Plastic | Pressure |  | Fiberglass Reinforced Plastic | Removal | 2011-08-24
0-002171 | FOUNTAIN CAR WASH | 2197 S 4TH AVE | YUMA | AZ | 85364 | Yuma | 1 | Perm Closure | 1978-02-08 | 12000 | Gasoline | COMPARTMENT A | Single Walled | Asphalt coated or Bare Steel | Pressure |  | Bare or Galvanized Steel | Removal | 1988-12-15
0-009081 | FOUR PEAKS AUTOMOTIVE | 7206 E OSBORN RD | SCOTTSDALE | AZ | 85251 | Maricopa | 1 | Perm Closure | 2005-06-17 | 500 | Used Oil/Waste Oil | COMPARTMENT A |  | Composite (Steel/Fiberglass) |  |  |  | Closed in Place | 1997-05-01
0-002879 | KMART #3923 | 300 W MARIPOSA RD | NOGALES | AZ | 85621 | Santa Cruz | 1 | Perm Closure | 1976-04-28 | 1000 | Used Oil/Waste Oil | COMPARTMENT A | Double Walled | Asphalt coated or Bare Steel |  |  |  | Removal | 1990-06-18
0-004815 | JESSE R COURY | 38390 W HIGHWAY 84 | STANFIELD | AZ | 85172 | Pinal | 4 | Perm Closure | 1971-04-16 | 500 | Diesel | COMPARTMENT A | Unknown | Asphalt coated or Bare Steel |  |  |  | Removal | 1991-08-15
0-008060 | BELL ATLANTIC METRO SITE 1 | 11108 E PUEBLO AVE | MESA | AZ | 85208 | Maricopa | 1 | Perm Closure | 1985-01-01 | 300 | Diesel | COMPARTMENT A | Unknown | Asphalt coated or Bare Steel | Suction - Check Valve at the Tank Top |  | Bare or Galvanized Steel | Removal | 1993-01-26
0-009252 | COSTCO WHOLESALE #436 | 1445 W ELLIOT RD | TEMPE | AZ | 85284 | Maricopa | 2 | Open | 1998-01-22 | 20000 | Gasoline | COMPARTMENT A | Double Walled | Fiberglass Reinforced Plastic | Pressure | Double Walled
0-008684 | SAYLAND FARMS | 28299 W SOUTHERN | BUCKEYE | AZ | 85326 | Maricopa | 1 | Perm Closure | 2005-06-17 | 2000 | Unidentified | COMPARTMENT A | Unknown | Unknown |  |  |  | Removal | 1970-01-01
0-006080 | COASTAL MODULAR WEST | 3550 W LINCOLN ST | PHOENIX | AZ | 85009 | Maricopa | 2 | Perm Closure | 1981-04-05 | 5000 | Gasoline | COMPARTMENT A | Unknown | Asphalt coated or Bare Steel |  |  |  | Removal | 1989-09-15
0-002124 | FIRESTONE #26W7/022071 | 8301 W INDIAN SCHOOL RD | PHOENIX | AZ | 85037 | Maricopa | 1 | Perm Closure | 1983-03-11 | 550 | Used Oil/Waste Oil | COMPARTMENT A | Single Walled | Asphalt coated or Bare Steel | Gravity Feed |  |  | Removal | 1997-07-11
0-001189 | CIRCLE K #179 | 890 E 24TH ST | YUMA | AZ | 85365 | Yuma | 2 | Perm Closure | 1986-01-01 | 10000 | Gasoline | COMPARTMENT A | Double Walled | Fiberglass Reinforced Plastic |  |  |  | Removal | 1988-04-01
0-008362 | CLEMANS CATTLE CO | 90 N MAIN ST | FLORENCE | AZ | 85132 | Pinal | 3 | Perm Closure | 1948-01-01 | 1000 | Gasoline | COMPARTMENT A | Unknown | Unknown |  |  |  | Removal | 1998-09-04
0-008362 | CLEMANS CATTLE CO | 90 N MAIN ST | FLORENCE | AZ | 85132 | Pinal | 1 | Perm Closure | 1948-01-01 | 1000 | Gasoline | COMPARTMENT A | Unknown | Unknown |  |  |  | Removal | 1998-09-04
0-009247 | PIONEER CASINO | 903 HIGHWAY 95 | BULLHEAD CITY | AZ | 86429 | Mohave | 1 | Perm Closure | 1985-01-01 | 2000 | Gasoline | COMPARTMENT A |  | Asphalt coated or Bare Steel | Pressure | Aboveground Piping | Fiberglass Reinforced Plastic | Removal | 2010-08-11
0-009017 | CIRCLE K STORE #2741616 | 920 E 22ND ST | TUCSON | AZ | 85713 | Pima | 2 | Open | 1996-08-01 | 15000 | Gasoline (UL) | COMPARTMENT A | Double Walled | Fiberglass Reinforced Plastic | Pressure | Double Walled | Fiberglass Reinforced Plastic
0-009017 | CIRCLE K STORE #2741616 | 920 E 22ND ST | TUCSON | AZ | 85713 | Pima | 1 | Open | 1996-08-01 | 12000 | Gasoline (PUL) | COMPARTMENT A | Double Walled | Fiberglass Reinforced Plastic | Pressure | Double Walled | Fiberglass Reinforced Plastic
0-004729 | GELCO | 949 E SOUTH ST | TUCSON | AZ | 85706 | Pima | 1 | Perm Closure | 1983-05-08 | 10000 | Diesel | COMPARTMENT A | Double Walled | Asphalt coated or Bare Steel |  |  |  | Removal | 1989-01-26
0-008411 | MODERN MODULAR INC | 3003 W THOMAS RD | PHOENIX | AZ | 85017 | Maricopa | 2 | Perm Closure | 1959-01-01 | 500 | Diesel | COMPARTMENT A | Double Walled | Asphalt coated or Bare Steel |  |  |  | Removal | 1994-07-29
0-000486 | COWLEY INDUSTRIAL PARK | 624 S 25TH AVE | PHOENIX | AZ | 85009 | Maricopa | 7 | Perm Closure | 1974-01-01 | 10000 | Diesel | COMPARTMENT A |  | Asphalt coated or Bare Steel | Pressure | Single Walled | Bare or Galvanized Steel | Removal | 1999-01-20
0-000486 | COWLEY INDUSTRIAL PARK | 624 S 25TH AVE | PHOENIX | AZ | 85009 | Maricopa | 3 | Perm Closure | 1970-01-01 | 10000 | Diesel | COMPARTMENT A |  | Asphalt coated or Bare Steel | Pressure | Single Walled | Bare or Galvanized Steel | Removal | 1999-01-20
0-004470 | SHAY OIL #12 | 1201 W 16TH ST | YUMA | AZ | 85364 | Yuma | 2 | Perm Closure | 1976-01-18 | 7500 | Gasoline | COMPARTMENT A | Unknown | Fiberglass Reinforced Plastic | Pressure | Double Walled | Fiberglass Reinforced Plastic | Removal | 2002-11-12
0-000947 | CARIOCA #33 | 701 W DUNLAP AVE | PHOENIX | AZ | 85021 | Maricopa | 7 | Perm Closure | 1989-05-15 | 10000 | Gasoline | COMPARTMENT A | Double Walled | Composite (Steel/Fiberglass) | Pressure | Double Walled | Fiberglass Reinforced Plastic | Removal | 2005-10-20
0-004219 | WARREN UNION SERVICE ST - FORMER | 402 BISBEE RD | BISBEE | AZ | 85603 | Cochise | 1 | Perm Closure | 1979-01-01 | 500 | Gasoline | COMPARTMENT A | Unknown | Asphalt coated or Bare Steel | Suction - Check Valve at the Tank Top |  |  | Removal | 1992-12-04
0-000866 | CARDLOCK - W TOLTEC ROAD - #14 | 2925 W TOLTEC RD | ELOY | AZ | 85131 | Pinal | 1 | Perm Closure | 1974-01-01 | 12000 | Diesel | COMPARTMENT A |  | Asphalt coated or Bare Steel |  |  |  | Removal | 1988-12-01
0-000866 | CARDLOCK - W TOLTEC ROAD - #14 | 2925 W TOLTEC RD | ELOY | AZ | 85131 | Pinal | 2 | Perm Closure | 1974-01-01 | 12000 | Gasoline | COMPARTMENT A |  | Asphalt coated or Bare Steel |  |  |  | Removal | 1988-12-01
0-000797 | DESERT WEST COACH SERVICE | 1243 S 7TH ST | PHOENIX | AZ | 85034 | Maricopa | 4 | Perm Closure | 1977-01-01 | 2000 | Gasoline | COMPARTMENT A |  | Asphalt coated or Bare Steel |  |  |  | Removal | 1988-09-01
0-000797 | DESERT WEST COACH SERVICE | 1243 S 7TH ST | PHOENIX | AZ | 85034 | Maricopa | 6 | Perm Closure | 1977-01-01 | 2000 | Diesel | COMPARTMENT A |  | Asphalt coated or Bare Steel |  |  |  | Removal | 1988-09-01
0-004239 | CITY OF SAFFORD - MUNICIPAL AIRPORT |  | SAFFORD |  |  | Graham | 1 | Perm Closure | 1971-05-15 | 10000 | Gasoline | COMPARTMENT A | Double Walled | Asphalt coated or Bare Steel | Suction - Check Valve at the Dispenser |  |  | Removal | 1999-06-17
0-001031 | CHEVRON #9-0560 | 25 N MAIN ST | FLORENCE | AZ | 85132 | Pinal | 5 | Perm Closure | 2014-10-06 | 500 | Unidentified | COMPARTMENT A | Single Walled | Asphalt coated or Bare Steel |  |  |  | Removal | 2013-01-04
0-008401 | SPEEDWAY STORE #2979 | 1690 E ASH ST | GLOBE | AZ | 85501 | Gila | 1 | Open | 1994-05-01 | 10000 | Gasoline (UL) | COMPARTMENT A | Double Walled | Fiberglass Reinforced Plastic | Pressure | Double Walled | Fiberglass Reinforced Plastic
0-001315 | CIRCLE K #804 | 4002 E BASELINE RD | PHOENIX | AZ | 85042 | Maricopa | 3 | Perm Closure | 1995-01-20 | 10000 | Gasoline | COMPARTMENT A | Double Walled | Fiberglass Reinforced Plastic | Pressure | Double Walled | Fiberglass Reinforced Plastic | Removal | 2012-09-13
0-001103 | CHEVRON #9-8544 | 7001 N 16TH ST | PHOENIX | AZ | 85020 | Maricopa | 12 | Open | 2017-08-29 | 10000 | Diesel #2 | COMPARTMENT A | Double Walled | Polyethylene Jacketed Steel | Pressure | Double Walled | Fiberglass Reinforced Plastic
0-002064 | MUSTANG CORNERS | 65 E HIGHWAY 82 | HUACHUCA CITY | AZ | 85616 | Cochise | 1 | Perm Closure | 1976-01-01 | 10000 | Diesel | COMPARTMENT A | Single Walled | Asphalt coated or Bare Steel | Pressure | Single Walled | Fiberglass Reinforced Plastic | Removal | 1998-01-28
0-002064 | MUSTANG CORNERS | 65 E HIGHWAY 82 | HUACHUCA CITY | AZ | 85616 | Cochise | 2 | Perm Closure | 1976-01-01 | 10000 | Gasoline | COMPARTMENT A | Single Walled | Asphalt coated or Bare Steel | Pressure | Single Walled | Bare or Galvanized Steel | Removal | 1998-01-28
0-008363 | CHEVRON #9-4538 | 2401 N 24TH AVE | PHOENIX | AZ | 85009 | Maricopa | 1 | Perm Closure | 2005-06-17 | 550 | Used Oil/Waste Oil | COMPARTMENT A | Double Walled | Fiberglass Reinforced Plastic |  |  |  | Removal | 1989-01-01
0-004189 | ROOFING WHOLESALE CO INC | 1918 W GRANT ST | PHOENIX | AZ | 85009 | Maricopa | 2 | Perm Closure | 1975-03-28 | 7000 | Gasoline | COMPARTMENT A | Double Walled | Asphalt coated or Bare Steel |  |  |  | Removal | 1989-06-20
0-004189 | ROOFING WHOLESALE CO INC | 1918 W GRANT ST | PHOENIX | AZ | 85009 | Maricopa | 8 | Perm Closure | 1974-03-27 | 8000 | Diesel | COMPARTMENT A | Double Walled | Asphalt coated or Bare Steel |  |  |  | Removal | 1989-06-20
0-005570 | WASHINGTON ELEMENTARY SCHOOL DISTRICT - SERVICE CENTER | 12641 N 39TH AVE | PHOENIX | AZ | 85029 | Maricopa | 1 | Perm Closure | 1975-04-01 | 1000 | Gasoline | COMPARTMENT A | Double Walled | Asphalt coated or Bare Steel | Pressure |  |  | Removal | 1990-11-06
0-005562 | BILLY'S FREEWAY TEXACO | 820 N VIRGINIA AVE | WILLCOX | AZ | 85643 | Cochise | 2 | Perm Closure | 1971-08-03 | 10000 | Gasoline | COMPARTMENT A | Double Walled | Asphalt coated or Bare Steel |  |  |  | Removal | 1991-01-31
0-005562 | BILLY'S FREEWAY TEXACO | 820 N VIRGINIA AVE | WILLCOX | AZ | 85643 | Cochise | 5 | Perm Closure | 1990-09-27 | 10000 | Gasoline | COMPARTMENT A | Double Walled | Fiberglass Reinforced Plastic | Pressure |  | Fiberglass Reinforced Plastic | Removal | 1992-01-31
0-000178 | ARIZONA CITY DEVELOPMENT CORP | 301 N SUNLAND GIN RD | ARIZONA CITY | AZ | 85123 | Pinal | 1 | Perm Closure | 1970-01-01 | 2000 | Gasoline | COMPARTMENT A | Single Walled | Asphalt coated or Bare Steel |  |  |  | Removal | 1989-08-09
0-004166 | YRC FREIGHT | 601 W FLORES ST | TUCSON | AZ | 85705 | Pima | 3 | Perm Closure | 1974-01-01 | 2000 | Used Oil/Waste Oil | COMPARTMENT A | Unknown | Asphalt coated or Bare Steel | Gravity Feed |  | Bare or Galvanized Steel | Removal | 1991-05-20
0-005542 | NORTHERN ARIZONA VA HEALTHCARE SYSTEM | 500 N STATE ROUTE 89 | PRESCOTT | AZ | 86313 | Yavapai | 14 | Perm Closure | 1999-03-23 | 750 | Diesel | COMPARTMENT A | Double Walled | Composite (Steel/Fiberglass) | Suction - Check Valve at the Tank Top | Double Walled | Fiberglass Reinforced Plastic | Removal | 2010-05-25
0-006069 | LOU REGISTER - FORMER | 4635 W COLTER ST | GLENDALE | AZ | 85301 | Maricopa | 1 | Perm Closure | 1973-04-06 | 2000 | Gasoline | COMPARTMENT A | Unknown | Asphalt coated or Bare Steel | Suction - Check Valve at the Tank Top |  | Bare or Galvanized Steel | Removal | 1992-10-14
0-004185 | ROLLINS LEASING | 2211 N 27TH PL | PHOENIX | AZ | 85008 | Maricopa | 4 | Perm Closure | 1971-04-11 | 10000 | Diesel | COMPARTMENT A | Double Walled | Asphalt coated or Bare Steel | Suction - Check Valve at the Tank Top |  | Bare or Galvanized Steel | Removal | 1992-12-22
0-004185 | ROLLINS LEASING | 2211 N 27TH PL | PHOENIX | AZ | 85008 | Maricopa | 7 | Perm Closure | 1971-04-11 | 1000 | Unidentified | COMPARTMENT A | Double Walled | Asphalt coated or Bare Steel | Suction - Check Valve at the Tank Top |  | Bare or Galvanized Steel | Removal | 1992-12-22
0-001299 | CIRCLE K STORE #2700754 | 230 N CORONADO BLVD | CLIFTON | AZ | 85533 | Greenlee | 4 | Open | 1995-07-19 | 10000 | Gasoline (UL) | COMPARTMENT A | Single Walled | Fiberglass Reinforced Plastic | Pressure | Double Walled | Fiberglass Reinforced Plastic
0-001299 | CIRCLE K STORE #2700754 | 230 N CORONADO BLVD | CLIFTON | AZ | 85533 | Greenlee | 3 | Open | 1995-07-19 | 10000 | Gasoline (PUL) | COMPARTMENT A | Single Walled | Fiberglass Reinforced Plastic | Pressure | Double Walled | Fiberglass Reinforced Plastic
0-001326 | CIRCLE K #823 | 18444 N CAVE CREEK RD | PHOENIX | AZ | 85032 | Maricopa | 3 | Perm Closure | 1973-01-01 | 10000 | Gasoline | COMPARTMENT A |  | Asphalt coated or Bare Steel | Pressure |  |  | Removal | 1994-09-28
0-004924 | ECONO LUBE N TUNE | 7950 E THOMAS RD | SCOTTSDALE | AZ | 85251 | Maricopa | 3 | Perm Closure | 2005-06-17 | 10000 | Gasoline | COMPARTMENT A | Unknown | Unknown | Pressure |  |  | Removal | 1990-05-11
0-008165 | ARIZONA DRYWALL | 4120 W WHITTON AVE | PHOENIX | AZ | 85019 | Maricopa | 1 | Perm Closure | 2005-06-17 | 500 | Gasoline | COMPARTMENT A | Double Walled | Asphalt coated or Bare Steel | Suction - Check Valve at the Tank Top |  |  | Removal | 1993-03-17
0-004614 | 7-ELEVEN #15806 | 4837 N 1ST AVE | TUCSON | AZ | 85718 | Pima | 2 | Perm Closure | 1971-01-01 | 9900 | Gasoline | COMPARTMENT A | Single Walled | Asphalt coated or Bare Steel |  |  |  | Removal | 1991-02-08
0-008845 | PARCEL 126-18-218A | 4201 E 22ND ST | TUCSON | AZ | 85711 | Pima | 1 | Perm Closure | 1954-01-01 | 500 | Jet Fuel | COMPARTMENT A | Unknown | Asphalt coated or Bare Steel | Gravity Feed |  | Bare or Galvanized Steel | Removal | 1996-06-05
0-007259 | CIRCLE K #5295 | 29816 N TATUM BLVD | PHOENIX | AZ | 85331 | Maricopa | 2 | Open | 1991-03-01 | 15000 | Gasoline | COMPARTMENT A | Single Walled | Fiberglass Reinforced Plastic | Pressure | Single Walled | Fiberglass Reinforced Plastic
0-007259 | CIRCLE K #5295 | 29816 N TATUM BLVD | PHOENIX | AZ | 85331 | Maricopa | 4 | Open | 1991-03-01 | 10000 | Diesel | COMPARTMENT A | Single Walled | Fiberglass Reinforced Plastic | Pressure | Single Walled | Fiberglass Reinforced Plastic
0-004836 | CEMEX - 19TH AVE | 3640 S 19TH AVE | PHOENIX | AZ | 85009 | Maricopa | 7 | Open | 1989-03-20 | 8000 | Diesel | COMPARTMENT A | Double Walled | Fiberglass Reinforced Plastic | Pressure | Single Walled | Bare or Galvanized Steel
0-004836 | CEMEX - 19TH AVE | 3640 S 19TH AVE | PHOENIX | AZ | 85009 | Maricopa | 5 | Perm Closure | 1966-01-01 | 12000 | Diesel | COMPARTMENT A | Single Walled | Asphalt coated or Bare Steel |  |  |  | Removal | 1988-08-01
0-001891 | DENMART #2533 | 2902 N SCOTTSDALE RD | SCOTTSDALE | AZ | 85251 | Maricopa | 5 | Perm Closure | 1996-11-26 | 10000 | Gasoline | COMPARTMENT A | Double Walled | Fiberglass Reinforced Plastic | Pressure | Double Walled | Fiberglass Reinforced Plastic | Removal | 2009-05-19
0-010519 | QUIKTRIP #401 | 517 W MCKELLIPS RD | MESA | AZ | 85201 | Maricopa | 1 | Open | 2014-12-09 | 10000 | Other | COMPARTMENT B | Double Walled | Fiberglass Reinforced Plastic | Pressure | Double Walled | Flexible
0-006244 | AMERICA'S BEST TIRES | 1266 E BENSON HWY | TUCSON | AZ | 85713 | Pima | 4 | Perm Closure | 1988-08-01 | 8000 | Gasoline | COMPARTMENT A | Double Walled | Composite (Steel/Fiberglass) | Pressure |  | Fiberglass Reinforced Plastic | Removal | 2001-10-24
0-006244 | AMERICA'S BEST TIRES | 1266 E BENSON HWY | TUCSON | AZ | 85713 | Pima | 3 | Perm Closure | 1988-08-01 | 8000 | Gasoline | COMPARTMENT A | Double Walled | Composite (Steel/Fiberglass) | Pressure |  | Fiberglass Reinforced Plastic | Removal | 2001-10-24
0-002060 | JIFFY LUBE #1600 | 7443 E BROADWAY BLVD | TUCSON | AZ | 85710 | Pima | 2 | Perm Closure | 1980-04-27 | 8000 | Gasoline | COMPARTMENT A | Single Walled | Asphalt coated or Bare Steel |  |  |  | Removal | 1988-06-01
0-002060 | JIFFY LUBE #1600 | 7443 E BROADWAY BLVD | TUCSON | AZ | 85710 | Pima | 1 | Perm Closure | 1980-04-27 | 10000 | Gasoline | COMPARTMENT A | Single Walled | Asphalt coated or Bare Steel |  |  |  | Removal | 1988-06-01
0-002908 | THUNDERBIRD BUILDING MATERIALS | 2744 W VIRGINIA AVE | PHOENIX | AZ | 85009 | Maricopa | 3 | Perm Closure | 1972-01-01 | 10000 | Diesel | COMPARTMENT A |  | Asphalt coated or Bare Steel |  |  |  | Removal | 1992-03-10
0-005530 | CANYON MAZDA | 1220 E CAMELBACK RD | PHOENIX | AZ | 85014 | Maricopa | 2 | Perm Closure | 1986-05-08 | 500 | Used Oil/Waste Oil | COMPARTMENT A | Unknown | Asphalt coated or Bare Steel | Gravity Feed |  |  | Removal | 1989-04-03
0-003156 | AZTEC MOBIL SERVICE |  | AZTEC |  |  | Yuma | 3 | Perm Closure | 1976-03-20 | 4000 | Gasoline | COMPARTMENT A | Double Walled | Asphalt coated or Bare Steel | Suction - Check Valve at the Tank Top |  |  | Removal | 1996-05-24
0-008478 | RZ MINI MARKET | 66785 HIGHWAY 60 | SALOME | AZ | 85348 | La Paz | 5 | Perm Closure | 1960-01-01 | 1000 | Gasoline | COMPARTMENT A | Unknown | Asphalt coated or Bare Steel |  |  |  | Removal | 1995-10-24
0-007285 | DOYLE PROPERTY | 1041 W SOLANA AVE | AJO | AZ | 85321 | Pima | 2 | Perm Closure | 1970-01-01 | 1000 | Gasoline | COMPARTMENT A | Unknown | Asphalt coated or Bare Steel | Suction - Check Valve at the Tank Top |  | Bare or Galvanized Steel | Removal | 1991-05-14
0-004517 | GRIGGS PAINT OF DOMCOM ENTERPRISES INC | 5632 N 54TH AVE | GLENDALE | AZ | 85301 | Maricopa | 3 | Perm Closure | 1978-03-18 | 1000 | Diesel | COMPARTMENT A | Unknown | Asphalt coated or Bare Steel |  |  |  | Removal | 1990-12-01
0-000709 | $3 CAR WASH | 2502 E CAMELBACK RD | PHOENIX | AZ | 85016 | Maricopa | 3 | Perm Closure | 1978-01-01 | 4000 | Gasoline | COMPARTMENT A |  | Asphalt coated or Bare Steel | Pressure |  |  | Removal | 1990-04-25
0-005119 | GOOD 2 GO STORES #501 | 2632 E FRY BLVD | SIERRA VISTA | AZ | 85635 | Cochise | 1 | Perm Closure | 1984-01-01 | 12000 | Gasoline | COMPARTMENT A |  | Asphalt coated or Bare Steel | Pressure |  | Fiberglass Reinforced Plastic | Removal | 2008-04-15
0-004199 | ROYAL BUICK COMPANY | 4333 E SPEEDWAY BLVD | TUCSON | AZ | 85712 | Pima | 4 | Perm Closure | 1985-06-01 | 10000 | Gasoline | COMPARTMENT A | Double Walled | Asphalt coated or Bare Steel | Pressure |  | Fiberglass Reinforced Plastic | Removal | 1994-05-25
0-004199 | ROYAL BUICK COMPANY | 4333 E SPEEDWAY BLVD | TUCSON | AZ | 85712 | Pima | 3 | Perm Closure | 1971-04-25 | 550 | Used Oil/Waste Oil | COMPARTMENT A | Double Walled | Asphalt coated or Bare Steel |  |  |  | Removal | 1989-01-14
0-010676 | PARCEL ID #105-20-091 | 40 W MAIN ST | SPRINGERVILLE | AZ | 85938 | Apache | 1 | Perm Closure | 2019-05-21 |  | (Null) | COMPARTMENT A | [5 empty] | Removal | 2019-08-07
0-003385 | QWEST | 1919 S LEE CIR | MESA | AZ | 85204 | Maricopa | 1 | Perm Closure | 1977-01-01 | 10000 | Gasoline | COMPARTMENT A | Single Walled | Asphalt coated or Bare Steel | Pressure |  | Fiberglass Reinforced Plastic | Removal | 1999-02-04
0-003385 | QWEST | 1919 S LEE CIR | MESA | AZ | 85204 | Maricopa | 5 | Perm Closure | 1998-11-01 | 6000 | Gasoline | COMPARTMENT A | Double Walled | Composite (Steel/Fiberglass) | Pressure | Double Walled | Fiberglass Reinforced Plastic | Removal | 2014-09-03
0-010199 | QUIKTRIP #471 | 297 N 99TH AVE | TOLLESON | AZ | 85353 | Maricopa | 4 | Open | 2014-09-16 | 10000 | Other | COMPARTMENT B | Double Walled | Fiberglass Reinforced Plastic | Pressure | Double Walled | Fiberglass Reinforced Plastic
0-010199 | QUIKTRIP #471 | 297 N 99TH AVE | TOLLESON | AZ | 85353 | Maricopa | 4 | Open | 2014-09-16 | 20000 | Diesel | COMPARTMENT A | Double Walled | Fiberglass Reinforced Plastic | Pressure | Double Walled | Fiberglass Reinforced Plastic
0-010199 | QUIKTRIP #471 | 297 N 99TH AVE | TOLLESON | AZ | 85353 | Maricopa | 3 | Open | 2007-06-26 | 20000 | Gasoline | COMPARTMENT A | Double Walled | Fiberglass Reinforced Plastic | Pressure | Double Walled | Fiberglass Reinforced Plastic
0-005911 | ABF FREIGHT SYSTEM INC | 1305 N 27TH AVE | PHOENIX | AZ | 85009 | Maricopa | 2 | Perm Closure | 1978-01-01 | 10000 | Gasoline | COMPARTMENT A | Single Walled | Asphalt coated or Bare Steel | Pressure |  |  | Removal | 1993-05-28
0-009680 | CIRCLE K STORE #2706665 | 1600 W DEUCE OF CLUBS | SHOW LOW | AZ | 85901 | Navajo | 2 | Open | 1999-01-27 | 10000 | Gasoline | COMPARTMENT A | Double Walled | Fiberglass Reinforced Plastic
0-003219 | CIRCLE K STORE #2709152 | 5105 E ELLIOT RD | PHOENIX | AZ | 85044 | Maricopa | 1 | Perm Closure | 1969-01-01 | 10000 | Gasoline | COMPARTMENT A | Single Walled | Fiberglass Reinforced Plastic |  |  |  | Removal | 1988-02-02
0-010346 | SGA FLIGHT CENTER | 15525 N 78TH ST | SCOTTSDALE | AZ | 85260 | Maricopa | 1 | Open | 2007-08-23 | 30000 | Jet Fuel | COMPARTMENT A | Double Walled | Fiberglass Reinforced Plastic | Pressure |  | Bare or Galvanized Steel
0-004198 | ROWLEY PIPE LINES INC | 611 N GOLDEN KEY ST | GILBERT | AZ | 85233 | Maricopa | 1 | Perm Closure | 1984-05-05 | 10000 | Diesel | COMPARTMENT A | Double Walled | Asphalt coated or Bare Steel |  |  |  | Removal | 1995-07-28
0-001868 | EXXON #7-0979 | 5102 W THOMAS RD | PHOENIX | AZ | 85031 | Maricopa | 7 | Perm Closure | 1997-01-27 | 15000 | Gasoline | COMPARTMENT A | Double Walled | Fiberglass Reinforced Plastic | Pressure | Double Walled | Fiberglass Reinforced Plastic | Removal | 2003-03-18
0-003011 | FLAGSTAFF JCT - MINGUS MTN RANGE |  | JEROME |  |  | Yavapai | 2 | Open | 1993-07-01 | 1000 | Diesel | COMPARTMENT A | Double Walled | Fiberglass Reinforced Plastic | Pressure | Double Walled | Fiberglass Reinforced Plastic
0-002128 | TANQUE VERDE EXXON | 6675 E GRANT RD | TUCSON | AZ | 85715 | Pima | 3 | Perm Closure | 1984-01-01 | 10000 | Gasoline | COMPARTMENT A | Double Walled | Fiberglass Reinforced Plastic | Pressure |  | Fiberglass Reinforced Plastic | Removal | 2010-03-24
0-002128 | TANQUE VERDE EXXON | 6675 E GRANT RD | TUCSON | AZ | 85715 | Pima | 1 | Perm Closure | 1985-01-01 | 12000 | Gasoline | COMPARTMENT A | Double Walled | Fiberglass Reinforced Plastic | Pressure |  | Fiberglass Reinforced Plastic | Removal | 2010-03-24
0-006644 | NAPA DISTRIBUTION CENTER - PHOENIX | 2811 W THOMAS RD | PHOENIX | AZ | 85017 | Maricopa | 1 | Perm Closure | 1974-02-15 | 1000 | Gasoline | COMPARTMENT A | Unknown | Asphalt coated or Bare Steel |  |  |  | Closed in Place | 1979-10-01
0-010289 | FRYS FUEL CENTER #77 | 3184 WILLOW CREEK RD | PRESCOTT | AZ | 86301 | Yavapai | 2 | Open | 2009-01-01 | 10000 | Gasoline | COMPARTMENT B | Double Walled | Fiberglass Reinforced Plastic | Pressure | Double Walled | Flexible
0-001475 | CIRCLE K #2701765 | 2551 HIGHWAY 95 | BULLHEAD CITY | AZ | 86442 | Mohave | 5 | Open | 1998-01-13 | 15000 | Gasoline | COMPARTMENT A | Double Walled | Fiberglass Reinforced Plastic | Pressure | Double Walled | Fiberglass Reinforced Plastic
0-006533 | YAVAPAI COUNTY - SEDONA ARIZONA AIRPORT SERVICE |  | SEDONA |  |  | Yavapai | 1 | Perm Closure | 1977-12-17 | 6000 | Unidentified | COMPARTMENT A | Double Walled | Asphalt coated or Bare Steel | Pressure |  |  | Removal | 1995-03-01
0-009594 | SERVICE STATION - FORMER | 815 LIVE OAK ST | MIAMI | AZ | 85539 | Gila | 1 | Perm Closure | 2005-06-17 |  | Unidentified | COMPARTMENT A | Single Walled | Asphalt coated or Bare Steel |  |  |  | Removal | 1980-01-01
0-008346 | SPEEDWAY STORE #2950 | 331 W DEUCE OF CLUBS | SHOW LOW | AZ | 85901 | Navajo | 2 | Open | 1993-08-01 | 12000 | Gasoline | COMPARTMENT A | Double Walled | Fiberglass Reinforced Plastic | Pressure |  | Fiberglass Reinforced Plastic
0-010545 | CIRCLE K STORE #2741675 | 1025 N 99TH AVE | TOLLESON | AZ | 85353 | Maricopa | 2 | Open | 2015-09-29 | 12000 | Diesel | COMPARTMENT B | Double Walled | Fiberglass Reinforced Plastic | Pressure | Double Walled | Fiberglass Reinforced Plastic
0-010553 | QUIK TRIP #1463 | 6520 S I 19 FRONTAGE RD | TUCSON | AZ | 85756 | Pima | 3 | Open | 2015-06-15 | 10000 | Other | COMPARTMENT B | Double Walled | Fiberglass Reinforced Plastic | Pressure | Double Walled | Fiberglass Reinforced Plastic
0-010555 | GPM #4596 | 37657 N GANTZEL RD | SAN TAN VALLEY | AZ | 85140 | Pinal | 1 | Open | 2015-12-09 | 30000 | Gasoline (UL) | COMPARTMENT A | Double Walled | Fiberglass Reinforced Plastic
0-010555 | GPM #4596 | 37657 N GANTZEL RD | SAN TAN VALLEY | AZ | 85140 | Pinal | 2 | Open | 2015-12-09 | 8000 | Gasoline (PUL) | COMPARTMENT A | Double Walled | Fiberglass Reinforced Plastic | Pressure | Double Walled | Flexible
0-002523 | B J TRUCKING | 224 N 59TH AVE | PHOENIX | AZ | 85043 | Maricopa | 2 | Perm Closure | 1979-04-17 | 2000 | Diesel | COMPARTMENT A | Single Walled | Asphalt coated or Bare Steel |  |  |  | Removal | 1991-09-25
0-003013 | INSURANCE AUTO AUCTION | 2299 W BROADWAY RD | PHOENIX | AZ | 85041 | Maricopa | 1 | Perm Closure | 1976-05-22 | 10000 | Gasoline | COMPARTMENT A | Double Walled | Asphalt coated or Bare Steel |  |  |  | Removal | 1989-12-14
0-007724 | BENNETT PROPERTY | 1989 E 1ST ST | TEMPE | AZ | 85281 | Maricopa | 1 | Perm Closure | 1974-01-01 |  | Gasoline | COMPARTMENT A | Double Walled | Asphalt coated or Bare Steel | Suction - Check Valve at the Tank Top |  | Bare or Galvanized Steel | Removal | 1997-11-06
0-003268 | FRYS FUEL CENTER #136 | 4301 W NORTHERN AVE | GLENDALE | AZ | 85301 | Maricopa | 3 | Perm Closure | 1972-01-01 | 4000 | Gasoline | COMPARTMENT A |  | Asphalt coated or Bare Steel | Pressure |  |  | Removal | 1988-11-30
0-007439 | CIRCLE K STORE #2709153 | 1210 S HIGLEY RD | MESA | AZ | 85206 | Maricopa | 3 | Open | 1989-06-01 | 10000 | Gasoline (UL) | COMPARTMENT A | Double Walled | Fiberglass Reinforced Plastic | Pressure | Double Walled | Fiberglass Reinforced Plastic
0-010502 | CIRCLE K STORE #2703459 | 2650 W CAMELBACK RD | PHOENIX | AZ | 85017 | Maricopa | 3 | Open | 2014-02-01 | 12000 | Diesel | COMPARTMENT A | Double Walled | Fiberglass Reinforced Plastic | Pressure | Double Walled | Fiberglass Reinforced Plastic
0-009554 | SUPERSTITION POLICE SUBSTANTION/FIRE STATION 212 | 2430 S ELLSWORTH RD | MESA | AZ | 85209 | Maricopa | 2 | Open | 1996-11-18 | 12000 | Diesel | COMPARTMENT A | Double Walled | Fiberglass Reinforced Plastic | Suction - Check Valve at the Tank Top | Double Walled | Fiberglass Reinforced Plastic
0-010576 | CIRCLE K STORE #2703472 | 1113 W US HIGHWAY 60 | SUPERIOR | AZ | 85173 | Pinal | 3 | Open | 2016-06-08 | 12000 | Diesel | COMPARTMENT A | Double Walled | Fiberglass Reinforced Plastic | Pressure | Double Walled | Fiberglass Reinforced Plastic
0-001703 | BRAD'S DEER VALLEY COLLISION | 22202 N 19TH AVE | PHOENIX | AZ | 85027 | Maricopa | 6 | Perm Closure | 1980-01-01 | 500 | Used Oil/Waste Oil | COMPARTMENT A |  | Asphalt coated or Bare Steel |  |  |  | Removal | 1995-06-01
0-003508 | FEDMART WAREHOUSE/SUNBELT STORES | 1720 E BROADWAY RD | TEMPE | AZ | 85282 | Maricopa | 1 | Perm Closure | 1968-01-01 | 12000 | Gasoline | COMPARTMENT A |  | Asphalt coated or Bare Steel |  |  |  | Removal | 1990-03-12
0-003508 | FEDMART WAREHOUSE/SUNBELT STORES | 1720 E BROADWAY RD | TEMPE | AZ | 85282 | Maricopa | 3 | Perm Closure | 1968-01-01 | 12000 | Gasoline | COMPARTMENT A |  | Asphalt coated or Bare Steel |  |  |  | Removal | 1990-03-12
0-010530 | CIRCLE K #2703463 | 2737 S ELLSWORTH RD | MESA | AZ | 85209 | Maricopa | 2 | Open | 2015-05-01 | 12000 | Gasoline (PUL) | COMPARTMENT A | Double Walled | Fiberglass Reinforced Plastic | Pressure | Double Walled | Fiberglass Reinforced Plastic
0-001369 | CIRCLE K #2701140 | 9810 S NOGALES HWY | TUCSON | AZ | 85756 | Pima | 6 | Open | 1995-07-25 | 10000 | Gasoline | COMPARTMENT A |  | Fiberglass Reinforced Plastic | Pressure | Double Walled | Fiberglass Reinforced Plastic
0-006623 | SUPERSTITION MOUNTAIN ELEMENTARY SCHOOL | 550 S IRONWOOD DR | APACHE JUNCTION | AZ | 85120 | Pinal | 2 | Perm Closure | 1986-01-01 | 1000 | Gasoline | COMPARTMENT A | Double Walled | Asphalt coated or Bare Steel |  |  |  | Removal | 1989-10-06
0-008224 | WHY CHEVRON # 315 | 201 S SONOYTA WAY | WHY | AZ | 85321 | Pima | 2 | Perm Closure | 1986-12-01 | 8000 | Gasoline | COMPARTMENT A |  | Asphalt coated or Bare Steel | Suction - Check Valve at the Tank Top |  |  | Removal | 2000-04-27
0-010599 | CIRCLE K STORE #2703487 | 1875 W GREENWAY RD | PHOENIX | AZ | 85023 | Maricopa | 1 | Open | 2017-03-10 | 20000 | Gasoline | COMPARTMENT A | Double Walled | Fiberglass Reinforced Plastic | Pressure | Double Walled | Fiberglass Reinforced Plastic
0-000333 | PEP BOYS #757 | 2502 W VAN BUREN ST | PHOENIX | AZ | 85009 | Maricopa | 1 | Perm Closure | 1989-01-01 | 550 | Used Oil/Waste Oil | COMPARTMENT A | Double Walled | Fiberglass Reinforced Plastic | Gravity Feed |  | Fiberglass Reinforced Plastic | Removal | 2001-06-12
0-010135 | QUIKTRIP #444 | 1155 N 51ST AVE | PHOENIX | AZ | 85043 | Maricopa | 5 | Open | 2005-08-12 | 20000 | Diesel | COMPARTMENT A | Double Walled | Fiberglass Reinforced Plastic | Pressure | Double Walled | Flexible
0-010462 | FRYS FOOD & DRUG #72 | 87 E WILLIAMS FIELD RD | GILBERT | AZ | 85295 | Maricopa | 1 | Open | 2012-10-01 | 20000 | Gasoline | COMPARTMENT A | Double Walled | Fiberglass Reinforced Plastic | Pressure |  | Flexible
0-008036 | USF&W - CABEZA PRIETA NATIONAL WILDLIFE REFUGE | 1611 N 2ND AVE | AJO | AZ | 85321 | Pima | 2 | Perm Closure | 1980-01-01 | 500 | Gasoline | COMPARTMENT A | Unknown | Fiberglass Reinforced Plastic | Suction - Check Valve at the Tank Top |  |  | Removal | 1992-12-17
0-002759 | JWJ CONTRACTING CO INC | 4525 E UNIVERSITY DR | PHOENIX | AZ | 85034 | Maricopa | 2 | Perm Closure | 1981-01-01 | 10000 | Gasoline | COMPARTMENT A | Double Walled | Asphalt coated or Bare Steel | Pressure |  | Fiberglass Reinforced Plastic | Closed in Place | 1994-01-31
0-003153 | M&G UNION 76 | 901 S BEELINE HWY | PAYSON | AZ | 85541 | Gila | 2 | Perm Closure | 1967-02-14 | 10000 | Gasoline | COMPARTMENT A | Double Walled | Asphalt coated or Bare Steel |  |  |  | Removal | 1991-02-26
0-008632 | VACANT PROPERTY | 635 W LESTER ST | TUCSON | AZ | 85705 | Pima | 1 | Perm Closure | 1965-01-01 | 800 | Diesel | COMPARTMENT A |  | Asphalt coated or Bare Steel |  |  |  | Removal | 1996-02-02
0-002409 | UNITED METRO |  | GLOBE |  |  | Gila | 1 | Perm Closure | 1978-01-23 | 2500 | Gasoline | COMPARTMENT A | Single Walled | Asphalt coated or Bare Steel | Suction - Check Valve at the Tank Top |  |  | Closed in Place | 1992-09-24
0-003276 | GILA REDI-MIX |  | GILA BEND |  |  | Maricopa | 1 | Perm Closure | 2005-06-17 |  | Diesel | COMPARTMENT A | Unknown | Unknown |  |  |  | Removal | 1985-06-08
0-003856 | CITY OF PHOENIX - CAVE CREEK LANDFILL |  | PHOENIX |  |  | Maricopa | 1 | Perm Closure | 2005-06-17 |  | Diesel | COMPARTMENT A | Single Walled | Asphalt coated or Bare Steel |  |  |  | Removal | 1972-01-01
0-004701 | HYDER VALLEY IRRIGATION DISTRICT | 14795 N AVENUE 74 | HYDER | AZ | 85632 | Yuma | 1 | Perm Closure | 1983-01-01 | 5000 | Gasoline | COMPARTMENT A |  | Asphalt coated or Bare Steel | Suction - Check Valve at the Tank Top |  |  | Removal | 2002-02-21
0-004701 | HYDER VALLEY IRRIGATION DISTRICT | 14795 N AVENUE 74 | HYDER | AZ | 85632 | Yuma | 2 | Perm Closure | 1983-01-01 | 10000 | Diesel | COMPARTMENT A |  | Asphalt coated or Bare Steel | Suction - Check Valve at the Tank Top |  |  | Removal | 2002-02-21
0-008627 | ROAD MAINTENANCE SUPPLY | 2850 E JONES AVE | PHOENIX | AZ | 85040 | Maricopa | 1 | Perm Closure | 2005-06-17 | 2000 | Gasoline | COMPARTMENT A | Double Walled | Asphalt coated or Bare Steel | Suction - Check Valve at the Tank Top |  | Bare or Galvanized Steel | Removal | 1989-09-01
0-006372 | ROCK HOUSE GROCERY |  | GLOBE |  |  | Gila | 4 | Perm Closure | 1964-09-18 | 250 | Gasoline | COMPARTMENT A | Double Walled | Asphalt coated or Bare Steel |  |  |  | Removal | 1990-03-27
0-004119 | RECHEM CORP |  | BISBEE |  |  | Cochise | 1 | Perm Closure | 1981-05-08 | 600 | Gasoline | COMPARTMENT A | Unknown | Fiberglass Reinforced Plastic |  |  |  | Removal | 1991-05-08
0-001324 | CIRCLE K #2700820 | 307 E US HIGHWAY 85 | BUCKEYE | AZ | 85326 | Maricopa | 5 | Open | 2004-07-09 | 12000 | Gasoline | COMPARTMENT A | Double Walled | Fiberglass Reinforced Plastic | Pressure | Double Walled | Fiberglass Reinforced Plastic
0-001460 | CIRCLE K #2701636 | 15 W SOUTHERN AVE | TEMPE | AZ | 85282 | Maricopa | 3 | Open | 1985-01-01 | 10000 | Gasoline | COMPARTMENT A | Single Walled | Fiberglass Reinforced Plastic | Pressure | Single Walled | Fiberglass Reinforced Plastic
0-008219 | BANK OF AMERICA NT&SA | 1315 S 4TH AVE | YUMA | AZ | 85364 | Yuma | 3 | Perm Closure | 1957-01-01 | 2500 | Gasoline | COMPARTMENT A | Double Walled | Asphalt coated or Bare Steel |  |  |  | Closed in Place | 1970-05-21
0-006882 | ATCHISON TOPEKA & SANTA FE |  | YUCCA |  |  | Mohave | 1 | Perm Closure | 2005-06-17 | 500 | Unidentified | COMPARTMENT A | Unknown | Unknown |  |  |  | Removal | 1990-07-16
0-009927 | CIRCLE K STORE #2741705 | 13012 W INDIAN SCHOOL RD | LITCHFIELD PARK | AZ | 85340 | Maricopa | 2 | Open | 2002-10-24 | 15000 | Gasoline (UL) | COMPARTMENT A | Double Walled | Fiberglass Reinforced Plastic | Pressure | Double Walled | Flexible
0-001178 | CIRCLE K #109 | 702 E ROESER RD | PHOENIX | AZ | 85040 | Maricopa | 3 | Perm Closure | 1985-01-01 | 10000 | Gasoline | COMPARTMENT A | Double Walled | Fiberglass Reinforced Plastic | Suction - Check Valve at the Tank Top |  | Fiberglass Reinforced Plastic | Removal | 1992-12-01
0-001239 | CIRCLE K #494 | 1285 E PRINCE RD | TUCSON | AZ | 85719 | Pima | 1 | Perm Closure | 1971-01-01 | 10000 | Gasoline | COMPARTMENT A |  | Asphalt coated or Bare Steel | Pressure |  |  | Removal | 1994-01-11
0-009617 | MESA TOWER | 1201 S ALMA SCHOOL RD | MESA | AZ | 85210 | Maricopa | 1 | Open | 1986-12-01 | 500 | Diesel | COMPARTMENT A | Single Walled | Asphalt coated or Bare Steel | Suction - Check Valve at the Tank Top |  | Bare or Galvanized Steel
0-000695 | BINGHAM EQUIPMENT CO | 2450 W 32ND ST | YUMA | AZ | 85364 | Yuma | 1 | Perm Closure | 1981-01-01 |  | Gasoline | COMPARTMENT A | Single Walled | Asphalt coated or Bare Steel |  |  |  | Removal | 1988-06-15
0-000695 | BINGHAM EQUIPMENT CO | 2450 W 32ND ST | YUMA | AZ | 85364 | Yuma | 2 | Perm Closure | 1981-01-01 |  | Diesel | COMPARTMENT A | Single Walled | Asphalt coated or Bare Steel |  |  |  | Removal | 1988-06-15
0-001662 | BISHOP'S CENTRAL STOREHOUSE | 235 S EL DORADO CIR | MESA | AZ | 85202 | Maricopa | 4 | Perm Closure | 1981-01-01 | 12000 | Diesel | COMPARTMENT A |  | Fiberglass Reinforced Plastic |  |  |  | Removal | 1996-10-01
0-004970 | ADIBA FAS FUEL | 8530 E SPEEDWAY BLVD | TUCSON | AZ | 85710 | Pima | 9 | Open | 1992-06-01 | 10000 | Diesel | COMPARTMENT A | Double Walled | Fiberglass Reinforced Plastic | Pressure | Double Walled | Fiberglass Reinforced Plastic
0-004970 | ADIBA FAS FUEL | 8530 E SPEEDWAY BLVD | TUCSON | AZ | 85710 | Pima | 4 | Perm Closure | 1964-01-01 | 6000 | Diesel | COMPARTMENT A |  | Asphalt coated or Bare Steel | Pressure |  |  | Removal | 1992-06-01
0-004970 | ADIBA FAS FUEL | 8530 E SPEEDWAY BLVD | TUCSON | AZ | 85710 | Pima | 10 | Open | 1992-06-01 | 550 | Used Oil/Waste Oil | COMPARTMENT A | Double Walled | Fiberglass Reinforced Plastic | Gravity Feed | Double Walled | Fiberglass Reinforced Plastic
0-001881 | EXXON #7-2467 | 1215 W BROADWAY RD | MESA | AZ | 85202 | Maricopa | 1 | Perm Closure | 1984-01-01 | 10000 | Gasoline | COMPARTMENT A | Double Walled | Fiberglass Reinforced Plastic | Pressure |  | Fiberglass Reinforced Plastic | Removal | 1996-04-09
0-001881 | EXXON #7-2467 | 1215 W BROADWAY RD | MESA | AZ | 85202 | Maricopa | 4 | Perm Closure | 1984-01-01 | 1000 | Used Oil/Waste Oil | COMPARTMENT A | Double Walled | Fiberglass Reinforced Plastic | Gravity Feed |  | Fiberglass Reinforced Plastic | Removal | 1996-04-09
0-004943 | SHELL | 2180 E BROADWAY RD | TEMPE | AZ | 85282 | Maricopa | 3 | Open | 1986-05-07 | 10000 | Gasoline | COMPARTMENT A | Double Walled | Fiberglass Reinforced Plastic | Pressure |  | Fiberglass Reinforced Plastic
0-002436 | T & G AVIATION INC | 22000 S PRICE RD | CHANDLER | AZ | 85248 | Maricopa | 2 | Perm Closure | 2005-06-17 | 12000 | Gasoline | COMPARTMENT A | Single Walled | Asphalt coated or Bare Steel |  |  |  | Removal | 1990-02-06
0-002436 | T & G AVIATION INC | 22000 S PRICE RD | CHANDLER | AZ | 85248 | Maricopa | 3 | Perm Closure | 2005-06-17 | 12000 | Unidentified | COMPARTMENT A | Single Walled | Asphalt coated or Bare Steel |  |  |  | Removal | 1990-02-06
0-005116 | STOP BY #4 | 212 W FRONTIER ST | ELOY | AZ | 85131 | Pinal | 6 | Perm Closure | 1988-12-01 | 10000 | Gasoline | COMPARTMENT A | Double Walled | Composite (Steel/Fiberglass) | Pressure |  | Fiberglass Reinforced Plastic | Removal | 2017-02-22
0-006029 | SPELLMAN HARDWOODS INC | 4645 N 43RD AVE | PHOENIX | AZ | 85031 | Maricopa | 5 | Perm Closure | 1988-08-16 | 2000 | Gasoline | COMPARTMENT A | Single Walled | Fiberglass Reinforced Plastic | Suction - Check Valve at the Tank Top |  | Fiberglass Reinforced Plastic | Removal | 2019-08-21
0-000564 | SPIRIT AVIATION | 1921 E FLIGHTLINE DR | TUCSON | AZ | 85756 | Pima | 1 | Perm Closure | 1968-08-26 |  | Gasoline | COMPARTMENT A | Single Walled | Asphalt coated or Bare Steel |  |  |  | Closed in Place | 1988-08-26
0-004266 | SAINT FRANCIS FARMS INC | 29560 N COOPER RD | MAGMA | AZ | 85132 | Pinal | 2 | Perm Closure | 1956-05-08 | 550 | Gasoline | COMPARTMENT A | Unknown | Asphalt coated or Bare Steel |  |  |  | Removal | 1987-03-01
0-006198 | SIMON STORES CORPORATION | 7730 W INDIAN SCHOOL RD | PHOENIX | AZ | 85033 | Maricopa | 2 | Perm Closure | 1988-06-02 | 15000 | Gasoline | COMPARTMENT A | Single Walled | Fiberglass Reinforced Plastic | Pressure |  | Fiberglass Reinforced Plastic | Removal | 2014-08-26
0-004527 | SNOWFLAKE EXXON |  | SNOWFLAKE |  |  | Navajo | 2 | Perm Closure | 1972-04-29 | 4000 | Gasoline | COMPARTMENT A | Double Walled | Asphalt coated or Bare Steel |  |  |  | Removal | 1989-06-01
0-003560 | WN & ROSALIE OLSON |  | SELIGMAN |  |  | Yavapai | 1 | Perm Closure | 1966-01-01 | 5000 | Gasoline | COMPARTMENT A |  | Asphalt coated or Bare Steel |  |  |  | Removal | 1990-02-28
0-003549 | GREAT GAS | 607 E STATE ROUTE 89A | COTTONWOOD | AZ | 86326 | Yavapai | 1 | Perm Closure | 1983-01-01 | 8000 | Gasoline | COMPARTMENT A | Single Walled | Asphalt coated or Bare Steel | Pressure | Single Walled | Bare or Galvanized Steel | Removal | 1993-12-08
0-003549 | GREAT GAS | 607 E STATE ROUTE 89A | COTTONWOOD | AZ | 86326 | Yavapai | 3 | Open | 1993-12-09 | 10000 | Gasoline | COMPARTMENT A | Single Walled | Asphalt coated or Bare Steel | Pressure | Single Walled | Fiberglass Reinforced Plastic
0-006796 | WESTERN SOD FARM | 29660 S TOLTEC BUTTES RD | ELOY | AZ | 85131 | Pinal | 1 | Perm Closure | 1982-01-01 | 60000 | Diesel | COMPARTMENT A | Single Walled | Asphalt coated or Bare Steel | Pressure | Single Walled | Bare or Galvanized Steel | Removal | 1994-02-24
0-006796 | WESTERN SOD FARM | 29660 S TOLTEC BUTTES RD | ELOY | AZ | 85131 | Pinal | 4 | Perm Closure | 1982-01-01 | 4000 | Gasoline | COMPARTMENT A | Single Walled | Asphalt coated or Bare Steel | Suction - Check Valve at the Tank Top | Single Walled | Bare or Galvanized Steel | Closed in Place | 1990-02-01
0-006796 | WESTERN SOD FARM | 29660 S TOLTEC BUTTES RD | ELOY | AZ | 85131 | Pinal | 3 | Perm Closure | 1982-01-01 | 6000 | Gasoline | COMPARTMENT A | Single Walled | Asphalt coated or Bare Steel | Suction - Check Valve at the Tank Top | Single Walled | Bare or Galvanized Steel | Closed in Place | 1990-02-01
0-005633 | WESTERN STATES PETROLEUM TERMINAL #2 | 234 S FRONTIER | WICKENBURG | AZ | 85390 | Maricopa | 1 | Perm Closure | 1966-05-01 | 2000 | Diesel | COMPARTMENT A | Unknown | Asphalt coated or Bare Steel |  |  |  | Removal | 1988-12-15
0-006330 | VALLEY FEED AND SEED | 1918 W VAN BUREN ST | PHOENIX | AZ | 85009 | Maricopa | 2 | Perm Closure | 1957-01-01 | 1000 | Unidentified | COMPARTMENT A | Double Walled | Asphalt coated or Bare Steel |  |  |  | Removal | 1990-01-10
0-004727 | HEALY AUTO CENTER | 1316 N BROAD ST | GLOBE | AZ | 85501 | Gila | 3 | Perm Closure | 1956-01-01 | 1000 | Used Oil/Waste Oil | COMPARTMENT A | Single Walled | Asphalt coated or Bare Steel | Suction - Check Valve at the Tank Top | Single Walled | Bare or Galvanized Steel | Removal | 1990-11-14
0-005879 | CITY OF PHOENIX - PARADISE VALLEY WATER EQUIPMENT YARD | 13215 N 35TH ST | PHOENIX | AZ | 85032 | Maricopa | 2 | Perm Closure | 1987-10-27 | 10000 | Diesel | COMPARTMENT A | Double Walled | Fiberglass Reinforced Plastic | Pressure |  | Fiberglass Reinforced Plastic | Removal | 1999-03-17
0-001884 | CIRCLE K #2705409 | 8249 W INDIAN SCHOOL RD | PHOENIX | AZ | 85033 | Maricopa | 1 | Perm Closure | 1969-01-01 | 6000 | Gasoline | COMPARTMENT A |  | Asphalt coated or Bare Steel | Pressure |  | Fiberglass Reinforced Plastic | Removal | 1995-12-01
0-004870 | CITY OF TEMPE - FIRE STATION #73 | 5440 S MCCLINTOCK DR | TEMPE | AZ | 85283 | Maricopa | 1 | Perm Closure | 1976-01-01 | 1000 | Diesel | COMPARTMENT A | Single Walled | Asphalt coated or Bare Steel | Pressure | Single Walled | Bare or Galvanized Steel | Removal | 1995-10-17
0-001065 | SPEEDWAY STORE #2941 | 7085 E BROADWAY BLVD | TUCSON | AZ | 85710 | Pima | 2 | Perm Closure | 1984-01-01 | 10000 | Gasoline | COMPARTMENT A | Double Walled | Fiberglass Reinforced Plastic | Pressure | Double Walled | Fiberglass Reinforced Plastic | Removal | 2004-07-20
0-001086 | SANDHU CHEVRON | 808 E BASELINE RD | TEMPE | AZ | 85283 | Maricopa | 1 | Perm Closure | 1971-01-01 | 10000 | Gasoline | COMPARTMENT A |  | Asphalt coated or Bare Steel |  |  |  | Removal | 1993-09-26
0-002027 | CVS PHARMACY #7078 | 3303 S RURAL RD | TEMPE | AZ | 85282 | Maricopa | 4 | Perm Closure | 1982-01-01 | 1000 | Used Oil/Waste Oil | COMPARTMENT A | Double Walled | Fiberglass Reinforced Plastic | Gravity Feed |  | Fiberglass Reinforced Plastic | Removal | 1999-02-03
0-002157 | FLINT OIL CO | 500 W SIMPSON ST | TUCSON | AZ | 85701 | Pima | 2 | Perm Closure | 1985-06-27 | 6000 | Unidentified | COMPARTMENT A | Single Walled | Asphalt coated or Bare Steel | Pressure |  |  | Removal | 1999-08-04
0-001054 | CHEVRON #9-8422 | 4990 N ORACLE RD | TUCSON | AZ | 85704 | Pima | 1 | Perm Closure | 1986-01-01 | 10000 | Gasoline | COMPARTMENT A | Double Walled | Fiberglass Reinforced Plastic | Pressure |  | Fiberglass Reinforced Plastic | Removal | 1996-05-07
0-001054 | CHEVRON #9-8422 | 4990 N ORACLE RD | TUCSON | AZ | 85704 | Pima | 7 | Perm Closure | 1966-01-01 | 3000 | Gasoline | COMPARTMENT A |  | Asphalt coated or Bare Steel | Pressure | Single Walled | Bare or Galvanized Steel | Removal | 1986-08-04
0-005104 | GRAHAM COUNTY - HIGHWAY DEPARTMENT | 3250 W 8TH ST | THATCHER | AZ | 85552 | Graham | 2 | Perm Closure | 1980-01-01 | 10000 | Diesel | COMPARTMENT A |  | Asphalt coated or Bare Steel |  |  |  | Removal | 1991-10-17
0-005104 | GRAHAM COUNTY - HIGHWAY DEPARTMENT | 3250 W 8TH ST | THATCHER | AZ | 85552 | Graham | 5 | Perm Closure | 1980-01-01 | 10000 | Diesel | COMPARTMENT A |  | Asphalt coated or Bare Steel | Suction - Check Valve at the Tank Top |  |  | Removal | 1993-03-02
0-006148 | BANNER HEALTH - CORPORATE CENTER | 1441 N 12TH ST | PHOENIX | AZ | 85006 | Maricopa | 1 | Open | 1985-06-22 | 550 | Diesel | COMPARTMENT A | Single Walled | Fiberglass Reinforced Plastic | Suction - Check Valve at the Dispenser |  | Bare or Galvanized Steel
0-005626 | FUELCO #110 | 9210 W VAN BUREN ST | TOLLESON | AZ | 85353 | Maricopa | 4 | Open | 1985-01-01 | 8000 | Gasoline | COMPARTMENT A | Single Walled | Asphalt coated or Bare Steel | Pressure | Single Walled | Fiberglass Reinforced Plastic
0-006256 | GAS-N-GRUB 1 | 4518 N STOCKTON HILL RD | KINGMAN | AZ | 86409 | Mohave | 6 | Open | 2019-05-10 | 5000 | Diesel | COMPARTMENT A | Double Walled | Fiberglass Reinforced Plastic | Pressure | Double Walled | Flexible
0-008714 | VACANT GAS STATION |  | OATMAN |  |  | Mohave | 1 | Perm Closure | 1930-01-01 | 580 | Gasoline | COMPARTMENT A | Double Walled | Asphalt coated or Bare Steel | Suction - Check Valve at the Tank Top |  | Bare or Galvanized Steel | Removal | 1995-09-18
0-003493 | NAVAPACHE ELECTRIC COOP - LAKESIDE SERVICE CENTER | 1878 W MOUNTAIN BLVD | PINETOP-LAKESIDE | AZ | 85929 | Navajo | 2 | Perm Closure | 1985-01-01 | 1000 | Diesel | COMPARTMENT A |  | Asphalt coated or Bare Steel |  |  |  | Removal | 1993-09-21
0-001272 | CIRCLE K #2700612 | 3550 E BROADWAY RD | MESA | AZ | 85204 | Maricopa | 3 | Perm Closure | 1994-12-15 | 10000 | Gasoline | COMPARTMENT A | Double Walled | Fiberglass Reinforced Plastic | Pressure | Double Walled | Fiberglass Reinforced Plastic | Removal | 2011-01-11
0-007197 | USDA FS - CORONADO NF - PORTAL RANGER STATION |  | PORTAL |  |  | Cochise | 1 | Perm Closure | 1930-01-01 |  | Gasoline | COMPARTMENT A | Double Walled | Asphalt coated or Bare Steel |  |  |  | Removal | 1991-05-30
0-007580 | PEORIA UNIFIED SCHOOL DISTRICT #11 | 11251 N 67TH AVE | GLENDALE | AZ | 85304 | Maricopa | 4 | Perm Closure | 1989-01-01 | 550 | Used Oil/Waste Oil | COMPARTMENT A |  | Fiberglass Reinforced Plastic | Pressure |  | Fiberglass Reinforced Plastic | Removal | 2008-10-01
0-007378 | FIRESTONE REAL ESTATE LEASING CO | 1270 S PARK AVE | TUCSON | AZ | 85713 | Pima | 1 | Perm Closure | 2005-06-17 | 500 | Used Oil/Waste Oil | COMPARTMENT A |  | Asphalt coated or Bare Steel | Gravity Feed |  | Bare or Galvanized Steel | Removal | 1991-07-19
0-001261 | CIRCLE K #586 | 3130 N STOCKTON HILL RD | KINGMAN | AZ | 86401 | Mohave | 2 | Perm Closure | 1971-01-01 | 10000 | Gasoline | COMPARTMENT A |  | Asphalt coated or Bare Steel |  |  |  | Removal | 1995-06-13
0-000971 | CHICKASHA COTTON OIL - CASA GRANDE OIL MILL | 804 W GILA BEND HWY | CASA GRANDE | AZ | 85122 | Pinal | 1 | Perm Closure | 1969-01-01 | 15000 | Hazardous Substance | COMPARTMENT A |  | Asphalt coated or Bare Steel |  |  |  | Removal | 1990-07-18
0-005832 | FLAGSTAFF UNIFIED SCHOOL DISTRICT #1 - MAINTENANCE STORAGE | 505 W COCONINO AVE | FLAGSTAFF | AZ | 86001 | Coconino | 1 | Perm Closure | 2005-06-17 | 8000 | Gasoline | COMPARTMENT A | Unknown | Unknown |  |  |  | Removal | 1985-12-01
0-001549 | CITY OF LAKE HAVASU CITY - OPERATIONS CENTER | 830 ACOMA BLVD S | LAKE HAVASU CITY | AZ | 86406 | Mohave | 2 | Perm Closure | 1973-01-01 | 4000 | Diesel | COMPARTMENT A |  | Asphalt coated or Bare Steel | Suction - Check Valve at the Tank Top |  | Fiberglass Reinforced Plastic | Removal | 1992-09-03
0-006935 | LEES FERRY LODGE |  | MARBLE CANYON |  |  | Coconino | 2 | Perm Closure | 2005-06-17 | 3000 | Gasoline | COMPARTMENT A | Double Walled | Fiberglass Reinforced Plastic | Suction - Check Valve at the Tank Top |  | Bare or Galvanized Steel | Removal | 1990-02-01
0-003097 | FIVE RIVERS CATTLE FEEDING | 34673 E COUNTY 9TH ST | WELLTON | AZ | 85356 | Yuma | 8 | Perm Closure | 1981-01-01 | 5000 | Diesel | COMPARTMENT A | Double Walled | Asphalt coated or Bare Steel |  |  |  | Removal | 1991-04-03
0-003097 | FIVE RIVERS CATTLE FEEDING | 34673 E COUNTY 9TH ST | WELLTON | AZ | 85356 | Yuma | 4 | Perm Closure | 1972-01-01 | 7500 | Diesel | COMPARTMENT A | Double Walled | Asphalt coated or Bare Steel |  |  |  | Removal | 1991-04-03
0-003097 | FIVE RIVERS CATTLE FEEDING | 34673 E COUNTY 9TH ST | WELLTON | AZ | 85356 | Yuma | 7 | Perm Closure | 1981-01-01 | 10000 | Diesel | COMPARTMENT A | Double Walled | Asphalt coated or Bare Steel |  |  |  | Removal | 1991-03-21
0-000156 | TEXACO - APPLE'S TEXACO SERVICE | 497 E 16TH ST | YUMA | AZ | 85364 | Yuma | 2 | Perm Closure | 1964-01-01 | 6000 | Gasoline | COMPARTMENT A |  | Asphalt coated or Bare Steel |  |  |  | Closed in Place | 1970-01-01
0-002037 | LAVICIO'S #111/E-Z SERVE #100903 | 3780 S PARK AVE | TUCSON | AZ | 85713 | Pima | 2 | Perm Closure | 1979-04-28 | 8000 | Gasoline | COMPARTMENT A | Single Walled | Asphalt coated or Bare Steel | Pressure |  |  | Removal | 1993-04-30
0-002768 | KACHINA VILLAGE FIRE DEPT | 568 KONA TRL | FLAGSTAFF | AZ | 86005 | Coconino | 1 | Perm Closure | 1980-04-11 | 1000 | Gasoline | COMPARTMENT A | Single Walled | Asphalt coated or Bare Steel |  |  |  | Removal | 1989-11-21
0-005934 | JUNCTION TIRE INC | 2085 W APACHE TRL | APACHE JUNCTION | AZ | 85120 | Pinal | 1 | Perm Closure | 1987-04-11 | 500 | Used Oil/Waste Oil | COMPARTMENT A | Unknown | Asphalt coated or Bare Steel | Gravity Feed |  |  | Removal | 1994-03-31
0-000791 | CAMP VERDE WATER SYSTEM | 499 S 6TH ST | CAMP VERDE | AZ | 86322 | Yavapai | 3 | Perm Closure | 1966-01-01 | 1000 | Diesel | COMPARTMENT A |  | Asphalt coated or Bare Steel |  |  |  | Removal | 1986-06-01
0-000791 | CAMP VERDE WATER SYSTEM | 499 S 6TH ST | CAMP VERDE | AZ | 86322 | Yavapai | 1 | Perm Closure | 1979-01-01 | 5000 | Gasoline | COMPARTMENT A |  | Asphalt coated or Bare Steel | Suction - Check Valve at the Tank Top |  |  | Removal | 1991-10-09
0-001554 | SUDDATH RELOCATION SYSTEMS OF ARIZONA | 3600 E 36TH ST | TUCSON | AZ | 85713 | Pima | 3 | Perm Closure | 1989-12-01 | 8000 | Gasoline | COMPARTMENT A | Double Walled | Composite (Steel/Fiberglass) | Pressure | Double Walled | Fiberglass Reinforced Plastic | Removal | 2019-02-27
0-002428 | HALLUM MALCO | 909 E GURLEY ST | PRESCOTT | AZ | 86301 | Yavapai | 4 | Perm Closure | 2005-06-17 | 2000 | Gasoline | COMPARTMENT A |  | Asphalt coated or Bare Steel |  |  |  | Removal | 1988-05-16
0-001386 | CIRCLE K #1241 | 5301 E PIMA ST | TUCSON | AZ | 85712 | Pima | 2 | Perm Closure | 1980-01-01 | 10000 | Gasoline | COMPARTMENT A | Single Walled | Asphalt coated or Bare Steel | Pressure | Single Walled | Fiberglass Reinforced Plastic | Removal | 2020-08-03
0-008039 | MENDELS WIFE THE TAILOR | 2643 N CAMPBELL AVE | TUCSON | AZ | 85719 | Pima | 1 | Perm Closure | 2005-06-17 | 200 | Solvent | COMPARTMENT A | Single Walled | Asphalt coated or Bare Steel |  |  |  | Removal | 1992-12-16
0-005199 | TUCSON TRUCK TERMINAL | 5451 E BENSON HWY | TUCSON | AZ | 85756 | Pima | 11 | Perm Closure | 1985-01-01 | 4000 | Unidentified | COMPARTMENT A | Double Walled | Asphalt coated or Bare Steel |  |  |  | Removal | 1993-12-06
0-005199 | TUCSON TRUCK TERMINAL | 5451 E BENSON HWY | TUCSON | AZ | 85756 | Pima | 15 | Open | 1986-07-01 | 12000 | Diesel | COMPARTMENT A | Single Walled | Asphalt coated or Bare Steel | Pressure |  | Fiberglass Reinforced Plastic
0-005191 | TUCSON MEDICAL CENTER | 5301 E GRANT RD | TUCSON | AZ | 85712 | Pima | 2 | Perm Closure | 1979-01-01 | 12000 | Red Diesel | COMPARTMENT A | Double Walled | Fiberglass Reinforced Plastic | Pressure | Double Walled | Fiberglass Reinforced Plastic | Removal | 2013-12-12
0-005191 | TUCSON MEDICAL CENTER | 5301 E GRANT RD | TUCSON | AZ | 85712 | Pima | 5 | Open | 1979-01-01 | 5000 | Diesel | COMPARTMENT A |  | Asphalt coated or Bare Steel | Pressure
0-004949 | TEXACO #60-351-1030 | 8400 E BROADWAY BLVD | TUCSON | AZ | 85710 | Pima | 2 | Perm Closure | 1984-05-07 | 10000 | Gasoline | COMPARTMENT A | Unknown | Fiberglass Reinforced Plastic | Pressure |  | Fiberglass Reinforced Plastic | Removal | 2002-11-26
0-008745 | MOUNTAIN STATES R & D INTERNATIONAL INC | 13801 E BENSON HWY | VAIL | AZ | 85641 | Pima | 1 | Perm Closure | 1960-01-01 | 10000 | Gasoline | COMPARTMENT A | Unknown | Asphalt coated or Bare Steel | Pressure |  |  | Removal | 1998-12-09
0-008924 | ADOT - PORT OF ENTRY |  | KINGMAN |  |  | Mohave | 4 | Perm Closure | 2005-06-17 | 1000 | Diesel | COMPARTMENT A |  | Asphalt coated or Bare Steel |  |  |  | Removal | 1996-06-25
0-002416 | AUTO KONIG OF SCOTTSDALE | 3020 N SCOTTSDALE RD | SCOTTSDALE | AZ | 85251 | Maricopa | 1 | Perm Closure | 1986-01-02 | 1000 | Used Oil/Waste Oil | COMPARTMENT A | Single Walled | Asphalt coated or Bare Steel | Pressure |  | Bare or Galvanized Steel | Removal | 1998-02-20
0-004224 | RYDER TRANSPORTATION SERVICES #0983 | 2122 W 4TH ST | TEMPE | AZ | 85281 | Maricopa | 2 | Perm Closure | 1979-01-01 | 10000 | Diesel | COMPARTMENT A | Single Walled | Asphalt coated or Bare Steel |  |  |  | Removal | 1994-08-16
0-000881 | TEXACO #60-349-0321 | 812 E UNIVERSITY DR | MESA | AZ | 85203 | Maricopa | 1 | Perm Closure | 1964-01-01 | 12000 | Gasoline | COMPARTMENT A |  | Asphalt coated or Bare Steel | Pressure |  |  | Removal | 1992-06-01
0-005929 | TOWN OF HUACHUCA CITY - PUBLIC WORKS YARD | 302 HOWARD ST | HUACHUCA CITY | AZ | 85616 | Cochise | 1 | Perm Closure | 2005-06-17 | 1000 | Gasoline | COMPARTMENT A | Double Walled | Asphalt coated or Bare Steel |  |  |  | Removal | 1990-01-12
0-007684 | PAINTED DESERT OASIS CHEVRON |  | PETRIFIED FOREST NATIONAL PARK |  |  | Apache | 4 | Perm Closure | 1959-01-01 | 10000 | Diesel | COMPARTMENT A | Single Walled | Asphalt coated or Bare Steel | Pressure |  | Fiberglass Reinforced Plastic | Removal | 1992-04-02
0-006731 | AVFLIGHT MESA | 4766 E FALCON DR | MESA | AZ | 85215 | Maricopa | 5 | Open | 2020-11-03 | 12000 | Aviation Gasoline | COMPARTMENT A | Double Walled | Fiberglass Reinforced Plastic
0-007491 | UNIVERSAL PLASTICS | 4825 N 19TH AVE | PHOENIX | AZ | 85015 | Maricopa | 1 | Perm Closure | 2005-06-17 | 500 | Used Oil/Waste Oil | COMPARTMENT A | Unknown | Asphalt coated or Bare Steel | Gravity Feed |  | Bare or Galvanized Steel | Removal | 1991-10-14
0-001041 | CHEVRON #9-5112 | 6002 N 59TH AVE | GLENDALE | AZ | 85301 | Maricopa | 3 | Perm Closure | 1982-01-01 | 10000 | Gasoline | COMPARTMENT A | Single Walled | Fiberglass Reinforced Plastic |  |  |  | Removal | 1991-01-17
0-001041 | CHEVRON #9-5112 | 6002 N 59TH AVE | GLENDALE | AZ | 85301 | Maricopa | 4 | Perm Closure | 1982-01-01 | 1000 | Unidentified | COMPARTMENT A | Single Walled | Fiberglass Reinforced Plastic |  |  |  | Removal | 1991-01-08
0-002845 | EXXON - BILL KING'S EXXON | 302 W PIMA ST | GILA BEND | AZ | 85337 | Maricopa | 2 | Perm Closure | 1965-01-01 | 10000 | Gasoline | COMPARTMENT A | Unknown | Unknown | Pressure |  |  | Removal | 1998-02-13
0-002765 | HANSON AGGREGATES AZ INC | 1976 E PIMA ST | TEMPE | AZ | 85281 | Maricopa | 1 | Perm Closure | 1981-05-15 | 10000 | Diesel | COMPARTMENT A | Double Walled | Asphalt coated or Bare Steel |  |  |  | Removal | 1989-12-19
0-004384 | SCHURGIN PROPERTY | 1530 E WASHINGTON ST | PHOENIX | AZ | 85034 | Maricopa | 4 | Perm Closure | 1959-01-01 | 550 | Used Oil/Waste Oil | COMPARTMENT A | Unknown | Asphalt coated or Bare Steel | Suction - Check Valve at the Tank Top |  | Bare or Galvanized Steel | Removal | 1989-10-18
0-003243 | MOBIL 18-MKB | 1202 W UNIVERSITY DR | MESA | AZ | 85201 | Maricopa | 7 | Perm Closure | 1986-04-21 | 12000 | Gasoline | COMPARTMENT A | Unknown | Fiberglass Reinforced Plastic | Pressure |  | Fiberglass Reinforced Plastic | Removal | 1991-11-12
0-003243 | MOBIL 18-MKB | 1202 W UNIVERSITY DR | MESA | AZ | 85201 | Maricopa | 5 | Perm Closure | 1986-04-21 | 10000 | Gasoline | COMPARTMENT A | Unknown | Fiberglass Reinforced Plastic | Pressure |  | Fiberglass Reinforced Plastic | Removal | 1991-11-12
0-003118 | DATS TRUCKING, INC. | 1845 N 27TH AVE | PHOENIX | AZ | 85009 | Maricopa | 3 | Perm Closure | 1961-03-03 | 10000 | Diesel | COMPARTMENT A | Double Walled | Asphalt coated or Bare Steel | Suction - Check Valve at the Tank Top |  | Bare or Galvanized Steel | Removal | 1995-05-23
0-003118 | DATS TRUCKING, INC. | 1845 N 27TH AVE | PHOENIX | AZ | 85009 | Maricopa | 1 | Perm Closure | 1961-03-03 | 10000 | Gasoline | COMPARTMENT A | Double Walled | Asphalt coated or Bare Steel | Suction - Check Valve at the Tank Top |  | Bare or Galvanized Steel | Removal | 1995-05-23
0-006371 | EAGLE STAR FENCE AMERICAN EAGLE | 47 S 113TH WAY | APACHE JUNCTION | AZ | 85120 | Maricopa | 1 | Perm Closure | 1973-01-01 | 12000 | Gasoline | COMPARTMENT A | Single Walled | Asphalt coated or Bare Steel | Suction - Check Valve at the Tank Top |  |  | Removal | 1993-05-18
0-005062 | REDDAWAY - PHOENIX TERMINAL | 3045 S 43RD AVE | PHOENIX | AZ | 85009 | Maricopa | 1 | Perm Closure | 1980-01-01 | 10000 | Diesel | COMPARTMENT A | Single Walled | Asphalt coated or Bare Steel |  |  |  | Removal | 1988-12-21
0-005062 | REDDAWAY - PHOENIX TERMINAL | 3045 S 43RD AVE | PHOENIX | AZ | 85009 | Maricopa | 2 | Perm Closure | 1980-01-01 | 10000 | Diesel | COMPARTMENT A | Single Walled | Asphalt coated or Bare Steel |  |  |  | Removal | 1990-04-01
0-003272 | EXXONMOBIL #18-M57 | 5843 W INDIAN SCHOOL RD | PHOENIX | AZ | 85031 | Maricopa | 6 | Perm Closure | 1987-01-01 | 10000 | Gasoline | COMPARTMENT A | Double Walled | Fiberglass Reinforced Plastic | Pressure |  | Fiberglass Reinforced Plastic | Removal | 2002-11-12
0-001898 | GRANITE REEF MOBIL | 6002 N GRANITE REEF RD | SCOTTSDALE | AZ | 85250 | Maricopa | 10 | Open | 2020-10-28 | 6000 | Diesel | COMPARTMENT B | Double Walled | Fiberglass Reinforced Plastic | Pressure | Double Walled | Fiberglass Reinforced Plastic
0-001898 | GRANITE REEF MOBIL | 6002 N GRANITE REEF RD | SCOTTSDALE | AZ | 85250 | Maricopa | 5 | Perm Closure | 1989-01-01 | 12000 | Gasoline | COMPARTMENT A | Single Walled | Fiberglass Reinforced Plastic | Pressure |  | Fiberglass Reinforced Plastic | Removal | 2019-12-11
0-000590 | CABLE SYSTEMS INTERNATIONAL | 505 N 51ST AVE | PHOENIX | AZ | 85043 | Maricopa | 2 | Perm Closure | 1967-01-01 | 10000 | Diesel | COMPARTMENT A | Single Walled | Asphalt coated or Bare Steel |  |  |  | Removal | 1988-03-10
0-000590 | CABLE SYSTEMS INTERNATIONAL | 505 N 51ST AVE | PHOENIX | AZ | 85043 | Maricopa | 14 | Perm Closure | 1988-04-01 | 10000 | Gasoline | COMPARTMENT A | Double Walled | Fiberglass Reinforced Plastic | Pressure | Double Walled | Fiberglass Reinforced Plastic | Removal | 2006-02-15
0-003900 | PIERCE AVIATION | 8603 S US HIGHWAY 85 | BUCKEYE | AZ | 85326 | Maricopa | 1 | Perm Closure | 1967-01-01 | 3000 | Gasoline (UL) | COMPARTMENT A | Single Walled | Asphalt coated or Bare Steel | Pressure |  | Bare or Galvanized Steel | Removal | 1993-03-23
0-003862 | CITY OF PHOENIX - EQUIPMENT MANAGEMENT | 2441 S 22ND AVE | PHOENIX | AZ | 85009 | Maricopa | 2 | Perm Closure | 1974-01-01 | 1000 | Diesel | COMPARTMENT A | Single Walled | Asphalt coated or Bare Steel | Suction - Check Valve at the Tank Top | Single Walled | Bare or Galvanized Steel | Removal | 1994-07-12
0-003862 | CITY OF PHOENIX - EQUIPMENT MANAGEMENT | 2441 S 22ND AVE | PHOENIX | AZ | 85009 | Maricopa | 1 | Perm Closure | 1974-01-01 | 1000 | Gasoline (UL) | COMPARTMENT A | Single Walled | Asphalt coated or Bare Steel | Suction - Check Valve at the Tank Top | Single Walled | Bare or Galvanized Steel | Removal | 1994-07-12
0-003862 | CITY OF PHOENIX - EQUIPMENT MANAGEMENT | 2441 S 22ND AVE | PHOENIX | AZ | 85009 | Maricopa | 5 | Perm Closure | 1974-01-01 | 2000 | Automatic Transmission Fluid | COMPARTMENT A | Single Walled | Asphalt coated or Bare Steel | Suction - Check Valve at the Tank Top | Single Walled | Bare or Galvanized Steel | Removal | 1993-04-01
0-003862 | CITY OF PHOENIX - EQUIPMENT MANAGEMENT | 2441 S 22ND AVE | PHOENIX | AZ | 85009 | Maricopa | 14 | Perm Closure | 1974-01-01 | 1000 | Used Oil/Waste Oil | COMPARTMENT A | Single Walled | Asphalt coated or Bare Steel | Suction - Check Valve at the Tank Top | Single Walled | Bare or Galvanized Steel | Removal | 1993-04-01
0-000128 | SOUTHWEST DISTRIBUTING COMPANY | 539 S DREW ST | MESA | AZ | 85210 | Maricopa | 4 | Perm Closure | 1977-01-01 | 8000 | Hazardous Substance | COMPARTMENT A | Single Walled | Asphalt coated or Bare Steel |  |  |  | Removal | 1991-03-26
0-002492 | HILL BROTHERS CHEMICAL | 4450 N 42ND AVE | PHOENIX | AZ | 85019 | Maricopa | 2 | Perm Closure | 1974-01-14 | 6000 | Diesel | COMPARTMENT A | Single Walled | Asphalt coated or Bare Steel | Pressure |  | Bare or Galvanized Steel | Removal | 1993-08-04
0-000499 | CIRCLE K TERMINAL LLC | 5333 W VAN BUREN ST | PHOENIX | AZ | 85043 | Maricopa | 5 | Perm Closure | 1958-01-01 | 4000 | New Oil | COMPARTMENT A | Single Walled | Asphalt coated or Bare Steel |  |  |  | Closed in Place | 1978-01-01
0-000499 | CIRCLE K TERMINAL LLC | 5333 W VAN BUREN ST | PHOENIX | AZ | 85043 | Maricopa | 3 | Perm Closure | 1958-01-01 | 4000 | New Oil | COMPARTMENT A | Single Walled | Asphalt coated or Bare Steel |  |  |  | Closed in Place | 1978-01-01
0-002990 | PAINTED ROCK DAM |  | GILA BEND |  |  | Maricopa | 1 | Perm Closure | 1966-06-01 | 752 | Gasoline | COMPARTMENT A | Double Walled | Asphalt coated or Bare Steel |  |  |  | Removal | 1994-08-09
0-001291 | CIRCLE K #2700719 | 11271 E TANQUE VERDE RD | TUCSON | AZ | 85749 | Pima | 1 | Perm Closure | 1970-01-01 | 10000 | Diesel | COMPARTMENT A | Single Walled | Asphalt coated or Bare Steel | Pressure | Single Walled | Bare or Galvanized Steel | Removal | 1998-06-17
0-005946 | NISSAN OF SCOTTSDALE | 7000 E MCDOWELL RD | SCOTTSDALE | AZ | 85257 | Maricopa | 3 | Perm Closure | 1967-12-28 | 1500 | Used Oil/Waste Oil | COMPARTMENT A | Double Walled | Asphalt coated or Bare Steel | Gravity Feed |  |  | Removal | 1994-12-13
0-005763 | CITY OF COOLIDGE - PUBLIC WORKS YARD | 411 S 1ST ST | COOLIDGE | AZ | 85128 | Pinal | 2 | Perm Closure | 1967-05-22 | 1000 | Gasoline | COMPARTMENT A | Double Walled | Asphalt coated or Bare Steel | Suction - Check Valve at the Tank Top |  | Bare or Galvanized Steel | Removal | 1994-09-01
0-002016 | CIRCLE K #5401 | 417 S DOBSON RD | MESA | AZ | 85202 | Maricopa | 7 | Perm Closure | 1967-01-01 | 550 | Used Oil/Waste Oil | COMPARTMENT A |  | Asphalt coated or Bare Steel | Gravity Feed | Single Walled | Bare or Galvanized Steel | Removal | 1998-07-30
0-002016 | CIRCLE K #5401 | 417 S DOBSON RD | MESA | AZ | 85202 | Maricopa | 2 | Perm Closure | 1967-01-01 | 3000 | Gasoline | COMPARTMENT A |  | Asphalt coated or Bare Steel | Pressure | Single Walled | Bare or Galvanized Steel | Removal | 1998-07-30
0-002070 | QUICK MART #3 | 1140 S 4TH AVE | TUCSON | AZ | 85701 | Pima | 5 | Open | 1998-09-01 | 8000 | Gasoline | COMPARTMENT A | Double Walled | Composite (Steel/Fiberglass) | Pressure | Double Walled
0-000153 | USARMY - FORT HUACHUCA |  | FORT HUACHUCA |  |  | Cochise | 8 | Perm Closure | 2005-06-17 | 600 | Gasoline | COMPARTMENT A | Single Walled | Asphalt coated or Bare Steel | Suction - Check Valve at the Tank Top | Single Walled | Bare or Galvanized Steel | Removal | 1995-06-01
0-000153 | USARMY - FORT HUACHUCA |  | FORT HUACHUCA |  |  | Cochise | 18 | Perm Closure | 1982-01-01 | 25000 | Diesel | COMPARTMENT A | Single Walled | Asphalt coated or Bare Steel | Pressure | Single Walled | Bare or Galvanized Steel | Removal | 1994-09-22
0-000153 | USARMY - FORT HUACHUCA |  | FORT HUACHUCA |  |  | Cochise | 64 | Perm Closure | 2005-06-17 | 600 | Diesel | COMPARTMENT A | Double Walled | Fiberglass Reinforced Plastic |  |  |  | Removal | 1995-06-13
0-000153 | USARMY - FORT HUACHUCA |  | FORT HUACHUCA |  |  | Cochise | 65 | Perm Closure | 2005-06-17 | 600 | Diesel | COMPARTMENT A | Single Walled | Asphalt coated or Bare Steel |  |  |  | Removal | 1993-06-13
0-000153 | USARMY - FORT HUACHUCA |  | FORT HUACHUCA |  |  | Cochise | 33 | Perm Closure | 1961-01-01 | 10000 | Gasoline | COMPARTMENT A | Single Walled | Asphalt coated or Bare Steel | Pressure | Single Walled | Bare or Galvanized Steel | Removal | 1988-12-01
0-000153 | USARMY - FORT HUACHUCA |  | FORT HUACHUCA |  |  | Cochise | 16 | Perm Closure | 1978-01-01 | 25000 | Diesel | COMPARTMENT A | Single Walled | Asphalt coated or Bare Steel | Suction - Check Valve at the Tank Top | Single Walled | Bare or Galvanized Steel | Removal | 1998-01-23
0-000153 | USARMY - FORT HUACHUCA |  | FORT HUACHUCA |  |  | Cochise | 20 | Perm Closure | 1979-01-01 | 25000 | Gasoline | COMPARTMENT A | Single Walled | Asphalt coated or Bare Steel | Pressure | Single Walled | Bare or Galvanized Steel | Removal | 1994-09-22
0-000153 | USARMY - FORT HUACHUCA |  | FORT HUACHUCA |  |  | Cochise | 26 | Perm Closure | 1993-03-01 | 25000 | Gasoline | COMPARTMENT A | Double Walled | Fiberglass Reinforced Plastic | Pressure | Double Walled | Flexible | Removal | 2018-05-24
0-000153 | USARMY - FORT HUACHUCA |  | FORT HUACHUCA |  |  | Cochise | 83 | Perm Closure | 2005-06-17 | 500 | Diesel | COMPARTMENT A | Single Walled | Asphalt coated or Bare Steel |  |  |  | Removal | 2003-12-09
0-004961 | PIONEER FUEL | 7095 E 22ND ST | TUCSON | AZ | 85710 | Pima | 2 | Perm Closure | 1960-01-01 | 4000 | Gasoline | COMPARTMENT A |  | Asphalt coated or Bare Steel |  |  |  | Removal | 1987-12-14
0-005636 | BOEING AIRCRAFT FACILITY | 4100 S ARIZONA AVE | YUMA | AZ | 85365 | Yuma | 2 | Perm Closure | 1971-01-01 | 20000 | Gasoline | COMPARTMENT A | Unknown | Asphalt coated or Bare Steel | Pressure |  | Bare or Galvanized Steel | Removal | 2000-12-13
0-003039 | MARCO CRANE & RIGGING CO | 221 S 35TH AVE | PHOENIX | AZ | 85009 | Maricopa | 7 | Perm Closure | 1957-01-01 | 1000 | Gasoline | COMPARTMENT A | Double Walled | Asphalt coated or Bare Steel |  |  |  | Removal | 1993-09-02
0-003039 | MARCO CRANE & RIGGING CO | 221 S 35TH AVE | PHOENIX | AZ | 85009 | Maricopa | 3 | Perm Closure | 1975-12-17 | 10000 | Diesel | COMPARTMENT A | Double Walled | Asphalt coated or Bare Steel | Pressure |  |  | Removal | 1993-09-02
0-008638 | STRIPES LLC | 3597 N HIGHWAY 87 | PINE | AZ | 85544 | Gila | 1 | Perm Closure | 2005-06-17 | 3000 | Gasoline | COMPARTMENT A | Single Walled | Asphalt coated or Bare Steel | Suction - Check Valve at the Tank Top |  | Bare or Galvanized Steel | Removal | 1997-12-11
0-000986 | CENTRAL ARIZONA COLLEGE - SIGNAL PEAK CAMPUS | 8470 N OVERFIELD RD | COOLIDGE | AZ | 85128 | Pinal | 4 | Perm Closure | 2005-06-17 | 500 | Used Oil/Waste Oil | COMPARTMENT A |  | Asphalt coated or Bare Steel |  |  |  | Removal | 1994-06-20
0-002006 | EXXON #7-3840 | 3244 S MILL AVE | TEMPE | AZ | 85282 | Maricopa | 4 | Perm Closure | 1965-01-01 | 550 | Used Oil/Waste Oil | COMPARTMENT A |  | Asphalt coated or Bare Steel | Gravity Feed | Single Walled | Bare or Galvanized Steel | Removal | 1997-05-27
0-007339 | ARNOLDS AUTO CENTER | 870 W APACHE TRL | APACHE JUNCTION | AZ | 85120 | Pinal | 1 | Perm Closure | 2005-06-17 | 6000 | Gasoline | COMPARTMENT A | Double Walled | Asphalt coated or Bare Steel | Pressure |  |  | Removal | 1991-06-20
0-005121 | EXPRESS STOP #506 | 2490 W 8TH ST | YUMA | AZ | 85364 | Yuma | 2 | Perm Closure | 1985-04-21 | 10000 | Gasoline | COMPARTMENT A | Double Walled | Composite (Steel/Fiberglass) | Pressure | Single Walled | Fiberglass Reinforced Plastic | Removal | 2014-10-02
0-005121 | EXPRESS STOP #506 | 2490 W 8TH ST | YUMA | AZ | 85364 | Yuma | 4 | Perm Closure | 1985-04-21 | 10000 | Gasoline | COMPARTMENT A | Double Walled | Composite (Steel/Fiberglass) | Pressure | Single Walled | Fiberglass Reinforced Plastic | Removal | 2014-10-02
0-002782 | SPEEDWAY #2994 | 761 W AJO WAY | TUCSON | AZ | 85713 | Pima | 4 | Open | 1986-04-08 | 12000 | Gasoline | COMPARTMENT A | Double Walled | Composite (Steel/Fiberglass) | Pressure |  | Fiberglass Reinforced Plastic
0-002071 | BOATNER'S TIRE & GROCERY | 292 S FREEWAY | TUCSON | AZ | 85745 | Pima | 2 | Perm Closure | 1984-04-27 | 10000 | Gasoline | COMPARTMENT A | Single Walled | Asphalt coated or Bare Steel | Pressure |  | Fiberglass Reinforced Plastic | Removal | 1996-10-09
0-002071 | BOATNER'S TIRE & GROCERY | 292 S FREEWAY | TUCSON | AZ | 85745 | Pima | 1 | Perm Closure | 1984-04-27 | 10000 | Gasoline | COMPARTMENT A | Single Walled | Asphalt coated or Bare Steel | Pressure |  | Fiberglass Reinforced Plastic | Removal | 1996-10-09
0-000837 | AFCO #020213 | 4301 W VAN BUREN ST | PHOENIX | AZ | 85043 | Maricopa | 4 | Perm Closure | 1982-05-01 | 12000 | Diesel | COMPARTMENT A |  | Asphalt coated or Bare Steel | Pressure | Single Walled | Bare or Galvanized Steel | Removal | 2001-12-15
0-004539 | CIRCLE K STORE #2706650 | 4760 E BROADWAY RD | PHOENIX | AZ | 85040 | Maricopa | 4 | Perm Closure | 1970-01-01 | 10000 | Gasoline | COMPARTMENT A |  | Asphalt coated or Bare Steel |  |  |  | Removal | 1990-11-05
0-004539 | CIRCLE K STORE #2706650 | 4760 E BROADWAY RD | PHOENIX | AZ | 85040 | Maricopa | 8 | Open | 1990-11-01 | 10000 | Diesel | COMPARTMENT A | Double Walled | Fiberglass Reinforced Plastic | Pressure | Double Walled | Fiberglass Reinforced Plastic
0-004883 | ROOFING SUPPLY OF ARIZONA | 117 S PERRY LN | TEMPE | AZ | 85281 | Maricopa | 1 | Perm Closure | 1976-05-05 | 6000 | Diesel | COMPARTMENT A | Double Walled | Asphalt coated or Bare Steel |  |  |  | Removal | 1994-04-11
0-003864 | CITY OF PHOENIX - SOUTHWEST SERVICE CENTER | 3045 S 22ND AVE | PHOENIX | AZ | 85009 | Maricopa | 11 | Perm Closure | 1973-01-01 | 250 | Diesel | COMPARTMENT A | Single Walled | Asphalt coated or Bare Steel |  |  |  | Removal | 1990-09-11
0-003864 | CITY OF PHOENIX - SOUTHWEST SERVICE CENTER | 3045 S 22ND AVE | PHOENIX | AZ | 85009 | Maricopa | 28 | Open | 2020-07-24 | 12000 | Other | COMPARTMENT A | Double Walled | Fiberglass Reinforced Plastic | Pressure | Double Walled | Fiberglass Reinforced Plastic
0-003864 | CITY OF PHOENIX - SOUTHWEST SERVICE CENTER | 3045 S 22ND AVE | PHOENIX | AZ | 85009 | Maricopa | 14 | Perm Closure | 1990-01-01 | 12000 | Biodiesel | COMPARTMENT A | Double Walled | Fiberglass Reinforced Plastic | Pressure | Double Walled | Fiberglass Reinforced Plastic | Removal | 2019-11-13
0-003864 | CITY OF PHOENIX - SOUTHWEST SERVICE CENTER | 3045 S 22ND AVE | PHOENIX | AZ | 85009 | Maricopa | 7 | Perm Closure | 1965-01-01 | 1000 | New Oil | COMPARTMENT A | Single Walled | Asphalt coated or Bare Steel |  |  |  | Removal | 1988-02-20
0-005671 | AFCO #020211 | 1614 N 27TH AVE | PHOENIX | AZ | 85009 | Maricopa | 1 | Perm Closure | 1987-01-01 | 10000 | Gasoline | COMPARTMENT A | Double Walled | Composite (Steel/Fiberglass) | Pressure |  | Fiberglass Reinforced Plastic | Removal | 2008-11-05
0-001762 | USDOE WAPA | 615 S 43RD AVE | PHOENIX | AZ | 85009 | Maricopa | 1 | Perm Closure | 1976-01-01 | 10000 | Diesel | COMPARTMENT A |  | Asphalt coated or Bare Steel | Suction - Check Valve at the Tank Top |  |  | Removal | 1991-11-06
0-001762 | USDOE WAPA | 615 S 43RD AVE | PHOENIX | AZ | 85009 | Maricopa | 7 | Open | 1991-04-15 | 15000 | Diesel | COMPARTMENT A | Double Walled | Fiberglass Reinforced Plastic | Pressure | Double Walled | Fiberglass Reinforced Plastic
0-000478 | ASH CREEK ELEMENTARY SCHOOL | 6460 E HIGHWAY 181 | PEARCE | AZ | 85625 | Cochise | 1 | Perm Closure | 1970-01-01 | 1000 | Gasoline | COMPARTMENT A |  | Asphalt coated or Bare Steel | Suction - Check Valve at the Tank Top |  |  | Removal | 1991-06-11
0-006934 | RAMOS POOL PLASTERING | 1230 S 2ND AVE | YUMA | AZ | 85364 | Yuma | 2 | Perm Closure | 2005-06-17 | 1000 | Gasoline | COMPARTMENT A | Unknown | Asphalt coated or Bare Steel | Suction - Check Valve at the Tank Top |  | Bare or Galvanized Steel | Removal | 1990-11-16
0-004063 | WIKIEUP TRADING POST | 18040 S HWY 93 | WIKIEUP | AZ | 85360 | Mohave | 1 | Perm Closure | 1978-01-01 | 10000 | Gasoline | COMPARTMENT A |  | Asphalt coated or Bare Steel | Pressure | Double Walled | Flexible | Removal | 2016-10-25
0-004677 | 7-ELEVEN #25845 | 8402 E MCDOWELL RD | SCOTTSDALE | AZ | 85257 | Maricopa | 2 | Perm Closure | 1985-05-05 | 10000 | Gasoline (UL) | COMPARTMENT A | Double Walled | Fiberglass Reinforced Plastic | Pressure |  | Fiberglass Reinforced Plastic | Removal | 2014-09-23
0-009883 | ARGENT CONSTRUCTION PROPERTY | 11033 N 23RD AVE | PHOENIX | AZ | 85029 | Maricopa | 2 | Perm Closure | 2005-06-17 | 2000 | Gasoline | COMPARTMENT A | Double Walled | Asphalt coated or Bare Steel |  |  |  | Removal | 2002-10-10
0-001405 | CIRCLE K #2701394 | 2409 S 8TH AVE | YUMA | AZ | 85364 | Yuma | 4 | Open | 2004-06-17 | 10000 | Gasoline | COMPARTMENT A | Double Walled | Fiberglass Reinforced Plastic | Pressure | Double Walled | Fiberglass Reinforced Plastic
0-005904 | BANNER - BAYWOOD MEDICAL CENTER | 6644 E BAYWOOD AVE | MESA | AZ | 85206 | Maricopa | 1 | Perm Closure | 1982-01-01 | 6000 | Diesel | COMPARTMENT A |  | Asphalt coated or Bare Steel | Pressure |  | Bare or Galvanized Steel | Removal | 2009-11-20
0-009300 | GENIE CAR WASH | 7373 E SHEA BLVD | SCOTTSDALE | AZ | 85260 | Maricopa | 1 | Open | 1997-12-23 | 15000 | Gasoline | COMPARTMENT A | Double Walled | Fiberglass Reinforced Plastic | Pressure | Double Walled | Fiberglass Reinforced Plastic
0-003503 | PINNACLE PEAK GENERAL STORE | 8711 E PINNACLE PEAK RD | SCOTTSDALE | AZ | 85255 | Maricopa | 1 | Perm Closure | 1973-01-01 | 5000 | Gasoline | COMPARTMENT A |  | Asphalt coated or Bare Steel | Suction - Check Valve at the Tank Top |  |  | Closed in Place | 1990-04-01
0-009948 | DAVE HERMAN PROPERTY | 16695 S HWY 93 | WIKIEUP | AZ | 85360 | Mohave | 2 | Perm Closure | 2005-06-17 | 550 | Gasoline | COMPARTMENT A | Unknown | Asphalt coated or Bare Steel |  |  |  | Removal | 2003-08-12
0-009948 | DAVE HERMAN PROPERTY | 16695 S HWY 93 | WIKIEUP | AZ | 85360 | Mohave | 3 | Perm Closure | 2005-06-17 | 550 | Gasoline | COMPARTMENT A | Unknown | Asphalt coated or Bare Steel |  |  |  | Removal | 2003-08-12
0-005752 | COTTONWOOD MUNICIPAL AIRPORT | 839 W MINGUS AVE | COTTONWOOD | AZ | 86326 | Yavapai | 2 | Perm Closure | 1967-06-03 | 4000 | Unidentified | COMPARTMENT A | Unknown | Asphalt coated or Bare Steel |  |  |  | Removal | 1990-11-09
0-001580 | COBRE VALLEY MOTORS INC | 1500 N BROAD ST | GLOBE | AZ | 85501 | Gila | 3 | Perm Closure | 1988-01-01 | 1000 | Used Oil/Waste Oil | COMPARTMENT A | Double Walled | Composite (Steel/Fiberglass) | Gravity Feed |  | Fiberglass Reinforced Plastic | Removal | 2017-01-06
0-005383 | COCA-COLA BOTTLING CO | 2700 AIRWAY AVE | KINGMAN | AZ | 86409 | Mohave | 2 | Perm Closure | 1979-09-14 | 10000 | Diesel | COMPARTMENT A | Double Walled | Asphalt coated or Bare Steel |  |  |  | Removal | 1990-03-13
0-009572 | COOLEY CORPORATION | 4101 E ILLINOIS ST | TUCSON | AZ | 85714 | Pima | 3 | Perm Closure | 1999-07-02 | 1000 | Diesel | COMPARTMENT A | Double Walled | Fiberglass Reinforced Plastic | Suction - Check Valve at the Dispenser |  | Fiberglass Reinforced Plastic | Removal | 2002-10-15
0-000340 | CIRCLE K #2705030 | 9618 N SAGUARO BLVD | FOUNTAIN HILLS | AZ | 85268 | Maricopa | 2 | Open | 1988-01-01 | 10000 | Gasoline | COMPARTMENT A | Double Walled | Fiberglass Reinforced Plastic | Pressure | Single Walled | Fiberglass Reinforced Plastic
0-009200 | CIRCLE K #2705547 | 625 W BELL RD | PHOENIX | AZ | 85023 | Maricopa | 1 | Open | 1997-09-09 | 15000 | Gasoline | COMPARTMENT A | Double Walled | Fiberglass Reinforced Plastic | Pressure | Double Walled | Fiberglass Reinforced Plastic
0-002175 | CIRCLE K #2708597 | 4849 N 83RD AVE | PHOENIX | AZ | 85033 | Maricopa | 1 | Open | 1987-01-01 | 10000 | Gasoline | COMPARTMENT A | Double Walled | Fiberglass Reinforced Plastic | Pressure |  | Fiberglass Reinforced Plastic
0-000663 | CIRCLE K #2708872 | 9110 W VAN BUREN ST | TOLLESON | AZ | 85353 | Maricopa | 2 | Open | 1987-01-01 | 10000 | Gasoline (PUL) | COMPARTMENT A | Single Walled | Fiberglass Reinforced Plastic | Pressure | Single Walled | Fiberglass Reinforced Plastic
0-005898 | CIRCLE K #2708875 | 3402 N 16TH ST | PHOENIX | AZ | 85016 | Maricopa | 6 | Perm Closure | 1966-01-01 | 4000 | Gasoline | COMPARTMENT A | Double Walled | Asphalt coated or Bare Steel |  |  |  | Removal | 1986-01-01
0-009853 | ADOT PROPERTY | 2602 E THOMAS RD | PHOENIX | AZ | 85016 | Maricopa | 1 | Perm Closure | 2005-06-17 | 500 | Used Oil/Waste Oil | COMPARTMENT A | Unknown | Asphalt coated or Bare Steel |  |  |  | Removal | 2002-03-20
0-000043 | FAA SAFFORD RMLR |  | SANCHEZ |  |  | Graham | 1 | Perm Closure | 1964-01-01 | 515 | Gasoline | COMPARTMENT A |  | Asphalt coated or Bare Steel |  |  |  | Removal | 1992-05-04
0-005326 | UNION ROCK & MATERIALS - EL MIRAGE PLANT | 8641 N EL MIRAGE RD | EL MIRAGE | AZ | 85335 | Maricopa | 2 | Perm Closure | 2005-06-17 | 10000 | Diesel | COMPARTMENT A | Double Walled | Asphalt coated or Bare Steel |  |  |  | Removal | 1991-02-01
0-005326 | UNION ROCK & MATERIALS - EL MIRAGE PLANT | 8641 N EL MIRAGE RD | EL MIRAGE | AZ | 85335 | Maricopa | 1 | Perm Closure | 2005-06-17 | 10000 | Diesel | COMPARTMENT A | Double Walled | Asphalt coated or Bare Steel |  |  |  | Removal | 1991-02-01
0-000861 | PIC QUIC FOOD STORES | 730 W ROUTE 66 | WILLIAMS | AZ | 86046 | Coconino | 3 | Perm Closure | 1956-01-01 | 3000 | Gasoline | COMPARTMENT A | Single Walled | Asphalt coated or Bare Steel |  |  |  | Removal | 1988-12-01
0-003772 | PHILLIPS 66 COMPANY #020009 | 1029 E DEUCE OF CLUBS | SHOW LOW | AZ | 85901 | Navajo | 3 | Perm Closure | 1968-01-01 | 6000 | Gasoline | COMPARTMENT A | Single Walled | Asphalt coated or Bare Steel |  |  |  | Removal | 1988-12-10
0-003594 | ALL AMERICAN FUEL | 57 S LAKE POWELL BLVD | PAGE | AZ | 86040 | Coconino | 1 | Perm Closure | 1982-01-01 | 10000 | Gasoline | COMPARTMENT A |  | Asphalt coated or Bare Steel | Pressure |  |  | Removal | 1996-03-27
0-003594 | ALL AMERICAN FUEL | 57 S LAKE POWELL BLVD | PAGE | AZ | 86040 | Coconino | 3 | Perm Closure | 1985-01-01 | 6000 | Gasoline | COMPARTMENT A |  | Asphalt coated or Bare Steel | Pressure |  |  | Removal | 1996-03-27
0-002667 | PAUL J CRITCHETT | 500 TOMBSTONE CYN | BISBEE | AZ | 85603 | Cochise | 3 | Perm Closure | 1939-01-01 | 550 | Gasoline | COMPARTMENT A | Single Walled | Asphalt coated or Bare Steel |  |  |  | Removal | 1989-09-10
0-002135 | MOUNTAIN AVENUE CHURCH OF CHRIST | 2848 N MOUNTAIN AVE | TUCSON | AZ | 85719 | Pima | 1 | Perm Closure | 1974-01-01 | 1000 | Gasoline | COMPARTMENT A | Double Walled | Asphalt coated or Bare Steel |  |  |  | Removal | 1992-04-27
0-008118 | MUNGARRO'S POOL SERVICE | 6527 W STATE AVE | GLENDALE | AZ | 85301 | Maricopa | 1 | Perm Closure | 1987-03-01 | 3600 | Gasoline | COMPARTMENT A | Single Walled | Concrete | Suction - Check Valve at the Tank Top | Single Walled | Bare or Galvanized Steel | Removal | 1994-07-22
0-002470 | MILLER BRANDS OF PHOENIX | 5061 N 51ST AVE | GLENDALE | AZ | 85301 | Maricopa | 4 | Perm Closure | 1978-03-17 | 12000 | Gasoline | COMPARTMENT A | Single Walled | Asphalt coated or Bare Steel | Pressure |  |  | Removal | 1999-03-04
0-002470 | MILLER BRANDS OF PHOENIX | 5061 N 51ST AVE | GLENDALE | AZ | 85301 | Maricopa | 5 | Perm Closure | 1978-03-17 | 550 | Unidentified | COMPARTMENT A | Single Walled | Asphalt coated or Bare Steel | Suction - Check Valve at the Tank Top |  |  | Removal | 1993-10-08
0-005283 | PLANET RANCH FACILITY | 3939 PLANET RANCH RD | PARKER | AZ | 85344 | La Paz | 1 | Perm Closure | 2005-06-17 | 3000 | Gasoline | COMPARTMENT A | Double Walled | Asphalt coated or Bare Steel | Suction - Check Valve at the Tank Top |  | Bare or Galvanized Steel | Removal | 1996-07-23
0-002019 | EXXON #7-6351 | 1215 S COUNTRY CLUB DR | MESA | AZ | 85210 | Maricopa | 9 | Perm Closure | 1996-11-28 | 10000 | Gasoline | COMPARTMENT A | Double Walled | Fiberglass Reinforced Plastic | Pressure | Double Walled | Fiberglass Reinforced Plastic | Removal | 2003-08-12
0-005513 | VALLEY RENTALS | 19 E BROADWAY RD | MESA | AZ | 85210 | Maricopa | 5 | Perm Closure | 2005-06-17 | 5000 | Gasoline | COMPARTMENT A | Unknown | Unknown |  |  |  | Removal | 1997-12-17
0-005513 | VALLEY RENTALS | 19 E BROADWAY RD | MESA | AZ | 85210 | Maricopa | 4 | Perm Closure | 2005-06-17 | 5000 | Diesel | COMPARTMENT A | Unknown | Unknown |  |  |  | Removal | 1997-12-17
0-005050 | CIRCLE K STORE #2709162 | 1995 W CHANDLER BLVD | CHANDLER | AZ | 85224 | Maricopa | 4 | Open | 1989-03-03 | 10000 | Gasoline | COMPARTMENT A | Double Walled | Fiberglass Reinforced Plastic | Pressure | Single Walled | Fiberglass Reinforced Plastic
0-009957 | SAFEWAY #2097 | 4805 E GREENWAY RD | PHOENIX | AZ | 85254 | Maricopa | 2 | Open | 2003-04-01 | 20000 | Gasoline | COMPARTMENT A | Double Walled | Composite (Steel/Fiberglass) | Pressure | Double Walled | Flexible
0-009957 | SAFEWAY #2097 | 4805 E GREENWAY RD | PHOENIX | AZ | 85254 | Maricopa | 1 | Open | 2003-04-01 | 10000 | Diesel | COMPARTMENT B | Unknown | Asphalt coated or Bare Steel
0-010020 | FRYS FUEL CENTER #104 | 201 N SWITZER CANYON DR | FLAGSTAFF | AZ | 86001 | Coconino | 2 | Open | 2004-05-01 | 20000 | Gasoline | COMPARTMENT A | Double Walled | Fiberglass Reinforced Plastic | Pressure | Double Walled | Flexible
0-000645 | SPEEDWAY #2958 | 10800 E NORTH FRONTAGE RD | YUMA | AZ | 85367 | Yuma | 1 | Open | 1983-01-01 | 6000 | Gasoline | COMPARTMENT A | Double Walled | Composite (Steel/Fiberglass) | Pressure | Single Walled | Fiberglass Reinforced Plastic
0-000645 | SPEEDWAY #2958 | 10800 E NORTH FRONTAGE RD | YUMA | AZ | 85367 | Yuma | 5 | Open | 1983-01-01 | 20000 | Diesel | COMPARTMENT A | Double Walled | Composite (Steel/Fiberglass) | Pressure | Single Walled | Fiberglass Reinforced Plastic
0-009265 | GPM #4606 | 5905 W CACTUS RD | GLENDALE | AZ | 85304 | Maricopa | 1 | Open | 1997-11-12 | 15000 | Gasoline (UL) | COMPARTMENT A | Double Walled | Composite (Steel/Fiberglass) | Pressure | Double Walled | Fiberglass Reinforced Plastic
0-008695 | PROFESSIONAL SELF-SERVE CAR WASH | 2630 E 22ND ST | TUCSON | AZ | 85713 | Pima | 1 | Perm Closure | 1976-07-01 | 2500 | Diesel | COMPARTMENT A | Unknown | Asphalt coated or Bare Steel | Suction - Check Valve at the Tank Top |  |  | Removal | 1995-08-10
0-000583 | AT&T |  | AGUILA |  |  | Maricopa | 1 | Perm Closure | 1961-01-01 | 3000 | Diesel | COMPARTMENT A |  | Asphalt coated or Bare Steel | Suction - Check Valve at the Tank Top | Single Walled | Bare or Galvanized Steel | Removal | 1991-11-25
0-000840 | AFCO #020218 | 755 E MCKELLIPS RD | MESA | AZ | 85203 | Maricopa | 1 | Perm Closure | 1986-01-01 | 8000 | Gasoline | COMPARTMENT A | Single Walled | Fiberglass Reinforced Plastic | Pressure |  | Fiberglass Reinforced Plastic | Removal | 2016-09-16
0-009628 | AJO CHEVRON | 1285 W AJO WAY | TUCSON | AZ | 85713 | Pima | 2 | Perm Closure | 1999-03-26 | 12000 | Gasoline | COMPARTMENT A | Double Walled | Fiberglass Reinforced Plastic | Pressure | Double Walled | Fiberglass Reinforced Plastic | Removal | 2012-10-24
0-007469 | CHH PARTNERSHIP | 218 W WATKINS RD | PHOENIX | AZ | 85003 | Maricopa | 2 | Perm Closure | 2005-06-17 | 10000 | Diesel | COMPARTMENT A | Double Walled | Asphalt coated or Bare Steel | Suction - Check Valve at the Tank Top |  |  | Removal | 1991-08-28
0-009005 | 4TH AVENUE THRIFT STORE | 1491 S 4TH AVE | YUMA | AZ | 85364 | Yuma | 2 | Perm Closure | 2005-06-17 | 550 | Unidentified | COMPARTMENT A | Double Walled | Composite (Steel/Fiberglass) |  |  |  | Removal | 1998-12-01
0-001022 | SIMS RECYCLING SOLUTIONS | 820 S EUCLID AVE | TUCSON | AZ | 85719 | Pima | 5 | Perm Closure | 1961-01-01 | 1000 | Unidentified | COMPARTMENT A |  | Asphalt coated or Bare Steel |  |  |  | Removal | 1989-11-30
0-009560 | CARTER TRAVEL CENTER | 7180 N US HIGHWAY 89 | FLAGSTAFF | AZ | 86004 | Coconino | 3 | Open | 1999-10-01 | 8000 | Gasoline | COMPARTMENT A | Double Walled | Composite (Steel/Fiberglass)
0-000744 | FORMER BOOTZ & DUKE SIGN CO. (VACANT PROPERTY) | 4028 W WHITTON AVE | PHOENIX | AZ | 85019 | Maricopa | 1 | Perm Closure | 1971-01-01 | 1000 | Gasoline | COMPARTMENT A |  | Asphalt coated or Bare Steel |  |  |  | Removal | 1991-04-30
0-003771 | TRAMPS AUTO | 4101 E 29TH ST | TUCSON | AZ | 85711 | Pima | 1 | Perm Closure | 1974-01-01 | 10000 | Gasoline | COMPARTMENT A |  | Asphalt coated or Bare Steel |  |  |  | Removal | 1984-08-01
0-005130 | TRICO ELECTRIC COOPERATIVE INC | 5100 W INA RD | TUCSON | AZ | 85743 | Pima | 1 | Perm Closure | 1975-03-06 | 10000 | Gasoline | COMPARTMENT A | Unknown | Asphalt coated or Bare Steel |  |  |  | Removal | 1988-12-07
0-007148 | SHELL #78 | 3444 S 40TH ST | PHOENIX | AZ | 85040 | Maricopa | 5 | Open | 2017-04-01 | 6000 | Other | COMPARTMENT B | Double Walled | Fiberglass Reinforced Plastic | Pressure | Double Walled | Fiberglass Reinforced Plastic
0-008882 | SUPERPUMPER #7 | 6324 E GREENWAY RD | PHOENIX | AZ | 85254 | Maricopa | 2 | Open | 1996-01-19 | 20000 | Gasoline | COMPARTMENT A | Double Walled | Fiberglass Reinforced Plastic | Pressure | Double Walled | Fiberglass Reinforced Plastic
0-004811 | SUPREME X SERVICE STATIONS INC | 7295 E 22ND ST | TUCSON | AZ | 85710 | Pima | 3 | Perm Closure | 1969-01-01 | 12000 | Gasoline | COMPARTMENT A | Single Walled | Asphalt coated or Bare Steel |  |  |  | Removal | 1985-06-01
0-006376 | SUZY Q MARKET | 962 S MAIN ST | COTTONWOOD | AZ | 86326 | Yavapai | 4 | Perm Closure | 1994-06-23 | 12000 | Gasoline | COMPARTMENT A | Single Walled | Fiberglass Reinforced Plastic | Pressure | Double Walled | Fiberglass Reinforced Plastic | Removal | 2020-09-15
0-006376 | SUZY Q MARKET | 962 S MAIN ST | COTTONWOOD | AZ | 86326 | Yavapai | 3 | Perm Closure | 1984-01-01 | 8000 | Diesel | COMPARTMENT A | Single Walled | Asphalt coated or Bare Steel | Pressure | Double Walled | Fiberglass Reinforced Plastic | Removal | 2020-09-15
0-008046 | STURGEON ELECTRIC COMPANY INC | 3 S ROOSEVELT AVE | CHANDLER | AZ | 85226 | Maricopa | 1 | Perm Closure | 1980-01-01 | 2500 | Gasoline | COMPARTMENT A | Unknown | Asphalt coated or Bare Steel | Suction - Check Valve at the Tank Top |  | Bare or Galvanized Steel | Removal | 1993-03-26
0-005210 | TWIN PINES GASOLINE STORE | 7141 N US HIGHWAY 89 | FLAGSTAFF | AZ | 86004 | Coconino | 1 | Perm Closure | 1978-04-21 | 12000 | Gasoline | COMPARTMENT A | Single Walled | Asphalt coated or Bare Steel | Pressure |  | Fiberglass Reinforced Plastic | Removal | 2018-08-29
0-005252 | PAGE MOBIL | 55 S LAKE POWELL BLVD | PAGE | AZ | 86040 | Coconino | 6 | Perm Closure | 1986-09-30 | 10000 | Gasoline | COMPARTMENT A | Double Walled | Composite (Steel/Fiberglass) | Suction - Check Valve at the Tank Top |  | Fiberglass Reinforced Plastic | Removal | 2009-12-17
0-003289 | MCLEAN PRODUCE & ICE CO | 1748 N OATMAN RD | BULLHEAD CITY | AZ | 86442 | Mohave | 1 | Perm Closure | 1983-06-12 | 2000 | Diesel | COMPARTMENT A | Unknown | Asphalt coated or Bare Steel |  |  |  | Removal | 1993-03-04
0-005039 | HALLUM STORES | 900 E WHITE MOUNTAIN BLVD | PINETOP-LAKESIDE | AZ | 85935 | Navajo | 2 | Temp Closure | 1981-01-01 | 10000 | Gasoline | COMPARTMENT A | Single Walled | Asphalt coated or Bare Steel | Pressure | Double Walled | Fiberglass Reinforced Plastic |  | 2018-10-02
0-002538 | HARVEY HUBBELL INC | 2522 W HOLLY ST | PHOENIX | AZ | 85009 | Maricopa | 4 | Perm Closure | 1976-04-15 | 500 | Used Oil/Waste Oil | COMPARTMENT A | Single Walled | Asphalt coated or Bare Steel |  |  |  | Removal | 1987-08-14
0-005624 | FUELCO #112 | 2401 W BROADWAY RD | PHOENIX | AZ | 85041 | Maricopa | 2 | Perm Closure | 1978-05-01 | 6000 | Gasoline | COMPARTMENT A | Double Walled | Asphalt coated or Bare Steel |  |  |  | Removal | 1988-12-15
0-009184 | GALAXY BUSINESS PARK | 1522 E SOUTHERN AVE | PHOENIX | AZ | 85040 | Maricopa | 2 | Perm Closure | 2005-06-17 |  | Gasoline | COMPARTMENT A | Unknown | Asphalt coated or Bare Steel |  |  |  | Removal | 1970-01-01
0-002929 | LARRY L LARREMORE |  | MAYER |  |  | Yavapai | 2 | Perm Closure | 1957-01-01 | 1000 | Gasoline | COMPARTMENT A |  | Asphalt coated or Bare Steel |  |  |  | Removal | 1992-05-12
0-002929 | LARRY L LARREMORE |  | MAYER |  |  | Yavapai | 4 | Perm Closure | 1957-01-01 | 1000 | Gasoline | COMPARTMENT A |  | Asphalt coated or Bare Steel |  |  |  | Removal | 1992-05-12
0-001619 | MARTIN'S UNOCAL | 777 N MAIN ST | COTTONWOOD | AZ | 86326 | Yavapai | 1 | Perm Closure | 1956-01-01 | 6000 | Diesel | COMPARTMENT A |  | Asphalt coated or Bare Steel | Pressure |  |  | Closed in Place | 1998-08-12
0-007202 | JOE'S GARAGE | 538 N GRAND AVE | NOGALES | AZ | 85621 | Santa Cruz | 3 | Perm Closure | 1966-05-01 | 8000 | Gasoline | COMPARTMENT A | Double Walled | Asphalt coated or Bare Steel | Pressure |  |  | Removal | 1991-04-01
0-004549 | CIRCLE K #2701834 | 4402 E WASHINGTON ST | PHOENIX | AZ | 85034 | Maricopa | 3 | Perm Closure | 1986-07-13 | 10000 | Gasoline | COMPARTMENT A | Double Walled | Fiberglass Reinforced Plastic | Pressure |  | Fiberglass Reinforced Plastic | Removal | 2006-08-11
0-002147 | CITY OF FLAGSTAFF - EAST-SIDE YARD | 5401 E COMMERCE AVE | FLAGSTAFF | AZ | 86004 | Coconino | 3 | Perm Closure | 1971-05-07 | 6000 | Gasoline | COMPARTMENT A | Single Walled | Asphalt coated or Bare Steel | Pressure |  |  | Removal | 1996-06-25
0-008030 | FED MART | 5115 N 27TH AVE | PHOENIX | AZ | 85017 | Maricopa | 1 | Perm Closure | 2005-06-17 | 8000 | Gasoline | COMPARTMENT A | Double Walled | Asphalt coated or Bare Steel |  |  |  | Removal | 1991-04-26
0-001922 | EL PUEBLO ROOFING CO CORP | 20 W SAHUARO ST | TUCSON | AZ | 85705 | Pima | 1 | Perm Closure | 1965-01-01 | 2000 | Gasoline | COMPARTMENT A |  | Asphalt coated or Bare Steel |  |  |  | Removal | 1991-04-30
0-002464 | PHOENIX AUTO EXCHANGE | 3737 W BUCKEYE RD | PHOENIX | AZ | 85009 | Maricopa | 1 | Perm Closure | 1977-11-07 | 12000 | Unidentified | COMPARTMENT A | Unknown | Unknown |  |  |  | Removal | 1987-04-23
0-002464 | PHOENIX AUTO EXCHANGE | 3737 W BUCKEYE RD | PHOENIX | AZ | 85009 | Maricopa | 2 | Perm Closure | 1977-11-07 | 12000 | Unidentified | COMPARTMENT A | Unknown | Unknown |  |  |  | Removal | 1987-04-23
0-003678 | PEP BOYS #661 | 4491 E SPEEDWAY BLVD | TUCSON | AZ | 85712 | Pima | 1 | Perm Closure | 1982-01-01 | 750 | Used Oil/Waste Oil | COMPARTMENT A |  | Asphalt coated or Bare Steel | Gravity Feed |  |  | Removal | 1995-02-15
0-005987 | RAIN FOR RENT INC | 26001 S ARIZONA AVE | CHANDLER | AZ | 85248 | Maricopa | 1 | Perm Closure | 1983-03-25 | 2000 | Diesel | COMPARTMENT A | Unknown | Asphalt coated or Bare Steel |  |  |  | Removal | 1993-04-20
0-005430 | CIRCLE K #2879 | 6659 W MCDOWELL RD | PHOENIX | AZ | 85035 | Maricopa | 2 | Perm Closure | 1974-04-23 | 6000 | Gasoline | COMPARTMENT A | Double Walled | Asphalt coated or Bare Steel |  |  |  | Removal | 1988-04-18
0-004663 | 7-ELEVEN #23765 | 4302 W MCDOWELL RD | PHOENIX | AZ | 85035 | Maricopa | 5 | Perm Closure | 2002-08-01 | 10000 | Oxygenated Gasoline | COMPARTMENT A | Double Walled | Composite (Steel/Fiberglass) | Pressure | Double Walled | Fiberglass Reinforced Plastic | Removal | 2012-09-25
0-000693 | BEYER LAND CO | 27300 W BASELINE RD | BUCKEYE | AZ | 85326 | Maricopa | 2 | Perm Closure | 1976-01-01 | 3000 | Diesel | COMPARTMENT A |  | Asphalt coated or Bare Steel | Suction - Check Valve at the Tank Top |  |  | Removal | 1992-07-08
0-003131 | BOB'S AUTOMOTIVE | 100 E I-10B | BOWIE | AZ | 85605 | Cochise | 4 | Perm Closure | 2005-06-17 | 300 | Gasoline | COMPARTMENT A | Unknown | Unknown |  |  |  | Removal | 2011-08-26
0-000946 | SHELL #31 | 6705 W BETHANY HOME RD | GLENDALE | AZ | 85303 | Maricopa | 4 | Perm Closure | 1981-01-01 | 10000 | Gasoline | COMPARTMENT A | Single Walled | Asphalt coated or Bare Steel | Pressure | Double Walled | Fiberglass Reinforced Plastic | Removal | 2020-10-08
0-004512 | THUNDER TRADING CO | 711 N 17TH AVE | PHOENIX | AZ | 85007 | Maricopa | 1 | Perm Closure | 1963-01-08 | 7500 | Gasoline | COMPARTMENT A | Double Walled | Asphalt coated or Bare Steel |  |  |  | Removal | 1986-04-01
0-004819 | SWEET MAHLER INC | 2364 KINGMAN AVE | KINGMAN | AZ | 86401 | Mohave | 1 | Perm Closure | 1980-04-22 | 2000 | Gasoline | COMPARTMENT A | Unknown | Asphalt coated or Bare Steel | Suction - Check Valve at the Tank Top |  |  | Removal | 1992-10-20
0-009981 | SUN DEVIL AUTO | 13905 W CAMINO DEL SOL | SUN CITY WEST | AZ | 85375 | Maricopa | 1 | Perm Closure | 2005-06-17 | 500 | Used Oil/Waste Oil | COMPARTMENT A | Unknown | Asphalt coated or Bare Steel | Gravity Feed |  | Bare or Galvanized Steel | Removal | 2003-12-04
0-005122 | GOOD 2 GO STORES #504 | 1000 W GILA BEND HWY | CASA GRANDE | AZ | 85122 | Pinal | 2 | Open | 1985-01-01 | 10000 | Gasoline | COMPARTMENT A | Double Walled | Composite (Steel/Fiberglass) | Pressure | Single Walled | Fiberglass Reinforced Plastic
0-006444 | SHELDON T. SHOFF TRUST | 2707 E VALENCIA RD | TUCSON | AZ | 85706 | Pima | 2 | Perm Closure | 1958-09-01 | 8000 | Gasoline | COMPARTMENT A | Double Walled | Asphalt coated or Bare Steel | Pressure |  |  | Removal | 1993-09-22
0-008485 | VACANT PROPERTY | 8434 W WILLOWBROOK DR | PEORIA | AZ | 85382 | Maricopa | 1 | Perm Closure | 1940-01-01 | 500 | Unidentified | COMPARTMENT A | Unknown | Asphalt coated or Bare Steel |  |  |  | Removal | 1994-11-10
0-004560 | HOME DEPOT 5496 | 300 S 55TH AVE | PHOENIX | AZ | 85043 | Maricopa | 1 | Perm Closure | 1982-03-07 | 10000 | Diesel | COMPARTMENT A | Unknown | Asphalt coated or Bare Steel | Pressure |  |  | Removal | 1992-10-15
0-001694 | MCNEECE SHELL #20 | 2400 S 4TH AVE | YUMA | AZ | 85364 | Yuma | 3 | Perm Closure | 1966-01-01 | 7500 | Gasoline | COMPARTMENT A |  | Asphalt coated or Bare Steel | Suction - Check Valve at the Tank Top |  | Fiberglass Reinforced Plastic | Removal | 1994-09-08
0-009457 | VALERO FOOD MART | 3333 E GREENWAY RD | PHOENIX | AZ | 85032 | Maricopa | 2 | Open | 1999-03-01 | 12000 | Gasoline | COMPARTMENT A | Double Walled | Fiberglass Reinforced Plastic | Pressure |  | Fiberglass Reinforced Plastic
0-007490 | FORT MOHAVE MESA FIRE DEPARTMENT | 4621 S CALLE EL DORADO | MOHAVE VALLEY | AZ | 86426 | Mohave | 1 | Perm Closure | 2005-06-17 | 900 | Gasoline | COMPARTMENT A | Unknown | Asphalt coated or Bare Steel | Pressure |  |  | Removal | 1992-03-03
0-008675 | KB'S ENTERPRISES | 3618 E LA SALLE ST | PHOENIX | AZ | 85040 | Maricopa | 1 | Perm Closure | 1993-01-01 | 1000 | Gasoline | COMPARTMENT A | Unknown | Asphalt coated or Bare Steel | Pressure |  |  | Removal | 1995-07-12
0-008675 | KB'S ENTERPRISES | 3618 E LA SALLE ST | PHOENIX | AZ | 85040 | Maricopa | 2 | Perm Closure | 1993-01-01 | 1000 | Gasoline | COMPARTMENT A | Unknown | Asphalt coated or Bare Steel | Pressure |  |  | Removal | 1995-07-12
0-002701 | JARNAGIS FARMS | 10047 W CAMELBACK RD | PHOENIX | AZ | 85037 | Maricopa | 2 | Perm Closure | 1978-03-13 | 2000 | Diesel | COMPARTMENT A | Unknown | Unknown |  |  |  | Removal | 1989-12-01
0-002701 | JARNAGIS FARMS | 10047 W CAMELBACK RD | PHOENIX | AZ | 85037 | Maricopa | 3 | Perm Closure | 1978-03-13 | 2000 | Diesel | COMPARTMENT A | Unknown | Unknown |  |  |  | Removal | 1989-12-01
0-006951 | HIGLEY-QUEEN CREEK 141080 | 20737 E CHANDLER HEIGHTS RD | QUEEN CREEK | AZ | 85142 | Maricopa | 1 | Perm Closure | 1982-01-01 | 300 | Diesel | COMPARTMENT A | Double Walled | Asphalt coated or Bare Steel |  |  |  | Removal | 1990-09-19
0-003680 | HOLBROOK PEPSI-COLA | 124 ALVARADO ST | HOLBROOK | AZ | 86025 | Navajo | 1 | Perm Closure | 1978-01-01 | 1200 | Gasoline | COMPARTMENT A |  | Asphalt coated or Bare Steel |  |  |  | Removal | 1991-08-20
0-006291 | RIO RICO SERVICE CENTER INC | 1041 YAVAPAI DR | RIO RICO | AZ | 85648 | Santa Cruz | 1 | Perm Closure | 1978-01-01 | 10000 | Gasoline | COMPARTMENT A |  | Asphalt coated or Bare Steel | Pressure |  | Fiberglass Reinforced Plastic | Removal | 2020-02-13
0-007192 | CENTRAL COMMERCIAL | 116 S 2ND ST | KINGMAN | AZ | 86401 | Mohave | 1 | Perm Closure | 1965-01-01 | 1000 | Gasoline | COMPARTMENT A | Double Walled | Asphalt coated or Bare Steel | Suction - Check Valve at the Tank Top |  |  | Removal | 1991-02-13
0-007858 | MORALES TALLER MECANICO | 3201 W BUCKEYE RD | PHOENIX | AZ | 85009 | Maricopa | 1 | Perm Closure | 1977-01-01 | 10000 | Gasoline | COMPARTMENT A | Double Walled | Asphalt coated or Bare Steel | Suction - Check Valve at the Tank Top |  | Bare or Galvanized Steel | Removal | 1992-12-09
0-007388 | CHASE BANK OPERATIONS CENTER | 3700 N 3RD AVE | PHOENIX | AZ | 85013 | Maricopa | 2 | Perm Closure | 1979-01-01 | 10000 | Diesel | COMPARTMENT A |  | Asphalt coated or Bare Steel | Gravity Feed |  |  | Removal | 1993-12-01
0-006392 | RIO VERDE RANCH & BOX BAR | 4 PEAKS BLVD | RIO VERDE | AZ | 85263 | Maricopa | 6 | Perm Closure | 2005-06-17 |  | Gasoline | COMPARTMENT A | Unknown | Unknown |  |  |  | Removal | 1988-12-01
0-003061 | MOUNTAIN SHADOWS GOLF CLUB | 5641 E LINCOLN DR | PARADISE VALLEY | AZ | 85253 | Maricopa | 2 | Perm Closure | 1966-01-01 | 1000 | Gasoline | COMPARTMENT A | Single Walled | Asphalt coated or Bare Steel |  |  |  | Removal | 1997-09-24
0-007556 | FIRESTONE MASTERCARE | 445 N 6TH AVE | TUCSON | AZ | 85705 | Pima | 1 | Perm Closure | 2005-06-17 | 550 | Used Oil/Waste Oil | COMPARTMENT A |  | Asphalt coated or Bare Steel | Gravity Feed |  | Bare or Galvanized Steel | Removal | 1988-11-20
0-004474 | EXXON - SHAY OIL CO INC EXXON SELF SERVE | 280 E MAIN ST | QUARTZSITE | AZ | 85346 | La Paz | 3 | Open | 2003-03-05 | 10000 | Gasoline | COMPARTMENT A | Double Walled | Fiberglass Reinforced Plastic | Pressure | Double Walled | Flexible
0-002214 | JAGUAYS EQUIPMENT CO | 1219 S 19TH AVE | PHOENIX | AZ | 85009 | Maricopa | 2 | Perm Closure | 1966-03-24 | 1000 | Gasoline | COMPARTMENT A | Single Walled | Asphalt coated or Bare Steel |  |  |  | Removal | 1986-05-25
0-005974 | HUMBOLDT MARKET | 2735 S HIGHWAY 69 | DEWEY | AZ | 86327 | Yavapai | 8 | Perm Closure | 1989-09-01 | 7000 | Diesel | COMPARTMENT B | Double Walled | Fiberglass Reinforced Plastic |  |  |  | Removal | 1994-04-20
0-005974 | HUMBOLDT MARKET | 2735 S HIGHWAY 69 | DEWEY | AZ | 86327 | Yavapai | 9 | Perm Closure | 1989-09-01 | 4000 | Gasoline | COMPARTMENT A | Double Walled | Fiberglass Reinforced Plastic | Pressure |  | Fiberglass Reinforced Plastic | Removal | 1994-04-20
0-002624 | SOUTHWEST FINANCIAL PLAZA | 3101 N CENTRAL AVE | PHOENIX | AZ | 85012 | Maricopa | 1 | Perm Closure | 1981-06-23 | 265 | Diesel | COMPARTMENT A | Single Walled | Asphalt coated or Bare Steel |  |  |  | Removal | 1994-07-28
0-003825 | CITY OF PHOENIX - FIRE STATION #27 | 12449 N 32ND ST | PHOENIX | AZ | 85032 | Maricopa | 2 | Open | 1988-01-01 | 1000 | Diesel | COMPARTMENT A | Double Walled | Fiberglass Reinforced Plastic | Pressure |  | Fiberglass Reinforced Plastic
0-010092 | COSTCO #465 | 4502 E OAK ST | PHOENIX | AZ | 85008 | Maricopa | 2 | Open | 2005-10-04 | 20000 | Gasoline | COMPARTMENT A | Double Walled | Fiberglass Reinforced Plastic | Pressure | Double Walled | Flexible
0-004366 | EMERALD GAS | 8703 E SPEEDWAY BLVD | TUCSON | AZ | 85710 | Pima | 2 | Perm Closure | 1977-01-01 | 12000 | Gasoline | COMPARTMENT A | Unknown | Asphalt coated or Bare Steel | Pressure |  | Fiberglass Reinforced Plastic | Removal | 2001-06-12
0-006120 | SOFTWIND DEVELOPMENT CO | 219 W LONE CACTUS DR | PHOENIX | AZ | 85027 | Maricopa | 2 | Perm Closure | 1983-04-14 | 6000 | Gasoline | COMPARTMENT A | Unknown | Asphalt coated or Bare Steel | Pressure |  |  | Removal | 1998-02-19
0-002433 | RIVIERA SERVICE - FORMER |  | BULLHEAD CITY |  |  | Mohave | 1 | Perm Closure | 1968-01-01 | 8000 | Gasoline | COMPARTMENT A |  | Asphalt coated or Bare Steel |  |  |  | Removal | 1990-12-10
0-002633 | ASP - FLORENCE COMPLEX | 1305 E BUTTE AVE | FLORENCE | AZ | 85132 | Pinal | 15 | Perm Closure | 2005-06-17 | 1000 | Diesel | COMPARTMENT A | Double Walled | Asphalt coated or Bare Steel |  |  |  | Removal | 1995-02-01
0-000792 | LAUGHLIN/BULLHEAD INTERNATIONAL AIRPORT | 600 HIGHWAY 95 | BULLHEAD CITY | AZ | 86429 | Mohave | 7 | Perm Closure | 1985-01-01 | 12000 | Gasoline | COMPARTMENT A | Double Walled | Fiberglass Reinforced Plastic |  |  |  | Removal | 2005-04-15
0-002919 | CRUISE AMERICA | 11 W HAMPTON AVE | MESA | AZ | 85210 | Maricopa | 1 | Perm Closure | 1985-01-01 | 4000 | Gasoline | COMPARTMENT A |  | Asphalt coated or Bare Steel |  |  |  | Removal | 1992-02-11
0-003552 | JACK OKABAYASHI FARM | 7002 W CACTUS RD | PEORIA | AZ | 85381 | Maricopa | 2 | Perm Closure | 2005-06-17 |  | Gasoline | COMPARTMENT A |  | Asphalt coated or Bare Steel |  |  |  | Removal | 1990-07-25
0-003414 | PAPE MATERIAL HANDLING INC | 3820 E WINSLOW AVE | PHOENIX | AZ | 85040 | Maricopa | 3 | Perm Closure | 1971-01-16 | 5000 | Diesel | COMPARTMENT A | Double Walled | Asphalt coated or Bare Steel | Pressure |  |  | Removal | 1992-02-04
0-005384 | USPS - VEHICLE MAINTENANCE FACILITY | 1501 S CHERRYBELL STRA | TUCSON | AZ | 85726 | Pima | 8 | Perm Closure | 1990-11-21 | 550 | Unidentified | COMPARTMENT A | Double Walled | Composite (Steel/Fiberglass) | Suction - Check Valve at the Tank Top |  | Fiberglass Reinforced Plastic | Removal | 1998-01-29
0-005384 | USPS - VEHICLE MAINTENANCE FACILITY | 1501 S CHERRYBELL STRA | TUCSON | AZ | 85726 | Pima | 4 | Perm Closure | 1973-02-04 | 550 | Unidentified | COMPARTMENT A | Double Walled | Asphalt coated or Bare Steel |  |  |  | Removal | 1990-08-22
0-005384 | USPS - VEHICLE MAINTENANCE FACILITY | 1501 S CHERRYBELL STRA | TUCSON | AZ | 85726 | Pima | 6 | Perm Closure | 1990-11-21 | 10000 | Gasoline | COMPARTMENT A | Double Walled | Composite (Steel/Fiberglass) | Pressure | Double Walled | Fiberglass Reinforced Plastic | Removal | 2018-06-28
0-006807 | CHAS ROBERTS AIR CONDITIONING | 205 E 10TH AVE | MESA | AZ | 85210 | Maricopa | 2 | Perm Closure | 1982-01-01 | 1000 | Gasoline | COMPARTMENT A | Double Walled | Asphalt coated or Bare Steel | Pressure |  |  | Removal | 1991-08-22
0-002985 | LOOMIS ARMORED INC | 632 W 24TH ST | TEMPE | AZ | 85282 | Maricopa | 1 | Perm Closure | 1985-04-29 | 10000 | Gasoline | COMPARTMENT A | Unknown | Fiberglass Reinforced Plastic | Suction - Check Valve at the Tank Top |  | Fiberglass Reinforced Plastic | Removal | 1990-06-05
0-001582 | AEROMARITIME AMERICA INC | 4927 E FALCON DR | MESA | AZ | 85215 | Maricopa | 2 | Perm Closure | 1982-01-01 | 12000 | Diesel | COMPARTMENT A |  | Asphalt coated or Bare Steel | Pressure | Double Walled | Fiberglass Reinforced Plastic | Removal | 2005-12-08
0-003542 | NORTON CORP - TURF EQUIPMENT - FORMER | 2010 W PEORIA AVE | PHOENIX | AZ | 85029 | Maricopa | 2 | Perm Closure | 1974-01-01 | 1000 | Gasoline | COMPARTMENT A |  | Asphalt coated or Bare Steel |  |  |  | Removal | 1990-05-20
0-002089 | CANOA HILLS GOLF COURSE MAINTENENCE | 3200 S CAMINO DEL SOL | GREEN VALLEY | AZ | 85622 | Pima | 1 | Perm Closure | 1984-01-30 | 1000 | Diesel | COMPARTMENT A | Single Walled | Asphalt coated or Bare Steel | Suction - Check Valve at the Tank Top |  |  | Removal | 1996-03-26
0-004181 | ACTION RENTALS | 7315 N 67TH AVE | GLENDALE | AZ | 85301 | Maricopa | 2 | Perm Closure | 1966-01-01 | 2000 | Gasoline | COMPARTMENT A | Single Walled | Asphalt coated or Bare Steel | Suction - Check Valve at the Tank Top | Single Walled | Bare or Galvanized Steel | Removal | 1993-11-30
0-005429 | CIRCLE K #2874 | 9714 N 7TH ST | PHOENIX | AZ | 85020 | Maricopa | 2 | Perm Closure | 1983-03-19 | 6000 | Gasoline | COMPARTMENT A | Unknown | Unknown | Pressure |  | Fiberglass Reinforced Plastic | Removal | 2019-02-26
0-004061 | AVERY'S | 262 W MAIN ST | SPRINGERVILLE | AZ | 85938 | Apache | 1 | Perm Closure | 1980-01-01 | 10000 | Unidentified | COMPARTMENT A | Single Walled | Asphalt coated or Bare Steel |  |  |  | Removal | 1988-09-01
0-006808 | CITY OF GLENDALE - MUNICIPAL AIRPORT | 6801 N GLEN HARBOR BLVD | GLENDALE | AZ | 85307 | Maricopa | 3 | Perm Closure | 1986-01-01 | 4000 | Gasoline | COMPARTMENT A | Double Walled | Asphalt coated or Bare Steel | Pressure | Aboveground Piping | Bare or Galvanized Steel | Removal | 2008-05-21
0-002634 | VACANT LAND | 3530 N SCOTTSDALE RD | SCOTTSDALE | AZ | 85251 | Maricopa | 5 | Perm Closure | 1950-01-01 | 500 | Used Oil/Waste Oil | COMPARTMENT A | Single Walled | Asphalt coated or Bare Steel |  |  |  | Removal | 1990-04-27
0-001685 | CREST STEEL CORP | 4543 E UNIVERSITY DR | PHOENIX | AZ | 85034 | Maricopa | 4 | Perm Closure | 2005-06-17 | 1000 | Used Oil/Waste Oil | COMPARTMENT A |  | Asphalt coated or Bare Steel | Suction - Check Valve at the Tank Top |  |  | Removal | 1993-09-01
0-003854 | CITY OF PHOENIX - PETROLUEM STORAGE | 2239 W LOWER BUCKEYE RD | PHOENIX | AZ | 85009 | Maricopa | 4 | Perm Closure | 1971-01-01 | 12000 | New Oil | COMPARTMENT A | Single Walled | Asphalt coated or Bare Steel | Suction - Check Valve at the Tank Top |  |  | Removal | 1992-04-30
0-004971 | PARCEL 214-01-007C | 4905 W INA RD | MARANA | AZ | 85743 | Pima | 4 | Perm Closure | 1985-05-07 | 8000 | Diesel | COMPARTMENT A | Unknown | Fiberglass Reinforced Plastic | Pressure |  | Fiberglass Reinforced Plastic | Removal | 2000-04-19
0-002109 | SOUTHERN ARIZONA LIQUIDATION EXPERTS | 705 E 4TH ST | BENSON | AZ | 85602 | Cochise | 2 | Perm Closure | 2005-06-17 | 2500 | Gasoline | COMPARTMENT A | Single Walled | Asphalt coated or Bare Steel |  |  |  | Removal | 1989-12-22
0-002109 | SOUTHERN ARIZONA LIQUIDATION EXPERTS | 705 E 4TH ST | BENSON | AZ | 85602 | Cochise | 3 | Perm Closure | 2005-06-17 | 2500 | Gasoline | COMPARTMENT A | Single Walled | Asphalt coated or Bare Steel |  |  |  | Removal | 1989-12-22
0-004310 | SRP - HORSE MESA DAM |  | HORSE MESA |  |  | Maricopa | 2 | Perm Closure | 1986-01-06 | 1000 | Diesel | COMPARTMENT A | Unknown | Fiberglass Reinforced Plastic |  |  |  | Removal | 1994-02-23
0-004087 | GORDON HILLS STATION |  | YORK |  |  | Greenlee | 1 | Perm Closure | 1974-04-22 | 10000 | Gasoline | COMPARTMENT A | Unknown | Asphalt coated or Bare Steel | Pressure |  |  | Removal | 1998-08-14
0-004331 | OK MARKET | 5800 E 32ND ST | YUMA | AZ | 85365 | Yuma | 5 | Perm Closure | 1997-01-22 | 12000 | Gasoline | COMPARTMENT A | Double Walled | Fiberglass Reinforced Plastic | Pressure | Double Walled | Fiberglass Reinforced Plastic | Removal | 2017-05-03
0-006976 | CITY OF PHOENIX - CENTRAL CITY PRECINCT | 1902 S 16TH ST | PHOENIX | AZ | 85034 | Maricopa | 2 | Perm Closure | 2005-06-17 | 1500 | Used Oil/Waste Oil | COMPARTMENT A | Unknown | Unknown |  |  |  | Removal | 1990-10-04
0-006976 | CITY OF PHOENIX - CENTRAL CITY PRECINCT | 1902 S 16TH ST | PHOENIX | AZ | 85034 | Maricopa | 6 | Open | 1991-01-01 | 12000 | Gasoline | COMPARTMENT A | Double Walled | Fiberglass Reinforced Plastic | Pressure | Double Walled | Fiberglass Reinforced Plastic
0-004084 | GAS & GO MARKET | 869 N GRAND AVE | NOGALES | AZ | 85621 | Santa Cruz | 6 | Perm Closure | 2001-03-30 | 4000 | Gasoline | COMPARTMENT A | Double Walled | Fiberglass Reinforced Plastic |  |  |  | Removal | 2020-01-29
0-005183 | IRVINGTON GENERATING STATION | 3950 E IRVINGTON RD | TUCSON | AZ | 85714 | Pima | 1 | Perm Closure | 1968-04-23 | 1000 | Unidentified | COMPARTMENT A | Unknown | Asphalt coated or Bare Steel |  |  |  | Removal | 1987-01-01
0-004298 | SRP - NORTHEAST GARAGE | 6420 E THOMAS RD | SCOTTSDALE | AZ | 85251 | Maricopa | 1 | Perm Closure | 1963-01-01 | 10000 | Diesel | COMPARTMENT A |  | Asphalt coated or Bare Steel |  |  |  | Removal | 1990-11-29
0-004298 | SRP - NORTHEAST GARAGE | 6420 E THOMAS RD | SCOTTSDALE | AZ | 85251 | Maricopa | 5 | Perm Closure | 1984-01-01 | 4000 | Gasoline | COMPARTMENT A |  | Asphalt coated or Bare Steel |  |  |  | Removal | 1990-11-29
0-004298 | SRP - NORTHEAST GARAGE | 6420 E THOMAS RD | SCOTTSDALE | AZ | 85251 | Maricopa | 4 | Perm Closure | 1963-01-01 | 280 | Used Oil/Waste Oil | COMPARTMENT A |  | Asphalt coated or Bare Steel |  |  |  | Removal | 1991-09-10
0-001709 | FREEPORT MCMORAN SIERRITA MINE | 6200 W DUVAL MINE RD | GREEN VALLEY | AZ | 85614 | Pima | 12 | Perm Closure | 1958-01-01 | 5000 | Gasoline | COMPARTMENT A |  | Asphalt coated or Bare Steel |  |  |  | Removal | 1990-07-01
0-001709 | FREEPORT MCMORAN SIERRITA MINE | 6200 W DUVAL MINE RD | GREEN VALLEY | AZ | 85614 | Pima | 11 | Perm Closure | 1958-01-01 | 5000 | Gasoline | COMPARTMENT A |  | Asphalt coated or Bare Steel |  |  |  | Removal | 1990-07-01
0-001709 | FREEPORT MCMORAN SIERRITA MINE | 6200 W DUVAL MINE RD | GREEN VALLEY | AZ | 85614 | Pima | 9 | Perm Closure | 1968-01-01 | 10000 | Gasoline | COMPARTMENT A |  | Asphalt coated or Bare Steel |  |  |  | Removal | 1990-11-14
0-002388 | GREENLEE COUNTY - CLIFTON YARD |  | CLIFTON |  |  | Greenlee | 3 | Perm Closure | 1978-07-25 | 1000 | Diesel | COMPARTMENT A | Single Walled | Asphalt coated or Bare Steel |  |  |  | Removal | 1991-01-07
0-006424 | WHITE MOUNTAIN FUELS | 610 MAIN ST | TAYLOR | AZ | 85939 | Navajo | 2 | Perm Closure | 1985-01-01 | 10000 | Gasoline | COMPARTMENT A |  | Asphalt coated or Bare Steel | Pressure |  | Bare or Galvanized Steel | Removal | 2014-08-01
0-005474 | CIRCLE K #2939 | 3155 E SPEEDWAY BLVD | TUCSON | AZ | 85716 | Pima | 4 | Open | 1995-09-27 | 10000 | Gasoline (PUL) | COMPARTMENT A | Single Walled | Fiberglass Reinforced Plastic | Pressure | Double Walled | Fiberglass Reinforced Plastic
0-000330 | RYAN AIRFIELD | 9400 W AJO HWY | TUCSON | AZ | 85735 | Pima | 2 | Open | 1989-01-01 | 12000 | Gasoline | COMPARTMENT A | Double Walled | Composite (Steel/Fiberglass) | Pressure |  | Fiberglass Reinforced Plastic
0-007681 | AUTOMATIC TRANSMISSION EXPERTS | 4220 N 7TH AVE | PHOENIX | AZ | 85013 | Maricopa | 4 | Perm Closure | 2005-06-17 | 500 | Used Oil/Waste Oil | COMPARTMENT A | Double Walled | Asphalt coated or Bare Steel | Gravity Feed |  | Bare or Galvanized Steel | Removal | 1992-03-01
0-005044 | SPEEDWAY STORE #3002 | 1981 E DEUCE OF CLUBS | SHOW LOW | AZ | 85901 | Navajo | 3 | Perm Closure | 1976-01-01 | 8000 | Gasoline | COMPARTMENT A |  | Asphalt coated or Bare Steel | Pressure |  |  | Removal | 2006-09-26
0-008127 | I-40 MOBIL |  | SELIGMAN |  |  | Yavapai | 4 | Perm Closure | 1985-10-01 | 10000 | Diesel | COMPARTMENT A | Double Walled | Asphalt coated or Bare Steel | Pressure |  |  | Closed in Place | 1994-12-01
0-000781 | WASTE MANAGEMENT-ELWOOD HAULING | 1580 E ELWOOD ST | PHOENIX | AZ | 85040 | Maricopa | 7 | Perm Closure | 1988-12-01 | 550 | New Oil | COMPARTMENT A | Double Walled | Fiberglass Reinforced Plastic | Suction - Check Valve at the Dispenser | Double Walled | Fiberglass Reinforced Plastic | Removal | 2017-08-09
0-009919 | TWISTERS 50S SODA FOUNTAIN | 417 E ROUTE 66 | WILLIAMS | AZ | 86046 | Coconino | 2 | Perm Closure | 2005-06-17 | 1000 | Unidentified | COMPARTMENT A | Single Walled | Asphalt coated or Bare Steel |  |  |  | Removal | 2003-05-20
0-004255 | SPEEDWAY STORE #2973 | 5217 S HIGHWAY 92 | SIERRA VISTA | AZ | 85650 | Cochise | 1 | Perm Closure | 1972-05-06 | 10000 | Gasoline | COMPARTMENT A | Double Walled | Asphalt coated or Bare Steel |  |  |  | Removal | 1989-11-21
0-004255 | SPEEDWAY STORE #2973 | 5217 S HIGHWAY 92 | SIERRA VISTA | AZ | 85650 | Cochise | 5 | Perm Closure | 1990-01-05 | 10000 | Gasoline | COMPARTMENT A | Double Walled | Fiberglass Reinforced Plastic | Pressure |  | Fiberglass Reinforced Plastic | Removal | 2003-10-21
0-004255 | SPEEDWAY STORE #2973 | 5217 S HIGHWAY 92 | SIERRA VISTA | AZ | 85650 | Cochise | 6 | Open | 2003-11-10 | 6000 | Diesel | COMPARTMENT B | Double Walled | Fiberglass Reinforced Plastic
0-010030 | CHRIS PETERSEN FARM | 105 N MCQUEEN RD | GILBERT | AZ | 85233 | Maricopa | 1 | Perm Closure | 1960-01-01 | 1500 | Gasoline | COMPARTMENT A | Double Walled | Fiberglass Reinforced Plastic |  |  |  | Removal | 1993-01-01
0-002838 | KERLEY MINING & CHEMICAL CO | 2480 W TWIN BUTTES RD | SAHUARITA | AZ | 85629 | Pima | 1 | Perm Closure | 2005-06-17 | 9000 | Unidentified | COMPARTMENT A | Single Walled | Asphalt coated or Bare Steel | Suction - Check Valve at the Tank Top |  | Bare or Galvanized Steel | Removal | 1990-11-13
0-004018 | QUEBEDEAUX BUICK-GMC | 3566 E SPEEDWAY BLVD | TUCSON | AZ | 85716 | Pima | 3 | Perm Closure | 1968-04-29 | 500 | Unidentified | COMPARTMENT A | Unknown | Asphalt coated or Bare Steel | Suction - Check Valve at the Tank Top |  |  | Removal | 1993-12-02
0-000666 | SPEEDWAY STORE #2953 | 3200 E 32ND ST | YUMA | AZ | 85365 | Yuma | 9 | Open | 1991-02-25 | 12000 | Gasoline | COMPARTMENT A | Double Walled | Composite (Steel/Fiberglass) | Pressure | Single Walled | Fiberglass Reinforced Plastic
0-005653 | WHITING STATION #23 | 1402 E SECOND ST | WINSLOW | AZ | 86047 | Navajo | 8 | Perm Closure | 2005-06-17 | 3000 | Gasoline | COMPARTMENT A | Single Walled | Asphalt coated or Bare Steel | Suction - Check Valve at the Tank Top | Single Walled | Bare or Galvanized Steel | Removal | 1994-08-17
0-005653 | WHITING STATION #23 | 1402 E SECOND ST | WINSLOW | AZ | 86047 | Navajo | 10 | Perm Closure | 2005-06-17 | 900 | Gasoline | COMPARTMENT A | Single Walled | Asphalt coated or Bare Steel | Suction - Check Valve at the Tank Top | Single Walled | Bare or Galvanized Steel | Removal | 1994-08-17
0-003978 | B&D MOBILE | 4444 N 19TH AVE | PHOENIX | AZ | 85015 | Maricopa | 4 | Perm Closure | 1976-01-01 | 250 | Used Oil/Waste Oil | COMPARTMENT A |  | Asphalt coated or Bare Steel | Gravity Feed |  |  | Removal | 1995-05-11
0-003960 | PRECISION COMPONENTS INC | 1820 S 35TH AVE | PHOENIX | AZ | 85009 | Maricopa | 4 | Perm Closure | 1971-01-01 | 3500 | Diesel | COMPARTMENT A | Single Walled | Asphalt coated or Bare Steel |  |  |  | Removal | 1990-10-18
0-003960 | PRECISION COMPONENTS INC | 1820 S 35TH AVE | PHOENIX | AZ | 85009 | Maricopa | 5 | Perm Closure | 1971-01-01 | 3500 | Diesel | COMPARTMENT A | Single Walled | Asphalt coated or Bare Steel |  |  |  | Removal | 1990-10-18
0-008422 | WASTE MANAGEMENT - NORTHERN ARIZONA | 1475 E SPRUCE LN | PINETOP | AZ | 85935 | Navajo | 2 | Perm Closure | 1983-01-01 | 3000 | Diesel | COMPARTMENT A | Double Walled | Asphalt coated or Bare Steel | Suction - Check Valve at the Tank Top |  | Bare or Galvanized Steel | Removal | 1994-10-04
0-000516 | ARCO #5274 | 748 E BELL RD | PHOENIX | AZ | 85022 | Maricopa | 8 | Perm Closure | 1989-10-01 | 10000 | Gasoline | COMPARTMENT A | Double Walled | Fiberglass Reinforced Plastic | Pressure |  | Fiberglass Reinforced Plastic | Removal | 2003-04-11
0-005501 | VALDEZ TRANSFER | 421 S 33RD AVE | PHOENIX | AZ | 85009 | Maricopa | 2 | Perm Closure | 1976-05-06 | 1000 | Gasoline | COMPARTMENT A | Double Walled | Asphalt coated or Bare Steel | Pressure |  |  | Removal | 1993-01-12
0-002169 | CITY OF PHOENIX - DESERT HORIZON POLICE STATION | 16030 N 56TH ST | PHOENIX | AZ | 85254 | Maricopa | 2 | Open | 1989-05-17 | 12000 | Gasoline | COMPARTMENT A | Double Walled | Fiberglass Reinforced Plastic | Pressure | Double Walled | Fiberglass Reinforced Plastic
0-002169 | CITY OF PHOENIX - DESERT HORIZON POLICE STATION | 16030 N 56TH ST | PHOENIX | AZ | 85254 | Maricopa | 4 | Open | 1989-05-17 | 550 | Used Oil/Waste Oil | COMPARTMENT A | Double Walled | Fiberglass Reinforced Plastic | Gravity Feed | Double Walled | Fiberglass Reinforced Plastic
0-000505 | ARCO #5288 | 2001 E OSBORN RD | PHOENIX | AZ | 85016 | Maricopa | 2 | Perm Closure | 2005-06-17 | 10000 | Gasoline | COMPARTMENT A |  | Asphalt coated or Bare Steel |  |  |  | Removal | 1988-09-19
0-007057 | SUPERSONIC CAR WASH | 3202 E THOMAS RD | PHOENIX | AZ | 85018 | Maricopa | 4 | Perm Closure | 2005-06-17 | 6000 | Diesel | COMPARTMENT A | Unknown | Asphalt coated or Bare Steel | Pressure |  | Fiberglass Reinforced Plastic | Removal | 1996-06-18
0-000396 | SOUTH STOVER CENTER | 1009 S STOVER RD | PAYSON | AZ | 85541 | Gila | 1 | Perm Closure | 1979-01-01 | 12000 | Gasoline | COMPARTMENT A |  | Asphalt coated or Bare Steel |  |  |  | Removal | 1988-10-18
0-007268 | CURTIS JENNINGS | 404 W 5TH ST | SAFFORD | AZ | 85546 | Graham | 4 | Perm Closure | 1950-01-01 | 6000 | Gasoline | COMPARTMENT A |  | Asphalt coated or Bare Steel | Suction - Check Valve at the Tank Top |  |  | Removal | 1991-04-01
0-007268 | CURTIS JENNINGS | 404 W 5TH ST | SAFFORD | AZ | 85546 | Graham | 2 | Perm Closure | 1950-01-01 | 4000 | Gasoline | COMPARTMENT A |  | Asphalt coated or Bare Steel | Suction - Check Valve at the Tank Top |  |  | Removal | 1991-04-01
0-009244 | JACKSONS #806 | 15515 N SCOTTSDALE RD | SCOTTSDALE | AZ | 85254 | Maricopa | 1 | Open | 1997-11-18 | 20000 | Gasoline | COMPARTMENT A | Double Walled | Fiberglass Reinforced Plastic | Pressure
0-009244 | JACKSONS #806 | 15515 N SCOTTSDALE RD | SCOTTSDALE | AZ | 85254 | Maricopa | 3 | Open | 1997-11-18 | 20000 | Gasoline | COMPARTMENT A | Double Walled | Fiberglass Reinforced Plastic | Pressure
0-002616 | DAVE'S FAST STOP | 2060 HIGHWAY 60 | GLOBE | AZ | 85001 | Gila | 7 | Open | 2020-03-27 | 12000 | Diesel | COMPARTMENT A | Double Walled | Fiberglass Reinforced Plastic | Pressure | Double Walled | Fiberglass Reinforced Plastic
0-001207 | CIRCLE K #2700057 | 3602 N ORACLE RD | TUCSON | AZ | 85705 | Pima | 6 | Open | 1989-01-01 | 10000 | Gasoline | COMPARTMENT A | Double Walled | Fiberglass Reinforced Plastic | Pressure |  | Fiberglass Reinforced Plastic
0-001526 | CIRCLE K #2701739 | 7440 S 7TH AVE | PHOENIX | AZ | 85041 | Maricopa | 1 | Open | 1986-01-01 | 10000 | Gasoline (UL) | COMPARTMENT A | Single Walled | Fiberglass Reinforced Plastic | Pressure | Single Walled | Fiberglass Reinforced Plastic
0-001497 | CIRCLE K #2701844 | 3508 W BASELINE RD | PHOENIX | AZ | 85041 | Maricopa | 6 | Open | 2016-04-29 | 12000 | Diesel | COMPARTMENT A | Double Walled | Fiberglass Reinforced Plastic | Pressure | Double Walled | Fiberglass Reinforced Plastic
0-002710 | FASTRIP FOOD STORE #7770 | 2199 HIGHWAY 95 | BULLHEAD CITY | AZ | 86442 | Mohave | 3 | Open | 1982-01-01 | 12000 | Gasoline | COMPARTMENT A | Single Walled | Asphalt coated or Bare Steel | Pressure | Double Walled | Fiberglass Reinforced Plastic
0-000038 | FAA PRESCOTT VORTAC |  | CHINO VALLEY |  |  | Yavapai | 1 | Perm Closure | 1974-01-01 | 500 | Gasoline | COMPARTMENT A |  | Asphalt coated or Bare Steel |  |  |  | Removal | 1992-06-09
0-000066 | MEDLEY MATERIAL HANDLING COMPANY | 2224 GRAND AVE | PHOENIX | AZ | 85009 | Maricopa | 2 | Perm Closure | 1981-01-01 | 20000 | Diesel | COMPARTMENT A | Single Walled | Asphalt coated or Bare Steel |  |  |  | Removal | 1991-10-21
0-005014 | COBB'S AUTO SERVICE U-HAUL | 3137 E ANDY DEVINE AVE | KINGMAN | AZ | 86401 | Mohave | 6 | Perm Closure | 1982-01-01 | 12000 | Gasoline | COMPARTMENT A |  | Asphalt coated or Bare Steel | Pressure |  | Fiberglass Reinforced Plastic | Removal | 2015-09-23
0-005014 | COBB'S AUTO SERVICE U-HAUL | 3137 E ANDY DEVINE AVE | KINGMAN | AZ | 86401 | Mohave | 7 | Perm Closure | 1982-01-01 | 12000 | Gasoline | COMPARTMENT A |  | Asphalt coated or Bare Steel | Pressure |  | Fiberglass Reinforced Plastic | Removal | 2015-09-23
0-003242 | MOBIL 18-M1F | 5549 E INDIAN SCHOOL RD | PHOENIX | AZ | 85018 | Maricopa | 1 | Perm Closure | 1974-01-01 | 10000 | Gasoline | COMPARTMENT A |  | Asphalt coated or Bare Steel | Pressure |  |  | Removal | 1987-07-02
0-003201 | PMH FOOD MART | 5438 N 59TH AVE | GLENDALE | AZ | 85301 | Maricopa | 3 | Perm Closure | 1984-01-01 | 10000 | Gasoline | COMPARTMENT A | Double Walled | Fiberglass Reinforced Plastic | Pressure |  | Fiberglass Reinforced Plastic | Closed in Place | 2014-09-25
0-003101 | GLENDALE SPRING | 5420 W MISSOURI AVE | GLENDALE | AZ | 85301 | Maricopa | 1 | Perm Closure | 1966-04-21 | 10000 | Diesel | COMPARTMENT A | Double Walled | Asphalt coated or Bare Steel |  |  |  | Removal | 1990-09-27
0-006339 | COMMANDER CONVENIENCE STORE | 1970 COMMANDER DR | LAKE HAVASU CITY | AZ | 86403 | Mohave | 1 | Perm Closure | 1980-01-01 | 10000 | Gasoline | COMPARTMENT A | Single Walled | Fiberglass Reinforced Plastic | Pressure |  | Fiberglass Reinforced Plastic | Removal | 2001-02-08
0-001330 | CIRCLE K #840 | 5400 N US HIGHWAY 89 | FLAGSTAFF | AZ | 86004 | Coconino | 1 | Perm Closure | 1972-01-01 | 10000 | Gasoline | COMPARTMENT A |  | Asphalt coated or Bare Steel |  |  |  | Removal | 1994-11-21
0-001312 | CIRCLE K #795 | 16054 N ORACLE RD | CATALINA | AZ | 85739 | Pima | 6 | Perm Closure | 1994-02-01 | 12000 | Gasoline (UL) | COMPARTMENT A | Double Walled | Fiberglass Reinforced Plastic | Pressure |  | Fiberglass Reinforced Plastic | Removal | 2019-10-29
0-001312 | CIRCLE K #795 | 16054 N ORACLE RD | CATALINA | AZ | 85739 | Pima | 8 | Perm Closure | 1994-02-01 | 10000 | Diesel | COMPARTMENT A | Double Walled | Fiberglass Reinforced Plastic | Pressure |  | Fiberglass Reinforced Plastic | Removal | 2019-10-29
0-004481 | SHAY OIL | 2002 S 4TH AVE | YUMA | AZ | 85364 | Yuma | 2 | Perm Closure | 1974-01-17 | 6000 | Gasoline | COMPARTMENT A | Double Walled | Asphalt coated or Bare Steel | Pressure |  |  | Removal | 1995-04-12
0-004481 | SHAY OIL | 2002 S 4TH AVE | YUMA | AZ | 85364 | Yuma | 3 | Perm Closure | 1974-01-17 | 6000 | Gasoline | COMPARTMENT A | Double Walled | Asphalt coated or Bare Steel | Pressure |  |  | Removal | 1995-04-12
0-006145 | DAVIS ROOFING CORP | 17 S ROOSEVELT AVE | CHANDLER | AZ | 85226 | Maricopa | 1 | Perm Closure | 1980-04-19 | 6000 | Diesel | COMPARTMENT A | Double Walled | Asphalt coated or Bare Steel |  |  |  | Removal | 2000-08-21
0-006004 | VALERO | 3233 S 48TH ST | TEMPE | AZ | 85282 | Maricopa | 5 | Temp Closure | 1993-07-10 | 12000 | Gasoline | COMPARTMENT A | Double Walled | Composite (Steel/Fiberglass) | Pressure |  | Fiberglass Reinforced Plastic |  | 2017-11-30
0-006004 | VALERO | 3233 S 48TH ST | TEMPE | AZ | 85282 | Maricopa | 4 | Perm Closure | 1981-01-01 | 8000 | Gasoline | COMPARTMENT A |  | Asphalt coated or Bare Steel | Pressure |  | Bare or Galvanized Steel | Removal | 1993-06-24
0-004882 | PINETOP CENTRAL OFFICE | 1459 E CEDAR DR | PINETOP-LAKESIDE | AZ | 85935 | Navajo | 1 | Perm Closure | 1973-01-01 | 500 | Diesel | COMPARTMENT A | Double Walled | Asphalt coated or Bare Steel | Suction - Check Valve at the Tank Top |  | Bare or Galvanized Steel | Removal | 1998-12-15
0-001961 | PORTLAND CARDLOCK #19 | 1024 N 27TH AVE | PHOENIX | AZ | 85009 | Maricopa | 3 | Perm Closure | 1986-01-01 | 10000 | Diesel | COMPARTMENT A | Double Walled | Fiberglass Reinforced Plastic | Pressure | Double Walled | Fiberglass Reinforced Plastic | Removal | 2012-02-01
0-005842 | DOUBLE D'S MARKET | 49244 EHRENBERG RD | EHRENBERG | AZ | 85334 | La Paz | 1 | Perm Closure | 1977-10-05 | 2000 | Gasoline | COMPARTMENT A | Unknown | Asphalt coated or Bare Steel | Suction - Check Valve at the Tank Top |  |  | Removal | 2001-05-05
0-007504 | DOUGLAS TURBINES |  | DOUGLAS |  |  | Cochise | 1 | Perm Closure | 2005-06-17 | 1000 | Diesel | COMPARTMENT A | Unknown | Asphalt coated or Bare Steel |  |  |  | Removal | 1991-08-01
0-003787 | PHILLIPS 66 COMPANY #071802 | 960 W BEALE ST | KINGMAN | AZ | 86401 | Mohave | 3 | Perm Closure | 1967-04-03 | 2000 | Gasoline | COMPARTMENT A | Unknown | Asphalt coated or Bare Steel |  |  |  | Removal | 1978-01-01
0-006565 | PIMA COUNTY - AUTO SERVICES DOWNTO | 190 W PENNINGTON ST | TUCSON | AZ | 85701 | Pima | 2 | Perm Closure | 1983-10-28 | 550 | New Oil | COMPARTMENT A | Double Walled | Fiberglass Reinforced Plastic | Suction - Check Valve at the Tank Top |  | Bare or Galvanized Steel | Removal | 1999-08-31
0-006565 | PIMA COUNTY - AUTO SERVICES DOWNTO | 190 W PENNINGTON ST | TUCSON | AZ | 85701 | Pima | 1 | Perm Closure | 1983-10-28 | 10000 | Gasoline | COMPARTMENT A | Double Walled | Fiberglass Reinforced Plastic | Pressure |  | Bare or Galvanized Steel | Removal | 2005-11-03
0-003742 | PHILLIPS 66 COMPANY #016810 | 4531 S PARK AVE | TUCSON | AZ | 85714 | Pima | 1 | Perm Closure | 1974-01-01 | 10000 | Gasoline | COMPARTMENT A |  | Asphalt coated or Bare Steel |  |  |  | Removal | 2004-08-26
0-003785 | PHILLIPS 66 COMPANY #071418 | 3220 E ROUTE 66 | FLAGSTAFF | AZ | 86004 | Coconino | 1 | Perm Closure | 1966-04-02 | 9995 | Gasoline | COMPARTMENT A | Unknown | Fiberglass Reinforced Plastic |  |  |  | Removal | 1978-11-01
0-005959 | NORTH GOLF COURSE | 12650 N 107TH AVE | SUN CITY | AZ | 85351 | Maricopa | 1 | Perm Closure | 2005-06-17 | 3000 | Gasoline | COMPARTMENT A | Unknown | Asphalt coated or Bare Steel | Suction - Check Valve at the Tank Top |  |  | Removal | 1991-12-12
0-003537 | NORTHWEST ARIZONA DISTRIBUTORS INC | 2908 E ANDY DEVINE AVE | KINGMAN | AZ | 86401 | Mohave | 1 | Perm Closure | 1972-01-01 | 2000 | Gasoline | COMPARTMENT A |  | Asphalt coated or Bare Steel |  |  |  | Closed in Place | 1987-01-28
0-006541 | THE W. W. WILLIAMS COMPANY LLC | 2602 S 19TH AVE | PHOENIX | AZ | 85009 | Maricopa | 1 | Perm Closure | 1974-12-21 | 2000 | Gasoline | COMPARTMENT A | Unknown | Asphalt coated or Bare Steel |  |  |  | Removal | 1988-12-22
0-008953 | NEW MAGMA IRRIGATION & DRAINAGE DISTRICT | 34630 N SCHNEPF RD | QUEEN CREEK | AZ | 85140 | Pinal | 1 | Perm Closure | 1987-05-01 | 6000 | Gasoline | COMPARTMENT A | Single Walled | Fiberglass Reinforced Plastic | Suction - Check Valve at the Tank Top | Double Walled | Flexible | Removal | 1999-11-12
0-005559 | PARCEL 112-22-022 | 4110 E COUNTY 13TH ST | YUMA | AZ | 85365 | Yuma | 3 | Perm Closure | 1971-05-21 | 500 | Diesel | COMPARTMENT A | Double Walled | Asphalt coated or Bare Steel |  |  |  | Removal | 1990-03-17
0-009491 | PILOT TRAVEL CENTER #279 | 769 E FRONTAGE RD | RIO RICO | AZ | 85648 | Santa Cruz | 2 | Open | 1999-05-12 | 20000 | Diesel | COMPARTMENT A | Double Walled | Fiberglass Reinforced Plastic | Pressure | Double Walled | Fiberglass Reinforced Plastic
0-005401 | U OF A - GARAGE & MOTOR POOL | 550 N MOUNTAIN AVE BLDG 48 | TUCSON | AZ | 85721 | Pima | 4 | Perm Closure | 1969-05-05 | 500 | Used Oil/Waste Oil | COMPARTMENT A | Unknown | Asphalt coated or Bare Steel |  |  |  | Removal | 1991-10-22
0-005323 | UNITED METRO MATERIALS | 2800 S CENTRAL AVE | PHOENIX | AZ | 85040 | Maricopa | 1 | Perm Closure | 2005-06-17 | 4000 | Gasoline | COMPARTMENT A | Single Walled | Asphalt coated or Bare Steel | Gravity Feed |  |  | Closed in Place | 1980-01-01
0-005323 | UNITED METRO MATERIALS | 2800 S CENTRAL AVE | PHOENIX | AZ | 85040 | Maricopa | 7 | Perm Closure | 1979-01-01 | 12000 | Diesel | COMPARTMENT A | Single Walled | Fiberglass Reinforced Plastic |  |  |  | Removal | 1989-12-19
0-009214 | HK MOTORS | 701 E CAMELBACK RD | PHOENIX | AZ | 85014 | Maricopa | 2 | Perm Closure | 1940-01-01 | 8000 | Gasoline | COMPARTMENT A | Unknown | Asphalt coated or Bare Steel | Suction - Check Valve at the Dispenser |  | Bare or Galvanized Steel | Removal | 1998-01-22
0-005745 | ABRASIVES & EQUIPMENT OF ARIZONA | 5580 S NOGALES HWY | TUCSON | AZ | 85706 | Pima | 1 | Perm Closure | 1983-01-01 | 550 | Diesel | COMPARTMENT A | Double Walled | Asphalt coated or Bare Steel | Suction - Check Valve at the Tank Top |  |  | Removal | 1994-10-11
0-000532 | ARCO #1403 | 7002 N 7TH ST | PHOENIX | AZ | 85020 | Maricopa | 6 | Perm Closure | 1984-01-01 | 10000 | Gasoline | COMPARTMENT A |  | Asphalt coated or Bare Steel |  |  |  | Removal | 1988-09-01
0-000532 | ARCO #1403 | 7002 N 7TH ST | PHOENIX | AZ | 85020 | Maricopa | 3 | Perm Closure | 1966-01-01 | 4000 | Gasoline | COMPARTMENT A |  | Asphalt coated or Bare Steel |  |  |  | Removal | 1988-09-01
0-008144 | LAWLEY BUICK PONTIAC & GMC TRUCKS | 673 S ARIZONA BLVD | COOLIDGE | AZ | 85128 | Pinal | 1 | Perm Closure | 2005-06-17 |  | Gasoline | COMPARTMENT A | Double Walled | Asphalt coated or Bare Steel |  |  |  | Removal | 1991-01-01
0-005232 | U-HAUL #723-46 | 1375 N ARIZONA AVE | CHANDLER | AZ | 85225 | Maricopa | 3 | Perm Closure | 1984-04-25 | 10000 | Diesel | COMPARTMENT A | Double Walled | Fiberglass Reinforced Plastic | Pressure |  |  | Removal | 1995-02-02
0-005232 | U-HAUL #723-46 | 1375 N ARIZONA AVE | CHANDLER | AZ | 85225 | Maricopa | 2 | Perm Closure | 1984-06-25 | 10000 | Gasoline | COMPARTMENT A | Double Walled | Fiberglass Reinforced Plastic | Pressure |  |  | Removal | 1995-02-02
0-008179 | BUDGET AUTOMOTIVE CENTER | 2770 N ORACLE RD | TUCSON | AZ | 85705 | Pima | 4 | Perm Closure | 1983-01-01 | 500 | Used Oil/Waste Oil | COMPARTMENT A | Double Walled | Asphalt coated or Bare Steel | Suction - Check Valve at the Tank Top |  |  | Removal | 1993-05-20
0-008179 | BUDGET AUTOMOTIVE CENTER | 2770 N ORACLE RD | TUCSON | AZ | 85705 | Pima | 3 | Perm Closure | 1983-01-01 | 1500 | Used Oil/Waste Oil | COMPARTMENT A | Double Walled | Asphalt coated or Bare Steel | Suction - Check Valve at the Tank Top |  |  | Removal | 1993-05-20
0-003193 | MOBIL 18-568 | 5102 W OLIVE AVE | GLENDALE | AZ | 85302 | Maricopa | 3 | Perm Closure | 1974-01-01 | 5000 | Gasoline | COMPARTMENT A |  | Asphalt coated or Bare Steel | Pressure |  |  | Removal | 1988-07-02
0-004263 | SPEEDWAY STORE #2974 | 1497 E FRY BLVD | SIERRA VISTA | AZ | 85635 | Cochise | 3 | Perm Closure | 1978-05-06 | 10000 | Diesel | COMPARTMENT A | Unknown | Asphalt coated or Bare Steel | Pressure |  |  | Removal | 1997-09-01
0-004056 | IDEAL FOOD MARKET #477 | 1615 S 1ST AVE | SAFFORD | AZ | 85546 | Graham | 1 | Perm Closure | 1985-04-22 | 10000 | Gasoline | COMPARTMENT A | Double Walled | Asphalt coated or Bare Steel | Pressure |  |  | Removal | 1997-06-26
0-005234 | U-HAUL #723-4 | 2345 E MCDOWELL RD | PHOENIX | AZ | 85006 | Maricopa | 4 | Perm Closure | 1983-04-07 | 550 | Used Oil/Waste Oil | COMPARTMENT A | Double Walled | Fiberglass Reinforced Plastic |  |  |  | Removal | 1995-01-27
0-006859 | EHRENBERG ELEMENTARY SCHOOL | 49241 EHRENBERG-PARKER HWY | EHRENBERG | AZ | 85334 | La Paz | 2 | Perm Closure | 2005-06-17 | 6000 | Gasoline | COMPARTMENT A | Unknown | Asphalt coated or Bare Steel | Suction - Check Valve at the Tank Top |  |  | Removal | 1990-10-19
0-002220 | WINSLOW MINI-MART | 1900 1/2 OLD HIGHWAY 66 | WINSLOW | AZ | 86047 | Navajo | 1 | Perm Closure | 1974-05-08 | 12000 | Gasoline | COMPARTMENT A | Single Walled | Asphalt coated or Bare Steel | Pressure |  | Bare or Galvanized Steel | Removal | 1999-11-04
0-002220 | WINSLOW MINI-MART | 1900 1/2 OLD HIGHWAY 66 | WINSLOW | AZ | 86047 | Navajo | 4 | Perm Closure | 1966-01-01 | 500 | Used Oil/Waste Oil | COMPARTMENT A | Single Walled | Asphalt coated or Bare Steel | Gravity Feed |  | Bare or Galvanized Steel | Removal | 1999-11-04
0-006789 | GLENDALE PONTIAC GMC | 4510 W GLENDALE AVE | GLENDALE | AZ | 85301 | Maricopa | 6 | Perm Closure | 2005-06-17 | 500 | Used Oil/Waste Oil | COMPARTMENT A |  | Asphalt coated or Bare Steel | Gravity Feed |  | Bare or Galvanized Steel | Removal | 1992-08-14
0-006789 | GLENDALE PONTIAC GMC | 4510 W GLENDALE AVE | GLENDALE | AZ | 85301 | Maricopa | 4 | Perm Closure | 2005-06-17 | 500 | Used Oil/Waste Oil | COMPARTMENT A |  | Asphalt coated or Bare Steel | Gravity Feed |  | Bare or Galvanized Steel | Removal | 1992-08-14
0-001052 | GIANT 6619 | 1001 E BENSON HWY | TUCSON | AZ | 85713 | Pima | 6 | Perm Closure | 1988-06-01 | 10000 | Gasoline (PUL) | COMPARTMENT A | Double Walled | Fiberglass Reinforced Plastic | Pressure | Double Walled | Fiberglass Reinforced Plastic | Removal | 2017-12-07
0-001052 | GIANT 6619 | 1001 E BENSON HWY | TUCSON | AZ | 85713 | Pima | 1 | Perm Closure | 1972-01-01 | 10000 | Gasoline | COMPARTMENT A |  | Asphalt coated or Bare Steel |  |  |  | Removal | 1988-05-01
0-001052 | GIANT 6619 | 1001 E BENSON HWY | TUCSON | AZ | 85713 | Pima | 7 | Perm Closure | 1988-06-01 | 10000 | Diesel | COMPARTMENT A | Double Walled | Fiberglass Reinforced Plastic | Pressure | Double Walled | Fiberglass Reinforced Plastic | Removal | 2017-12-07
0-001967 | RIVER ROAD CHEVRON | 4851 N 1ST AVE | TUCSON | AZ | 85718 | Pima | 1 | Perm Closure | 1967-02-07 | 8000 | Gasoline | COMPARTMENT A |  | Asphalt coated or Bare Steel | Pressure |  | Fiberglass Reinforced Plastic | Removal | 1995-12-06
0-001340 | CIRCLE K #876 | 12239 NW GRAND AVE | EL MIRAGE | AZ | 85335 | Maricopa | 1 | Perm Closure | 1973-01-01 | 10000 | Gasoline | COMPARTMENT A |  | Asphalt coated or Bare Steel | Pressure |  |  | Removal | 1993-11-17
0-008250 | EARNHARDT CHRYSLER PLYMOUTH | 577 E BASELINE RD | TEMPE | AZ | 85283 | Maricopa | 5 | Perm Closure | 1986-08-01 | 2000 | Unidentified | COMPARTMENT A | Double Walled | Asphalt coated or Bare Steel | Suction - Check Valve at the Tank Top |  |  | Removal | 1996-02-16
0-000774 | CITY OF PRESCOTT - OLD CITY SHOP | 500 N MOUNT VERNON ST | PRESCOTT | AZ | 86301 | Yavapai | 1 | Perm Closure | 2005-06-17 | 600 | Gasoline | COMPARTMENT A | Single Walled | Asphalt coated or Bare Steel |  |  |  | Removal | 1989-07-14
0-006766 | MESA, CITY OF - PATE FARM |  | ELEVEN MILE CORNER |  |  | Pinal | 2 | Perm Closure | 1975-01-01 | 550 | Gasoline | COMPARTMENT A | Unknown | Asphalt coated or Bare Steel |  |  |  | Removal | 1990-03-02
0-010343 | QUIKTRIP #1453 | 1884 S CRAYCROFT RD | TUCSON | AZ | 85711 | Pima | 2 | Open | 2010-03-25 | 20000 | Gasoline | COMPARTMENT A | Double Walled | Fiberglass Reinforced Plastic | Pressure | Double Walled | Fiberglass Reinforced Plastic
0-003874 | EVANS MANAGEMENT | 4753 E FALCON DR | MESA | AZ | 85215 | Maricopa | 2 | Perm Closure | 1980-01-01 | 12000 | Unidentified | COMPARTMENT A | Double Walled | Composite (Steel/Fiberglass) | Suction - Check Valve at the Tank Top |  |  | Closed in Place | 2008-03-14
0-003023 | SAN MANUEL MINE |  | MAMMOTH |  |  | Pinal | 6 | Perm Closure | 1986-02-11 | 1000 | Used Oil/Waste Oil | COMPARTMENT A | Double Walled | Fiberglass Reinforced Plastic | Suction - Check Valve at the Tank Top |  | Bare or Galvanized Steel | Removal | 1995-03-17
0-001119 | CHEVRON #9-4567 | 1450 E 16TH ST | YUMA | AZ | 85365 | Yuma | 1 | Perm Closure | 1979-01-01 | 9942 | Gasoline | COMPARTMENT A | Single Walled | Fiberglass Reinforced Plastic | Pressure |  | Fiberglass Reinforced Plastic | Removal | 1994-02-17
0-006627 | NEW HOLLAND - BINGHAM EQUIPMENT | 2223 S PACIFIC AVE | YUMA | AZ | 85365 | Yuma | 1 | Perm Closure | 2005-06-17 | 1000 | Diesel | COMPARTMENT A | Unknown | Asphalt coated or Bare Steel |  |  |  | Removal | 1988-04-01
0-000290 | ADOT - WELLTON |  | WELLTON |  |  | Yuma | 1 | Perm Closure | 1966-01-01 | 1000 | Gasoline | COMPARTMENT A |  | Asphalt coated or Bare Steel |  |  |  | Removal | 1990-10-12
0-006706 | OLD TOWN MINI MART | 794 N MAIN ST | COTTONWOOD | AZ | 86326 | Yavapai | 1 | Perm Closure | 1969-01-01 | 4000 | Gasoline | COMPARTMENT A | Double Walled | Asphalt coated or Bare Steel | Suction - Check Valve at the Tank Top |  | Fiberglass Reinforced Plastic | Removal | 1997-04-23
0-004752 | VILLAGE GASERY | 4101 VILLAGE DR | COTTONWOOD | AZ | 86326 | Yavapai | 1 | Perm Closure | 1971-01-01 | 10000 | Gasoline | COMPARTMENT A |  | Asphalt coated or Bare Steel | Pressure |  | Fiberglass Reinforced Plastic | Removal | 2010-10-28
0-001076 | SEDONA CHEVRON #9-3759 | 125 HART RD | SEDONA | AZ | 86336 | Yavapai | 4 | Perm Closure | 1972-04-17 | 1500 | Used Oil/Waste Oil | COMPARTMENT A | Unknown | Fiberglass Reinforced Plastic | Gravity Feed |  | Fiberglass Reinforced Plastic | Removal | 1999-12-02
0-008806 | MAYAN TACO | 1630 W STATE ROUTE 89A | SEDONA | AZ | 86336 | Yavapai | 2 | Perm Closure | 2005-06-17 | 10000 | Gasoline | COMPARTMENT A | Unknown | Asphalt coated or Bare Steel | Suction - Check Valve at the Tank Top |  | Bare or Galvanized Steel | Removal | 1996-01-23
0-008806 | MAYAN TACO | 1630 W STATE ROUTE 89A | SEDONA | AZ | 86336 | Yavapai | 3 | Perm Closure | 2005-06-17 | 10000 | Used Oil/Waste Oil | COMPARTMENT A | Unknown | Asphalt coated or Bare Steel | Suction - Check Valve at the Tank Top |  | Bare or Galvanized Steel | Removal | 1996-01-23
0-002786 | WHITING STATION #163 | 4479 W INA RD | MARANA | AZ | 85741 | Pima | 8 | Perm Closure | 1976-01-01 | 5000 | Gasoline | COMPARTMENT A |  | Asphalt coated or Bare Steel |  |  |  | Removal | 1988-01-01
0-002786 | WHITING STATION #163 | 4479 W INA RD | MARANA | AZ | 85741 | Pima | 11 | Perm Closure | 1988-10-01 | 12000 | Gasoline | COMPARTMENT A |  | Asphalt coated or Bare Steel | Pressure | Double Walled | Flexible | Removal | 2010-12-14
0-002786 | WHITING STATION #163 | 4479 W INA RD | MARANA | AZ | 85741 | Pima | 2 | Perm Closure | 1976-01-01 | 10000 | Gasoline | COMPARTMENT A |  | Asphalt coated or Bare Steel |  |  |  | Removal | 1988-01-01
0-001357 | CIRCLE K #1406 | 7280 S 12TH AVE | TUCSON | AZ | 85756 | Pima | 2 | Perm Closure | 1977-01-01 | 10000 | Gasoline | COMPARTMENT A |  | Asphalt coated or Bare Steel | Pressure |  |  | Removal | 1999-03-10
0-002023 | EXXON #7-7452 | 2638 E MAIN ST | MESA | AZ | 85213 | Maricopa | 4 | Perm Closure | 1984-01-01 | 8000 | Gasoline | COMPARTMENT A | Single Walled | Fiberglass Reinforced Plastic |  |  |  | Removal | 1987-10-23
0-004817 | SUTTON OIL CO INC | 201 N ARIZONA BLVD | COOLIDGE | AZ | 85128 | Pinal | 7 | Perm Closure | 1966-04-15 | 750 | Used Oil/Waste Oil | COMPARTMENT A | Unknown | Asphalt coated or Bare Steel |  |  |  | Removal | 1998-07-16
0-004817 | SUTTON OIL CO INC | 201 N ARIZONA BLVD | COOLIDGE | AZ | 85128 | Pinal | 3 | Perm Closure | 1966-04-15 | 8000 | Gasoline | COMPARTMENT A | Unknown | Asphalt coated or Bare Steel |  |  |  | Removal | 1998-07-16
0-004817 | SUTTON OIL CO INC | 201 N ARIZONA BLVD | COOLIDGE | AZ | 85128 | Pinal | 6 | Perm Closure | 1966-04-15 | 4000 | Diesel | COMPARTMENT A | Unknown | Asphalt coated or Bare Steel |  |  |  | Removal | 1998-07-16
0-004911 | TEXACO #60-349-0060 | 2011 E UNIVERSITY DR | MESA | AZ | 85213 | Maricopa | 1 | Perm Closure | 1985-05-07 | 12000 | Gasoline | COMPARTMENT A | Double Walled | Fiberglass Reinforced Plastic | Pressure | Double Walled | Fiberglass Reinforced Plastic | Removal | 2002-11-15
0-007394 | AMES CONSTRUCTION INC | 1801 S 51ST AVE | PHOENIX | AZ | 85043 | Maricopa | 2 | Perm Closure | 1980-01-01 | 8000 | Gasoline | COMPARTMENT A | Double Walled | Asphalt coated or Bare Steel | Pressure |  |  | Removal | 1999-06-17
0-002992 | LOVE'S AUTO REPAIR | 4505 W GLENDALE AVE | GLENDALE | AZ | 85301 | Maricopa | 3 | Perm Closure | 1984-01-01 | 10000 | Gasoline | COMPARTMENT A | Single Walled | Fiberglass Reinforced Plastic | Pressure |  | Bare or Galvanized Steel | Removal | 2002-06-27
0-009928 | FINDYSZ PROPERTY | 11115 E TANQUE VERDE RD | TUCSON | AZ | 85749 | Pima | 1 | Perm Closure | 2005-06-17 | 550 | Gasoline | COMPARTMENT A | Unknown | Asphalt coated or Bare Steel | Suction - Check Valve at the Tank Top |  |  | Removal | 2003-04-17
0-003698 | PHELPS DODGE - DOUGLAS - REDUCTION WORKS |  | PAUL SPUR |  |  | Cochise | 3 | Perm Closure | 1975-01-01 | 1000 | Gasoline | COMPARTMENT A |  | Asphalt coated or Bare Steel |  |  |  | Removal | 1988-06-27
0-009097 | CITY OF SAINT JOHNS - AIRPORT | 950 W AIRPORT ST | SAINT JOHNS | AZ | 85936 | Apache | 3 | Perm Closure | 1984-01-01 | 1000 | Diesel | COMPARTMENT A | Single Walled | Fiberglass Reinforced Plastic |  |  |  | Removal | 1990-02-26
0-004613 | 7-ELEVEN #13048 | 5457 E PIMA ST | TUCSON | AZ | 85712 | Pima | 1 | Perm Closure | 1966-04-08 | 9940 | Gasoline | COMPARTMENT A | Double Walled | Asphalt coated or Bare Steel |  |  |  | Removal | 1991-01-28
0-000784 | METRIC ROOFING | 2028 W WEYMOUTH ST | TUCSON | AZ | 85705 | Pima | 4 | Perm Closure | 1980-01-01 | 12000 | Diesel | COMPARTMENT A | Single Walled | Asphalt coated or Bare Steel |  |  |  | Removal | 1990-01-11
0-000784 | METRIC ROOFING | 2028 W WEYMOUTH ST | TUCSON | AZ | 85705 | Pima | 6 | Perm Closure | 1985-03-27 | 1500 | Used Oil/Waste Oil | COMPARTMENT A | Single Walled | Asphalt coated or Bare Steel |  |  |  | Removal | 2016-12-14
0-002589 | SPEEDWAY STORE #2935 | 4390 N 1ST AVE | TUCSON | AZ | 85719 | Pima | 2 | Open | 1989-10-01 | 10000 | Diesel | COMPARTMENT A | Double Walled | Fiberglass Reinforced Plastic | Pressure | Double Walled | Flexible
0-001584 | COCA-COLA BOTTLING CO | 1941 W SECOND ST | WINSLOW | AZ | 86047 | Navajo | 2 | Perm Closure | 1981-01-01 | 4000 | Gasoline | COMPARTMENT A | Single Walled | Asphalt coated or Bare Steel |  |  |  | Removal | 1991-07-17
0-004364 | SAVCO #10 | 1680 N DYSART RD | GOODYEAR | AZ | 85395 | Maricopa | 5 | Perm Closure | 1985-01-23 | 12000 | Diesel | COMPARTMENT A | Unknown | Asphalt coated or Bare Steel | Pressure |  | Bare or Galvanized Steel | Removal | 1992-11-19
0-004363 | BILL'S OAK GROVE GAS & FOODMART INC | 7000 W CHANDLER BLVD | CHANDLER | AZ | 85226 | Maricopa | 2 | Perm Closure | 1982-01-01 | 10000 | Diesel | COMPARTMENT A |  | Asphalt coated or Bare Steel | Pressure | Single Walled | Bare or Galvanized Steel | Removal | 1993-04-27
0-004363 | BILL'S OAK GROVE GAS & FOODMART INC | 7000 W CHANDLER BLVD | CHANDLER | AZ | 85226 | Maricopa | 3 | Perm Closure | 1982-01-01 | 10000 | Gasoline | COMPARTMENT A |  | Asphalt coated or Bare Steel | Pressure | Single Walled | Bare or Galvanized Steel | Removal | 1993-04-27
0-004363 | BILL'S OAK GROVE GAS & FOODMART INC | 7000 W CHANDLER BLVD | CHANDLER | AZ | 85226 | Maricopa | 12 | Open | 2001-07-03 | 8000 | Gasoline | COMPARTMENT A | Double Walled | Fiberglass Reinforced Plastic
0-004363 | BILL'S OAK GROVE GAS & FOODMART INC | 7000 W CHANDLER BLVD | CHANDLER | AZ | 85226 | Maricopa | 4 | Perm Closure | 1982-01-01 | 10000 | Gasoline | COMPARTMENT A |  | Asphalt coated or Bare Steel | Pressure | Single Walled | Bare or Galvanized Steel | Removal | 1993-04-27
0-001219 | CIRCLE K #400 | 8601 E MAIN ST | MESA | AZ | 85207 | Maricopa | 2 | Perm Closure | 1969-01-01 | 10000 | Gasoline | COMPARTMENT A | Single Walled | Asphalt coated or Bare Steel | Pressure | Single Walled | Bare or Galvanized Steel | Removal | 1994-09-30
0-001289 | CIRCLE K #700 | 702 E BASELINE RD | PHOENIX | AZ | 85042 | Maricopa | 1 | Perm Closure | 1972-01-01 | 10000 | Gasoline | COMPARTMENT A |  | Asphalt coated or Bare Steel | Pressure |  |  | Removal | 1993-11-10
0-001289 | CIRCLE K #700 | 702 E BASELINE RD | PHOENIX | AZ | 85042 | Maricopa | 2 | Perm Closure | 1972-01-01 | 10000 | Gasoline | COMPARTMENT A |  | Asphalt coated or Bare Steel | Pressure |  |  | Removal | 1993-11-10
0-001289 | CIRCLE K #700 | 702 E BASELINE RD | PHOENIX | AZ | 85042 | Maricopa | 3 | Perm Closure | 1972-01-01 | 6000 | Gasoline | COMPARTMENT A |  | Asphalt coated or Bare Steel | Pressure |  |  | Removal | 1993-11-10
0-004905 | QUIKTRIP #470 | 6702 W GLENDALE AVE | GLENDALE | AZ | 85303 | Maricopa | 6 | Open | 2007-08-02 | 12000 | Gasoline | COMPARTMENT A | Double Walled | Fiberglass Reinforced Plastic | Pressure |  | Fiberglass Reinforced Plastic
0-004905 | QUIKTRIP #470 | 6702 W GLENDALE AVE | GLENDALE | AZ | 85303 | Maricopa | 7 | Open | 2007-08-02 | 20000 | Gasoline | COMPARTMENT A | Double Walled | Fiberglass Reinforced Plastic | Pressure |  | Fiberglass Reinforced Plastic
0-004905 | QUIKTRIP #470 | 6702 W GLENDALE AVE | GLENDALE | AZ | 85303 | Maricopa | 2 | Perm Closure | 1973-01-01 | 6000 | Gasoline | COMPARTMENT A | Single Walled | Asphalt coated or Bare Steel | Pressure | Single Walled | Bare or Galvanized Steel | Removal | 1993-10-27
0-000317 | ADOT - SHOW LOW MAINTENANCE FACILITY | 200 W MCNEIL | SHOW LOW | AZ | 85901 | Navajo | 5 | Perm Closure | 2010-11-09 | 2000 | (Null) | COMPARTMENT A |  | Asphalt coated or Bare Steel |  |  |  | Removal | 1984-01-01
0-001334 | CIRCLE K #851 | 3449 W SOUTHERN AVE | PHOENIX | AZ | 85041 | Maricopa | 2 | Perm Closure | 1973-01-01 | 10000 | Gasoline | COMPARTMENT A |  | Asphalt coated or Bare Steel | Pressure |  |  | Removal | 1993-12-03
0-005166 | CITY OF TUCSON - MISSION PARK | 5900 S 12TH AVE | TUCSON | AZ | 85706 | Pima | 1 | Perm Closure | 1980-04-10 | 1000 | Gasoline | COMPARTMENT A | Double Walled | Asphalt coated or Bare Steel | Pressure |  |  | Removal | 1996-06-11
0-001323 | CIRCLE K #2700817 | 222 W ROUTE 66 | WILLIAMS | AZ | 86046 | Coconino | 7 | Open | 1994-03-22 | 12000 | Gasoline | COMPARTMENT A |  | Fiberglass Reinforced Plastic | Pressure |  | Fiberglass Reinforced Plastic
0-001506 | CIRCLE K #2701930 | 379 W 1ST ST | YUMA | AZ | 85364 | Yuma | 1 | Open | 1985-01-01 | 10000 | Gasoline | COMPARTMENT A | Double Walled | Fiberglass Reinforced Plastic | Pressure |  | Fiberglass Reinforced Plastic
0-008420 | VALLEY STORE | 3748 W 8TH ST | YUMA | AZ | 85364 | Yuma | 2 | Perm Closure | 1948-01-01 | 600 | Gasoline | COMPARTMENT A | Unknown | Unknown |  |  |  | Removal | 1994-09-27
0-006820 | FRONTIER VILLAGE | 3901 E PIMA ST | TUCSON | AZ | 85712 | Pima | 1 | Perm Closure | 1989-03-10 | 12000 | Gasoline | COMPARTMENT A | Double Walled | Fiberglass Reinforced Plastic | Pressure |  | Fiberglass Reinforced Plastic | Removal | 1995-11-02
0-008538 | SASABE STORE | MAIN ST/HWY 286 | SASABE | AZ | 85633 | Pima | 4 | Perm Closure | 2005-06-17 | 1000 | Gasoline | COMPARTMENT A | Unknown | Asphalt coated or Bare Steel | Suction - Check Valve at the Tank Top |  |  | Closed in Place | 1997-11-24
0-000155 | APACHE SANDS SERVICE CENTER | 7602 E MAIN ST | MESA | AZ | 85207 | Maricopa | 10 | Perm Closure | 1983-01-01 | 6000 | Diesel | COMPARTMENT A | Single Walled | Asphalt coated or Bare Steel |  |  |  | Removal | 1987-07-01
0-000155 | APACHE SANDS SERVICE CENTER | 7602 E MAIN ST | MESA | AZ | 85207 | Maricopa | 3 | Perm Closure | 1983-01-01 | 12000 | Gasoline | COMPARTMENT A | Single Walled | Asphalt coated or Bare Steel | Pressure | Single Walled | Fiberglass Reinforced Plastic | Removal | 2020-12-03
0-000155 | APACHE SANDS SERVICE CENTER | 7602 E MAIN ST | MESA | AZ | 85207 | Maricopa | 16 | Perm Closure | 1985-01-01 | 4000 | Used Oil/Waste Oil | COMPARTMENT A | Single Walled | Asphalt coated or Bare Steel | Pressure | Single Walled | Bare or Galvanized Steel | Removal | 1994-08-26
0-004937 | BRIDWELL AUTO SERVICE | 7171 E LINCOLN DR | SCOTTSDALE | AZ | 85253 | Maricopa | 7 | Perm Closure | 1990-09-24 | 550 | Used Oil/Waste Oil | COMPARTMENT A | Double Walled | Fiberglass Reinforced Plastic | Gravity Feed |  | Fiberglass Reinforced Plastic | Removal | 2020-07-07
0-004937 | BRIDWELL AUTO SERVICE | 7171 E LINCOLN DR | SCOTTSDALE | AZ | 85253 | Maricopa | 12 | Open | 2020-08-28 | 8000 | Gasoline (PUL) | COMPARTMENT A | Double Walled | Fiberglass Reinforced Plastic
0-004937 | BRIDWELL AUTO SERVICE | 7171 E LINCOLN DR | SCOTTSDALE | AZ | 85253 | Maricopa | 8 | Perm Closure | 1990-09-24 | 10000 | Gasoline | COMPARTMENT A | Double Walled | Fiberglass Reinforced Plastic | Pressure |  | Fiberglass Reinforced Plastic | Removal | 2020-07-07
0-003263 | MOBIL 18-MD6 | 5998 N GRANITE REEF RD | SCOTTSDALE | AZ | 85250 | Maricopa | 10 | Perm Closure | 1988-10-01 | 1000 | Used Oil/Waste Oil | COMPARTMENT A | Double Walled | Fiberglass Reinforced Plastic | Gravity Feed |  | Fiberglass Reinforced Plastic | Removal | 2003-10-07
0-005295 | UNOCAL #5136 | 5 E SOUTHERN AVE | TEMPE | AZ | 85282 | Maricopa | 2 | Perm Closure | 1984-01-01 | 12000 | Gasoline | COMPARTMENT A | Double Walled | Composite (Steel/Fiberglass) | Pressure |  | Fiberglass Reinforced Plastic | Removal | 1993-11-02
0-001930 | SA RECYCLING | 2010 W LOWER BUCKEYE RD | PHOENIX | AZ | 85009 | Maricopa | 2 | Perm Closure | 1975-01-01 | 1000 | Gasoline | COMPARTMENT A |  | Asphalt coated or Bare Steel | Suction - Check Valve at the Tank Top |  |  | Removal | 1994-04-08
0-007091 | PARADISE VALLEY ROOFING & SUPPLY | 7730 E GELDING DR | SCOTTSDALE | AZ | 85260 | Maricopa | 1 | Perm Closure | 2005-06-17 | 275 | Unidentified | COMPARTMENT A | Double Walled | Asphalt coated or Bare Steel |  |  |  | Removal | 1991-12-04
0-003895 | SKY HARBOR AIRPORT - AVIATION DEPARTMENT | 2908 E SKY HARBOR BLVD | PHOENIX | AZ | 85034 | Maricopa | 9 | Perm Closure | 1966-01-01 | 10000 | Gasoline | COMPARTMENT A |  | Asphalt coated or Bare Steel | Suction - Check Valve at the Tank Top |  | Bare or Galvanized Steel | Removal | 1997-08-05
0-003895 | SKY HARBOR AIRPORT - AVIATION DEPARTMENT | 2908 E SKY HARBOR BLVD | PHOENIX | AZ | 85034 | Maricopa | 17 | Perm Closure | 1965-01-01 | 40000 | Jet Fuel | COMPARTMENT A |  | Asphalt coated or Bare Steel | Pressure |  | Bare or Galvanized Steel | Removal | 1997-05-08
0-003887 | CITY OF PHOENIX - 91ST AVENUE WWTP | 5615 S 91ST AVE | PHOENIX | AZ | 85353 | Maricopa | 1 | Perm Closure | 1965-01-01 | 2000 | Gasoline | COMPARTMENT A | Single Walled | Asphalt coated or Bare Steel | Pressure |  |  | Removal | 1988-04-27
0-003887 | CITY OF PHOENIX - 91ST AVENUE WWTP | 5615 S 91ST AVE | PHOENIX | AZ | 85353 | Maricopa | 15 | Perm Closure | 1988-02-01 | 1000 | New Oil | COMPARTMENT A | Double Walled | Fiberglass Reinforced Plastic | Suction - Check Valve at the Tank Top | Double Walled | Fiberglass Reinforced Plastic | Removal | 1997-11-18
0-003887 | CITY OF PHOENIX - 91ST AVENUE WWTP | 5615 S 91ST AVE | PHOENIX | AZ | 85353 | Maricopa | 17 | Perm Closure | 1982-01-01 | 1000 | Diesel | COMPARTMENT A | Double Walled | Fiberglass Reinforced Plastic | Suction - Check Valve at the Tank Top |  | Fiberglass Reinforced Plastic | Removal | 2004-10-14
0-003887 | CITY OF PHOENIX - 91ST AVENUE WWTP | 5615 S 91ST AVE | PHOENIX | AZ | 85353 | Maricopa | 13 | Perm Closure | 1988-02-01 | 550 | Other | COMPARTMENT A | Double Walled | Fiberglass Reinforced Plastic | Suction - Check Valve at the Tank Top | Double Walled | Fiberglass Reinforced Plastic | Removal | 1997-11-18
0-004033 | BIMBO BAKERIES USA | 738 W VAN BUREN ST | PHOENIX | AZ | 85007 | Maricopa | 6 | Perm Closure | 1989-12-01 | 10000 | Diesel | COMPARTMENT A | Double Walled | Composite (Steel/Fiberglass) | Suction - Check Valve at the Tank Top |  | Fiberglass Reinforced Plastic | Removal | 2007-04-10
0-000090 | CITY OF CHANDLER - AIRPORT REMEDIATION | 2550 S COOPER RD | CHANDLER | AZ | 85249 | Maricopa | 1 | Perm Closure | 1979-01-01 | 2000 | Gasoline | COMPARTMENT A |  | Asphalt coated or Bare Steel |  |  |  | Removal | 1990-02-06
0-004341 | SANDERSON FORD SERVICE CENTER | 6400 N 51ST AVE | GLENDALE | AZ | 85301 | Maricopa | 9 | Open | 1988-01-01 | 5000 | Gasoline | COMPARTMENT A | Single Walled | Fiberglass Reinforced Plastic | Pressure | Single Walled | Fiberglass Reinforced Plastic
0-004341 | SANDERSON FORD SERVICE CENTER | 6400 N 51ST AVE | GLENDALE | AZ | 85301 | Maricopa | 10 | Open | 1988-01-01 | 5000 | Diesel | COMPARTMENT A | Single Walled | Fiberglass Reinforced Plastic | Pressure | Single Walled | Fiberglass Reinforced Plastic
0-006664 | CIRCLE K STORE #2709166 | 3441 W UNION HILLS DR | PHOENIX | AZ | 85027 | Maricopa | 2 | Open | 1989-10-23 | 10000 | Gasoline | COMPARTMENT A | Double Walled | Fiberglass Reinforced Plastic | Pressure |  | Fiberglass Reinforced Plastic
0-002586 | ASP - PERRYVILLE COMPLEX | 2455 N CITRUS RD | GOODYEAR | AZ | 85395 | Maricopa | 2 | Perm Closure | 1982-05-05 | 10000 | Gasoline | COMPARTMENT A | Single Walled | Asphalt coated or Bare Steel | Suction - Check Valve at the Tank Top |  |  | Removal | 1994-07-09
0-003238 | VALERO IN THE ZONE VII | 1925 N SCOTTSDALE RD | TEMPE | AZ | 85281 | Maricopa | 8 | Open | 2009-06-01 | 5000 | Gasoline | COMPARTMENT B | Double Walled | Fiberglass Reinforced Plastic | Pressure | Double Walled | Fiberglass Reinforced Plastic
0-001471 | CIRCLE K #2701752 | 4343 E CAMELBACK RD | PHOENIX | AZ | 85018 | Maricopa | 1 | Open | 1985-01-01 | 10000 | Gasoline | COMPARTMENT A | Double Walled | Fiberglass Reinforced Plastic | Pressure |  | Fiberglass Reinforced Plastic
0-009869 | RUSSELL FAMILY TRUST | 222 N 7TH AVE | PHOENIX | AZ | 85007 | Maricopa | 1 | Perm Closure | 2005-06-17 | 1000 | Used Oil/Waste Oil | COMPARTMENT A | Double Walled | Asphalt coated or Bare Steel |  |  |  | Removal | 2002-11-22
0-009971 | RITTMILLER PROPERTY | 4260 S HIGHWAY 95 | MOHAVE VALLEY | AZ | 86426 | Mohave | 1 | Perm Closure | 2005-06-17 | 1000 | Used Oil/Waste Oil | COMPARTMENT A | Single Walled | Concrete |  |  |  | Removal | 2003-11-21
0-003221 | EXXONMOBIL OIL CORP #10178 | 3015 N DOBSON RD | CHANDLER | AZ | 85224 | Maricopa | 4 | Perm Closure | 1981-01-01 | 1000 | Used Oil/Waste Oil | COMPARTMENT A |  | Fiberglass Reinforced Plastic | Gravity Feed |  | Fiberglass Reinforced Plastic | Removal | 2004-07-28
0-000475 | SILVER BELL MINE | 25000 W AVRA VALLEY RD | MARANA | AZ | 85653 | Pima | 13 | Perm Closure | 1960-01-01 | 10000 | Unidentified | COMPARTMENT A |  | Asphalt coated or Bare Steel |  |  |  | Removal | 1990-01-09
0-003087 | CONQUEST BOATS | 648 LAKE HAVASU AVE N | LAKE HAVASU CITY | AZ | 86403 | Mohave | 1 | Perm Closure | 1971-04-29 | 1000 | Gasoline | COMPARTMENT A | Double Walled | Asphalt coated or Bare Steel |  |  |  | Removal | 1989-01-01
0-005174 | CITY OF TUCSON - PRICE SERVICE CENTER BUILDING #5 | 4004 S PARK AVE | TUCSON | AZ | 85714 | Pima | 3 | Perm Closure | 1976-04-10 | 5000 | Unidentified | COMPARTMENT A | Unknown | Fiberglass Reinforced Plastic | Pressure |  | Bare or Galvanized Steel | Removal | 1994-04-08
0-010539 | QUIKTRIP #490 | 8877 W THUNDERBIRD RD | PEORIA | AZ | 85381 | Maricopa | 2 | Open | 2015-06-18 | 20000 | Gasoline | COMPARTMENT A | Double Walled | Fiberglass Reinforced Plastic | Pressure | Double Walled | Fiberglass Reinforced Plastic
0-010422 | PINAL APN #306-13-190 | 729 N HIGHWAY 77 | MAMMOTH | AZ | 85618 | Pinal | 3 | Perm Closure | 2011-11-15 | 6000 | Gasoline | COMPARTMENT A |  | Asphalt coated or Bare Steel |  |  |  | Removal | 2011-05-03
0-010428 | FRYS FUEL CENTER #17 | 4150 E 22ND ST | TUCSON | AZ | 85711 | Pima | 2 | Open | 2011-10-06 | 10000 | Diesel | COMPARTMENT A | Double Walled | Fiberglass Reinforced Plastic | Pressure | Double Walled | Flexible
0-003897 | PICACHO PECAN |  | RED ROCK |  |  | Pinal | 3 | Perm Closure | 2005-06-17 | 10000 | Diesel | COMPARTMENT A |  | Asphalt coated or Bare Steel |  |  |  | Removal | 2008-03-13
0-010436 | QUIKTRIP #460 | 2195 E SOUTHERN AVE | TEMPE | AZ | 85282 | Maricopa | 4 | Open | 2011-10-21 | 12000 | Diesel | COMPARTMENT A | Double Walled | Fiberglass Reinforced Plastic | Pressure | Double Walled | Fiberglass Reinforced Plastic
0-001034 | GOGO GAS & STORE LLC | 22 S CORONADO BLVD | CLIFTON | AZ | 85533 | Greenlee | 5 | Perm Closure | 1967-01-01 | 550 | Used Oil/Waste Oil | COMPARTMENT A |  | Asphalt coated or Bare Steel | Gravity Feed |  |  | Removal | 1995-10-11
0-000508 | ARCO #5284 | 4249 E THOMAS RD | PHOENIX | AZ | 85018 | Maricopa | 6 | Open | 1993-11-22 | 10000 | Gasoline (UL) | COMPARTMENT A | Double Walled | Fiberglass Reinforced Plastic | Pressure | Double Walled | Fiberglass Reinforced Plastic
0-008047 | PARCEL 311-30-016 | 1450 E WHITE MOUNTAIN BLVD | PINETOP | AZ | 85935 | Navajo | 1 | Perm Closure | 2005-06-17 | 6000 | Gasoline | COMPARTMENT A | Unknown | Unknown |  |  |  | Closed in Place | 1972-01-01
0-004753 | WOODYS FOOD STORE #117 | 550 S MAIN ST | COTTONWOOD | AZ | 86326 | Yavapai | 4 | Perm Closure | 1966-05-04 | 6000 | Gasoline | COMPARTMENT A | Unknown | Asphalt coated or Bare Steel | Pressure |  |  | Removal | 1999-05-11
0-004753 | WOODYS FOOD STORE #117 | 550 S MAIN ST | COTTONWOOD | AZ | 86326 | Yavapai | 1 | Perm Closure | 1976-05-04 | 10000 | Gasoline | COMPARTMENT A | Unknown | Asphalt coated or Bare Steel | Pressure |  |  | Removal | 1999-05-11
0-006958 | MOBIL - SEDONA | 841 STATE ROUTE 179 | SEDONA | AZ | 86336 | Coconino | 2 | Perm Closure | 2005-06-17 | 10000 | Gasoline | COMPARTMENT A | Unknown | Unknown | Pressure |  |  | Removal | 1990-12-19
0-001983 | EXXON #7-3105 | 5050 W NORTHERN AVE | GLENDALE | AZ | 85301 | Maricopa | 2 | Perm Closure | 1984-01-01 | 8000 | Gasoline | COMPARTMENT A | Double Walled | Fiberglass Reinforced Plastic | Pressure |  | Fiberglass Reinforced Plastic | Removal | 2003-07-08
0-001983 | EXXON #7-3105 | 5050 W NORTHERN AVE | GLENDALE | AZ | 85301 | Maricopa | 3 | Perm Closure | 1984-01-01 | 10000 | Gasoline | COMPARTMENT A | Double Walled | Fiberglass Reinforced Plastic | Pressure |  | Fiberglass Reinforced Plastic | Removal | 2003-07-08
0-004381 | SCHUCK & SONS CONSTRUCTION CO INC | 8205 N 67TH AVE | GLENDALE | AZ | 85302 | Maricopa | 4 | Perm Closure | 1971-01-01 | 2000 | Gasoline | COMPARTMENT A |  | Asphalt coated or Bare Steel |  |  |  | Removal | 1990-09-20
0-001755 | ARIZONA ARMY NATIONAL GUARD - ARMORY | 10222 N 7TH ST | PHOENIX | AZ | 85020 | Maricopa | 1 | Perm Closure | 1984-01-01 | 3000 | Gasoline | COMPARTMENT A |  | Asphalt coated or Bare Steel | Pressure | Single Walled | Bare or Galvanized Steel | Removal | 1992-12-23
0-000252 | ADOT - YOUNG MAINTENANCE CAMP |  | YOUNG |  |  | Gila | 2 | Perm Closure | 1963-01-01 | 1000 | Gasoline | COMPARTMENT A |  | Asphalt coated or Bare Steel | Suction - Check Valve at the Tank Top |  |  | Removal | 1993-10-18
0-001082 | CHEVRON #9-1499 | 4626 N SCOTTSDALE RD | SCOTTSDALE | AZ | 85251 | Maricopa | 1 | Perm Closure | 1975-01-01 | 10000 | Gasoline | COMPARTMENT A | Single Walled | Asphalt coated or Bare Steel | Suction - Check Valve at the Tank Top | Double Walled | Fiberglass Reinforced Plastic | Removal | 1998-08-25
0-001092 | CHEVRON #9-0463 | 4350 E INDIAN SCHOOL RD | PHOENIX | AZ | 85018 | Maricopa | 1 | Perm Closure | 1984-01-01 | 10000 | Gasoline | COMPARTMENT A |  | Fiberglass Reinforced Plastic | Pressure |  | Fiberglass Reinforced Plastic | Removal | 1997-02-20
0-002859 | THE FORUM AT TUCSON | 2500 N ROSEMONT BLVD | TUCSON | AZ | 85712 | Pima | 1 | Open | 1989-10-10 | 1000 | Diesel | COMPARTMENT A | Double Walled | Fiberglass Reinforced Plastic | Suction - Check Valve at the Dispenser
0-009266 | CIRCLE K STORE #2741641 | 13908 W BELL RD | SURPRISE | AZ | 85374 | Maricopa | 2 | Open | 1998-01-16 | 12000 | Gasoline | COMPARTMENT A | Double Walled | Composite (Steel/Fiberglass) | Pressure | Double Walled | Fiberglass Reinforced Plastic
0-008769 | DIEHL'S GAS & GROCERY | 590 N HASKELL AVE | WILLCOX | AZ | 85643 | Cochise | 1 | Perm Closure | 2005-06-17 | 500 | Unidentified | COMPARTMENT A | Unknown | Asphalt coated or Bare Steel |  |  |  | Removal | 2004-02-03
0-000230 | ADOT - MESA ROAD MAINTENANCE | 2409 N COUNTRY CLUB DR | MESA | AZ | 85201 | Maricopa | 6 | Open | 1993-01-21 | 6000 | Gasoline | COMPARTMENT A | Double Walled | Composite (Steel/Fiberglass) | Pressure | Double Walled | Fiberglass Reinforced Plastic
0-005315 | UNOCAL #6109 | 6201 N 7TH ST | PHOENIX | AZ | 85014 | Maricopa | 3 | Perm Closure | 1969-04-15 | 550 | Used Oil/Waste Oil | COMPARTMENT A | Double Walled | Asphalt coated or Bare Steel |  |  |  | Closed in Place | 1989-12-19
0-005115 | EXPRESS STOP #107 | 1501 S MAIN ST | FLORENCE | AZ | 85132 | Pinal | 4 | Perm Closure | 1977-04-22 | 6000 | Gasoline | COMPARTMENT A | Double Walled | Asphalt coated or Bare Steel |  |  |  | Removal | 1990-10-24
0-000927 | ARS SHELL #12 | 138 E 16TH ST | YUMA | AZ | 85364 | Yuma | 2 | Perm Closure | 1985-01-01 | 20000 | Gasoline | COMPARTMENT A | Double Walled | Fiberglass Reinforced Plastic | Pressure |  | Fiberglass Reinforced Plastic | Removal | 2015-10-09
0-005327 | CIRCLE K #2708557 | 8001 E MCDOWELL RD | SCOTTSDALE | AZ | 85257 | Maricopa | 3 | Open | 1988-05-06 | 10000 | Gasoline | COMPARTMENT A | Double Walled | Fiberglass Reinforced Plastic | Pressure | Single Walled | Fiberglass Reinforced Plastic
0-002491 | K C HILITES INC | 2843 W AVENIDA DE LUCAS | WILLIAMS | AZ | 86046 | Coconino | 3 | Perm Closure | 1978-05-01 | 2000 | Gasoline | COMPARTMENT A | Single Walled | Asphalt coated or Bare Steel | Suction - Check Valve at the Tank Top |  |  | Removal | 1996-12-03
0-001073 | UPS TEMPE | 1975 E WILDERMUTH AVE | TEMPE | AZ | 85281 | Maricopa | 2 | Open | 1987-01-01 | 10000 | Diesel | COMPARTMENT A | Double Walled | Fiberglass Reinforced Plastic | Pressure | Double Walled | Fiberglass Reinforced Plastic
0-005988 | MORRISON BROTHERS RANCH | 11611 S HIGLEY RD | GILBERT | AZ | 85296 | Maricopa | 1 | Perm Closure | 1953-03-25 | 6000 | Gasoline | COMPARTMENT A | Double Walled | Asphalt coated or Bare Steel |  |  |  | Removal | 1990-04-12
0-001071 | CHEVRON #9-7019 | 1002 W UNIVERSITY DR | TEMPE | AZ | 85281 | Maricopa | 1 | Perm Closure | 1982-01-01 | 10000 | Gasoline | COMPARTMENT A | Single Walled | Fiberglass Reinforced Plastic | Pressure |  | Fiberglass Reinforced Plastic | Removal | 1995-09-13
0-009871 | SAFEWAY FUEL - FLAGSTAFF | 5020 N US HIGHWAY 89 | FLAGSTAFF | AZ | 86004 | Coconino | 1 | Open | 2002-06-13 | 10000 | Gasoline | COMPARTMENT B | Double Walled | Composite (Steel/Fiberglass)
0-010439 | FRY'S FUEL CENTER #36 | 3790 W INA RD | TUCSON | AZ | 85741 | Pima | 2 | Open | 2012-05-03 | 8000 | Gasoline | COMPARTMENT A | Double Walled | Fiberglass Reinforced Plastic | Pressure | Double Walled | Fiberglass Reinforced Plastic
0-010727 | FRY'S #668 FUELING CENTER | 12132 E RIGGS RD | CHANDLER | AZ | 85249 | Maricopa | 2 | Open | 2013-03-07 | 8000 | Gasoline | COMPARTMENT B | Double Walled | Fiberglass Reinforced Plastic | Pressure | Double Walled | Flexible
0-010440 | CIRCLE K STORE #2741669 | 13777 N DYSART RD | EL MIRAGE | AZ | 85335 | Maricopa | 2 | Open | 2012-04-01 | 8000 | Gasoline (PUL) | COMPARTMENT B | Double Walled | Composite (Steel/Fiberglass) | Pressure | Double Walled | Fiberglass Reinforced Plastic
0-002849 | SPEEDWAY STORE #2943 | 2075 W RUTHRAUFF RD | TUCSON | AZ | 85705 | Pima | 6 | Open | 2005-07-27 | 6000 | E-85 | COMPARTMENT B | Double Walled | Composite (Steel/Fiberglass) | Pressure | Double Walled | Fiberglass Reinforced Plastic
0-002849 | SPEEDWAY STORE #2943 | 2075 W RUTHRAUFF RD | TUCSON | AZ | 85705 | Pima | 1 | Perm Closure | 1988-01-01 | 10000 | Gasoline | COMPARTMENT A | Single Walled | Fiberglass Reinforced Plastic | Pressure | Double Walled | Fiberglass Reinforced Plastic | Removal | 2005-01-18
0-005322 | UNOCAL #6877 | 1300 N KOLB RD | TUCSON | AZ | 85715 | Pima | 3 | Perm Closure | 1976-04-15 | 12000 | Gasoline | COMPARTMENT A | Double Walled | Asphalt coated or Bare Steel | Pressure |  | Fiberglass Reinforced Plastic | Removal | 1994-07-06
0-005263 | UNOCAL #9665 BULK PLANT | 222 E US HIGHWAY 70 | SAFFORD | AZ | 85546 | Graham | 3 | Perm Closure | 1960-01-01 | 10400 | Gasoline | COMPARTMENT A | Double Walled | Asphalt coated or Bare Steel |  |  |  | Removal | 1989-08-10
0-005263 | UNOCAL #9665 BULK PLANT | 222 E US HIGHWAY 70 | SAFFORD | AZ | 85546 | Graham | 1 | Perm Closure | 1960-05-08 | 10400 | Gasoline | COMPARTMENT A | Double Walled | Asphalt coated or Bare Steel |  |  |  | Removal | 1989-08-18
0-001486 | CIRCLE K #2701794 | 9055 W CAMELBACK RD | PHOENIX | AZ | 85037 | Maricopa | 1 | Perm Closure | 1985-01-01 | 10000 | Gasoline | COMPARTMENT A | Double Walled | Fiberglass Reinforced Plastic | Pressure |  | Fiberglass Reinforced Plastic | Removal | 2011-07-26
0-001513 | CIRCLE K #2703736 | 701 W UNION HILLS DR | PHOENIX | AZ | 85027 | Maricopa | 2 | Perm Closure | 1982-01-01 | 10000 | Gasoline | COMPARTMENT A | Double Walled | Fiberglass Reinforced Plastic | Pressure |  | Fiberglass Reinforced Plastic | Removal | 2015-02-11
0-001513 | CIRCLE K #2703736 | 701 W UNION HILLS DR | PHOENIX | AZ | 85027 | Maricopa | 3 | Perm Closure | 1982-01-01 | 10000 | Gasoline | COMPARTMENT A | Double Walled | Fiberglass Reinforced Plastic | Pressure |  | Fiberglass Reinforced Plastic | Removal | 2015-02-11
0-009851 | FOREE TIRE | 49 W PIMA ST | PHOENIX | AZ | 85003 | Maricopa | 1 | Perm Closure | 1943-01-01 | 1000 | Gasoline | COMPARTMENT A | Unknown | Asphalt coated or Bare Steel | Suction - Check Valve at the Dispenser |  |  | Removal | 2002-06-12
0-001477 | CIRCLE K #2701774 | 1821 W BASELINE RD | GUADALUPE | AZ | 85283 | Maricopa | 1 | Perm Closure | 1985-01-01 | 10000 | Gasoline | COMPARTMENT A | Single Walled | Fiberglass Reinforced Plastic | Pressure |  | Fiberglass Reinforced Plastic | Removal | 2005-11-11
0-009226 | FAA AIRWAY BEACON #046 |  | METEOR CITY |  |  | Coconino | 1 | Perm Closure | 1942-01-01 | 500 | Gasoline | COMPARTMENT A | Double Walled | Asphalt coated or Bare Steel | Suction - Check Valve at the Tank Top |  |  | Removal | 1989-01-01
0-000017 | FAA MALS/RAIL PHOENIX |  | PHOENIX |  |  | Maricopa | 1 | Perm Closure | 1974-01-01 | 500 | Diesel | COMPARTMENT A |  | Asphalt coated or Bare Steel |  |  |  | Removal | 1995-06-08
0-002798 | MUSTANG #6904 | 7630 E MCDOWELL RD | SCOTTSDALE | AZ | 85257 | Maricopa | 3 | Perm Closure | 1971-01-01 | 10000 | Gasoline | COMPARTMENT A | Single Walled | Asphalt coated or Bare Steel | Pressure | Single Walled | Bare or Galvanized Steel | Removal | 2002-08-29
0-003044 | MARICOPA COUNTY EQUIP SERV | 100 E GERMANN RD | CHANDLER | AZ | 85224 | Maricopa | 1 | Perm Closure | 1970-03-07 | 10000 | Diesel | COMPARTMENT A | Double Walled | Asphalt coated or Bare Steel |  |  |  | Removal | 1987-02-01
0-005907 | SPEEDSMART SHELL | 3208 E INDIAN SCHOOL RD | PHOENIX | AZ | 85018 | Maricopa | 3 | Perm Closure | 1971-11-18 | 10000 | Gasoline | COMPARTMENT A | Double Walled | Fiberglass Reinforced Plastic | Pressure |  | Fiberglass Reinforced Plastic | Removal | 1987-05-26
0-003575 | ORANGE TREE GOLF RESORT | 10601 N 56TH ST | SCOTTSDALE | AZ | 85254 | Maricopa | 4 | Perm Closure | 1988-10-01 | 500 | Used Oil/Waste Oil | COMPARTMENT A | Double Walled | Fiberglass Reinforced Plastic | Gravity Feed |  | Fiberglass Reinforced Plastic | Removal | 2019-02-20
0-007422 | EARNHARDT CHRYSLER JEEP DODGE | 1301 N ARIZONA AVE | GILBERT | AZ | 85233 | Maricopa | 2 | Perm Closure | 1986-02-01 | 1000 | Unidentified | COMPARTMENT A | Double Walled | Fiberglass Reinforced Plastic | Suction - Check Valve at the Tank Top |  |  | Removal | 1996-01-12
0-007422 | EARNHARDT CHRYSLER JEEP DODGE | 1301 N ARIZONA AVE | GILBERT | AZ | 85233 | Maricopa | 4 | Perm Closure | 1986-02-01 | 500 | Used Oil/Waste Oil | COMPARTMENT A | Double Walled | Fiberglass Reinforced Plastic | Suction - Check Valve at the Tank Top |  |  | Removal | 1996-01-12
0-001532 | CIRCLE K #2701954 | 5907 W BETHANY HOME RD | GLENDALE | AZ | 85301 | Maricopa | 1 | Open | 1986-01-01 | 10000 | Gasoline | COMPARTMENT A | Single Walled | Fiberglass Reinforced Plastic | Pressure | Single Walled | Fiberglass Reinforced Plastic
0-000817 | USBOR - EHRENBERG FIELD OFFICE |  | EHRENBERG |  |  | La Paz | 1 | Perm Closure | 1983-01-01 | 10000 | Diesel | COMPARTMENT A | Single Walled | Asphalt coated or Bare Steel | Pressure | Single Walled | Bare or Galvanized Steel | Removal | 1996-02-13
0-000817 | USBOR - EHRENBERG FIELD OFFICE |  | EHRENBERG |  |  | La Paz | 2 | Perm Closure | 1983-01-01 | 1000 | Gasoline | COMPARTMENT A |  | Asphalt coated or Bare Steel | Suction - Check Valve at the Tank Top | Single Walled | Bare or Galvanized Steel | Removal | 1996-02-13
0-002354 | GORDON PROPERTY | 690 E 4TH ST | BENSON | AZ | 85602 | Cochise | 4 | Perm Closure | 1976-05-13 | 6000 | Gasoline | COMPARTMENT A | Single Walled | Asphalt coated or Bare Steel |  |  |  | Removal | 1989-12-22
0-002354 | GORDON PROPERTY | 690 E 4TH ST | BENSON | AZ | 85602 | Cochise | 3 | Perm Closure | 1973-05-13 | 2000 | Gasoline | COMPARTMENT A | Single Walled | Asphalt coated or Bare Steel |  |  |  | Removal | 1989-12-22
0-007475 | PINE SPRINGS TRUCK STOP/WOODY MT | 2600 N WEST ST | FLAGSTAFF | AZ | 86004 | Coconino | 2 | Perm Closure | 2005-06-17 | 1950 | Gasoline | COMPARTMENT A | Double Walled | Asphalt coated or Bare Steel | Suction - Check Valve at the Tank Top |  |  | Removal | 1993-04-27
0-004141 | DOCKSIDE MINI MARKET INC | 416 HANCOCK RD | BULLHEAD CITY | AZ | 86442 | Mohave | 1 | Perm Closure | 1986-01-01 | 10000 | Gasoline | COMPARTMENT A | Double Walled | Fiberglass Reinforced Plastic | Pressure |  | Fiberglass Reinforced Plastic | Removal | 2013-08-15
0-003758 | PHILLIPS 66 COMPANY #018223 | 2404 N SCOTTSDALE RD | TEMPE | AZ | 85257 | Maricopa | 4 | Perm Closure | 1964-01-01 | 4000 | Gasoline | COMPARTMENT A | Single Walled | Asphalt coated or Bare Steel |  |  |  | Removal | 1978-10-25
0-003759 | PHILLIPS 66 COMPANY #018414 | 13001 N CAVE CREEK RD | PHOENIX | AZ | 85022 | Maricopa | 3 | Perm Closure | 1964-01-01 | 550 | Used Oil/Waste Oil | COMPARTMENT A | Single Walled | Asphalt coated or Bare Steel |  |  |  | Closed in Place | 1975-11-01
0-003782 | PHILLIPS 66 COMPANY #070906 | 703 E ANDY DEVINE AVE | KINGMAN | AZ | 86401 | Mohave | 4 | Temp Closure | 1966-01-01 | 550 | Unidentified | COMPARTMENT A | Single Walled | Asphalt coated or Bare Steel |  |  |  |  | 1976-03-01
0-003782 | PHILLIPS 66 COMPANY #070906 | 703 E ANDY DEVINE AVE | KINGMAN | AZ | 86401 | Mohave | 2 | Temp Closure | 1966-01-01 | 550 | Unidentified | COMPARTMENT A | Single Walled | Asphalt coated or Bare Steel |  |  |  |  | 1976-03-01
0-007265 | PETE KING CONSTRUCTION | 11040 N 19TH AVE | PHOENIX | AZ | 85029 | Maricopa | 4 | Perm Closure | 1986-08-01 | 4000 | Solvent | COMPARTMENT A | Single Walled | Fiberglass Reinforced Plastic | Gravity Feed | Single Walled | Bare or Galvanized Steel | Removal | 2000-06-02
0-003691 | USDOI NPS - PETRIFIED FOREST NATIONAL PARK |  | PETRIFIED FOREST NATIONAL PARK |  |  | Navajo | 1 | Perm Closure | 1943-01-01 | 500 | Diesel | COMPARTMENT A | Single Walled | Asphalt coated or Bare Steel |  |  |  | Removal | 1990-09-26
0-006166 | KNOELL HOMES INC | 2401 S 24TH ST | PHOENIX | AZ | 85034 | Maricopa | 2 | Perm Closure | 1980-05-09 | 4000 | Gasoline | COMPARTMENT A | Double Walled | Asphalt coated or Bare Steel |  |  |  | Removal | 1990-09-26
0-010112 | QUIKTRIP #411 | 1707 W BELL RD | PHOENIX | AZ | 85023 | Maricopa | 2 | Open | 2005-09-29 | 20000 | Gasoline | COMPARTMENT A | Double Walled | Fiberglass Reinforced Plastic | Pressure | Double Walled | Flexible
0-006099 | MESA SAND & ROCK INC | 2246 N COUNTRY CLUB DR | MESA | AZ | 85201 | Maricopa | 4 | Perm Closure | 1968-01-01 | 3000 | Unidentified | COMPARTMENT A | Single Walled | Asphalt coated or Bare Steel |  |  |  | Removal | 1988-10-01
0-000983 | CAVE CREEK SCHOOL DISTRICT #93 - MAINTENANCE FACILITY | 33016 N 60TH ST | SCOTTSDALE | AZ | 85266 | Maricopa | 1 | Perm Closure | 1975-01-01 | 8000 | Gasoline | COMPARTMENT A | Double Walled | Fiberglass Reinforced Plastic | Pressure |  |  | Removal | 1987-10-01
0-010128 | SHOW LOW PONTIAC-GMC-BUICK-NISSAN | 411 E DEUCE OF CLUBS | SHOW LOW | AZ | 85901 | Navajo | 1 | Perm Closure | 1993-12-01 | 550 | Used Oil/Waste Oil | COMPARTMENT A |  | Asphalt coated or Bare Steel | Gravity Feed |  |  | Removal | 2010-11-04
0-010511 | SPEEDWAY STORE #2967 | 649 N PINAL PARKWAY AVE | FLORENCE | AZ | 85132 | Pinal | 1 | Open | 2013-10-23 | 6000 | Gasoline (PUL) | COMPARTMENT A | Double Walled | Fiberglass Reinforced Plastic | Pressure | Double Walled | Fiberglass Reinforced Plastic
0-010499 | CIRCLE K STORE #2703441 | 4303 W GLENDALE AVE | GLENDALE | AZ | 85301 | Maricopa | 3 | Open | 2014-02-01 | 12000 | Diesel | COMPARTMENT A | Double Walled | Fiberglass Reinforced Plastic | Pressure | Double Walled | Fiberglass Reinforced Plastic
0-003522 | NICHOLAS PLUMBING INC | 3002 E MICHIGAN ST | TUCSON | AZ | 85714 | Pima | 2 | Perm Closure | 2005-06-17 |  | Unidentified | COMPARTMENT A |  | Asphalt coated or Bare Steel |  |  |  | Removal | 1986-04-01
0-009425 | OLD GARAGE | 99 E BUTTE AVE | FLORENCE | AZ | 85132 | Pinal | 1 | Perm Closure | 1970-01-01 | 500 | Used Oil/Waste Oil | COMPARTMENT A | Double Walled | Asphalt coated or Bare Steel | Gravity Feed |  | Bare or Galvanized Steel | Removal | 2000-01-14
0-009715 | OLD STAPLEY BUILDING | 155 S 3RD ST | COOLIDGE | AZ | 85128 | Pinal | 2 | Perm Closure | 2005-06-17 | 500 | Gasoline | COMPARTMENT A | Unknown | Asphalt coated or Bare Steel |  |  |  | Removal | 2001-02-27
0-003567 | O''MALLEY BUILDING MATERIALS - RURAL | 9515 E APACHE TRL | MESA | AZ | 85208 | Maricopa | 1 | Perm Closure | 1976-01-01 | 1000 | Gasoline | COMPARTMENT A |  | Asphalt coated or Bare Steel |  |  |  | Removal | 1987-08-01
0-007521 | ARIZONA CENTER | 400 N 5TH ST | PHOENIX | AZ | 85004 | Maricopa | 2 | Open | 1990-10-01 | 2000 | Diesel | COMPARTMENT A | Single Walled | Fiberglass Reinforced Plastic | Gravity Feed | Single Walled | Fiberglass Reinforced Plastic
0-003184 | MITCHELL'S FURNITURE CORP | 3450 E 34TH ST | TUCSON | AZ | 85713 | Pima | 1 | Perm Closure | 1970-01-01 |  | Diesel | COMPARTMENT A | Unknown | Asphalt coated or Bare Steel |  |  |  | Removal | 1990-05-21
0-003715 | MONGELLI TRUST/SHORTZ CYCLE | 5070 E 22ND ST | TUCSON | AZ | 85711 | Pima | 1 | Perm Closure | 1975-01-01 | 10000 | Gasoline | COMPARTMENT A |  | Asphalt coated or Bare Steel |  |  |  | Removal | 1978-08-10
0-008004 | SANGINI'S PIZZA | 107 E WICKENBURG WAY | WICKENBURG | AZ | 85390 | Maricopa | 2 | Perm Closure | 1975-01-01 | 4000 | Gasoline | COMPARTMENT A | Double Walled | Asphalt coated or Bare Steel | Suction - Check Valve at the Tank Top |  |  | Removal | 1980-01-01
0-008004 | SANGINI'S PIZZA | 107 E WICKENBURG WAY | WICKENBURG | AZ | 85390 | Maricopa | 1 | Perm Closure | 1929-01-01 | 200 | Used Oil/Waste Oil | COMPARTMENT A | Double Walled | Asphalt coated or Bare Steel |  |  |  | Removal | 1994-03-02
0-004828 | GIANT #671 | 400 S AVENUE A | SAN MANUEL | AZ | 85631 | Pinal | 2 | Perm Closure | 1981-04-28 | 8000 | Gasoline (UL) | COMPARTMENT A | Single Walled | Asphalt coated or Bare Steel | Pressure |  | Fiberglass Reinforced Plastic | Removal | 2017-11-28
0-001630 | RUBEN CONDE STATION | 64503 S AGUA CALIENTE RD | DATELAND | AZ | 85333 | Maricopa | 2 | Perm Closure | 1960-01-01 | 1000 | Gasoline | COMPARTMENT A |  | Asphalt coated or Bare Steel | Suction - Check Valve at the Tank Top |  |  | Closed in Place | 1999-04-20
0-009747 | SAFEWAY #1654 | 8141 W CAMELBACK RD | PHOENIX | AZ | 85033 | Maricopa | 2 | Open | 2000-11-01 | 20000 | Gasoline | COMPARTMENT A | Double Walled | Composite (Steel/Fiberglass) | Pressure | Double Walled | Fiberglass Reinforced Plastic
0-010138 | GIANT 630 | 3030 W EL CAMINO DEL CERRO | TUCSON | AZ | 85745 | Pima | 1 | Perm Closure | 2006-04-01 | 12000 | Gasoline (PUL) | COMPARTMENT B | Double Walled | Fiberglass Reinforced Plastic | Pressure | Double Walled | Fiberglass Reinforced Plastic | Removal | 2019-04-24
0-010242 | COSTCO WHOLESALE #644 | 2887 S MARKET ST | GILBERT | AZ | 85295 | Maricopa | 1 | Open | 2005-12-16 | 30000 | Gasoline | COMPARTMENT A | Double Walled | Fiberglass Reinforced Plastic
0-010383 | FRYS FUEL CENTER #124 | 3255 S RURAL RD | TEMPE | AZ | 85282 | Maricopa | 2 | Open | 2010-08-25 | 8000 | Gasoline | COMPARTMENT A | Double Walled | Fiberglass Reinforced Plastic | Pressure | Double Walled | Flexible
0-010518 | CIRCLE K STORE #2703386 | 530 E VALENCIA RD | TUCSON | AZ | 85706 | Pima | 2 | Open | 2014-10-02 | 12000 | Gasoline (PUL) | COMPARTMENT A | Double Walled | Fiberglass Reinforced Plastic | Pressure | Double Walled | Fiberglass Reinforced Plastic
0-010522 | QUIKTRIP #497R | 21050 N CAVE CREEK RD | PHOENIX | AZ | 85024 | Maricopa | 2 | Open | 2014-08-21 | 20000 | Gasoline (UL) | COMPARTMENT A | Double Walled | Fiberglass Reinforced Plastic | Pressure | Double Walled | Fiberglass Reinforced Plastic
0-010522 | QUIKTRIP #497R | 21050 N CAVE CREEK RD | PHOENIX | AZ | 85024 | Maricopa | 4 | Open | 2014-08-21 | 12000 | Diesel | COMPARTMENT A | Double Walled | Fiberglass Reinforced Plastic | Pressure | Double Walled | Fiberglass Reinforced Plastic
0-001383 | CIRCLE K #1216 | 3955 E BROADWAY RD | PHOENIX | AZ | 85040 | Maricopa | 1 | Perm Closure | 1980-01-01 | 10000 | Gasoline | COMPARTMENT A |  | Asphalt coated or Bare Steel | Pressure |  | Fiberglass Reinforced Plastic | Removal | 2005-04-18
0-001383 | CIRCLE K #1216 | 3955 E BROADWAY RD | PHOENIX | AZ | 85040 | Maricopa | 5 | Open | 2005-05-17 | 15000 | Gasoline | COMPARTMENT A | Double Walled | Fiberglass Reinforced Plastic | Pressure | Double Walled | Fiberglass Reinforced Plastic
0-001999 | REEMO GAS | 3502 W CACTUS RD | PHOENIX | AZ | 85029 | Maricopa | 8 | Perm Closure | 1991-04-04 | 1000 | Used Oil/Waste Oil | COMPARTMENT A | Double Walled | Fiberglass Reinforced Plastic | Gravity Feed | Double Walled | Fiberglass Reinforced Plastic | Removal | 1999-03-26
0-001999 | REEMO GAS | 3502 W CACTUS RD | PHOENIX | AZ | 85029 | Maricopa | 4 | Perm Closure | 1969-01-01 | 1000 | Used Oil/Waste Oil | COMPARTMENT A |  | Asphalt coated or Bare Steel | Pressure | Single Walled | Bare or Galvanized Steel | Removal | 1991-03-25
0-001999 | REEMO GAS | 3502 W CACTUS RD | PHOENIX | AZ | 85029 | Maricopa | 11 | Open | 1999-04-21 | 15000 | Gasoline | COMPARTMENT A | Double Walled | Fiberglass Reinforced Plastic | Pressure | Double Walled | Fiberglass Reinforced Plastic
0-000596 | LA OSA JUNCTION BAR | 41400 S SASABE RD | SASABE | AZ | 85702 | Pima | 2 | Perm Closure | 1975-01-01 | 2000 | Gasoline | COMPARTMENT A |  | Asphalt coated or Bare Steel |  |  |  | Removal | 1999-01-21
0-002975 | LITTLE AMERICA HOTEL | 2515 E BUTLER AVE | FLAGSTAFF | AZ | 86004 | Coconino | 23 | Perm Closure | 2016-12-06 | 300 | Unidentified | COMPARTMENT A | Single Walled | Asphalt coated or Bare Steel |  |  |  | Removal | 2016-09-21
0-002975 | LITTLE AMERICA HOTEL | 2515 E BUTLER AVE | FLAGSTAFF | AZ | 86004 | Coconino | 9 | Perm Closure | 1973-01-01 | 550 | Unidentified | COMPARTMENT A | Double Walled | Fiberglass Reinforced Plastic | Gravity Feed |  |  | Removal | 1992-05-06
0-007368 | THE MOTORWORKS CO | 13315 W BELL RD | SURPRISE | AZ | 85378 | Maricopa | 1 | Perm Closure | 1985-08-01 | 500 | Used Oil/Waste Oil | COMPARTMENT A |  | Asphalt coated or Bare Steel | Gravity Feed |  | Bare or Galvanized Steel | Removal | 2011-05-18
0-005912 | PLAZA HEALTHCARE | 1475 N GRANITE REEF RD | SCOTTSDALE | AZ | 85257 | Maricopa | 1 | Open | 1984-01-01 | 1000 | Diesel | COMPARTMENT A |  | Fiberglass Reinforced Plastic | Suction - Check Valve at the Tank Top
0-006241 | ROBERT HOTCHKISS | 2772 W ALVARO RD | TUCSON | AZ | 85746 | Pima | 5 | Perm Closure | 1974-06-25 | 281 | Unidentified | COMPARTMENT A | Unknown | Asphalt coated or Bare Steel |  |  |  | Removal | 1988-05-28
0-003170 | R E MILLER | 1410 W TANGERINE RD | ORO VALLEY | AZ | 85755 | Pima | 1 | Perm Closure | 1978-04-04 | 2000 | Gasoline | COMPARTMENT A | Unknown | Asphalt coated or Bare Steel |  |  |  | Removal | 1995-02-17
0-009079 | COSTCO WHOLESALE #431 | 3901 W COSTCO DR | MARANA | AZ | 85741 | Pima | 4 | Open | 2012-05-15 | 1500 | Other | COMPARTMENT A | Double Walled | Fiberglass Reinforced Plastic | Pressure | Double Walled | Fiberglass Reinforced Plastic
0-006611 | Q LUBE #1363 | 2702 E INDIAN SCHOOL RD | PHOENIX | AZ | 85016 | Maricopa | 1 | Perm Closure | 1988-11-09 | 6000 | Used Oil/Waste Oil | COMPARTMENT A | Unknown | Asphalt coated or Bare Steel | Suction - Check Valve at the Tank Top |  |  | Removal | 1995-12-05
0-010292 | COSTCO #827 | 3801 N 33RD AVE | PHOENIX | AZ | 85017 | Maricopa | 1 | Open | 2008-06-01 | 30000 | Gasoline | COMPARTMENT A | Double Walled | Fiberglass Reinforced Plastic | Pressure | Double Walled | Fiberglass Reinforced Plastic
0-001537 | CIRCLE K/POLAR BEVERAGE | 3910 E WIER AVE | PHOENIX | AZ | 85040 | Maricopa | 2 | Perm Closure | 1978-01-01 | 10000 | Used Oil/Waste Oil | COMPARTMENT A |  | Asphalt coated or Bare Steel |  |  |  | Removal | 1989-03-01
0-001345 | CIRCLE K #944 | 722 W SOUTHERN AVE | PHOENIX | AZ | 85041 | Maricopa | 2 | Perm Closure | 1981-01-01 | 10000 | Gasoline | COMPARTMENT A |  | Asphalt coated or Bare Steel |  |  |  | Removal | 1989-10-27
0-001950 | VALLEY CREST LANDSCAPE | 2902 E ILLINI ST | PHOENIX | AZ | 85040 | Maricopa | 2 | Perm Closure | 1984-01-01 | 10000 | Gasoline | COMPARTMENT A |  | Asphalt coated or Bare Steel |  |  |  | Removal | 1997-07-10
0-010565 | QUIKTRIP STORE NO. 1424 | 150 N AVONDALE BLVD | AVONDALE | AZ | 85323 | Maricopa | 2 | Open | 2016-05-18 | 20000 | Gasoline (UL) | COMPARTMENT A | Double Walled | Fiberglass Reinforced Plastic
0-000523 | ARCO #5256 | 5101 W THOMAS RD | PHOENIX | AZ | 85031 | Maricopa | 5 | Perm Closure | 2005-06-17 | 8000 | Gasoline | COMPARTMENT A |  | Asphalt coated or Bare Steel |  |  |  | Removal | 1988-11-01
0-000523 | ARCO #5256 | 5101 W THOMAS RD | PHOENIX | AZ | 85031 | Maricopa | 2 | Perm Closure | 2005-06-17 | 10000 | Gasoline | COMPARTMENT A |  | Asphalt coated or Bare Steel |  |  |  | Removal | 1988-11-01
0-000320 | ADOT - FLAGSTAFF MAINTENANCE CAMP | 1801 S MILTON RD | FLAGSTAFF | AZ | 86001 | Coconino | 1 | Perm Closure | 1968-01-01 | 8000 | Gasoline | COMPARTMENT A |  | Asphalt coated or Bare Steel |  |  |  | Removal | 1990-06-21
0-000323 | ADOT - LITTLE ANTELOPE |  | MUNDS PARK |  |  | Coconino | 1 | Perm Closure | 1964-01-01 | 3000 | Gasoline | COMPARTMENT A |  | Asphalt coated or Bare Steel | Suction - Check Valve at the Tank Top |  |  | Removal | 1992-05-11
0-004115 | SINCLAIR #1101 | 1101 N 7TH ST | PHOENIX | AZ | 85006 | Maricopa | 1 | Open | 1987-05-26 | 10000 | Gasoline | COMPARTMENT A | Double Walled | Fiberglass Reinforced Plastic | Pressure |  | Fiberglass Reinforced Plastic
0-010080 | SHAMROCK STATION | 487 PARK AVE | ASH FORK | AZ | 86320 | Yavapai | 3 | Perm Closure | 2007-07-16 | 4000 | Gasoline | COMPARTMENT A | Single Walled | Asphalt coated or Bare Steel |  |  |  | Removal | 2007-04-12
0-000251 | ADOT - FISH CREEK MAINTENANCE CAMP |  | FISH CREEK (HISTORICAL) |  |  | Maricopa | 4 | Perm Closure | 1961-01-01 | 1000 | Diesel | COMPARTMENT A |  | Asphalt coated or Bare Steel |  |  |  | Removal | 1990-04-19
0-010189 | GPM #4600 | 9151 E GUADALUPE RD | MESA | AZ | 85212 | Maricopa | 3 | Open | 2007-05-24 | 12000 | Diesel | COMPARTMENT A | Double Walled | Composite (Steel/Fiberglass) | Pressure | Double Walled | Fiberglass Reinforced Plastic
0-010298 | CIRCLE K STORE #2703394 | 3880 W TANGERINE RD | MARANA | AZ | 85658 | Pima | 3 | Open | 2008-12-19 | 12000 | Gasoline | COMPARTMENT A | Double Walled | Fiberglass Reinforced Plastic | Pressure | Double Walled | Fiberglass Reinforced Plastic
0-010620 | CIRCLE K STORE #3489 | 700 W FINNIE FLAT RD | CAMP VERDE | AZ | 86322 | Yavapai | 3 | Open | 2018-03-22 | 12000 | Diesel | COMPARTMENT A | Double Walled | Fiberglass Reinforced Plastic | Pressure | Double Walled | Fiberglass Reinforced Plastic
0-001029 | CHEVRON #9-1004 | 200 E 4TH ST | BENSON | AZ | 85602 | Cochise | 1 | Perm Closure | 1951-01-01 | 2000 | Gasoline | COMPARTMENT A |  | Asphalt coated or Bare Steel |  |  |  | Removal | 1987-05-01
0-009605 | SPEEDWAY STORE #2964 | 520 N PINAL PKWY | FLORENCE | AZ | 85132 | Pinal | 1 | Open | 1999-09-17 | 12000 | Gasoline (UL) | COMPARTMENT A | Double Walled | Fiberglass Reinforced Plastic | Pressure |  | Fiberglass Reinforced Plastic
0-009245 | CAKE CHEVROLET | 1200 E SECOND ST | WINSLOW | AZ | 86047 | Navajo | 2 | Perm Closure | 2005-06-17 | 1000 | Gasoline | COMPARTMENT A | Double Walled | Asphalt coated or Bare Steel | Suction - Check Valve at the Dispenser |  |  | Removal | 1998-12-29
0-000857 | CAMELOT GOLF CLUB | 6210 E MCKELLIPS RD | MESA | AZ | 85215 | Maricopa | 3 | Perm Closure | 1961-01-01 | 1000 | Gasoline | COMPARTMENT A |  | Asphalt coated or Bare Steel |  |  |  | Removal | 1991-07-15
0-000857 | CAMELOT GOLF CLUB | 6210 E MCKELLIPS RD | MESA | AZ | 85215 | Maricopa | 1 | Perm Closure | 1961-01-01 | 1000 | Gasoline | COMPARTMENT A |  | Asphalt coated or Bare Steel |  |  |  | Removal | 1991-07-15
0-006516 | ALL AMERICAN FUEL | 1041 ACOMA BLVD S | LAKE HAVASU CITY | AZ | 86406 | Mohave | 1 | Open | 1987-07-01 | 10000 | Gasoline | COMPARTMENT A | Single Walled | Fiberglass Reinforced Plastic | Pressure |  | Fiberglass Reinforced Plastic
0-007034 | BORDEN FARMS |  | SOMERTON |  |  | Yuma | 1 | Perm Closure | 2005-06-17 |  | Unidentified | COMPARTMENT A | Unknown | Asphalt coated or Bare Steel |  |  |  | Removal | 1991-01-19
0-009613 | DEER VALLEY CARDLOCK | 1932 W DEER VALLEY RD | PHOENIX | AZ | 85027 | Maricopa | 1 | Open | 1999-01-20 | 25000 | Diesel | COMPARTMENT A | Double Walled | Fiberglass Reinforced Plastic | Pressure | Double Walled | Fiberglass Reinforced Plastic
0-004323 | BUD BROOKS FORD | 679 S HIGHWAY 92 | SIERRA VISTA | AZ | 85635 | Cochise | 2 | Perm Closure | 1980-01-01 | 1500 | Gasoline | COMPARTMENT A |  | Asphalt coated or Bare Steel |  |  |  | Removal | 1991-05-17
0-006445 | BUDGET RENT-A-CAR OF TUCSON | 401 W ORANGE GROVE RD | TUCSON | AZ | 85704 | Pima | 1 | Perm Closure | 1984-08-31 | 10000 | Gasoline | COMPARTMENT A | Double Walled | Fiberglass Reinforced Plastic | Pressure |  | Fiberglass Reinforced Plastic | Removal | 1998-10-26
0-005022 | TOWN OF THATCHER - FLEET FUEL STATION | 230 COLLEGE AVE | THATCHER | AZ | 85552 | Graham | 1 | Perm Closure | 1962-01-01 | 1500 | Gasoline | COMPARTMENT A |  | Asphalt coated or Bare Steel |  |  |  | Removal | 1990-04-01
0-009502 | TROON NORTH GOLF MAINTENANCE YARD | 10550 E DYNAMITE BLVD | SCOTTSDALE | AZ | 85262 | Maricopa | 2 | Perm Closure | 1990-10-01 | 6000 | Diesel | COMPARTMENT A | Double Walled | Fiberglass Reinforced Plastic | Pressure |  | Fiberglass Reinforced Plastic | Removal | 2020-03-11
0-010205 | PILOT TRAVEL CENTER #180 | 12500 W I-40 | BELLEMONT | AZ | 86015 | Coconino | 9 | Open | 2017-07-06 | 20000 | Biodiesel | COMPARTMENT A | Double Walled | Fiberglass Reinforced Plastic | Pressure | Double Walled | Fiberglass Reinforced Plastic
0-000939 | SHELL #26 | 1380 N SCOTTSDALE RD | TEMPE | AZ | 85281 | Maricopa | 6 | Open | 2020-08-24 | 6000 | Diesel | COMPARTMENT B | Double Walled | Fiberglass Reinforced Plastic | Pressure | Double Walled | Fiberglass Reinforced Plastic
0-005055 | THUNDERBIRD ADVENTIST ACADEMY | 7410 E SUTTON DR | SCOTTSDALE | AZ | 85260 | Maricopa | 4 | Perm Closure | 1976-01-01 | 10000 | Gasoline | COMPARTMENT A | Single Walled | Asphalt coated or Bare Steel |  |  |  | Removal | 1991-07-19
0-006257 | TOURNAMENT PLAYERS CLUB OF SCOTTDALE | 17020 N HAYDEN RD | SCOTTSDALE | AZ | 85255 | Maricopa | 2 | Perm Closure | 1988-01-01 | 2000 | Diesel | COMPARTMENT A | Single Walled | Fiberglass Reinforced Plastic | Pressure | Single Walled | Fiberglass Reinforced Plastic | Removal | 2017-04-12
0-005886 | TEXACO #60-349-0339 | 6653 W MCDOWELL RD | PHOENIX | AZ | 85035 | Maricopa | 3 | Perm Closure | 1988-01-01 | 20000 | Gasoline | COMPARTMENT A | Double Walled | Fiberglass Reinforced Plastic | Pressure | Double Walled | Fiberglass Reinforced Plastic | Removal | 2020-06-01
0-005886 | TEXACO #60-349-0339 | 6653 W MCDOWELL RD | PHOENIX | AZ | 85035 | Maricopa | 4 | Perm Closure | 1988-01-01 | 20000 | Gasoline | COMPARTMENT A | Double Walled | Fiberglass Reinforced Plastic | Pressure | Double Walled | Fiberglass Reinforced Plastic | Removal | 2020-06-01
0-005886 | TEXACO #60-349-0339 | 6653 W MCDOWELL RD | PHOENIX | AZ | 85035 | Maricopa | 6 | Open | 2020-07-14 | 5000 | Gasoline (PUL) | COMPARTMENT A | Double Walled | Polyethylene Jacketed Steel | Pressure | Double Walled | Fiberglass Reinforced Plastic
0-009793 | STEPHEN RIPLEY PROPERTY | 742 N MONTEREY ST | GILBERT | AZ | 85233 | Maricopa | 1 | Perm Closure | 2005-06-17 | 1000 | Diesel | COMPARTMENT A | Unknown | Unknown |  |  |  | Removal | 2002-01-03
0-006053 | SUMPTER TRUST | 2106 W GRANT ST | PHOENIX | AZ | 85009 | Maricopa | 1 | Perm Closure | 1960-01-01 | 500 | Diesel | COMPARTMENT A | Unknown | Asphalt coated or Bare Steel | Suction - Check Valve at the Tank Top |  | Bare or Galvanized Steel | Removal | 1997-04-23
0-005950 | SUN CITY COUNTRY CLUB | 10915 W MOUNTAIN VIEW RD | SUN CITY | AZ | 85351 | Maricopa | 2 | Perm Closure | 1966-01-20 | 500 | Gasoline | COMPARTMENT A | Unknown | Asphalt coated or Bare Steel |  |  |  | Removal | 1990-07-18
0-008005 | SOUTHERN SANITATION UNC | 301 S MAY AVE | YUMA | AZ | 85364 | Yuma | 1 | Perm Closure | 1990-09-01 | 10000 | Diesel | COMPARTMENT A | Double Walled | Fiberglass Reinforced Plastic | Pressure |  | Fiberglass Reinforced Plastic | Change in Service | 1998-12-09
0-000636 | STAGE STOP MINI MARKET | 103 OLD WEST HWY | DUNCAN | AZ | 85534 | Greenlee | 1 | Perm Closure | 1976-01-01 | 10000 | Gasoline | COMPARTMENT A |  | Asphalt coated or Bare Steel | Pressure |  | Fiberglass Reinforced Plastic | Removal | 1989-06-20
0-001452 | CIRCLE K #2701621 | 1406 W BROADWAY RD | TEMPE | AZ | 85282 | Maricopa | 2 | Open | 1986-01-01 | 10000 | Gasoline (PUL) | COMPARTMENT A | Single Walled | Fiberglass Reinforced Plastic | Pressure | Single Walled | Fiberglass Reinforced Plastic
0-001452 | CIRCLE K #2701621 | 1406 W BROADWAY RD | TEMPE | AZ | 85282 | Maricopa | 3 | Open | 1986-01-01 | 10000 | Gasoline (UL) | COMPARTMENT A | Single Walled | Fiberglass Reinforced Plastic | Pressure | Single Walled | Fiberglass Reinforced Plastic
0-004518 | SIERRA VISTA PUBLIC SCHOOLS #68 | 4001 FRY BLVD | SIERRA VISTA | AZ | 85635 | Cochise | 3 | Perm Closure | 1980-03-25 | 10000 | Diesel | COMPARTMENT A | Unknown | Asphalt coated or Bare Steel |  |  |  | Removal | 1986-06-30
0-005663 | VALUE TRUCK OF AZ INC. | 8601 S US HIGHWAY 85 | BUCKEYE | AZ | 85326 | Maricopa | 1 | Perm Closure | 1982-05-07 | 10000 | Gasoline | COMPARTMENT A | Unknown | Asphalt coated or Bare Steel |  |  |  | Removal | 1986-11-01
0-005663 | VALUE TRUCK OF AZ INC. | 8601 S US HIGHWAY 85 | BUCKEYE | AZ | 85326 | Maricopa | 2 | Perm Closure | 1977-05-07 | 10000 | Gasoline | COMPARTMENT A | Unknown | Asphalt coated or Bare Steel |  |  |  | Removal | 1986-11-01
0-006375 | SANDS MOTOR COMPANY RECONDITIONING FACILITY | 5120 W GLENDALE AVE | GLENDALE | AZ | 85301 | Maricopa | 1 | Perm Closure | 1960-09-20 | 500 | Diesel | COMPARTMENT A | Unknown | Unknown |  |  |  | Closed in Place | 1987-01-01
0-001667 | WESTERN FENCE CO INC | 454 S MAIN ST | COTTONWOOD | AZ | 86326 | Yavapai | 1 | Perm Closure | 1985-01-01 | 500 | Gasoline | COMPARTMENT A |  | Asphalt coated or Bare Steel |  |  |  | Removal | 1991-07-29
0-003441 | WESTERN STATES TIRE & AUTO SERVICE | 1601 E 22ND ST | TUCSON | AZ | 85713 | Pima | 1 | Perm Closure | 2005-06-17 | 550 | Used Oil/Waste Oil | COMPARTMENT A | Unknown | Asphalt coated or Bare Steel |  |  |  | Removal | 1989-08-16
0-005554 | WAGONERS UNION 76 | 811 W ROUTE 66 | WILLIAMS | AZ | 86046 | Coconino | 1 | Perm Closure | 1961-05-02 | 5000 | Gasoline | COMPARTMENT A | Unknown | Asphalt coated or Bare Steel |  |  |  | Removal | 1988-12-01
0-005554 | WAGONERS UNION 76 | 811 W ROUTE 66 | WILLIAMS | AZ | 86046 | Coconino | 6 | Perm Closure | 1988-01-01 | 10000 | Gasoline | COMPARTMENT A | Double Walled | Composite (Steel/Fiberglass) | Pressure |  | Fiberglass Reinforced Plastic | Removal | 2018-02-01
0-005563 | WALLED LAKE DOOR CO | 1213 E PIMA ST | GILA BEND | AZ | 85337 | Maricopa | 1 | Perm Closure | 1980-01-01 | 5000 | Gasoline | COMPARTMENT A | Single Walled | Asphalt coated or Bare Steel |  |  |  | Removal | 2019-01-09
0-001954 | AUTO DOC | 1875 S ARIZONA AVE | YUMA | AZ | 85364 | Yuma | 2 | Perm Closure | 1966-01-01 | 500 | Unidentified | COMPARTMENT A |  | Asphalt coated or Bare Steel | Gravity Feed |  |  | Removal | 1986-09-01
0-005209 | TWIN PINES GASER | 2318 N 4TH ST | FLAGSTAFF | AZ | 86004 | Coconino | 2 | Perm Closure | 1971-04-26 | 8000 | Gasoline | COMPARTMENT A | Unknown | Asphalt coated or Bare Steel |  |  |  | Removal | 1988-12-01
0-003291 | BIRDNEST CONDOMINIUM | 7419 E GREENWAY RD | SCOTTSDALE | AZ | 85260 | Maricopa | 1 | Perm Closure | 1984-01-01 | 10000 | Kerosene | COMPARTMENT A |  | Asphalt coated or Bare Steel |  |  |  | Removal | 1991-04-02
0-009413 | HAMILTON HOMES PROPERTY |  | RAINBOW VALLEY |  |  | Maricopa | 2 | Perm Closure | 2005-06-17 | 8000 | Gasoline | COMPARTMENT A | Double Walled | Asphalt coated or Bare Steel |  |  |  | Removal | 2006-05-10
0-002336 | GOODYEAR TIRE CENTER 1696 | 3007 E MAIN ST | MESA | AZ | 85213 | Maricopa | 1 | Perm Closure | 1984-04-15 | 550 | Used Oil/Waste Oil | COMPARTMENT A | Single Walled | Asphalt coated or Bare Steel |  |  |  | Removal | 1994-12-22
0-002429 | GRAND CANYON UNION 76 SERVICE CENTER |  | TUSAYAN |  |  | Coconino | 1 | Perm Closure | 1966-05-03 | 8000 | Gasoline | COMPARTMENT A | Single Walled | Asphalt coated or Bare Steel | Pressure |  | Bare or Galvanized Steel | Removal | 1994-07-12
0-002429 | GRAND CANYON UNION 76 SERVICE CENTER |  | TUSAYAN |  |  | Coconino | 3 | Perm Closure | 1966-05-03 | 5000 | Gasoline | COMPARTMENT A | Single Walled | Asphalt coated or Bare Steel | Pressure |  | Bare or Galvanized Steel | Removal | 1994-07-12
0-010154 | FESTIVAL MARKETPLACE | 19491 N CANYON SPRINGS BLVD | BUCKEYE | AZ | 85396 | Maricopa | 2 | Open | 2007-09-01 | 10000 | Gasoline | COMPARTMENT A | Double Walled | Fiberglass Reinforced Plastic | Pressure | Double Walled | Fiberglass Reinforced Plastic
0-008084 | GEM CITY TRADING |  | FLAGSTAFF |  |  | Coconino | 2 | Perm Closure | 2005-06-17 | 3000 | Gasoline | COMPARTMENT A | Double Walled | Asphalt coated or Bare Steel | Suction - Check Valve at the Tank Top |  |  | Removal | 1992-12-22
0-002824 | LEE MYLES TRANSMISSION | 3804 N 19TH AVE | PHOENIX | AZ | 85015 | Maricopa | 1 | Perm Closure | 2005-06-17 | 500 | Used Oil/Waste Oil | COMPARTMENT A | Single Walled | Asphalt coated or Bare Steel |  |  |  | Removal | 1990-01-04
0-002903 | KUSHMAUL MACHINE & ENGINEERING | 2210 S FREEWAY RD | TUCSON | AZ | 85713 | Pima | 1 | Perm Closure | 1971-01-01 | 1500 | Gasoline | COMPARTMENT A |  | Asphalt coated or Bare Steel |  |  |  | Removal | 1989-06-01
0-002725 | JOHNSONS AUTO & RV | 7045 E MAIN ST | MESA | AZ | 85207 | Maricopa | 4 | Perm Closure | 1966-04-23 | 250 | Used Oil/Waste Oil | COMPARTMENT A | Unknown | Unknown |  |  |  | Removal | 1988-08-18
0-010702 | FRY'S FUEL CENTER #658 | 4133 E WILLIAMS FIELD ROAD | GILBERT | AZ | 85295 | Maricopa | 2 | Open | 2020-10-19 | 8000 | Gasoline (PUL) | COMPARTMENT A | Double Walled | Fiberglass Reinforced Plastic | Pressure | Double Walled | Fiberglass Reinforced Plastic
0-002874 | K MART #4440 | 1320 W MIRACLE MILE | TUCSON | AZ | 85705 | Pima | 1 | Perm Closure | 1971-04-29 | 1000 | Used Oil/Waste Oil | COMPARTMENT A | Double Walled | Asphalt coated or Bare Steel |  |  |  | Removal | 1990-10-01
0-006367 | MANNY'S STATION | 9114 N HIGHWAY 191 | MC NEAL | AZ | 85617 | Cochise | 2 | Perm Closure | 1959-01-01 | 1000 | Gasoline | COMPARTMENT A |  | Asphalt coated or Bare Steel | Suction - Check Valve at the Tank Top |  |  | Removal | 2003-05-08
0-006905 | MARGUERITE S FREEMAN | 4417 N 16TH ST | PHOENIX | AZ | 85016 | Maricopa | 1 | Perm Closure | 2005-06-17 | 4000 | Gasoline | COMPARTMENT A | Double Walled | Asphalt coated or Bare Steel |  |  |  | Removal | 1990-09-18
0-004463 | J R SHARP | 322 S NACO HWY | NACO | AZ | 85620 | Cochise | 1 | Perm Closure | 1957-07-25 | 1000 | Gasoline | COMPARTMENT A | Unknown | Asphalt coated or Bare Steel |  |  |  | Removal | 1987-01-01
0-006735 | QUICK KORNER COBBLESTONE | 1869 W SOUTHERN AVE | PHOENIX | AZ | 85041 | Maricopa | 2 | Open | 1990-01-22 | 10000 | Gasoline | COMPARTMENT A | Double Walled | Fiberglass Reinforced Plastic | Pressure |  | Fiberglass Reinforced Plastic
0-004847 | CEMEX - 20TH STREET READY MIX PLANT | 2088 E 20TH ST | YUMA | AZ | 85365 | Yuma | 1 | Perm Closure | 1971-04-24 | 10300 | Diesel | COMPARTMENT A | Double Walled | Asphalt coated or Bare Steel |  |  |  | Removal | 1991-10-17
0-006608 | CIRCLE B MARKET | 38940 STATE ROUTE 373 | GREER | AZ | 85927 | Apache | 2 | Perm Closure | 1969-01-17 | 1000 | Gasoline | COMPARTMENT A | Double Walled | Asphalt coated or Bare Steel | Suction - Check Valve at the Tank Top |  |  | Removal | 2000-10-11
0-006608 | CIRCLE B MARKET | 38940 STATE ROUTE 373 | GREER | AZ | 85927 | Apache | 1 | Perm Closure | 1969-01-17 | 1000 | Gasoline | COMPARTMENT A | Double Walled | Asphalt coated or Bare Steel | Suction - Check Valve at the Tank Top |  | Bare or Galvanized Steel | Removal | 2000-10-11
0-001401 | CIRCLE K #2701383 | 815 E MAIN ST | SPRINGERVILLE | AZ | 85938 | Apache | 4 | Open | 2008-09-09 | 12000 | Diesel | COMPARTMENT A | Double Walled | Fiberglass Reinforced Plastic | Pressure | Double Walled | Fiberglass Reinforced Plastic
0-006927 | PINE STRAWBERRY ELEMENTARY SCHOOL | 3868 N PINE CREEK DR | PINE | AZ | 85544 | Gila | 1 | Perm Closure | 1985-01-01 | 1000 | Gasoline | COMPARTMENT A | Double Walled | Fiberglass Reinforced Plastic |  |  |  | Removal | 1990-10-25
0-006773 | ASP - DOUGLAS COMPLEX | 6911 N BDI BLVD | DOUGLAS | AZ | 85607 | Cochise | 4 | Perm Closure | 1985-01-01 | 5000 | Gasoline | COMPARTMENT A | Double Walled | Asphalt coated or Bare Steel |  |  |  | Removal | 1990-08-21
0-009117 | WALLS COSMO |  | COTTON CENTER |  |  | Maricopa | 2 | Perm Closure | 2005-06-17 | 6500 | Unidentified | COMPARTMENT A | Single Walled | Asphalt coated or Bare Steel |  |  |  | Removal | 2000-12-27
0-005600 | ZIMMERMAN DAIRY | 965 W GERMANN RD | QUEEN CREEK | AZ | 85142 | Pinal | 1 | Perm Closure | 1978-03-27 | 12000 | Diesel | COMPARTMENT A | Unknown | Asphalt coated or Bare Steel | Suction - Check Valve at the Tank Top |  |  | Removal | 1992-01-10
0-005600 | ZIMMERMAN DAIRY | 965 W GERMANN RD | QUEEN CREEK | AZ | 85142 | Pinal | 4 | Perm Closure | 1981-05-02 | 12000 | Diesel | COMPARTMENT A | Unknown | Asphalt coated or Bare Steel |  |  |  | Removal | 1992-01-10
0-001125 | CHEVRON #9-0172 | 777 W BEALE ST | KINGMAN | AZ | 86401 | Mohave | 9 | Open | 2020-04-06 | 15000 | Diesel | COMPARTMENT A | Double Walled | Fiberglass Reinforced Plastic | Pressure | Double Walled | Fiberglass Reinforced Plastic
0-001125 | CHEVRON #9-0172 | 777 W BEALE ST | KINGMAN | AZ | 86401 | Mohave | 9 | Open | 2020-04-06 | 15000 | Gasoline (PUL) | COMPARTMENT B | Double Walled | Fiberglass Reinforced Plastic | Pressure | Double Walled | Fiberglass Reinforced Plastic
0-001125 | CHEVRON #9-0172 | 777 W BEALE ST | KINGMAN | AZ | 86401 | Mohave | 7 | Perm Closure | 1994-05-01 | 15000 | Gasoline (UL) | COMPARTMENT A | Double Walled | Fiberglass Reinforced Plastic | Pressure | Double Walled | Fiberglass Reinforced Plastic | Removal | 2020-03-04
0-001125 | CHEVRON #9-0172 | 777 W BEALE ST | KINGMAN | AZ | 86401 | Mohave | 7 | Perm Closure | 1994-05-01 | 7000 | Gasoline (PUL) | COMPARTMENT B | Double Walled | Fiberglass Reinforced Plastic | Pressure | Double Walled | Fiberglass Reinforced Plastic | Removal | 2020-03-04
0-001125 | CHEVRON #9-0172 | 777 W BEALE ST | KINGMAN | AZ | 86401 | Mohave | 3 | Perm Closure | 1982-01-01 | 10000 | Gasoline | COMPARTMENT A | Single Walled | Fiberglass Reinforced Plastic | Pressure |  | Fiberglass Reinforced Plastic | Removal | 1994-03-22
0-000033 | TEXACO #60-349-0986 | 1201 E GLENDALE AVE | PHOENIX | AZ | 85020 | Maricopa | 6 | Perm Closure | 1998-09-11 | 10000 | Gasoline | COMPARTMENT A | Double Walled | Fiberglass Reinforced Plastic | Pressure | Double Walled | Fiberglass Reinforced Plastic | Removal | 2006-06-28
0-007980 | SONOITA FUEL STOP | 3270 HIGHWAY 83 | SONOITA | AZ | 85637 | Santa Cruz | 4 | Perm Closure | 2005-06-02 | 5000 | Gasoline | COMPARTMENT A | Double Walled | Composite (Steel/Fiberglass) | Pressure | Double Walled | Flexible | Removal | 2017-03-08
0-004740 | STAR CHEVROLET INC | 3200 E FRY BLVD | SIERRA VISTA | AZ | 85635 | Cochise | 1 | Perm Closure | 1972-04-24 | 2000 | Gasoline | COMPARTMENT A | Double Walled | Asphalt coated or Bare Steel | Pressure |  | Bare or Galvanized Steel | Removal | 1992-10-07
0-005355 | SOUTHERN PACIFIC/HILL STREET | 5903 S CALLE DE LOMA | MIAMI | AZ | 85539 | Gila | 2 | Perm Closure | 2005-06-17 | 500 | Diesel | COMPARTMENT A | Unknown | Asphalt coated or Bare Steel | Suction - Check Valve at the Tank Top |  | Bare or Galvanized Steel | Removal | 1988-01-01
0-009121 | FORMER AUTOMOTIVE FUEL AND SERVICE STATION | 4831 N 7TH ST | PHOENIX | AZ | 85014 | Maricopa | 4 | Perm Closure | 2016-09-26 | 1000 | Unidentified | COMPARTMENT A |  | Asphalt coated or Bare Steel |  |  |  | Removal | 2016-08-31
0-009121 | FORMER AUTOMOTIVE FUEL AND SERVICE STATION | 4831 N 7TH ST | PHOENIX | AZ | 85014 | Maricopa | 2 | Perm Closure | 2005-06-17 | 5000 | Gasoline | COMPARTMENT A | Double Walled | Asphalt coated or Bare Steel |  |  |  | Removal | 1997-07-24
0-003084 | FLAGSTAFF BUICK GMC | 361 N SWITZER CANYON DR | FLAGSTAFF | AZ | 86001 | Coconino | 2 | Perm Closure | 1969-01-01 | 500 | Used Oil/Waste Oil | COMPARTMENT A |  | Asphalt coated or Bare Steel |  |  |  | Removal | 1992-06-23
0-002766 | KAIBAB LUBRICATING SPECIALISTS | 4451 S COUNTRY CLUB RD | TUCSON | AZ | 85714 | Pima | 4 | Perm Closure | 1979-01-01 | 8000 | Unidentified | COMPARTMENT A | Single Walled | Asphalt coated or Bare Steel | Suction - Check Valve at the Tank Top |  |  | Removal | 1993-05-01
0-002766 | KAIBAB LUBRICATING SPECIALISTS | 4451 S COUNTRY CLUB RD | TUCSON | AZ | 85714 | Pima | 5 | Perm Closure | 1979-01-01 | 8000 | Unidentified | COMPARTMENT A | Single Walled | Asphalt coated or Bare Steel | Suction - Check Valve at the Tank Top |  |  | Removal | 1993-05-01
0-007913 | KINGMAN MARINE | 3545 SUNSHINE DR | KINGMAN | AZ | 86409 | Mohave | 1 | Perm Closure | 1971-07-01 | 500 | Gasoline | COMPARTMENT A | Unknown | Asphalt coated or Bare Steel | Suction - Check Valve at the Tank Top |  |  | Removal | 1992-09-23
0-006895 | L & L MANUFACTURED COMPONENTS | 1421 N 15TH AVE | TUCSON | AZ | 85705 | Pima | 3 | Perm Closure | 1982-01-01 | 5000 | Gasoline | COMPARTMENT A | Unknown | Asphalt coated or Bare Steel |  |  |  | Removal | 1990-06-01
0-002077 | MOUNTAINVIEW QUIKSTOP 1027 | 9500 TOWNSEND WINONA RD | FLAGSTAFF | AZ | 86004 | Coconino | 3 | Perm Closure | 1982-04-27 | 8000 | Diesel | COMPARTMENT A | Single Walled | Asphalt coated or Bare Steel | Pressure | Single Walled | Bare or Galvanized Steel | Removal | 1998-06-15
0-007507 | ARCO #5758 | 4360 E MAIN ST | MESA | AZ | 85205 | Maricopa | 3 | Perm Closure | 2005-06-17 | 1000 | Used Oil/Waste Oil | COMPARTMENT A | Double Walled | Asphalt coated or Bare Steel |  |  |  | Removal | 1991-04-01
0-003800 | CITY OF PHOENIX - FIRE STATION # 1 (OLD) | 125 E MADISON ST | PHOENIX | AZ | 85004 | Maricopa | 1 | Perm Closure | 1974-01-01 | 2000 | Gasoline | COMPARTMENT A |  | Asphalt coated or Bare Steel |  |  |  | Removal | 1989-12-15
0-006519 | ARCO #5511 | 20838 N 19TH AVE | PHOENIX | AZ | 85027 | Maricopa | 5 | Open | 2020-02-17 | 7000 | Diesel | COMPARTMENT B | Double Walled | Fiberglass Reinforced Plastic | Pressure | Double Walled | Fiberglass Reinforced Plastic
0-004782 | SUN LAKES GAS STATION | 25229 S SUN LAKES BLVD | SUN LAKES | AZ | 85248 | Maricopa | 1 | Perm Closure | 1979-05-07 | 10000 | Gasoline | COMPARTMENT A | Unknown | Asphalt coated or Bare Steel | Pressure |  | Fiberglass Reinforced Plastic | Removal | 1997-08-21
0-006415 | RED ROCK AUTOMOTIVE | 2950 W STATE ROUTE 89A | SEDONA | AZ | 86336 | Yavapai | 1 | Perm Closure | 1978-09-28 | 10000 | Gasoline | COMPARTMENT A | Double Walled | Asphalt coated or Bare Steel |  |  |  | Removal | 1989-05-01
0-008434 | WALMART SUPERCENTER #2051 | 3396 N STOCKTON HILL RD | KINGMAN | AZ | 86409 | Mohave | 1 | Perm Closure | 1993-01-22 | 1000 | Used Oil/Waste Oil | COMPARTMENT A | Double Walled | Fiberglass Reinforced Plastic | Gravity Feed |  | Fiberglass Reinforced Plastic | Removal | 1999-08-06
0-008434 | WALMART SUPERCENTER #2051 | 3396 N STOCKTON HILL RD | KINGMAN | AZ | 86409 | Mohave | 3 | Perm Closure | 1993-01-22 | 600 | New Oil | COMPARTMENT A | Double Walled | Fiberglass Reinforced Plastic | Suction - Check Valve at the Tank Top |  | Fiberglass Reinforced Plastic | Removal | 1999-08-06
0-002918 | CIRCLE K #2701946 | 333 W GRANT RD | TUCSON | AZ | 85705 | Pima | 5 | Open | 2017-12-07 | 12000 | Gasoline (PUL) | COMPARTMENT A | Double Walled | Fiberglass Reinforced Plastic | Pressure | Double Walled | Fiberglass Reinforced Plastic
0-001592 | COCHISE COUNTY - EMERGENCY OPERATIONS CENTER | 4001 E FOOTHILLS DR | SIERRA VISTA | AZ | 85635 | Cochise | 1 | Perm Closure | 1973-01-01 | 2500 | Diesel | COMPARTMENT A |  | Asphalt coated or Bare Steel |  |  |  | Removal | 1994-02-11
0-008502 | FIREBIRD FUEL COMPANY #310 | 4205 E WINSLOW AVE | PHOENIX | AZ | 85040 | Maricopa | 3 | Open | 1994-10-03 | 12000 | Gasoline (UL) | COMPARTMENT A | Double Walled | Composite (Steel/Fiberglass) | Pressure | Double Walled | Fiberglass Reinforced Plastic
0-009692 | BUFFALO SOLDIER SHELL | 5200 E HIGHWAY 90 | SIERRA VISTA | AZ | 85635 | Cochise | 2 | Open | 2000-06-27 | 4000 | Diesel | COMPARTMENT B | Double Walled | Fiberglass Reinforced Plastic | Pressure | Double Walled | Flexible
0-003466 | SA RECYCLING-MIRACLE MILE | 1525 W MIRACLE MILE | TUCSON | AZ | 85705 | Pima | 3 | Perm Closure | 1966-04-24 | 1000 | Diesel | COMPARTMENT A | Double Walled | Asphalt coated or Bare Steel |  |  |  | Removal | 1987-03-01
0-000676 | BENNETT OIL | 810 E SHELDON ST | PRESCOTT | AZ | 86301 | Yavapai | 10 | Perm Closure | 1981-01-01 | 1000 | Solvent | COMPARTMENT A | Single Walled | Asphalt coated or Bare Steel | Suction - Check Valve at the Tank Top |  |  | Removal | 2005-09-28
0-004933 | ARCO AM/PM | 7502 W INDIAN SCHOOL RD | PHOENIX | AZ | 85033 | Maricopa | 1 | Perm Closure | 1973-05-07 | 8000 | Gasoline | COMPARTMENT A | Double Walled | Asphalt coated or Bare Steel | Pressure |  | Bare or Galvanized Steel | Removal | 1991-08-01
0-004933 | ARCO AM/PM | 7502 W INDIAN SCHOOL RD | PHOENIX | AZ | 85033 | Maricopa | 9 | Perm Closure | 1991-08-01 | 550 | Used Oil/Waste Oil | COMPARTMENT A | Double Walled | Fiberglass Reinforced Plastic | Gravity Feed | Double Walled | Fiberglass Reinforced Plastic | Removal | 2004-06-28
0-001205 | CIRCLE K #2700247 | 760 MARINA BLVD | BULLHEAD CITY | AZ | 86442 | Mohave | 4 | Open | 1995-02-07 | 10000 | Gasoline | COMPARTMENT A |  | Fiberglass Reinforced Plastic | Pressure | Double Walled | Fiberglass Reinforced Plastic
0-001205 | CIRCLE K #2700247 | 760 MARINA BLVD | BULLHEAD CITY | AZ | 86442 | Mohave | 5 | Open | 1995-02-07 | 10000 | Gasoline | COMPARTMENT A |  | Fiberglass Reinforced Plastic | Pressure | Double Walled | Fiberglass Reinforced Plastic
0-003802 | CITY OF PHOENIX - FIRE STATION #4 | 1601 N 3RD AVE | PHOENIX | AZ | 85003 | Maricopa | 1 | Perm Closure | 1980-01-01 | 1000 | Gasoline | COMPARTMENT A |  | Asphalt coated or Bare Steel | Suction - Check Valve at the Tank Top |  |  | Removal | 1996-01-11
0-004269 | DIGNITY HEALTH -ST. JOSEPH'S HOSPITAL AND MEDICAL CENTER | 350 W THOMAS RD | PHOENIX | AZ | 85013 | Maricopa | 1 | Perm Closure | 1979-01-01 | 10000 | Diesel | COMPARTMENT A | Double Walled | Fiberglass Reinforced Plastic | Suction - Check Valve at the Tank Top |  | Bare or Galvanized Steel | Removal | 1995-04-19
0-004269 | DIGNITY HEALTH -ST. JOSEPH'S HOSPITAL AND MEDICAL CENTER | 350 W THOMAS RD | PHOENIX | AZ | 85013 | Maricopa | 2 | Perm Closure | 1979-01-01 | 10000 | Diesel | COMPARTMENT A | Double Walled | Fiberglass Reinforced Plastic | Suction - Check Valve at the Tank Top |  | Bare or Galvanized Steel | Removal | 1995-04-19
0-000250 | ADOT - GLOBE MAINTENANCE CAMP |  | GLOBE |  |  | Gila | 3 | Perm Closure | 2005-06-17 | 4000 | Diesel | COMPARTMENT A |  | Asphalt coated or Bare Steel |  |  |  | Removal | 1997-11-18
0-001698 | ARIZONA EQUIPMENT RENTAL 1, LLC DBA VOLVO RENTS | 1912 W PRINCE RD | TUCSON | AZ | 85705 | Pima | 2 | Perm Closure | 1979-01-01 | 1000 | New Oil | COMPARTMENT A |  | Asphalt coated or Bare Steel |  |  |  | Removal | 1990-12-14
0-004478 | SHAY OIL | 10747 S FORTUNA RD | YUMA | AZ | 85367 | Yuma | 9 | Open | 1993-06-01 | 12000 | Gasoline | COMPARTMENT A | Double Walled | Fiberglass Reinforced Plastic | Pressure | Double Walled | Fiberglass Reinforced Plastic
0-010091 | SUPER GAS | 611 E MAIN ST | SOMERTON | AZ | 85350 | Yuma | 1 | Open | 2006-05-11 | 6000 | Gasoline | COMPARTMENT B | Double Walled | Fiberglass Reinforced Plastic | Pressure | Double Walled | Fiberglass Reinforced Plastic
0-000154 | APACHE NITROGEN PRODUCTS INC | 1436 S APACHE POWDER RD | SAINT DAVID | AZ | 85630 | Cochise | 5 | Perm Closure | 1983-01-01 | 1000 | Gasoline | COMPARTMENT A |  | Asphalt coated or Bare Steel |  |  |  | Removal | 1995-03-02
0-005081 | UNOCAL #7363 | 7920 E 22ND ST | TUCSON | AZ | 85710 | Pima | 3 | Perm Closure | 1978-01-01 | 10000 | Gasoline | COMPARTMENT A |  | Asphalt coated or Bare Steel | Pressure |  | Fiberglass Reinforced Plastic | Removal | 1993-07-29
0-007655 | UNOCAL #5952 | 840 E SOUTHERN AVE | TEMPE | AZ | 85282 | Maricopa | 6 | Perm Closure | 1970-01-01 | 550 | Used Oil/Waste Oil | COMPARTMENT A | Double Walled | Asphalt coated or Bare Steel | Gravity Feed |  |  | Removal | 1989-01-01
0-003612 | THREE POINTS GENERAL STORE | 16225 W AJO HWY | TUCSON | AZ | 85735 | Pima | 9 | Perm Closure | 1990-01-03 | 2000 | Diesel | COMPARTMENT A | Double Walled | Asphalt coated or Bare Steel | Suction - Check Valve at the Tank Top |  |  | Removal | 1999-02-04
0-003612 | THREE POINTS GENERAL STORE | 16225 W AJO HWY | TUCSON | AZ | 85735 | Pima | 8 | Perm Closure | 1965-01-01 | 550 | Unidentified | COMPARTMENT A |  | Asphalt coated or Bare Steel |  |  |  | Removal | 1989-10-31
0-000648 | QUIK CHEK MARKET | 26 W MAIN | QUARTZSITE | AZ | 85346 | La Paz | 7 | Perm Closure | 1960-01-01 | 4000 | Gasoline | COMPARTMENT A | Single Walled | Asphalt coated or Bare Steel |  |  |  | Removal | 2001-05-15
0-000648 | QUIK CHEK MARKET | 26 W MAIN | QUARTZSITE | AZ | 85346 | La Paz | 3 | Perm Closure | 1983-01-01 | 8000 | Gasoline | COMPARTMENT A | Single Walled | Asphalt coated or Bare Steel | Pressure |  |  | Removal | 2015-05-12
0-006308 | CIRCLE K STORE #2706669 | 3201 HIGHWAY 95 N | LAKE HAVASU CITY | AZ | 86404 | Mohave | 3 | Open | 1986-02-20 | 12000 | Gasoline | COMPARTMENT A | Single Walled | Fiberglass Reinforced Plastic | Pressure |  | Fiberglass Reinforced Plastic
0-001222 | CIRCLE K #2700404 | 524 W THIRD ST | WINSLOW | AZ | 86047 | Navajo | 1 | Perm Closure | 1970-01-01 | 4000 | Gasoline | COMPARTMENT A |  | Asphalt coated or Bare Steel | Pressure |  |  | Removal | 1996-02-14
0-001222 | CIRCLE K #2700404 | 524 W THIRD ST | WINSLOW | AZ | 86047 | Navajo | 7 | Open | 1996-04-17 | 10000 | Gasoline (PUL) | COMPARTMENT A |  | Fiberglass Reinforced Plastic | Pressure | Double Walled | Fiberglass Reinforced Plastic
0-000595 | LAKE POWELL JET CENTER HANGER | 901 SAGE AVE | PAGE | AZ | 86040 | Coconino | 6 | Perm Closure | 1965-01-01 | 6000 | Gasoline | COMPARTMENT A |  | Asphalt coated or Bare Steel |  |  |  | Removal | 1986-01-01
0-000595 | LAKE POWELL JET CENTER HANGER | 901 SAGE AVE | PAGE | AZ | 86040 | Coconino | 4 | Perm Closure | 1985-01-01 | 12000 | Gasoline | COMPARTMENT A |  | Asphalt coated or Bare Steel | Pressure | Aboveground Piping | Bare or Galvanized Steel | Removal | 2001-10-24
0-004928 | TEXACO #60-349-1025 | 5201 E THOMAS RD | PHOENIX | AZ | 85018 | Maricopa | 4 | Perm Closure | 1974-01-01 | 10000 | Gasoline | COMPARTMENT A |  | Asphalt coated or Bare Steel |  |  |  | Removal | 1988-07-21
0-000051 | RINKER MATERIALS | 1011 W VALENCIA RD | TUCSON | AZ | 85706 | Pima | 4 | Perm Closure | 1968-01-01 | 1000 | Used Oil/Waste Oil | COMPARTMENT A | Single Walled | Asphalt coated or Bare Steel |  |  |  | Removal | 1987-07-17
0-005302 | UNOCAL #5765 | 8450 E BROADWAY BLVD | TUCSON | AZ | 85710 | Pima | 5 | Perm Closure | 1989-01-01 | 12000 | Gasoline | COMPARTMENT A | Double Walled | Composite (Steel/Fiberglass) | Pressure |  | Fiberglass Reinforced Plastic | Removal | 2000-01-14
0-009803 | MILLER RETAIL GROCERY STORE - FORMER | 901 MAIN ST | CLARKDALE | AZ | 86324 | Yavapai | 1 | Perm Closure | 1923-01-01 | 1000 | Gasoline | COMPARTMENT A | Unknown | Asphalt coated or Bare Steel | Gravity Feed |  | Bare or Galvanized Steel | Removal | 2002-01-22
0-002117 | SENERGY PETROLEUM - MESA BP | 306 S COUNTRY CLUB DR | MESA | AZ | 85210 | Maricopa | 1 | Perm Closure | 1970-01-01 | 1000 | Diesel | COMPARTMENT A |  | Asphalt coated or Bare Steel | Gravity Feed |  | Bare or Galvanized Steel | Removal | 1992-03-10
0-002790 | CIRCLK K STORE #2741653 | 7550 S RURAL RD | TEMPE | AZ | 85283 | Maricopa | 5 | Perm Closure | 1979-01-01 | 12000 | Diesel | COMPARTMENT A |  | Asphalt coated or Bare Steel | Pressure | Double Walled | Fiberglass Reinforced Plastic | Closed in Place | 2015-12-16
0-010520 | FRYS FOOD & DRUG STORES #114 | 9245 W UNION HILLS DR | PEORIA | AZ | 85382 | Maricopa | 2 | Open | 2014-08-29 | 10000 | Diesel | COMPARTMENT A | Double Walled | Fiberglass Reinforced Plastic | Pressure | Double Walled | Fiberglass Reinforced Plastic
0-006676 | CITY OF GLOBE - MAINTENANCE YARD | 360 W OIL CIRCLE RD | GLOBE | AZ | 85501 | Gila | 6 | Perm Closure | 1965-01-01 | 3500 | Gasoline | COMPARTMENT A |  | Asphalt coated or Bare Steel | Suction - Check Valve at the Tank Top |  | Bare or Galvanized Steel | Removal | 1991-12-19
0-006676 | CITY OF GLOBE - MAINTENANCE YARD | 360 W OIL CIRCLE RD | GLOBE | AZ | 85501 | Gila | 8 | Perm Closure | 1965-01-01 | 5000 | Diesel | COMPARTMENT A |  | Asphalt coated or Bare Steel | Suction - Check Valve at the Tank Top |  | Bare or Galvanized Steel | Removal | 1991-12-19
0-000717 | MARK MITSUBIHI | 4434 W GLENDALE AVE | GLENDALE | AZ | 85301 | Maricopa | 2 | Perm Closure | 1963-01-01 | 500 | Used Oil/Waste Oil | COMPARTMENT A |  | Asphalt coated or Bare Steel |  |  |  | Removal | 1991-02-28
0-009705 | DISCOUNT IMPORT SERVICE | 1040 W PRINCE RD | TUCSON | AZ | 85705 | Pima | 1 | Perm Closure | 1986-01-01 | 500 | Used Oil/Waste Oil | COMPARTMENT A | Double Walled | Asphalt coated or Bare Steel | Gravity Feed |  |  | Removal | 2001-01-12
0-002547 | CARIOCA #73 | 1166 N HIGLEY RD | MESA | AZ | 85205 | Maricopa | 2 | Open | 1988-05-05 | 20000 | Diesel | COMPARTMENT A | Double Walled | Fiberglass Reinforced Plastic | Pressure | Double Walled | Fiberglass Reinforced Plastic
0-010009 | DESERT OASIS RANCH | 50 S KYRENE RD | CHANDLER | AZ | 85226 | Maricopa | 1 | Perm Closure | 1975-01-01 | 2000 | Diesel | COMPARTMENT A |  | Asphalt coated or Bare Steel |  |  |  | Removal | 1992-01-01
0-008173 | CUTTER AVIATION DEER VALLEY | 530 W DEER VALLEY RD | PHOENIX | AZ | 85027 | Maricopa | 2 | Temp Closure | 1992-05-01 | 9000 | Jet Fuel | COMPARTMENT B | Double Walled | Fiberglass Reinforced Plastic | Pressure | Double Walled |  |  | 2016-04-01
0-007343 | CITY OF MESA | 503 S COUNTRY CLUB DR | MESA | AZ | 85210 | Maricopa | 1 | Perm Closure | 2005-06-17 | 1000 | Gasoline | COMPARTMENT A | Double Walled | Asphalt coated or Bare Steel |  |  |  | Removal | 1991-05-29
0-009933 | CIRCLE K #2705795 | 6710 W BUCKEYE RD | PHOENIX | AZ | 85043 | Maricopa | 1 | Open | 2002-12-01 | 10000 | Diesel | COMPARTMENT A | Double Walled | Fiberglass Reinforced Plastic | Pressure | Double Walled | Fiberglass Reinforced Plastic
0-006600 | CIRCLE K #2701994 | 310 N MESA DR | MESA | AZ | 85201 | Maricopa | 1 | Open | 1988-01-01 | 10000 | Gasoline | COMPARTMENT A | Double Walled | Fiberglass Reinforced Plastic | Pressure | Single Walled | Fiberglass Reinforced Plastic
0-008539 | CIRCLE K #2705299 | 4728 E RAY RD | PHOENIX | AZ | 85044 | Maricopa | 2 | Perm Closure | 1994-11-08 | 10000 | Gasoline | COMPARTMENT A | Double Walled | Fiberglass Reinforced Plastic | Pressure | Double Walled | Fiberglass Reinforced Plastic | Removal | 2013-10-10
0-006700 | PHOENIX ELEMENTARY SCHOOL DISTRICT - FLEET GARAGE | 610 S 1ST AVE | PHOENIX | AZ | 85003 | Maricopa | 1 | Perm Closure | 2005-06-17 | 10000 | Diesel | COMPARTMENT A | Unknown | Fiberglass Reinforced Plastic | Pressure | Double Walled | Fiberglass Reinforced Plastic | Removal | 1998-06-19
0-008283 | FOREPAUGH PROPERTY |  | FOREPAUGH |  |  | Maricopa | 5 | Perm Closure | 2005-06-17 | 4000 | Unidentified | COMPARTMENT A | Single Walled | Concrete |  |  |  | Removal | 1994-03-18
0-004485 | H S L PROPERTIES | 3901 E BROADWAY BLVD | TUCSON | AZ | 85711 | Pima | 5 | Perm Closure | 1966-08-14 | 550 | Used Oil/Waste Oil | COMPARTMENT A | Double Walled | Asphalt coated or Bare Steel |  |  |  | Removal | 1990-07-23
0-003796 | MARTORI FARMS | 51040 W VALLEY RD | AGUILA | AZ | 85320 | Maricopa | 2 | Perm Closure | 1961-01-01 | 10000 | Gasoline | COMPARTMENT A |  | Asphalt coated or Bare Steel | Suction - Check Valve at the Tank Top |  |  | Removal | 1999-03-02
0-002068 | PALOMINAS TRADING POST | 10448 E HIGHWAY 92 | PALOMINAS | AZ | 85615 | Cochise | 1 | Perm Closure | 1983-01-01 | 10000 | Gasoline | COMPARTMENT A |  | Asphalt coated or Bare Steel | Pressure | Single Walled | Bare or Galvanized Steel | Removal | 2018-01-17
0-002672 | O'BARR ELECTRIC CO | 438 S DREW ST | MESA | AZ | 85210 | Maricopa | 1 | Perm Closure | 2005-06-17 | 1600 | Gasoline | COMPARTMENT A | Unknown | Unknown |  |  |  | Removal | 1989-11-15
0-004309 | MORMON FLAT DAM | 29600 E APACHE TRL | CANYON LAKE | AZ | 85264 | Maricopa | 3 | Perm Closure | 1986-01-06 | 1000 | Gasoline | COMPARTMENT A | Double Walled | Fiberglass Reinforced Plastic | Pressure |  |  | Removal | 1993-09-01
0-004309 | MORMON FLAT DAM | 29600 E APACHE TRL | CANYON LAKE | AZ | 85264 | Maricopa | 2 | Perm Closure | 1985-01-06 | 500 | Diesel | COMPARTMENT A | Double Walled | Asphalt coated or Bare Steel | Suction - Check Valve at the Tank Top |  | Bare or Galvanized Steel | Removal | 1993-09-07
0-005164 | GENE REID PARK | 900 S RANDOLPH WAY | TUCSON | AZ | 85716 | Pima | 1 | Perm Closure | 1980-01-01 | 12000 | Gasoline | COMPARTMENT A | Single Walled | Asphalt coated or Bare Steel | Pressure | Single Walled | Bare or Galvanized Steel | Removal | 1998-11-19
0-009743 | SAFEWAY #1543 | 29834 N CAVE CREEK RD | PHOENIX | AZ | 85331 | Maricopa | 1 | Open | 2000-11-01 | 10000 | Gasoline | COMPARTMENT B | Double Walled | Composite (Steel/Fiberglass) | Pressure | Double Walled | Fiberglass Reinforced Plastic
0-007487 | RANCH TEXACO/RANCH MOBIL | 9550 N 90TH ST | SCOTTSDALE | AZ | 85258 | Maricopa | 2 | Perm Closure | 1985-01-01 | 12000 | Gasoline (PUL) | COMPARTMENT A | Double Walled | Fiberglass Reinforced Plastic | Pressure |  | Fiberglass Reinforced Plastic | Removal | 2019-03-12
0-004174 | ANTIQUE SHOP | 203 TOMBSTONE CYN | BISBEE | AZ | 85603 | Cochise | 3 | Perm Closure | 2005-06-17 |  | Gasoline | COMPARTMENT A | Unknown | Asphalt coated or Bare Steel |  |  |  | Closed in Place | 1986-06-04
0-000832 | BUDGET RENT-A-CAR OF TUCSON | 6505 E TANQUE VERDE RD | TUCSON | AZ | 85715 | Pima | 1 | Perm Closure | 1988-02-01 | 10000 | Gasoline | COMPARTMENT A | Double Walled | Fiberglass Reinforced Plastic | Pressure |  | Fiberglass Reinforced Plastic | Removal | 2012-01-17
0-002659 | BUFFALO FENCE CO INC | 5820 N US HIGHWAY 89 | FLAGSTAFF | AZ | 86004 | Coconino | 1 | Perm Closure | 1987-01-01 | 500 | Gasoline | COMPARTMENT A | Double Walled | Asphalt coated or Bare Steel | Suction - Check Valve at the Tank Top |  |  | Removal | 1991-11-15
0-002565 | BOISE CASCADE OFFICE PRODUCTS | 302 S 23RD AVE | PHOENIX | AZ | 85009 | Maricopa | 1 | Perm Closure | 1973-03-31 | 2000 | Gasoline | COMPARTMENT A | Unknown | Unknown |  |  |  | Removal | 1990-02-27
0-004954 | UNIVERSITY SHELL #852 | 2350 N 1ST AVE | TUCSON | AZ | 85719 | Pima | 7 | Perm Closure | 1986-12-01 | 10000 | Gasoline | COMPARTMENT A | Double Walled | Fiberglass Reinforced Plastic | Pressure |  | Fiberglass Reinforced Plastic | Removal | 2011-09-09
0-004954 | UNIVERSITY SHELL #852 | 2350 N 1ST AVE | TUCSON | AZ | 85719 | Pima | 4 | Perm Closure | 1973-04-07 | 550 | Used Oil/Waste Oil | COMPARTMENT A | Double Walled | Asphalt coated or Bare Steel |  |  |  | Removal | 1986-12-01
0-004799 | SUPERIOR TIRE | 1900 HIGHWAY 95 | BULLHEAD CITY | AZ | 86442 | Mohave | 4 | Perm Closure | 1974-05-08 | 550 | Used Oil/Waste Oil | COMPARTMENT A | Double Walled | Asphalt coated or Bare Steel |  |  |  | Closed in Place | 1988-12-21
0-002809 | SPRING VALLEY |  | PARKS |  |  | Coconino | 1 | Perm Closure | 1978-04-17 | 1600 | Gasoline | COMPARTMENT A | Single Walled | Asphalt coated or Bare Steel |  |  |  | Removal | 1991-07-16
0-004726 | SRL TRANSPORTATION | 5160 N CASA GRANDE HWY | TUCSON | AZ | 85743 | Pima | 1 | Perm Closure | 1971-03-11 | 10000 | Diesel | COMPARTMENT A | Unknown | Asphalt coated or Bare Steel |  |  |  | Removal | 1991-05-14
0-008394 | WILSON MOTORS | 511 W 2ND ST | CASA GRANDE | AZ | 85122 | Pinal | 1 | Perm Closure | 1947-01-01 | 6000 | Gasoline | COMPARTMENT A | Unknown | Asphalt coated or Bare Steel | Suction - Check Valve at the Tank Top |  |  | Removal | 1994-08-25
0-005500 | VALDEZ TRANSFER INC | 51 W FRY BLVD | SIERRA VISTA | AZ | 85635 | Cochise | 2 | Perm Closure | 1982-05-06 | 1000 | Diesel | COMPARTMENT A | Unknown | Asphalt coated or Bare Steel |  |  |  | Removal | 1990-12-19
0-008567 | AUTO ACTION | 857 N ARIZONA AVE | CHANDLER | AZ | 85225 | Maricopa | 1 | Perm Closure | 2005-06-17 | 3000 | Diesel | COMPARTMENT A | Unknown | Unknown |  |  |  | Removal | 1995-03-30
0-000134 | U-HAUL | 4646 W PASADENA AVE | GLENDALE | AZ | 85301 | Maricopa | 3 | Perm Closure | 1979-01-01 | 10000 | Gasoline | COMPARTMENT A |  | Asphalt coated or Bare Steel | Pressure |  |  | Removal | 1994-06-16
0-000134 | U-HAUL | 4646 W PASADENA AVE | GLENDALE | AZ | 85301 | Maricopa | 2 | Perm Closure | 1968-01-01 | 500 | Used Oil/Waste Oil | COMPARTMENT A |  | Asphalt coated or Bare Steel | Gravity Feed |  |  | Closed in Place | 1994-06-16
0-003934 | RUBICON ENERGY GROUP LLC | 222 S 52ND ST | TEMPE | AZ | 85281 | Maricopa | 1 | Perm Closure | 1980-01-01 | 10000 | Gasoline | COMPARTMENT A | Single Walled | Asphalt coated or Bare Steel | Pressure | Single Walled | Bare or Galvanized Steel | Removal | 1994-04-21
0-010067 | MAVERIK COUNTRY STORE #292 | 715 N BEELINE HWY | PAYSON | AZ | 85541 | Gila | 3 | Open | 2005-03-10 | 12000 | Gasoline | COMPARTMENT A | Double Walled | Fiberglass Reinforced Plastic | Pressure | Double Walled | Flexible
0-008279 | ZE ROBERTS ESTATE | 2533 S 4TH AVE | YUMA | AZ | 85364 | Yuma | 3 | Perm Closure | 2005-06-17 | 6000 | Gasoline | COMPARTMENT A | Double Walled | Asphalt coated or Bare Steel | Suction - Check Valve at the Tank Top |  |  | Removal | 1992-01-01
0-000611 | JACKSONS ENERGY #6794 | 500 W THIRD ST | WINSLOW | AZ | 86047 | Navajo | 4 | Open | 1987-09-01 | 10000 | Gasoline | COMPARTMENT A | Single Walled | Asphalt coated or Bare Steel | Pressure |  | Fiberglass Reinforced Plastic
0-000611 | JACKSONS ENERGY #6794 | 500 W THIRD ST | WINSLOW | AZ | 86047 | Navajo | 2 | Perm Closure | 2005-06-17 | 4000 | Gasoline | COMPARTMENT A |  | Asphalt coated or Bare Steel |  |  |  | Removal | 1987-08-01
0-002262 | GIL'S DRILLING & EXCAVATING INC | 2245 W SHANGRI LA RD | PHOENIX | AZ | 85029 | Maricopa | 1 | Perm Closure | 1971-05-03 | 10000 | Diesel | COMPARTMENT A | Single Walled | Asphalt coated or Bare Steel |  |  |  | Removal | 1990-06-27
0-008570 | ARIZONA SUN DRINKING WATER CO | 2495 W 8TH ST | YUMA | AZ | 85364 | Yuma | 1 | Perm Closure | 2005-06-17 |  | Unidentified | COMPARTMENT A | Unknown | Unknown |  |  |  | Closed in Place | 1982-01-15
0-003706 | JOHN R PHILLIPS | 813 W ELLIOT RD | CHANDLER | AZ | 85225 | Maricopa | 1 | Perm Closure | 1980-01-01 | 3000 | Gasoline | COMPARTMENT A |  | Asphalt coated or Bare Steel |  |  |  | Removal | 1988-10-12
0-005913 | TOWN OF JEROME - TOWN YARD |  | JEROME |  |  | Yavapai | 1 | Perm Closure | 1962-11-25 | 500 | Gasoline | COMPARTMENT A | Unknown | Asphalt coated or Bare Steel | Suction - Check Valve at the Tank Top |  |  | Removal | 1992-03-04
0-008828 | PARCEL NO. 306-13-176D | 706 N HIGHWAY 77 | MAMMOTH | AZ | 85618 | Pinal | 2 | Perm Closure | 1988-01-01 | 8000 | Gasoline | COMPARTMENT A | Single Walled | Asphalt coated or Bare Steel | Pressure | Single Walled | Bare or Galvanized Steel | Removal | 2012-01-18
0-008828 | PARCEL NO. 306-13-176D | 706 N HIGHWAY 77 | MAMMOTH | AZ | 85618 | Pinal | 1 | Perm Closure | 1988-01-01 | 8000 | Gasoline | COMPARTMENT A | Single Walled | Asphalt coated or Bare Steel | Pressure | Single Walled | Bare or Galvanized Steel | Removal | 2012-01-18
0-003033 | SAN MANUEL HIGH SCHOOL | 711 S MCNAB PKWY | SAN MANUEL | AZ | 85631 | Pinal | 3 | Perm Closure | 1966-01-01 | 2500 | Diesel | COMPARTMENT A | Single Walled | Asphalt coated or Bare Steel |  |  |  | Removal | 1989-08-14
0-003046 | MARICOPA COUNTY EQUIP SERV | 14702 N 40TH ST | PHOENIX | AZ | 85032 | Maricopa | 1 | Perm Closure | 1983-03-08 | 10000 | Diesel | COMPARTMENT A | Double Walled | Fiberglass Reinforced Plastic | Pressure |  | Fiberglass Reinforced Plastic | Removal | 2000-05-18
0-003055 | MARICOPA METALS INC | 3637 E ANNE ST | PHOENIX | AZ | 85040 | Maricopa | 1 | Perm Closure | 1979-03-15 | 2000 | Gasoline | COMPARTMENT A | Double Walled | Asphalt coated or Bare Steel |  |  |  | Removal | 1990-05-11
0-005511 | SUNNYSLOPE SHELL | 8941 N CENTRAL AVE | PHOENIX | AZ | 85020 | Maricopa | 4 | Open | 1998-05-21 | 8000 | Gasoline | COMPARTMENT B | Double Walled | Composite (Steel/Fiberglass) | Pressure | Double Walled
0-000512 | ARCO AM/PM #82533 | 7849 N 43RD AVE | PHOENIX | AZ | 85051 | Maricopa | 4 | Perm Closure | 2005-06-17 | 10000 | Gasoline | COMPARTMENT A | Single Walled | Asphalt coated or Bare Steel |  |  |  | Removal | 1988-07-19
0-002136 | RUTH FISHER ELEMENTARY SCHOOL | 38201 W INDIAN SCHOOL RD | TONOPAH | AZ | 85354 | Maricopa | 3 | Perm Closure | 1983-02-27 | 500 | Used Oil/Waste Oil | COMPARTMENT A | Double Walled | Fiberglass Reinforced Plastic |  |  |  | Removal | 1996-07-30
0-002136 | RUTH FISHER ELEMENTARY SCHOOL | 38201 W INDIAN SCHOOL RD | TONOPAH | AZ | 85354 | Maricopa | 4 | Perm Closure | 1966-02-26 | 1000 | Gasoline | COMPARTMENT A | Single Walled | Asphalt coated or Bare Steel |  |  |  | Closed in Place | 1983-06-01
0-006967 | PARADISE VALLEY UNIFIED SCHOOL DISTRICT - TRANSPORTATION | 15002 N 32ND ST | PHOENIX | AZ | 85032 | Maricopa | 1 | Perm Closure | 1975-01-01 | 10000 | Gasoline | COMPARTMENT A | Double Walled | Asphalt coated or Bare Steel | Pressure |  |  | Removal | 1993-12-03
0-006967 | PARADISE VALLEY UNIFIED SCHOOL DISTRICT - TRANSPORTATION | 15002 N 32ND ST | PHOENIX | AZ | 85032 | Maricopa | 6 | Perm Closure | 1975-01-01 | 500 | Used Oil/Waste Oil | COMPARTMENT A | Double Walled | Asphalt coated or Bare Steel | Pressure |  |  | Removal | 1993-12-03
0-005265 | SAST MART | 1115 W WICKENBURG WAY | WICKENBURG | AZ | 85390 | Maricopa | 2 | Perm Closure | 1957-01-01 | 10000 | Gasoline | COMPARTMENT A | Single Walled | Asphalt coated or Bare Steel | Pressure |  |  | Removal | 1994-10-01
0-006867 | PUEBLO LUMBER | 1150 E GILBERT DR | TEMPE | AZ | 85281 | Maricopa | 1 | Perm Closure | 1984-01-01 | 4000 | Gasoline | COMPARTMENT A | Double Walled | Asphalt coated or Bare Steel |  |  |  | Removal | 1992-04-16
0-007552 | ISAAC MIDDLE SCHOOL | 3402 W MCDOWELL RD | PHOENIX | AZ | 85009 | Maricopa | 1 | Perm Closure | 2005-06-17 |  | Unidentified | COMPARTMENT A | Double Walled | Composite (Steel/Fiberglass) |  |  |  | Removal | 1988-12-13
0-007552 | ISAAC MIDDLE SCHOOL | 3402 W MCDOWELL RD | PHOENIX | AZ | 85009 | Maricopa | 6 | Perm Closure | 2005-06-17 |  | Unidentified | COMPARTMENT A | Double Walled | Composite (Steel/Fiberglass) |  |  |  | Removal | 1988-12-13
0-007552 | ISAAC MIDDLE SCHOOL | 3402 W MCDOWELL RD | PHOENIX | AZ | 85009 | Maricopa | 2 | Perm Closure | 2005-06-17 |  | Unidentified | COMPARTMENT A | Double Walled | Composite (Steel/Fiberglass) |  |  |  | Removal | 1988-12-13
0-007552 | ISAAC MIDDLE SCHOOL | 3402 W MCDOWELL RD | PHOENIX | AZ | 85009 | Maricopa | 3 | Perm Closure | 2005-06-17 |  | Unidentified | COMPARTMENT A | Double Walled | Composite (Steel/Fiberglass) |  |  |  | Removal | 1988-12-13
0-005086 | QUICK PIC #2 | 2710 N 1ST AVE | TUCSON | AZ | 85719 | Pima | 7 | Perm Closure | 1987-01-01 | 12000 | Gasoline | COMPARTMENT A | Double Walled | Composite (Steel/Fiberglass) | Pressure | Double Walled | Fiberglass Reinforced Plastic | Removal | 2017-01-17
0-005086 | QUICK PIC #2 | 2710 N 1ST AVE | TUCSON | AZ | 85719 | Pima | 2 | Perm Closure | 1979-01-01 | 12000 | Gasoline | COMPARTMENT A |  | Asphalt coated or Bare Steel | Pressure |  | Fiberglass Reinforced Plastic | Removal | 1987-01-01
0-003271 | EXXONMOBIL OIL CORP #11966 | 1502 W CAMELBACK RD | PHOENIX | AZ | 85015 | Maricopa | 3 | Perm Closure | 1970-01-01 | 10000 | Gasoline | COMPARTMENT A |  | Asphalt coated or Bare Steel | Pressure |  |  | Removal | 1988-06-02
0-001310 | CIRCLE K #790 | 3955 LAKE MARY RD | FLAGSTAFF | AZ | 86005 | Coconino | 3 | Perm Closure | 1977-01-01 | 6000 | Gasoline | COMPARTMENT A |  | Asphalt coated or Bare Steel | Pressure |  |  | Removal | 1995-11-14
0-004452 | BUTLER EASY MART | 1311 E BUTLER AVE | FLAGSTAFF | AZ | 86001 | Coconino | 1 | Perm Closure | 1982-01-01 | 10000 | Diesel | COMPARTMENT A |  | Asphalt coated or Bare Steel | Pressure | Single Walled | Bare or Galvanized Steel | Removal | 1992-04-17
0-004452 | BUTLER EASY MART | 1311 E BUTLER AVE | FLAGSTAFF | AZ | 86001 | Coconino | 10 | Perm Closure | 1992-05-18 | 10000 | Diesel #2 | COMPARTMENT A | Double Walled | Composite (Steel/Fiberglass) | Pressure |  | Fiberglass Reinforced Plastic | Removal | 2020-10-30
0-007548 | DESERT SCHOOLS FEDERAL CREDIT UNION - PAPAGO BRANCH | 148 N 48TH ST | PHOENIX | AZ | 85034 | Maricopa | 2 | Perm Closure | 2005-06-17 | 6000 | Gasoline | COMPARTMENT A | Unknown | Unknown |  |  |  | Removal | 1989-01-01
0-004157 | WAGON WHEEL GENERAL STORE | 6801 N SANDARIO RD | MARANA | AZ | 85743 | Pima | 2 | Perm Closure | 1985-04-22 | 8000 | Gasoline | COMPARTMENT A | Unknown | Asphalt coated or Bare Steel | Pressure |  | Bare or Galvanized Steel | Removal | 1993-06-09
0-002481 | HEXCEL CORPORATION | 1214 W GILA BEND HWY | CASA GRANDE | AZ | 85122 | Pinal | 3 | Perm Closure | 1969-01-01 | 3000 | Hazardous Substance | COMPARTMENT A | Single Walled | Asphalt coated or Bare Steel |  |  |  | Closed in Place | 1987-11-27
0-002481 | HEXCEL CORPORATION | 1214 W GILA BEND HWY | CASA GRANDE | AZ | 85122 | Pinal | 15 | Perm Closure | 1976-01-01 | 20000 | Hazardous Substance | COMPARTMENT A | Single Walled | Asphalt coated or Bare Steel | Gravity Feed | Single Walled | Bare or Galvanized Steel | Removal | 1997-12-11
0-002481 | HEXCEL CORPORATION | 1214 W GILA BEND HWY | CASA GRANDE | AZ | 85122 | Pinal | 17 | Temp Closure | 1988-03-01 | 10000 | Hazardous Substance | COMPARTMENT A | Single Walled | Asphalt coated or Bare Steel | Suction - Check Valve at the Tank Top | Single Walled | Bare or Galvanized Steel |  | 2020-03-30
0-002481 | HEXCEL CORPORATION | 1214 W GILA BEND HWY | CASA GRANDE | AZ | 85122 | Pinal | 19 | Temp Closure | 1988-03-01 | 8000 | Hazardous Substance | COMPARTMENT A | Single Walled | Asphalt coated or Bare Steel | Gravity Feed | Single Walled | Bare or Galvanized Steel |  | 2020-03-30
0-007403 | TYNDALL MOTOR | 615 S 17TH AVE | PHOENIX | AZ | 85007 | Maricopa | 2 | Perm Closure | 2005-06-17 | 4000 | Gasoline | COMPARTMENT A | Unknown | Unknown | Pressure |  |  | Removal | 1991-10-02
0-002417 | CARIOCA #18 | 379 S MAIN ST | SNOWFLAKE | AZ | 85937 | Navajo | 2 | Perm Closure | 2005-06-17 | 7500 | Gasoline | COMPARTMENT A | Single Walled | Asphalt coated or Bare Steel |  |  |  | Removal | 1990-08-21
0-002005 | ESPERANAZA EXXON | 61 W ESPERANZA BLVD | GREEN VALLEY | AZ | 85614 | Pima | 3 | Perm Closure | 1965-01-01 | 6000 | Gasoline | COMPARTMENT A |  | Asphalt coated or Bare Steel | Pressure | Single Walled | Bare or Galvanized Steel | Removal | 1994-08-24
0-002005 | ESPERANAZA EXXON | 61 W ESPERANZA BLVD | GREEN VALLEY | AZ | 85614 | Pima | 7 | Perm Closure | 1994-08-01 | 12000 | Gasoline | COMPARTMENT A | Double Walled | Fiberglass Reinforced Plastic | Pressure | Double Walled | Fiberglass Reinforced Plastic | Removal | 2018-11-16
0-002005 | ESPERANAZA EXXON | 61 W ESPERANZA BLVD | GREEN VALLEY | AZ | 85614 | Pima | 9 | Perm Closure | 1994-08-01 | 12000 | Gasoline | COMPARTMENT A | Double Walled | Fiberglass Reinforced Plastic | Pressure | Double Walled | Fiberglass Reinforced Plastic | Removal | 2018-11-16
0-001511 | CIRCLE K #2703734 | 3443 W DUNLAP AVE | PHOENIX | AZ | 85051 | Maricopa | 3 | Open | 1984-01-01 | 10000 | Gasoline (PUL) | COMPARTMENT A | Single Walled | Fiberglass Reinforced Plastic | Pressure | Single Walled | Fiberglass Reinforced Plastic
0-000662 | STAKER PARSON INA RD PLANT | 5400 W MASSINGALE RD | TUCSON | AZ | 85743 | Pima | 1 | Perm Closure | 2005-06-17 | 1000 | Used Oil/Waste Oil | COMPARTMENT A |  | Asphalt coated or Bare Steel |  |  |  | Removal | 1989-12-05
0-001126 | CHEVRON #9-9855 | 1995 MCCULLOCH BLVD N | LAKE HAVASU CITY | AZ | 86403 | Mohave | 1 | Perm Closure | 1982-01-01 | 9816 | Gasoline | COMPARTMENT A | Double Walled | Fiberglass Reinforced Plastic | Pressure |  | Fiberglass Reinforced Plastic | Removal | 1994-09-07
0-006630 | ECONO LUBE N TUNE #126 | 3514 W BETHANY HOME RD | PHOENIX | AZ | 85019 | Maricopa | 1 | Perm Closure | 1988-03-01 | 500 | Used Oil/Waste Oil | COMPARTMENT A | Double Walled | Composite (Steel/Fiberglass) | Gravity Feed | Double Walled | Fiberglass Reinforced Plastic | Removal | 2013-04-17
0-008922 | PRESCOTT BOARD OF REALTORS | 405 WHITE SPAR RD | PRESCOTT | AZ | 86303 | Yavapai | 2 | Perm Closure | 2005-06-17 | 2000 | Gasoline | COMPARTMENT A | Double Walled | Fiberglass Reinforced Plastic |  |  |  | Closed in Place | 1990-12-20
0-004932 | QUIK TRIP #488 | 4949 N 51ST AVE | PHOENIX | AZ | 85031 | Maricopa | 2 | Perm Closure | 1985-05-07 | 10000 | Gasoline | COMPARTMENT A | Double Walled | Fiberglass Reinforced Plastic | Pressure |  | Fiberglass Reinforced Plastic | Removal | 1997-05-03
0-004932 | QUIK TRIP #488 | 4949 N 51ST AVE | PHOENIX | AZ | 85031 | Maricopa | 7 | Open | 2017-06-02 | 20000 | Gasoline (UL) | COMPARTMENT A | Double Walled | Fiberglass Reinforced Plastic | Pressure | Double Walled | Fiberglass Reinforced Plastic
0-000519 | ARCO #5269 | 1812 W CAMELBACK RD | PHOENIX | AZ | 85015 | Maricopa | 6 | Perm Closure | 2005-06-17 | 12000 | Gasoline | COMPARTMENT A | Double Walled | Fiberglass Reinforced Plastic | Pressure |  | Fiberglass Reinforced Plastic | Removal | 2003-09-09
0-004246 | SAGUARO GUNITE INC | 851 S DORSEY LN | TEMPE | AZ | 85281 | Maricopa | 2 | Perm Closure | 1981-01-08 | 10000 | Gasoline | COMPARTMENT A | Unknown | Asphalt coated or Bare Steel |  |  |  | Closed in Place | 1995-02-01
0-003204 | CIRCLE K STORE #2709171 | 5908 W THUNDERBIRD RD | GLENDALE | AZ | 85306 | Maricopa | 4 | Perm Closure | 1996-12-01 | 20000 | Gasoline | COMPARTMENT A | Double Walled | Fiberglass Reinforced Plastic | Pressure | Double Walled | Fiberglass Reinforced Plastic | Removal | 2015-01-14
0-003204 | CIRCLE K STORE #2709171 | 5908 W THUNDERBIRD RD | GLENDALE | AZ | 85306 | Maricopa | 1 | Perm Closure | 1984-01-01 | 10000 | Gasoline | COMPARTMENT A | Double Walled | Fiberglass Reinforced Plastic |  |  |  | Removal | 1996-12-17
0-010561 | QUIKTRIP #419 | 2026 W BROADWAY RD | MESA | AZ | 85202 | Maricopa | 3 | Open | 2016-01-25 | 12000 | Diesel | COMPARTMENT A | Double Walled | Fiberglass Reinforced Plastic | Pressure | Double Walled | Fiberglass Reinforced Plastic
0-000448 | ARIZONA WATER CO - COOLIDGE METER SHOP | 125 W NORTHERN AVE | COOLIDGE | AZ | 85128 | Pinal | 2 | Perm Closure | 1983-01-01 |  | Gasoline | COMPARTMENT A |  | Asphalt coated or Bare Steel |  |  |  | Removal | 1988-12-22
0-008332 | EXCESS DISTRIBUTORS | 946 W LINCOLN ST | PHOENIX | AZ | 85007 | Maricopa | 2 | Perm Closure | 2005-06-17 |  | Gasoline | COMPARTMENT A | Double Walled | Asphalt coated or Bare Steel |  |  |  | Removal | 1997-03-19
0-005051 | CIRCLE K STORE NO. 9161 | 4040 W CHANDLER BLVD | CHANDLER | AZ | 85226 | Maricopa | 2 | Perm Closure | 1989-06-28 | 10000 | Gasoline | COMPARTMENT A | Double Walled | Fiberglass Reinforced Plastic | Pressure |  | Fiberglass Reinforced Plastic | Removal | 2015-09-24
0-003820 | CITY OF PHOENIX - FIRE STATION #23 | 4416 S 32ND ST | PHOENIX | AZ | 85040 | Maricopa | 2 | Open | 1988-03-01 | 1000 | Diesel | COMPARTMENT A | Double Walled | Fiberglass Reinforced Plastic | Pressure |  | Fiberglass Reinforced Plastic
0-006348 | JACKS PLACE | 614 S APACHE DR | HOLBROOK | AZ | 86025 | Navajo | 4 | Perm Closure | 1983-09-02 | 6000 | Diesel | COMPARTMENT A | Double Walled | Asphalt coated or Bare Steel | Suction - Check Valve at the Tank Top |  |  | Removal | 1998-07-29
0-009556 | PACIFIC MANUFACTURING COMPANY | 1121 W HILTON AVE | PHOENIX | AZ | 85007 | Maricopa | 1 | Perm Closure | 1961-01-01 | 1000 | Diesel | COMPARTMENT A | Unknown | Unknown | Suction - Check Valve at the Dispenser |  |  | Removal | 2002-06-13
0-001195 | CIRCLE K #222 | 1855 E SPEEDWAY BLVD | TUCSON | AZ | 85719 | Pima | 1 | Perm Closure | 1982-01-01 | 10000 | Gasoline | COMPARTMENT A |  | Asphalt coated or Bare Steel |  |  |  | Removal | 1989-09-06
0-003052 | MARICOPA COUNTY - DISTRICT III SHERIFF''S OFFICE | 13063 W BELL RD | SURPRISE | AZ | 85378 | Maricopa | 1 | Perm Closure | 1981-03-07 | 10000 | Gasoline | COMPARTMENT A | Unknown | Fiberglass Reinforced Plastic |  |  |  | Removal | 1991-02-19
0-009916 | CIRCLE K #2706469 | 1720 W IRVINGTON RD | TUCSON | AZ | 85746 | Pima | 2 | Open | 2002-12-02 | 12000 | Gasoline | COMPARTMENT A | Double Walled | Fiberglass Reinforced Plastic | Pressure | Double Walled | Fiberglass Reinforced Plastic
0-006324 | FIVE MILE LANDING |  | GOLDEN SHORES |  |  | Mohave | 3 | Perm Closure | 1976-08-26 | 500 | Gasoline | COMPARTMENT A | Unknown | Asphalt coated or Bare Steel |  |  |  | Removal | 1989-10-30
0-008041 | CIRCLE K #2705293 | 3230 E WILLIAMS FIELD RD | GILBERT | AZ | 85295 | Maricopa | 3 | Open | 1990-01-01 | 10000 | Gasoline | COMPARTMENT A | Double Walled | Fiberglass Reinforced Plastic | Pressure |  | Fiberglass Reinforced Plastic
0-008041 | CIRCLE K #2705293 | 3230 E WILLIAMS FIELD RD | GILBERT | AZ | 85295 | Maricopa | 4 | Open | 1990-10-01 | 10000 | Diesel | COMPARTMENT A | Double Walled | Fiberglass Reinforced Plastic | Pressure |  | Fiberglass Reinforced Plastic
0-001474 | CIRCLE K #2701758 | 2535 N CENTRAL AVE | PHOENIX | AZ | 85004 | Maricopa | 2 | Perm Closure | 1985-01-01 | 10000 | Gasoline | COMPARTMENT A | Single Walled | Fiberglass Reinforced Plastic | Pressure | Single Walled | Fiberglass Reinforced Plastic | Removal | 2013-08-08
0-007950 | FAILURE ANALYSIS ASSOCIATES | 1850 W PINNACLE PEAK RD | PHOENIX | AZ | 85027 | Maricopa | 2 | Perm Closure | 2005-06-17 | 1000 | Diesel | COMPARTMENT A | Unknown | Asphalt coated or Bare Steel | Suction - Check Valve at the Tank Top |  | Bare or Galvanized Steel | Removal | 1992-09-11
0-007502 | PINTO CREEK MANAGEMENT | 20820 S ELLSWORTH RD | QUEEN CREEK | AZ | 85142 | Maricopa | 1 | Perm Closure | 2005-06-17 | 10000 | Gasoline | COMPARTMENT A | Double Walled | Asphalt coated or Bare Steel | Suction - Check Valve at the Tank Top |  | Bare or Galvanized Steel | Removal | 1989-11-02
0-007101 | PHILIPS INDUSTRIES INC MALTA DIV | 1903 E BUTLER AVE | FLAGSTAFF | AZ | 86001 | Coconino | 1 | Perm Closure | 1982-01-01 | 1000 | Gasoline | COMPARTMENT A | Unknown | Asphalt coated or Bare Steel |  |  |  | Removal | 1990-10-22
0-002587 | NAVAJO MARKETING COMPANY INC | 5534 W MARYLAND AVE | GLENDALE | AZ | 85301 | Maricopa | 1 | Perm Closure | 2005-06-17 | 1000 | Gasoline | COMPARTMENT A | Single Walled | Asphalt coated or Bare Steel |  |  |  | Removal | 1996-11-20
0-004227 | RYDER TRUCK RENTAL INC | 705 E AJO WAY | TUCSON | AZ | 85713 | Pima | 1 | Perm Closure | 1986-02-17 | 12000 | Diesel | COMPARTMENT A | Unknown | Asphalt coated or Bare Steel | Pressure |  | Bare or Galvanized Steel | Removal | 1997-04-22
0-009888 | SAFEWAY #1887 | 3998 N STOCKTON HILL RD | KINGMAN | AZ | 86409 | Mohave | 1 | Open | 2002-06-27 | 10000 | Diesel | COMPARTMENT A | Double Walled | Composite (Steel/Fiberglass)
0-009806 | SAFEWAY #1511 - FUEL CENTER | 14195 W INDIAN SCHOOL RD | GOODYEAR | AZ | 85395 | Maricopa | 1 | Open | 2001-11-07 | 10000 | Gasoline | COMPARTMENT A | Double Walled | Fiberglass Reinforced Plastic
0-004015 | RICHARDSON ASPHALT PAVING | 3022 S 38TH ST | PHOENIX | AZ | 85040 | Maricopa | 2 | Perm Closure | 1974-05-14 | 10000 | Gasoline | COMPARTMENT A | Double Walled | Asphalt coated or Bare Steel |  |  |  | Removal | 1996-04-17
0-007128 | ROBERT FRIEBUS | 3635 E 34TH ST | TUCSON | AZ | 85713 | Pima | 1 | Perm Closure | 1975-01-01 | 10000 | Gasoline | COMPARTMENT A | Unknown | Asphalt coated or Bare Steel | Suction - Check Valve at the Tank Top |  |  | Removal | 1990-12-10
0-004234 | QUIK MART #24 | 7895 E GOLF LINKS RD | TUCSON | AZ | 85730 | Pima | 1 | Open | 1989-05-15 | 10000 | Diesel | COMPARTMENT A | Double Walled | Composite (Steel/Fiberglass) | Pressure | Double Walled | Fiberglass Reinforced Plastic
0-006674 | BARNEYS #36 | 598 E 16TH ST | YUMA | AZ | 85365 | Yuma | 4 | Perm Closure | 1989-10-01 | 12000 | Gasoline | COMPARTMENT A | Double Walled | Fiberglass Reinforced Plastic | Pressure | Single Walled | Fiberglass Reinforced Plastic | Removal | 2002-05-15
0-001302 | CIRCLE K #769 | 1011 N PANTANO RD | TUCSON | AZ | 85710 | Pima | 2 | Perm Closure | 1972-01-01 | 10000 | Gasoline | COMPARTMENT A |  | Asphalt coated or Bare Steel | Pressure |  |  | Removal | 1992-10-28
0-002444 | ALVAREZ AUTO CENTER | 81 N MAIN ST | SNOWFLAKE | AZ | 85937 | Navajo | 8 | Perm Closure | 1990-09-01 | 4000 | Gasoline | COMPARTMENT A | Double Walled | Composite (Steel/Fiberglass) | Pressure | Single Walled | Bare or Galvanized Steel | Removal | 2020-07-22
0-008022 | ADOA STATE PERSONNEL OFFICE | 1871 W JEFFERSON ST | PHOENIX | AZ | 85007 | Maricopa | 2 | Perm Closure | 2005-06-17 |  | Unidentified | COMPARTMENT A | Double Walled | Fiberglass Reinforced Plastic |  |  |  | Removal | 1990-02-13
0-007770 | AJ'S MINI MART | 5235 N STATE HIGHWAY 64 | WILLIAMS | AZ | 86046 | Coconino | 2 | Open | 1993-03-25 | 10000 | Gasoline | COMPARTMENT A | Double Walled | Composite (Steel/Fiberglass) | Pressure | Single Walled | Fiberglass Reinforced Plastic
0-007770 | AJ'S MINI MART | 5235 N STATE HIGHWAY 64 | WILLIAMS | AZ | 86046 | Coconino | 1 | Open | 1993-03-25 | 12000 | Diesel | COMPARTMENT A | Double Walled | Composite (Steel/Fiberglass) | Pressure | Single Walled | Fiberglass Reinforced Plastic
0-009735 | CIRCLE K STORE #2741707 | 2011 S ELLSWORTH RD | MESA | AZ | 85209 | Maricopa | 1 | Open | 2001-02-20 | 10000 | Gasoline (PUL) | COMPARTMENT A | Double Walled | Fiberglass Reinforced Plastic | Pressure | Double Walled | Flexible
0-006103 | CHANDLER HEIGHTS TRADING POST | 18337 E SAN TAN BLVD | GILBERT | AZ | 85142 | Maricopa | 2 | Perm Closure | 1978-04-22 | 5000 | Gasoline | COMPARTMENT A | Double Walled | Asphalt coated or Bare Steel |  |  |  | Removal | 1990-03-23
0-006042 | BUCKEYE IRRIGATION COMPANY | 205 E ROOSEVELT AVE | BUCKEYE | AZ | 85326 | Maricopa | 3 | Perm Closure | 1973-01-01 | 550 | Gasoline | COMPARTMENT A | Single Walled | Asphalt coated or Bare Steel |  |  |  | Removal | 1988-12-22
0-006953 | CANYON DEL ORO HIGH SCHOOL | 25 W CALLE CONCORDIA | ORO VALLEY | AZ | 85704 | Pima | 1 | Perm Closure | 1960-01-01 | 500 | Used Oil/Waste Oil | COMPARTMENT A | Unknown | Unknown | Gravity Feed |  |  | Removal | 1990-09-25
0-008958 | TRES ALAMOS RANCH | 6800 N OCOTILLO RD | POMERENE | AZ | 85602 | Cochise | 4 | Perm Closure | 1980-01-01 | 4000 | Diesel | COMPARTMENT A | Double Walled | Asphalt coated or Bare Steel |  |  |  | Closed in Place | 1998-07-17
0-005015 | KATHERINE LANDING AT LAKE MOHAVE MARINA | 2690 KATHERINE SPUR RD | BULLHEAD CITY | AZ | 86429 | Mohave | 6 | Perm Closure | 1972-01-01 | 4000 | Gasoline | COMPARTMENT A |  | Asphalt coated or Bare Steel |  |  |  | Removal | 1995-01-12
0-005015 | KATHERINE LANDING AT LAKE MOHAVE MARINA | 2690 KATHERINE SPUR RD | BULLHEAD CITY | AZ | 86429 | Mohave | 4 | Perm Closure | 1972-01-01 | 2000 | Gasoline | COMPARTMENT A |  | Asphalt coated or Bare Steel |  |  |  | Removal | 1995-01-12
0-010536 | TIRE CORRAL | 302 E GRANT RD | TUCSON | AZ | 85705 | Pima | 1 | Perm Closure | 2015-07-20 | 500 | Used Oil/Waste Oil | COMPARTMENT A | Single Walled | Asphalt coated or Bare Steel |  |  |  | Removal | 2015-06-04
0-010564 | FRY'S FUEL FACILITY #686 | 2712 S SIGNAL BUTTE RD | MESA | AZ | 85209 | Maricopa | 1 | Open | 2016-05-23 | 20000 | Gasoline | COMPARTMENT A | Double Walled | Fiberglass Reinforced Plastic | Pressure | Double Walled | Fiberglass Reinforced Plastic
0-010585 | TENACIOUS ADVENTURES LLC | 16044 N 82ND ST | SCOTTSDALE | AZ | 85260 | Maricopa | 1 | Open | 2008-08-01 | 15000 | Jet Fuel | COMPARTMENT A | Double Walled | Fiberglass Reinforced Plastic | Suction - Check Valve at the Tank Top | Double Walled | Fiberglass Reinforced Plastic
0-010598 | PILOT TRAVEL CENTERS | 9255 S RITA RD | TUCSON | AZ | 85747 | Pima | 3 | Open | 2016-09-01 | 10000 | Diesel | COMPARTMENT A | Double Walled | Fiberglass Reinforced Plastic | Pressure |  | Fiberglass Reinforced Plastic
0-010598 | PILOT TRAVEL CENTERS | 9255 S RITA RD | TUCSON | AZ | 85747 | Pima | 2 | Open | 2016-09-01 | 14000 | Gasoline (UL) | COMPARTMENT A | Double Walled | Fiberglass Reinforced Plastic | Pressure |  | Fiberglass Reinforced Plastic
0-010626 | QUIKTRIP #484 | 9541 W OLIVE AVE | PEORIA | AZ | 85345 | Maricopa | 4 | Open | 2018-07-27 | 10000 | Gasoline (PUL) | COMPARTMENT A | Double Walled | Fiberglass Reinforced Plastic | Pressure | Double Walled | Fiberglass Reinforced Plastic
0-010657 | VACANT AUTO SERVICE CENTER | 1049 S 6TH AVE | TUCSON | AZ | 85701 | Pima | 3 | Perm Closure | 2018-09-24 | 1000 | Unidentified | COMPARTMENT A |  | Unknown |  |  |  | Removal | 2018-12-06
0-010657 | VACANT AUTO SERVICE CENTER | 1049 S 6TH AVE | TUCSON | AZ | 85701 | Pima | 2 | Perm Closure | 2018-09-24 | 1000 | Unidentified | COMPARTMENT A |  | Unknown |  |  |  | Removal | 2018-12-06
0-010690 | PARCEL #136-04-008A | 2515 N HARRIS DR | MESA | AZ | 85203 | Maricopa | 1 | Perm Closure | 2019-12-06 | 2800 | Gasoline (UL) | COMPARTMENT A | Single Walled | Asphalt coated or Bare Steel | Suction - Check Valve at the Dispenser | Single Walled | Bare or Galvanized Steel | Removal | 2020-04-15
0-010699 | PARCEL #40494702U | 6504 MORMON LAKE RD | FLAGSTAFF | AZ | 86038 | Coconino | 1 | Perm Closure | 2020-05-07 | 1000 | Gasoline (UL) | COMPARTMENT A | Single Walled | Asphalt coated or Bare Steel |  |  |  | Removal | 2020-05-06
0-004248 | SPEEDWAY STORE #2977 | 1060 E 18TH ST | DOUGLAS | AZ | 85607 | Cochise | 1 | Perm Closure | 1975-05-07 | 10000 | Gasoline | COMPARTMENT A | Double Walled | Asphalt coated or Bare Steel |  |  |  | Removal | 1997-10-01
0-004248 | SPEEDWAY STORE #2977 | 1060 E 18TH ST | DOUGLAS | AZ | 85607 | Cochise | 2 | Perm Closure | 1975-05-07 | 10000 | Gasoline | COMPARTMENT A | Double Walled | Asphalt coated or Bare Steel |  |  |  | Removal | 1997-10-01
0-002885 | KNOCHEL BROTHERS | 1460 E ALAMEDA DR | PHOENIX | AZ | 85024 | Maricopa | 4 | Perm Closure | 2005-06-17 | 6000 | Used Oil/Waste Oil | COMPARTMENT A |  | Asphalt coated or Bare Steel | Gravity Feed |  |  | Removal | 1990-09-12
0-010446 | FIREBIRD FUEL #6146 | 802 N 97TH AVE | TOLLESON | AZ | 85353 | Maricopa | 3 | Open | 2012-03-01 | 10000 | Gasoline | COMPARTMENT A | Double Walled | Fiberglass Reinforced Plastic | Pressure | Double Walled | Fiberglass Reinforced Plastic
0-010448 | QUIKTRIP STORE # 1401 | 575 N ESTRELLA PKWY | GOODYEAR | AZ | 85338 | Maricopa | 1 | Open | 2012-03-28 | 20000 | Gasoline | COMPARTMENT A | Double Walled | Fiberglass Reinforced Plastic | Pressure | Double Walled | Fiberglass Reinforced Plastic
0-004744 | STATEWIDE MASONRY INC | 4360 N 1ST AVE | TUCSON | AZ | 85719 | Pima | 2 | Perm Closure | 1980-01-01 | 10000 | Diesel | COMPARTMENT A | Unknown | Asphalt coated or Bare Steel |  |  |  | Removal | 1990-05-04
0-003454 | NATIONAL CAR RENTAL | 1402 N 24TH AVE | PHOENIX | AZ | 85009 | Maricopa | 3 | Perm Closure | 1985-01-01 | 1000 | Used Oil/Waste Oil | COMPARTMENT A | Double Walled | Fiberglass Reinforced Plastic |  |  |  | Removal | 2006-02-23
0-003454 | NATIONAL CAR RENTAL | 1402 N 24TH AVE | PHOENIX | AZ | 85009 | Maricopa | 4 | Perm Closure | 1985-01-01 | 1000 | Unidentified | COMPARTMENT A | Double Walled | Fiberglass Reinforced Plastic |  |  |  | Removal | 2006-02-23
0-000182 | CASHWAY CONCRETE & MATERIALS | 650 W MCKELLIPS RD | MESA | AZ | 85201 | Maricopa | 4 | Perm Closure | 2005-06-17 | 2000 | Diesel | COMPARTMENT A |  | Asphalt coated or Bare Steel |  |  |  | Removal | 1997-01-24
0-000182 | CASHWAY CONCRETE & MATERIALS | 650 W MCKELLIPS RD | MESA | AZ | 85201 | Maricopa | 1 | Perm Closure | 1978-01-01 | 6000 | Diesel | COMPARTMENT A |  | Asphalt coated or Bare Steel |  |  |  | Removal | 1988-11-01
0-002458 | PHOENIX GUARDTOP | 1048 W MARICOPA FWY | PHOENIX | AZ | 85007 | Maricopa | 3 | Perm Closure | 1971-05-08 | 2000 | Gasoline | COMPARTMENT A | Single Walled | Asphalt coated or Bare Steel |  |  |  | Removal | 1986-05-01
0-002458 | PHOENIX GUARDTOP | 1048 W MARICOPA FWY | PHOENIX | AZ | 85007 | Maricopa | 4 | Perm Closure | 1971-05-08 | 10000 | Diesel | COMPARTMENT A | Single Walled | Asphalt coated or Bare Steel |  |  |  | Removal | 1986-05-01
0-002458 | PHOENIX GUARDTOP | 1048 W MARICOPA FWY | PHOENIX | AZ | 85007 | Maricopa | 1 | Perm Closure | 1971-05-08 | 1000 | Gasoline | COMPARTMENT A | Single Walled | Asphalt coated or Bare Steel |  |  |  | Removal | 1986-05-01
0-004291 | CORONADO GENERATING PLANT |  | SAINT JOHNS |  |  | Apache | 1 | Perm Closure | 1978-05-01 | 10000 | Used Oil/Waste Oil | COMPARTMENT A | Unknown | Asphalt coated or Bare Steel |  |  |  | Removal | 1990-09-01
0-010208 | PROVIDENCE COLLISION CENTER | 5256 NW GRAND AVE | GLENDALE | AZ | 85301 | Maricopa | 1 | Perm Closure | 2008-01-29 | 1000 | Gasoline | COMPARTMENT A |  | Asphalt coated or Bare Steel |  |  |  | Removal | 2007-12-03
0-010504 | FRY'S FUEL FACILITY #6 | 5771 W THUNDERBIRD RD | GLENDALE | AZ | 85306 | Maricopa | 2 | Open | 2014-05-01 | 8000 | Gasoline | COMPARTMENT B | Double Walled | Fiberglass Reinforced Plastic | Pressure | Double Walled | Fiberglass Reinforced Plastic
0-010081 | MOFFORD STANDARD SERVICE STATION | 701 W MCDOWELL RD | PHOENIX | AZ | 85007 | Maricopa | 2 | Perm Closure | 2005-10-19 | 550 | Gasoline | COMPARTMENT A |  | Asphalt coated or Bare Steel |  |  |  | Removal | 2005-09-27
0-010081 | MOFFORD STANDARD SERVICE STATION | 701 W MCDOWELL RD | PHOENIX | AZ | 85007 | Maricopa | 3 | Perm Closure | 2005-10-19 | 550 | Gasoline | COMPARTMENT A |  | Asphalt coated or Bare Steel |  |  |  | Removal | 2005-09-27
0-001963 | CARDLOCK FUEL - FORMER | 1802 S CENTRAL AVE | PHOENIX | AZ | 85004 | Maricopa | 1 | Perm Closure | 1971-01-01 | 12000 | Diesel | COMPARTMENT A |  | Asphalt coated or Bare Steel | Pressure |  |  | Removal | 1998-01-06
0-006321 | FRANKLIN MERCANTILE |  | FRANKLIN |  |  | Greenlee | 4 | Perm Closure | 1973-01-01 | 300 | Gasoline | COMPARTMENT A |  | Asphalt coated or Bare Steel |  |  |  | Closed in Place | 1997-10-17
0-006321 | FRANKLIN MERCANTILE |  | FRANKLIN |  |  | Greenlee | 6 | Perm Closure | 1997-12-04 | 2000 | Gasoline | COMPARTMENT A | Double Walled | Fiberglass Reinforced Plastic | Pressure | Double Walled | Fiberglass Reinforced Plastic | Removal | 2015-07-01
0-004629 | 7-ELEVEN #18383 | 4659 E 22ND ST | TUCSON | AZ | 85711 | Pima | 1 | Perm Closure | 1976-03-25 | 8000 | Gasoline | COMPARTMENT A | Double Walled | Asphalt coated or Bare Steel | Pressure |  | Bare or Galvanized Steel | Removal | 1992-12-18
0-003927 | PINTO VALLEY OPERATIONS |  | MIAMI |  |  | Gila | 1 | Perm Closure | 1972-01-01 | 3000 | Gasoline | COMPARTMENT A | Single Walled | Asphalt coated or Bare Steel |  |  |  | Removal | 1990-03-21
0-003927 | PINTO VALLEY OPERATIONS |  | MIAMI |  |  | Gila | 2 | Perm Closure | 1972-01-01 | 3000 | Gasoline | COMPARTMENT A | Single Walled | Asphalt coated or Bare Steel |  |  |  | Removal | 1990-03-21
0-005289 | UNOCAL #4893 | 2415 W GLENDALE AVE | PHOENIX | AZ | 85021 | Maricopa | 2 | Perm Closure | 1981-04-15 | 10000 | Gasoline | COMPARTMENT A | Double Walled | Fiberglass Reinforced Plastic | Pressure |  | Fiberglass Reinforced Plastic | Removal | 1997-01-27
0-002857 | GILLIGANS ON COPPER BASIN LLC | 501 COPPER BASIN RD | PRESCOTT | AZ | 86303 | Yavapai | 1 | Open | 1970-01-21 | 6000 | Gasoline | COMPARTMENT A | Single Walled | Asphalt coated or Bare Steel | Pressure |  | Fiberglass Reinforced Plastic
0-002288 | GILA COUNTY | 1400 E ASH ST | GLOBE | AZ | 85501 | Gila | 2 | Perm Closure | 2005-06-17 | 5000 | Diesel | COMPARTMENT A | Single Walled | Asphalt coated or Bare Steel |  |  |  | Removal | 1993-09-29
0-002288 | GILA COUNTY | 1400 E ASH ST | GLOBE | AZ | 85501 | Gila | 1 | Perm Closure | 2005-06-17 | 10000 | Gasoline | COMPARTMENT A | Single Walled | Asphalt coated or Bare Steel |  |  |  | Removal | 1993-09-29
0-008614 | BANK OF AMERICA TOWER | 101 N 1ST AVE | PHOENIX | AZ | 85003 | Maricopa | 1 | Perm Closure | 1967-01-01 | 500 | Diesel | COMPARTMENT A | Double Walled | Asphalt coated or Bare Steel | Pressure |  | Bare or Galvanized Steel | Removal | 1998-12-15
0-005076 | CONOCOPHILLIPS #257366 | 502 N CAMPBELL AVE | TUCSON | AZ | 85719 | Pima | 5 | Perm Closure | 1986-04-01 | 12000 | Gasoline | COMPARTMENT A | Double Walled | Composite (Steel/Fiberglass) | Pressure | Double Walled | Fiberglass Reinforced Plastic | Removal | 2003-06-11
0-002472 | HENSLEY'S INC | 2222 NAVAJO BLVD | HOLBROOK | AZ | 86025 | Navajo | 3 | Perm Closure | 1985-04-15 | 1000 | Gasoline | COMPARTMENT A | Single Walled | Asphalt coated or Bare Steel | Suction - Check Valve at the Tank Top |  |  | Removal | 1993-11-03
0-003725 | IRVING KOZINETS | 1800 E APACHE BLVD | TEMPE | AZ | 85281 | Maricopa | 3 | Perm Closure | 1964-04-02 | 6000 | Gasoline | COMPARTMENT A | Unknown | Asphalt coated or Bare Steel |  |  |  | Removal | 1976-08-01
0-009128 | SUPERPUMPER #16 | 10356 E RIGGS RD | SUN LAKES | AZ | 85248 | Maricopa | 3 | Open | 1997-02-28 | 8000 | Gasoline (PUL) | COMPARTMENT A | Double Walled | Composite (Steel/Fiberglass) | Pressure | Double Walled
0-010192 | PARCEL #301-26-011 | 22310 W OLD HWY 66 | SELIGMAN | AZ | 86337 | Yavapai | 2 | Perm Closure | 2008-02-04 | 10000 | Gasoline | COMPARTMENT A |  | Asphalt coated or Bare Steel |  |  |  | Closed in Place | 2007-10-03
0-010299 | GENERAL MOTORS DESERT PROVING GROUND | 1500 E GM DR | YUMA | AZ | 85365 | Yuma | 10 | Open | 2009-04-06 | 12000 | Gasoline | COMPARTMENT A | Double Walled | Fiberglass Reinforced Plastic | Pressure | Double Walled | Flexible
0-010299 | GENERAL MOTORS DESERT PROVING GROUND | 1500 E GM DR | YUMA | AZ | 85365 | Yuma | 15 | Open | 2009-04-08 | 4000 | Diesel | COMPARTMENT A | Double Walled | Fiberglass Reinforced Plastic | Pressure | Double Walled | Flexible
0-010217 | CACTUS CANDY COMPANY | 3002 N 24TH ST | PHOENIX | AZ | 85016 | Maricopa | 1 | Perm Closure | 2008-05-05 | 7500 | Unidentified | COMPARTMENT A | Single Walled | Asphalt coated or Bare Steel |  |  |  | Closed in Place | 1980-06-24
0-005741 | PRESTON CHEVRON | 605 MIKES PIKE | FLAGSTAFF | AZ | 86001 | Coconino | 5 | Perm Closure | 1988-03-01 | 10000 | Gasoline | COMPARTMENT A |  | Asphalt coated or Bare Steel |  |  |  | Removal | 1996-07-16
0-010263 | SAFEWAY FUEL #2821 | 3780 W HAPPY VALLEY RD | PHOENIX | AZ | 85310 | Maricopa | 2 | Open | 2008-11-14 | 10000 | Diesel | COMPARTMENT B | Double Walled | Fiberglass Reinforced Plastic | Pressure | Double Walled | Flexible
0-004348 | NOGALES INTERNATIONAL AIRPORT | 11 ACCESS WAY | NOGALES | AZ | 85621 | Santa Cruz | 2 | Perm Closure | 1956-01-01 | 10000 | Gasoline | COMPARTMENT A |  | Asphalt coated or Bare Steel |  |  |  | Removal | 1987-01-01
0-010350 | QUIKTRIP #445 | 2775 S 51ST AVE | PHOENIX | AZ | 85043 | Maricopa | 2 | Open | 2010-05-10 | 20000 | Gasoline | COMPARTMENT A | Double Walled | Fiberglass Reinforced Plastic | Pressure | Double Walled | Fiberglass Reinforced Plastic
0-010350 | QUIKTRIP #445 | 2775 S 51ST AVE | PHOENIX | AZ | 85043 | Maricopa | 1 | Open | 2010-05-10 | 20000 | Gasoline | COMPARTMENT A | Double Walled | Fiberglass Reinforced Plastic | Pressure | Double Walled | Fiberglass Reinforced Plastic
0-010372 | FRYS FUEL CENTER #81 | 2246 E BASELINE RD | PHOENIX | AZ | 85042 | Maricopa | 1 | Open | 2010-06-01 | 20000 | Gasoline | COMPARTMENT A | Double Walled | Fiberglass Reinforced Plastic | Pressure |  | Flexible
0-010404 | CIRCLE K STORE #2703406 | 1025 E AJO WAY | TUCSON | AZ | 85713 | Pima | 2 | Open | 2011-04-28 | 12000 | Gasoline (PUL) | COMPARTMENT A | Double Walled | Fiberglass Reinforced Plastic | Pressure | Double Walled | Fiberglass Reinforced Plastic
0-007246 | FORMER CORY'S SELF SERVICE | 2327 N GRAND AVE | NOGALES | AZ | 85621 | Santa Cruz | 1 | Perm Closure | 2005-06-17 | 12000 | Gasoline | COMPARTMENT A | Double Walled | Asphalt coated or Bare Steel | Pressure |  |  | Removal | 1991-04-10
0-007867 | ASIA EXPRESS RESTAURANT | 2649 W VAN BUREN ST | PHOENIX | AZ | 85009 | Maricopa | 1 | Perm Closure | 2005-06-17 |  | Gasoline | COMPARTMENT A | Unknown | Asphalt coated or Bare Steel |  |  |  | Removal | 1979-01-01
0-002211 | SMART MOTORS | 5200 E SPEEDWAY BLVD | TUCSON | AZ | 85712 | Pima | 1 | Perm Closure | 1967-05-06 | 6000 | Gasoline | COMPARTMENT A | Single Walled | Asphalt coated or Bare Steel |  |  |  | Removal | 1989-01-12
0-006942 | MOBIL 18-NWG | 2700 W HIGHWAY 66 | WINSLOW | AZ | 86047 | Navajo | 3 | Perm Closure | 1972-01-01 | 6000 | Gasoline | COMPARTMENT A |  | Asphalt coated or Bare Steel | Pressure |  | Fiberglass Reinforced Plastic | Removal | 1990-08-03
0-002432 | GANNON & SCOTT | 2113 E SKY HARBOR CIR S | PHOENIX | AZ | 85034 | Maricopa | 4 | Perm Closure | 1973-01-01 | 45000 | Unidentified | COMPARTMENT A | Single Walled | Concrete |  |  |  | Removal | 1992-06-01
0-002432 | GANNON & SCOTT | 2113 E SKY HARBOR CIR S | PHOENIX | AZ | 85034 | Maricopa | 1 | Perm Closure | 1976-01-01 | 15000 | Diesel | COMPARTMENT A | Single Walled | Asphalt coated or Bare Steel |  |  |  | Removal | 1989-03-23
0-004162 | ROAD JAMMERS MACHINERY | 4300 S 17TH AVE | PHOENIX | AZ | 85041 | Maricopa | 1 | Perm Closure | 1976-03-17 | 10000 | Diesel | COMPARTMENT A | Unknown | Asphalt coated or Bare Steel |  |  |  | Removal | 1992-07-07
0-003230 | MOBIL 18-KEA | 4402 E MCDOWELL RD | PHOENIX | AZ | 85008 | Maricopa | 3 | Perm Closure | 1968-01-01 | 8000 | Gasoline | COMPARTMENT A |  | Asphalt coated or Bare Steel |  |  |  | Removal | 1989-11-01
0-003062 | MARRIOTT CAMELBACK INN | 5402 E LINCOLN DR | PARADISE VALLEY | AZ | 85253 | Maricopa | 3 | Perm Closure | 2005-06-17 | 1000 | Gasoline | COMPARTMENT A | Unknown | Asphalt coated or Bare Steel |  |  |  | Removal | 1996-08-12
0-001799 | TRENCH SAFETY EQUIPMENT | 1717 E CURRY RD | TEMPE | AZ | 85281 | Maricopa | 4 | Perm Closure | 1976-01-01 | 1000 | Gasoline | COMPARTMENT A |  | Asphalt coated or Bare Steel | Suction - Check Valve at the Tank Top |  | Fiberglass Reinforced Plastic | Removal | 1992-02-20
0-001799 | TRENCH SAFETY EQUIPMENT | 1717 E CURRY RD | TEMPE | AZ | 85281 | Maricopa | 3 | Perm Closure | 1976-01-01 | 2000 | Diesel | COMPARTMENT A |  | Asphalt coated or Bare Steel |  |  |  | Removal | 1992-02-20
0-001799 | TRENCH SAFETY EQUIPMENT | 1717 E CURRY RD | TEMPE | AZ | 85281 | Maricopa | 6 | Perm Closure | 1976-01-01 | 500 | Used Oil/Waste Oil | COMPARTMENT A |  | Asphalt coated or Bare Steel | Gravity Feed |  |  | Removal | 1989-02-10
0-005268 | CASHBACK AUTO SALES & LEASING | 2361 E VAN BUREN ST | PHOENIX | AZ | 85006 | Maricopa | 2 | Perm Closure | 1971-05-09 | 10000 | Gasoline | COMPARTMENT A | Unknown | Asphalt coated or Bare Steel |  |  |  | Removal | 1992-05-08
0-005220 | U-HAUL - SCOTTSDALE CENTER | 3033 N SCOTTSDALE RD | SCOTTSDALE | AZ | 85251 | Maricopa | 3 | Perm Closure | 1979-04-22 | 550 | Used Oil/Waste Oil | COMPARTMENT A | Double Walled | Asphalt coated or Bare Steel | Gravity Feed |  |  | Removal | 1994-03-24
0-003546 | OCOTILLO LUMBER SALES INC | 3121 N 28TH AVE | PHOENIX | AZ | 85017 | Maricopa | 2 | Perm Closure | 1961-01-01 | 500 | Gasoline | COMPARTMENT A |  | Asphalt coated or Bare Steel |  |  |  | Removal | 1990-12-19
0-007523 | SHELL | 305 E THOMAS RD | PHOENIX | AZ | 85012 | Maricopa | 2 | Open | 1995-06-01 | 12000 | Gasoline | COMPARTMENT A | Double Walled | Fiberglass Reinforced Plastic | Pressure | Double Walled | Fiberglass Reinforced Plastic
0-007523 | SHELL | 305 E THOMAS RD | PHOENIX | AZ | 85012 | Maricopa | 4 | Open | 1995-06-01 | 12000 | Gasoline | COMPARTMENT A | Double Walled | Fiberglass Reinforced Plastic | Pressure | Double Walled | Fiberglass Reinforced Plastic
0-003812 | CITY OF PHOENIX - FIRE STATION #14 | 1330 N 32ND AVE | PHOENIX | AZ | 85009 | Maricopa | 1 | Perm Closure | 1959-01-01 | 280 | Diesel | COMPARTMENT A |  | Asphalt coated or Bare Steel | Suction - Check Valve at the Tank Top |  |  | Removal | 1995-08-01
0-007188 | TCW LAND FUND I HOLDING CO/EXXONMOBIL | 1602 N CENTRAL AVE | PHOENIX | AZ | 85004 | Maricopa | 3 | Perm Closure | 2005-06-17 | 6000 | Gasoline | COMPARTMENT A |  | Asphalt coated or Bare Steel |  |  |  | Removal | 1991-08-19
0-005612 | WESTERN COTTON SERVICES - PHOENIX MILL | 615 S 51ST AVE | PHOENIX | AZ | 85043 | Maricopa | 7 | Perm Closure | 2005-06-17 | 500 | Gasoline | COMPARTMENT A | Single Walled | Asphalt coated or Bare Steel |  |  |  | Removal | 1988-12-16
0-008316 | FRACTURED FIBERGLASS | 1100 W MAIN ST | MESA | AZ | 85201 | Maricopa | 3 | Perm Closure | 2005-06-17 | 1000 | Gasoline | COMPARTMENT A | Unknown | Asphalt coated or Bare Steel | Pressure |  | Bare or Galvanized Steel | Closed in Place | 1967-01-01
0-008316 | FRACTURED FIBERGLASS | 1100 W MAIN ST | MESA | AZ | 85201 | Maricopa | 4 | Perm Closure | 2005-06-17 | 550 | Used Oil/Waste Oil | COMPARTMENT A | Unknown | Asphalt coated or Bare Steel | Gravity Feed |  | Bare or Galvanized Steel | Closed in Place | 1967-01-01
0-009752 | EAST WASHINGTON FLUFF FACILITY | 443 E BUCKEYE RD | PHOENIX | AZ | 85004 | Maricopa | 1 | Perm Closure | 2005-06-17 | 1000 | Unidentified | COMPARTMENT A | Single Walled | Asphalt coated or Bare Steel |  |  |  | Removal | 2001-06-27
0-009752 | EAST WASHINGTON FLUFF FACILITY | 443 E BUCKEYE RD | PHOENIX | AZ | 85004 | Maricopa | 3 | Perm Closure | 2005-06-17 | 1000 | Unidentified | COMPARTMENT A | Single Walled | Asphalt coated or Bare Steel |  |  |  | Removal | 2001-06-27
0-002745 | CHIEFTAIN MOBIL |  | CHAMBERS |  |  | Apache | 5 | Perm Closure | 1984-01-01 | 10000 | Diesel | COMPARTMENT A |  | Asphalt coated or Bare Steel | Pressure |  |  | Removal | 1999-12-14
0-002745 | CHIEFTAIN MOBIL |  | CHAMBERS |  |  | Apache | 2 | Perm Closure | 1969-01-01 | 6000 | Gasoline | COMPARTMENT A |  | Asphalt coated or Bare Steel | Pressure |  |  | Removal | 1999-12-14
0-002745 | CHIEFTAIN MOBIL |  | CHAMBERS |  |  | Apache | 7 | Open | 2000-08-11 | 15000 | Gasoline | COMPARTMENT A | Single Walled | Fiberglass Reinforced Plastic | Pressure | Double Walled | Flexible
0-002745 | CHIEFTAIN MOBIL |  | CHAMBERS |  |  | Apache | 3 | Perm Closure | 1969-01-01 | 6000 | Gasoline | COMPARTMENT A |  | Asphalt coated or Bare Steel | Pressure |  |  | Removal | 1999-12-14
0-006846 | DAKOTA LEE | 1101 S BEELINE HWY | PAYSON | AZ | 85541 | Gila | 1 | Perm Closure | 2005-06-17 | 8000 | Gasoline | COMPARTMENT A | Double Walled | Asphalt coated or Bare Steel | Suction - Check Valve at the Tank Top |  | Bare or Galvanized Steel | Removal | 1990-06-06
0-001078 | CHEVRON #9-6048 | 481 W FRY BLVD | SIERRA VISTA | AZ | 85635 | Cochise | 4 | Perm Closure | 1958-01-01 | 550 | Used Oil/Waste Oil | COMPARTMENT A | Single Walled | Asphalt coated or Bare Steel | Gravity Feed |  |  | Removal | 1993-07-07
0-001487 | CIRCLE K #2701795 | 1732 W VAN BUREN ST | PHOENIX | AZ | 85007 | Maricopa | 1 | Open | 1985-01-01 | 10000 | Gasoline | COMPARTMENT A | Single Walled | Fiberglass Reinforced Plastic | Pressure | Single Walled | Fiberglass Reinforced Plastic
0-001365 | CIRCLE K #1116 | 101 MISSION LN | HOLBROOK | AZ | 86025 | Navajo | 1 | Perm Closure | 1977-01-01 | 10000 | Gasoline | COMPARTMENT A |  | Asphalt coated or Bare Steel | Pressure |  |  | Removal | 1995-12-06
0-000481 | FUEL STOP 101 | 701 E CAMELBACK RD | PHOENIX | AZ | 85014 | Maricopa | 3 | Open | 1982-01-01 | 10000 | Gasoline | COMPARTMENT A | Double Walled | Fiberglass Reinforced Plastic | Pressure | Double Walled | Fiberglass Reinforced Plastic
0-001053 | CHEVRON #9-4590 | 6301 E BENSON HWY | TUCSON | AZ | 85756 | Pima | 1 | Perm Closure | 1967-01-01 | 10000 | Gasoline | COMPARTMENT A |  | Asphalt coated or Bare Steel | Pressure |  | Fiberglass Reinforced Plastic | Removal | 1995-12-08
0-007082 | FIRESTONE #26CE | 11541 W BELL RD | SURPRISE | AZ | 85378 | Maricopa | 1 | Perm Closure | 1987-01-01 | 550 | Used Oil/Waste Oil | COMPARTMENT A |  | Asphalt coated or Bare Steel | Gravity Feed |  | Bare or Galvanized Steel | Removal | 1992-07-29
0-010015 | RIGHT HONDA | 7875 E FRANK LLOYD WRIGHT BLVD | SCOTTSDALE | AZ | 85260 | Maricopa | 1 | Open | 1999-09-27 | 6000 | Gasoline | COMPARTMENT A | Double Walled | Fiberglass Reinforced Plastic | Pressure | Double Walled | Fiberglass Reinforced Plastic
0-005445 | CIRCLE K #2905 | 3350 N 1ST AVE | TUCSON | AZ | 85719 | Pima | 2 | Perm Closure | 1972-04-03 | 8000 | Gasoline | COMPARTMENT A | Double Walled | Asphalt coated or Bare Steel | Pressure |  |  | Removal | 1993-09-29
0-009298 | ROOSEVELT CARDLOCK | 1001 N 57TH AVE | PHOENIX | AZ | 85043 | Maricopa | 1 | Open | 1998-03-12 | 25000 | Diesel | COMPARTMENT A | Double Walled | Fiberglass Reinforced Plastic | Pressure | Double Walled | Fiberglass Reinforced Plastic
0-001808 | MCDONNELL DOUGLAS - FLIGHT OPERATIONS C-3 | 4100 S ARIZONA AVE | YUMA | AZ | 85365 | Yuma | 3 | Perm Closure | 1993-04-01 | 2500 | Gasoline | COMPARTMENT A | Double Walled | Fiberglass Reinforced Plastic | Pressure | Double Walled | Fiberglass Reinforced Plastic | Removal | 2001-02-20
0-000291 | ADOT - YUMA MAINTENANCE YARD | 225 W 12TH ST | YUMA | AZ | 85364 | Yuma | 4 | Perm Closure | 1966-01-01 | 1000 | Diesel | COMPARTMENT A |  | Asphalt coated or Bare Steel |  |  |  | Removal | 1990-10-10
0-000269 | ADOT - DURANGO MAINTENANCE | 2209 W DURANGO ST | PHOENIX | AZ | 85009 | Maricopa | 4 | Perm Closure | 2005-06-17 | 550 | Used Oil/Waste Oil | COMPARTMENT A | Single Walled | Asphalt coated or Bare Steel |  |  |  | Removal | 1990-09-24
0-005029 | COOLIDGE THRIFT STORE | 1495 N ARIZONA BLVD | COOLIDGE | AZ | 85128 | Pinal | 2 | Perm Closure | 1966-01-01 | 5000 | Gasoline | COMPARTMENT A |  | Asphalt coated or Bare Steel | Suction - Check Valve at the Tank Top |  |  | Removal | 1998-08-20
0-001341 | CIRCLE K #880 | 303 E 16TH ST | DOUGLAS | AZ | 85607 | Cochise | 2 | Perm Closure | 1976-01-01 | 10000 | Gasoline | COMPARTMENT A |  | Asphalt coated or Bare Steel | Pressure |  |  | Removal | 1997-08-06
0-008153 | H & Z INVESTMENTS INC | 825 E MONROE AVE | BUCKEYE | AZ | 85326 | Maricopa | 4 | Perm Closure | 1971-01-01 | 6000 | Diesel | COMPARTMENT A | Single Walled | Asphalt coated or Bare Steel | Pressure | Double Walled |  | Removal | 2018-09-27
0-008153 | H & Z INVESTMENTS INC | 825 E MONROE AVE | BUCKEYE | AZ | 85326 | Maricopa | 8 | Open | 2019-01-10 | 7000 | Diesel | COMPARTMENT B | Double Walled | Fiberglass Reinforced Plastic | Pressure | Double Walled | Fiberglass Reinforced Plastic
0-008780 | HARLEY DAVIDSON OF GLENDALE | 5556 NW GRAND AVE | GLENDALE | AZ | 85301 | Maricopa | 1 | Perm Closure | 2005-06-17 | 1000 | Gasoline | COMPARTMENT A | Unknown | Asphalt coated or Bare Steel | Suction - Check Valve at the Tank Top |  |  | Removal | 1996-02-01
0-001419 | CIRCLE K #1488 | 97 N GARDEN AVE | SIERRA VISTA | AZ | 85635 | Cochise | 2 | Open | 1973-01-01 | 10000 | Gasoline (UL) | COMPARTMENT A | Single Walled | Fiberglass Reinforced Plastic | Pressure | Double Walled | Fiberglass Reinforced Plastic
0-007256 | FRY'S FUEL CENTER #665 | 150 E OLD WEST HWY | APACHE JUNCTION | AZ | 85119 | Pinal | 6 | Open | 2017-10-12 | 8000 | Gasoline (PUL) | COMPARTMENT B | Double Walled | Fiberglass Reinforced Plastic | Pressure | Double Walled | Fiberglass Reinforced Plastic
0-006991 | SAN CARLOS IRRIGATION DISTRICT - CASA GRANDE YARD | 465 N PEART RD | CASA GRANDE | AZ | 85122 | Pinal | 2 | Perm Closure | 2005-06-17 | 550 | Gasoline | COMPARTMENT A | Double Walled | Asphalt coated or Bare Steel | Suction - Check Valve at the Tank Top |  |  | Removal | 1991-02-15
0-005259 | SC COMMERCIAL | 885 W GILA BEND HWY | CASA GRANDE | AZ | 85122 | Pinal | 3 | Perm Closure | 1965-01-01 | 12000 | Diesel | COMPARTMENT A |  | Asphalt coated or Bare Steel | Pressure |  |  | Removal | 1998-07-16
0-005259 | SC COMMERCIAL | 885 W GILA BEND HWY | CASA GRANDE | AZ | 85122 | Pinal | 1 | Perm Closure | 1965-01-01 | 6000 | Gasoline | COMPARTMENT A |  | Asphalt coated or Bare Steel | Pressure |  |  | Removal | 1998-07-16
0-001558 | FRED L CLARK TRUCKING CO | 104 N MAIN ST | MAMMOTH | AZ | 85618 | Pinal | 2 | Perm Closure | 1976-01-01 | 7500 | Gasoline | COMPARTMENT A |  | Asphalt coated or Bare Steel | Suction - Check Valve at the Tank Top |  |  | Removal | 1992-08-01
0-002145 | CITY OF FLAGSTAFF - PULLIAM AIRPORT |  | FLAGSTAFF |  |  | Coconino | 1 | Perm Closure | 1953-01-01 | 10000 | Unidentified | COMPARTMENT A | Single Walled | Asphalt coated or Bare Steel | Pressure | Single Walled | Bare or Galvanized Steel | Removal | 1994-04-21
0-003310 | MORMON LAKE LODGE | 1 MAIN ST | MORMON LAKE | AZ | 86038 | Coconino | 3 | Perm Closure | 1974-05-07 | 2000 | Gasoline | COMPARTMENT A | Double Walled | Asphalt coated or Bare Steel |  |  |  | Removal | 1990-05-01
0-000767 | SOMERTON AUTO & TIRE CENTER | 153 W MAIN ST | SOMERTON | AZ | 85350 | Yuma | 6 | Perm Closure | 1955-01-01 | 550 | Gasoline | COMPARTMENT A |  | Asphalt coated or Bare Steel | Pressure | Single Walled | Bare or Galvanized Steel | Removal | 1996-04-03
0-002728 | PRESCOTT PETRO CLUB | 1299 E GURLEY ST | PRESCOTT | AZ | 86301 | Yavapai | 1 | Perm Closure | 1966-06-19 | 10000 | Gasoline | COMPARTMENT A | Single Walled | Asphalt coated or Bare Steel | Pressure |  | Fiberglass Reinforced Plastic | Removal | 1993-06-25
0-002728 | PRESCOTT PETRO CLUB | 1299 E GURLEY ST | PRESCOTT | AZ | 86301 | Yavapai | 2 | Perm Closure | 1966-06-19 | 8000 | Diesel | COMPARTMENT A | Single Walled | Asphalt coated or Bare Steel | Pressure |  | Fiberglass Reinforced Plastic | Removal | 1993-06-25
0-000609 | WILSON AUTOMOTIVE | 325 W GURLEY ST | PRESCOTT | AZ | 86301 | Yavapai | 1 | Perm Closure | 1956-01-01 | 10000 | Gasoline | COMPARTMENT A | Single Walled | Asphalt coated or Bare Steel |  |  |  | Removal | 1991-04-03
0-000609 | WILSON AUTOMOTIVE | 325 W GURLEY ST | PRESCOTT | AZ | 86301 | Yavapai | 7 | Perm Closure | 1961-01-01 | 500 | Gasoline | COMPARTMENT A | Single Walled | Asphalt coated or Bare Steel |  |  |  | Removal | 1991-04-03
0-000609 | WILSON AUTOMOTIVE | 325 W GURLEY ST | PRESCOTT | AZ | 86301 | Yavapai | 2 | Perm Closure | 1981-01-01 | 6000 | Gasoline | COMPARTMENT A | Single Walled | Asphalt coated or Bare Steel |  |  |  | Removal | 1991-04-03
0-004781 | SUNDT CORP - PHOENIX WAREHOUSE | 3901 E IRVINGTON RD | TUCSON | AZ | 85714 | Pima | 2 | Perm Closure | 1980-02-01 | 11000 | Gasoline | COMPARTMENT A | Double Walled | Asphalt coated or Bare Steel | Suction - Check Valve at the Tank Top |  | Fiberglass Reinforced Plastic | Removal | 1995-05-26
0-005201 | TUCSON UNIFIED SCHOOL DISTRICT #1 - CENTRAL MAINTENANCE YARD | 530 S NORRIS AVE | TUCSON | AZ | 85719 | Pima | 7 | Perm Closure | 1976-04-21 | 500 | Unidentified | COMPARTMENT A | Double Walled | Asphalt coated or Bare Steel |  |  |  | Closed in Place | 1993-01-08
0-005201 | TUCSON UNIFIED SCHOOL DISTRICT #1 - CENTRAL MAINTENANCE YARD | 530 S NORRIS AVE | TUCSON | AZ | 85719 | Pima | 1 | Perm Closure | 1980-04-21 | 10000 | Gasoline | COMPARTMENT A | Double Walled | Asphalt coated or Bare Steel | Pressure |  |  | Removal | 1994-03-01
0-005201 | TUCSON UNIFIED SCHOOL DISTRICT #1 - CENTRAL MAINTENANCE YARD | 530 S NORRIS AVE | TUCSON | AZ | 85719 | Pima | 4 | Perm Closure | 1980-04-21 | 10000 | Gasoline | COMPARTMENT A | Double Walled | Asphalt coated or Bare Steel | Pressure | Double Walled |  | Removal | 1994-03-01
0-005030 | NORTH JIFFY STOP | 987 N ARIZONA BLVD | COOLIDGE | AZ | 85128 | Pinal | 2 | Perm Closure | 1971-01-01 | 10000 | Gasoline | COMPARTMENT A | Single Walled | Asphalt coated or Bare Steel | Pressure |  |  | Removal | 2006-06-14
0-006130 | MOON VALLEY COUNTRY CLUB | 151 W MOON VALLEY DR | PHOENIX | AZ | 85023 | Maricopa | 3 | Open | 1989-01-01 | 1000 | Gasoline | COMPARTMENT A | Double Walled | Fiberglass Reinforced Plastic | Pressure |  | Fiberglass Reinforced Plastic
0-008825 | MISSION LINEN SUPPLY | 2652 S 16TH ST | PHOENIX | AZ | 85034 | Maricopa | 1 | Perm Closure | 1987-01-01 | 10000 | Gasoline | COMPARTMENT A | Double Walled | Composite (Steel/Fiberglass) | Gravity Feed |  |  | Removal | 1996-04-25
0-003231 | MOBIL 18-KLQ | 7402 W INDIAN SCHOOL RD | PHOENIX | AZ | 85033 | Maricopa | 2 | Perm Closure | 1984-01-01 | 6000 | Gasoline | COMPARTMENT A | Double Walled | Fiberglass Reinforced Plastic | Pressure |  | Fiberglass Reinforced Plastic | Removal | 2002-04-15
0-001858 | MONTE CARLO TRUCK SERVICE |  | ASH FORK |  |  | Coconino | 1 | Perm Closure | 1973-01-01 | 12000 | Diesel | COMPARTMENT A |  | Asphalt coated or Bare Steel | Pressure |  | Fiberglass Reinforced Plastic | Closed in Place | 2007-04-26
0-006180 | S & M RENTALS INC | 2825 W MCDOWELL RD | PHOENIX | AZ | 85009 | Maricopa | 2 | Perm Closure | 1988-05-16 | 10000 | Diesel | COMPARTMENT A | Double Walled | Fiberglass Reinforced Plastic | Pressure |  | Fiberglass Reinforced Plastic | Removal | 2012-03-12
0-007133 | RIVERPOINT |  | PHOENIX |  |  | Maricopa | 5 | Perm Closure | 2005-06-17 | 5000 | Unidentified | COMPARTMENT A | Double Walled | Asphalt coated or Bare Steel | Pressure |  |  | Removal | 1990-09-14
0-007697 | RED HILLS MAINTENANCE FACILITY | 2700 N KINNEY RD | TUCSON | AZ | 85743 | Pima | 1 | Perm Closure | 1964-01-01 | 1000 | Gasoline | COMPARTMENT A |  | Asphalt coated or Bare Steel | Suction - Check Valve at the Tank Top |  |  | Removal | 1992-04-20
0-006110 | POWERS SERVICE |  | AGUILA |  |  | Maricopa | 1 | Perm Closure | 1968-01-01 | 2000 | Gasoline | COMPARTMENT A | Single Walled | Asphalt coated or Bare Steel |  |  |  | Removal | 1990-12-19
0-003970 | PRESCOTT UNIFIED SCHOOL DISTRICT - SERVICE CENTER | 926 HINMAN ST | PRESCOTT | AZ | 86305 | Yavapai | 4 | Perm Closure | 1989-07-25 | 10000 | Diesel | COMPARTMENT A | Double Walled | Fiberglass Reinforced Plastic | Suction - Check Valve at the Tank Top |  | Fiberglass Reinforced Plastic | Removal | 2009-06-30
0-003970 | PRESCOTT UNIFIED SCHOOL DISTRICT - SERVICE CENTER | 926 HINMAN ST | PRESCOTT | AZ | 86305 | Yavapai | 2 | Perm Closure | 1973-01-01 | 2000 | Diesel | COMPARTMENT A |  | Asphalt coated or Bare Steel |  |  |  | Removal | 1990-08-02
0-001429 | CIRCLE K #1567 | 1540 E GLENDALE AVE | PHOENIX | AZ | 85020 | Maricopa | 3 | Perm Closure | 1982-01-01 | 15000 | Gasoline | COMPARTMENT A |  | Asphalt coated or Bare Steel |  |  |  | Removal | 1989-03-25
0-001429 | CIRCLE K #1567 | 1540 E GLENDALE AVE | PHOENIX | AZ | 85020 | Maricopa | 4 | Perm Closure | 1970-01-01 | 10000 | Gasoline | COMPARTMENT A |  | Asphalt coated or Bare Steel |  |  |  | Removal | 1989-03-25
0-001454 | CIRCLE K #2701623 | 5102 W CAMELBACK RD | GLENDALE | AZ | 85301 | Maricopa | 2 | Perm Closure | 1985-01-01 | 10000 | Gasoline | COMPARTMENT A | Single Walled | Fiberglass Reinforced Plastic | Pressure |  | Fiberglass Reinforced Plastic | Removal | 2018-05-24
0-006598 | YOUNGTOWN MOTORS | 12020 N 111TH AVE | YOUNGTOWN | AZ | 85363 | Maricopa | 2 | Perm Closure | 1970-01-15 | 8000 | Gasoline | COMPARTMENT A | Unknown | Asphalt coated or Bare Steel | Suction - Check Valve at the Tank Top |  |  | Removal | 1994-04-07
0-006598 | YOUNGTOWN MOTORS | 12020 N 111TH AVE | YOUNGTOWN | AZ | 85363 | Maricopa | 1 | Perm Closure | 1970-01-15 | 10000 | Gasoline | COMPARTMENT A | Unknown | Asphalt coated or Bare Steel | Suction - Check Valve at the Tank Top |  |  | Removal | 1994-04-07
0-008820 | KAG WEST PHOENIX | 6045 W WASHINGTON ST | PHOENIX | AZ | 85043 | Maricopa | 1 | Open | 1986-09-01 | 10000 | Diesel | COMPARTMENT A | Single Walled | Fiberglass Reinforced Plastic | Pressure |  | Fiberglass Reinforced Plastic
0-005256 | 5 POINTS MOBIL | 222 S MILTON RD | FLAGSTAFF | AZ | 86001 | Coconino | 8 | Open | 2020-05-22 | 12000 | Gasoline (UL) | COMPARTMENT A | Double Walled | Fiberglass Reinforced Plastic | Pressure | Double Walled | Fiberglass Reinforced Plastic
0-003224 | EXXONMOBIL OIL CORP #12054 | 4750 E BELL RD | PHOENIX | AZ | 85032 | Maricopa | 4 | Perm Closure | 1984-07-21 | 6000 | Gasoline | COMPARTMENT A | Unknown | Fiberglass Reinforced Plastic | Pressure |  | Fiberglass Reinforced Plastic | Removal | 2008-04-17
0-004043 | RICOR EARTHWORKS & ASPHALTING | 3430 S 38TH ST | PHOENIX | AZ | 85040 | Maricopa | 4 | Perm Closure | 1986-03-12 | 4000 | Diesel | COMPARTMENT A | Double Walled | Fiberglass Reinforced Plastic | Pressure |  | Fiberglass Reinforced Plastic | Removal | 2018-10-18
0-003688 | VACANT LOT | 3221 E BASELINE RD | PHOENIX | AZ | 85042 | Maricopa | 3 | Perm Closure | 2005-06-17 |  | Unidentified | COMPARTMENT A |  | Asphalt coated or Bare Steel |  |  |  | Removal | 1989-06-06
0-004922 | GRACE SHELL | 3455 W GLENDALE AVE | PHOENIX | AZ | 85051 | Maricopa | 1 | Open | 1984-05-07 | 12000 | Gasoline | COMPARTMENT A | Single Walled | Fiberglass Reinforced Plastic | Pressure |  | Fiberglass Reinforced Plastic
0-007088 | CHARLIE'S AUTOS WAREHOUSE | 331 E 7TH ST | TUCSON | AZ | 85705 | Pima | 1 | Perm Closure | 2005-06-17 |  | Unidentified | COMPARTMENT A | Unknown | Unknown |  |  |  | Removal | 1991-06-28
0-001025 | CHAPMAN CHEVROLET-IZUZU | 1717 E BASELINE RD | TEMPE | AZ | 85283 | Maricopa | 4 | Perm Closure | 1977-01-01 | 1000 | Used Oil/Waste Oil | COMPARTMENT A |  | Asphalt coated or Bare Steel | Gravity Feed | Single Walled | Bare or Galvanized Steel | Removal | 1998-09-25
0-001025 | CHAPMAN CHEVROLET-IZUZU | 1717 E BASELINE RD | TEMPE | AZ | 85283 | Maricopa | 1 | Perm Closure | 1977-01-01 | 500 | Used Oil/Waste Oil | COMPARTMENT A |  | Asphalt coated or Bare Steel | Gravity Feed | Single Walled | Bare or Galvanized Steel | Removal | 1996-05-02
0-008168 | 16TH STREET & CAMLEBACK ROAD- FORMER GAS STATION | 4815 N 16TH ST | PHOENIX | AZ | 85016 | Maricopa | 1 | Perm Closure | 2005-06-17 | 1000 | Gasoline | COMPARTMENT A | Double Walled | Asphalt coated or Bare Steel |  |  |  | Removal | 1993-04-09
0-009369 | SUPER DISCOUNT TRANSMISSIONS | 3220 E MCDOWELL RD | PHOENIX | AZ | 85008 | Maricopa | 1 | Perm Closure | 2005-06-17 | 500 | Used Oil/Waste Oil | COMPARTMENT A | Double Walled | Fiberglass Reinforced Plastic |  |  |  | Removal | 1998-10-29
0-008757 | WEINBERGER INC. TRANSFER FACILITY | 3425 S 43RD AVE | PHOENIX | AZ | 85009 | Maricopa | 1 | Perm Closure | 1990-01-01 | 12000 | Diesel | COMPARTMENT A | Double Walled | Composite (Steel/Fiberglass) | Pressure | Double Walled | Fiberglass Reinforced Plastic | Removal | 2006-08-02
0-001693 | DUTCH BOY DAIRY | 10505 W BROADWAY RD | PHOENIX | AZ | 85353 | Maricopa | 2 | Perm Closure | 1980-01-01 | 1000 | Diesel | COMPARTMENT A |  | Asphalt coated or Bare Steel |  |  |  | Removal | 1990-04-09
0-002660 | PARKER OIL PRODUCTS | 508 S CALIFORNIA AVE | PARKER | AZ | 85344 | La Paz | 8 | Perm Closure | 1961-03-07 | 15000 | Gasoline | COMPARTMENT A | Double Walled | Asphalt coated or Bare Steel |  |  |  | Removal | 1989-08-01
0-005483 | CIRCLE K #2948 | 4301 E GRANT RD | TUCSON | AZ | 85712 | Pima | 3 | Open | 1995-10-16 | 10000 | Gasoline | COMPARTMENT A | Double Walled | Fiberglass Reinforced Plastic | Pressure | Double Walled | Fiberglass Reinforced Plastic
0-005483 | CIRCLE K #2948 | 4301 E GRANT RD | TUCSON | AZ | 85712 | Pima | 4 | Open | 1995-10-16 | 10000 | Gasoline | COMPARTMENT A | Double Walled | Fiberglass Reinforced Plastic | Pressure | Double Walled | Fiberglass Reinforced Plastic
0-005574 | WASTE MANAGEMENT - RESIDENTIAL | 2137 W WILLIAMS DR | PHOENIX | AZ | 85027 | Maricopa | 5 | Perm Closure | 1986-03-07 | 1000 | Used Oil/Waste Oil | COMPARTMENT A | Double Walled | Fiberglass Reinforced Plastic | Gravity Feed |  |  | Removal | 1992-07-08
0-005574 | WASTE MANAGEMENT - RESIDENTIAL | 2137 W WILLIAMS DR | PHOENIX | AZ | 85027 | Maricopa | 2 | Perm Closure | 1986-03-07 | 10000 | Diesel | COMPARTMENT A | Double Walled | Fiberglass Reinforced Plastic | Pressure |  | Fiberglass Reinforced Plastic | Removal | 2003-10-23
0-005387 | USMC YUMA MAIN SYSTEM | AVENUE 3E | YUMA | AZ | 85369 | Yuma | 23 | Perm Closure | 1973-01-01 | 247 | Diesel | COMPARTMENT A | Single Walled | Asphalt coated or Bare Steel | Suction - Check Valve at the Tank Top | Single Walled | Bare or Galvanized Steel | Removal | 1991-04-01
0-005387 | USMC YUMA MAIN SYSTEM | AVENUE 3E | YUMA | AZ | 85369 | Yuma | 29 | Perm Closure | 1970-01-01 | 550 | Used Oil/Waste Oil | COMPARTMENT A | Single Walled | Asphalt coated or Bare Steel | Gravity Feed |  |  | Removal | 1991-08-01
0-005387 | USMC YUMA MAIN SYSTEM | AVENUE 3E | YUMA | AZ | 85369 | Yuma | 58 | Perm Closure | 2005-06-17 | 6000 | Diesel | COMPARTMENT A | Single Walled | Asphalt coated or Bare Steel |  |  |  | Removal | 1995-01-03
0-003922 | PATS GAS & SERVICES | 300 NAUGLE AVE | PATAGONIA | AZ | 85624 | Santa Cruz | 2 | Perm Closure | 1966-01-01 | 3000 | Gasoline | COMPARTMENT A | Single Walled | Asphalt coated or Bare Steel |  |  |  | Removal | 1990-01-09
0-004615 | 7-ELEVEN #16002 | 2451 S HARRISON RD | TUCSON | AZ | 85748 | Pima | 1 | Perm Closure | 1974-01-01 | 8000 | Gasoline | COMPARTMENT A | Unknown | Asphalt coated or Bare Steel |  |  |  | Removal | 1991-01-31
0-001077 | CHEVRON #9-4819 |  | SHOW LOW |  |  | Navajo | 3 | Perm Closure | 1957-01-01 | 3000 | Gasoline | COMPARTMENT A | Single Walled | Asphalt coated or Bare Steel |  |  |  | Removal | 1990-02-09
0-005714 | TRAILSIDE GENERAL STORE | 283 LAKE HAVASU AVE S | LAKE HAVASU CITY | AZ | 86403 | Mohave | 5 | Perm Closure | 1998-11-10 | 12000 | Gasoline | COMPARTMENT A | Double Walled | Fiberglass Reinforced Plastic | Pressure |  | Fiberglass Reinforced Plastic | Removal | 2018-06-14
0-000887 | SPEEDSMART #107 | 1158 W UNIVERSITY DR | MESA | AZ | 85201 | Maricopa | 4 | Perm Closure | 1975-01-01 | 12000 | Gasoline | COMPARTMENT A |  | Asphalt coated or Bare Steel | Pressure |  |  | Removal | 1993-11-23
0-002443 | HENSLEY & CO | 2927 S HARDY DR | TEMPE | AZ | 85282 | Maricopa | 2 | Perm Closure | 1980-03-17 | 6000 | Diesel | COMPARTMENT A | Single Walled | Asphalt coated or Bare Steel | Pressure |  | Bare or Galvanized Steel | Removal | 1995-09-28
0-008281 | CARS PLUS-VANJO INC - FORMER | 1242 W MAIN ST | MESA | AZ | 85201 | Maricopa | 3 | Perm Closure | 2005-06-17 |  | Gasoline | COMPARTMENT A | Double Walled | Asphalt coated or Bare Steel |  |  |  | Removal | 1973-01-01
0-005255 | EXXON - FORT VALLEY | 1800 N FORT VALLEY RD | FLAGSTAFF | AZ | 86001 | Coconino | 3 | Perm Closure | 1977-04-30 | 6000 | Gasoline | COMPARTMENT A | Double Walled | Asphalt coated or Bare Steel | Pressure |  |  | Removal | 1987-07-15
0-005255 | EXXON - FORT VALLEY | 1800 N FORT VALLEY RD | FLAGSTAFF | AZ | 86001 | Coconino | 1 | Perm Closure | 1977-04-30 | 8000 | Gasoline | COMPARTMENT A | Double Walled | Asphalt coated or Bare Steel | Pressure |  |  | Removal | 1991-02-11
0-009091 | VAN BRUNT PROPERTY | 2486 W OLD HIGHWAY 66 | KINGMAN | AZ | 86413 | Mohave | 5 | Perm Closure | 2013-01-02 | 10000 | Gasoline | COMPARTMENT A | Single Walled | Asphalt coated or Bare Steel |  |  |  | Removal | 2012-03-22
0-001899 | EXXON #7-3028 | 5502 E PIMA ST | TUCSON | AZ | 85712 | Pima | 1 | Perm Closure | 1964-01-01 | 3000 | Gasoline | COMPARTMENT A |  | Asphalt coated or Bare Steel |  |  |  | Removal | 1989-01-24
0-001899 | EXXON #7-3028 | 5502 E PIMA ST | TUCSON | AZ | 85712 | Pima | 4 | Perm Closure | 1964-01-01 | 8000 | Gasoline | COMPARTMENT A |  | Asphalt coated or Bare Steel |  |  |  | Removal | 1989-01-24
0-002222 | HI TECH CAR CARE | 2924 N 29TH PL | PHOENIX | AZ | 85016 | Maricopa | 1 | Perm Closure | 1984-05-07 | 1000 | Used Oil/Waste Oil | COMPARTMENT A | Single Walled | Asphalt coated or Bare Steel | Gravity Feed |  | Bare or Galvanized Steel | Removal | 1999-06-03
0-007296 | CARIOCA #61 | 333 GROVE AVE | PRESCOTT | AZ | 86301 | Yavapai | 4 | Perm Closure | 1968-01-01 | 5000 | Gasoline | COMPARTMENT A |  | Asphalt coated or Bare Steel | Pressure |  |  | Removal | 2020-10-29
0-010011 | AMERICAN GAS STATION - FORMER | 454 E MAIN ST | SPRINGERVILLE | AZ | 85938 | Apache | 1 | Perm Closure | 2005-06-17 | 500 | Used Oil/Waste Oil | COMPARTMENT A | Unknown | Fiberglass Reinforced Plastic |  |  |  | Removal | 2004-09-24
0-002282 | SUNNYSLOPE HIGH SCHOOL | 35 W DUNLAP AVE | PHOENIX | AZ | 85021 | Maricopa | 2 | Perm Closure | 1956-04-09 | 550 | Gasoline | COMPARTMENT A | Single Walled | Asphalt coated or Bare Steel |  |  |  | Removal | 1989-07-07
0-007333 | USF&W - KOFA NWR ADMINISTRATION OFFICES | 356 W 1ST ST | YUMA | AZ | 85364 | Yuma | 2 | Perm Closure | 1979-01-01 | 550 | Diesel | COMPARTMENT A | Single Walled | Asphalt coated or Bare Steel | Suction - Check Valve at the Tank Top |  |  | Removal | 1991-06-19
0-001829 | DUNTON & DUNTON | 121 E BEALE ST | KINGMAN | AZ | 86401 | Mohave | 1 | Perm Closure | 1961-01-01 | 750 | Gasoline | COMPARTMENT A |  | Asphalt coated or Bare Steel |  |  |  | Removal | 1990-01-13
0-001978 | EXXON #7-6369 | 3001 E ANDY DEVINE AVE | KINGMAN | AZ | 86401 | Mohave | 4 | Perm Closure | 1966-01-01 | 10000 | Gasoline | COMPARTMENT A |  | Asphalt coated or Bare Steel |  |  |  | Removal | 1988-07-13
0-010035 | SMITH'S FOOD & DRUG #188 | 80 ACOMA BLVD N | LAKE HAVASU CITY | AZ | 86403 | Mohave | 1 | Open | 2004-09-22 | 8000 | Gasoline | COMPARTMENT A | Double Walled | Fiberglass Reinforced Plastic
0-001786 | DICKIE TRUCKING CO |  | HILLSIDE |  |  | Yavapai | 1 | Perm Closure | 1967-01-01 | 10000 | Diesel | COMPARTMENT A |  | Asphalt coated or Bare Steel |  |  |  | Removal | 1993-09-14
0-001677 | DISCOUNT EXXON | 820 S CALIFORNIA AVE | PARKER | AZ | 85344 | La Paz | 2 | Perm Closure | 1967-01-01 | 10000 | Gasoline | COMPARTMENT A | Single Walled | Asphalt coated or Bare Steel |  |  |  | Removal | 1990-08-20
0-008945 | CIRCLE K STORE #2741601 | 1611 E GUADALUPE RD | GILBERT | AZ | 85234 | Maricopa | 1 | Open | 1996-02-16 | 15000 | Gasoline (UL) | COMPARTMENT A | Double Walled | Fiberglass Reinforced Plastic | Pressure | Double Walled | Fiberglass Reinforced Plastic
0-008732 | CORNER PUMP (BUTLER TIRE) | 3179 E BUTLER AVE | KINGMAN | AZ | 86409 | Mohave | 2 | Perm Closure | 1979-01-01 | 8000 | Gasoline | COMPARTMENT A |  | Asphalt coated or Bare Steel | Suction - Check Valve at the Tank Top |  | Bare or Galvanized Steel | Removal | 2007-07-31
0-007481 | CUSTOM ROOFING CO INC | 320 S 40TH PL | PHOENIX | AZ | 85034 | Maricopa | 1 | Perm Closure | 1972-01-01 | 2000 | Diesel | COMPARTMENT A | Unknown | Asphalt coated or Bare Steel | Suction - Check Valve at the Tank Top |  |  | Removal | 1991-12-04
0-007167 | CITY OF PRESCOTT - POSSESSION | 233 N CORTEZ ST | PRESCOTT | AZ | 86301 | Yavapai | 1 | Perm Closure | 2005-06-17 | 500 | Gasoline | COMPARTMENT A | Unknown | Asphalt coated or Bare Steel |  |  |  | Removal | 1990-11-16
0-001367 | CIRCLE K #2701128 | 1160 E UNIVERSITY DR | MESA | AZ | 85203 | Maricopa | 2 | Perm Closure | 1985-01-01 | 10000 | Gasoline | COMPARTMENT A | Double Walled | Fiberglass Reinforced Plastic | Pressure |  | Fiberglass Reinforced Plastic | Removal | 2015-04-01
0-005888 | CIRCLE K #2701773 | 6525 S COUNTRY CLUB RD | TUCSON | AZ | 85756 | Pima | 2 | Open | 1986-11-10 | 10000 | Gasoline (PUL) | COMPARTMENT A | Single Walled | Fiberglass Reinforced Plastic | Pressure | Single Walled | Fiberglass Reinforced Plastic
0-009316 | CIRCLE K #2705545 | 18422 N TATUM BLVD | PHOENIX | AZ | 85032 | Maricopa | 1 | Open | 1998-01-07 | 15000 | Gasoline | COMPARTMENT A | Double Walled | Fiberglass Reinforced Plastic | Pressure | Double Walled | Fiberglass Reinforced Plastic
0-001601 | CIRCLE K #2708518 | 1901 W CACTUS RD | PHOENIX | AZ | 85029 | Maricopa | 3 | Open | 1987-01-01 | 10000 | Gasoline | COMPARTMENT A | Double Walled | Fiberglass Reinforced Plastic | Pressure | Single Walled | Fiberglass Reinforced Plastic
0-009506 | PARCEL #503-16-011 | 38448 N US HIGHWAY 60 | MORRISTOWN | AZ | 85342 | Maricopa | 2 | Perm Closure | 2005-06-17 | 500 | Gasoline | COMPARTMENT A | Unknown | Asphalt coated or Bare Steel |  |  |  | Removal | 2000-05-05
0-001473 | CIRCLE K #2701756 | 2400 S ARIZONA AVE | YUMA | AZ | 85364 | Yuma | 1 | Open | 1985-01-01 | 10000 | Gasoline | COMPARTMENT A | Single Walled | Fiberglass Reinforced Plastic | Pressure | Single Walled | Fiberglass Reinforced Plastic
0-004307 | CIRCLE K #2701933 | 10290 E SPEEDWAY BLVD | TUCSON | AZ | 85748 | Pima | 1 | Open | 1987-01-01 | 10000 | Gasoline | COMPARTMENT A | Single Walled | Fiberglass Reinforced Plastic | Pressure |  | Fiberglass Reinforced Plastic
0-001508 | CIRCLE K #2702856 | 2259 W BROADWAY RD | MESA | AZ | 85202 | Maricopa | 1 | Perm Closure | 1985-01-01 | 10000 | Gasoline | COMPARTMENT A | Double Walled | Fiberglass Reinforced Plastic | Pressure |  | Fiberglass Reinforced Plastic | Removal | 2004-04-22
0-001508 | CIRCLE K #2702856 | 2259 W BROADWAY RD | MESA | AZ | 85202 | Maricopa | 3 | Perm Closure | 1985-01-01 | 10000 | Gasoline | COMPARTMENT A | Double Walled | Fiberglass Reinforced Plastic | Pressure |  | Fiberglass Reinforced Plastic | Removal | 2004-04-22
0-007489 | FIREBIRD AUTOMOTIVE | 11705 W THUNDERBIRD RD | EL MIRAGE | AZ | 85335 | Maricopa | 1 | Perm Closure | 2005-06-17 | 6000 | Gasoline | COMPARTMENT A | Unknown | Unknown | Pressure |  |  | Removal | 1991-12-11
0-004254 | PLAZA LIQUORS #1020 | 9 BISBEE RD | BISBEE | AZ | 85603 | Cochise | 2 | Perm Closure | 1984-05-06 | 10000 | Gasoline | COMPARTMENT A | Double Walled | Fiberglass Reinforced Plastic | Pressure |  | Fiberglass Reinforced Plastic | Removal | 2017-03-02
0-003773 | PHILLIPS 66 COMPANY #020639 | 881 W SAINT MARYS RD | TUCSON | AZ | 85745 | Pima | 3 | Perm Closure | 1965-01-01 | 4000 | Gasoline | COMPARTMENT A | Single Walled | Asphalt coated or Bare Steel |  |  |  | Removal | 1980-01-22
0-003803 | CITY OF PHOENIX - FIRE STATION # 5 | 1401 E THOMAS RD | PHOENIX | AZ | 85014 | Maricopa | 1 | Perm Closure | 1951-01-01 | 280 | Diesel | COMPARTMENT A |  | Asphalt coated or Bare Steel |  |  |  | Removal | 1990-01-04
0-003417 | PHOENIX NW SOC 38TH DRIVE #163157 | 4220 N 38TH DR | PHOENIX | AZ | 85019 | Maricopa | 5 | Perm Closure | 1996-07-01 | 5000 | Diesel | COMPARTMENT A | Double Walled | Composite (Steel/Fiberglass) | Pressure | Double Walled | Fiberglass Reinforced Plastic | Removal | 2014-10-02
0-003719 | PHILLIPS 66 COMPANY #014436 | 3226 W ROOSEVELT ST | PHOENIX | AZ | 85009 | Maricopa | 3 | Perm Closure | 1964-01-01 | 6000 | Gasoline | COMPARTMENT A |  | Asphalt coated or Bare Steel |  |  |  | Removal | 2015-08-04
0-004898 | TERRIBLE HERBST #132 | 3291 E ANDY DEVINE AVE | KINGMAN | AZ | 86401 | Mohave | 1 | Open | 1977-11-22 | 12000 | Gasoline (PUL) | COMPARTMENT A | Single Walled | Asphalt coated or Bare Steel | Pressure |  | Fiberglass Reinforced Plastic
0-004923 | RED DOG FUELS | 2701 W INDIAN SCHOOL RD | PHOENIX | AZ | 85017 | Maricopa | 2 | Perm Closure | 1984-01-01 | 10000 | Gasoline | COMPARTMENT A |  | Fiberglass Reinforced Plastic |  |  |  | Removal | 1990-10-02
0-006717 | TEXACO JOBBER |  | PINETOP-LAKESIDE |  |  | Navajo | 4 | Perm Closure | 1978-01-01 | 12000 | Gasoline | COMPARTMENT A | Double Walled | Asphalt coated or Bare Steel |  |  |  | Removal | 1992-05-20
0-009492 | SUPERPUMPER #14 | 4740 E DYNAMITE BLVD | PHOENIX | AZ | 85331 | Maricopa | 3 | Open | 1998-11-19 | 12000 | Diesel | COMPARTMENT A | Double Walled | Fiberglass Reinforced Plastic | Pressure | Double Walled | Fiberglass Reinforced Plastic
0-007602 | STATE DRY WALL INC | 4340 S RANDOLPH AVE | TUCSON | AZ | 85714 | Pima | 5 | Perm Closure | 1974-06-01 | 4000 | Diesel | COMPARTMENT A | Unknown | Asphalt coated or Bare Steel | Gravity Feed |  |  | Removal | 1991-11-12
0-004697 | STONE FOREST INDUSTRIES |  | CLINTS WELL |  |  | Coconino | 1 | Perm Closure | 1976-01-01 | 15000 | Diesel | COMPARTMENT A | Single Walled | Asphalt coated or Bare Steel |  |  |  | Removal | 1987-10-10
0-003621 | SUNLAND VILLAGE GOLF COURSE | 725 S ROCHESTER | MESA | AZ | 85206 | Maricopa | 1 | Perm Closure | 1978-01-01 | 500 | Gasoline | COMPARTMENT B |  | Asphalt coated or Bare Steel |  |  |  | Removal | 1994-02-25
0-004723 | SPRINGS & SONS ELEC CONT INC | 2129 W MOUNTAIN VIEW RD | PHOENIX | AZ | 85021 | Maricopa | 2 | Perm Closure | 1977-12-17 | 3000 | Gasoline | COMPARTMENT A | Unknown | Asphalt coated or Bare Steel |  |  |  | Removal | 1991-05-31
0-004731 | STANCO PETROLEUM EQUIPMENT INC | 4625 W VAN BUREN ST | PHOENIX | AZ | 85043 | Maricopa | 2 | Perm Closure | 1979-10-17 | 5000 | Gasoline | COMPARTMENT A | Unknown | Asphalt coated or Bare Steel |  |  |  | Removal | 1990-03-22
0-008392 | COCONINO COUNTY - SHERIFFS DEPARTMENT | 211 N AGASSIZ ST | FLAGSTAFF | AZ | 86001 | Coconino | 1 | Perm Closure | 1975-01-01 | 200 | Diesel | COMPARTMENT A | Single Walled | Asphalt coated or Bare Steel |  |  |  | Removal | 1998-12-11
0-005643 | INTERNATIONAL PAPER - PHOENIX RECYCLING | 301 S 30TH ST | PHOENIX | AZ | 85034 | Maricopa | 1 | Perm Closure | 1971-05-07 | 7000 | Diesel | COMPARTMENT A | Unknown | Unknown | Suction - Check Valve at the Tank Top |  |  | Removal | 1991-03-19
0-006780 | CHEVRON SELF SERVE 15 | 721 N MAIN ST | SAN LUIS | AZ | 85336 | Yuma | 7 | Perm Closure | 2005-06-17 | 10000 | Gasoline | COMPARTMENT A | Double Walled | Asphalt coated or Bare Steel | Pressure |  |  | Removal | 1988-07-01
0-005499 | VALCO INDUSTRIES | 3602 W LINCOLN ST | PHOENIX | AZ | 85009 | Maricopa | 2 | Perm Closure | 1981-02-10 | 5000 | Gasoline | COMPARTMENT A | Unknown | Asphalt coated or Bare Steel |  |  |  | Removal | 1989-10-01
0-008010 | WACO DRILLING | 2240 W SHANGRI LA RD | PHOENIX | AZ | 85029 | Maricopa | 3 | Perm Closure | 2005-06-17 | 2000 | Diesel | COMPARTMENT A |  | Asphalt coated or Bare Steel |  |  |  | Closed in Place | 1994-06-30
0-006550 | U-HAUL GRANT ROAD # 828-50 | 3555 E GRANT RD | TUCSON | AZ | 85716 | Pima | 1 | Perm Closure | 1971-12-15 | 6000 | Gasoline | COMPARTMENT A | Double Walled | Asphalt coated or Bare Steel |  |  |  | Removal | 1991-01-01
0-006350 | UPS PRESCOTT | 9235 E VALLEY RD | PRESCOTT VALLEY | AZ | 86314 | Yavapai | 2 | Perm Closure | 1988-09-04 | 1000 | Used Oil/Waste Oil | COMPARTMENT A | Double Walled | Fiberglass Reinforced Plastic | Gravity Feed | Double Walled | Fiberglass Reinforced Plastic | Removal | 2020-09-03
0-005394 | UNIVERSAL DRILLING & SUPPLY CO | 101 BROADWAY | YARNELL | AZ | 85362 | Yavapai | 2 | Perm Closure | 1978-04-30 | 10000 | Diesel | COMPARTMENT A | Double Walled | Asphalt coated or Bare Steel | Pressure | Double Walled |  | Removal | 2000-09-13
0-001946 | HACK CANYON MINE |  | KAIBAB |  |  | Mohave | 1 | Perm Closure | 1980-01-01 | 2000 | Gasoline | COMPARTMENT A |  | Asphalt coated or Bare Steel |  |  |  | Removal | 1989-01-01
0-004793 | MARBLE CANYON EXXON |  | MARBLE CANYON |  |  | Coconino | 2 | Perm Closure | 1950-01-01 | 10000 | Gasoline | COMPARTMENT A | Double Walled | Asphalt coated or Bare Steel | Pressure |  |  | Removal | 1998-10-06
0-004793 | MARBLE CANYON EXXON |  | MARBLE CANYON |  |  | Coconino | 1 | Perm Closure | 1950-01-01 | 10000 | Gasoline | COMPARTMENT A | Double Walled | Asphalt coated or Bare Steel | Pressure |  |  | Removal | 1998-10-06
0-006456 | MARICOPA COUNTY - DEPTARTMENT OF EMERGENCY MANAGEMENT | 5630 E MCDOWELL RD | PHOENIX | AZ | 85008 | Maricopa | 1 | Perm Closure | 1977-01-01 | 3000 | Diesel | COMPARTMENT A |  | Asphalt coated or Bare Steel | Suction - Check Valve at the Tank Top | Double Walled | Fiberglass Reinforced Plastic | Removal | 1993-06-08
0-007153 | INDUSTRIAL RENTAL PROPERTY | 900 E BUTLER AVE | FLAGSTAFF | AZ | 86001 | Coconino | 1 | Perm Closure | 2005-06-17 | 1000 | Gasoline | COMPARTMENT A | Double Walled | Asphalt coated or Bare Steel | Gravity Feed |  |  | Removal | 1991-08-01
0-007153 | INDUSTRIAL RENTAL PROPERTY | 900 E BUTLER AVE | FLAGSTAFF | AZ | 86001 | Coconino | 2 | Perm Closure | 2005-06-17 | 1000 | Gasoline | COMPARTMENT A | Double Walled | Asphalt coated or Bare Steel | Gravity Feed |  | Bare or Galvanized Steel | Removal | 1991-08-01
0-009324 | IRRIGATION & SPRINKLER SUPPLY | 2130 E 12TH ST | TUCSON | AZ | 85719 | Pima | 1 | Perm Closure | 2005-06-17 |  | Gasoline | COMPARTMENT A | Unknown | Asphalt coated or Bare Steel |  |  |  | Removal | 1998-02-21
0-006532 | HENAGAR INC | 8238 W HARRISON ST | TOLLESON | AZ | 85353 | Maricopa | 2 | Perm Closure | 1973-12-16 | 2000 | Gasoline | COMPARTMENT A | Double Walled | Asphalt coated or Bare Steel |  |  |  | Removal | 1988-04-20
0-008571 | HIGH DESERT INVESTMENTS | 205 S GABEL ST | FLAGSTAFF | AZ | 86001 | Coconino | 1 | Perm Closure | 1975-01-01 | 8000 | Diesel | COMPARTMENT A | Double Walled | Asphalt coated or Bare Steel |  |  |  | Removal | 1999-03-26
0-005163 | CITY OF TUCSON - SERVICE CENTER - STREETS | 4004 S PARK AVE | TUCSON | AZ | 85714 | Pima | 1 | Perm Closure | 1976-04-10 | 500 | Unidentified | COMPARTMENT A | Double Walled | Fiberglass Reinforced Plastic |  |  |  | Removal | 1991-11-12
0-002351 | GOODYEAR AUTO SERVICE #6064 | 42 E SOUTHERN AVE | TEMPE | AZ | 85282 | Maricopa | 1 | Perm Closure | 1985-04-15 | 550 | Used Oil/Waste Oil | COMPARTMENT A | Single Walled | Asphalt coated or Bare Steel | Gravity Feed |  |  | Removal | 1996-02-13
0-009858 | GAS-N-GRUB DAIRY-N-SUB | 2201 HUALAPAI MOUNTAIN RD | KINGMAN | AZ | 86401 | Mohave | 1 | Open | 2001-12-18 | 8000 | Gasoline | COMPARTMENT B | Double Walled | Fiberglass Reinforced Plastic
0-009412 | LOVE'S TRAVEL STOP #296 | 820 W PIMA ST | GILA BEND | AZ | 85337 | Maricopa | 5 | Open | 2016-01-19 | 20000 | Biodiesel | COMPARTMENT A | Double Walled | Fiberglass Reinforced Plastic | Pressure | Double Walled | Fiberglass Reinforced Plastic
0-009412 | LOVE'S TRAVEL STOP #296 | 820 W PIMA ST | GILA BEND | AZ | 85337 | Maricopa | 1 | Open | 1998-06-04 | 12000 | Gasoline | COMPARTMENT A | Double Walled | Composite (Steel/Fiberglass) | Pressure | Double Walled
0-002184 | FRIEDMAN RECYCLING COMPANY INC | 3640 W LINCOLN ST | PHOENIX | AZ | 85009 | Maricopa | 2 | Perm Closure | 1980-01-01 | 2000 | Diesel | COMPARTMENT A |  | Asphalt coated or Bare Steel | Suction - Check Valve at the Tank Top |  |  | Closed in Place | 2000-10-20
0-002944 | LAYNE WESTERN CO INC | 9002 S HARDY DR | TEMPE | AZ | 85284 | Maricopa | 1 | Perm Closure | 1979-01-01 | 12000 | Diesel | COMPARTMENT A |  | Asphalt coated or Bare Steel |  |  |  | Removal | 1989-03-01
0-001605 | LONG VALLEY WORK CENTER |  | CLINTS WELL |  |  | Coconino | 1 | Perm Closure | 1966-01-01 | 500 | Gasoline | COMPARTMENT A |  | Asphalt coated or Bare Steel |  |  |  | Removal | 1990-10-10
0-000750 | KRISTAL LAHR PHARMACY #4 | 3325 N 19TH AVE | PHOENIX | AZ | 85015 | Maricopa | 3 | Perm Closure | 1971-04-17 | 3000 | Gasoline | COMPARTMENT A | Single Walled | Asphalt coated or Bare Steel | Suction - Check Valve at the Tank Top | Single Walled | Bare or Galvanized Steel | Removal | 1988-05-26
0-001322 | ATKO BUILDING MATERIALS | 8132 N 67TH AVE | GLENDALE | AZ | 85302 | Maricopa | 1 | Perm Closure | 1979-01-01 | 8000 | Diesel | COMPARTMENT A |  | Asphalt coated or Bare Steel |  |  |  | Removal | 1991-04-22
0-007616 | AT&T |  | FLORENCE |  |  | Pinal | 1 | Perm Closure | 2005-06-17 |  | Diesel | COMPARTMENT A | Unknown | Asphalt coated or Bare Steel | Suction - Check Valve at the Tank Top |  |  | Removal | 1991-11-26
0-006657 | AMFAC SUPPLY COMPANY WAREHOUSE | 2800 W OSBORN RD | PHOENIX | AZ | 85017 | Maricopa | 1 | Perm Closure | 1969-03-03 | 1000 | Diesel | COMPARTMENT A | Unknown | Asphalt coated or Bare Steel |  |  |  | Removal | 1979-01-01
0-009590 | ADOA - FUEL DEPOT | 1501 W MADISON ST | PHOENIX | AZ | 85007 | Maricopa | 1 | Open | 1999-02-01 | 12000 | Gasoline (UL) | COMPARTMENT A | Double Walled | Fiberglass Reinforced Plastic | Pressure | Double Walled | Fiberglass Reinforced Plastic
0-000301 | ADOT - OAK CREEK RIM CAMP |  | OAK CREEK CANYON |  |  | Coconino | 2 | Perm Closure | 1976-01-01 | 2000 | Gasoline | COMPARTMENT A | Single Walled | Asphalt coated or Bare Steel |  |  |  | Removal | 1987-04-27
0-006930 | AAMCO TRANSMISSION SHOP | 2710 E ROUTE 66 | FLAGSTAFF | AZ | 86004 | Coconino | 1 | Perm Closure | 2005-06-17 | 10000 | Unidentified | COMPARTMENT A | Double Walled | Asphalt coated or Bare Steel |  |  |  | Removal | 1990-09-01
0-008984 | 4 SONS FOOD STORES #504 | 3610 W PINNACLE PEAK RD | PHOENIX | AZ | 85310 | Maricopa | 2 | Open | 1996-01-01 | 8000 | Gasoline | COMPARTMENT A | Double Walled | Fiberglass Reinforced Plastic | Pressure | Double Walled | Fiberglass Reinforced Plastic
0-008984 | 4 SONS FOOD STORES #504 | 3610 W PINNACLE PEAK RD | PHOENIX | AZ | 85310 | Maricopa | 3 | Open | 1996-01-01 | 8000 | Gasoline | COMPARTMENT A | Double Walled | Fiberglass Reinforced Plastic | Pressure | Double Walled | Fiberglass Reinforced Plastic
0-007997 | CBS FOOD BROKER | 3419 E UNIVERSITY DR | PHOENIX | AZ | 85034 | Maricopa | 1 | Perm Closure | 1978-01-01 | 10000 | Gasoline | COMPARTMENT A | Single Walled | Asphalt coated or Bare Steel | Pressure | Single Walled | Bare or Galvanized Steel | Removal | 1997-06-05
0-000166 | AIR PRODUCTS AND CHEMICALS, INC. - RAIL SPUR | 11520 E GERMANN RD | CHANDLER | AZ | 85286 | Maricopa | 2 | Perm Closure | 1971-01-01 | 6893 | Gasoline | COMPARTMENT A |  | Asphalt coated or Bare Steel |  |  |  | Removal | 1986-08-22
0-000166 | AIR PRODUCTS AND CHEMICALS, INC. - RAIL SPUR | 11520 E GERMANN RD | CHANDLER | AZ | 85286 | Maricopa | 3 | Perm Closure | 1961-01-01 | 1000 | Gasoline | COMPARTMENT A |  | Asphalt coated or Bare Steel |  |  |  | Removal | 1986-08-22
0-003595 | BIG LAKE TRADING POST | 1501 COPPERMINE RD | PAGE | AZ | 86040 | Coconino | 3 | Perm Closure | 1983-01-01 | 8000 | Gasoline | COMPARTMENT A | Single Walled | Asphalt coated or Bare Steel | Pressure |  |  | Removal | 2018-03-06
0-003595 | BIG LAKE TRADING POST | 1501 COPPERMINE RD | PAGE | AZ | 86040 | Coconino | 1 | Perm Closure | 1983-01-01 | 10000 | Gasoline | COMPARTMENT A | Single Walled | Asphalt coated or Bare Steel | Pressure |  |  | Removal | 2018-03-06
0-003961 | TRIPLE A RANCH | 6111 W THUNDERBIRD RD | GLENDALE | AZ | 85306 | Maricopa | 1 | Perm Closure | 1980-03-19 | 6000 | Diesel | COMPARTMENT A | Unknown | Asphalt coated or Bare Steel |  |  |  | Removal | 1991-05-23
0-001437 | TUCSON FREIGHT DOCK | 526 N 9TH AVE | TUCSON | AZ | 85705 | Pima | 1 | Perm Closure | 1971-01-01 | 10000 | Diesel | COMPARTMENT A | Single Walled | Asphalt coated or Bare Steel | Pressure | Single Walled | Bare or Galvanized Steel | Removal | 1993-08-25
0-002629 | TOWN & COUNTRY CAR WASH | 5901 W BELL RD | GLENDALE | AZ | 85308 | Maricopa | 4 | Perm Closure | 1989-06-08 | 10000 | Gasoline | COMPARTMENT A | Double Walled | Fiberglass Reinforced Plastic | Pressure |  | Fiberglass Reinforced Plastic | Removal | 2011-12-08
0-001656 | SUNBELT RENTALS INC | 2066 E UNIVERSITY DR | TEMPE | AZ | 85281 | Maricopa | 5 | Perm Closure | 1978-01-01 | 550 | Gasoline | COMPARTMENT A |  | Asphalt coated or Bare Steel |  |  |  | Removal | 1990-10-02
0-001656 | SUNBELT RENTALS INC | 2066 E UNIVERSITY DR | TEMPE | AZ | 85281 | Maricopa | 9 | Perm Closure | 1978-01-01 | 550 | New Oil | COMPARTMENT A |  | Asphalt coated or Bare Steel |  |  |  | Removal | 1990-10-02
0-008436 | ACTION TIRE | 755 E MAIN ST | MESA | AZ | 85203 | Maricopa | 5 | Perm Closure | 2005-06-17 |  | Gasoline | COMPARTMENT A | Double Walled | Fiberglass Reinforced Plastic |  |  |  | Closed in Place | 1988-01-01
0-008436 | ACTION TIRE | 755 E MAIN ST | MESA | AZ | 85203 | Maricopa | 8 | Perm Closure | 2005-06-17 |  | Gasoline | COMPARTMENT A | Double Walled | Fiberglass Reinforced Plastic |  |  |  | Closed in Place | 1988-01-01
0-008436 | ACTION TIRE | 755 E MAIN ST | MESA | AZ | 85203 | Maricopa | 7 | Perm Closure | 2005-06-17 |  | Gasoline | COMPARTMENT A | Double Walled | Fiberglass Reinforced Plastic |  |  |  | Closed in Place | 1988-01-01
0-008436 | ACTION TIRE | 755 E MAIN ST | MESA | AZ | 85203 | Maricopa | 2 | Perm Closure | 2005-06-17 |  | Gasoline | COMPARTMENT A | Double Walled | Fiberglass Reinforced Plastic |  |  |  | Closed in Place | 1988-01-01
0-004473 | SHAY OIL - SOMERTON | 109 W MAIN ST | SOMERTON | AZ | 85350 | Yuma | 3 | Perm Closure | 1974-01-01 | 3000 | Gasoline | COMPARTMENT A | Single Walled | Asphalt coated or Bare Steel |  |  |  | Removal | 1992-02-13
0-002955 | ADVANCED PLASTERING | 303 S SIRRINE | MESA | AZ | 85210 | Maricopa | 1 | Perm Closure | 1971-01-01 | 700 | Diesel | COMPARTMENT A |  | Asphalt coated or Bare Steel | Suction - Check Valve at the Tank Top |  | Bare or Galvanized Steel | Removal | 1988-02-01
0-000244 | GALLEHER CORP | 2121 S 15TH AVE | PHOENIX | AZ | 85007 | Maricopa | 2 | Perm Closure | 1954-10-25 | 2000 | Diesel | COMPARTMENT A | Single Walled | Asphalt coated or Bare Steel |  |  |  | Removal | 1989-11-21
0-007385 | TRI-CITY TRANSMISSION SERVICE | 203 S MCCLINTOCK DR | TEMPE | AZ | 85281 | Maricopa | 1 | Perm Closure | 1985-01-01 | 500 | Unidentified | COMPARTMENT A | Unknown | Asphalt coated or Bare Steel | Gravity Feed |  |  | Removal | 1994-01-24
0-004029 | HELI-SUPPORT INC | 1715 N PINAL AVE | CASA GRANDE | AZ | 85122 | Pinal | 1 | Perm Closure | 1966-04-25 | 5000 | Gasoline | COMPARTMENT A | Unknown | Unknown |  |  |  | Removal | 1989-04-04
0-010028 | SINCLAIR OIL CORP | 3402 S KINO PKWY | TUCSON | AZ | 85713 | Pima | 2 | Perm Closure | 1960-01-01 | 4000 | Unidentified | COMPARTMENT A | Single Walled | Asphalt coated or Bare Steel |  |  |  | Removal | 2004-10-27
0-009284 | WOOLCO | 12434 N CAVE CREEK RD | PHOENIX | AZ | 85022 | Maricopa | 1 | Perm Closure | 1973-05-10 | 300 | Used Oil/Waste Oil | COMPARTMENT A | Unknown | Asphalt coated or Bare Steel |  |  |  | Removal | 1998-09-17
0-003409 | DEER VALLEY NORTH CO #143135 | 2041 W DEER VALLEY RD | PHOENIX | AZ | 85027 | Maricopa | 1 | Perm Closure | 1978-01-03 | 2000 | Diesel | COMPARTMENT A | Unknown | Fiberglass Reinforced Plastic | Suction - Check Valve at the Tank Top |  |  | Removal | 1992-10-27
0-003409 | DEER VALLEY NORTH CO #143135 | 2041 W DEER VALLEY RD | PHOENIX | AZ | 85027 | Maricopa | 2 | Perm Closure | 1978-01-01 | 1000 | Gasoline | COMPARTMENT A | Unknown | Fiberglass Reinforced Plastic | Suction - Check Valve at the Tank Top |  | Bare or Galvanized Steel | Removal | 1992-12-02
0-007159 | CORDES JUNCTION CHEVRON #207129 | 19625 E CORDES LAKES RD | CORDES JUNCTION | AZ | 86333 | Yavapai | 3 | Open | 1990-12-01 | 8000 | Gasoline | COMPARTMENT A | Single Walled | Fiberglass Reinforced Plastic | Pressure |  | Fiberglass Reinforced Plastic
0-006204 | CLOYD A WILKERSON | 1112 E MARTIN RD | COOLIDGE | AZ | 85128 | Pinal | 1 | Perm Closure | 2005-06-17 |  | Unidentified | COMPARTMENT A | Double Walled | Composite (Steel/Fiberglass) |  |  |  | Removal | 1990-08-01
0-007889 | COLUMBIA HOSPITAL | 1920 W RUDASILL RD | TUCSON | AZ | 85704 | Pima | 1 | Perm Closure | 1990-01-01 |  | Diesel | COMPARTMENT A | Unknown | Fiberglass Reinforced Plastic |  |  |  | Removal | 1998-09-14
0-009769 | CIRCLE K #2706347 | 8202 E MCDOWELL RD | SCOTTSDALE | AZ | 85257 | Maricopa | 3 | Open | 2001-01-12 | 10000 | Diesel | COMPARTMENT A | Double Walled | Fiberglass Reinforced Plastic | Pressure | Double Walled | Flexible
0-002674 | CIRCLE K #2701576 | 1245 E GURLEY ST | PRESCOTT | AZ | 86301 | Yavapai | 3 | Open | 1986-08-09 | 10000 | Gasoline | COMPARTMENT A |  | Fiberglass Reinforced Plastic | Pressure |  | Fiberglass Reinforced Plastic
0-009828 | CIRCLE K #2705915 | 20721 N SCOTTSDALE RD | SCOTTSDALE | AZ | 85255 | Maricopa | 3 | Open | 2001-11-01 | 15000 | Diesel | COMPARTMENT A | Double Walled | Fiberglass Reinforced Plastic | Pressure | Double Walled | Fiberglass Reinforced Plastic
0-001531 | CIRCLE K #2701941 | 5879 W VAN BUREN ST | PHOENIX | AZ | 85043 | Maricopa | 2 | Perm Closure | 1986-01-01 | 10000 | Gasoline | COMPARTMENT A | Single Walled | Fiberglass Reinforced Plastic | Pressure | Single Walled | Fiberglass Reinforced Plastic | Removal | 2017-02-02
0-007978 | ESKO'S AUTO SERVICE & SUPPLY | 867 E ASH ST | GLOBE | AZ | 85501 | Gila | 4 | Perm Closure | 2005-06-17 |  | Gasoline | COMPARTMENT A | Unknown | Unknown |  |  |  | Closed in Place | 1978-04-01
0-002414 | DORADO COUNTRY CLUB | 6601 E SPEEDWAY BLVD | TUCSON | AZ | 85710 | Pima | 1 | Perm Closure | 1980-01-01 | 550 | Gasoline | COMPARTMENT A | Single Walled | Asphalt coated or Bare Steel |  |  |  | Removal | 1994-03-08
0-007942 | PHOENIX MEMORIAL HOSPITAL | 1201 S 7TH AVE | PHOENIX | AZ | 85007 | Maricopa | 1 | Perm Closure | 2005-06-17 | 1000 | Used Oil/Waste Oil | COMPARTMENT A | Unknown | Asphalt coated or Bare Steel | Gravity Feed |  | Bare or Galvanized Steel | Removal | 1992-07-30
0-003461 | ARIZONA ARMY NATIONAL GUARD - MAINTENANCE #5 | 6202 W MYRTLE AVE | GLENDALE | AZ | 85301 | Maricopa | 2 | Perm Closure | 1971-04-15 | 2000 | Diesel | COMPARTMENT A | Double Walled | Asphalt coated or Bare Steel | Suction - Check Valve at the Tank Top |  |  | Removal | 1996-10-09
0-003183 | MITCHELL'S FURNITURE CORP | 2538 N COUNTRY CLUB RD | TUCSON | AZ | 85716 | Pima | 1 | Perm Closure | 1980-01-01 | 10000 | Diesel | COMPARTMENT A | Unknown | Asphalt coated or Bare Steel | Pressure |  | Bare or Galvanized Steel | Removal | 1994-01-05
0-003256 | ARCO AM/PM 43RD AVE | 1601 N 43RD AVE | PHOENIX | AZ | 85009 | Maricopa | 7 | Perm Closure | 1987-06-01 | 12000 | Gasoline | COMPARTMENT A | Double Walled | Fiberglass Reinforced Plastic | Pressure |  | Fiberglass Reinforced Plastic | Removal | 2018-02-22
0-007230 | RIVERVIEW GOLF COURSE | 2202 W RIO SALADO PKWY | MESA | AZ | 85201 | Maricopa | 4 | Perm Closure | 2000-03-20 | 3000 | Diesel | COMPARTMENT A | Double Walled | Fiberglass Reinforced Plastic | Pressure | Double Walled | Fiberglass Reinforced Plastic | Removal | 2012-08-28
0-002960 | LEWIS EXCAVATING INC | 3230 E MOSSMAN RD | TUCSON | AZ | 85706 | Pima | 4 | Perm Closure | 1978-01-01 | 12000 | Diesel | COMPARTMENT A | Single Walled | Asphalt coated or Bare Steel |  |  |  | Removal | 1992-07-20
0-010000 | QUIKTRIP #479 | 8233 N 7TH ST | PHOENIX | AZ | 85020 | Maricopa | 3 | Open | 2003-10-06 | 20000 | Gasoline | COMPARTMENT A | Double Walled | Fiberglass Reinforced Plastic | Pressure | Double Walled | Flexible
0-006658 | PRODUCTION FARMS | 6205 N 55TH AVE | GLENDALE | AZ | 85301 | Maricopa | 2 | Perm Closure | 1979-02-24 | 1000 | Gasoline | COMPARTMENT A | Unknown | Asphalt coated or Bare Steel |  |  |  | Removal | 1998-12-01
0-000619 | BABBITT'S WHOLESALE DIVISION | 1400 E BUTLER AVE | FLAGSTAFF | AZ | 86001 | Coconino | 2 | Perm Closure | 1980-01-01 | 2000 | Gasoline | COMPARTMENT A |  | Asphalt coated or Bare Steel |  |  |  | Removal | 1989-01-01
0-000584 | AT&T - MORRISTOWN REP AZ2890 |  | MORRISTOWN |  |  | Maricopa | 1 | Perm Closure | 1961-01-01 | 5000 | Diesel | COMPARTMENT A | Single Walled | Asphalt coated or Bare Steel | Suction - Check Valve at the Tank Top | Single Walled | Bare or Galvanized Steel | Removal | 1991-11-22
0-008985 | AUSTIN'S TACK FEED AND SUPPLY | 10508 W BUCKEYE RD | TOLLESON | AZ | 85353 | Maricopa | 2 | Perm Closure | 2005-06-17 | 1000 | Unidentified | COMPARTMENT A | Single Walled | Asphalt coated or Bare Steel |  |  |  | Removal | 2005-08-03
0-008985 | AUSTIN'S TACK FEED AND SUPPLY | 10508 W BUCKEYE RD | TOLLESON | AZ | 85353 | Maricopa | 3 | Perm Closure | 2005-06-17 | 3000 | Gasoline | COMPARTMENT A | Single Walled | Asphalt coated or Bare Steel |  |  |  | Removal | 2005-08-03
0-009807 | ARCO AM/PM | 950 E 16TH ST | YUMA | AZ | 85365 | Yuma | 2 | Open | 2000-02-04 | 20000 | Gasoline | COMPARTMENT A | Double Walled | Fiberglass Reinforced Plastic | Pressure | Double Walled | Fiberglass Reinforced Plastic
0-003027 | ALBERT MALDONADO | 3029 E SOUTHERN AVE | PHOENIX | AZ | 85040 | Maricopa | 1 | Perm Closure | 1970-12-21 | 3000 | Gasoline | COMPARTMENT A | Unknown | Asphalt coated or Bare Steel |  |  |  | Removal | 1984-12-01
0-000838 | AFCO #020211 (B) | 1634 N 27TH PL | PHOENIX | AZ | 85008 | Maricopa | 4 | Perm Closure | 1982-01-01 | 12000 | Diesel | COMPARTMENT A | Single Walled | Asphalt coated or Bare Steel |  |  |  | Removal | 1989-01-01
0-007632 | A & K PARTNERSHIP | 3211 S 43RD AVE | PHOENIX | AZ | 85009 | Maricopa | 2 | Perm Closure | 2005-06-17 | 10000 | Gasoline | COMPARTMENT A | Unknown | Asphalt coated or Bare Steel | Pressure |  | Bare or Galvanized Steel | Removal | 1991-12-27
0-001184 | CIRCLE K #2700149 | 4401 N FLOWING WELLS RD | TUCSON | AZ | 85705 | Pima | 1 | Perm Closure | 1980-01-01 | 10000 | Gasoline | COMPARTMENT A |  | Asphalt coated or Bare Steel | Pressure |  |  | Removal | 1999-01-26
0-001028 | CHEVRON #9-4013 | 150 W APACHE TRL | APACHE JUNCTION | AZ | 85120 | Pinal | 2 | Perm Closure | 1982-01-01 | 10000 | Gasoline | COMPARTMENT A | Single Walled | Fiberglass Reinforced Plastic |  |  |  | Removal | 1989-12-15
0-006459 | BRIDES AUTO CENTER | 1310 W CLEVELAND | SAINT JOHNS | AZ | 85936 | Apache | 2 | Open | 1978-01-01 | 12000 | Gasoline | COMPARTMENT A | Double Walled | Composite (Steel/Fiberglass) | Pressure |  | Bare or Galvanized Steel
0-003319 | TUCSON CORTERO CO 121138 | 5340 W CORTARO FARMS RD | MARANA | AZ | 85742 | Pima | 3 | Perm Closure | 1998-04-01 | 6000 | Gasoline | COMPARTMENT A | Double Walled | Composite (Steel/Fiberglass) | Pressure | Double Walled | Fiberglass Reinforced Plastic | Removal | 2008-12-18
0-003319 | TUCSON CORTERO CO 121138 | 5340 W CORTARO FARMS RD | MARANA | AZ | 85742 | Pima | 1 | Perm Closure | 1978-01-01 | 500 | Diesel | COMPARTMENT A |  | Fiberglass Reinforced Plastic | Suction - Check Valve at the Tank Top |  |  | Removal | 1993-01-26
0-008643 | SUPERPUMPER #15 | 8646 E FRANK LLOYD WRIGHT BLVD | SCOTTSDALE | AZ | 85260 | Maricopa | 4 | Open | 1995-07-13 | 12000 | Gasoline | COMPARTMENT A | Double Walled | Fiberglass Reinforced Plastic | Pressure | Double Walled | Flexible
0-006907 | WINSLOW MAIN CO 127551 | 300 N KINSLEY AVE | WINSLOW | AZ | 86047 | Navajo | 1 | Perm Closure | 1960-01-01 | 300 | Gasoline | COMPARTMENT A | Unknown | Asphalt coated or Bare Steel |  |  |  | Removal | 1990-06-01
0-005609 | WESTERN AUTO SUPPLY CO | 1403 E MAIN ST | MESA | AZ | 85203 | Maricopa | 1 | Perm Closure | 1972-07-10 | 500 | Used Oil/Waste Oil | COMPARTMENT A | Unknown | Asphalt coated or Bare Steel |  |  |  | Removal | 1990-12-19
0-007872 | BOWNE OF PHOENIX | 1500 N CENTRAL AVE | PHOENIX | AZ | 85004 | Maricopa | 1 | Perm Closure | 2005-06-17 | 500 | Used Oil/Waste Oil | COMPARTMENT A | Unknown | Asphalt coated or Bare Steel |  |  |  | Removal | 1993-06-23
0-001153 | UNOCAL | 705 E WHITE MOUNTAIN BLVD | PINETOP-LAKESIDE | AZ | 85935 | Navajo | 3 | Perm Closure | 1971-01-01 | 3000 | Gasoline | COMPARTMENT A |  | Asphalt coated or Bare Steel |  |  |  | Removal | 1989-04-01
0-001153 | UNOCAL | 705 E WHITE MOUNTAIN BLVD | PINETOP-LAKESIDE | AZ | 85935 | Navajo | 1 | Perm Closure | 1971-01-01 | 6000 | Gasoline | COMPARTMENT A |  | Asphalt coated or Bare Steel |  |  |  | Removal | 1989-04-01
0-003381 | MESA GILBERT MAIN CO #141071 | 27 E GUADALUPE RD | GILBERT | AZ | 85234 | Maricopa | 1 | Perm Closure | 1974-01-06 | 2000 | Diesel | COMPARTMENT A | Unknown | Asphalt coated or Bare Steel |  |  |  | Removal | 1991-02-08
0-009759 | GANTZEL FARMS | 25 W OCOTILLO RD | QUEEN CREEK | AZ | 85140 | Pinal | 1 | Open | 2000-12-28 | 20000 | Gasoline | COMPARTMENT A | Double Walled | Fiberglass Reinforced Plastic | Pressure | Double Walled | Fiberglass Reinforced Plastic
0-009759 | GANTZEL FARMS | 25 W OCOTILLO RD | QUEEN CREEK | AZ | 85140 | Pinal | 2 | Open | 2000-12-28 | 12000 | Gasoline | COMPARTMENT B | Double Walled | Fiberglass Reinforced Plastic
0-003490 | LNR/CIGNA/TARGET STORE T-210 | 3615 E THOMAS RD | PHOENIX | AZ | 85018 | Maricopa | 3 | Perm Closure | 1979-10-01 | 10000 | Gasoline | COMPARTMENT A | Single Walled | Fiberglass Reinforced Plastic |  |  |  | Removal | 1983-01-01
0-000624 | PREMA, LLC | 2802 S 15TH AVE | PHOENIX | AZ | 85007 | Maricopa | 2 | Perm Closure | 1965-01-01 | 2000 | Gasoline | COMPARTMENT A |  | Asphalt coated or Bare Steel |  |  |  | Removal | 1989-09-29
0-000498 | ARCO #1445 | 1901 W PEORIA AVE | PHOENIX | AZ | 85029 | Maricopa | 7 | Perm Closure | 1991-05-03 | 10000 | Gasoline | COMPARTMENT A | Double Walled | Fiberglass Reinforced Plastic | Pressure | Double Walled | Fiberglass Reinforced Plastic | Removal | 2001-01-24
0-000498 | ARCO #1445 | 1901 W PEORIA AVE | PHOENIX | AZ | 85029 | Maricopa | 1 | Perm Closure | 1977-01-01 | 6000 | Gasoline | COMPARTMENT A |  | Asphalt coated or Bare Steel |  |  |  | Removal | 1991-05-02
0-005313 | UNOCAL #6062 | 4352 E MCDOWELL RD | PHOENIX | AZ | 85008 | Maricopa | 3 | Perm Closure | 1969-04-15 | 550 | Used Oil/Waste Oil | COMPARTMENT A | Double Walled | Asphalt coated or Bare Steel | Pressure |  | Fiberglass Reinforced Plastic | Removal | 1989-12-29
0-003436 | CASA GRANDE SERVICE CENTER | 50 N BROWN AVE | CASA GRANDE | AZ | 85122 | Pinal | 1 | Perm Closure | 2005-06-17 | 1000 | Gasoline | COMPARTMENT A | Unknown | Unknown |  |  |  | Removal | 1988-09-24
0-003436 | CASA GRANDE SERVICE CENTER | 50 N BROWN AVE | CASA GRANDE | AZ | 85122 | Pinal | 5 | Perm Closure | 1988-01-01 | 500 | Used Oil/Waste Oil | COMPARTMENT A | Unknown | Fiberglass Reinforced Plastic | Gravity Feed |  | Fiberglass Reinforced Plastic | Removal | 1992-12-18
0-005070 | TONY'S AUTO REPAIR | 14405 N 7TH ST | PHOENIX | AZ | 85022 | Maricopa | 3 | Perm Closure | 1966-01-01 | 5000 | Diesel | COMPARTMENT A |  | Asphalt coated or Bare Steel | Pressure |  | Bare or Galvanized Steel | Removal | 1995-01-13
0-005070 | TONY'S AUTO REPAIR | 14405 N 7TH ST | PHOENIX | AZ | 85022 | Maricopa | 1 | Perm Closure | 1966-01-01 | 6000 | Gasoline | COMPARTMENT A |  | Asphalt coated or Bare Steel | Pressure |  | Bare or Galvanized Steel | Removal | 1995-01-13
0-005038 | THRIFTWAY PLATEAU 117 - FORMER | 421 W DEUCE OF CLUBS | SHOW LOW | AZ | 85901 | Navajo | 5 | Perm Closure | 2007-07-03 | 1000 | Gasoline | COMPARTMENT A |  | Asphalt coated or Bare Steel |  |  |  | Removal | 2007-04-24
0-005038 | THRIFTWAY PLATEAU 117 - FORMER | 421 W DEUCE OF CLUBS | SHOW LOW | AZ | 85901 | Navajo | 1 | Perm Closure | 1976-01-01 | 10000 | Oxygenated Gasoline | COMPARTMENT A |  | Asphalt coated or Bare Steel | Pressure |  |  | Removal | 1996-03-14
0-004929 | TEXACO #60-349-1032 | 5201 N CENTRAL AVE | PHOENIX | AZ | 85012 | Maricopa | 4 | Perm Closure | 1975-01-01 | 12000 | Gasoline | COMPARTMENT A | Single Walled | Asphalt coated or Bare Steel | Pressure | Double Walled | Fiberglass Reinforced Plastic | Removal | 1998-06-23
0-004929 | TEXACO #60-349-1032 | 5201 N CENTRAL AVE | PHOENIX | AZ | 85012 | Maricopa | 6 | Perm Closure | 1975-01-01 | 12000 | Diesel | COMPARTMENT A | Single Walled | Asphalt coated or Bare Steel | Pressure | Double Walled | Fiberglass Reinforced Plastic | Removal | 1998-06-23
0-006477 | GREEN VALLEY FIRE DISTRICT | 1285 W CAMINO ENCANTO | GREEN VALLEY | AZ | 85622 | Pima | 1 | Perm Closure | 1984-10-11 | 500 | Gasoline | COMPARTMENT A | Unknown | Asphalt coated or Bare Steel | Suction - Check Valve at the Tank Top |  |  | Removal | 1995-05-02
0-006425 | SUN VALLEY EQUIPMENT CORP | 681 JUSTIN DR | COTTONWOOD | AZ | 86326 | Yavapai | 3 | Perm Closure | 1984-01-01 | 6000 | Gasoline | COMPARTMENT A | Double Walled | Fiberglass Reinforced Plastic | Pressure |  | Fiberglass Reinforced Plastic | Removal | 2006-03-22
0-006417 | MV ENTERPRISES |  | HAYDEN |  |  | Gila | 3 | Perm Closure | 1953-01-01 | 10000 | Gasoline | COMPARTMENT A | Single Walled | Asphalt coated or Bare Steel | Pressure | Single Walled | Bare or Galvanized Steel | Removal | 1996-07-16
0-006417 | MV ENTERPRISES |  | HAYDEN |  |  | Gila | 2 | Perm Closure | 1953-01-01 | 15000 | Gasoline | COMPARTMENT A | Single Walled | Asphalt coated or Bare Steel | Pressure | Single Walled | Bare or Galvanized Steel | Removal | 1996-07-16
0-004711 | PARCEL 125-11-054A | 3850 E SPEEDWAY BLVD | TUCSON | AZ | 85716 | Pima | 1 | Perm Closure | 1985-01-01 | 7500 | Hazardous Substance | COMPARTMENT A | Single Walled | Asphalt coated or Bare Steel |  |  |  | Removal | 1995-01-30
0-002890 | AZTEC EXTERMINATING CO | 7619 E GREENWAY RD | SCOTTSDALE | AZ | 85260 | Maricopa | 1 | Perm Closure | 1982-01-01 | 12000 | Gasoline | COMPARTMENT A | Single Walled | Fiberglass Reinforced Plastic | Pressure |  | Fiberglass Reinforced Plastic | Removal | 1995-03-07
0-001124 | WALKER'S CHEVRON | 1420 E ANDY DEVINE AVE | KINGMAN | AZ | 86401 | Mohave | 5 | Perm Closure | 1968-01-01 | 2000 | Gasoline | COMPARTMENT A | Single Walled | Asphalt coated or Bare Steel | Pressure | Single Walled | Bare or Galvanized Steel | Removal | 1993-03-24
0-001124 | WALKER'S CHEVRON | 1420 E ANDY DEVINE AVE | KINGMAN | AZ | 86401 | Mohave | 6 | Perm Closure | 1968-01-01 | 1000 | Used Oil/Waste Oil | COMPARTMENT A | Single Walled | Asphalt coated or Bare Steel | Gravity Feed |  | Bare or Galvanized Steel | Removal | 1993-03-24
0-001124 | WALKER'S CHEVRON | 1420 E ANDY DEVINE AVE | KINGMAN | AZ | 86401 | Mohave | 8 | Perm Closure | 1993-06-10 | 12000 | Gasoline | COMPARTMENT A | Double Walled | Composite (Steel/Fiberglass) | Pressure | Double Walled | Fiberglass Reinforced Plastic | Removal | 2006-12-19
0-001124 | WALKER'S CHEVRON | 1420 E ANDY DEVINE AVE | KINGMAN | AZ | 86401 | Mohave | 3 | Perm Closure | 1968-01-01 | 2000 | Gasoline | COMPARTMENT A | Single Walled | Asphalt coated or Bare Steel | Pressure | Single Walled | Bare or Galvanized Steel | Removal | 1993-03-24
0-002722 | J-JON CORPORATION | 3229 W MOHAVE ST | PHOENIX | AZ | 85009 | Maricopa | 1 | Perm Closure | 1983-02-27 | 10000 | Diesel | COMPARTMENT A | Single Walled | Asphalt coated or Bare Steel |  |  |  | Removal | 1991-07-31
0-004359 | SAVCO #4 - FORMER | 11123 W BUCKEYE RD | CASHION | AZ | 85329 | Maricopa | 3 | Perm Closure | 1979-01-24 | 4000 | Gasoline | COMPARTMENT A | Unknown | Asphalt coated or Bare Steel | Pressure |  | Bare or Galvanized Steel | Removal | 1991-11-21
0-004137 | REVLON CONSUMER PRODUCTS | 4301 W BUCKEYE RD | PHOENIX | AZ | 85043 | Maricopa | 5 | Perm Closure | 1976-01-01 | 10000 | Diesel | COMPARTMENT A | Single Walled | Asphalt coated or Bare Steel | Pressure |  | Bare or Galvanized Steel | Removal | 1987-06-09
0-005579 | TEXACO #60-351-2089 | 217 N HUACHUCA BLVD | HUACHUCA CITY | AZ | 85616 | Cochise | 6 | Perm Closure | 1997-05-01 | 12000 | Gasoline | COMPARTMENT A | Double Walled | Fiberglass Reinforced Plastic | Pressure | Double Walled | Fiberglass Reinforced Plastic | Removal | 2004-05-14
0-005101 | EXPRESS STOP #108 | 20 S LEE ST | SAINT DAVID | AZ | 85630 | Cochise | 1 | Perm Closure | 1979-01-01 | 10000 | Gasoline | COMPARTMENT A |  | Asphalt coated or Bare Steel | Pressure |  |  | Removal | 1998-08-01
0-008841 | CHAPMAN CHEVROLET | 6011 S KYRENE RD | TEMPE | AZ | 85283 | Maricopa | 3 | Perm Closure | 1982-01-01 | 500 | Used Oil/Waste Oil | COMPARTMENT A |  | Asphalt coated or Bare Steel | Gravity Feed |  | Bare or Galvanized Steel | Removal | 1998-10-02
0-004724 | KAIBAB CONSTRUCTION CORPORATION | 689 E STATE ROUTE 89A | COTTONWOOD | AZ | 86326 | Yavapai | 3 | Perm Closure | 1981-01-01 | 10000 | Gasoline | COMPARTMENT A |  | Asphalt coated or Bare Steel | Pressure |  |  | Removal | 1999-07-22
0-004724 | KAIBAB CONSTRUCTION CORPORATION | 689 E STATE ROUTE 89A | COTTONWOOD | AZ | 86326 | Yavapai | 1 | Perm Closure | 1981-01-01 | 10000 | Gasoline (UL) | COMPARTMENT A |  | Asphalt coated or Bare Steel | Pressure |  |  | Removal | 1989-01-01
0-004265 | SAHUARITA UNIFIED SCHOOL DISTRICT #30 | 350 W SAHUARITA RD | SAHUARITA | AZ | 85629 | Pima | 1 | Perm Closure | 1976-04-28 | 10000 | Gasoline | COMPARTMENT A | Unknown | Asphalt coated or Bare Steel |  |  |  | Removal | 1993-06-01
0-004265 | SAHUARITA UNIFIED SCHOOL DISTRICT #30 | 350 W SAHUARITA RD | SAHUARITA | AZ | 85629 | Pima | 2 | Perm Closure | 1980-04-28 | 5000 | Gasoline | COMPARTMENT A | Unknown | Asphalt coated or Bare Steel |  |  |  | Removal | 1993-06-01
0-005450 | CIRCLE K #2702910 | 822 E JIMMIE KERR BLVD | CASA GRANDE | AZ | 85122 | Pinal | 6 | Open | 1996-02-07 | 10000 | Gasoline | COMPARTMENT A | Double Walled | Fiberglass Reinforced Plastic | Pressure | Double Walled | Fiberglass Reinforced Plastic
0-001797 | PRICKLY PEAR SQUARE | 27510 HIGHWAY 72 | BOUSE | AZ | 85325 | La Paz | 1 | Perm Closure | 1972-01-01 | 1000 | Gasoline | COMPARTMENT A |  | Asphalt coated or Bare Steel |  |  |  | Removal | 1999-04-07
0-000529 | ARCO #1451 | 3501 W GLENDALE AVE | PHOENIX | AZ | 85051 | Maricopa | 9 | Perm Closure | 1990-02-19 | 10000 | Gasoline | COMPARTMENT A | Double Walled | Fiberglass Reinforced Plastic | Pressure |  | Fiberglass Reinforced Plastic | Removal | 2003-04-09
0-000529 | ARCO #1451 | 3501 W GLENDALE AVE | PHOENIX | AZ | 85051 | Maricopa | 6 | Perm Closure | 1990-02-19 | 10000 | Gasoline | COMPARTMENT A | Double Walled | Fiberglass Reinforced Plastic | Pressure |  | Fiberglass Reinforced Plastic | Removal | 2003-04-09
0-006566 | PIMA COUNTY - ROAD MAINTENANCE | 1313 S MISSION RD | TUCSON | AZ | 85713 | Pima | 1 | Perm Closure | 2005-06-17 | 500 | Used Oil/Waste Oil | COMPARTMENT A |  | Asphalt coated or Bare Steel |  |  |  | Removal | 1991-10-24
0-006566 | PIMA COUNTY - ROAD MAINTENANCE | 1313 S MISSION RD | TUCSON | AZ | 85713 | Pima | 2 | Perm Closure | 1991-10-27 | 500 | Used Oil/Waste Oil | COMPARTMENT A | Double Walled | Composite (Steel/Fiberglass) | Gravity Feed |  | Fiberglass Reinforced Plastic | Removal | 2018-01-11
0-005599 | LDS CHURCH FARM | 16501 N TRICO RD | MARANA | AZ | 85653 | Pima | 1 | Perm Closure | 2005-06-17 | 10000 | Diesel | COMPARTMENT A | Double Walled | Asphalt coated or Bare Steel |  |  |  | Removal | 1989-03-01
0-004280 | CITY OF LAKE HAVASU CITY - MULBERRY WWTP - UST | 340 MULBERRY AVE | LAKE HAVASU CITY | AZ | 86403 | Mohave | 1 | Perm Closure | 1978-07-01 | 500 | Diesel | COMPARTMENT A | Unknown | Asphalt coated or Bare Steel |  |  |  | Removal | 1993-05-25
0-009030 | SAFEWAY #1225 | 1490 E CEDAR AVE | FLAGSTAFF | AZ | 86004 | Coconino | 1 | Perm Closure | 1996-11-01 | 12000 | Gasoline | COMPARTMENT A | Double Walled | Composite (Steel/Fiberglass) | Pressure | Double Walled |  | Removal | 2003-04-22
0-009788 | CIRCLE K STORE #2741650 | 2088 W ORANGE GROVE RD | TUCSON | AZ | 85704 | Pima | 3 | Open | 2001-04-09 | 15000 | Gasoline (UL) | COMPARTMENT A | Double Walled | Composite (Steel/Fiberglass) | Pressure | Double Walled | Fiberglass Reinforced Plastic
0-009150 | ALLSTATE ELECTRIC/DR. PEPPER | 2618 W CYPRESS ST | PHOENIX | AZ | 85009 | Maricopa | 1 | Perm Closure | 1960-01-01 | 550 | Gasoline | COMPARTMENT A | Double Walled | Asphalt coated or Bare Steel |  |  |  | Removal | 1997-10-17
0-000587 | GUARANTEED AUTO REPAIR | 5528 NW GRAND AVE | GLENDALE | AZ | 85301 | Maricopa | 4 | Perm Closure | 2005-06-17 |  | Gasoline | COMPARTMENT A | Unknown | Unknown |  |  |  | Closed in Place | 1959-01-01
0-003487 | COTTONLANE & INDIAN SCHOOL | 17109 W INDIAN SCHOOL RD | GOODYEAR | AZ | 85395 | Maricopa | 2 | Perm Closure | 1966-05-20 | 500 | Gasoline | COMPARTMENT A | Unknown | Unknown |  |  |  | Removal | 1990-03-13
0-001479 | CIRCLE K #2701781 | 1540 E BROADWAY RD | PHOENIX | AZ | 85040 | Maricopa | 1 | Open | 1985-01-01 | 10000 | Gasoline (UL) | COMPARTMENT A | Single Walled | Fiberglass Reinforced Plastic | Pressure | Single Walled | Fiberglass Reinforced Plastic
0-009997 | CITY OF CASA GRANDE - PROPERTY | 55 N CASA GRANDE AVE | CASA GRANDE | AZ | 85122 | Pinal | 5 | Perm Closure | 2005-06-17 | 3000 | Gasoline | COMPARTMENT A | Double Walled | Asphalt coated or Bare Steel |  |  |  | Removal | 2004-05-05
0-004308 | CIRCLE K #2708510 | 3712 W CORTARO FARMS RD | MARANA | AZ | 85742 | Pima | 1 | Open | 1987-01-22 | 10000 | Gasoline | COMPARTMENT A | Double Walled | Fiberglass Reinforced Plastic | Pressure |  | Fiberglass Reinforced Plastic
0-008703 | FLAGSTAFF LANDSCAPES PRODUCTS | 6500 E US HIGHWAY 66 | FLAGSTAFF | AZ | 86004 | Coconino | 3 | Open | 1998-09-01 | 10000 | Diesel | COMPARTMENT A |  | Composite (Steel/Fiberglass) | Pressure | Double Walled | Fiberglass Reinforced Plastic
0-008840 | F & B CONSTRUCTION INC | 3525 N WELLS ST | KINGMAN | AZ | 86409 | Mohave | 1 | Perm Closure | 1992-01-01 | 1000 | Gasoline | COMPARTMENT A | Double Walled | Asphalt coated or Bare Steel | Suction - Check Valve at the Tank Top |  |  | Removal | 1998-10-21
0-002078 | PIC-N-RUN/TUMBLEWEED | 11985 N US HIGHWAY 89 | FLAGSTAFF | AZ | 86004 | Coconino | 3 | Perm Closure | 1983-01-01 | 6000 | Gasoline | COMPARTMENT A |  | Asphalt coated or Bare Steel | Pressure | Single Walled | Bare or Galvanized Steel | Removal | 2006-05-31
0-002078 | PIC-N-RUN/TUMBLEWEED | 11985 N US HIGHWAY 89 | FLAGSTAFF | AZ | 86004 | Coconino | 2 | Perm Closure | 1983-01-01 | 8000 | Gasoline | COMPARTMENT A |  | Asphalt coated or Bare Steel | Pressure | Single Walled | Bare or Galvanized Steel | Removal | 2006-05-31
0-004830 | GIANT #6669 | 251 N FRONTAGE RD | PEARCE | AZ | 85625 | Cochise | 2 | Perm Closure | 1981-04-28 | 10000 | Diesel #2 | COMPARTMENT A | Single Walled | Asphalt coated or Bare Steel |  |  |  | Removal | 2017-11-14
0-009031 | MOBIL MART | 1395 W MAIN ST | QUARTZSITE | AZ | 85346 | La Paz | 2 | Open | 1996-09-01 | 6000 | Gasoline (UL) | COMPARTMENT A | Double Walled | Composite (Steel/Fiberglass) | Pressure | Double Walled | Flexible
0-009703 | POWER & GUADALUPE SHELL | 6810 E GUADALUPE RD | MESA | AZ | 85212 | Maricopa | 2 | Open | 2000-09-01 | 12000 | Gasoline | COMPARTMENT A | Double Walled | Fiberglass Reinforced Plastic | Pressure | Double Walled | Fiberglass Reinforced Plastic
0-001426 | CIRCLE K #2701557 | 15 S HARRISON RD | TUCSON | AZ | 85748 | Pima | 1 | Open | 1985-01-01 | 10000 | Gasoline | COMPARTMENT A | Double Walled | Fiberglass Reinforced Plastic | Pressure |  | Fiberglass Reinforced Plastic
0-004345 | 7-ELEVEN #13002 | 4039 N 51ST AVE | PHOENIX | AZ | 85031 | Maricopa | 1 | Perm Closure | 1971-12-17 | 8000 | Gasoline | COMPARTMENT A | Unknown | Asphalt coated or Bare Steel |  |  |  | Removal | 1986-12-01
0-006326 | A & M UNION 76 | 5561 E SPEEDWAY BLVD | TUCSON | AZ | 85712 | Pima | 2 | Perm Closure | 1988-08-19 | 10000 | Gasoline | COMPARTMENT A | Single Walled | Fiberglass Reinforced Plastic | Pressure |  | Fiberglass Reinforced Plastic | Removal | 2019-07-17
0-006326 | A & M UNION 76 | 5561 E SPEEDWAY BLVD | TUCSON | AZ | 85712 | Pima | 6 | Open | 2019-08-26 | 6000 | Gasoline (PUL) | COMPARTMENT B | Double Walled | Fiberglass Reinforced Plastic | Pressure | Double Walled | Fiberglass Reinforced Plastic
0-006326 | A & M UNION 76 | 5561 E SPEEDWAY BLVD | TUCSON | AZ | 85712 | Pima | 6 | Open | 2019-08-26 | 6000 | Diesel | COMPARTMENT A | Double Walled | Fiberglass Reinforced Plastic | Pressure | Double Walled | Fiberglass Reinforced Plastic
0-000805 | USDOI BOR | 3800 S AVENUE 3 E | YUMA | AZ | 85365 | Yuma | 2 | Perm Closure | 1975-01-01 | 12000 | Diesel | COMPARTMENT A |  | Asphalt coated or Bare Steel |  |  |  | Removal | 1989-12-20
0-002467 | BILL'S TEXACO | 619 W PIMA ST | GILA BEND | AZ | 85337 | Maricopa | 4 | Perm Closure | 1981-05-07 | 10000 | Gasoline | COMPARTMENT A | Single Walled | Asphalt coated or Bare Steel |  |  |  | Removal | 1992-07-15
0-004939 | FRY'S FUEL CENTER #5 | 7949 E THOMAS RD | SCOTTSDALE | AZ | 85251 | Maricopa | 4 | Perm Closure | 1984-01-01 | 12000 | Gasoline | COMPARTMENT A | Double Walled | Fiberglass Reinforced Plastic | Pressure | Double Walled | Fiberglass Reinforced Plastic | Removal | 2005-09-29
0-004957 | SPEEDWAY STORE #2963 | 3902 E SPEEDWAY BLVD | TUCSON | AZ | 85712 | Pima | 3 | Perm Closure | 1985-01-01 | 10000 | Gasoline | COMPARTMENT A | Double Walled | Fiberglass Reinforced Plastic | Pressure |  | Fiberglass Reinforced Plastic | Removal | 1992-04-06
0-004483 | SHAY OIL CO #4 | 2491 W 16TH ST | YUMA | AZ | 85364 | Yuma | 3 | Open | 1974-01-17 | 5000 | Gasoline | COMPARTMENT A | Double Walled | Fiberglass Reinforced Plastic | Pressure |  | Fiberglass Reinforced Plastic
0-005204 | TURF PARADISE | 1501 W BELL RD | PHOENIX | AZ | 85023 | Maricopa | 3 | Perm Closure | 1979-01-01 | 5000 | Gasoline | COMPARTMENT A | Single Walled | Asphalt coated or Bare Steel |  |  |  | Removal | 1989-10-05
0-005204 | TURF PARADISE | 1501 W BELL RD | PHOENIX | AZ | 85023 | Maricopa | 2 | Perm Closure | 1979-01-01 | 5000 | Gasoline | COMPARTMENT A | Single Walled | Asphalt coated or Bare Steel |  |  |  | Removal | 1989-10-05
0-007936 | MET LEASE | 21255 N BLACK CANYON HWY | PHOENIX | AZ | 85027 | Maricopa | 1 | Perm Closure | 2005-06-17 | 2000 | Gasoline | COMPARTMENT A | Double Walled | Asphalt coated or Bare Steel | Gravity Feed |  | Bare or Galvanized Steel | Removal | 1992-07-30
0-008669 | MICRO IMPORT SERVICE | 1035 N CATALINA AVE | TUCSON | AZ | 85711 | Pima | 1 | Perm Closure | 2005-06-17 | 2000 | Used Oil/Waste Oil | COMPARTMENT A | Double Walled | Asphalt coated or Bare Steel |  |  |  | Removal | 1995-07-18
0-003109 | MCLANE SUNWEST | 14149 W MCDOWELL RD | GOODYEAR | AZ | 85395 | Maricopa | 4 | Perm Closure | 1985-01-01 | 500 | New Oil | COMPARTMENT A | Single Walled | Fiberglass Reinforced Plastic | Suction - Check Valve at the Dispenser | Single Walled | Fiberglass Reinforced Plastic | Removal | 2015-04-23
0-007404 | GOLDEN VALLEY SHELL | 5405 US HIGHWAY 68 | GOLDEN VALLEY | AZ | 86413 | Mohave | 3 | Perm Closure | 2005-06-17 | 10000 | Diesel | COMPARTMENT A | Single Walled | Asphalt coated or Bare Steel |  |  |  | Removal | 1991-08-21
0-007404 | GOLDEN VALLEY SHELL | 5405 US HIGHWAY 68 | GOLDEN VALLEY | AZ | 86413 | Mohave | 7 | Open | 1991-08-28 | 10000 | Gasoline | COMPARTMENT A | Double Walled | Composite (Steel/Fiberglass) | Pressure |  | Fiberglass Reinforced Plastic
0-007404 | GOLDEN VALLEY SHELL | 5405 US HIGHWAY 68 | GOLDEN VALLEY | AZ | 86413 | Mohave | 4 | Perm Closure | 2005-06-17 | 400 | Gasoline | COMPARTMENT A | Single Walled | Asphalt coated or Bare Steel |  |  |  | Removal | 1991-08-21
0-009355 | JUNCTION EXPRESS | 1090 S HIGHWAY 80 | BENSON | AZ | 85602 | Cochise | 2 | Open | 1998-09-01 | 6000 | Gasoline | COMPARTMENT A | Single Walled | Fiberglass Reinforced Plastic | Pressure |  | Fiberglass Reinforced Plastic
0-002750 | JACKASS ACRES | 50821 N 35TH AVE | NEW RIVER | AZ | 85087 | Maricopa | 2 | Perm Closure | 1972-01-01 | 10000 | Gasoline | COMPARTMENT A | Single Walled | Asphalt coated or Bare Steel |  |  |  | Removal | 2000-08-04
0-008272 | MARRIOTT CAMELBACK GOLF CLUB | 5410 E MOUNTAIN VIEW RD | PHOENIX | AZ | 85253 | Maricopa | 1 | Perm Closure | 1980-07-01 | 1000 | Gasoline | COMPARTMENT A | Double Walled | Asphalt coated or Bare Steel | Suction - Check Valve at the Tank Top |  |  | Removal | 1994-02-15
0-002578 | MARRIOTT SUITES SCOTTSDALE | 7325 E 3RD AVE | SCOTTSDALE | AZ | 85251 | Maricopa | 1 | Open | 1988-07-21 | 1500 | Diesel | COMPARTMENT A | Single Walled | Fiberglass Reinforced Plastic | Suction - Check Valve at the Tank Top |  | Bare or Galvanized Steel
0-004083 | SPEEDWAY LIQUOR | 5100 S HIGHWAY 95 | MOHAVE VALLEY | AZ | 86426 | Mohave | 4 | Temp Closure | 1995-12-18 | 4000 | Gasoline | COMPARTMENT A | Double Walled | Fiberglass Reinforced Plastic | Pressure | Double Walled | Fiberglass Reinforced Plastic |  | 2019-05-01
0-002505 | HOLLAND FAMILY GENERAL PARTNERS | 1624 E STOREY RD | COOLIDGE | AZ | 85128 | Pinal | 2 | Perm Closure | 1973-05-07 | 4000 | Gasoline | COMPARTMENT A | Single Walled | Asphalt coated or Bare Steel |  |  |  | Removal | 1988-12-01
0-009037 | ARCO AM/PM | 1989 W RAY RD | CHANDLER | AZ | 85224 | Maricopa | 2 | Open | 1996-07-17 | 15000 | Gasoline | COMPARTMENT A | Double Walled | Fiberglass Reinforced Plastic | Pressure | Double Walled | Fiberglass Reinforced Plastic
0-009084 | ARCO AM/PM | 28 N SIGNAL BUTTE RD | APACHE JUNCTION | AZ | 85120 | Maricopa | 3 | Open | 1997-03-21 | 20000 | Gasoline | COMPARTMENT A | Double Walled | Fiberglass Reinforced Plastic | Pressure | Double Walled | Fiberglass Reinforced Plastic
0-005419 | CIRCLE K #2852 | 3450 E VAN BUREN ST | PHOENIX | AZ | 85008 | Maricopa | 2 | Perm Closure | 1979-03-26 | 6000 | Gasoline | COMPARTMENT A | Double Walled | Asphalt coated or Bare Steel | Pressure |  | Fiberglass Reinforced Plastic | Removal | 2002-03-05
0-000216 | MAVERIK COUNTRY STORE #213 | 4495 S HIGHWAY 95 | MOHAVE VALLEY | AZ | 86426 | Mohave | 4 | Open | 2005-02-01 | 15000 | Gasoline | COMPARTMENT A | Double Walled | Fiberglass Reinforced Plastic | Pressure | Double Walled | Flexible
0-000216 | MAVERIK COUNTRY STORE #213 | 4495 S HIGHWAY 95 | MOHAVE VALLEY | AZ | 86426 | Mohave | 1 | Open | 1988-03-01 | 12000 | Gasoline | COMPARTMENT A | Double Walled | Composite (Steel/Fiberglass) | Pressure | Double Walled | Flexible
0-000875 | CIRCLE K STORE #2706659 | 6937 N 75TH AVE | GLENDALE | AZ | 85303 | Maricopa | 7 | Perm Closure | 1997-12-01 | 10000 | Gasoline | COMPARTMENT A | Double Walled | Fiberglass Reinforced Plastic | Pressure | Double Walled | Fiberglass Reinforced Plastic | Removal | 2004-11-01
0-000875 | CIRCLE K STORE #2706659 | 6937 N 75TH AVE | GLENDALE | AZ | 85303 | Maricopa | 4 | Perm Closure | 1981-01-01 | 12000 | Diesel | COMPARTMENT A |  | Asphalt coated or Bare Steel | Pressure | Double Walled | Fiberglass Reinforced Plastic | Removal | 1997-12-03
0-000875 | CIRCLE K STORE #2706659 | 6937 N 75TH AVE | GLENDALE | AZ | 85303 | Maricopa | 8 | Perm Closure | 1997-12-01 | 10000 | Diesel | COMPARTMENT A | Double Walled | Fiberglass Reinforced Plastic | Pressure | Double Walled | Fiberglass Reinforced Plastic | Removal | 2004-11-01
0-009761 | CIRCLE K #2706286 | 8630 E GOLF LINKS RD | TUCSON | AZ | 85730 | Pima | 2 | Open | 2001-01-01 | 10000 | Gasoline | COMPARTMENT A | Double Walled | Fiberglass Reinforced Plastic | Pressure | Double Walled | Flexible
0-001814 | DUNBAR STONE CO INC | 901 LEWIS AVE | ASH FORK | AZ | 86320 | Yavapai | 2 | Perm Closure | 1966-01-01 | 1000 | Gasoline | COMPARTMENT A |  | Asphalt coated or Bare Steel |  |  |  | Removal | 1991-01-18
0-002440 | HARVEY FARMS | 9720 E US HIGHWAY 95 | YUMA | AZ | 85365 | Yuma | 3 | Perm Closure | 1976-05-02 | 550 | Diesel | COMPARTMENT A | Single Walled | Asphalt coated or Bare Steel |  |  |  | Removal | 1988-06-01
0-002168 | FCA US LLC ARIZONA PROVING GROUND | 1 PROVING GROUND ROAD | YUCCA | AZ | 86438 | Mohave | 9 | Perm Closure | 1986-01-01 | 550 | Diesel | COMPARTMENT A | Double Walled | Fiberglass Reinforced Plastic | Gravity Feed | Double Walled | Fiberglass Reinforced Plastic | Removal | 1998-06-04
0-002168 | FCA US LLC ARIZONA PROVING GROUND | 1 PROVING GROUND ROAD | YUCCA | AZ | 86438 | Mohave | 10 | Open | 1991-05-01 | 12000 | Gasoline | COMPARTMENT A | Double Walled | Fiberglass Reinforced Plastic | Pressure | Double Walled | Fiberglass Reinforced Plastic
0-002168 | FCA US LLC ARIZONA PROVING GROUND | 1 PROVING GROUND ROAD | YUCCA | AZ | 86438 | Mohave | 3 | Open | 1986-04-01 | 12000 | Diesel | COMPARTMENT A | Double Walled | Fiberglass Reinforced Plastic | Pressure | Double Walled | Fiberglass Reinforced Plastic
0-005471 | CIRCLE K #2702936 | 4305 E PIMA ST | TUCSON | AZ | 85712 | Pima | 1 | Perm Closure | 1972-01-01 | 10000 | Gasoline | COMPARTMENT A |  | Asphalt coated or Bare Steel |  |  |  | Removal | 1995-03-20
0-000540 | ARCO #1509 | 10303 GRAND AVE | SUN CITY | AZ | 85351 | Maricopa | 10 | Open | 1990-02-02 | 10000 | Gasoline | COMPARTMENT A | Double Walled | Fiberglass Reinforced Plastic | Pressure | Double Walled | Fiberglass Reinforced Plastic
0-000400 | APS - PAN AM AVENUE CENTER |  | DOUGLAS |  |  | Cochise | 6 | Perm Closure | 2005-06-17 | 2000 | Diesel | COMPARTMENT A | Single Walled | Asphalt coated or Bare Steel |  |  |  | Removal | 1989-02-03
0-001991 | FOOD MART | 5124 S MILL AVE | TEMPE | AZ | 85282 | Maricopa | 4 | Perm Closure | 1966-01-01 | 8000 | Gasoline | COMPARTMENT A | Double Walled | Fiberglass Reinforced Plastic | Pressure |  | Fiberglass Reinforced Plastic | Removal | 1997-12-03
0-005490 | CIRCLE K #2702835 | 3402 N 35TH AVE | PHOENIX | AZ | 85017 | Maricopa | 1 | Perm Closure | 1972-01-01 | 4000 | Gasoline | COMPARTMENT A |  | Asphalt coated or Bare Steel | Pressure |  |  | Removal | 1994-07-28
0-000863 | WEST DIRECT OIL - TUSCON | 901 S PARK AVE | TUCSON | AZ | 85719 | Pima | 1 | Perm Closure | 1981-01-01 | 5000 | New Oil | COMPARTMENT A |  | Asphalt coated or Bare Steel |  |  |  | Removal | 1995-07-13
0-003975 | TOWN OF PRESCOTT VALLEY - TOWN HALL ADMINISTRATION SITE | 8501 E YAVAPAI RD | PRESCOTT VALLEY | AZ | 86314 | Yavapai | 1 | Perm Closure | 1981-06-10 | 10000 | Gasoline | COMPARTMENT A | Double Walled | Asphalt coated or Bare Steel | Pressure |  |  | Removal | 1997-01-21
0-005127 | SAGUARO TIGERMART EXPRESS | 435 W PIMA ST | GILA BEND | AZ | 85337 | Maricopa | 4 | Perm Closure | 2005-06-17 | 1000 | Unidentified | COMPARTMENT A | Unknown | Asphalt coated or Bare Steel |  |  |  | Removal | 1999-11-02
0-004404 | FISHER COLLISION | 3201 S CHEVY LN | YUMA | AZ | 85365 | Yuma | 1 | Perm Closure | 1967-01-01 | 1000 | Diesel | COMPARTMENT A |  | Asphalt coated or Bare Steel |  |  |  | Removal | 1990-10-11
0-000371 | AG&F - HEADQUARTERS | 2221 W GREENWAY RD | PHOENIX | AZ | 85023 | Maricopa | 3 | Perm Closure | 1961-01-01 | 500 | Gasoline | COMPARTMENT A |  | Asphalt coated or Bare Steel |  |  |  | Removal | 1990-12-11
0-000371 | AG&F - HEADQUARTERS | 2221 W GREENWAY RD | PHOENIX | AZ | 85023 | Maricopa | 1 | Perm Closure | 1972-01-01 | 10000 | Gasoline | COMPARTMENT A |  | Asphalt coated or Bare Steel | Pressure |  |  | Removal | 1993-03-22
0-002004 | EXXON #7-3720 | 8002 E THOMAS RD | SCOTTSDALE | AZ | 85251 | Maricopa | 2 | Perm Closure | 1967-01-01 | 8000 | Gasoline | COMPARTMENT A |  | Asphalt coated or Bare Steel | Pressure |  |  | Removal | 1997-05-21
0-007172 | CLUTCH SPECIALISTS | 12011 N 19TH AVE | PHOENIX | AZ | 85029 | Maricopa | 2 | Perm Closure | 1985-07-01 | 8000 | Diesel | COMPARTMENT A | Double Walled | Composite (Steel/Fiberglass) | Pressure |  | Fiberglass Reinforced Plastic | Removal | 2013-06-05
0-003196 | CIRCLE K STORE #2709172 | 1435 W BASELINE RD | TEMPE | AZ | 85283 | Maricopa | 5 | Perm Closure | 1991-06-26 | 10000 | Gasoline | COMPARTMENT A | Double Walled | Fiberglass Reinforced Plastic | Pressure |  | Fiberglass Reinforced Plastic | Removal | 1999-05-19
0-003196 | CIRCLE K STORE #2709172 | 1435 W BASELINE RD | TEMPE | AZ | 85283 | Maricopa | 7 | Perm Closure | 1991-06-26 | 10000 | Gasoline | COMPARTMENT A | Double Walled | Fiberglass Reinforced Plastic | Pressure |  | Fiberglass Reinforced Plastic | Removal | 1999-05-19
0-002668 | LINCOLN AUTO | 3020 S 19TH AVE | PHOENIX | AZ | 85009 | Maricopa | 3 | Perm Closure | 2005-06-17 | 1000 | Unidentified | COMPARTMENT A | Single Walled | Asphalt coated or Bare Steel |  |  |  | Removal | 2002-09-10
0-005444 | CIRCLE K #2904 | 1770 W ROGER RD | TUCSON | AZ | 85705 | Pima | 3 | Perm Closure | 1972-04-03 | 8000 | Gasoline | COMPARTMENT A | Unknown | Asphalt coated or Bare Steel | Pressure |  |  | Removal | 1993-10-05
0-004808 | SUPREME OIL CO | 2110 GRAND AVE | PHOENIX | AZ | 85009 | Maricopa | 2 | Perm Closure | 2005-06-17 | 500 | Gasoline | COMPARTMENT A |  | Asphalt coated or Bare Steel |  |  |  | Removal | 1988-10-22
0-004808 | SUPREME OIL CO | 2110 GRAND AVE | PHOENIX | AZ | 85009 | Maricopa | 8 | Open | 1986-01-01 | 1000 | Gasoline | COMPARTMENT A | Single Walled | Fiberglass Reinforced Plastic | Pressure |  | Fiberglass Reinforced Plastic
0-002813 | WJ KAMMANN & SON | 5010 AVENUE 18 E | YUMA | AZ | 85365 | Yuma | 4 | Perm Closure | 2005-06-17 | 6500 | Diesel | COMPARTMENT A | Single Walled | Asphalt coated or Bare Steel | Suction - Check Valve at the Tank Top |  |  | Removal | 1991-09-22
0-006471 | CAR QUEST TIRE & AUTO | 300 E AMERICAN AVE | ORACLE | AZ | 85623 | Pinal | 1 | Perm Closure | 1977-01-01 | 6000 | Gasoline | COMPARTMENT A | Double Walled | Asphalt coated or Bare Steel | Pressure |  |  | Removal | 1998-06-10
0-001163 | CIRCLE K #31 | 1602 S CRAYCROFT RD | TUCSON | AZ | 85711 | Pima | 1 | Perm Closure | 1980-01-01 | 10000 | Gasoline | COMPARTMENT A |  | Asphalt coated or Bare Steel | Pressure |  |  | Removal | 1999-01-12
0-002116 | CONSOLIDATED REBAR INC | 2547 W JACKSON ST | PHOENIX | AZ | 85009 | Maricopa | 1 | Perm Closure | 1971-05-06 | 2000 | Gasoline | COMPARTMENT A | Single Walled | Asphalt coated or Bare Steel |  |  |  | Removal | 1991-03-25
0-007059 | ARNETT TRANSPORTATION | 830 E SHERMAN ST | PHOENIX | AZ | 85034 | Maricopa | 1 | Perm Closure | 1972-01-01 | 12000 | Gasoline | COMPARTMENT A |  | Asphalt coated or Bare Steel | Pressure |  |  | Removal | 1991-12-13
0-006665 | USDOI FW - WILLOW BEACH NATL FISH HATCHERY | 4.5 MILES WEST OF MILE POST 14 OFF HIGHWAY 93 | WILLOW BEACH | AZ | 86445 | Mohave | 2 | Perm Closure | 1962-01-01 | 1000 | Diesel | COMPARTMENT A | Unknown | Asphalt coated or Bare Steel | Gravity Feed |  |  | Removal | 1992-10-21
0-003695 | AMERIGAS | 5140 W BETHANY HOME RD | GLENDALE | AZ | 85301 | Maricopa | 1 | Perm Closure | 1980-01-01 | 12000 | Diesel | COMPARTMENT A | Single Walled | Asphalt coated or Bare Steel |  |  |  | Removal | 1995-08-18
0-006966 | SUN VALLEY CAR WASH | 5843 N 35TH AVE | PHOENIX | AZ | 85017 | Maricopa | 1 | Perm Closure | 2005-06-17 | 8000 | Gasoline | COMPARTMENT A | Unknown | Asphalt coated or Bare Steel | Suction - Check Valve at the Tank Top |  | Bare or Galvanized Steel | Removal | 1993-01-27
0-004086 | HOLBROOK FOOD MARKET #401 | 1014 W HOPI DR | HOLBROOK | AZ | 86025 | Navajo | 2 | Perm Closure | 1970-04-22 | 6000 | Gasoline | COMPARTMENT A | Double Walled | Asphalt coated or Bare Steel |  |  |  | Removal | 1991-01-03
0-002989 | USARMY COE - ALAMO DAM |  | ALAMO CROSSING |  |  | La Paz | 3 | Perm Closure | 1966-06-01 | 285 | Unidentified | COMPARTMENT A | Unknown | Asphalt coated or Bare Steel |  |  |  | Removal | 1994-07-26
0-001209 | CIRCLE K #250 | 247 W GRANT RD | TUCSON | AZ | 85705 | Pima | 1 | Perm Closure | 1971-04-04 | 10000 | Gasoline | COMPARTMENT A | Single Walled | Asphalt coated or Bare Steel |  |  |  | Removal | 1988-04-01
0-004089 | CHAR-BON #404 |  | PATAGONIA |  |  | Santa Cruz | 1 | Perm Closure | 1978-04-22 | 10000 | Gasoline | COMPARTMENT A | Double Walled | Asphalt coated or Bare Steel |  |  |  | Removal | 1988-12-20
0-000118 | CHARLES SCHWAB | 2423 E LINCOLN DR | PHOENIX | AZ | 85016 | Maricopa | 2 | Perm Closure | 1982-01-01 | 10000 | Diesel | COMPARTMENT A | Single Walled | Asphalt coated or Bare Steel | Suction - Check Valve at the Tank Top | Single Walled | Bare or Galvanized Steel | Removal | 2017-06-10
0-007163 | PARCEL 311-03-103D | 3079 SYCAMORE AVE | KINGMAN | AZ | 86409 | Mohave | 1 | Perm Closure | 2005-06-17 |  | Used Oil/Waste Oil | COMPARTMENT A | Unknown | Unknown | Suction - Check Valve at the Tank Top |  |  | Removal | 1991-01-09
0-006672 | C A REEVES | 1102 E JIMMIE KERR BLVD | CASA GRANDE | AZ | 85122 | Pinal | 3 | Perm Closure | 2005-06-17 | 3500 | Gasoline | COMPARTMENT A | Unknown | Unknown |  |  |  | Removal | 1989-12-07
0-000944 | CARIOCA #36 | 447 W WICKENBURG WAY | WICKENBURG | AZ | 85390 | Maricopa | 1 | Open | 1971-01-01 | 10000 | Gasoline | COMPARTMENT A | Single Walled | Asphalt coated or Bare Steel | Pressure | Double Walled | Fiberglass Reinforced Plastic
0-000763 | BRITAIN & SONS FARMS | 4330 W RIVERSIDE DR | YUMA | AZ | 85364 | Yuma | 1 | Perm Closure | 1976-05-01 | 1000 | Diesel | COMPARTMENT A | Single Walled | Asphalt coated or Bare Steel |  |  |  | Removal | 1987-02-01
0-002062 | BROWN'S COUNTRY GENERAL | 6533 N FORT GRANT RD | WILLCOX | AZ | 85643 | Cochise | 2 | Perm Closure | 1970-01-01 | 3000 | Gasoline (UL) | COMPARTMENT A | Single Walled | Asphalt coated or Bare Steel | Suction - Check Valve at the Tank Top | Single Walled | Bare or Galvanized Steel | Removal | 1990-06-18
0-002062 | BROWN'S COUNTRY GENERAL | 6533 N FORT GRANT RD | WILLCOX | AZ | 85643 | Cochise | 4 | Open | 1990-06-26 | 4000 | Gasoline | COMPARTMENT A | Double Walled | Composite (Steel/Fiberglass) | Pressure | Single Walled | Fiberglass Reinforced Plastic
0-010636 | FRY'S FUEL #619 | 4120 N 103RD AVE | PHOENIX | AZ | 85037 | Maricopa | 1 | Open | 2014-10-09 | 20000 | Gasoline | COMPARTMENT A | Double Walled | Fiberglass Reinforced Plastic | Pressure | Double Walled | Fiberglass Reinforced Plastic
0-003690 | USDOI NPS - PETRIFIED FOREST NATIONAL PARK UST SITE |  | PETRIFIED FOREST NATIONAL PARK |  |  | Apache | 21 | Perm Closure | 2008-02-06 | 1000 | Gasoline | COMPARTMENT A | Single Walled | Asphalt coated or Bare Steel |  |  |  | Removal | 1986-07-01
0-003690 | USDOI NPS - PETRIFIED FOREST NATIONAL PARK UST SITE |  | PETRIFIED FOREST NATIONAL PARK |  |  | Apache | 14 | Perm Closure | 2005-06-17 | 5000 | Used Oil/Waste Oil | COMPARTMENT A | Single Walled | Asphalt coated or Bare Steel |  |  |  | Removal | 1989-08-01
0-006007 | ROUND VALLEY SCHOOL DISTRICT - BUS YARD | 418 E MAIN ST | SPRINGERVILLE | AZ | 85938 | Apache | 3 | Perm Closure | 1981-03-26 | 2000 | Gasoline | COMPARTMENT A | Double Walled | Asphalt coated or Bare Steel |  |  |  | Removal | 1994-02-17
0-004605 | PEPSI-COLA BOTTLING CO | 17 N 8TH AVE | SAFFORD | AZ | 85546 | Graham | 1 | Perm Closure | 1980-03-14 | 8000 | Diesel | COMPARTMENT A | Double Walled | Asphalt coated or Bare Steel |  |  |  | Removal | 1991-07-17
0-004605 | PEPSI-COLA BOTTLING CO | 17 N 8TH AVE | SAFFORD | AZ | 85546 | Graham | 3 | Perm Closure | 1968-03-14 | 1000 | Gasoline | COMPARTMENT A | Double Walled | Asphalt coated or Bare Steel |  |  |  | Removal | 1988-11-01
0-005955 | ROOSEVELT LAKE MARINA |  | ROOSEVELT |  |  | Gila | 3 | Perm Closure | 1981-12-19 | 10000 | Gasoline | COMPARTMENT A | Double Walled | Asphalt coated or Bare Steel | Pressure |  |  | Removal | 1992-10-15
0-001321 | CIRCLE K #816 | 606 N BEELINE HWY | PAYSON | AZ | 85541 | Gila | 3 | Open | 1997-01-23 | 10000 | Gasoline (UL) | COMPARTMENT A | Single Walled | Fiberglass Reinforced Plastic | Pressure | Double Walled | Fiberglass Reinforced Plastic
0-004948 | TEXACO #60-351-0040 | 2095 W PRINCE RD | TUCSON | AZ | 85705 | Pima | 3 | Perm Closure | 1985-05-07 | 10000 | Gasoline | COMPARTMENT A | Double Walled | Fiberglass Reinforced Plastic | Pressure |  | Fiberglass Reinforced Plastic | Removal | 1998-09-24
0-007910 | STONECREEK THE GOLF CLUB | 4435 E PARADISE VILLAGE PKWY S | PHOENIX | AZ | 85032 | Maricopa | 1 | Open | 1989-11-01 | 1000 | Gasoline | COMPARTMENT A |  | Fiberglass Reinforced Plastic | Pressure |  | Fiberglass Reinforced Plastic
0-007910 | STONECREEK THE GOLF CLUB | 4435 E PARADISE VILLAGE PKWY S | PHOENIX | AZ | 85032 | Maricopa | 2 | Open | 1989-11-01 | 1000 | Diesel | COMPARTMENT A |  | Fiberglass Reinforced Plastic | Pressure |  | Fiberglass Reinforced Plastic
0-004576 | SOL LAGOS FARMS | 9430 E RIGGS RD | SUN LAKES | AZ | 85248 | Maricopa | 1 | Perm Closure | 1977-05-21 | 8000 | Diesel | COMPARTMENT A | Unknown | Asphalt coated or Bare Steel |  |  |  | Removal | 1989-10-15
0-007498 | MCMULLEN VALLEY SITE 7 |  | WENDEN |  |  | La Paz | 3 | Perm Closure | 2005-06-17 | 1000 | Gasoline | COMPARTMENT A |  | Asphalt coated or Bare Steel | Suction - Check Valve at the Tank Top |  | Bare or Galvanized Steel | Removal | 1992-04-03
0-005656 | WITHROW RANCH INC | 37750 KLONDYKE RD | KLONDYKE | AZ | 85643 | Graham | 3 | Perm Closure | 1980-01-01 | 2000 | Diesel | COMPARTMENT A | Single Walled | Asphalt coated or Bare Steel |  |  |  | Removal | 1996-03-29
0-005656 | WITHROW RANCH INC | 37750 KLONDYKE RD | KLONDYKE | AZ | 85643 | Graham | 2 | Perm Closure | 1980-01-01 | 4000 | Gasoline | COMPARTMENT A | Single Walled | Asphalt coated or Bare Steel |  |  |  | Removal | 1996-03-29
0-005585 | VERMEER SOUTHWEST | 16825 S WEBER DR | CHANDLER | AZ | 85226 | Maricopa | 2 | Perm Closure | 1976-02-13 | 6000 | Diesel | COMPARTMENT A | Unknown | Asphalt coated or Bare Steel |  |  |  | Removal | 1989-12-05
0-010285 | COSTCO WHOLESALE #1028 | 7525 E HAMPTON AVE | MESA | AZ | 85209 | Maricopa | 4 | Open | 2011-08-01 | 1500 | Other | COMPARTMENT A | Double Walled | Fiberglass Reinforced Plastic | Pressure | Double Walled | Fiberglass Reinforced Plastic
0-010214 | QUIKTRIP #437 | 21 E OLD WEST HWY | APACHE JUNCTION | AZ | 85119 | Pinal | 1 | Open | 2007-10-11 | 12000 | Gasoline | COMPARTMENT A | Double Walled | Fiberglass Reinforced Plastic | Pressure | Double Walled | Fiberglass Reinforced Plastic
0-010228 | QUIKTRIP #469 | 2761 E BASELINE RD | GILBERT | AZ | 85234 | Maricopa | 3 | Open | 2007-09-11 | 20000 | Gasoline | COMPARTMENT A | Double Walled | Fiberglass Reinforced Plastic | Pressure | Double Walled | Fiberglass Reinforced Plastic
0-010685 | ALTA WAREHOUSE | 402 W LINCOLN ST | PHOENIX | AZ | 85003 | Maricopa | 1 | Perm Closure | 2019-09-24 | 4000 | Unidentified | COMPARTMENT A | Single Walled | Asphalt coated or Bare Steel |  |  |  | Removal | 2019-06-04
0-007344 | BERG HEATING & AIR | 4109 E MONSANTO DR | SIERRA VISTA | AZ | 85650 | Cochise | 1 | Perm Closure | 1978-08-09 | 2000 | Gasoline | COMPARTMENT A | Unknown | Asphalt coated or Bare Steel | Suction - Check Valve at the Tank Top |  |  | Removal | 1993-02-25
0-001714 | HERNANDEZ TIRE SERVICE | 631 W US HIGHWAY 60 | SUPERIOR | AZ | 85173 | Pinal | 3 | Perm Closure | 1971-01-01 | 5000 | Gasoline | COMPARTMENT A |  | Asphalt coated or Bare Steel |  |  |  | Removal | 1988-11-17
0-001105 | CHEVRON #9-6856 | 1901 W BELL RD | PHOENIX | AZ | 85023 | Maricopa | 10 | Perm Closure | 1996-03-01 | 1000 | Used Oil/Waste Oil | COMPARTMENT A | Double Walled | Fiberglass Reinforced Plastic | Pressure | Double Walled | Fiberglass Reinforced Plastic | Removal | 1998-04-01
0-001105 | CHEVRON #9-6856 | 1901 W BELL RD | PHOENIX | AZ | 85023 | Maricopa | 2 | Perm Closure | 1982-01-01 | 10000 | Gasoline | COMPARTMENT A | Unknown | Fiberglass Reinforced Plastic | Pressure |  | Fiberglass Reinforced Plastic | Removal | 1996-01-03
0-004525 | WOODYS #117 | 140 E DEUCE OF CLUBS | SHOW LOW | AZ | 85901 | Navajo | 2 | Perm Closure | 1973-04-29 | 10000 | Gasoline | COMPARTMENT A | Double Walled | Asphalt coated or Bare Steel |  |  |  | Removal | 1990-10-16
0-001067 | CHEVRON #9-2684 | 7890 E SPEEDWAY BLVD | TUCSON | AZ | 85710 | Pima | 1 | Perm Closure | 1981-01-01 | 10000 | Gasoline | COMPARTMENT A | Double Walled | Fiberglass Reinforced Plastic | Pressure | Double Walled | Fiberglass Reinforced Plastic | Removal | 2011-09-29
0-001067 | CHEVRON #9-2684 | 7890 E SPEEDWAY BLVD | TUCSON | AZ | 85710 | Pima | 4 | Perm Closure | 1981-04-17 | 1000 | Used Oil/Waste Oil | COMPARTMENT A | Double Walled | Fiberglass Reinforced Plastic | Gravity Feed |  | Fiberglass Reinforced Plastic | Removal | 1986-12-03
0-009208 | VACANT LOT | COCHISE AVE & BUSH | SAN SIMON | AZ | 85632 | Cochise | 5 | Perm Closure | 2013-08-06 | 1000 | Unidentified | COMPARTMENT A | Single Walled | Asphalt coated or Bare Steel |  |  |  | Removal | 2013-04-16
0-009208 | VACANT LOT | COCHISE AVE & BUSH | SAN SIMON | AZ | 85632 | Cochise | 6 | Perm Closure | 2013-08-06 | 500 | Unidentified | COMPARTMENT A | Single Walled | Asphalt coated or Bare Steel |  |  |  | Removal | 2013-04-16
0-003962 | PRECISION TOYOTA | 3500 E SPEEDWAY BLVD | TUCSON | AZ | 85716 | Pima | 1 | Perm Closure | 1961-01-29 | 5000 | Gasoline | COMPARTMENT A | Unknown | Asphalt coated or Bare Steel |  |  |  | Removal | 1989-11-20
0-006753 | HUMBOLDT ELEMENTARY SCHOOL BUS YARD | 2750 S CORRAL ST | HUMBOLDT | AZ | 86327 | Yavapai | 2 | Perm Closure | 1975-01-01 | 1000 | Diesel | COMPARTMENT A | Unknown | Asphalt coated or Bare Steel |  |  |  | Removal | 1991-06-04
0-001021 | CHANDLER UNIFIED SCHOOL DISTRICT #80 | 200 S HAMILTON ST | CHANDLER | AZ | 85225 | Maricopa | 2 | Perm Closure | 1979-01-01 | 6000 | Gasoline | COMPARTMENT A |  | Asphalt coated or Bare Steel | Pressure |  |  | Removal | 1997-10-31
0-001359 | CIRCLE K #1056 | 10650 W INDIAN SCHOOL RD | PHOENIX | AZ | 85037 | Maricopa | 3 | Perm Closure | 1995-03-28 | 10000 | Gasoline | COMPARTMENT A |  | Fiberglass Reinforced Plastic | Pressure | Double Walled | Fiberglass Reinforced Plastic | Removal | 2009-10-06
0-001359 | CIRCLE K #1056 | 10650 W INDIAN SCHOOL RD | PHOENIX | AZ | 85037 | Maricopa | 4 | Perm Closure | 1995-03-28 | 10000 | Gasoline | COMPARTMENT A |  | Fiberglass Reinforced Plastic | Pressure | Double Walled | Fiberglass Reinforced Plastic | Removal | 2009-10-06
0-001140 | NICK MAYER HYUNDAI KIA | 2223 W CAMELBACK RD | PHOENIX | AZ | 85015 | Maricopa | 4 | Perm Closure | 1975-01-01 | 1000 | Antifreeze / Ethylene Glycol | COMPARTMENT A |  | Asphalt coated or Bare Steel |  |  |  | Removal | 1990-04-17
0-001128 | CHEVRON #9-3944 | 3107 E ANDY DEVINE AVE | KINGMAN | AZ | 86401 | Mohave | 3 | Perm Closure | 1963-01-01 | 7500 | Gasoline | COMPARTMENT A |  | Asphalt coated or Bare Steel | Pressure |  | Fiberglass Reinforced Plastic | Removal | 1995-01-11
0-001128 | CHEVRON #9-3944 | 3107 E ANDY DEVINE AVE | KINGMAN | AZ | 86401 | Mohave | 2 | Perm Closure | 1963-01-01 | 5000 | Gasoline | COMPARTMENT A |  | Asphalt coated or Bare Steel | Pressure |  | Fiberglass Reinforced Plastic | Removal | 1995-01-11
0-003139 | CITY OF MESA - FLEET SUPPORT SERVICES | 310 E 6TH ST | MESA | AZ | 85201 | Maricopa | 16 | Perm Closure | 1977-01-01 | 550 | Unidentified | COMPARTMENT A | Single Walled | Asphalt coated or Bare Steel | Suction - Check Valve at the Tank Top | Single Walled | Bare or Galvanized Steel | Removal | 1993-01-18
0-003139 | CITY OF MESA - FLEET SUPPORT SERVICES | 310 E 6TH ST | MESA | AZ | 85201 | Maricopa | 19 | Open | 1993-01-01 | 1000 | New Oil | COMPARTMENT A | Double Walled | Fiberglass Reinforced Plastic | Suction - Check Valve at the Tank Top | Double Walled | Fiberglass Reinforced Plastic
0-003139 | CITY OF MESA - FLEET SUPPORT SERVICES | 310 E 6TH ST | MESA | AZ | 85201 | Maricopa | 10 | Perm Closure | 1974-01-01 | 10000 | Gasoline | COMPARTMENT A | Single Walled | Asphalt coated or Bare Steel | Pressure |  |  | Removal | 1992-05-28
0-005251 | UNDERGROUND TESTING & MONITORING | 2026 E ROUTE 66 | FLAGSTAFF | AZ | 86004 | Coconino | 3 | Perm Closure | 1971-05-01 | 6000 | Diesel | COMPARTMENT A | Double Walled | Asphalt coated or Bare Steel |  |  |  | Removal | 1988-11-28
0-002556 | UNIVERSAL FOREST PRODUCTS | 6878 W CHANDLER BLVD | CHANDLER | AZ | 85226 | Maricopa | 1 | Perm Closure | 1986-01-01 | 1000 | Gasoline | COMPARTMENT A |  | Asphalt coated or Bare Steel |  |  |  | Removal | 2013-01-24
0-006661 | FORT VALLEY CHEVRON | 1312 N FORT VALLEY RD | FLAGSTAFF | AZ | 86001 | Coconino | 1 | Perm Closure | 1989-11-01 | 10000 | Gasoline | COMPARTMENT A | Double Walled | Composite (Steel/Fiberglass) | Pressure |  | Fiberglass Reinforced Plastic | Removal | 2019-09-06
0-009833 | GREEN VALLEY SHELL | 3000 S CAMINO DEL SOL | GREEN VALLEY | AZ | 85622 | Pima | 1 | Temp Closure | 2001-10-23 | 12000 | Gasoline (UL) | COMPARTMENT A | Double Walled | Composite (Steel/Fiberglass) | Pressure | Double Walled | Flexible |  | 2014-11-13
0-002322 | GOODYEAR AUTO SERVICE #8232 | 101 E WESTERN AVE | GOODYEAR | AZ | 85338 | Maricopa | 1 | Perm Closure | 1969-06-01 | 550 | Used Oil/Waste Oil | COMPARTMENT A | Single Walled | Asphalt coated or Bare Steel | Gravity Feed |  | Bare or Galvanized Steel | Removal | 1994-12-13
0-001962 | BROWN EVANS - ODESSA | 22047 N BLACK CANYON HWY | PHOENIX | AZ | 85027 | Maricopa | 2 | Perm Closure | 1981-01-01 | 4000 | Gasoline | COMPARTMENT A |  | Asphalt coated or Bare Steel | Pressure |  |  | Removal | 1999-06-15
0-006692 | ADOT - EQUIPMENT SERVICES | 2225 S 22ND AVE | PHOENIX | AZ | 85009 | Maricopa | 2 | Perm Closure | 1977-01-01 | 10000 | Diesel | COMPARTMENT A | Double Walled | Asphalt coated or Bare Steel | Pressure |  | Bare or Galvanized Steel | Removal | 1995-02-28
0-006692 | ADOT - EQUIPMENT SERVICES | 2225 S 22ND AVE | PHOENIX | AZ | 85009 | Maricopa | 5 | Perm Closure | 1977-01-01 | 1000 | Used Oil/Waste Oil | COMPARTMENT A | Double Walled | Asphalt coated or Bare Steel | Gravity Feed |  | Bare or Galvanized Steel | Removal | 1992-05-21
0-005461 | CIRCLE K #2924 | 5680 S CAMPBELL AVE | TUCSON | AZ | 85706 | Pima | 2 | Perm Closure | 1972-01-01 | 6000 | Gasoline | COMPARTMENT A |  | Asphalt coated or Bare Steel |  |  |  | Removal | 1995-11-02
0-003894 | PHOENIX-GOODYEAR AIRPORT - FUEL STORAGE | 1658 S LITCHFIELD RD | GOODYEAR | AZ | 85338 | Maricopa | 7 | Perm Closure | 1948-01-01 | 1000 | Diesel | COMPARTMENT A |  | Asphalt coated or Bare Steel |  |  |  | Removal | 1994-02-11
0-000401 | APS DEER VALLEY SERVICE COMPANY | 2121 W CHERYL DR | PHOENIX | AZ | 85021 | Maricopa | 2 | Perm Closure | 1984-01-01 | 500 | Solvent | COMPARTMENT A | Single Walled | Asphalt coated or Bare Steel | Pressure | Single Walled | Bare or Galvanized Steel | Removal | 1991-12-05
0-000401 | APS DEER VALLEY SERVICE COMPANY | 2121 W CHERYL DR | PHOENIX | AZ | 85021 | Maricopa | 24 | Perm Closure | 1966-01-01 | 5000 | Other | COMPARTMENT A | Single Walled | Asphalt coated or Bare Steel |  |  |  | Removal | 1990-09-25
0-006243 | BROADWAY CONOCO | 7101 E BROADWAY BLVD | TUCSON | AZ | 85710 | Pima | 1 | Perm Closure | 1987-01-01 | 8000 | Gasoline | COMPARTMENT A | Double Walled | Fiberglass Reinforced Plastic | Pressure |  | Fiberglass Reinforced Plastic | Removal | 2010-01-14
0-006315 | DATELAND PALMS VILLAGE EXXON | 1720 S AVENUE 64 E | DATELAND | AZ | 85333 | Yuma | 6 | Perm Closure | 1966-03-23 | 500 | Used Oil/Waste Oil | COMPARTMENT A |  | Asphalt coated or Bare Steel | Suction - Check Valve at the Tank Top |  | Bare or Galvanized Steel | Removal | 1997-09-30
0-008252 | MINUTE MART 48 | I-17 AT FINNIE FLAT RD | CAMP VERDE | AZ | 86322 | Yavapai | 1 | Perm Closure | 1982-10-01 | 10000 | Gasoline | COMPARTMENT A | Double Walled | Fiberglass Reinforced Plastic | Pressure |  | Fiberglass Reinforced Plastic | Removal | 1994-07-08
0-004368 | TONY'S SELF SERVE #2 | 2284 TUCSON HWY | NOGALES | AZ | 85621 | Santa Cruz | 3 | Perm Closure | 1973-02-26 | 10000 | Gasoline | COMPARTMENT A | Double Walled | Asphalt coated or Bare Steel | Pressure |  | Bare or Galvanized Steel | Removal | 1993-01-12
0-004368 | TONY'S SELF SERVE #2 | 2284 TUCSON HWY | NOGALES | AZ | 85621 | Santa Cruz | 2 | Perm Closure | 1973-02-26 | 10000 | Gasoline | COMPARTMENT A | Double Walled | Asphalt coated or Bare Steel | Pressure |  | Bare or Galvanized Steel | Removal | 1993-01-12
0-007533 | U-CIRCLE RANCH |  | TUCSON |  |  | Pima | 1 | Perm Closure | 2005-06-17 |  | Unidentified | COMPARTMENT A | Double Walled | Fiberglass Reinforced Plastic |  |  |  | Removal | 1991-10-10
0-009665 | TIRE INDUSTRIES | 5050 N CASA GRANDE HWY | TUCSON | AZ | 85743 | Pima | 6 | Perm Closure | 2005-06-17 | 400 | Used Oil/Waste Oil | COMPARTMENT A | Double Walled | Asphalt coated or Bare Steel |  |  |  | Removal | 2001-09-10
0-009106 | GARDEN STONE SUPPLY | 2830 GRAND AVE | PHOENIX | AZ | 85017 | Maricopa | 1 | Perm Closure | 2005-06-17 | 1000 | Unidentified | COMPARTMENT A | Single Walled | Asphalt coated or Bare Steel |  |  |  | Removal | 1997-06-18
0-009940 | FRYS FUEL CENTER #61 | 15502 W BELL RD | SURPRISE | AZ | 85374 | Maricopa | 2 | Open | 2001-11-07 | 15000 | Gasoline | COMPARTMENT A | Double Walled | Fiberglass Reinforced Plastic | Pressure | Double Walled | Flexible
0-002655 | LAURENCE R FULLER | 765 E BASELINE RD | GILBERT | AZ | 85233 | Maricopa | 2 | Perm Closure | 1970-07-27 | 2500 | Gasoline | COMPARTMENT A | Single Walled | Asphalt coated or Bare Steel |  |  |  | Removal | 1985-12-01
0-009903 | MAVERIK COUNTRY STORE #294 | 541 W FINNIE FLAT RD | CAMP VERDE | AZ | 86322 | Yavapai | 1 | Open | 2002-09-01 | 12000 | Gasoline | COMPARTMENT A | Double Walled | Fiberglass Reinforced Plastic | Pressure | Double Walled | Flexible
0-009903 | MAVERIK COUNTRY STORE #294 | 541 W FINNIE FLAT RD | CAMP VERDE | AZ | 86322 | Yavapai | 3 | Open | 2002-09-01 | 12000 | Gasoline | COMPARTMENT A | Double Walled | Fiberglass Reinforced Plastic | Pressure | Double Walled | Flexible
0-006294 | JIM CLICK FORD INC | 6222 E 22ND ST | TUCSON | AZ | 85711 | Pima | 1 | Perm Closure | 1978-08-11 | 10000 | Gasoline | COMPARTMENT A | Unknown | Unknown |  |  |  | Removal | 1990-04-01
0-008378 | SOUTH MONTEZUMA PROPERTIES, LLC | 437 S MONTEZUMA ST | PRESCOTT | AZ | 86303 | Yavapai | 1 | Perm Closure | 2005-06-17 | 650 | Unidentified | COMPARTMENT A | Unknown | Asphalt coated or Bare Steel |  |  |  | Removal | 1994-05-23
0-007400 | INTERNATIONAL FIBERCOM | 3615 S 28TH ST | PHOENIX | AZ | 85040 | Maricopa | 2 | Perm Closure | 1988-01-01 | 2000 | Gasoline | COMPARTMENT A | Double Walled | Composite (Steel/Fiberglass) | Pressure |  | Fiberglass Reinforced Plastic | Removal | 2004-07-07
0-008379 | IRVING & LORETTA THOMSEN | 2121 W BUCKEYE RD | PHOENIX | AZ | 85009 | Maricopa | 1 | Perm Closure | 1973-01-01 | 1000 | Gasoline | COMPARTMENT A | Unknown | Asphalt coated or Bare Steel |  |  |  | Closed in Place | 1984-01-01
0-005989 | J & W RENTS INC | 3039 N SCOTTSDALE RD | SCOTTSDALE | AZ | 85251 | Maricopa | 1 | Perm Closure | 1970-03-26 | 500 | Gasoline | COMPARTMENT A | Unknown | Asphalt coated or Bare Steel |  |  |  | Removal | 1987-11-01
0-004738 | J S STEPHENS & SONS INC |  | HARQUAHALA VALLEY |  |  | Maricopa | 1 | Perm Closure | 1976-02-06 | 500 | Gasoline | COMPARTMENT A | Unknown | Asphalt coated or Bare Steel |  |  |  | Removal | 1984-09-01
0-002478 | HERTZ RENT-A-CAR | 6951 S PLUMER AVE | TUCSON | AZ | 85756 | Pima | 4 | Perm Closure | 1974-01-01 | 10000 | Gasoline | COMPARTMENT A |  | Asphalt coated or Bare Steel |  |  |  | Removal | 1988-08-01
0-002478 | HERTZ RENT-A-CAR | 6951 S PLUMER AVE | TUCSON | AZ | 85756 | Pima | 6 | Perm Closure | 1988-08-01 | 12000 | Gasoline | COMPARTMENT A | Double Walled | Fiberglass Reinforced Plastic | Pressure | Double Walled | Fiberglass Reinforced Plastic | Removal | 2011-11-30
0-007994 | HINSONS GARAGE/THE GATEWAY GROUP | 2602 W CYPRESS ST | PHOENIX | AZ | 85009 | Maricopa | 4 | Perm Closure | 2005-06-17 | 7500 | Diesel | COMPARTMENT A | Unknown | Unknown | Gravity Feed |  |  | Removal | 1992-10-14
0-001862 | CIRCLE K STORE #2705407 | 4259 W MCDOWELL RD | PHOENIX | AZ | 85009 | Maricopa | 9 | Perm Closure | 1988-01-01 | 1000 | Used Oil/Waste Oil | COMPARTMENT A | Double Walled | Fiberglass Reinforced Plastic | Gravity Feed |  | Fiberglass Reinforced Plastic | Removal | 1995-12-01
0-002858 | KLONDYKE STORE |  | KLONDYKE |  |  | Graham | 1 | Perm Closure | 1981-07-08 | 6000 | Gasoline | COMPARTMENT A | Single Walled | Asphalt coated or Bare Steel |  |  |  | Removal | 1996-03-29
0-007383 | NORTHERN PIPELINE CONSTRUCTION | 4415 S CONTRACTORS WAY | TUCSON | AZ | 85714 | Pima | 6 | Perm Closure | 1972-01-01 | 1000 | Gasoline | COMPARTMENT A | Double Walled | Asphalt coated or Bare Steel | Pressure |  |  | Removal | 1994-01-18
0-004282 | CITY OF LAKE HAVASU CITY - FIRE STATION #2 | 1980 KIOWA BLVD N | LAKE HAVASU CITY | AZ | 86403 | Mohave | 3 | Perm Closure | 1974-01-01 | 6000 | Gasoline | COMPARTMENT A | Single Walled | Asphalt coated or Bare Steel | Suction - Check Valve at the Tank Top |  | Bare or Galvanized Steel | Removal | 1993-06-11
0-007035 | TRANSWESTERN PIPELINE - KINGMAN COMPRESSOR STATION |  | FORT ROCK ROAD |  |  | Mohave | 1 | Perm Closure | 2005-06-17 |  | Unidentified | COMPARTMENT A | Unknown | Asphalt coated or Bare Steel |  |  |  | Removal | 1991-01-19
0-000917 | TEXACO #60-349-0332 | 6701 W INDIAN SCHOOL RD | PHOENIX | AZ | 85033 | Maricopa | 5 | Open | 2020-04-07 | 7000 | Diesel | COMPARTMENT B | Double Walled | Polyethylene Jacketed Steel | Pressure | Double Walled | Fiberglass Reinforced Plastic
0-004250 | TEXACO #60-349-2078 | 5402 W GLENDALE AVE | GLENDALE | AZ | 85301 | Maricopa | 1 | Perm Closure | 1956-01-01 | 10000 | Gasoline | COMPARTMENT A |  | Asphalt coated or Bare Steel | Pressure |  |  | Removal | 1995-02-07
0-001216 | CIRCLE K #350 | 6759 E UNIVERSITY DR | MESA | AZ | 85205 | Maricopa | 1 | Perm Closure | 1973-01-01 | 10000 | Gasoline | COMPARTMENT A |  | Asphalt coated or Bare Steel |  |  |  | Removal | 1994-10-12
0-001216 | CIRCLE K #350 | 6759 E UNIVERSITY DR | MESA | AZ | 85205 | Maricopa | 4 | Perm Closure | 1994-10-12 | 10000 | Gasoline | COMPARTMENT A | Double Walled | Fiberglass Reinforced Plastic | Pressure | Double Walled | Fiberglass Reinforced Plastic | Removal | 2009-09-29
0-002792 | GIANT #916 | 1951 E BASELINE RD | GILBERT | AZ | 85233 | Maricopa | 2 | Perm Closure | 1982-04-08 | 12000 | Gasoline | COMPARTMENT A | Double Walled | Fiberglass Reinforced Plastic | Pressure |  | Fiberglass Reinforced Plastic | Closed in Place | 2002-03-07
0-002792 | GIANT #916 | 1951 E BASELINE RD | GILBERT | AZ | 85233 | Maricopa | 4 | Perm Closure | 1982-04-08 | 12000 | Gasoline | COMPARTMENT A | Double Walled | Fiberglass Reinforced Plastic | Pressure |  | Fiberglass Reinforced Plastic | Closed in Place | 2002-03-07
0-002792 | GIANT #916 | 1951 E BASELINE RD | GILBERT | AZ | 85233 | Maricopa | 3 | Perm Closure | 1982-04-08 | 12000 | Gasoline | COMPARTMENT A | Double Walled | Fiberglass Reinforced Plastic | Pressure |  | Fiberglass Reinforced Plastic | Closed in Place | 1999-12-01
0-001325 | CIRCLE K #2700822 | 3 E MAIN ST | AVONDALE | AZ | 85323 | Maricopa | 3 | Open | 1985-12-01 | 10000 | Gasoline | COMPARTMENT A |  | Fiberglass Reinforced Plastic | Pressure |  | Fiberglass Reinforced Plastic
0-006810 | USDHS USC&BP - DOUGLAS BORDER STATION | 5 N PAN AMERICAN AVE | DOUGLAS | AZ | 85607 | Cochise | 1 | Perm Closure | 1934-01-01 | 1000 | (Null) | COMPARTMENT A | Single Walled | Asphalt coated or Bare Steel | Suction - Check Valve at the Tank Top | Single Walled | Bare or Galvanized Steel | Removal | 1990-12-06
0-010282 | 4 SONS FOOD STORES #201 | 2905 S 99TH AVE | PHOENIX | AZ | 85353 | Maricopa | 2 | Open | 2008-11-01 | 15000 | Gasoline | COMPARTMENT A | Double Walled | Fiberglass Reinforced Plastic | Pressure | Double Walled | Fiberglass Reinforced Plastic
0-010300 | CIRCLE K STORE #2703395 | 16247 W BELL RD | SURPRISE | AZ | 85374 | Maricopa | 1 | Open | 2009-03-09 | 20000 | Gasoline | COMPARTMENT A | Double Walled | Fiberglass Reinforced Plastic | Pressure | Double Walled | Fiberglass Reinforced Plastic
0-010301 | CIRCLE K STORE #2703379 | 507 W BROADWAY RD | TEMPE | AZ | 85282 | Maricopa | 3 | Open | 2009-02-02 | 12000 | Diesel | COMPARTMENT A | Double Walled | Fiberglass Reinforced Plastic | Pressure | Double Walled | Fiberglass Reinforced Plastic
0-001640 | CONSOLIDATED ROOFING & SUPPLY | 134 W 100TH AVE | GILBERT | AZ | 85233 | Maricopa | 1 | Perm Closure | 1980-01-01 | 10000 | Gasoline | COMPARTMENT A |  | Asphalt coated or Bare Steel |  |  |  | Removal | 1994-03-14
0-001974 | EXXON #7-0808 | 4265 W DUNLAP AVE | PHOENIX | AZ | 85051 | Maricopa | 8 | Perm Closure | 1989-05-01 | 1000 | Used Oil/Waste Oil | COMPARTMENT A | Double Walled | Fiberglass Reinforced Plastic | Gravity Feed | Single Walled | Bare or Galvanized Steel | Removal | 2002-09-18
0-001974 | EXXON #7-0808 | 4265 W DUNLAP AVE | PHOENIX | AZ | 85051 | Maricopa | 5 | Perm Closure | 1989-05-01 | 12000 | Gasoline | COMPARTMENT A | Double Walled | Fiberglass Reinforced Plastic | Pressure |  | Fiberglass Reinforced Plastic | Removal | 2002-09-18
0-003876 | CITY OF PHOENIX - NORTH TRANSIT FACILITY | 2010 W DESERT COVE AVE | PHOENIX | AZ | 85029 | Maricopa | 7 | Perm Closure | 1982-01-01 | 1000 | Antifreeze / Ethylene Glycol | COMPARTMENT A | Single Walled | Fiberglass Reinforced Plastic |  |  |  | Removal | 2013-09-05
0-003876 | CITY OF PHOENIX - NORTH TRANSIT FACILITY | 2010 W DESERT COVE AVE | PHOENIX | AZ | 85029 | Maricopa | 18 | Open | 2013-09-05 | 20000 | Diesel | COMPARTMENT A | Double Walled | Fiberglass Reinforced Plastic | Pressure | Double Walled | Fiberglass Reinforced Plastic
0-003876 | CITY OF PHOENIX - NORTH TRANSIT FACILITY | 2010 W DESERT COVE AVE | PHOENIX | AZ | 85029 | Maricopa | 6 | Perm Closure | 1979-01-01 | 1000 | Gasoline (UL) | COMPARTMENT A | Double Walled | Fiberglass Reinforced Plastic |  |  |  | Removal | 2013-09-05
0-002394 | CITY OF PHOENIX - CIVIC PLAZA EAST PARKING GARAGE | 525 E WASHINGTON ST | PHOENIX | AZ | 85004 | Maricopa | 3 | Perm Closure | 1972-10-24 | 10000 | Gasoline | COMPARTMENT A | Single Walled | Asphalt coated or Bare Steel |  |  |  | Removal | 1986-10-01
0-005690 | WINTERSBURG GENERAL STORE | 2614 S WINTERSBURG RD | TONOPAH | AZ | 85354 | Maricopa | 2 | Perm Closure | 1978-01-01 | 4000 | Diesel | COMPARTMENT A |  | Asphalt coated or Bare Steel | Pressure | Double Walled | Flexible | Removal | 2010-12-10
0-001139 | CHEM-SERVE INC | 2955 W CLARENDON AVE | PHOENIX | AZ | 85017 | Maricopa | 1 | Perm Closure | 1974-01-01 | 2000 | Gasoline | COMPARTMENT A |  | Asphalt coated or Bare Steel |  |  |  | Removal | 1990-03-27
0-004837 | CEMEX GLENDALE PLANT | 11920 W GLENDALE AVE | GLENDALE | AZ | 85307 | Maricopa | 7 | Perm Closure | 1969-01-01 | 6000 | Diesel | COMPARTMENT A | Single Walled | Asphalt coated or Bare Steel | Suction - Check Valve at the Tank Top | Single Walled | Bare or Galvanized Steel | Removal | 1994-12-14
0-010400 | SMOKEHOUSE TRAIL POLICE PRECINCT | 33355 N CAVE CREEK RD | PHOENIX | AZ | 85331 | Maricopa | 1 | Open | 2010-06-15 | 12000 | Gasoline | COMPARTMENT A | Double Walled | Fiberglass Reinforced Plastic | Pressure | Double Walled | Flexible
0-010319 | SUPERSTAR CARWASH | 21695 N LAKE PLEASANT PKWY | PEORIA | AZ | 85382 | Maricopa | 1 | Open | 2009-08-03 | 20000 | Gasoline | COMPARTMENT A | Double Walled | Composite (Steel/Fiberglass) | Pressure | Double Walled | Fiberglass Reinforced Plastic
0-010319 | SUPERSTAR CARWASH | 21695 N LAKE PLEASANT PKWY | PEORIA | AZ | 85382 | Maricopa | 2 | Open | 2009-08-03 | 5000 | Diesel | COMPARTMENT A | Double Walled | Composite (Steel/Fiberglass) | Pressure | Double Walled | Fiberglass Reinforced Plastic
0-005905 | FLYING J TRAVEL PLAZA |  | EHRENBERG |  |  | La Paz | 4 | Perm Closure | 1992-03-19 | 6000 | Used Oil/Waste Oil | COMPARTMENT A | Double Walled | Fiberglass Reinforced Plastic | Suction - Check Valve at the Tank Top |  | Fiberglass Reinforced Plastic | Removal | 2010-04-08
0-002721 | CUTTING EDGE COLLISION CENTER | 2626 S 4TH AVE | TUCSON | AZ | 85713 | Pima | 1 | Perm Closure | 1965-01-01 | 10000 | Gasoline | COMPARTMENT A | Single Walled | Asphalt coated or Bare Steel |  |  |  | Removal | 1989-01-05
0-001338 | CIRCLE K #2700865 | 4605 W VALENCIA RD | TUCSON | AZ | 85757 | Pima | 1 | Perm Closure | 1977-01-01 | 10000 | Gasoline | COMPARTMENT A |  | Asphalt coated or Bare Steel | Pressure |  |  | Removal | 1998-10-13
0-004402 | SCOTTSDALE UNIFIED SCHOOL DISTRICT #49 - TRANSPORTATION | 4160 N 75TH ST | SCOTTSDALE | AZ | 85251 | Maricopa | 4 | Perm Closure | 1976-01-01 | 10000 | Kerosene | COMPARTMENT A | Single Walled | Asphalt coated or Bare Steel |  |  |  | Removal | 1991-07-02
0-001258 | CIRCLE K #2700580 | 5818 S PALO VERDE RD | TUCSON | AZ | 85706 | Pima | 2 | Perm Closure | 1971-01-01 | 10000 | Gasoline | COMPARTMENT A |  | Asphalt coated or Bare Steel |  |  |  | Removal | 1998-06-09
0-002981 | JOHN F LONG PROPERTIES | 4857 W CAMELBACK RD | PHOENIX | AZ | 85031 | Maricopa | 6 | Perm Closure | 1986-07-01 | 2000 | Gasoline | COMPARTMENT A | Double Walled | Fiberglass Reinforced Plastic | Suction - Check Valve at the Tank Top |  |  | Removal | 1997-12-23
0-002981 | JOHN F LONG PROPERTIES | 4857 W CAMELBACK RD | PHOENIX | AZ | 85031 | Maricopa | 1 | Perm Closure | 1980-12-23 | 4000 | Gasoline | COMPARTMENT A | Double Walled | Asphalt coated or Bare Steel | Suction - Check Valve at the Tank Top |  |  | Removal | 1986-07-01
0-002981 | JOHN F LONG PROPERTIES | 4857 W CAMELBACK RD | PHOENIX | AZ | 85031 | Maricopa | 2 | Perm Closure | 1977-12-23 | 3000 | Gasoline | COMPARTMENT A | Double Walled | Asphalt coated or Bare Steel |  |  |  | Removal | 1986-07-01
0-002981 | JOHN F LONG PROPERTIES | 4857 W CAMELBACK RD | PHOENIX | AZ | 85031 | Maricopa | 4 | Perm Closure | 1965-12-23 | 1000 | Diesel | COMPARTMENT A | Double Walled | Asphalt coated or Bare Steel |  |  |  | Removal | 1986-07-01
0-001355 | CIRCLE K #1024 | 13780 N SANDARIO RD | MARANA | AZ | 85653 | Pima | 1 | Perm Closure | 1977-01-01 | 10000 | Gasoline | COMPARTMENT A |  | Asphalt coated or Bare Steel |  |  |  | Removal | 1987-11-23
0-005080 | ALVERNON SELF SERVE | 1550 S ALVERNON WAY | TUCSON | AZ | 85711 | Pima | 4 | Perm Closure | 1974-04-01 | 10000 | Gasoline | COMPARTMENT A | Double Walled | Asphalt coated or Bare Steel | Pressure |  | Fiberglass Reinforced Plastic | Removal | 1987-01-01
0-005080 | ALVERNON SELF SERVE | 1550 S ALVERNON WAY | TUCSON | AZ | 85711 | Pima | 2 | Perm Closure | 1974-04-01 | 10000 | Gasoline | COMPARTMENT A | Double Walled | Asphalt coated or Bare Steel | Pressure |  | Fiberglass Reinforced Plastic | Removal | 1987-01-01
0-005080 | ALVERNON SELF SERVE | 1550 S ALVERNON WAY | TUCSON | AZ | 85711 | Pima | 5 | Perm Closure | 1986-04-01 | 12000 | Gasoline | COMPARTMENT A | Double Walled | Composite (Steel/Fiberglass) | Pressure | Double Walled | Fiberglass Reinforced Plastic | Removal | 2014-08-05
0-000249 | ADOT - SUPERIOR MAINTENANCE FACILITY | 915 W MAIN ST | SUPERIOR | AZ | 85173 | Pinal | 1 | Perm Closure | 1960-01-01 | 1500 | Gasoline | COMPARTMENT A |  | Asphalt coated or Bare Steel | Suction - Check Valve at the Tank Top | Single Walled | Bare or Galvanized Steel | Removal | 1994-04-11
0-003197 | CIRCLE K STORE #2709173 | 1817 W BASELINE RD | MESA | AZ | 85202 | Maricopa | 4 | Perm Closure | 2005-06-17 | 12000 | Gasoline | COMPARTMENT A |  | Asphalt coated or Bare Steel | Pressure |  |  | Removal | 1987-07-02
0-000150 | APACHE JUNCTION WATER CO - DWTP | 1001 N IDAHO RD | APACHE JUNCTION | AZ | 85119 | Pinal | 1 | Perm Closure | 1960-01-01 | 6000 | Gasoline | COMPARTMENT A | Single Walled | Asphalt coated or Bare Steel |  |  |  | Removal | 1989-11-15
0-010356 | MAVERIK COUNTRY STORE #419 | 3576 N GLASSFORD HILL RD | PRESCOTT VALLEY | AZ | 86314 | Yavapai | 1 | Open | 2010-02-01 | 12000 | Gasoline | COMPARTMENT A | Double Walled | Fiberglass Reinforced Plastic | Pressure | Double Walled | Flexible
0-010356 | MAVERIK COUNTRY STORE #419 | 3576 N GLASSFORD HILL RD | PRESCOTT VALLEY | AZ | 86314 | Yavapai | 3 | Open | 2010-02-01 | 12000 | Gasoline | COMPARTMENT A | Double Walled | Fiberglass Reinforced Plastic | Pressure | Double Walled | Flexible
0-010356 | MAVERIK COUNTRY STORE #419 | 3576 N GLASSFORD HILL RD | PRESCOTT VALLEY | AZ | 86314 | Yavapai | 4 | Open | 2010-02-01 | 12000 | Diesel | COMPARTMENT A | Double Walled | Fiberglass Reinforced Plastic | Pressure | Double Walled | Flexible
0-000869 | TEXACO #60-349-0327 | 10820 E APACHE TRL | MESA | AZ | 85120 | Maricopa | 1 | Perm Closure | 1985-01-01 | 20000 | Gasoline | COMPARTMENT A | Double Walled | Fiberglass Reinforced Plastic | Pressure |  | Fiberglass Reinforced Plastic | Removal | 1994-06-01
0-000324 | JIM NEWTONS AUTOMOTIVE | 11721 NW GRAND AVE | EL MIRAGE | AZ | 85335 | Maricopa | 4 | Perm Closure | 1969-01-01 | 550 | Used Oil/Waste Oil | COMPARTMENT A | Single Walled | Asphalt coated or Bare Steel |  |  |  | Removal | 1989-08-30
0-000324 | JIM NEWTONS AUTOMOTIVE | 11721 NW GRAND AVE | EL MIRAGE | AZ | 85335 | Maricopa | 2 | Perm Closure | 1969-01-01 | 1000 | Gasoline | COMPARTMENT A | Single Walled | Asphalt coated or Bare Steel |  |  |  | Removal | 1989-08-30
0-000668 | SPEEDWAY STORE #2954 | 895 S 4TH AVE | YUMA | AZ | 85364 | Yuma | 1 | Perm Closure | 1975-01-01 | 10000 | Gasoline | COMPARTMENT A |  | Fiberglass Reinforced Plastic |  |  |  | Removal | 1989-10-01
0-000882 | CIRCLE K STORE #2706660 | 2005 W BROADWAY RD | MESA | AZ | 85202 | Maricopa | 3 | Perm Closure | 1965-01-01 | 10000 | Gasoline | COMPARTMENT A |  | Asphalt coated or Bare Steel | Pressure |  | Fiberglass Reinforced Plastic | Removal | 1995-07-01
0-005699 | WOODYS FOOD STORE #104 | 595 S MAIN ST | CAMP VERDE | AZ | 86322 | Yavapai | 1 | Perm Closure | 1970-01-21 | 10000 | Gasoline | COMPARTMENT A | Double Walled | Fiberglass Reinforced Plastic | Pressure |  | Fiberglass Reinforced Plastic | Closed in Place | 2005-01-26
0-000888 | TEXACO #60-349-0312 | 1152 E BROADWAY RD | MESA | AZ | 85204 | Maricopa | 4 | Perm Closure | 1964-01-01 | 3000 | Gasoline | COMPARTMENT A |  | Asphalt coated or Bare Steel |  |  |  | Removal | 1987-01-01
0-000888 | TEXACO #60-349-0312 | 1152 E BROADWAY RD | MESA | AZ | 85204 | Maricopa | 2 | Perm Closure | 1969-01-01 | 10000 | Gasoline | COMPARTMENT A |  | Asphalt coated or Bare Steel | Pressure |  |  | Removal | 1987-01-01
0-000613 | CRAZY FRED'S TRUCK STOP | 3320 N CASA GRANDE HWY | TUCSON | AZ | 85705 | Pima | 2 | Perm Closure | 1973-01-01 | 10000 | Gasoline | COMPARTMENT A | Single Walled | Asphalt coated or Bare Steel | Suction - Check Valve at the Tank Top | Single Walled | Bare or Galvanized Steel | Removal | 1993-08-04
0-004895 | TERRIBLE HERBST #79 | 1974 HIGHWAY 95 | BULLHEAD CITY | AZ | 86442 | Mohave | 3 | Perm Closure | 1971-04-23 | 10000 | Gasoline | COMPARTMENT A | Double Walled | Asphalt coated or Bare Steel | Pressure |  |  | Removal | 1996-08-12
0-006365 | CARIOCA TC # 11 - WIKIEUP | 18183 US HIGHWAY 93 | WIKIEUP | AZ | 85360 | Mohave | 2 | Perm Closure | 1963-01-01 | 8000 | Gasoline | COMPARTMENT A |  | Asphalt coated or Bare Steel |  |  |  | Removal | 1988-12-01
0-009274 | CASTLE ROCK SHORES TRAILER PARK | 5220 N HIGHWAY 95 | PARKER | AZ | 85344 | La Paz | 5 | Perm Closure | 2005-07-11 | 1000 | Gasoline | COMPARTMENT A | Single Walled | Asphalt coated or Bare Steel |  |  |  | Removal | 2005-07-25
0-001623 | J O COMBS MIDDLE SCHOOL | 38300 N GANTZEL RD | SAN TAN VALLEY | AZ | 85140 | Pinal | 1 | Perm Closure | 1976-01-01 | 2000 | Gasoline | COMPARTMENT A |  | Asphalt coated or Bare Steel | Suction - Check Valve at the Tank Top |  |  | Removal | 1997-07-31
0-003817 | CITY OF PHOENIX - FIRE STATION #20 | 726 W GLENDALE AVE | PHOENIX | AZ | 85021 | Maricopa | 2 | Perm Closure | 1961-01-01 | 550 | Diesel | COMPARTMENT A | Single Walled | Asphalt coated or Bare Steel | Suction - Check Valve at the Tank Top |  |  | Removal | 1993-09-15
0-004442 | MARYVALE CAR WASH | 5025 W INDIAN SCHOOL RD | PHOENIX | AZ | 85031 | Maricopa | 3 | Perm Closure | 1976-02-29 | 7500 | Gasoline | COMPARTMENT A | Double Walled | Asphalt coated or Bare Steel |  |  |  | Removal | 1992-03-04
0-010367 | QUICKTRIP STORE NO 1492 | 1425 W GRANT RD | TUCSON | AZ | 85745 | Pima | 2 | Open | 2010-04-29 | 20000 | Gasoline | COMPARTMENT A | Double Walled | Fiberglass Reinforced Plastic | Pressure | Double Walled | Fiberglass Reinforced Plastic
0-004515 | CITY OF SIERRA VISTA - PUBLIC WORKS MAINTENCE YARD | 1224 NORTH AVE | SIERRA VISTA | AZ | 85635 | Cochise | 1 | Perm Closure | 1966-05-28 | 6000 | Diesel | COMPARTMENT A | Unknown | Asphalt coated or Bare Steel | Suction - Check Valve at the Tank Top |  |  | Removal | 1991-07-18
0-001602 | FAMILY DOLLAR #5168 | 901 W ROUTE 66 | WILLIAMS | AZ | 86046 | Coconino | 3 | Perm Closure | 1976-01-01 | 10000 | Gasoline | COMPARTMENT A |  | Asphalt coated or Bare Steel |  |  |  | Removal | 1996-02-06
0-001841 | CARGIL ANIMAL NUTRITION | 14721 W MAIN AVE | CASA GRANDE | AZ | 85193 | Pinal | 3 | Perm Closure | 1974-01-01 | 10000 | Diesel | COMPARTMENT A |  | Asphalt coated or Bare Steel |  |  |  | Removal | 1995-09-26
0-001841 | CARGIL ANIMAL NUTRITION | 14721 W MAIN AVE | CASA GRANDE | AZ | 85193 | Pinal | 2 | Perm Closure | 1974-01-01 | 10000 | Diesel | COMPARTMENT A |  | Asphalt coated or Bare Steel |  |  |  | Removal | 1995-09-26
0-002534 | WAHWEAP SINCLAIR STATION | 100 LAKESHORE DR | PAGE | AZ | 86040 | Coconino | 3 | Open | 1987-04-01 | 20000 | Gasoline (UL) | COMPARTMENT A | Double Walled | Fiberglass Reinforced Plastic | Pressure | Double Walled | Fiberglass Reinforced Plastic
0-003510 | SEI FED MART #02 | 101 N 16TH AVE | YUMA | AZ | 85364 | Yuma | 3 | Perm Closure | 1969-01-01 | 12000 | Gasoline | COMPARTMENT A |  | Asphalt coated or Bare Steel | Pressure |  |  | Removal | 1994-01-12
0-007304 | GROUP 9 DESIGN & BUILD | 1468 W MIRACLE MILE | TUCSON | AZ | 85705 | Pima | 2 | Perm Closure | 1972-01-01 | 2000 | Gasoline | COMPARTMENT A | Unknown | Asphalt coated or Bare Steel | Suction - Check Valve at the Tank Top |  | Bare or Galvanized Steel | Removal | 1992-03-11
0-002129 | MOHAVE COMMUNITY COLLEGE | 1971 E JAGERSON AVE | KINGMAN | AZ | 86409 | Mohave | 3 | Perm Closure | 2005-06-17 | 1000 | Diesel | COMPARTMENT A | Single Walled | Asphalt coated or Bare Steel | Suction - Check Valve at the Tank Top | Single Walled | Bare or Galvanized Steel | Removal | 1991-10-31
0-002628 | COTTMAN TRANSMISSION | 15812 N 32ND ST | PHOENIX | AZ | 85032 | Maricopa | 1 | Perm Closure | 1986-09-01 | 3000 | Unidentified | COMPARTMENT A |  | Asphalt coated or Bare Steel |  |  |  | Removal | 1997-12-16
0-000945 | CARIOCA #35 | 2623 W DUNLAP AVE | PHOENIX | AZ | 85021 | Maricopa | 1 | Perm Closure | 1978-04-18 | 10000 | Gasoline | COMPARTMENT A | Single Walled | Asphalt coated or Bare Steel | Pressure |  | Bare or Galvanized Steel | Removal | 1998-12-01
0-000092 | ARIZONA AIR NATIONAL GUARD - 161ST AIR REFUELING | 2001 S 32ND ST | PHOENIX | AZ | 85034 | Maricopa | 19 | Perm Closure | 1977-01-01 | 5000 | Gasoline (UL) | COMPARTMENT A | Single Walled | Fiberglass Reinforced Plastic | Pressure | Single Walled | Bare or Galvanized Steel | Removal | 1999-05-20
0-000092 | ARIZONA AIR NATIONAL GUARD - 161ST AIR REFUELING | 2001 S 32ND ST | PHOENIX | AZ | 85034 | Maricopa | 22 | Perm Closure | 1977-01-01 | 200 | Unidentified | COMPARTMENT A | Single Walled | Concrete | Gravity Feed | Single Walled | Bare or Galvanized Steel | Removal | 1999-05-25
0-000092 | ARIZONA AIR NATIONAL GUARD - 161ST AIR REFUELING | 2001 S 32ND ST | PHOENIX | AZ | 85034 | Maricopa | 5 | Perm Closure | 1953-01-01 | 25000 | Jet Fuel | COMPARTMENT A | Single Walled | Asphalt coated or Bare Steel | Pressure | Single Walled | Bare or Galvanized Steel | Removal | 2000-07-25
0-000092 | ARIZONA AIR NATIONAL GUARD - 161ST AIR REFUELING | 2001 S 32ND ST | PHOENIX | AZ | 85034 | Maricopa | 24 | Perm Closure | 1977-01-01 | 500 | Used Oil/Waste Oil | COMPARTMENT A | Single Walled | Asphalt coated or Bare Steel | Gravity Feed | Single Walled |  | Removal | 1999-05-24
0-000092 | ARIZONA AIR NATIONAL GUARD - 161ST AIR REFUELING | 2001 S 32ND ST | PHOENIX | AZ | 85034 | Maricopa | 28 | Perm Closure | 1977-01-01 | 300 | Used Oil/Waste Oil | COMPARTMENT A | Single Walled | Asphalt coated or Bare Steel | Gravity Feed | Single Walled | Bare or Galvanized Steel | Removal | 1988-01-01
0-004985 | MESA FUEL CO | 1850 S SOLOMON | MESA | AZ | 85204 | Maricopa | 15 | Open | 2015-01-08 | 12000 | Gasoline | COMPARTMENT A | Double Walled | Composite (Steel/Fiberglass) | Pressure | Double Walled | Fiberglass Reinforced Plastic
0-004985 | MESA FUEL CO | 1850 S SOLOMON | MESA | AZ | 85204 | Maricopa | 1 | Perm Closure | 1986-01-01 | 20000 | Diesel | COMPARTMENT A |  | Fiberglass Reinforced Plastic | Pressure |  | Fiberglass Reinforced Plastic | Removal | 2014-11-19
0-004985 | MESA FUEL CO | 1850 S SOLOMON | MESA | AZ | 85204 | Maricopa | 6 | Perm Closure | 1986-01-01 | 4000 | New Oil | COMPARTMENT A | Unknown | Fiberglass Reinforced Plastic | Suction - Check Valve at the Tank Top |  | Fiberglass Reinforced Plastic | Removal | 1998-08-18
0-006871 | BOGLE FARM - MAINTENANCE SHOP |  | CHANDLER |  |  | Maricopa | 3 | Perm Closure | 1945-01-01 | 500 | Gasoline | COMPARTMENT A | Double Walled | Asphalt coated or Bare Steel | Suction - Check Valve at the Tank Top |  | Bare or Galvanized Steel | Removal | 1990-02-01
0-006871 | BOGLE FARM - MAINTENANCE SHOP |  | CHANDLER |  |  | Maricopa | 6 | Perm Closure | 2005-06-17 | 6000 | Diesel | COMPARTMENT A | Double Walled | Asphalt coated or Bare Steel | Suction - Check Valve at the Tank Top |  | Bare or Galvanized Steel | Removal | 1990-01-01
0-002008 | EXXON #7-3873 | 1809 E BROADWAY RD | TEMPE | AZ | 85282 | Maricopa | 2 | Perm Closure | 1965-01-01 | 3000 | Gasoline | COMPARTMENT A |  | Asphalt coated or Bare Steel |  |  |  | Removal | 1990-06-14
0-003849 | CITY OF PHOENIX - SOUTH MOUNTAIN BRIEFING STATION | 400 W SOUTHERN AVE | PHOENIX | AZ | 85041 | Maricopa | 3 | Perm Closure | 1979-01-01 | 1000 | New Oil | COMPARTMENT A | Single Walled | Asphalt coated or Bare Steel |  |  |  | Removal | 1990-03-28
0-007856 | UNOCAL | 9801 W HARRISON ST | TOLLESON | AZ | 85353 | Maricopa | 1 | Perm Closure | 1965-01-01 | 500 | Gasoline | COMPARTMENT A | Unknown | Asphalt coated or Bare Steel | Suction - Check Valve at the Tank Top |  | Bare or Galvanized Steel | Removal | 1989-05-01
0-010051 | HAMMOND PROPERTY | 425 W CLEVELAND ST | SAINT JOHNS | AZ | 85936 | Apache | 2 | Perm Closure | 2005-09-09 | 2000 | Gasoline | COMPARTMENT A |  | Asphalt coated or Bare Steel |  |  |  | Removal | 2005-07-07
0-010042 | QUIKTRIP #452 | 816 W UNIVERSITY DR | MESA | AZ | 85201 | Maricopa | 2 | Open | 2004-07-27 | 20000 | Gasoline | COMPARTMENT A | Double Walled | Fiberglass Reinforced Plastic | Pressure | Double Walled | Flexible
0-006761 | CITY OF KINGMAN - PUBLIC WORKS MAINTENANCE YARD | 3700 E ANDY DEVINE AVE | KINGMAN | AZ | 86401 | Mohave | 2 | Perm Closure | 1983-01-01 | 12000 | Diesel | COMPARTMENT A |  | Asphalt coated or Bare Steel |  |  |  | Removal | 1990-04-10
0-004672 | 7-ELEVEN #25457 | 758 E BROWN RD | MESA | AZ | 85203 | Maricopa | 2 | Perm Closure | 1985-01-01 | 10000 | Gasoline | COMPARTMENT A |  | Fiberglass Reinforced Plastic | Pressure |  | Fiberglass Reinforced Plastic | Removal | 2008-06-10
0-007790 | W A W INVESTMENTS | 201 E ANDY DEVINE AVE | KINGMAN | AZ | 86401 | Mohave | 2 | Perm Closure | 2005-06-17 | 5000 | Gasoline | COMPARTMENT A | Double Walled | Asphalt coated or Bare Steel |  |  |  | Removal | 1993-12-01
0-007790 | W A W INVESTMENTS | 201 E ANDY DEVINE AVE | KINGMAN | AZ | 86401 | Mohave | 3 | Perm Closure | 2005-06-17 | 10000 | Gasoline | COMPARTMENT A | Double Walled | Asphalt coated or Bare Steel |  |  |  | Closed in Place | 1993-10-01
0-000425 | ASPHALT TERMINALS LLC - PHOENIX | 1935 W MCDOWELL RD | PHOENIX | AZ | 85009 | Maricopa | 7 | Perm Closure | 2005-06-17 | 1000 | Used Oil/Waste Oil | COMPARTMENT A | Single Walled | Asphalt coated or Bare Steel |  |  |  | Removal | 1998-10-09
0-010026 | SPEEDWAY STORE #2888 | 6509 STATE ROUTE 179 | VILLAGE OF OAK CREEK | AZ | 86351 | Yavapai | 1 | Open | 2003-03-01 | 8000 | Diesel | COMPARTMENT B | Double Walled | Fiberglass Reinforced Plastic
0-010026 | SPEEDWAY STORE #2888 | 6509 STATE ROUTE 179 | VILLAGE OF OAK CREEK | AZ | 86351 | Yavapai | 1 | Open | 2003-03-01 | 12000 | Gasoline (PUL) | COMPARTMENT A | Double Walled | Fiberglass Reinforced Plastic
0-007705 | DATELAND AIRFIELD GAS REPLACEMENT |  | DATELAND |  |  | Yuma | 3 | Perm Closure | 1943-01-01 | 750 | (Null) | COMPARTMENT A | Single Walled | Concrete | Gravity Feed |  | Bare or Galvanized Steel | Removal | 1995-01-30
0-007705 | DATELAND AIRFIELD GAS REPLACEMENT |  | DATELAND |  |  | Yuma | 11 | Perm Closure | 1943-01-01 | 500 | (Null) | COMPARTMENT A | Single Walled | Concrete | Gravity Feed |  | Bare or Galvanized Steel | Removal | 1995-02-07
0-007705 | DATELAND AIRFIELD GAS REPLACEMENT |  | DATELAND |  |  | Yuma | 18 | Perm Closure | 1943-01-01 | 25000 | Unidentified | COMPARTMENT A | Single Walled | Concrete | Gravity Feed |  | Bare or Galvanized Steel | Removal | 1995-02-09
0-001775 | INTEGRATED AG LLC |  | HYDER |  |  | Yuma | 2 | Perm Closure | 1971-05-07 | 10000 | Diesel | COMPARTMENT A | Single Walled | Asphalt coated or Bare Steel |  |  |  | Removal | 2006-08-09
0-006430 | DIAMOND MINE ICE | 1869 COMMANDER DR | LAKE HAVASU CITY | AZ | 86403 | Mohave | 1 | Perm Closure | 1985-09-07 | 10000 | Diesel | COMPARTMENT A | Unknown | Asphalt coated or Bare Steel |  |  |  | Removal | 1998-01-07
0-009039 | GPM #4614 | 2160 W DREXEL RD | TUCSON | AZ | 85746 | Pima | 2 | Open | 1996-10-01 | 12000 | Gasoline | COMPARTMENT A | Double Walled | Fiberglass Reinforced Plastic | Pressure | Double Walled | Fiberglass Reinforced Plastic
0-005602 | D V WELKER |  | BOWIE |  |  | Cochise | 1 | Perm Closure | 1956-05-07 | 500 | Gasoline | COMPARTMENT A | Double Walled | Asphalt coated or Bare Steel |  |  |  | Removal | 1989-06-01
0-004980 | COCA COLA BOTTLING CO | 1850 W ELLIOT RD | TEMPE | AZ | 85284 | Maricopa | 5 | Perm Closure | 1986-03-01 | 1000 | New Oil | COMPARTMENT A |  | Fiberglass Reinforced Plastic |  |  |  | Removal | 1991-07-15
0-004980 | COCA COLA BOTTLING CO | 1850 W ELLIOT RD | TEMPE | AZ | 85284 | Maricopa | 14 | Perm Closure | 1991-08-14 | 12000 | Gasoline | COMPARTMENT A | Double Walled | Composite (Steel/Fiberglass) | Pressure | Double Walled | Flexible | Removal | 2000-08-25
0-003987 | VACANT LAND | 215 N MCQUEEN RD | CHANDLER | AZ | 85225 | Maricopa | 2 | Perm Closure | 1975-01-01 | 12000 | Gasoline | COMPARTMENT A | Single Walled | Asphalt coated or Bare Steel | Pressure |  | Fiberglass Reinforced Plastic | Removal | 1996-07-10
0-002208 | WHITING STATION #129 | 5864 W CAMELBACK RD | GLENDALE | AZ | 85301 | Maricopa | 5 | Perm Closure | 2005-06-17 |  | Used Oil/Waste Oil | COMPARTMENT A | Unknown | Unknown |  |  |  | Removal | 1989-04-01
0-002208 | WHITING STATION #129 | 5864 W CAMELBACK RD | GLENDALE | AZ | 85301 | Maricopa | 3 | Perm Closure | 1971-05-09 | 6000 | Gasoline | COMPARTMENT A | Single Walled | Asphalt coated or Bare Steel |  |  |  | Removal | 1989-04-01
0-000527 | ARCO #1514 | 3202 E VAN BUREN ST | PHOENIX | AZ | 85008 | Maricopa | 3 | Perm Closure | 1985-04-01 | 12000 | Gasoline | COMPARTMENT A | Double Walled | Fiberglass Reinforced Plastic | Pressure |  | Fiberglass Reinforced Plastic | Removal | 1994-09-20
0-001671 | COULTER CADILLAC INC | 1188 E CAMELBACK RD | PHOENIX | AZ | 85014 | Maricopa | 3 | Perm Closure | 1971-02-22 | 1000 | Used Oil/Waste Oil | COMPARTMENT A | Single Walled | Asphalt coated or Bare Steel |  |  |  | Removal | 1990-03-03
0-001671 | COULTER CADILLAC INC | 1188 E CAMELBACK RD | PHOENIX | AZ | 85014 | Maricopa | 2 | Perm Closure | 1971-02-22 | 5000 | Gasoline | COMPARTMENT A | Single Walled | Asphalt coated or Bare Steel |  |  |  | Removal | 1990-03-03
0-001671 | COULTER CADILLAC INC | 1188 E CAMELBACK RD | PHOENIX | AZ | 85014 | Maricopa | 5 | Perm Closure | 1971-02-22 | 5000 | Unidentified | COMPARTMENT A | Single Walled | Asphalt coated or Bare Steel |  |  |  | Removal | 1990-03-03
0-001883 | EXXON #7-2472 | 12042 N CAVE CREEK RD | PHOENIX | AZ | 85020 | Maricopa | 4 | Perm Closure | 1969-01-01 | 1000 | Used Oil/Waste Oil | COMPARTMENT A |  | Asphalt coated or Bare Steel |  |  |  | Removal | 1988-01-01
0-001883 | EXXON #7-2472 | 12042 N CAVE CREEK RD | PHOENIX | AZ | 85020 | Maricopa | 1 | Perm Closure | 1969-01-01 | 6000 | Gasoline | COMPARTMENT A |  | Asphalt coated or Bare Steel |  |  |  | Removal | 1988-01-01
0-004942 | TEXACO #60-34-0050 | 915 E BASELINE RD | TEMPE | AZ | 85283 | Maricopa | 8 | Perm Closure | 1988-06-04 | 10000 | Diesel | COMPARTMENT A | Unknown | Fiberglass Reinforced Plastic | Pressure |  | Fiberglass Reinforced Plastic | Removal | 2008-03-28
0-004942 | TEXACO #60-34-0050 | 915 E BASELINE RD | TEMPE | AZ | 85283 | Maricopa | 7 | Perm Closure | 1988-06-04 | 10000 | Gasoline | COMPARTMENT A | Unknown | Fiberglass Reinforced Plastic | Pressure |  | Fiberglass Reinforced Plastic | Removal | 2008-03-28
0-003453 | REXAM BEVERAGE CAN COMPANY | 211 N 51ST AVE | PHOENIX | AZ | 85043 | Maricopa | 1 | Perm Closure | 1976-01-01 | 8000 | Unidentified | COMPARTMENT A | Single Walled | Asphalt coated or Bare Steel | Suction - Check Valve at the Tank Top |  |  | Removal | 1993-11-18
0-010465 | QUIKTRIP #432 | 4075 S 32ND ST | PHOENIX | AZ | 85040 | Maricopa | 1 | Open | 2012-10-18 | 20000 | Gasoline | COMPARTMENT A | Double Walled | Fiberglass Reinforced Plastic | Pressure | Double Walled | Fiberglass Reinforced Plastic
0-010465 | QUIKTRIP #432 | 4075 S 32ND ST | PHOENIX | AZ | 85040 | Maricopa | 3 | Open | 2012-10-18 | 12000 | Gasoline | COMPARTMENT A | Double Walled | Fiberglass Reinforced Plastic | Pressure | Double Walled | Fiberglass Reinforced Plastic
0-010465 | QUIKTRIP #432 | 4075 S 32ND ST | PHOENIX | AZ | 85040 | Maricopa | 4 | Open | 2012-10-18 | 12000 | Diesel | COMPARTMENT A | Double Walled | Fiberglass Reinforced Plastic | Pressure | Double Walled | Fiberglass Reinforced Plastic
0-010501 | SAM'S CLUB #4856 | 2425 E FLORENCE BLVD | CASA GRANDE | AZ | 85194 | Pinal | 2 | Perm Closure | 2013-10-23 | 20000 | Gasoline (UL) | COMPARTMENT A | Double Walled | Fiberglass Reinforced Plastic | Pressure | Double Walled | Flexible | Removal | 2018-07-26
0-007425 | CONTINENTAL GOLF COURSE | 7920 E OSBORN RD | SCOTTSDALE | AZ | 85251 | Maricopa | 1 | Perm Closure | 2005-06-17 | 550 | Gasoline | COMPARTMENT A | Unknown | Unknown |  |  |  | Removal | 1998-08-12
0-001045 | COPPER HILLS CHEVRON # 9-2725 |  | MIAMI |  |  | Gila | 1 | Perm Closure | 1971-01-01 | 3000 | Gasoline | COMPARTMENT A |  | Asphalt coated or Bare Steel |  |  |  | Removal | 1987-02-25
0-000683 | CITY OF BENSON - MAINTENANCE YARD | 898 N MADISON AVE | BENSON | AZ | 85602 | Cochise | 3 | Perm Closure | 1985-01-01 | 1500 | Gasoline | COMPARTMENT A |  | Asphalt coated or Bare Steel |  |  |  | Removal | 1994-03-15
0-001389 | CIRCLE K #2701250 | 330 E BROADWAY RD | MESA | AZ | 85210 | Maricopa | 2 | Open | 1985-01-01 | 10000 | Diesel | COMPARTMENT A | Single Walled | Fiberglass Reinforced Plastic | Pressure | Single Walled | Fiberglass Reinforced Plastic
0-001521 | CIRCLE K #2703746 | 12201 N CAVE CREEK RD | PHOENIX | AZ | 85022 | Maricopa | 3 | Open | 1983-01-01 | 10000 | Gasoline (Mid-Grade UL) | COMPARTMENT A | Single Walled | Fiberglass Reinforced Plastic | Pressure |  | Fiberglass Reinforced Plastic
0-009768 | CIRCLE K #2705594 | 2425 ADOBE RD | BULLHEAD CITY | AZ | 86442 | Mohave | 1 | Open | 2001-06-19 | 15000 | Gasoline | COMPARTMENT A | Double Walled | Fiberglass Reinforced Plastic | Pressure | Double Walled | Fiberglass Reinforced Plastic
0-008610 | FLYING J TRAVEL PLAZA #612 | 400 TRANSCON LN | WINSLOW | AZ | 86047 | Navajo | 5 | Open | 1995-01-25 | 12000 | Gasoline | COMPARTMENT A | Double Walled | Fiberglass Reinforced Plastic | Pressure | Double Walled | Fiberglass Reinforced Plastic
0-008610 | FLYING J TRAVEL PLAZA #612 | 400 TRANSCON LN | WINSLOW | AZ | 86047 | Navajo | 1 | Open | 1995-01-25 | 20000 | Diesel | COMPARTMENT A | Double Walled | Fiberglass Reinforced Plastic | Pressure | Double Walled | Fiberglass Reinforced Plastic
0-009232 | FASTRIP FOOD STORE #9915/9916 | 1620 N PINAL AVE | CASA GRANDE | AZ | 85122 | Pinal | 6 | Open | 2007-05-12 | 20000 | Gasoline | COMPARTMENT A | Double Walled | Fiberglass Reinforced Plastic | Pressure | Double Walled | Fiberglass Reinforced Plastic
0-008986 | FEDERAL COURTHOUSE/TEXACO |  | PHOENIX |  |  | Maricopa | 5 | Perm Closure | 2005-06-17 | 700 | Gasoline | COMPARTMENT A | Double Walled | Asphalt coated or Bare Steel |  |  |  | Removal | 1997-10-29
0-002049 | E-Z SERVE/QUIK MART #100913 | 455 W RIVER RD | TUCSON | AZ | 85704 | Pima | 2 | Perm Closure | 1972-01-01 | 4000 | Gasoline | COMPARTMENT A | Single Walled | Asphalt coated or Bare Steel | Suction - Check Valve at the Tank Top |  |  | Removal | 1992-08-31
0-009713 | BASELINE CARDLOCK & TANK WAGON | 822 E BASELINE RD | MESA | AZ | 85204 | Maricopa | 1 | Open | 2000-10-30 | 17000 | Diesel | COMPARTMENT A | Double Walled | Fiberglass Reinforced Plastic
0-009704 | SHELL #28 | 20210 N CAVE CREEK RD | PHOENIX | AZ | 85024 | Maricopa | 3 | Open | 2008-01-23 | 5000 | Diesel | COMPARTMENT A | Double Walled | Fiberglass Reinforced Plastic | Pressure | Double Walled | Fiberglass Reinforced Plastic
0-009704 | SHELL #28 | 20210 N CAVE CREEK RD | PHOENIX | AZ | 85024 | Maricopa | 1 | Open | 1998-09-01 | 15000 | Gasoline | COMPARTMENT A | Double Walled | Fiberglass Reinforced Plastic | Pressure | Double Walled | Fiberglass Reinforced Plastic
0-000904 | ALVERNON AUTO/CACTUS RECREATION | 1400 S ALVERNON WAY | TUCSON | AZ | 85711 | Pima | 1 | Perm Closure | 2005-06-17 | 500 | Used Oil/Waste Oil | COMPARTMENT A | Single Walled | Asphalt coated or Bare Steel |  |  |  | Removal | 1997-08-19
0-004762 | SAL SUCATO | 4111 E WINSLOW AVE | PHOENIX | AZ | 85040 | Maricopa | 2 | Perm Closure | 1970-02-27 | 4000 | Diesel | COMPARTMENT A | Unknown | Asphalt coated or Bare Steel |  |  |  | Removal | 1986-01-01
0-005867 | POWER OPERATIONS BUILDING | 6504 E THOMAS RD | SCOTTSDALE | AZ | 85251 | Maricopa | 1 | Perm Closure | 1984-10-23 | 8000 | Diesel | COMPARTMENT A | Unknown | Asphalt coated or Bare Steel |  |  |  | Closed in Place | 1993-03-01
0-005867 | POWER OPERATIONS BUILDING | 6504 E THOMAS RD | SCOTTSDALE | AZ | 85251 | Maricopa | 3 | Perm Closure | 1984-10-23 | 8000 | Diesel | COMPARTMENT A | Unknown | Asphalt coated or Bare Steel |  |  |  | Closed in Place | 1993-03-01
0-010481 | FIESTA DISTRICT POLICE STATION | 1010 W GROVE AVE | MESA | AZ | 85210 | Maricopa | 2 | Open | 2012-11-01 | 15000 | Gasoline | COMPARTMENT A | Double Walled | Fiberglass Reinforced Plastic | Pressure | Double Walled | Fiberglass Reinforced Plastic
0-010503 | QUIKTRIP STORE #443R | 4275 W INDIAN SCHOOL RD | PHOENIX | AZ | 85019 | Maricopa | 2 | Open | 2014-03-07 | 20000 | Gasoline | COMPARTMENT A | Double Walled | Fiberglass Reinforced Plastic | Pressure | Double Walled | Fiberglass Reinforced Plastic
0-003440 | HERTZ RENT-A-CAR | 500 S 24TH ST | PHOENIX | AZ | 85034 | Maricopa | 4 | Perm Closure | 1995-12-20 | 12000 | Gasoline | COMPARTMENT A | Double Walled | Fiberglass Reinforced Plastic | Pressure | Double Walled | Fiberglass Reinforced Plastic | Removal | 2006-01-26
0-000032 | FAA SAN SIMON VORTAC |  | SAN SIMON |  |  | Cochise | 1 | Perm Closure | 1976-01-01 | 1000 | Gasoline | COMPARTMENT A |  | Asphalt coated or Bare Steel |  |  |  | Removal | 1992-05-06
0-004231 | DOWNS WHOLESALE FLORIST | 5018 E THOMAS RD | PHOENIX | AZ | 85018 | Maricopa | 1 | Perm Closure | 1974-01-06 | 3000 | Gasoline | COMPARTMENT A | Unknown | Asphalt coated or Bare Steel | Suction - Check Valve at the Tank Top |  |  | Removal | 1997-08-28
0-005189 | TEPCO - DOWNTOWN OFFICE FUEL TANK | 220 W 6TH ST | TUCSON | AZ | 85721 | Pima | 1 | Perm Closure | 1968-04-02 | 10000 | Gasoline | COMPARTMENT A | Unknown | Asphalt coated or Bare Steel |  |  |  | Removal | 1988-04-14
0-003421 | PHOENIX NORTHEAST CO #164100 | 3640 E INDIAN SCHOOL RD | PHOENIX | AZ | 85018 | Maricopa | 1 | Perm Closure | 1979-01-07 | 2000 | Diesel | COMPARTMENT A | Double Walled | Asphalt coated or Bare Steel |  |  |  | Removal | 1994-10-20
0-003421 | PHOENIX NORTHEAST CO #164100 | 3640 E INDIAN SCHOOL RD | PHOENIX | AZ | 85018 | Maricopa | 2 | Open | 1995-01-01 | 2500 | Diesel | COMPARTMENT A | Double Walled | Fiberglass Reinforced Plastic | Suction - Check Valve at the Tank Top |  | Fiberglass Reinforced Plastic
0-003697 | PETROLEUM RECYCLING PRODUCTS | 1223 E ELWOOD ST | PHOENIX | AZ | 85040 | Maricopa | 1 | Perm Closure | 2005-06-17 |  | Unidentified | COMPARTMENT A | Unknown | Asphalt coated or Bare Steel |  |  |  | Removal | 1993-07-22
0-007314 | PATAGONIA UNION HIGH SCHOOL | 320 SCHOOL PANTAGONIA | PATAGONIA | AZ | 85624 | Santa Cruz | 1 | Perm Closure | 2005-06-17 | 1200 | Gasoline | COMPARTMENT A | Single Walled | Asphalt coated or Bare Steel | Suction - Check Valve at the Tank Top | Single Walled | Bare or Galvanized Steel | Removal | 1991-08-12
0-007314 | PATAGONIA UNION HIGH SCHOOL | 320 SCHOOL PANTAGONIA | PATAGONIA | AZ | 85624 | Santa Cruz | 2 | Perm Closure | 2005-06-17 | 1000 | Diesel | COMPARTMENT A | Single Walled | Asphalt coated or Bare Steel | Suction - Check Valve at the Tank Top | Single Walled | Bare or Galvanized Steel | Removal | 1991-08-12
0-003505 | NELSON'S PIPELINE CO INC | 5075 S SWAN RD | TUCSON | AZ | 85706 | Pima | 2 | Perm Closure | 1985-01-01 | 10000 | Gasoline | COMPARTMENT A | Unknown | Asphalt coated or Bare Steel | Pressure |  |  | Removal | 2002-08-08
0-000699 | BCW INC | 3535 W PINNACLE PEAK RD | PHOENIX | AZ | 85027 | Maricopa | 1 | Perm Closure | 2005-06-17 |  | Diesel | COMPARTMENT A |  | Asphalt coated or Bare Steel |  |  |  | Removal | 1986-09-01
0-001820 | BISBEE BEVERAGE & LIQUOR | 1476 W HIGHWAY 92 | BISBEE | AZ | 85603 | Cochise | 2 | Perm Closure | 1971-01-01 | 10000 | Gasoline | COMPARTMENT A |  | Asphalt coated or Bare Steel | Pressure |  |  | Removal | 1992-03-25
0-001820 | BISBEE BEVERAGE & LIQUOR | 1476 W HIGHWAY 92 | BISBEE | AZ | 85603 | Cochise | 3 | Open | 1992-03-17 | 10000 | Diesel | COMPARTMENT A | Single Walled | Fiberglass Reinforced Plastic | Pressure | Double Walled | Flexible
0-004508 | SHOW LOW REGIONAL AIRPORT | 3150 E AIRPORT LOOP | SHOW LOW | AZ | 85901 | Navajo | 2 | Perm Closure | 1967-05-13 | 1000 | Gasoline | COMPARTMENT A | Unknown | Unknown |  |  |  | Removal | 1988-12-11
0-010137 | PARCEL 109-03-004 | 324 S MONTEZUMA ST | PRESCOTT | AZ | 86303 | Yavapai | 2 | Perm Closure | 2006-08-18 | 10000 | Gasoline | COMPARTMENT A |  | Asphalt coated or Bare Steel |  |  |  | Removal | 2006-06-14
0-005160 | CITY OF TUCSON - PRICE SERVICE CENTER | 4004 S PARK AVE | TUCSON | AZ | 85714 | Pima | 6 | Perm Closure | 1976-01-01 | 12000 | Gasoline | COMPARTMENT A | Single Walled | Fiberglass Reinforced Plastic | Pressure | Single Walled | Bare or Galvanized Steel | Removal | 1992-11-15
0-001939 | EMPIRE MACHINERY | 165 W IRON AVE | MESA | AZ | 85210 | Maricopa | 3 | Perm Closure | 1969-01-01 | 6000 | Unidentified | COMPARTMENT A |  | Asphalt coated or Bare Steel | Suction - Check Valve at the Tank Top |  |  | Removal | 1989-07-07
0-001939 | EMPIRE MACHINERY | 165 W IRON AVE | MESA | AZ | 85210 | Maricopa | 33 | Perm Closure | 1980-01-01 | 300 | Used Oil/Waste Oil | COMPARTMENT A |  | Asphalt coated or Bare Steel |  |  |  | Removal | 1988-12-09
0-001939 | EMPIRE MACHINERY | 165 W IRON AVE | MESA | AZ | 85210 | Maricopa | 17 | Perm Closure | 1980-01-01 | 12000 | Gasoline | COMPARTMENT A |  | Asphalt coated or Bare Steel |  |  |  | Removal | 1988-07-25
0-001939 | EMPIRE MACHINERY | 165 W IRON AVE | MESA | AZ | 85210 | Maricopa | 41 | Perm Closure | 1989-06-01 | 10000 | New Oil | COMPARTMENT A | Double Walled | Fiberglass Reinforced Plastic | Suction - Check Valve at the Tank Top | Double Walled | Fiberglass Reinforced Plastic | Removal | 2013-02-07
0-006940 | OLD CORY'S STATION |  | KINGMAN |  |  | Mohave | 4 | Perm Closure | 1975-01-01 | 3000 | Unidentified | COMPARTMENT A | Unknown | Asphalt coated or Bare Steel |  |  |  | Removal | 1990-08-25
0-002420 | MOUNTAIN HIGH SHELL | 6130 N US 89 | FLAGSTAFF | AZ | 86004 | Coconino | 3 | Perm Closure | 1982-01-01 | 5000 | Gasoline | COMPARTMENT A |  | Asphalt coated or Bare Steel | Pressure |  |  | Removal | 2005-12-15
0-002420 | MOUNTAIN HIGH SHELL | 6130 N US 89 | FLAGSTAFF | AZ | 86004 | Coconino | 2 | Perm Closure | 1971-01-01 | 8000 | Gasoline | COMPARTMENT A |  | Asphalt coated or Bare Steel | Pressure |  |  | Removal | 2005-12-15
0-007266 | NAPA | 522 E BUCKEYE RD | PHOENIX | AZ | 85004 | Maricopa | 1 | Perm Closure | 2005-06-17 | 1000 | Gasoline | COMPARTMENT A | Double Walled | Asphalt coated or Bare Steel | Gravity Feed |  | Bare or Galvanized Steel | Removal | 1991-05-02
0-004332 | SAN CARLOS IRRIGATION & DRAINAGE DISTRICT |  | COOLIDGE |  |  | Pinal | 1 | Perm Closure | 1976-04-23 | 550 | Gasoline | COMPARTMENT A | Double Walled | Asphalt coated or Bare Steel |  |  |  | Removal | 1987-03-01
0-010345 | FRYS FUEL CENTER #127 | 4202 W CACTUS RD | PHOENIX | AZ | 85029 | Maricopa | 1 | Open | 2002-12-01 | 20000 | Gasoline | COMPARTMENT A | Double Walled | Fiberglass Reinforced Plastic | Pressure | Double Walled | Flexible
0-010329 | FRYS FUEL CENTER #623 | 1815 W GLENDALE AVE | PHOENIX | AZ | 85021 | Maricopa | 2 | Open | 2009-11-01 | 8000 | Gasoline | COMPARTMENT A | Double Walled | Fiberglass Reinforced Plastic | Pressure | Double Walled | Flexible
0-000517 | ARCO #5272 | 12222 N 32ND ST | PHOENIX | AZ | 85032 | Maricopa | 4 | Perm Closure | 1969-01-01 | 10000 | Gasoline | COMPARTMENT A |  | Asphalt coated or Bare Steel | Pressure |  |  | Removal | 1993-01-27
0-009206 | SOUTHEAST PORTION OF SITE 4 | 300 W ADAMS ST | PHOENIX | AZ | 85003 | Maricopa | 2 | Perm Closure | 2005-06-17 | 550 | Gasoline | COMPARTMENT A | Single Walled | Asphalt coated or Bare Steel |  |  |  | Removal | 1998-11-06
0-009206 | SOUTHEAST PORTION OF SITE 4 | 300 W ADAMS ST | PHOENIX | AZ | 85003 | Maricopa | 6 | Perm Closure | 2005-06-17 | 550 | Gasoline | COMPARTMENT A | Single Walled | Asphalt coated or Bare Steel |  |  |  | Removal | 1998-12-02
0-009206 | SOUTHEAST PORTION OF SITE 4 | 300 W ADAMS ST | PHOENIX | AZ | 85003 | Maricopa | 8 | Perm Closure | 2005-06-17 | 450 | Unidentified | COMPARTMENT A | Single Walled | Asphalt coated or Bare Steel |  |  |  | Removal | 1998-12-01
0-009206 | SOUTHEAST PORTION OF SITE 4 | 300 W ADAMS ST | PHOENIX | AZ | 85003 | Maricopa | 5 | Perm Closure | 2005-06-17 | 200 | Used Oil/Waste Oil | COMPARTMENT A | Single Walled | Asphalt coated or Bare Steel |  |  |  | Removal | 1998-11-05
0-010557 | GPM #4597 | 21198 E OCOTILLO RD | QUEEN CREEK | AZ | 85142 | Maricopa | 1 | Open | 2015-12-15 | 30000 | Gasoline (UL) | COMPARTMENT A | Double Walled | Fiberglass Reinforced Plastic | Pressure | Double Walled | Fiberglass Reinforced Plastic
0-010557 | GPM #4597 | 21198 E OCOTILLO RD | QUEEN CREEK | AZ | 85142 | Maricopa | 2 | Open | 2015-12-15 | 8000 | Gasoline (PUL) | COMPARTMENT A | Double Walled | Fiberglass Reinforced Plastic | Pressure | Double Walled | Fiberglass Reinforced Plastic
0-001304 | CIRCLE K #778 | 823 E SPEEDWAY BLVD | TUCSON | AZ | 85719 | Pima | 1 | Perm Closure | 1973-01-01 | 10000 | Gasoline | COMPARTMENT A |  | Asphalt coated or Bare Steel |  |  |  | Removal | 1989-08-03
0-001410 | CIRCLE K #2701437 | 4008 N STOCKTON HILL RD | KINGMAN | AZ | 86409 | Mohave | 3 | Perm Closure | 1982-01-01 | 10000 | Gasoline | COMPARTMENT A | Single Walled | Asphalt coated or Bare Steel | Pressure | Single Walled | Bare or Galvanized Steel | Removal | 2018-01-04
0-001466 | CIRCLE K #2701673 | 1910 W DEER VALLEY RD | PHOENIX | AZ | 85027 | Maricopa | 2 | Open | 1985-01-01 | 10000 | Gasoline | COMPARTMENT A | Single Walled | Fiberglass Reinforced Plastic | Pressure | Single Walled | Fiberglass Reinforced Plastic
0-000618 | BABBITTS HOME CENTER |  | HOLBROOK |  |  | Navajo | 1 | Perm Closure | 1973-01-01 | 2000 | Gasoline | COMPARTMENT A | Single Walled | Asphalt coated or Bare Steel |  |  |  | Removal | 1986-01-01
0-000198 | ARIZONA DEPARTMENT OF PUBLIC SAFETY |  | CLAYPOOL |  |  | Gila | 1 | Perm Closure | 1966-01-01 | 10000 | Gasoline | COMPARTMENT A |  | Asphalt coated or Bare Steel | Pressure |  |  | Removal | 1996-06-25
0-000428 | SANMINA-SCI CORP | 5020 S 36TH ST | PHOENIX | AZ | 85040 | Maricopa | 1 | Perm Closure | 1981-01-01 | 5000 | Gasoline | COMPARTMENT A |  | Asphalt coated or Bare Steel |  |  |  | Removal | 1988-12-20
0-006382 | AMC ARIZONA PROVING GROUNDS | 10001 S AVE 40 E | TACNA | AZ | 85352 | Yuma | 4 | Perm Closure | 1986-01-01 | 10000 | Diesel | COMPARTMENT A | Double Walled | Fiberglass Reinforced Plastic | Pressure |  | Fiberglass Reinforced Plastic | Closed in Place | 1987-11-01
0-010176 | LAVEEN CHEVRON #305052 | 5115 W SOUTHERN AVE | PHOENIX | AZ | 85339 | Maricopa | 2 | Open | 2007-05-15 | 12000 | Gasoline | COMPARTMENT A | Double Walled | Fiberglass Reinforced Plastic | Pressure | Double Walled | Fiberglass Reinforced Plastic
0-010574 | FRY'S FUEL FACILITY #681 | 2955 E OCOTILLO RD | CHANDLER | AZ | 85249 | Maricopa | 2 | Open | 2016-10-20 | 10000 | Diesel | COMPARTMENT A | Double Walled | Fiberglass Reinforced Plastic | Pressure | Double Walled | Fiberglass Reinforced Plastic
0-010569 | LOVE'S TRAVEL STOP #659 | 8313 W ROOSEVELT ST | TOLLESON | AZ | 85353 | Maricopa | 4 | Open | 2016-06-13 | 30000 | Gasoline (UL) | COMPARTMENT A | Double Walled | Fiberglass Reinforced Plastic | Pressure | Double Walled | Fiberglass Reinforced Plastic
0-010569 | LOVE'S TRAVEL STOP #659 | 8313 W ROOSEVELT ST | TOLLESON | AZ | 85353 | Maricopa | 6 | Open | 2019-12-30 | 2000 | New Oil | COMPARTMENT G | Double Walled | Fiberglass Reinforced Plastic | Suction - Check Valve at the Tank Top | Double Walled | Fiberglass Reinforced Plastic
0-010569 | LOVE'S TRAVEL STOP #659 | 8313 W ROOSEVELT ST | TOLLESON | AZ | 85353 | Maricopa | 6 | Open | 2019-12-30 | 8000 | New Oil | COMPARTMENT D | Double Walled | Fiberglass Reinforced Plastic | Suction - Check Valve at the Tank Top | Double Walled | Fiberglass Reinforced Plastic
0-010569 | LOVE'S TRAVEL STOP #659 | 8313 W ROOSEVELT ST | TOLLESON | AZ | 85353 | Maricopa | 5 | Open | 2016-06-13 | 12000 | Diesel | COMPARTMENT A | Double Walled | Fiberglass Reinforced Plastic | Pressure | Double Walled | Fiberglass Reinforced Plastic
0-005811 | GILBERT MOBIL GAS COMPANY | 2371 E BASELINE RD | GILBERT | AZ | 85234 | Maricopa | 2 | Open | 1988-09-01 | 12000 | Gasoline (UL) | COMPARTMENT A | Double Walled | Fiberglass Reinforced Plastic | Pressure | Double Walled | Fiberglass Reinforced Plastic
0-007775 | GAS-N-GRUB 7 | 2996 HIGHWAY 68 | BULLHEAD CITY | AZ | 86429 | Mohave | 1 | Open | 1991-07-15 | 10000 | Gasoline | COMPARTMENT A | Double Walled | Fiberglass Reinforced Plastic | Pressure | Double Walled | Fiberglass Reinforced Plastic
0-009687 | ARCO AM/PM | 1208 S ELLSWORTH RD | MESA | AZ | 85209 | Maricopa | 2 | Open | 2000-05-16 | 10000 | Gasoline | COMPARTMENT A | Double Walled | Fiberglass Reinforced Plastic | Pressure | Double Walled | Fiberglass Reinforced Plastic
0-006186 | AJO AIR FORCE STATION |  | AJO |  |  | Pima | 1 | Perm Closure | 1959-09-15 | 6000 | Gasoline | COMPARTMENT A | Double Walled | Asphalt coated or Bare Steel |  |  |  | Removal | 1994-09-29
0-004648 | 7-ELEVEN #20924 | 1203 W UNIVERSITY DR | MESA | AZ | 85201 | Maricopa | 3 | Perm Closure | 1984-01-01 | 10000 | Gasoline | COMPARTMENT A | Unknown | Fiberglass Reinforced Plastic | Pressure | Double Walled | Flexible | Removal | 2004-03-11
0-000061 | A TO Z EQUIPMENT RENTALS & SALES | 15634 N 32ND ST | PHOENIX | AZ | 85032 | Maricopa | 1 | Perm Closure | 1985-01-10 | 1000 | Gasoline | COMPARTMENT A |  | Asphalt coated or Bare Steel | Suction - Check Valve at the Tank Top |  |  | Removal | 1993-07-28
0-000059 | A-1 EQUIPMENT CO INC | 4065 E ILLINOIS ST | TUCSON | AZ | 85714 | Pima | 3 | Perm Closure | 1983-01-01 | 500 | Used Oil/Waste Oil | COMPARTMENT A |  | Asphalt coated or Bare Steel |  |  |  | Removal | 1991-01-10
0-000059 | A-1 EQUIPMENT CO INC | 4065 E ILLINOIS ST | TUCSON | AZ | 85714 | Pima | 2 | Perm Closure | 1983-01-01 | 5000 | Diesel | COMPARTMENT A |  | Asphalt coated or Bare Steel |  |  |  | Removal | 1994-02-03
0-008508 | AAA SAFE STORAGE & MINI MART | 3179 HARRISON ST | KINGMAN | AZ | 86401 | Mohave | 2 | Open | 1994-03-29 | 5000 | Gasoline | COMPARTMENT A | Double Walled | Composite (Steel/Fiberglass) | Pressure | Double Walled | Fiberglass Reinforced Plastic
0-003378 | CHANDLER SOUTH CO #141055 | 175 W CHANDLER HEIGHTS RD | CHANDLER | AZ | 85248 | Maricopa | 1 | Perm Closure | 1983-01-04 | 1000 | Diesel | COMPARTMENT A | Double Walled | Asphalt coated or Bare Steel |  |  |  | Removal | 1995-06-21
0-006842 | CUSTOM & CLASSIC COLLISION | 4559 N CASTLE ROCK RD | KINGMAN | AZ | 86409 | Mohave | 2 | Perm Closure | 1981-01-01 | 4000 | Kerosene | COMPARTMENT A | Single Walled | Asphalt coated or Bare Steel |  |  |  | Removal | 1990-09-05
0-010197 | CIRCLE K STORE #2703373 | 888 S HIGLEY RD | GILBERT | AZ | 85296 | Maricopa | 1 | Open | 2007-06-15 | 20000 | Gasoline | COMPARTMENT A | Double Walled | Fiberglass Reinforced Plastic | Pressure | Double Walled | Fiberglass Reinforced Plastic
0-010197 | CIRCLE K STORE #2703373 | 888 S HIGLEY RD | GILBERT | AZ | 85296 | Maricopa | 2 | Open | 2007-06-15 | 20000 | Gasoline | COMPARTMENT A | Double Walled | Fiberglass Reinforced Plastic | Pressure | Double Walled | Fiberglass Reinforced Plastic
0-001023 | CCWC WAREHOUSE | 12031 N COLONY DR | FOUNTAIN HILLS | AZ | 85268 | Maricopa | 1 | Perm Closure | 1978-01-01 | 1000 | Gasoline | COMPARTMENT A |  | Asphalt coated or Bare Steel |  |  |  | Removal | 1986-04-01
0-004094 | CHEAP CHARLIE LIQUOR #413 | 4495 N BANK ST | KINGMAN | AZ | 86409 | Mohave | 2 | Perm Closure | 1976-04-22 | 6000 | Gasoline | COMPARTMENT A | Unknown | Asphalt coated or Bare Steel | Pressure |  |  | Removal | 1999-04-20
0-001133 | FRY'S FUEL #22 | 1760 E ELLIOT RD | TEMPE | AZ | 85284 | Maricopa | 3 | Perm Closure | 1986-12-03 | 10000 | Gasoline | COMPARTMENT A | Double Walled | Fiberglass Reinforced Plastic | Pressure | Double Walled | Fiberglass Reinforced Plastic | Removal | 2020-11-13
0-008040 | THE NORMAL TRUST | 1624 S EUCLID AVE | TUCSON | AZ | 85713 | Pima | 1 | Perm Closure | 2005-06-17 | 1000 | Gasoline | COMPARTMENT A | Unknown | Unknown |  |  |  | Removal | 1992-11-17
0-000459 | TOMBSTONE TEXACO | 84 E FREMONT ST | TOMBSTONE | AZ | 85638 | Cochise | 4 | Perm Closure | 1966-01-01 | 500 | Used Oil/Waste Oil | COMPARTMENT A |  | Asphalt coated or Bare Steel |  |  |  | Removal | 1994-04-27
0-004956 | SPEEDWAY STORE #2966 | 6280 E BROADWAY BLVD | TUCSON | AZ | 85711 | Pima | 4 | Perm Closure | 1982-01-01 | 10000 | Diesel | COMPARTMENT A | Double Walled | Fiberglass Reinforced Plastic | Pressure |  | Bare or Galvanized Steel | Removal | 2020-01-09
0-006001 | COBBLESTONE 11 | 616 W BASELINE RD | TEMPE | AZ | 85283 | Maricopa | 1 | Open | 1986-11-01 | 10000 | Gasoline | COMPARTMENT A | Single Walled | Fiberglass Reinforced Plastic | Suction - Check Valve at the Tank Top | Double Walled | Fiberglass Reinforced Plastic
0-006671 | SOUTHWEST SAVING ASSOCIATION | 8700 W BELL RD | PEORIA | AZ | 85382 | Maricopa | 2 | Perm Closure | 2005-06-17 | 8000 | Gasoline | COMPARTMENT A | Unknown | Unknown |  |  |  | Removal | 1989-12-01
0-006671 | SOUTHWEST SAVING ASSOCIATION | 8700 W BELL RD | PEORIA | AZ | 85382 | Maricopa | 5 | Perm Closure | 2005-06-17 |  | Diesel | COMPARTMENT A | Unknown | Asphalt coated or Bare Steel |  |  |  | Removal | 1990-06-01
0-003286 | WOODYS FOOD STORE #138 | 3260 N HWY 66 | KINGMAN | AZ | 86401 | Mohave | 4 | Perm Closure | 1970-01-01 | 550 | Used Oil/Waste Oil | COMPARTMENT A |  | Asphalt coated or Bare Steel |  |  |  | Removal | 1990-09-25
0-009729 | SYMANTEC | 3701 E COLUMBIA ST | TUCSON | AZ | 85714 | Pima | 3 | Open | 2008-12-05 | 25000 | Red Diesel | COMPARTMENT A | Double Walled | Fiberglass Reinforced Plastic | Pressure | Double Walled | Flexible
0-009729 | SYMANTEC | 3701 E COLUMBIA ST | TUCSON | AZ | 85714 | Pima | 5 | Open | 2008-12-05 | 25000 | Red Diesel | COMPARTMENT A | Double Walled | Fiberglass Reinforced Plastic | Pressure | Double Walled | Flexible
0-005608 | WEB SERVICE COMPANY | 2831 W INDIAN SCHOOL RD | PHOENIX | AZ | 85017 | Maricopa | 1 | Perm Closure | 1966-04-25 | 8000 | Diesel | COMPARTMENT A | Unknown | Unknown |  |  |  | Removal | 1991-01-31
0-009445 | WERNER ENTERPRISES | 4801 W MAGNOLIA ST | PHOENIX | AZ | 85043 | Maricopa | 1 | Open | 1996-01-01 | 15000 | Diesel | COMPARTMENT A | Double Walled | Fiberglass Reinforced Plastic | Pressure | Double Walled | Fiberglass Reinforced Plastic
0-005610 | WESTCOR AVIATION LTD | 7305 E GREENWAY RD | SCOTTSDALE | AZ | 85260 | Maricopa | 2 | Perm Closure | 1979-01-01 | 500 | Used Oil/Waste Oil | COMPARTMENT A | Unknown | Asphalt coated or Bare Steel | Gravity Feed |  |  | Removal | 1997-05-08
0-005884 | UTILITY TRAILERS CO OF ARIZONA | 1350 N 22ND AVE | PHOENIX | AZ | 85009 | Maricopa | 2 | Perm Closure | 1979-01-01 | 10000 | Diesel | COMPARTMENT A |  | Asphalt coated or Bare Steel |  |  |  | Removal | 1990-03-19
0-009852 | MESA STAR CHEVRON | 7956 E UNIVERSITY DR | MESA | AZ | 85207 | Maricopa | 1 | Open | 2001-01-18 | 10000 | Gasoline | COMPARTMENT B | Double Walled | Asphalt coated or Bare Steel
0-001035 | FRANK TADEO CHEVRON | 1420 N G AVE | DOUGLAS | AZ | 85607 | Cochise | 2 | Perm Closure | 1982-01-01 | 10000 | Gasoline | COMPARTMENT A | Single Walled | Fiberglass Reinforced Plastic | Pressure |  | Fiberglass Reinforced Plastic | Removal | 2017-02-09
0-002253 | GEORGE & SONS STEEL | 6002 W SHERMAN ST | PHOENIX | AZ | 85043 | Maricopa | 3 | Perm Closure | 1984-04-15 | 2000 | Gasoline | COMPARTMENT A | Single Walled | Asphalt coated or Bare Steel |  |  |  | Removal | 1989-11-29
0-000221 | KYRENE SCHOOL DISTRICT | 8426 S KYRENE RD | TEMPE | AZ | 85284 | Maricopa | 1 | Perm Closure | 2005-06-17 |  | Unidentified | COMPARTMENT A | Single Walled | Asphalt coated or Bare Steel |  |  |  | Removal | 1988-09-01
0-009278 | MAVERIK COUNTY STORE #545 | 690 W STATE ROUTE 89A | COTTONWOOD | AZ | 86326 | Yavapai | 3 | Open | 1998-01-23 | 12000 | Gasoline | COMPARTMENT A | Double Walled | Fiberglass Reinforced Plastic | Pressure | Double Walled
0-002226 | BROADWAY VOLVO INC | 930 E BROADWAY BLVD | TUCSON | AZ | 85719 | Pima | 9 | Perm Closure | 1967-01-27 |  | Used Oil/Waste Oil | COMPARTMENT A | Unknown | Unknown |  |  |  | Removal | 1986-08-01
0-002226 | BROADWAY VOLVO INC | 930 E BROADWAY BLVD | TUCSON | AZ | 85719 | Pima | 1 | Perm Closure | 1972-01-28 | 50 | Unidentified | COMPARTMENT A | Single Walled | Asphalt coated or Bare Steel |  |  |  | Removal | 1988-08-01
0-006005 | JIFFY LUBE #2447 | 17 W AJO WAY | TUCSON | AZ | 85713 | Pima | 1 | Perm Closure | 1988-03-29 | 0 | Unidentified | COMPARTMENT A | Unknown | Fiberglass Reinforced Plastic | Suction - Check Valve at the Tank Top |  | Fiberglass Reinforced Plastic | Removal | 1996-01-30
0-000455 | ARIZONA WELDING EQUIP CO | 800 S PARK AVE | TUCSON | AZ | 85719 | Pima | 1 | Perm Closure | 1975-01-01 | 2000 | Gasoline | COMPARTMENT A |  | Asphalt coated or Bare Steel |  |  |  | Removal | 1988-10-17
0-005227 | U-HAUL - CENTRAL AVENUE | 901 N CENTRAL AVE | PHOENIX | AZ | 85004 | Maricopa | 2 | Perm Closure | 1970-01-01 | 550 | Used Oil/Waste Oil | COMPARTMENT A | Single Walled | Concrete |  |  |  | Removal | 1989-09-01
0-006390 | GREEN VALLEY SUPER CENTER | 171 W CONTINENTAL RD | GREEN VALLEY | AZ | 85622 | Pima | 1 | Open | 1984-01-01 | 12000 | Gasoline | COMPARTMENT A |  | Fiberglass Reinforced Plastic | Pressure |  | Fiberglass Reinforced Plastic
0-004113 | RAYNE SOFT WATER SERVICE | 3311 N CHAPEL AVE | TUCSON | AZ | 85716 | Pima | 1 | Perm Closure | 1979-01-28 | 2000 | Gasoline | COMPARTMENT A | Unknown | Asphalt coated or Bare Steel | Suction - Check Valve at the Tank Top |  |  | Removal | 1993-08-25
0-008261 | GOOD 2 GO STORES #506 | 915 W BEALE ST | KINGMAN | AZ | 86401 | Mohave | 1 | Open | 1994-03-24 | 12000 | Gasoline | COMPARTMENT A | Double Walled | Composite (Steel/Fiberglass) | Pressure | Double Walled | Fiberglass Reinforced Plastic
0-007777 | TUCSON COUNTRY DAY SCHOOL | 9239 E WRIGHTSTOWN RD | TUCSON | AZ | 85715 | Pima | 1 | Perm Closure | 1979-01-01 | 10000 | Gasoline | COMPARTMENT A | Unknown | Asphalt coated or Bare Steel | Suction - Check Valve at the Dispenser |  |  | Removal | 1999-05-18
0-010065 | SCOTTSDALE CAR CARE | 6816 E INDIAN SCHOOL RD | SCOTTSDALE | AZ | 85251 | Maricopa | 3 | Perm Closure | 1950-01-01 | 4000 | Unidentified | COMPARTMENT A | Single Walled | Asphalt coated or Bare Steel | Gravity Feed |  | Bare or Galvanized Steel | Removal | 2005-09-13
0-003214 | MOBIL 08-713 | 1400 W PRINCE RD | TUCSON | AZ | 85705 | Pima | 1 | Perm Closure | 1985-04-21 | 6000 | Gasoline | COMPARTMENT A | Double Walled | Fiberglass Reinforced Plastic | Pressure |  | Fiberglass Reinforced Plastic | Removal | 1986-01-01
0-002313 | FOUNTAIN HILLS GOLF CLUB | 10440 N INDIAN WELLS DR | FOUNTAIN HILLS | AZ | 85268 | Maricopa | 2 | Perm Closure | 1977-01-01 | 1000 | Gasoline | COMPARTMENT A | Single Walled | Asphalt coated or Bare Steel | Suction - Check Valve at the Tank Top | Single Walled | Bare or Galvanized Steel | Removal | 1994-03-23
0-000391 | PALO VERDE NUCLEAR GENERATING STATION | 5801 S WINTERSBURG RD | TONOPAH | AZ | 85354 | Maricopa | 12 | Perm Closure | 1980-01-01 | 8000 | Diesel | COMPARTMENT A | Double Walled | Fiberglass Reinforced Plastic | Pressure |  |  | Removal | 1994-09-30
0-000391 | PALO VERDE NUCLEAR GENERATING STATION | 5801 S WINTERSBURG RD | TONOPAH | AZ | 85354 | Maricopa | 13 | Perm Closure | 1980-01-01 | 8000 | Gasoline | COMPARTMENT A | Double Walled | Fiberglass Reinforced Plastic | Pressure |  |  | Removal | 1994-09-30
0-000391 | PALO VERDE NUCLEAR GENERATING STATION | 5801 S WINTERSBURG RD | TONOPAH | AZ | 85354 | Maricopa | 23 | Perm Closure | 1980-01-01 | 500 | Hazardous Substance | COMPARTMENT A | Double Walled | Fiberglass Reinforced Plastic | Pressure | Single Walled | Bare or Galvanized Steel | Removal | 1989-11-03
0-000391 | PALO VERDE NUCLEAR GENERATING STATION | 5801 S WINTERSBURG RD | TONOPAH | AZ | 85354 | Maricopa | 8 | Perm Closure | 1980-01-01 | 8000 | Gasoline | COMPARTMENT A | Double Walled | Fiberglass Reinforced Plastic | Pressure |  |  | Removal | 1993-12-10
0-000391 | PALO VERDE NUCLEAR GENERATING STATION | 5801 S WINTERSBURG RD | TONOPAH | AZ | 85354 | Maricopa | 29 | Perm Closure | 1982-01-01 | 165 | Used Oil/Waste Oil | COMPARTMENT A | Single Walled | Asphalt coated or Bare Steel | Gravity Feed | Single Walled | Bare or Galvanized Steel | Removal | 1987-07-01
0-005035 | CUNARD MOTORS | 2301 S 4TH AVE | YUMA | AZ | 85364 | Yuma | 1 | Perm Closure | 2005-06-17 | 500 | Used Oil/Waste Oil | COMPARTMENT A |  | Asphalt coated or Bare Steel |  |  |  | Removal | 1990-05-15
0-004984 | UPS FLAGSTAFF | 2300 E HUNTINGTON DR | FLAGSTAFF | AZ | 86004 | Coconino | 1 | Perm Closure | 1982-01-01 | 5000 | Gasoline | COMPARTMENT A |  | Asphalt coated or Bare Steel | Suction - Check Valve at the Tank Top |  |  | Removal | 1992-09-29
0-005033 | EARNHARDT CHEVROLET | 2121 N ARIZONA AVE | CHANDLER | AZ | 85225 | Maricopa | 2 | Perm Closure | 1983-01-01 | 1000 | Diesel | COMPARTMENT A | Unknown | Unknown | Suction - Check Valve at the Tank Top |  |  | Removal | 1992-02-28
0-005033 | EARNHARDT CHEVROLET | 2121 N ARIZONA AVE | CHANDLER | AZ | 85225 | Maricopa | 3 | Perm Closure | 1983-01-01 | 500 | Used Oil/Waste Oil | COMPARTMENT A | Unknown | Unknown | Gravity Feed |  |  | Removal | 1992-06-15
0-005033 | EARNHARDT CHEVROLET | 2121 N ARIZONA AVE | CHANDLER | AZ | 85225 | Maricopa | 1 | Perm Closure | 1983-01-01 | 4000 | Gasoline | COMPARTMENT A | Unknown | Unknown | Pressure |  |  | Removal | 1992-02-28
0-006610 | DATELAND ELEMENTARY SCHOOL |  | DATELAND |  |  | Yuma | 1 | Perm Closure | 1969-01-25 | 1000 | Diesel | COMPARTMENT A | Unknown | Asphalt coated or Bare Steel |  |  |  | Removal | 1990-07-06
0-006610 | DATELAND ELEMENTARY SCHOOL |  | DATELAND |  |  | Yuma | 2 | Perm Closure | 1974-01-26 | 5000 | Gasoline | COMPARTMENT A | Unknown | Asphalt coated or Bare Steel |  |  |  | Removal | 1992-02-19
0-000492 | ARCO #5277 | 1220 N ARIZONA AVE | CHANDLER | AZ | 85225 | Maricopa | 3 | Perm Closure | 2005-06-17 | 10000 | Gasoline | COMPARTMENT A | Single Walled | Asphalt coated or Bare Steel |  |  |  | Removal | 1988-02-01
0-004774 | MOBIL 18-603 | 3548 W BELL RD | PHOENIX | AZ | 85303 | Maricopa | 1 | Perm Closure | 1987-07-13 | 10000 | Gasoline | COMPARTMENT A | Double Walled | Fiberglass Reinforced Plastic | Pressure |  | Fiberglass Reinforced Plastic | Removal | 2004-10-13
0-005318 | CHEVRON - QUICK MART | 3686 E SANTA FE AVE | FLAGSTAFF | AZ | 86004 | Coconino | 5 | Open | 1996-05-02 | 12000 | Gasoline | COMPARTMENT A | Double Walled | Composite (Steel/Fiberglass) | Pressure | Double Walled | Fiberglass Reinforced Plastic
0-007180 | CHEVRON #9-6574 | 825 E APACHE BLVD | TEMPE | AZ | 85281 | Maricopa | 1 | Perm Closure | 1970-01-01 | 8000 | Gasoline | COMPARTMENT A | Single Walled | Asphalt coated or Bare Steel | Pressure | Single Walled | Bare or Galvanized Steel | Removal | 1996-01-16
0-001793 | GRAND CANYON CAVERNS |  | HYDE PARK |  |  | Coconino | 1 | Perm Closure | 1960-01-01 | 8000 | Gasoline | COMPARTMENT A |  | Asphalt coated or Bare Steel |  |  |  | Removal | 1990-03-16
0-000099 | ALAMO RANCH CO | 8615 N FRONTIER RD | MC NEAL | AZ | 85617 | Cochise | 1 | Perm Closure | 1971-01-01 | 4000 | Gasoline | COMPARTMENT A |  | Asphalt coated or Bare Steel | Suction - Check Valve at the Tank Top |  |  | Removal | 1993-02-09
0-001328 | CIRCLE K #2700828 | 5127 N 43RD AVE | PHOENIX | AZ | 85019 | Maricopa | 2 | Perm Closure | 1984-01-01 | 10000 | Gasoline (PUL) | COMPARTMENT A | Single Walled | Fiberglass Reinforced Plastic | Pressure | Single Walled | Fiberglass Reinforced Plastic | Removal | 2017-10-26
0-002459 | CITY OF PHOENIX - FIRE DEPARTMENT ADMINSTRATION | 150 S 12TH ST | PHOENIX | AZ | 85034 | Maricopa | 1 | Perm Closure | 1974-01-01 | 10000 | Diesel | COMPARTMENT A |  | Asphalt coated or Bare Steel |  |  |  | Removal | 1993-03-09
0-002459 | CITY OF PHOENIX - FIRE DEPARTMENT ADMINSTRATION | 150 S 12TH ST | PHOENIX | AZ | 85034 | Maricopa | 2 | Perm Closure | 1974-01-01 | 15000 | Diesel | COMPARTMENT A |  | Asphalt coated or Bare Steel |  |  |  | Removal | 1993-03-09
0-002473 | HATCH'S CORNER GAS | 404 NAVAJO BLVD | HOLBROOK | AZ | 86025 | Navajo | 5 | Open | 1993-06-01 | 5000 | Gasoline | COMPARTMENT A | Double Walled | Fiberglass Reinforced Plastic | Pressure |  | Fiberglass Reinforced Plastic
0-002473 | HATCH'S CORNER GAS | 404 NAVAJO BLVD | HOLBROOK | AZ | 86025 | Navajo | 2 | Perm Closure | 1982-04-15 | 6000 | Gasoline | COMPARTMENT A | Single Walled | Asphalt coated or Bare Steel | Suction - Check Valve at the Tank Top |  | Bare or Galvanized Steel | Removal | 1993-06-02
0-006568 | PIMA COUNTY - AJO AUTOMOTIVE SERVICES | 1295 N WELL RD | AJO | AZ | 85321 | Pima | 1 | Perm Closure | 1973-12-28 | 10000 | Gasoline | COMPARTMENT A | Double Walled | Asphalt coated or Bare Steel | Pressure |  |  | Closed in Place | 1990-04-27
0-008125 | CHINO VALLEY STATION | 995 S STATE ROUTE 89 | CHINO VALLEY | AZ | 86323 | Yavapai | 4 | Open | 1994-01-18 | 8000 | Diesel | COMPARTMENT A | Single Walled | Asphalt coated or Bare Steel | Pressure | Single Walled | Bare or Galvanized Steel
0-002001 | CHEVRON | 5960 N ORACLE RD | TUCSON | AZ | 85704 | Pima | 2 | Open | 1985-01-01 | 8000 | Gasoline (UL) | COMPARTMENT A | Double Walled | Fiberglass Reinforced Plastic | Pressure |  | Fiberglass Reinforced Plastic
0-005423 | CIRCLE K #2860 | 302 N 5TH AVE | PHOENIX | AZ | 85003 | Maricopa | 1 | Perm Closure | 1979-03-26 | 8000 | Gasoline | COMPARTMENT A | Double Walled | Fiberglass Reinforced Plastic | Pressure |  | Fiberglass Reinforced Plastic | Removal | 1998-09-15
0-002048 | QUIK MART 100912 | 900 W ROGER RD | TUCSON | AZ | 85705 | Pima | 1 | Perm Closure | 1972-01-01 | 8000 | Gasoline | COMPARTMENT A | Single Walled | Asphalt coated or Bare Steel | Suction - Check Valve at the Tank Top | Single Walled | Bare or Galvanized Steel | Removal | 1992-09-16
0-007601 | WICKENBURG TIRE AND EXXON | 340 E WICKENBURG WAY | WICKENBURG | AZ | 85390 | Maricopa | 7 | Perm Closure | 1998-11-05 | 12000 | Gasoline | COMPARTMENT A | Single Walled | Asphalt coated or Bare Steel | Pressure |  |  | Removal | 2005-11-29
0-000959 | JOHN CARTER CONSTRUCTION | 2450 W POPPY AVE | TUCSON | AZ | 85705 | Pima | 1 | Perm Closure | 1976-01-01 | 10500 | Diesel | COMPARTMENT A |  | Asphalt coated or Bare Steel | Pressure |  |  | Removal | 1994-03-01
0-000959 | JOHN CARTER CONSTRUCTION | 2450 W POPPY AVE | TUCSON | AZ | 85705 | Pima | 3 | Perm Closure | 1990-07-01 | 8000 | Gasoline | COMPARTMENT A | Double Walled | Composite (Steel/Fiberglass) | Pressure |  | Fiberglass Reinforced Plastic | Removal | 1994-03-01
0-009702 | WINSLOW WELDING | 915 W SECOND ST | WINSLOW | AZ | 86047 | Navajo | 1 | Perm Closure | 1939-01-01 | 1000 | Gasoline | COMPARTMENT A | Single Walled | Asphalt coated or Bare Steel | Suction - Check Valve at the Dispenser |  | Bare or Galvanized Steel | Removal | 2002-02-01
0-009702 | WINSLOW WELDING | 915 W SECOND ST | WINSLOW | AZ | 86047 | Navajo | 2 | Perm Closure | 1940-01-01 | 2000 | Gasoline | COMPARTMENT A | Single Walled | Asphalt coated or Bare Steel | Suction - Check Valve at the Dispenser |  | Bare or Galvanized Steel | Removal | 2002-02-01
0-008814 | C&C AUTO | 1827 E WHITE MOUNTAIN BLVD | PINETOP-LAKESIDE | AZ | 85935 | Navajo | 1 | Perm Closure | 2005-06-17 | 1000 | Gasoline | COMPARTMENT A | Unknown | Unknown | Suction - Check Valve at the Tank Top |  |  | Removal | 1996-04-18
0-000886 | TEXACO #60-349-0308 | 5208 E MAIN ST | MESA | AZ | 85205 | Maricopa | 8 | Perm Closure | 1995-11-21 | 10000 | Gasoline | COMPARTMENT A | Double Walled | Fiberglass Reinforced Plastic | Pressure | Double Walled | Fiberglass Reinforced Plastic | Removal | 2002-04-23
0-000886 | TEXACO #60-349-0308 | 5208 E MAIN ST | MESA | AZ | 85205 | Maricopa | 1 | Perm Closure | 1980-01-01 | 12000 | Diesel | COMPARTMENT A |  | Asphalt coated or Bare Steel | Pressure | Double Walled | Fiberglass Reinforced Plastic | Removal | 1995-11-15
0-002889 | SOUTHWEST JET CENTER WEST | 15230 N 75TH ST | SCOTTSDALE | AZ | 85260 | Maricopa | 1 | Perm Closure | 1985-01-01 | 15000 | Kerosene | COMPARTMENT A | Double Walled | Fiberglass Reinforced Plastic | Suction - Check Valve at the Tank Top |  | Fiberglass Reinforced Plastic | Removal | 1995-03-07
0-002949 | LEON'S CHEVRON | 140 S HUACHUCA BLVD | HUACHUCA CITY | AZ | 85616 | Cochise | 6 | Perm Closure | 1996-10-31 | 6000 | Gasoline (PUL) | COMPARTMENT B | Double Walled | Fiberglass Reinforced Plastic | Pressure | Double Walled | Flexible | Removal | 2018-02-14
0-002949 | LEON'S CHEVRON | 140 S HUACHUCA BLVD | HUACHUCA CITY | AZ | 85616 | Cochise | 2 | Perm Closure | 1964-01-01 | 4000 | Gasoline | COMPARTMENT A | Single Walled | Asphalt coated or Bare Steel | Pressure | Single Walled | Bare or Galvanized Steel | Removal | 1996-10-01
0-004153 | CHAPARRAL CONVENIENCE STORE | 2400 N HWY 77 | ORACLE | AZ | 85623 | Pinal | 3 | Perm Closure | 1985-01-01 | 5000 | Gasoline | COMPARTMENT A | Single Walled | Asphalt coated or Bare Steel | Pressure |  | Fiberglass Reinforced Plastic | Removal | 1992-11-10
0-004153 | CHAPARRAL CONVENIENCE STORE | 2400 N HWY 77 | ORACLE | AZ | 85623 | Pinal | 4 | Perm Closure | 1993-05-21 | 6000 | Gasoline | COMPARTMENT B | Double Walled | Composite (Steel/Fiberglass) | Pressure | Double Walled | Fiberglass Reinforced Plastic | Removal | 2016-09-14
0-004676 | 7-ELEVEN #25730 | 1601 E SOUTHERN AVE | PHOENIX | AZ | 85040 | Maricopa | 1 | Perm Closure | 1985-01-01 | 10000 | Gasoline | COMPARTMENT A | Single Walled | Fiberglass Reinforced Plastic | Pressure | Single Walled | Fiberglass Reinforced Plastic | Removal | 2013-09-23
0-009772 | ARTISAN HOMES PROPERTY | 4802 E THOMAS RD | PHOENIX | AZ | 85018 | Maricopa | 1 | Perm Closure | 1963-01-01 | 550 | Used Oil/Waste Oil | COMPARTMENT A |  | Asphalt coated or Bare Steel |  |  |  | Removal | 2001-08-16
0-006779 | MCNEILUS TRUCK AND MANUFACTURING | 4256 E ELWOOD ST | PHOENIX | AZ | 85040 | Maricopa | 1 | Perm Closure | 1975-01-01 | 2000 | Unidentified | COMPARTMENT A | Unknown | Unknown |  |  |  | Removal | 1990-04-27
0-004941 | GREENWAY FAMILY SERVICE | 15030 N 99TH AVE | SUN CITY | AZ | 85351 | Maricopa | 2 | Perm Closure | 1973-05-07 | 8000 | Gasoline | COMPARTMENT A | Unknown | Asphalt coated or Bare Steel | Pressure |  | Bare or Galvanized Steel | Removal | 1993-09-08
0-004941 | GREENWAY FAMILY SERVICE | 15030 N 99TH AVE | SUN CITY | AZ | 85351 | Maricopa | 10 | Perm Closure | 2003-11-19 | 20000 | Gasoline | COMPARTMENT A | Double Walled | Fiberglass Reinforced Plastic | Pressure |  | Fiberglass Reinforced Plastic | Removal | 2018-06-13
0-006002 | SCOTTSDALE AUTO WASH | 8999 E VIA LINDA | SCOTTSDALE | AZ | 85258 | Maricopa | 2 | Perm Closure | 1983-01-01 | 12000 | Gasoline | COMPARTMENT A | Double Walled | Fiberglass Reinforced Plastic | Pressure |  | Fiberglass Reinforced Plastic | Removal | 2013-11-27
0-006002 | SCOTTSDALE AUTO WASH | 8999 E VIA LINDA | SCOTTSDALE | AZ | 85258 | Maricopa | 4 | Perm Closure | 1983-01-01 | 12000 | Diesel | COMPARTMENT A | Double Walled | Fiberglass Reinforced Plastic | Pressure |  | Fiberglass Reinforced Plastic | Removal | 2013-11-27
0-004413 | SEARS #1708/6608 | 7611 W THOMAS RD | PHOENIX | AZ | 85033 | Maricopa | 1 | Perm Closure | 1981-01-01 | 1000 | Used Oil/Waste Oil | COMPARTMENT A |  | Asphalt coated or Bare Steel | Gravity Feed |  |  | Removal | 1993-11-30
0-000098 | DIGAS #537 | 2716 N 67TH AVE | PHOENIX | AZ | 85035 | Maricopa | 2 | Perm Closure | 2005-06-17 | 12000 | Gasoline | COMPARTMENT A |  | Asphalt coated or Bare Steel |  |  |  | Removal | 1990-07-06
0-009537 | COSTCO #481 | 1415 N ARIZONA AVE | GILBERT | AZ | 85233 | Maricopa | 3 | Open | 1999-06-20 | 30000 | Gasoline | COMPARTMENT A | Double Walled | Fiberglass Reinforced Plastic | Pressure | Double Walled | Flexible
0-007369 | COCA COLA BOTTLING CO | 202 W 8TH ST | SAFFORD | AZ | 85546 | Graham | 1 | Perm Closure | 2005-06-17 | 8000 | Diesel | COMPARTMENT A | Unknown | Asphalt coated or Bare Steel | Pressure |  |  | Removal | 1991-09-05
0-007369 | COCA COLA BOTTLING CO | 202 W 8TH ST | SAFFORD | AZ | 85546 | Graham | 2 | Perm Closure | 2005-06-17 | 4000 | Gasoline | COMPARTMENT A | Unknown | Asphalt coated or Bare Steel | Pressure |  |  | Removal | 1991-09-05
0-006135 | CIRCLE K #2701785 | 7460 W CACTUS RD | PEORIA | AZ | 85381 | Maricopa | 2 | Open | 1985-01-01 | 10000 | Gasoline | COMPARTMENT A | Single Walled | Fiberglass Reinforced Plastic | Pressure | Single Walled | Fiberglass Reinforced Plastic
0-003903 | USA TRUCK CENTER | 953 W BEALE ST | KINGMAN | AZ | 86401 | Mohave | 1 | Perm Closure | 1986-01-01 | 20000 | Diesel | COMPARTMENT A | Double Walled | Composite (Steel/Fiberglass) | Pressure |  |  | Removal | 2020-11-18
0-001975 | POWER PLUS | 4636 N 43RD AVE | PHOENIX | AZ | 85031 | Maricopa | 4 | Perm Closure | 1979-01-01 | 1000 | Gasoline | COMPARTMENT A | Single Walled | Asphalt coated or Bare Steel |  |  |  | Removal | 1988-01-08
0-006819 | EASTSIDE CARDLOCK | 7980 E SPEEDWAY BLVD | TUCSON | AZ | 85710 | Pima | 2 | Perm Closure | 1990-06-01 | 10000 | Gasoline | COMPARTMENT A | Unknown | Fiberglass Reinforced Plastic | Pressure |  | Fiberglass Reinforced Plastic | Removal | 2006-06-08
0-006631 | ECONO LUBE N TUNE | 2402 E OSBORN RD | PHOENIX | AZ | 85016 | Maricopa | 1 | Perm Closure | 1988-01-10 | 500 | Used Oil/Waste Oil | COMPARTMENT A | Double Walled | Composite (Steel/Fiberglass) | Gravity Feed | Double Walled | Fiberglass Reinforced Plastic | Removal | 2018-06-11
0-003724 | LLANTERA MIL AMORES #2 | 702 W SOUTHERN AVE | PHOENIX | AZ | 85041 | Maricopa | 3 | Perm Closure | 1975-01-01 | 10000 | Gasoline | COMPARTMENT A | Single Walled | Asphalt coated or Bare Steel |  |  |  | Removal | 1988-04-05
0-000804 | USBOR - PARKER DAM FIELD DIVISION |  | PARKER |  |  | La Paz | 2 | Perm Closure | 2005-06-17 | 5000 | Gasoline | COMPARTMENT A |  | Asphalt coated or Bare Steel |  |  |  | Removal | 1990-02-01
0-007774 | NUTRIOSA COUNTRY STORE | 41633 HWY 180 | NUTRIOSO | AZ | 85932 | Apache | 1 | Perm Closure | 1990-01-01 | 6000 | Gasoline | COMPARTMENT A | Unknown | Unknown | Pressure |  |  | Removal | 1997-03-20
0-007774 | NUTRIOSA COUNTRY STORE | 41633 HWY 180 | NUTRIOSO | AZ | 85932 | Apache | 2 | Perm Closure | 1990-01-01 | 6000 | Gasoline | COMPARTMENT A | Unknown | Unknown | Pressure |  |  | Removal | 1997-03-20
0-009205 | NORM'S AUTO PARTS | 16256 N ORACLE RD | CATALINA | AZ | 85739 | Pima | 3 | Perm Closure | 2008-09-16 | 6000 | Gasoline | COMPARTMENT A |  | Asphalt coated or Bare Steel |  |  |  | Removal | 2008-04-24
0-009205 | NORM'S AUTO PARTS | 16256 N ORACLE RD | CATALINA | AZ | 85739 | Pima | 5 | Perm Closure | 2008-09-16 | 8000 | Gasoline | COMPARTMENT A |  | Asphalt coated or Bare Steel |  |  |  | Removal | 2008-04-24
0-001011 | CITY OF CHANDLER - NORTH ALMA SCHOOL WATER PRODUCTION | 3202 N ALMA SCHOOL RD | CHANDLER | AZ | 85224 | Maricopa | 1 | Perm Closure | 1982-01-01 | 1000 | Diesel | COMPARTMENT A | Single Walled | Fiberglass Reinforced Plastic | Suction - Check Valve at the Dispenser |  | Copper | Removal | 2001-11-14
0-007119 | CIRCLE K STORE #2709158 | 1945 S STAPLEY DR | MESA | AZ | 85204 | Maricopa | 2 | Perm Closure | 1988-11-01 | 10000 | Gasoline | COMPARTMENT A | Double Walled | Fiberglass Reinforced Plastic | Pressure |  | Fiberglass Reinforced Plastic | Removal | 2012-01-19
0-007119 | CIRCLE K STORE #2709158 | 1945 S STAPLEY DR | MESA | AZ | 85204 | Maricopa | 1 | Perm Closure | 1988-11-01 | 10000 | Gasoline | COMPARTMENT A | Double Walled | Fiberglass Reinforced Plastic | Pressure |  | Fiberglass Reinforced Plastic | Removal | 2012-01-19
0-003298 | MONTGOMERY WARD | 3601 E BROADWAY BLVD | TUCSON | AZ | 85716 | Pima | 1 | Perm Closure | 1962-01-06 | 10000 | Gasoline | COMPARTMENT A | Unknown | Unknown |  |  |  | Removal | 1986-10-01
0-003295 | MONTGOMERY WARD #2236 | 5849 W NORTHERN AVE | GLENDALE | AZ | 85301 | Maricopa | 3 | Perm Closure | 1973-01-03 | 10000 | Gasoline | COMPARTMENT A | Unknown | Asphalt coated or Bare Steel |  |  |  | Removal | 1989-07-25
0-010063 | SHAY STATION #21 | 2092 E 24TH ST | YUMA | AZ | 85365 | Yuma | 2 | Open | 2004-11-22 | 12000 | Gasoline | COMPARTMENT A | Double Walled | Fiberglass Reinforced Plastic | Pressure | Double Walled | Flexible
0-010063 | SHAY STATION #21 | 2092 E 24TH ST | YUMA | AZ | 85365 | Yuma | 1 | Open | 2004-11-22 | 12000 | Diesel | COMPARTMENT A | Double Walled | Fiberglass Reinforced Plastic | Pressure | Double Walled | Flexible
0-007485 | SAMARITAN VILLAGE TOWER | 1075 RUTH ST | PRESCOTT | AZ | 86301 | Yavapai | 1 | Perm Closure | 1982-01-01 | 110 | Diesel | COMPARTMENT A | Unknown | Asphalt coated or Bare Steel | Suction - Check Valve at the Tank Top |  |  | Removal | 1991-10-29
0-004139 | RIBELIN SALES INC | 402 W FAIRMONT DR | TEMPE | AZ | 85282 | Maricopa | 2 | Perm Closure | 1980-04-15 | 2000 | Gasoline | COMPARTMENT A | Double Walled | Asphalt coated or Bare Steel |  |  |  | Removal | 1989-11-14
0-010003 | QUIKTRIP #467 | 3875 S PRIEST DR | TEMPE | AZ | 85282 | Maricopa | 2 | Open | 2003-12-22 | 20000 | Gasoline | COMPARTMENT A | Double Walled | Fiberglass Reinforced Plastic | Pressure | Double Walled | Flexible
0-009038 | QUINTERO'S TIRE AND WHEELS | 501 S ARIZONA BLVD | COOLIDGE | AZ | 85128 | Pinal | 2 | Perm Closure | 1953-01-01 | 10000 | Gasoline | COMPARTMENT A | Double Walled | Asphalt coated or Bare Steel |  |  |  | Closed in Place | 1980-01-01
0-007930 | AUTO AVENUE SUN COUNTRY MARINE | 9817 N 19TH AVE | PHOENIX | AZ | 85021 | Maricopa | 1 | Perm Closure | 2005-06-17 | 500 | Used Oil/Waste Oil | COMPARTMENT A | Unknown | Asphalt coated or Bare Steel | Gravity Feed |  |  | Removal | 1992-08-18
0-007055 | JOHNSON CONTROLS | 407 S 17TH AVE | PHOENIX | AZ | 85007 | Maricopa | 2 | Perm Closure | 2005-06-17 |  | Diesel | COMPARTMENT A | Unknown | Asphalt coated or Bare Steel |  |  |  | Removal | 1989-10-03
0-000170 | ADPS - FLAGSTAFF | 1100 W KAIBAB LN | FLAGSTAFF | AZ | 86001 | Coconino | 1 | Perm Closure | 1971-01-01 | 10000 | Gasoline | COMPARTMENT A |  | Asphalt coated or Bare Steel | Suction - Check Valve at the Tank Top |  |  | Removal | 1997-10-22
0-004042 | TUCSON JET CENTER | 6720 S PLUMER AVE | TUCSON | AZ | 85756 | Pima | 4 | Open | 1989-05-01 | 10000 | Jet Fuel | COMPARTMENT A | Double Walled | Composite (Steel/Fiberglass) | Pressure | Single Walled | Bare or Galvanized Steel
0-005591 | WEISS GUYS CAR WASH #8 | 1503 W CAMELBACK RD | PHOENIX | AZ | 85015 | Maricopa | 8 | Perm Closure | 1991-10-11 | 10000 | Diesel | COMPARTMENT A | Double Walled | Composite (Steel/Fiberglass) | Pressure |  | Fiberglass Reinforced Plastic | Closed in Place | 2007-11-06
0-002085 | FTS CONSTRUCTION INC | 2946 E WOOD ST | PHOENIX | AZ | 85040 | Maricopa | 1 | Perm Closure | 1977-05-16 | 10000 | Gasoline | COMPARTMENT A | Single Walled | Asphalt coated or Bare Steel |  |  |  | Removal | 1994-05-19
0-000385 | ARIZONA MACHINERY | 197 W WARNER RD | CHANDLER | AZ | 85225 | Maricopa | 1 | Perm Closure | 1976-01-01 | 3000 | Gasoline | COMPARTMENT A | Single Walled | Asphalt coated or Bare Steel |  |  |  | Removal | 1989-07-05
0-005299 | UNOCAL #5568 | 826 MILLER VALLEY RD | PRESCOTT | AZ | 86301 | Yavapai | 3 | Perm Closure | 1966-04-15 | 280 | Used Oil/Waste Oil | COMPARTMENT A | Double Walled | Asphalt coated or Bare Steel |  |  |  | Removal | 1986-01-01
0-005274 | UNOCAL #3827 | 4032 N SCOTTSDALE RD | SCOTTSDALE | AZ | 85251 | Maricopa | 4 | Perm Closure | 1990-12-01 | 500 | Used Oil/Waste Oil | COMPARTMENT A | Double Walled | Composite (Steel/Fiberglass) | Gravity Feed |  | Fiberglass Reinforced Plastic | Removal | 1998-03-10
0-000116 | GOLDEN STAR AUTO BODY | 620 N 24TH ST | PHOENIX | AZ | 85008 | Maricopa | 2 | Perm Closure | 2005-06-17 | 4000 | Used Oil/Waste Oil | COMPARTMENT A |  | Asphalt coated or Bare Steel |  |  |  | Removal | 1988-12-06
0-003274 | SPEEDSMART #120 | 2402 E WASHINGTON ST | PHOENIX | AZ | 85034 | Maricopa | 8 | Open | 2018-02-23 | 20000 | Gasoline (UL) | COMPARTMENT A | Double Walled | Fiberglass Reinforced Plastic | Pressure | Double Walled | Fiberglass Reinforced Plastic
0-007225 | ARCO AM/PM #82326 | 2450 E VALENCIA RD | TUCSON | AZ | 85706 | Pima | 6 | Open | 2019-08-20 | 7000 | Diesel | COMPARTMENT B | Double Walled | Fiberglass Reinforced Plastic | Pressure | Double Walled | Fiberglass Reinforced Plastic
0-000267 | ADOT - BROADWAY FIELD OFFICE | 5002 S 48TH ST | PHOENIX | AZ | 85040 | Maricopa | 2 | Perm Closure | 2005-09-09 | 1000 | Used Oil/Waste Oil | COMPARTMENT A |  | Asphalt coated or Bare Steel |  |  |  | Removal | 2005-09-15
0-001277 | CIRCLE K #417 | 9949 E MAIN ST | MESA | AZ | 85207 | Maricopa | 1 | Perm Closure | 1970-01-01 | 10000 | Gasoline | COMPARTMENT A | Single Walled | Asphalt coated or Bare Steel | Pressure | Single Walled | Bare or Galvanized Steel | Removal | 1993-05-27
0-009309 | 4 SONS FOOD STORES #512 | 11425 E VIA LINDA | SCOTTSDALE | AZ | 85259 | Maricopa | 2 | Open | 1997-07-29 | 15000 | Gasoline | COMPARTMENT A | Double Walled | Fiberglass Reinforced Plastic | Pressure | Double Walled | Fiberglass Reinforced Plastic
0-001042 | RAJWANI INVESTMENTS, LLC (FOOD MART) | 5105 W GLENDALE AVE | GLENDALE | AZ | 85301 | Maricopa | 3 | Perm Closure | 1972-04-17 | 5000 | Gasoline | COMPARTMENT A | Single Walled | Asphalt coated or Bare Steel | Pressure | Single Walled | Bare or Galvanized Steel | Removal | 1986-01-07
0-001042 | RAJWANI INVESTMENTS, LLC (FOOD MART) | 5105 W GLENDALE AVE | GLENDALE | AZ | 85301 | Maricopa | 6 | Open | 1996-11-15 | 12000 | Gasoline | COMPARTMENT A | Single Walled | Fiberglass Reinforced Plastic | Pressure |  | Fiberglass Reinforced Plastic
0-001042 | RAJWANI INVESTMENTS, LLC (FOOD MART) | 5105 W GLENDALE AVE | GLENDALE | AZ | 85301 | Maricopa | 1 | Perm Closure | 1972-04-17 | 10000 | Gasoline | COMPARTMENT A | Single Walled | Asphalt coated or Bare Steel | Pressure | Single Walled | Bare or Galvanized Steel | Removal | 1986-01-07
0-004116 | CARIOCA #60 | 8233 E STATE ROUTE 69 | PRESCOTT VALLEY | AZ | 86314 | Yavapai | 3 | Open | 1987-05-26 | 10000 | Diesel | COMPARTMENT A | Single Walled | Fiberglass Reinforced Plastic | Pressure |  | Fiberglass Reinforced Plastic
0-006027 | CASTLES N COASTERS | 9445 N METRO PKWY E | PHOENIX | AZ | 85051 | Maricopa | 2 | Perm Closure | 1978-03-31 | 2000 | Unidentified | COMPARTMENT A | Double Walled | Asphalt coated or Bare Steel |  |  |  | Closed in Place | 1988-09-13
0-002198 | BESTWAY FOOD & GAS | 16551 N DYSART RD | SURPRISE | AZ | 85378 | Maricopa | 3 | Perm Closure | 1987-01-01 | 6000 | Gasoline | COMPARTMENT A | Single Walled | Fiberglass Reinforced Plastic | Pressure |  | Fiberglass Reinforced Plastic | Removal | 2016-08-10
0-001593 | COCHISE COUNTY - ROAD MAINTENANCE FACILITY | 500 N RAILROAD AVE | WILLCOX | AZ | 85643 | Cochise | 5 | Perm Closure | 1978-01-01 | 500 | Used Oil/Waste Oil | COMPARTMENT A | Single Walled | Asphalt coated or Bare Steel | Suction - Check Valve at the Tank Top | Single Walled | Bare or Galvanized Steel | Removal | 1992-12-14
0-004639 | 7-ELEVEN #19650 | 4748 E MCDOWELL RD | PHOENIX | AZ | 85008 | Maricopa | 2 | Perm Closure | 1978-05-05 | 7900 | Gasoline | COMPARTMENT A | Double Walled | Asphalt coated or Bare Steel |  |  |  | Removal | 1989-11-14
0-006141 | VALLEY FRONTIER BUILDING | 3550 N CENTRAL AVE | PHOENIX | AZ | 85012 | Maricopa | 2 | Perm Closure | 1964-01-01 | 5000 | Gasoline | COMPARTMENT A | Single Walled | Asphalt coated or Bare Steel |  |  |  | Removal | 1990-09-17
0-002762 | KARL MOEDL PONTIAC-BUICK INC | 1125 E 32ND ST | YUMA | AZ | 85365 | Yuma | 2 | Perm Closure | 1984-01-01 | 500 | Used Oil/Waste Oil | COMPARTMENT A | Double Walled | Asphalt coated or Bare Steel | Gravity Feed |  |  | Removal | 1993-12-29
0-000908 | SHELL GAS STATION | 8316 W INDIAN SCHOOL RD | PHOENIX | AZ | 85037 | Maricopa | 6 | Open | 1990-11-01 | 10000 | Gasoline | COMPARTMENT A | Double Walled | Fiberglass Reinforced Plastic | Pressure | Double Walled | Fiberglass Reinforced Plastic
0-007561 | CITY OF MESA - EAST MESA SERVICE CENTER | 6935 E DECATUR ST | MESA | AZ | 85207 | Maricopa | 3 | Open | 1990-10-24 | 2500 | New Oil | COMPARTMENT A | Double Walled | Fiberglass Reinforced Plastic | Suction - Check Valve at the Tank Top |  | Fiberglass Reinforced Plastic
0-001845 | EARNHARDT FORD | 777 E BASELINE RD | TEMPE | AZ | 85283 | Maricopa | 3 | Perm Closure | 1981-01-01 | 1000 | Unidentified | COMPARTMENT A |  | Asphalt coated or Bare Steel |  |  |  | Removal | 1996-02-16
0-005515 | VALLEY TOWING & VALLEY LIMOUSINE SERVICE | 2617 N 16TH ST | PHOENIX | AZ | 85006 | Maricopa | 1 | Perm Closure | 1976-03-25 | 2000 | Gasoline | COMPARTMENT A | Unknown | Unknown |  |  |  | Removal | 1989-09-06
0-000652 | HENSLEY & CO | 4201 N 45TH AVE | PHOENIX | AZ | 85031 | Maricopa | 6 | Perm Closure | 1988-04-01 | 2500 | Used Oil/Waste Oil | COMPARTMENT A | Double Walled | Fiberglass Reinforced Plastic | Pressure | Double Walled | Fiberglass Reinforced Plastic | Removal | 2020-11-06
0-000652 | HENSLEY & CO | 4201 N 45TH AVE | PHOENIX | AZ | 85031 | Maricopa | 2 | Perm Closure | 1988-04-01 | 12000 | Diesel | COMPARTMENT A | Double Walled | Fiberglass Reinforced Plastic | Pressure | Double Walled | Fiberglass Reinforced Plastic | Removal | 2020-11-06
0-005132 | TRIPLE G DAIRY INC | 6145 N 99TH AVE | GLENDALE | AZ | 85305 | Maricopa | 2 | Perm Closure | 1976-04-25 | 6000 | Diesel | COMPARTMENT A | Unknown | Asphalt coated or Bare Steel |  |  |  | Removal | 1990-05-23
0-006447 | SPEEDWAY STORE #2975 | 906 W HIGHWAY 92 | BISBEE | AZ | 85603 | Cochise | 2 | Open | 1987-03-15 | 10000 | Gasoline | COMPARTMENT A | Single Walled | Fiberglass Reinforced Plastic | Pressure |  | Bare or Galvanized Steel
0-005840 | PILOT TRAVEL CENTER #1180 | 41112 W INDIAN SCHOOL RD | TONOPAH | AZ | 85354 | Maricopa | 2 | Perm Closure | 1987-10-12 | 10000 | Gasoline | COMPARTMENT A | Double Walled | Fiberglass Reinforced Plastic | Pressure |  | Fiberglass Reinforced Plastic | Removal | 2018-11-15
0-005840 | PILOT TRAVEL CENTER #1180 | 41112 W INDIAN SCHOOL RD | TONOPAH | AZ | 85354 | Maricopa | 5 | Perm Closure | 1987-10-12 | 12000 | Diesel | COMPARTMENT A | Double Walled | Fiberglass Reinforced Plastic | Pressure |  | Fiberglass Reinforced Plastic | Removal | 2018-11-15
0-002098 | SUN WEST TRADING POST | 905 W HOPI DR | HOLBROOK | AZ | 86025 | Navajo | 1 | Perm Closure | 1965-01-01 | 3000 | Kerosene | COMPARTMENT A |  | Asphalt coated or Bare Steel |  |  |  | Removal | 2006-10-26
0-009160 | SOUTHERN PACIFIC |  | YUMA |  |  | Yuma | 1 | Perm Closure | 2005-06-17 | 250 | Gasoline | COMPARTMENT A | Single Walled | Asphalt coated or Bare Steel | Suction - Check Valve at the Tank Top | Single Walled | Bare or Galvanized Steel | Removal | 1997-12-01
0-008225 | SHELL |  | WHY |  |  | Pima | 1 | Perm Closure | 1960-01-01 | 3000 | Gasoline | COMPARTMENT A | Double Walled | Asphalt coated or Bare Steel | Suction - Check Valve at the Tank Top |  | Bare or Galvanized Steel | Removal | 1993-09-01
0-005622 | WESTERN MEAT COMPANY | 3201 W SOUTHERN | PHOENIX | AZ | 85339 | Maricopa | 1 | Perm Closure | 1976-01-01 | 8000 | Diesel | COMPARTMENT A |  | Asphalt coated or Bare Steel |  |  |  | Removal | 1990-10-09
0-005982 | GREEN ACRES MORTUARIES & CEMETERY | 401 N HAYDEN RD | SCOTTSDALE | AZ | 85257 | Maricopa | 1 | Perm Closure | 1968-03-22 | 5000 | Gasoline | COMPARTMENT A | Unknown | Asphalt coated or Bare Steel |  |  |  | Removal | 1991-05-05
0-002140 | CHAPMAN VALUE CENTER | 7100 E MCDOWELL RD | SCOTTSDALE | AZ | 85257 | Maricopa | 1 | Perm Closure | 1972-03-04 | 2000 | Unidentified | COMPARTMENT A | Single Walled | Asphalt coated or Bare Steel |  |  |  | Removal | 1992-02-19
0-009098 | JM BLAIR FACILITY | 204 N CORONADO BLVD | CLIFTON | AZ | 85533 | Greenlee | 3 | Perm Closure | 2005-06-17 | 200 | Used Oil/Waste Oil | COMPARTMENT A | Double Walled | Asphalt coated or Bare Steel | Gravity Feed |  | Bare or Galvanized Steel | Removal | 1997-05-08
0-007957 | PARCEL NO #210-10-0010 | 34220 N SIERRA VISTA DR | SAN TAN VALLEY | AZ | 85413 |  | 1 | Perm Closure | 2005-06-17 | 10000 | Gasoline | COMPARTMENT A | Unknown | Asphalt coated or Bare Steel | Suction - Check Valve at the Tank Top |  | Bare or Galvanized Steel | Removal | 1992-08-12
0-008801 | ANTLER'S RV | 2130 E INDIAN SCHOOL RD | PHOENIX | AZ | 85016 | Maricopa | 1 | Perm Closure | 2005-06-17 | 6500 | Diesel | COMPARTMENT A | Double Walled | Asphalt coated or Bare Steel | Pressure |  | Bare or Galvanized Steel | Removal | 1996-06-20
0-000184 | ADPS - TUCSON DISTRICT OFFICE | 6401 S TUCSON BLVD | TUCSON | AZ | 85706 | Pima | 2 | Perm Closure | 1981-01-01 | 10000 | Gasoline | COMPARTMENT A | Single Walled | Asphalt coated or Bare Steel | Pressure | Single Walled | Bare or Galvanized Steel | Removal | 1997-08-27
0-005468 | CIRCLE K #2933 | 1250 N ARIZONA BLVD | COOLIDGE | AZ | 85128 | Pinal | 2 | Perm Closure | 1975-04-26 | 6000 | Gasoline | COMPARTMENT A | Single Walled | Asphalt coated or Bare Steel | Pressure |  | Fiberglass Reinforced Plastic | Removal | 2016-10-12
0-001544 | CITIZENS UTILITIES - BULLHEAD CITY | 875 HANCOCK RD | BULLHEAD CITY | AZ | 86442 | Mohave | 2 | Perm Closure | 1971-01-01 | 1000 | Diesel | COMPARTMENT A |  | Asphalt coated or Bare Steel | Suction - Check Valve at the Tank Top |  |  | Removal | 1991-07-25
0-002395 | GREYHOUND LINES #8612 | 399 S MALPAIS LN | FLAGSTAFF | AZ | 86001 | Coconino | 1 | Perm Closure | 1973-01-01 | 10000 | Diesel | COMPARTMENT A |  | Asphalt coated or Bare Steel | Pressure |  | Bare or Galvanized Steel | Removal | 1994-05-01
0-005951 | PARCEL 401-37-001C | 37 N HIGHWAY 87 | COOLIDGE | AZ | 85128 | Pinal | 2 | Perm Closure | 1957-01-01 | 5000 | Gasoline | COMPARTMENT A | Single Walled | Asphalt coated or Bare Steel |  |  |  | Removal | 1988-11-01
0-005826 | USF&W - HAVASU NATIONAL WILDLIFE REFUGE |  | TOPOCK |  |  | Mohave | 2 | Perm Closure | 1963-01-01 | 550 | Diesel | COMPARTMENT A | Single Walled | Asphalt coated or Bare Steel |  |  |  | Removal | 1990-12-20
0-006552 | MAYER HIGH SCHOOL | 17300 E MULE DEER DR | SPRING VALLEY | AZ | 86333 | Yavapai | 1 | Perm Closure | 1988-08-07 | 6000 | Diesel | COMPARTMENT A | Double Walled | Composite (Steel/Fiberglass) |  |  |  | Removal | 2009-03-20
0-009333 | HERTZ EQUIPMENT RENTAL | 755 E BASELINE RD | GILBERT | AZ | 85233 | Maricopa | 1 | Perm Closure | 1997-09-10 | 600 | Gasoline | COMPARTMENT A | Double Walled | Fiberglass Reinforced Plastic | Pressure | Double Walled | Fiberglass Reinforced Plastic | Removal | 2020-12-15
0-009532 | QUIKTRIP #461 | 2535 W CAMELBACK RD | PHOENIX | AZ | 85017 | Maricopa | 1 | Perm Closure | 2005-06-17 | 4000 | Gasoline | COMPARTMENT A | Unknown | Asphalt coated or Bare Steel |  |  |  | Removal | 1987-05-14
0-001997 | EXXON #7-3558 | 5850 N 7TH ST | PHOENIX | AZ | 85014 | Maricopa | 1 | Perm Closure | 1968-01-01 | 6000 | Gasoline | COMPARTMENT A | Single Walled | Fiberglass Reinforced Plastic | Pressure |  | Fiberglass Reinforced Plastic | Removal | 1993-10-15
0-009684 | CHEVRON #207557 | 815 N GILBERT RD | GILBERT | AZ | 85234 | Maricopa | 1 | Open | 2000-03-25 | 20000 | Gasoline | COMPARTMENT A | Double Walled | Fiberglass Reinforced Plastic | Pressure | Double Walled | Fiberglass Reinforced Plastic
0-003926 | BHP MIAMI UNIT | HWY 60, PINTO VALLEY RD | MIAMI | AZ | 85539 | Gila | 3 | Perm Closure | 1974-01-01 | 10000 | Diesel | COMPARTMENT A | Single Walled | Asphalt coated or Bare Steel |  |  |  | Removal | 1990-03-20
0-006209 | GLENDALE ELEMENTARY SCHOOL DISTRICT #40 | 7015 W MARYLAND AVE | GLENDALE | AZ | 85303 | Maricopa | 2 | Open | 1988-01-01 | 10000 | Diesel | COMPARTMENT A | Double Walled | Fiberglass Reinforced Plastic | Pressure | Double Walled | Fiberglass Reinforced Plastic
0-004684 | 7-ELEVEN #26330 | 2810 E BASELINE RD | MESA | AZ | 85204 | Maricopa | 3 | Perm Closure | 1984-05-05 | 10000 | Gasoline | COMPARTMENT A | Unknown | Fiberglass Reinforced Plastic | Pressure |  | Fiberglass Reinforced Plastic | Removal | 2011-05-25
0-002079 | CONTINENTAL ELEMENTARY SCHOOL | 1991 E WHITEHOUSE RD | GREEN VALLEY | AZ | 85614 | Pima | 2 | Perm Closure | 1970-06-12 | 1000 | Gasoline | COMPARTMENT A | Single Walled | Asphalt coated or Bare Steel | Suction - Check Valve at the Tank Top |  |  | Removal | 1994-02-14
0-009818 | CIRCLE K #2706459 | 1557 S VAL VISTA DR | MESA | AZ | 85204 | Maricopa | 1 | Open | 2001-06-29 | 10000 | Diesel | COMPARTMENT A | Double Walled | Fiberglass Reinforced Plastic | Pressure | Double Walled | Fiberglass Reinforced Plastic
0-009086 | CIRCLE K #2705322 | 24838 N 35TH AVE | PHOENIX | AZ | 85027 | Maricopa | 2 | Open | 1996-11-09 | 10000 | Gasoline | COMPARTMENT A | Double Walled | Fiberglass Reinforced Plastic | Pressure | Double Walled | Fiberglass Reinforced Plastic
0-006010 | CIRCLE K #2708598 | 15410 N 40TH ST | PHOENIX | AZ | 85032 | Maricopa | 3 | Open | 1988-02-24 | 10000 | Gasoline | COMPARTMENT A | Double Walled | Fiberglass Reinforced Plastic | Pressure |  | Fiberglass Reinforced Plastic
0-001756 | ARIZONA ARMY NATIONAL GUARD - FLAGSTAFF | 320 N THORPE RD | FLAGSTAFF | AZ | 86001 | Coconino | 1 | Perm Closure | 1958-01-01 | 1000 | Gasoline | COMPARTMENT A |  | Asphalt coated or Bare Steel | Suction - Check Valve at the Tank Top | Single Walled | Bare or Galvanized Steel | Removal | 1989-12-12
0-009529 | AIRPARK LAND | 15575 N 79TH PL | SCOTTSDALE | AZ | 85260 | Maricopa | 1 | Open | 1999-09-16 | 10000 | Jet Fuel | COMPARTMENT A | Double Walled | Fiberglass Reinforced Plastic
0-007434 | CIRCLE K #2701750 | 5049 W PEORIA AVE | GLENDALE | AZ | 85302 | Maricopa | 1 | Open | 1987-09-01 | 10000 | Gasoline | COMPARTMENT A | Single Walled | Fiberglass Reinforced Plastic | Pressure | Single Walled | Fiberglass Reinforced Plastic
0-009387 | EXXON #7 | 1941 E MCDOWELL RD | PHOENIX | AZ | 85006 | Maricopa | 3 | Perm Closure | 1961-11-01 | 550 | Used Oil/Waste Oil | COMPARTMENT A | Double Walled | Asphalt coated or Bare Steel |  |  |  | Removal | 1998-12-22
0-009959 | NEUTRONICS INC PROPERTY | 3602 W CLARENDON AVE | PHOENIX | AZ | 85019 | Maricopa | 1 | Perm Closure | 2005-06-17 | 8000 | Gasoline | COMPARTMENT A | Unknown | Asphalt coated or Bare Steel |  |  |  | Removal | 2004-10-08
0-002967 | SPEEDWAY STORE #2983 | 6777 N SANDARIO RD | MARANA | AZ | 85743 | Pima | 2 | Perm Closure | 1986-09-27 | 10000 | Gasoline | COMPARTMENT A | Single Walled | Asphalt coated or Bare Steel |  |  |  | Removal | 2006-04-18
0-005334 | ROLLINS LEASING CORP | 3655 E REFINERY WAY | TUCSON | AZ | 85713 | Pima | 1 | Perm Closure | 1976-01-01 | 7000 | Diesel | COMPARTMENT A | Single Walled | Asphalt coated or Bare Steel |  |  |  | Removal | 1990-04-03
0-009446 | SANDY AND SONS AUTO SERVICE | 2830 E MCKELLIPS RD | MESA | AZ | 85213 | Maricopa | 1 | Perm Closure | 2005-06-17 | 500 | Used Oil/Waste Oil | COMPARTMENT A | Double Walled | Asphalt coated or Bare Steel |  |  |  | Removal | 1999-05-19
0-002695 | POWER ENTERPRISES | 20220 S POWER RD | GILBERT | AZ | 85236 | Maricopa | 4 | Perm Closure | 1954-01-01 | 10000 | Gasoline | COMPARTMENT A | Single Walled | Asphalt coated or Bare Steel |  |  |  | Removal | 1989-12-29
0-001758 | PRESCOTT NATIONAL GUARD ARMORY | 1500 HERITAGE PARK RD | PRESCOTT | AZ | 86301 | Yavapai | 1 | Perm Closure | 1979-01-01 | 2000 | Diesel | COMPARTMENT A | Single Walled | Fiberglass Reinforced Plastic | Suction - Check Valve at the Tank Top |  |  | Removal | 1997-03-21
0-000367 | AG&F - REGION II | 1420 W BEALE ST | KINGMAN | AZ | 86401 | Mohave | 1 | Perm Closure | 1979-01-01 | 3000 | Gasoline | COMPARTMENT A |  | Asphalt coated or Bare Steel | Suction - Check Valve at the Tank Top |  |  | Removal | 1991-04-11
0-009099 | ARCO AM/PM #5982 | 4060 N CENTRAL AVE | PHOENIX | AZ | 85012 | Maricopa | 2 | Perm Closure | 1996-12-20 | 10000 | Gasoline | COMPARTMENT A | Double Walled | Fiberglass Reinforced Plastic | Pressure | Double Walled |  | Removal | 2010-11-16
0-001439 | CIRCLE K #2701577 | 1123 W THATCHER BLVD | SAFFORD | AZ | 85546 | Graham | 1 | Perm Closure | 1982-01-01 | 12000 | Gasoline | COMPARTMENT A | Single Walled | Asphalt coated or Bare Steel | Pressure | Single Walled | Bare or Galvanized Steel | Removal | 2005-11-29
0-003482 | TAYLOR ROAD YARD | 14 MAVERICK LN | TAYLOR | AZ | 85939 | Navajo | 1 | Perm Closure | 1976-05-13 | 5000 | Diesel | COMPARTMENT A | Unknown | Asphalt coated or Bare Steel | Suction - Check Valve at the Tank Top |  |  | Removal | 1997-10-01
0-003482 | TAYLOR ROAD YARD | 14 MAVERICK LN | TAYLOR | AZ | 85939 | Navajo | 2 | Perm Closure | 1976-05-13 | 5000 | Gasoline | COMPARTMENT A | Unknown | Asphalt coated or Bare Steel | Suction - Check Valve at the Tank Top |  |  | Removal | 1997-10-01
0-003499 | ARDLEDGE FARMS | 13048 S LINDSAY RD | GILBERT | AZ | 85296 | Maricopa | 1 | Perm Closure | 1981-01-01 | 25000 | Diesel | COMPARTMENT A |  | Asphalt coated or Bare Steel |  |  |  | Removal | 1997-03-18
0-002021 | CIRCLE K #5592 | 367 E MCKELLIPS RD | MESA | AZ | 85201 | Maricopa | 1 | Perm Closure | 1967-01-01 | 8000 | Gasoline | COMPARTMENT A | Single Walled | Asphalt coated or Bare Steel | Suction - Check Valve at the Tank Top | Single Walled | Bare or Galvanized Steel | Removal | 1996-12-15
0-003388 | SUPERSTITION CRISMON SOC #141242 | 220 S CRISMON RD | MESA | AZ | 85208 | Maricopa | 2 | Perm Closure | 1973-01-01 | 10000 | Diesel | COMPARTMENT A |  | Asphalt coated or Bare Steel | Pressure |  | Fiberglass Reinforced Plastic | Removal | 1995-02-09
0-000534 | ARCO #5271 | 1825 N 24TH ST | PHOENIX | AZ | 85008 | Maricopa | 3 | Perm Closure | 2005-06-17 | 10000 | Gasoline | COMPARTMENT A |  | Asphalt coated or Bare Steel | Pressure |  |  | Removal | 1993-11-01
0-004032 | RAINBO BAKING CO | 1133 E BROADWAY RD | MESA | AZ | 85204 | Maricopa | 1 | Perm Closure | 1978-04-25 | 10000 | Gasoline | COMPARTMENT A | Unknown | Asphalt coated or Bare Steel | Pressure |  | Bare or Galvanized Steel | Removal | 1994-03-25
0-008535 | GERBER COLLISION & GLASS | 2700 E MAIN ST | MESA | AZ | 85213 | Maricopa | 4 | Perm Closure | 2005-06-17 | 550 | Used Oil/Waste Oil | COMPARTMENT A | Unknown | Unknown |  |  |  | Removal | 1995-01-05
0-000546 | CHEVRON #9-8190 | 1901 W BETHANY HOME RD | PHOENIX | AZ | 85015 | Maricopa | 3 | Perm Closure | 1981-01-01 | 10000 | Gasoline | COMPARTMENT A | Double Walled | Fiberglass Reinforced Plastic | Pressure |  | Fiberglass Reinforced Plastic | Removal | 1996-03-20
0-010575 | QUIKTRIP #458 | 2836 N 27TH AVE | PHOENIX | AZ | 85009 | Maricopa | 1 | Open | 2016-09-21 | 12000 | Diesel | COMPARTMENT A | Double Walled | Fiberglass Reinforced Plastic | Pressure | Double Walled | Flexible
0-004919 | TEXACO #60-349-0026 | 1551 E INDIAN SCHOOL RD | PHOENIX | AZ | 85014 | Maricopa | 6 | Perm Closure | 1986-05-07 | 10000 | Gasoline | COMPARTMENT A | Double Walled | Fiberglass Reinforced Plastic | Pressure |  | Fiberglass Reinforced Plastic | Removal | 2002-10-28
0-003619 | PARKS & SONS OF SUN CITY INC | 11629 NW GRAND AVE | EL MIRAGE | AZ | 85335 | Maricopa | 1 | Perm Closure | 1981-01-01 | 5000 | Diesel | COMPARTMENT A |  | Asphalt coated or Bare Steel |  |  |  | Removal | 1989-10-27
0-002832 | ASARCO LLC RAY MINE OPERATIONS | 27809 N MINERAL CREEK RD | KEARNY | AZ | 85137 | Pinal | 10 | Perm Closure | 1968-01-01 | 5000 | Gasoline | COMPARTMENT A |  | Asphalt coated or Bare Steel |  |  |  | Removal | 1989-12-14
0-004326 | BANNER - THUNDERBIRD MEDICAL CENTER | 5555 W THUNDERBIRD RD | GLENDALE | AZ | 85306 | Maricopa | 2 | Perm Closure | 1986-05-02 | 10000 | Jet Fuel | COMPARTMENT A | Double Walled | Fiberglass Reinforced Plastic |  |  |  | Removal | 1996-09-10
0-002146 | CITY OF FLAGSTAFF - VEHICLE MAINTENANCE SHOP | 419 N MOGOLLON ST | FLAGSTAFF | AZ | 86001 | Coconino | 6 | Perm Closure | 1966-05-06 | 6000 | Used Oil/Waste Oil | COMPARTMENT A | Single Walled | Asphalt coated or Bare Steel |  |  |  | Removal | 1990-10-19
0-006028 | HOWARD DITCHING - FORMER | 1845 N 28TH AVE | PHOENIX | AZ | 85008 | Maricopa | 1 | Perm Closure | 1978-04-01 | 5000 | Gasoline | COMPARTMENT A | Unknown | Asphalt coated or Bare Steel |  |  |  | Removal | 1998-02-18
0-006028 | HOWARD DITCHING - FORMER | 1845 N 28TH AVE | PHOENIX | AZ | 85008 | Maricopa | 4 | Perm Closure | 2005-06-17 | 10000 | Diesel | COMPARTMENT A | Unknown | Asphalt coated or Bare Steel |  |  |  | Removal | 1998-02-18
0-003141 | DOBSON SUBSTATION/FIRE STATION 207 | 2505 S DOBSON RD | MESA | AZ | 85202 | Maricopa | 2 | Perm Closure | 1982-04-10 | 10000 | Diesel | COMPARTMENT A | Single Walled | Fiberglass Reinforced Plastic | Pressure | Double Walled |  | Removal | 2020-11-12
0-008791 | CHICKASHA COTTON OIL STATION |  | FRIENDLY CORNERS |  |  | Pinal | 2 | Perm Closure | 2005-06-17 |  | Gasoline | COMPARTMENT A | Double Walled | Asphalt coated or Bare Steel |  |  |  | Removal | 1996-01-23
0-000964 | THE CARWASHER | 1440 S LONGMORE | MESA | AZ | 85202 | Maricopa | 2 | Perm Closure | 1984-01-01 | 12000 | Gasoline | COMPARTMENT A | Single Walled | Fiberglass Reinforced Plastic | Gravity Feed |  | Fiberglass Reinforced Plastic | Removal | 2006-06-26
0-003653 | PEMEX LTD |  | PAYSON |  |  | Gila | 3 | Perm Closure | 1981-01-01 | 3000 | Kerosene | COMPARTMENT A | Single Walled | Asphalt coated or Bare Steel |  |  |  | Removal | 1994-12-15
0-001106 | EXPRESS STOP #127 | 403 S BEELINE HWY | PAYSON | AZ | 85541 | Gila | 2 | Perm Closure | 1981-01-01 | 10000 | Gasoline | COMPARTMENT A | Single Walled | Fiberglass Reinforced Plastic | Pressure |  | Fiberglass Reinforced Plastic | Removal | 1994-02-01
0-001096 | CHEVRON #9-0860 | 6502 N 7TH ST | PHOENIX | AZ | 85014 | Maricopa | 2 | Perm Closure | 1968-01-01 | 5000 | Gasoline | COMPARTMENT A |  | Asphalt coated or Bare Steel | Pressure |  | Fiberglass Reinforced Plastic | Removal | 1993-12-08
0-001096 | CHEVRON #9-0860 | 6502 N 7TH ST | PHOENIX | AZ | 85014 | Maricopa | 1 | Perm Closure | 1968-01-01 | 10000 | Gasoline | COMPARTMENT A |  | Asphalt coated or Bare Steel | Pressure |  | Fiberglass Reinforced Plastic | Removal | 1993-12-08
0-006436 | KING RACING FUEL | 5722 NW GRAND AVE | GLENDALE | AZ | 85301 | Maricopa | 1 | Perm Closure | 1968-09-01 | 2000 | Gasoline | COMPARTMENT A | Unknown | Asphalt coated or Bare Steel | Suction - Check Valve at the Tank Top |  | Bare or Galvanized Steel | Removal | 2002-06-18
0-000125 | AMERICAN ROCKWOOL | 1474 N V I P BLVD | CASA GRANDE | AZ | 85122 | Pinal | 1 | Perm Closure | 1979-01-01 | 10000 | Diesel | COMPARTMENT A |  | Asphalt coated or Bare Steel |  |  |  | Removal | 1995-07-14
0-000159 | ARIZONA MPP | 230 S 49TH AVE | PHOENIX | AZ | 85043 | Maricopa | 3 | Perm Closure | 1980-01-01 | 4000 | Hazardous Substance | COMPARTMENT A | Single Walled | Asphalt coated or Bare Steel |  |  |  | Removal | 1987-05-01
0-004344 | G & M TIRES | 132 E RAILROAD AVE | WILLIAMS | AZ | 86046 | Coconino | 5 | Perm Closure | 2019-02-25 | 550 | Used Oil/Waste Oil | COMPARTMENT A | Single Walled | Asphalt coated or Bare Steel |  |  |  | Removal | 2018-12-20
0-004986 | FLYERS ENERGY 3057 | 3555 S RICHEY BLVD | TUCSON | AZ | 85713 | Pima | 2 | Open | 1979-01-01 | 20000 | Gasoline (UL) | COMPARTMENT A |  | Asphalt coated or Bare Steel | Pressure | Double Walled | Fiberglass Reinforced Plastic
0-004986 | FLYERS ENERGY 3057 | 3555 S RICHEY BLVD | TUCSON | AZ | 85713 | Pima | 10 | Perm Closure | 1979-05-01 | 12000 | New Oil | COMPARTMENT A | Double Walled | Asphalt coated or Bare Steel | Suction - Check Valve at the Tank Top |  |  | Removal | 1998-12-15
0-003904 | PRIDE TRAVEL CENTER (ELOY) | 5240 N SUNLAND GIN RD | ELOY | AZ | 85131 | Pinal | 6 | Open | 1986-01-01 | 10000 | Gasoline (UL) | COMPARTMENT A | Double Walled | Composite (Steel/Fiberglass) | Pressure |  | Fiberglass Reinforced Plastic
0-003904 | PRIDE TRAVEL CENTER (ELOY) | 5240 N SUNLAND GIN RD | ELOY | AZ | 85131 | Pinal | 4 | Open | 1986-01-01 | 10000 | Gasoline (UL) | COMPARTMENT A | Double Walled | Composite (Steel/Fiberglass) | Pressure |  | Fiberglass Reinforced Plastic
0-005079 | SPEEDWAY SELF SERVE | 2604 E SPEEDWAY BLVD | TUCSON | AZ | 85716 | Pima | 7 | Perm Closure | 2015-05-29 | 100 | Used Oil/Waste Oil | COMPARTMENT A | Single Walled | Asphalt coated or Bare Steel |  |  |  | Removal | 2015-04-28
0-006500 | MARANA MIDDLE SCHOOL | 11279 W GRIER RD | MARANA | AZ | 85653 | Pima | 4 | Perm Closure | 1973-11-01 | 10000 | Gasoline | COMPARTMENT A | Unknown | Asphalt coated or Bare Steel | Suction - Check Valve at the Tank Top |  |  | Removal | 1994-01-20
0-005869 | MINIT LUBE 1146 | 2745 W PEORIA AVE | PHOENIX | AZ | 85029 | Maricopa | 3 | Perm Closure | 1987-01-18 | 2000 | Unidentified | COMPARTMENT A | Double Walled | Asphalt coated or Bare Steel | Suction - Check Valve at the Tank Top |  |  | Removal | 1995-11-30
0-005869 | MINIT LUBE 1146 | 2745 W PEORIA AVE | PHOENIX | AZ | 85029 | Maricopa | 1 | Perm Closure | 1987-01-18 | 5000 | Unidentified | COMPARTMENT A | Double Walled | Asphalt coated or Bare Steel | Suction - Check Valve at the Tank Top |  |  | Removal | 1995-11-30
0-001969 | GILL'S & SONS | 6002 N BLACK CANYON HWY | PHOENIX | AZ | 85017 | Maricopa | 3 | Perm Closure | 1973-01-01 | 10000 | Gasoline | COMPARTMENT A | Single Walled | Fiberglass Reinforced Plastic | Pressure | Single Walled | Bare or Galvanized Steel | Removal | 1999-06-09
0-000525 | ARCO #1523 | 2322 E THOMAS RD | PHOENIX | AZ | 85016 | Maricopa | 1 | Perm Closure | 1974-01-01 | 10000 | Gasoline | COMPARTMENT A |  | Asphalt coated or Bare Steel | Pressure | Single Walled | Bare or Galvanized Steel | Removal | 1991-10-15
0-000525 | ARCO #1523 | 2322 E THOMAS RD | PHOENIX | AZ | 85016 | Maricopa | 2 | Perm Closure | 1974-01-01 | 10000 | Gasoline | COMPARTMENT A |  | Asphalt coated or Bare Steel |  |  |  | Removal | 1991-10-15
0-002638 | AUTOMOTIVE DYNAMICS | 10222 W SANTA FE DR | SUN CITY | AZ | 85351 | Maricopa | 3 | Perm Closure | 1966-03-23 | 2000 | Unidentified | COMPARTMENT A | Double Walled | Asphalt coated or Bare Steel |  |  |  | Removal | 1989-07-01
0-002638 | AUTOMOTIVE DYNAMICS | 10222 W SANTA FE DR | SUN CITY | AZ | 85351 | Maricopa | 1 | Perm Closure | 1966-03-23 | 2000 | Unidentified | COMPARTMENT A | Double Walled | Asphalt coated or Bare Steel |  |  |  | Removal | 1989-05-01
0-001618 | STERICYCLE SPECIALTY WASTE SOLUTIONS, INC. | 2844 W BROADWAY RD | PHOENIX | AZ | 85041 | Maricopa | 2 | Perm Closure | 1967-01-01 | 500 | Gasoline | COMPARTMENT A |  | Asphalt coated or Bare Steel |  |  |  | Removal | 1990-01-01
0-001618 | STERICYCLE SPECIALTY WASTE SOLUTIONS, INC. | 2844 W BROADWAY RD | PHOENIX | AZ | 85041 | Maricopa | 4 | Perm Closure | 1967-01-01 | 500 | Gasoline | COMPARTMENT A |  | Asphalt coated or Bare Steel |  |  |  | Removal | 1990-01-01
0-001098 | VALLEY METRO - CENTRAL STATION | 302 N CENTRAL AVE | PHOENIX | AZ | 85004 | Maricopa | 5 | Perm Closure | 2005-06-17 | 550 | Used Oil/Waste Oil | COMPARTMENT A |  | Asphalt coated or Bare Steel |  |  |  | Removal | 1996-07-24
0-008956 | FASTSTOP #5 | 21966 E US HIGHWAY 60 | FLORENCE JUNCTION | AZ | 85118 | Pinal | 2 | Perm Closure | 2005-06-17 | 8000 | Gasoline | COMPARTMENT A |  | Asphalt coated or Bare Steel | Pressure |  | Bare or Galvanized Steel | Removal | 1995-08-01
0-003318 | ON SEMICONDUCTOR | 5005 E MCDOWELL RD | PHOENIX | AZ | 85008 | Maricopa | 3 | Perm Closure | 1975-04-19 | 34000 | Unidentified | COMPARTMENT A | Unknown | Asphalt coated or Bare Steel |  |  |  | Removal | 1988-09-15
0-004582 | SONOITA SERVICE |  | SONOITA |  |  | Santa Cruz | 3 | Perm Closure | 1964-04-24 | 1000 | Diesel | COMPARTMENT A | Double Walled | Asphalt coated or Bare Steel |  |  |  | Removal | 1990-01-23
0-003091 | T & M TEXACO | 201 W SECOND ST | WINSLOW | AZ | 86047 | Navajo | 8 | Perm Closure | 1988-01-01 | 2000 | Gasoline | COMPARTMENT A | Double Walled | Composite (Steel/Fiberglass) | Pressure |  | Fiberglass Reinforced Plastic | Removal | 2002-05-02
0-003091 | T & M TEXACO | 201 W SECOND ST | WINSLOW | AZ | 86047 | Navajo | 4 | Perm Closure | 1975-01-01 | 6000 | Gasoline | COMPARTMENT A | Single Walled | Asphalt coated or Bare Steel |  |  |  | Removal | 1988-01-01
0-003091 | T & M TEXACO | 201 W SECOND ST | WINSLOW | AZ | 86047 | Navajo | 6 | Perm Closure | 1988-01-12 | 3000 | Gasoline | COMPARTMENT A | Double Walled | Composite (Steel/Fiberglass) | Pressure |  | Fiberglass Reinforced Plastic | Removal | 2002-05-02
0-003091 | T & M TEXACO | 201 W SECOND ST | WINSLOW | AZ | 86047 | Navajo | 3 | Perm Closure | 1963-01-01 | 2000 | Gasoline | COMPARTMENT A | Single Walled | Asphalt coated or Bare Steel |  |  |  | Removal | 1988-01-01
0-003091 | T & M TEXACO | 201 W SECOND ST | WINSLOW | AZ | 86047 | Navajo | 5 | Perm Closure | 1976-01-01 | 550 | Used Oil/Waste Oil | COMPARTMENT A | Single Walled | Asphalt coated or Bare Steel | Gravity Feed |  | Bare or Galvanized Steel | Removal | 1994-08-30
0-003333 | TUCSON SOUTHWEST CO #121425 | 4431 W IRVINGTON RD | TUCSON | AZ | 85746 | Pima | 1 | Perm Closure | 1970-01-07 | 1000 | Diesel | COMPARTMENT A | Double Walled | Asphalt coated or Bare Steel |  |  |  | Removal | 1990-01-13
0-004841 | BCW INC | 14152 N ATTAWAY RD | COOLIDGE | AZ | 85128 | Pinal | 3 | Perm Closure | 2005-06-17 | 10000 | Diesel | COMPARTMENT A | Single Walled | Asphalt coated or Bare Steel |  |  |  | Removal | 1989-12-01
0-003398 | SCOTTSDALE SOC #142181 | 3629 N WELLS FARGO AVE | SCOTTSDALE | AZ | 85251 | Maricopa | 1 | Perm Closure | 1974-01-15 | 10000 | Gasoline | COMPARTMENT A | Double Walled | Asphalt coated or Bare Steel | Pressure |  | Fiberglass Reinforced Plastic | Removal | 1993-11-02
0-000849 | DESERT SANDSCAPES | 860 E 19TH ST | TUCSON | AZ | 85719 | Pima | 1 | Perm Closure | 1991-01-15 | 10000 | Diesel | COMPARTMENT A |  | Composite (Steel/Fiberglass) | Suction - Check Valve at the Tank Top | Double Walled |  | Removal | 1992-03-15
0-004585 | CONGRESS SERVICE STATION |  | CONGRESS |  |  | Yavapai | 4 | Perm Closure | 1976-03-13 | 1000 | Used Oil/Waste Oil | COMPARTMENT A | Double Walled | Asphalt coated or Bare Steel |  |  |  | Removal | 1990-05-02
0-006545 | CITY OF WILLIAMS - SHOP FACILITY | 800 N AIRPORT RD | WILLIAMS | AZ | 86046 | Coconino | 3 | Perm Closure | 1978-12-21 | 4000 | Diesel | COMPARTMENT A | Double Walled | Asphalt coated or Bare Steel |  |  |  | Removal | 1988-10-01
0-010500 | BUREAU OF LAND MANAGEMENT - ABANDONED PROPERTY | 613 S OATMAN HWY | OATMAN | AZ | 86433 | Mohave | 1 | Temp Closure | 2014-06-18 | 1000 | Gasoline | COMPARTMENT A | Single Walled | Asphalt coated or Bare Steel |  |  |  |  | 1970-01-01
0-010589 | FRY'S FUEL CENTER #657 | 25371 N LAKE PLEASANT PKWY | PEORIA | AZ | 85383 | Maricopa | 2 | Open | 2016-11-17 | 8000 | Gasoline (PUL) | COMPARTMENT A | Double Walled | Fiberglass Reinforced Plastic | Pressure | Double Walled | Fiberglass Reinforced Plastic
0-001196 | CIRCLE K #2700225 | 500 W PIMA ST | GILA BEND | AZ | 85337 | Maricopa | 2 | Perm Closure | 1985-01-01 | 10000 | Gasoline | COMPARTMENT A | Double Walled | Fiberglass Reinforced Plastic | Pressure | Single Walled | Fiberglass Reinforced Plastic | Removal | 2018-02-15
0-001196 | CIRCLE K #2700225 | 500 W PIMA ST | GILA BEND | AZ | 85337 | Maricopa | 1 | Perm Closure | 1985-01-01 | 10000 | Gasoline | COMPARTMENT A | Double Walled | Fiberglass Reinforced Plastic | Pressure | Single Walled | Fiberglass Reinforced Plastic | Removal | 2018-02-15
0-001442 | CIRCLE K #2701581 | 2004 S 6TH AVE | TUCSON | AZ | 85713 | Pima | 3 | Open | 1985-01-01 | 10000 | Gasoline | COMPARTMENT A | Double Walled | Fiberglass Reinforced Plastic | Pressure | Double Walled | Fiberglass Reinforced Plastic
0-001483 | CIRCLE K #2701792 | 1009 S BEELINE HWY | PAYSON | AZ | 85541 | Gila | 4 | Open | 2020-04-27 | 20000 | Gasoline (UL) | COMPARTMENT A | Double Walled | Fiberglass Reinforced Plastic | Pressure | Double Walled | Fiberglass Reinforced Plastic
0-008192 | FORD DEALERSHIP | 7111 E CAMELBACK RD | SCOTTSDALE | AZ | 85251 | Maricopa | 5 | Perm Closure | 2005-06-17 | 500 | Unidentified | COMPARTMENT A | Unknown | Asphalt coated or Bare Steel |  |  |  | Removal | 1993-09-16
0-008192 | FORD DEALERSHIP | 7111 E CAMELBACK RD | SCOTTSDALE | AZ | 85251 | Maricopa | 3 | Perm Closure | 2005-06-17 | 2000 | Diesel | COMPARTMENT A | Unknown | Asphalt coated or Bare Steel |  |  |  | Removal | 1993-09-16
0-004553 | CIRCLE K #2701953 | 1395 W MIRACLE MILE | TUCSON | AZ | 85705 | Pima | 5 | Perm Closure | 1980-01-01 | 12000 | Gasoline | COMPARTMENT A |  | Asphalt coated or Bare Steel |  |  |  | Removal | 1987-02-17
0-004553 | CIRCLE K #2701953 | 1395 W MIRACLE MILE | TUCSON | AZ | 85705 | Pima | 8 | Perm Closure | 1980-01-01 | 10000 | Diesel | COMPARTMENT A |  | Asphalt coated or Bare Steel |  |  |  | Removal | 1987-02-17
0-004553 | CIRCLE K #2701953 | 1395 W MIRACLE MILE | TUCSON | AZ | 85705 | Pima | 7 | Perm Closure | 1980-01-01 | 10000 | Gasoline | COMPARTMENT A |  | Asphalt coated or Bare Steel |  |  |  | Removal | 1987-02-17
0-001533 | CIRCLE K #2701967 | 5902 W BELL RD | GLENDALE | AZ | 85308 | Maricopa | 1 | Open | 1986-01-01 | 10000 | Gasoline | COMPARTMENT A | Double Walled | Fiberglass Reinforced Plastic | Pressure | Double Walled | Fiberglass Reinforced Plastic
0-005427 | CIRCLE K #2702872 | 602 N 1ST AVE | PHOENIX | AZ | 85003 | Maricopa | 5 | Open | 1985-04-24 | 10000 | Gasoline | COMPARTMENT A | Single Walled | Fiberglass Reinforced Plastic | Pressure | Single Walled | Fiberglass Reinforced Plastic
0-005427 | CIRCLE K #2702872 | 602 N 1ST AVE | PHOENIX | AZ | 85003 | Maricopa | 2 | Perm Closure | 1974-04-24 | 8000 | Gasoline | COMPARTMENT A | Double Walled | Asphalt coated or Bare Steel |  |  |  | Removal | 1988-10-01
0-005442 | CIRCLE K #2702902 | 7022 E SPEEDWAY BLVD | TUCSON | AZ | 85710 | Pima | 1 | Perm Closure | 1972-01-01 | 8000 | Gasoline | COMPARTMENT A |  | Asphalt coated or Bare Steel |  |  |  | Removal | 1987-01-01
0-005442 | CIRCLE K #2702902 | 7022 E SPEEDWAY BLVD | TUCSON | AZ | 85710 | Pima | 2 | Perm Closure | 1972-01-01 | 4000 | Gasoline | COMPARTMENT A |  | Asphalt coated or Bare Steel |  |  |  | Removal | 1987-01-01
0-006402 | FIESTA MARKET #1 | 505 N ARROYO BLVD | NOGALES | AZ | 85621 | Santa Cruz | 1 | Perm Closure | 1981-01-01 | 10000 | Gasoline | COMPARTMENT A | Single Walled | Asphalt coated or Bare Steel | Pressure | Single Walled | Bare or Galvanized Steel | Removal | 2016-09-29
0-002131 | FIRESTONE TIRE & RUBBER CO | 3307 N CENTRAL AVE | PHOENIX | AZ | 85012 | Maricopa | 4 | Perm Closure | 1956-01-01 | 12000 | Unidentified | COMPARTMENT A |  | Asphalt coated or Bare Steel |  |  |  | Closed in Place | 1970-04-02
0-007396 | FARMS ALONG THE SAN PEDRO RIVER |  | FAIRBANK |  |  | Cochise | 3 | Perm Closure | 1973-01-01 | 1100 | Diesel | COMPARTMENT A | Unknown | Unknown |  |  |  | Removal | 1994-10-13
0-010531 | CIRCLE K STORE #2705301 | 6015 S ARIZONA AVE | CHANDLER | AZ | 85248 | Maricopa | 3 | Open | 2015-06-04 | 12000 | Diesel | COMPARTMENT A | Double Walled | Fiberglass Reinforced Plastic | Pressure | Double Walled | Fiberglass Reinforced Plastic
0-003686 | PEPSI-COLA BOTTLING CO | 4242 E RAYMOND ST | PHOENIX | AZ | 85040 | Maricopa | 5 | Perm Closure | 1991-09-11 | 12000 | Diesel | COMPARTMENT A | Single Walled | Fiberglass Reinforced Plastic | Pressure | Double Walled | Fiberglass Reinforced Plastic | Removal | 2005-06-15
0-003686 | PEPSI-COLA BOTTLING CO | 4242 E RAYMOND ST | PHOENIX | AZ | 85040 | Maricopa | 4 | Perm Closure | 1991-09-11 | 12000 | Diesel | COMPARTMENT A | Single Walled | Fiberglass Reinforced Plastic | Pressure | Double Walled | Fiberglass Reinforced Plastic | Removal | 2005-06-15
0-004169 | YRC INC - #841 | 2021 S 51ST AVE | PHOENIX | AZ | 85043 | Maricopa | 8 | Open | 1981-01-01 | 6000 | New Oil | COMPARTMENT A | Single Walled | Fiberglass Reinforced Plastic | Suction - Check Valve at the Dispenser | Double Walled | Fiberglass Reinforced Plastic
0-004681 | 7-ELEVEN #26096 | 5125 S MILL AVE | TEMPE | AZ | 85282 | Maricopa | 3 | Perm Closure | 1985-01-01 | 10000 | Gasoline | COMPARTMENT A | Single Walled | Fiberglass Reinforced Plastic | Pressure |  | Fiberglass Reinforced Plastic | Removal | 2017-08-15
0-010621 | CIRCLE K STORE | 5725 W INA RD | TUCSON | AZ | 85743 | Pima | 3 | Open | 2018-11-13 | 12000 | Diesel | COMPARTMENT A | Double Walled | Fiberglass Reinforced Plastic | Pressure | Double Walled | Fiberglass Reinforced Plastic
0-010645 | KIVEL MANOR EAST | 3020 N 36TH ST | PHOENIX | AZ | 85018 | Maricopa | 1 | Perm Closure | 1978-07-25 | 500 | Red Diesel | COMPARTMENT A | Single Walled | Asphalt coated or Bare Steel |  |  |  | Removal | 2018-07-05
0-000432 | DREXEL DIESEL SERVICE INC | 1305 E BENSON HWY | TUCSON | AZ | 85714 | Pima | 2 | Perm Closure | 1950-01-01 |  | Gasoline | COMPARTMENT A |  | Asphalt coated or Bare Steel | Suction - Check Valve at the Tank Top |  |  | Closed in Place | 1991-11-20
0-000773 | EAGAR YARD |  | EAGAR |  |  | Apache | 1 | Perm Closure | 1986-01-01 | 5000 | Gasoline | COMPARTMENT A |  | Asphalt coated or Bare Steel | Suction - Check Valve at the Tank Top |  |  | Removal | 1994-05-18
0-006632 | MEINEKE #4134 | 1954 S 4TH AVE | YUMA | AZ | 85364 | Yuma | 1 | Perm Closure | 1988-01-01 | 500 | Used Oil/Waste Oil | COMPARTMENT A | Double Walled | Composite (Steel/Fiberglass) | Gravity Feed | Double Walled | Fiberglass Reinforced Plastic | Removal | 2019-02-20
0-002910 | DON LUIS HWY 92 CHEVRON |  | BISBEE |  |  | Cochise | 1 | Perm Closure | 1966-01-01 | 2000 | Gasoline | COMPARTMENT A |  | Asphalt coated or Bare Steel | Suction - Check Valve at the Tank Top |  |  | Removal | 1994-09-27
0-009251 | DONLEY FARMS | 19173 S AVENUE B | SAN LUIS | AZ | 85350 | Yuma | 1 | Perm Closure | 2005-06-17 | 4000 | Diesel | COMPARTMENT A | Double Walled | Composite (Steel/Fiberglass) |  |  |  | Removal | 1998-02-25
0-009251 | DONLEY FARMS | 19173 S AVENUE B | SAN LUIS | AZ | 85350 | Yuma | 2 | Perm Closure | 2005-06-17 | 4000 | Diesel | COMPARTMENT A | Double Walled | Composite (Steel/Fiberglass) |  |  |  | Removal | 1998-02-25
0-003433 | PHOENIX SUNNYSLOPE CO #165210 | 18 W DUNLAP AVE | PHOENIX | AZ | 85021 | Maricopa | 3 | Perm Closure | 1952-01-01 | 120 | Diesel | COMPARTMENT A | Double Walled | Asphalt coated or Bare Steel |  |  |  | Closed in Place | 1970-01-01
0-007447 | MOBIL 18-AYN | 13951 W MEEKER BLVD | SUN CITY WEST | AZ | 85375 | Maricopa | 2 | Perm Closure | 1985-12-01 | 8000 | Gasoline | COMPARTMENT A | Double Walled | Fiberglass Reinforced Plastic | Pressure |  | Fiberglass Reinforced Plastic | Removal | 2007-03-28
0-007445 | CIRCLE K STORE #2709156 | 18452 N 32ND ST | PHOENIX | AZ | 85032 | Maricopa | 4 | Perm Closure | 1989-06-01 | 10000 | Gasoline | COMPARTMENT A | Single Walled | Fiberglass Reinforced Plastic | Pressure |  | Fiberglass Reinforced Plastic | Removal | 2013-05-16
0-009956 | SAFEWAY #1771 | 1365 W DUVAL MINE RD | GREEN VALLEY | AZ | 85614 | Pima | 1 | Open | 2003-03-20 | 10000 | Gasoline | COMPARTMENT A | Double Walled | Composite (Steel/Fiberglass) | Pressure | Double Walled | Fiberglass Reinforced Plastic
0-006908 | RICHARD CANTU/LOUISE LINDNER |  | GILA BEND |  |  | Maricopa | 3 | Perm Closure | 2005-06-17 | 500 | Gasoline | COMPARTMENT A | Double Walled | Asphalt coated or Bare Steel |  |  |  | Removal | 1990-08-24
0-009982 | U OF A - ROGERS ROUNTREE HALL | 1145 N MOUNTAIN AVE | TUCSON | AZ | 85721 | Pima | 1 | Perm Closure | 2005-06-17 | 1000 | Unidentified | COMPARTMENT A | Single Walled | Asphalt coated or Bare Steel |  |  |  | Removal | 2004-02-04
0-004049 | QUICK PIC MARKET | 62 N OAK DR | BENSON | AZ | 85602 | Cochise | 1 | Open | 1977-01-01 | 10000 | Gasoline | COMPARTMENT A |  | Asphalt coated or Bare Steel | Pressure | Double Walled | Fiberglass Reinforced Plastic
0-009986 | QUIKTRIP #412 | 8004 N 27TH AVE | PHOENIX | AZ | 85051 | Maricopa | 2 | Open | 2003-09-04 | 20000 | Gasoline | COMPARTMENT A | Double Walled | Fiberglass Reinforced Plastic | Pressure | Double Walled | Flexible
0-006374 | TOWN OF PRESCOTT VALLEY - PUBLIC WORKS FACILITY | 5751 N ROBERT RD | PRESCOTT VALLEY | AZ | 86314 | Yavapai | 1 | Perm Closure | 1985-01-01 | 1000 | Diesel | COMPARTMENT A | Unknown | Asphalt coated or Bare Steel | Suction - Check Valve at the Tank Top |  |  | Removal | 1990-10-30
0-007049 | YELLOW FRONT STORES INC | 2540 N 29TH AVE | PHOENIX | AZ | 85009 | Maricopa | 4 | Perm Closure | 2005-06-17 | 10000 | Diesel | COMPARTMENT A | Unknown | Unknown |  |  |  | Removal | 1990-07-01
0-002229 | BARNEYS #34 - ULTRAMAR | 1610 S MAPLE AVE | YUMA | AZ | 85364 | Yuma | 4 | Perm Closure | 1989-11-06 | 12000 | Gasoline | COMPARTMENT A | Double Walled | Fiberglass Reinforced Plastic | Pressure | Double Walled | Fiberglass Reinforced Plastic | Removal | 2014-11-04
0-002229 | BARNEYS #34 - ULTRAMAR | 1610 S MAPLE AVE | YUMA | AZ | 85364 | Yuma | 3 | Perm Closure | 1970-01-01 | 4000 | Gasoline | COMPARTMENT A |  | Asphalt coated or Bare Steel |  |  |  | Removal | 1989-06-29
0-000667 | SPEEDWAY STORE #2955 | 2900 S 4TH AVE | YUMA | AZ | 85364 | Yuma | 2 | Open | 1982-12-13 | 12000 | Gasoline | COMPARTMENT A | Double Walled | Fiberglass Reinforced Plastic | Pressure | Single Walled | Fiberglass Reinforced Plastic
0-000667 | SPEEDWAY STORE #2955 | 2900 S 4TH AVE | YUMA | AZ | 85364 | Yuma | 1 | Open | 1982-12-13 | 6000 | Gasoline | COMPARTMENT A | Double Walled | Fiberglass Reinforced Plastic | Pressure | Single Walled | Fiberglass Reinforced Plastic
0-007648 | AT&T - SELIGMAN L-3 AZ2480 |  | SELIGMAN |  |  | Yavapai | 2 | Perm Closure | 1964-01-01 | 8000 | Diesel | COMPARTMENT A |  | Asphalt coated or Bare Steel |  |  |  | Removal | 1994-08-23
0-006879 | ATCHISON TOPEKA & SANTA FE |  | SALOME |  |  | La Paz | 1 | Perm Closure | 2005-06-17 | 120 | Gasoline | COMPARTMENT A | Unknown | Asphalt coated or Bare Steel | Gravity Feed |  |  | Removal | 1990-07-24
0-002608 | ARIZONA AUTO CLINIC INC | 1001 S 4TH AVE | YUMA | AZ | 85364 | Yuma | 2 | Perm Closure | 1974-01-01 | 500 | Gasoline | COMPARTMENT A | Single Walled | Asphalt coated or Bare Steel |  |  |  | Removal | 1991-09-17
0-002608 | ARIZONA AUTO CLINIC INC | 1001 S 4TH AVE | YUMA | AZ | 85364 | Yuma | 3 | Perm Closure | 1974-01-01 | 500 | Gasoline | COMPARTMENT A | Single Walled | Asphalt coated or Bare Steel |  |  |  | Removal | 1991-09-17
0-007209 | AMERICA WEST ARENA/FRMR STATION | 102 W MADISON ST | PHOENIX | AZ | 85003 | Maricopa | 2 | Perm Closure | 2005-06-17 | 300 | Gasoline | COMPARTMENT A | Single Walled | Asphalt coated or Bare Steel |  |  |  | Removal | 1989-10-20
0-001012 | AIRPORT WATER PRODUCTION | 2250 S AIRPORT BLVD | CHANDLER | AZ | 85286 | Maricopa | 1 | Perm Closure | 1985-01-01 | 1000 | Diesel | COMPARTMENT A | Double Walled | Fiberglass Reinforced Plastic | Suction - Check Valve at the Dispenser |  | Copper | Removal | 2009-01-28
0-000283 | ADOT - TRUXTON |  | TRUXTON |  |  | Mohave | 2 | Perm Closure | 1970-03-21 | 3000 | Gasoline | COMPARTMENT A | Single Walled | Asphalt coated or Bare Steel |  |  |  | Removal | 1990-06-04
0-001091 | 4 SONS FOOD STORES #801 | 10444 N 32ND ST | PHOENIX | AZ | 85028 | Maricopa | 4 | Perm Closure | 1972-01-01 | 1000 | Used Oil/Waste Oil | COMPARTMENT A | Single Walled | Fiberglass Reinforced Plastic | Pressure |  |  | Removal | 1987-12-31
0-009429 | BROMAX #65 | 13085 W RANCHO SANTA FE BLVD | AVONDALE | AZ | 85392 | Maricopa | 2 | Open | 1998-04-02 | 20000 | Gasoline | COMPARTMENT A | Double Walled | Fiberglass Reinforced Plastic | Pressure | Double Walled | Fiberglass Reinforced Plastic
0-000974 | TITAN MACHINERY | 1411 N 27TH AVE | PHOENIX | AZ | 85009 | Maricopa | 3 | Perm Closure | 1974-01-01 | 2000 | Gasoline | COMPARTMENT A |  | Asphalt coated or Bare Steel |  |  |  | Removal | 1989-12-20
0-003986 | STORAGE WEST CHANDLER | 1176 N ARIZONA AVE | CHANDLER | AZ | 85225 | Maricopa | 1 | Perm Closure | 1976-04-21 | 6000 | Gasoline | COMPARTMENT A | Double Walled | Asphalt coated or Bare Steel |  |  |  | Removal | 1987-11-04
0-000895 | CARDON DISTRIBUTING | 134 W BROADWAY RD | MESA | AZ | 85210 | Maricopa | 1 | Perm Closure | 1976-01-01 | 12000 | Unidentified | COMPARTMENT A |  | Asphalt coated or Bare Steel |  |  |  | Removal | 1989-01-01
0-008916 | TOWN OF MIAMI - MAINTENANCE YARD | 139 S LATHAM BLVD | MIAMI | AZ | 85539 | Gila | 4 | Perm Closure | 2005-06-17 |  | Used Oil/Waste Oil | COMPARTMENT A | Single Walled | Asphalt coated or Bare Steel |  |  |  | Removal | 1996-12-12
0-001726 | EA SERVICE & FUEL | 4047 W MAIN ST | THATCHER | AZ | 85552 | Graham | 4 | Perm Closure | 1968-01-01 | 6000 | Diesel | COMPARTMENT A |  | Asphalt coated or Bare Steel |  |  |  | Removal | 1990-03-13
0-002397 | APACHE FUEL - FORMER | 307 S BEELINE HWY | PAYSON | AZ | 85541 | Gila | 1 | Perm Closure | 1973-01-01 | 10000 | Gasoline | COMPARTMENT A | Single Walled | Asphalt coated or Bare Steel |  |  |  | Removal | 1996-07-09
0-002397 | APACHE FUEL - FORMER | 307 S BEELINE HWY | PAYSON | AZ | 85541 | Gila | 2 | Perm Closure | 1973-01-01 | 10000 | Gasoline | COMPARTMENT A | Single Walled | Asphalt coated or Bare Steel |  |  |  | Removal | 1996-07-09
0-009066 | CARDON STATION |  | CHANDLER |  |  | Maricopa | 2 | Perm Closure | 2005-06-17 | 550 | Gasoline | COMPARTMENT A | Double Walled | Asphalt coated or Bare Steel |  |  |  | Removal | 1997-01-22
0-006606 | BUDGET RENT-A-CAR #1202 | 529 S COUNTRY CLUB DR | MESA | AZ | 85210 | Maricopa | 1 | Perm Closure | 1988-01-01 | 10000 | Gasoline | COMPARTMENT A |  | Fiberglass Reinforced Plastic | Pressure | Single Walled | Fiberglass Reinforced Plastic | Removal | 2015-08-06
0-006504 | BELL GAS LAST STOP MINI MARKET | 1850 E PATAGONIA HWY | NOGALES | AZ | 85621 | Santa Cruz | 2 | Perm Closure | 1974-11-03 | 10000 | Diesel | COMPARTMENT A | Unknown | Fiberglass Reinforced Plastic | Suction - Check Valve at the Tank Top |  |  | Removal | 1988-05-01
0-007703 | TRANSMISSION MAN | 306 E ROUTE 66 | FLAGSTAFF | AZ | 86001 | Coconino | 1 | Perm Closure | 2005-06-17 | 280 | Used Oil/Waste Oil | COMPARTMENT A | Unknown | Unknown | Gravity Feed |  |  | Removal | 1993-05-18
0-006312 | THE WHY NOT TRAVEL STORE | 230 S SONOYTA WAY | WHY | AZ | 85321 | Pima | 2 | Perm Closure | 1986-08-29 | 6000 | Gasoline | COMPARTMENT A | Unknown | Asphalt coated or Bare Steel | Pressure |  |  | Removal | 2000-02-15
0-006312 | THE WHY NOT TRAVEL STORE | 230 S SONOYTA WAY | WHY | AZ | 85321 | Pima | 3 | Open | 1999-01-12 | 12000 | Gasoline | COMPARTMENT A | Double Walled | Composite (Steel/Fiberglass) | Pressure | Double Walled | Flexible
0-000742 | CEMEX GLORY PLANT | 5800 N DODGE AVE | FLAGSTAFF | AZ | 86004 | Coconino | 1 | Perm Closure | 1981-01-01 | 10000 | Diesel | COMPARTMENT A |  | Asphalt coated or Bare Steel |  |  |  | Removal | 1996-01-24
0-000877 | CIRCLE K STORE #2706658 | 5881 W CACTUS RD | GLENDALE | AZ | 85304 | Maricopa | 1 | Open | 1986-01-01 | 12000 | Diesel | COMPARTMENT A | Double Walled | Fiberglass Reinforced Plastic | Pressure | Double Walled | Fiberglass Reinforced Plastic
0-009405 | CIRCLE K STORE #2706651 | 1010 E CHANDLER BLVD | CHANDLER | AZ | 85225 | Maricopa | 2 | Open | 1998-03-01 | 12000 | Gasoline | COMPARTMENT A | Double Walled | Fiberglass Reinforced Plastic | Pressure | Double Walled | Fiberglass Reinforced Plastic
0-004816 | SUPER STOP #752 | 861 W GILA BEND HWY | CASA GRANDE | AZ | 85122 | Pinal | 5 | Perm Closure | 1984-01-01 | 12000 | Diesel | COMPARTMENT A |  | Asphalt coated or Bare Steel |  |  |  | Removal | 2013-11-27
0-004816 | SUPER STOP #752 | 861 W GILA BEND HWY | CASA GRANDE | AZ | 85122 | Pinal | 3 | Perm Closure | 1984-01-01 | 12000 | Gasoline | COMPARTMENT A |  | Asphalt coated or Bare Steel | Pressure | Double Walled | Fiberglass Reinforced Plastic | Removal | 2013-11-27
0-004795 | SUPERIOR MATERIALS CV PLANT | 4175 W 1ST ST | THATCHER | AZ | 85552 | Graham | 4 | Perm Closure | 2005-06-17 | 3000 | Gasoline | COMPARTMENT A | Double Walled | Asphalt coated or Bare Steel |  |  |  | Removal | 1988-12-08
0-002826 | KE&G DEVELOPMENT COMPANY |  | SIERRA VISTA |  |  | Cochise | 2 | Perm Closure | 1971-02-22 | 10000 | Diesel | COMPARTMENT A | Double Walled | Asphalt coated or Bare Steel | Suction - Check Valve at the Tank Top |  |  | Removal | 1993-03-04
0-004500 | WINSLOW SHELL | 1520 E THIRD ST | WINSLOW | AZ | 86047 | Navajo | 3 | Perm Closure | 1966-01-29 | 4000 | Gasoline | COMPARTMENT A | Double Walled | Asphalt coated or Bare Steel | Suction - Check Valve at the Tank Top |  | Bare or Galvanized Steel | Removal | 1999-07-21
0-004500 | WINSLOW SHELL | 1520 E THIRD ST | WINSLOW | AZ | 86047 | Navajo | 4 | Perm Closure | 1966-01-29 | 10000 | Diesel | COMPARTMENT A | Double Walled | Asphalt coated or Bare Steel | Suction - Check Valve at the Tank Top |  | Bare or Galvanized Steel | Removal | 1999-07-21
0-000325 | ADOT - PAGE MAINTENANCE YARD & HOUSING |  | PAGE |  |  | Coconino | 1 | Perm Closure | 1980-01-01 | 10000 | Gasoline | COMPARTMENT A |  | Asphalt coated or Bare Steel | Suction - Check Valve at the Tank Top | Single Walled | Bare or Galvanized Steel | Removal | 1999-04-02
0-005111 | GOOD 2 GO STORES #517 | 2234 E FLORENCE BLVD | CASA GRANDE | AZ | 85122 | Pinal | 3 | Perm Closure | 1971-04-22 | 6000 | Gasoline | COMPARTMENT A | Unknown | Asphalt coated or Bare Steel | Pressure |  | Fiberglass Reinforced Plastic | Removal | 1997-09-03
0-005111 | GOOD 2 GO STORES #517 | 2234 E FLORENCE BLVD | CASA GRANDE | AZ | 85122 | Pinal | 6 | Open | 1997-09-06 | 15000 | Gasoline | COMPARTMENT A | Single Walled | Fiberglass Reinforced Plastic | Pressure | Double Walled | Fiberglass Reinforced Plastic
0-002096 | CAMELBACK HYUNDAI | 1500 E CAMELBACK RD | PHOENIX | AZ | 85014 | Maricopa | 6 | Perm Closure | 2005-06-17 | 250 | Used Oil/Waste Oil | COMPARTMENT A | Single Walled | Asphalt coated or Bare Steel | Suction - Check Valve at the Tank Top | Single Walled | Bare or Galvanized Steel | Removal | 1992-02-21
0-002059 | LUBE PIT #1 | 3815 E GRANT RD | TUCSON | AZ | 85716 | Pima | 4 | Perm Closure | 1979-01-01 | 3000 | Used Oil/Waste Oil | COMPARTMENT A | Single Walled | Asphalt coated or Bare Steel | Suction - Check Valve at the Tank Top |  |  | Removal | 1996-07-22
0-002059 | LUBE PIT #1 | 3815 E GRANT RD | TUCSON | AZ | 85716 | Pima | 3 | Perm Closure | 1979-01-01 | 3000 | Used Oil/Waste Oil | COMPARTMENT A | Single Walled | Asphalt coated or Bare Steel | Suction - Check Valve at the Tank Top |  |  | Removal | 1996-07-22
0-002059 | LUBE PIT #1 | 3815 E GRANT RD | TUCSON | AZ | 85716 | Pima | 6 | Perm Closure | 1979-01-01 | 3000 | Used Oil/Waste Oil | COMPARTMENT A | Single Walled | Asphalt coated or Bare Steel | Gravity Feed |  |  | Removal | 1996-07-22
0-004988 | FIREBIRD FUEL CO - KINGMAN CARDLOCK | 3915 N CASTLE ROCK RD | KINGMAN | AZ | 86409 | Mohave | 1 | Perm Closure | 1978-04-07 | 12000 | Diesel | COMPARTMENT A | Double Walled | Asphalt coated or Bare Steel | Pressure |  |  | Removal | 1998-10-09
0-009892 | SUPERPUMPER #12 | 15550 N THOMPSON PEAK PKWY | SCOTTSDALE | AZ | 85260 | Maricopa | 2 | Open | 2000-06-22 | 12000 | Gasoline | COMPARTMENT A | Double Walled | Fiberglass Reinforced Plastic | Pressure | Double Walled | Fiberglass Reinforced Plastic
0-001361 | SUPERPUMPER #4 | 8990 E SHEA BLVD | SCOTTSDALE | AZ | 85260 | Maricopa | 2 | Perm Closure | 1988-01-01 | 20000 | Gasoline | COMPARTMENT A | Double Walled | Fiberglass Reinforced Plastic | Pressure |  | Fiberglass Reinforced Plastic | Removal | 2019-09-05
0-004523 | SIERRA EXXON | 33 N ZUNI ST | SPRINGERVILLE | AZ | 85938 | Apache | 1 | Perm Closure | 1972-04-29 | 6000 | Gasoline | COMPARTMENT A | Double Walled | Asphalt coated or Bare Steel | Pressure |  |  | Removal | 1992-11-01
0-002030 | WOODYS FOOD STORE #134 | 281 LAKE HAVASU AVE S | LAKE HAVASU CITY | AZ | 86403 | Mohave | 4 | Perm Closure | 1974-01-01 | 500 | Used Oil/Waste Oil | COMPARTMENT A |  | Asphalt coated or Bare Steel | Gravity Feed |  |  | Removal | 1998-09-23
0-007570 | VICKSBURG SCHOOL DISTRICT #30 |  | VICKSBURG |  |  | La Paz | 1 | Perm Closure | 2005-06-17 | 1000 | Unidentified | COMPARTMENT A | Unknown | Asphalt coated or Bare Steel |  |  |  | Removal | 1991-10-29
0-004656 | 7-ELEVEN #22631 | 5050 W MCDOWELL RD | PHOENIX | AZ | 85035 | Maricopa | 3 | Perm Closure | 1980-02-05 | 12000 | Gasoline | COMPARTMENT A | Double Walled | Asphalt coated or Bare Steel | Suction - Check Valve at the Tank Top |  | Fiberglass Reinforced Plastic | Removal | 2000-04-25
0-004591 | SOUTHERN PACIFIC UST SITE | 900 E 20TH ST | YUMA | AZ | 85356 | Yuma | 1 | Perm Closure | 1966-01-01 | 7500 | Gasoline | COMPARTMENT A |  | Asphalt coated or Bare Steel |  |  |  | Removal | 1990-02-01
0-004411 | GO DADDY SOFTWARE INC | 1402 E BUCKEYE RD | PHOENIX | AZ | 85034 | Maricopa | 1 | Perm Closure | 1970-05-07 | 10000 | Diesel | COMPARTMENT A | Double Walled | Asphalt coated or Bare Steel |  |  |  | Removal | 1993-12-02
0-000545 | ARCO #5307 | 7202 E MCDOWELL RD | SCOTTSDALE | AZ | 85257 | Maricopa | 3 | Perm Closure | 1986-03-16 | 12000 | Gasoline | COMPARTMENT A | Double Walled | Fiberglass Reinforced Plastic | Pressure |  | Fiberglass Reinforced Plastic | Removal | 2003-08-19
0-000545 | ARCO #5307 | 7202 E MCDOWELL RD | SCOTTSDALE | AZ | 85257 | Maricopa | 1 | Perm Closure | 1986-03-16 | 12000 | Gasoline | COMPARTMENT A | Double Walled | Fiberglass Reinforced Plastic | Pressure |  | Fiberglass Reinforced Plastic | Removal | 2003-08-19
0-000243 | ADOT - TUCSON SHOP | 1444 W GRANT RD | TUCSON | AZ | 85745 | Pima | 4 | Perm Closure | 1958-01-01 | 500 | Gasoline | COMPARTMENT A | Single Walled | Asphalt coated or Bare Steel |  |  |  | Removal | 1990-03-23
0-001812 | DUKE CITY LUMBER | 901 OLD CLEAR CREEK RD | WINSLOW | AZ | 86047 | Navajo | 3 | Perm Closure | 2005-06-17 | 3000 | Diesel | COMPARTMENT A |  | Asphalt coated or Bare Steel |  |  |  | Removal | 1993-11-23
0-005391 | USPS - VEHICLE MAINTENANCE GARAGE | 4949 E VAN BUREN ST | PHOENIX | AZ | 85026 | Maricopa | 8 | Open | 1994-11-07 | 3000 | Used Oil/Waste Oil | COMPARTMENT A | Double Walled | Fiberglass Reinforced Plastic | Gravity Feed | Double Walled | Fiberglass Reinforced Plastic
0-005391 | USPS - VEHICLE MAINTENANCE GARAGE | 4949 E VAN BUREN ST | PHOENIX | AZ | 85026 | Maricopa | 4 | Perm Closure | 1984-01-01 | 1000 | New Oil | COMPARTMENT A |  | Fiberglass Reinforced Plastic |  |  |  | Removal | 1994-09-15
0-005391 | USPS - VEHICLE MAINTENANCE GARAGE | 4949 E VAN BUREN ST | PHOENIX | AZ | 85026 | Maricopa | 6 | Open | 1994-11-07 | 20000 | Diesel | COMPARTMENT A | Double Walled | Fiberglass Reinforced Plastic | Pressure | Double Walled | Fiberglass Reinforced Plastic
0-008042 | NORTHLAND MOTOR SPORTS | 4308 E US HIGHWAY 66 | FLAGSTAFF | AZ | 86004 | Coconino | 1 | Perm Closure | 2005-06-17 | 500 | Used Oil/Waste Oil | COMPARTMENT A | Double Walled | Fiberglass Reinforced Plastic |  |  |  | Removal | 1992-10-01
0-000405 | APS - YUMA GARAGE | 190 W 14TH ST | YUMA | AZ | 85364 | Yuma | 2 | Perm Closure | 1970-01-01 | 5000 | Gasoline | COMPARTMENT A |  | Asphalt coated or Bare Steel |  |  |  | Removal | 1987-01-01
0-000405 | APS - YUMA GARAGE | 190 W 14TH ST | YUMA | AZ | 85364 | Yuma | 7 | Perm Closure | 1986-01-01 | 12000 | Gasoline (UL) | COMPARTMENT A | Single Walled | Fiberglass Reinforced Plastic | Pressure | Single Walled | Bare or Galvanized Steel | Removal | 1994-12-29
0-000405 | APS - YUMA GARAGE | 190 W 14TH ST | YUMA | AZ | 85364 | Yuma | 5 | Perm Closure | 1956-01-01 | 10000 | Unidentified | COMPARTMENT A |  | Asphalt coated or Bare Steel |  |  |  | Removal | 1986-07-01
0-005467 | CIRCLE K #2931 | 1503 E FLORENCE BLVD | CASA GRANDE | AZ | 85122 | Pinal | 2 | Perm Closure | 1974-04-25 | 6000 | Gasoline | COMPARTMENT A | Unknown | Asphalt coated or Bare Steel |  |  |  | Removal | 1995-03-27
0-005413 | EXPRESS FUEL CENTER | 3501 N TOLTEC RD | ELOY | AZ | 85131 | Pinal | 1 | Perm Closure | 1970-04-18 | 20000 | Diesel | COMPARTMENT A | Double Walled | Asphalt coated or Bare Steel | Pressure |  | Fiberglass Reinforced Plastic | Removal | 1993-02-08
0-008501 | LOGUES TIRE SERVICE | 825 E MAIN ST | CASA GRANDE | AZ | 85122 | Pinal | 2 | Perm Closure | 2005-06-17 | 1000 | Diesel | COMPARTMENT A | Unknown | Asphalt coated or Bare Steel | Suction - Check Valve at the Tank Top |  | Bare or Galvanized Steel | Removal | 1995-02-17
0-008501 | LOGUES TIRE SERVICE | 825 E MAIN ST | CASA GRANDE | AZ | 85122 | Pinal | 6 | Perm Closure | 2005-06-17 | 1000 | Diesel | COMPARTMENT A | Unknown | Asphalt coated or Bare Steel | Suction - Check Valve at the Tank Top |  | Bare or Galvanized Steel | Removal | 1995-02-20
0-007571 | NORQUIP RENTAL | 5600 E RAILHEAD AVE | FLAGSTAFF | AZ | 86004 | Coconino | 1 | Perm Closure | 2005-06-17 | 4000 | Diesel | COMPARTMENT A | Double Walled | Asphalt coated or Bare Steel | Suction - Check Valve at the Tank Top |  |  | Removal | 1996-11-14
0-008427 | FLAGSTAFF HOLIDAY INN | 2320 E LUCKY LN | FLAGSTAFF | AZ | 86004 | Coconino | 1 | Perm Closure | 2005-06-17 | 10000 | Diesel | COMPARTMENT A | Unknown | Asphalt coated or Bare Steel |  |  |  | Removal | 1986-01-01
0-002772 | KAIBAB INDUSTRIES | 850 E HIGHWAY 89A | FREDONIA | AZ | 86022 | Coconino | 7 | Perm Closure | 1977-01-01 | 4000 | Used Oil/Waste Oil | COMPARTMENT A | Double Walled | Asphalt coated or Bare Steel |  |  |  | Removal | 1991-06-20
0-001603 | USDA FS - COCONINO NF - BLUE RIDGE RANGER STATION |  | BLUE RIDGE |  |  | Coconino | 2 | Perm Closure | 1966-01-01 | 1500 | Gasoline | COMPARTMENT A |  | Asphalt coated or Bare Steel |  |  |  | Removal | 1989-07-01
0-009787 | WALMART DISTRIBUTION CENTER #6031 | 23701 W SOUTHERN AVE | BUCKEYE | AZ | 85326 | Maricopa | 3 | Open | 2000-07-17 | 20000 | Diesel | COMPARTMENT A | Double Walled | Fiberglass Reinforced Plastic | Pressure | Double Walled | Fiberglass Reinforced Plastic
0-007453 | MESA PRECISION MOTOR SERVICE | 41 E BROADWAY RD | MESA | AZ | 85210 | Maricopa | 7 | Perm Closure | 1947-01-01 | 285 | Used Oil/Waste Oil | COMPARTMENT A | Single Walled | Asphalt coated or Bare Steel | Suction - Check Valve at the Tank Top |  | Bare or Galvanized Steel | Removal | 1991-10-17
0-008432 | WEST COAST CHEVRON | 1224 W BEALE ST | KINGMAN | AZ | 86401 | Mohave | 2 | Open | 1994-03-24 | 10000 | Gasoline | COMPARTMENT A | Double Walled | Fiberglass Reinforced Plastic | Pressure |  | Fiberglass Reinforced Plastic
0-007751 | CITY OF BULLHEAD CITY - FUEL FACILITY | 1285 ALONAS WAY | BULLHEAD CITY | AZ | 86442 | Mohave | 3 | Open | 2020-04-15 | 12000 | Gasoline (UL) | COMPARTMENT A | Double Walled | Fiberglass Reinforced Plastic | Pressure | Double Walled | Flexible
0-003004 | LYREEDALE DAIRY FARMS | 14626 E PECOS RD | GILBERT | AZ | 85296 | Maricopa | 1 | Perm Closure | 1968-04-05 | 3000 | Gasoline | COMPARTMENT A | Double Walled | Asphalt coated or Bare Steel |  |  |  | Removal | 1987-11-16
0-003004 | LYREEDALE DAIRY FARMS | 14626 E PECOS RD | GILBERT | AZ | 85296 | Maricopa | 2 | Perm Closure | 1968-04-05 | 3000 | Gasoline | COMPARTMENT A | Double Walled | Asphalt coated or Bare Steel |  |  |  | Removal | 1987-11-16
0-009587 | 4 SONS FOOD STORES #603 | 19825 N 51ST AVE | PHOENIX | AZ | 85308 | Maricopa | 2 | Open | 1999-11-01 | 15000 | Gasoline | COMPARTMENT A | Single Walled | Fiberglass Reinforced Plastic | Pressure | Double Walled | Fiberglass Reinforced Plastic
0-007933 | RED MOUNTAIN FARMING | 6405 N AVE 64E | HYDER | AZ | 85333 | Yuma | 1 | Perm Closure | 2005-06-17 | 2500 | Diesel | COMPARTMENT A | Double Walled | Asphalt coated or Bare Steel |  |  |  | Removal | 1992-07-31
0-004562 | CIRCLE K #2701948 | 6544 E US HIGHWAY 80 | YUMA | AZ | 85365 | Yuma | 3 | Temp Closure | 1986-01-01 | 10000 | Gasoline (UL) | COMPARTMENT A | Single Walled | Fiberglass Reinforced Plastic | Pressure | Single Walled | Fiberglass Reinforced Plastic |  | 2019-10-17
0-005731 | CITY OF YUMA - PUBLIC WORKS YARD | 155 W 14TH ST | YUMA | AZ | 85364 | Yuma | 1 | Perm Closure | 1986-05-09 | 10000 | Gasoline | COMPARTMENT A | Double Walled | Fiberglass Reinforced Plastic | Pressure |  | Fiberglass Reinforced Plastic | Removal | 2018-02-22
0-005731 | CITY OF YUMA - PUBLIC WORKS YARD | 155 W 14TH ST | YUMA | AZ | 85364 | Yuma | 10 | Perm Closure | 2005-06-17 | 500 | Used Oil/Waste Oil | COMPARTMENT A | Unknown | Asphalt coated or Bare Steel | Gravity Feed |  |  | Removal | 1991-10-16
0-005731 | CITY OF YUMA - PUBLIC WORKS YARD | 155 W 14TH ST | YUMA | AZ | 85364 | Yuma | 5 | Perm Closure | 1986-05-09 | 850 | Used Oil/Waste Oil | COMPARTMENT A | Double Walled | Asphalt coated or Bare Steel | Gravity Feed |  |  | Removal | 1991-01-15
0-005731 | CITY OF YUMA - PUBLIC WORKS YARD | 155 W 14TH ST | YUMA | AZ | 85364 | Yuma | 6 | Perm Closure | 1974-05-09 | 10000 | Diesel | COMPARTMENT A | Double Walled | Asphalt coated or Bare Steel | Gravity Feed |  |  | Removal | 1991-01-15
0-005731 | CITY OF YUMA - PUBLIC WORKS YARD | 155 W 14TH ST | YUMA | AZ | 85364 | Yuma | 9 | Perm Closure | 2005-06-17 | 500 | Used Oil/Waste Oil | COMPARTMENT A | Unknown | Unknown | Gravity Feed |  |  | Removal | 1990-11-01
0-005733 | YUMA MESA IRRIGATION & DRAINAGE DISTRICT | 14329 S 4TH AVE | YUMA | AZ | 85365 | Yuma | 1 | Perm Closure | 1971-01-01 | 2000 | Gasoline | COMPARTMENT A | Single Walled | Asphalt coated or Bare Steel | Suction - Check Valve at the Tank Top | Single Walled | Bare or Galvanized Steel | Removal | 1991-07-17
0-005733 | YUMA MESA IRRIGATION & DRAINAGE DISTRICT | 14329 S 4TH AVE | YUMA | AZ | 85365 | Yuma | 5 | Perm Closure | 1971-01-01 | 6000 | Gasoline | COMPARTMENT A | Single Walled | Asphalt coated or Bare Steel | Suction - Check Valve at the Tank Top | Single Walled | Bare or Galvanized Steel | Removal | 1991-07-17
0-001213 | CIRCLE K #259 | 753 N WESTERN AVE | NOGALES | AZ | 85621 | Santa Cruz | 1 | Perm Closure | 1971-01-01 | 10000 | Gasoline | COMPARTMENT A |  | Asphalt coated or Bare Steel | Pressure |  |  | Removal | 1995-11-07
0-001050 | CHEVRON #9-9237 | 4590 E BROADWAY BLVD | TUCSON | AZ | 85711 | Pima | 2 | Perm Closure | 1959-01-01 | 4000 | Gasoline | COMPARTMENT A |  | Asphalt coated or Bare Steel |  |  |  | Removal | 1988-09-30
0-004810 | AZTECA MEXICAN IMPORTS | 1111 S KOLB RD | TUCSON | AZ | 85710 | Pima | 5 | Perm Closure | 1966-01-01 | 12000 | Gasoline | COMPARTMENT A | Single Walled | Asphalt coated or Bare Steel |  |  |  | Removal | 1987-12-30
0-004810 | AZTECA MEXICAN IMPORTS | 1111 S KOLB RD | TUCSON | AZ | 85710 | Pima | 3 | Perm Closure | 1966-01-01 | 12000 | Gasoline | COMPARTMENT A | Single Walled | Asphalt coated or Bare Steel |  |  |  | Removal | 1987-12-30
0-002036 | LAVICIO''S #103 | 380 W GRANT RD | TUCSON | AZ | 85705 | Pima | 3 | Perm Closure | 1979-04-28 | 8000 | Gasoline | COMPARTMENT A | Single Walled | Asphalt coated or Bare Steel | Pressure |  |  | Removal | 1993-04-30
0-005083 | UNOCAL #7365 | 3460 S 6TH AVE | TUCSON | AZ | 85713 | Pima | 6 | Perm Closure | 1973-04-01 | 12000 | Gasoline | COMPARTMENT A | Double Walled | Asphalt coated or Bare Steel | Pressure |  | Fiberglass Reinforced Plastic | Removal | 1990-02-01
0-005083 | UNOCAL #7365 | 3460 S 6TH AVE | TUCSON | AZ | 85713 | Pima | 1 | Perm Closure | 1983-01-01 | 10000 | Gasoline | COMPARTMENT A | Single Walled | Asphalt coated or Bare Steel | Pressure |  | Fiberglass Reinforced Plastic | Removal | 1989-03-20
0-005083 | UNOCAL #7365 | 3460 S 6TH AVE | TUCSON | AZ | 85713 | Pima | 3 | Perm Closure | 1983-01-01 | 10000 | Gasoline | COMPARTMENT A | Single Walled | Asphalt coated or Bare Steel | Pressure |  | Fiberglass Reinforced Plastic | Removal | 1989-03-20
0-005083 | UNOCAL #7365 | 3460 S 6TH AVE | TUCSON | AZ | 85713 | Pima | 5 | Perm Closure | 1971-01-01 | 10000 | Gasoline | COMPARTMENT A | Single Walled | Asphalt coated or Bare Steel | Pressure |  | Fiberglass Reinforced Plastic | Removal | 1990-02-01
0-000083 | AERO RENTALS | 3808 E GOLF LINKS RD | TUCSON | AZ | 85713 | Pima | 3 | Perm Closure | 1973-01-01 | 5000 | Gasoline | COMPARTMENT A | Single Walled | Asphalt coated or Bare Steel | Pressure | Single Walled | Bare or Galvanized Steel | Removal | 1994-06-09
0-001730 | DAVIS-MONTHAN AFB | 3775 S 5TH ST | DAVIS MONTHAN AFB | AZ | 85707 | Pima | 1 | Perm Closure | 1985-01-01 | 500 | Used Oil/Waste Oil | COMPARTMENT A | Single Walled | Asphalt coated or Bare Steel |  |  |  | Removal | 1995-12-15
0-001730 | DAVIS-MONTHAN AFB | 3775 S 5TH ST | DAVIS MONTHAN AFB | AZ | 85707 | Pima | 32 | Perm Closure | 1966-01-01 | 375 | Diesel | COMPARTMENT A | Single Walled | Asphalt coated or Bare Steel |  |  |  | Removal | 1994-01-29
0-001730 | DAVIS-MONTHAN AFB | 3775 S 5TH ST | DAVIS MONTHAN AFB | AZ | 85707 | Pima | 95 | Perm Closure | 1971-01-01 | 5000 | Jet Fuel | COMPARTMENT A | Single Walled | Asphalt coated or Bare Steel |  |  |  | Removal | 2010-12-07
0-001730 | DAVIS-MONTHAN AFB | 3775 S 5TH ST | DAVIS MONTHAN AFB | AZ | 85707 | Pima | 108 | Perm Closure | 1940-01-01 | 12000 | Used Oil/Waste Oil | COMPARTMENT A | Single Walled | Asphalt coated or Bare Steel |  |  |  | Removal | 1992-01-15
0-001730 | DAVIS-MONTHAN AFB | 3775 S 5TH ST | DAVIS MONTHAN AFB | AZ | 85707 | Pima | 145 | Perm Closure | 1993-04-01 | 10000 | Gasoline | COMPARTMENT A | Double Walled | Fiberglass Reinforced Plastic |  |  |  | Removal | 2015-11-12
0-001730 | DAVIS-MONTHAN AFB | 3775 S 5TH ST | DAVIS MONTHAN AFB | AZ | 85707 | Pima | 92 | Perm Closure | 1971-01-01 | 10000 | Unidentified | COMPARTMENT A | Single Walled | Asphalt coated or Bare Steel |  |  |  | Removal | 1995-01-15
0-001730 | DAVIS-MONTHAN AFB | 3775 S 5TH ST | DAVIS MONTHAN AFB | AZ | 85707 | Pima | 7 | Perm Closure | 1955-01-01 | 570 | Diesel | COMPARTMENT A | Single Walled | Asphalt coated or Bare Steel |  |  |  | Removal | 1994-12-29
0-001730 | DAVIS-MONTHAN AFB | 3775 S 5TH ST | DAVIS MONTHAN AFB | AZ | 85707 | Pima | 9 | Open | 1952-01-01 | 39500 | Gasoline | COMPARTMENT A | Single Walled | Asphalt coated or Bare Steel
0-001730 | DAVIS-MONTHAN AFB | 3775 S 5TH ST | DAVIS MONTHAN AFB | AZ | 85707 | Pima | 146 | Perm Closure | 1993-04-01 | 10000 | Gasoline | COMPARTMENT A | Double Walled | Fiberglass Reinforced Plastic |  |  |  | Removal | 2015-11-12
0-001730 | DAVIS-MONTHAN AFB | 3775 S 5TH ST | DAVIS MONTHAN AFB | AZ | 85707 | Pima | 100 | Perm Closure | 1965-01-01 | 15000 | Unidentified | COMPARTMENT A | Single Walled | Asphalt coated or Bare Steel |  |  |  | Closed in Place | 1985-07-01
0-001730 | DAVIS-MONTHAN AFB | 3775 S 5TH ST | DAVIS MONTHAN AFB | AZ | 85707 | Pima | 10 | Temp Closure | 1952-01-01 | 39500 | Jet Fuel | COMPARTMENT A | Single Walled | Fiberglass Reinforced Plastic |  |  |  |  | 2011-04-12
0-001730 | DAVIS-MONTHAN AFB | 3775 S 5TH ST | DAVIS MONTHAN AFB | AZ | 85707 | Pima | 35 | Open | 1952-01-01 | 5000 | Gasoline | COMPARTMENT A | Single Walled | Asphalt coated or Bare Steel
0-001730 | DAVIS-MONTHAN AFB | 3775 S 5TH ST | DAVIS MONTHAN AFB | AZ | 85707 | Pima | 147 | Perm Closure | 1993-04-01 | 10000 | Gasoline | COMPARTMENT A | Double Walled | Fiberglass Reinforced Plastic |  |  |  | Removal | 2015-11-12
0-001730 | DAVIS-MONTHAN AFB | 3775 S 5TH ST | DAVIS MONTHAN AFB | AZ | 85707 | Pima | 8 | Temp Closure | 1952-01-01 | 39500 | Jet Fuel | COMPARTMENT A | Single Walled | Fiberglass Reinforced Plastic |  |  |  |  | 2011-04-12
0-001730 | DAVIS-MONTHAN AFB | 3775 S 5TH ST | DAVIS MONTHAN AFB | AZ | 85707 | Pima | 34 | Perm Closure | 1981-01-01 | 1000 | Diesel | COMPARTMENT A | Unknown | Fiberglass Reinforced Plastic |  |  |  | Removal | 1995-03-03
0-001730 | DAVIS-MONTHAN AFB | 3775 S 5TH ST | DAVIS MONTHAN AFB | AZ | 85707 | Pima | 124 | Perm Closure | 1940-01-01 | 25000 | Gasoline | COMPARTMENT A | Single Walled | Asphalt coated or Bare Steel |  |  |  | Removal | 1992-01-15
0-000474 | ASARCO - MISSION UNIT | 4210 W PIMA MINE RD | SAHUARITA | AZ | 85629 | Pima | 5 | Perm Closure | 1966-01-01 | 5000 | Used Oil/Waste Oil | COMPARTMENT A |  | Asphalt coated or Bare Steel | Suction - Check Valve at the Tank Top |  |  | Removal | 1992-05-14
0-000474 | ASARCO - MISSION UNIT | 4210 W PIMA MINE RD | SAHUARITA | AZ | 85629 | Pima | 8 | Perm Closure | 1960-01-01 | 560 | Diesel | COMPARTMENT A |  | Asphalt coated or Bare Steel |  |  |  | Removal | 1990-06-01
0-002088 | CANOA HILLS GOLF COURSE | 1401 W CAMINO URBANO | GREEN VALLEY | AZ | 85622 | Pima | 1 | Perm Closure | 1984-01-30 | 500 | Gasoline | COMPARTMENT A | Single Walled | Asphalt coated or Bare Steel | Suction - Check Valve at the Tank Top | Single Walled | Bare or Galvanized Steel | Removal | 1992-09-04
0-000149 | ANTONICK DRYWALL CO | 10500 S NOGALES HWY | TUCSON | AZ | 85756 | Pima | 1 | Perm Closure | 1980-01-01 | 10000 | Diesel | COMPARTMENT A |  | Asphalt coated or Bare Steel | Suction - Check Valve at the Tank Top |  |  | Removal | 1994-10-27
0-008300 | LEROY'S LUMBER | 4550 N STOCKTON HILL RD | KINGMAN | AZ | 86409 | Mohave | 1 | Perm Closure | 2005-06-17 | 500 | Gasoline | COMPARTMENT A | Double Walled | Asphalt coated or Bare Steel | Suction - Check Valve at the Tank Top |  |  | Removal | 1994-03-08
0-009263 | KING RACING FUEL | 6729 N 57TH AVE | GLENDALE | AZ | 85301 | Maricopa | 1 | Perm Closure | 1990-01-01 | 6000 | Gasoline | COMPARTMENT A | Double Walled | Composite (Steel/Fiberglass) | Pressure |  | Fiberglass Reinforced Plastic | Removal | 2017-08-30
0-009198 | HORNE CHEVROLET AUTO CENTER | 651 W DEUCE OF CLUBS | SHOW LOW | AZ | 85901 | Navajo | 1 | Perm Closure | 1985-01-01 | 500 | Used Oil/Waste Oil | COMPARTMENT A |  | Asphalt coated or Bare Steel |  |  |  | Removal | 1997-12-10
0-000489 | ATSF - YARD |  | KINGMAN |  |  | Mohave | 1 | Perm Closure | 2005-06-17 | 300 | Gasoline | COMPARTMENT A |  | Asphalt coated or Bare Steel |  |  |  | Removal | 1990-10-12
0-000873 | SPEEDSMART #111 | 1981 N ALMA SCHOOL RD | CHANDLER | AZ | 85224 | Maricopa | 4 | Perm Closure | 1981-01-01 | 12000 | Gasoline | COMPARTMENT A |  | Asphalt coated or Bare Steel | Pressure | Double Walled | Fiberglass Reinforced Plastic | Removal | 1997-05-13
0-006045 | CRUM PLUMBING | 1136 S LEWIS | MESA | AZ | 85210 | Maricopa | 1 | Perm Closure | 1978-03-29 | 1000 | Gasoline | COMPARTMENT A | Unknown | Asphalt coated or Bare Steel | Suction - Check Valve at the Tank Top |  | Bare or Galvanized Steel | Removal | 1993-10-21
0-004338 | WHITING STATION #139 | 3040 W CAMELBACK RD | PHOENIX | AZ | 85017 | Maricopa | 2 | Perm Closure | 1971-01-01 | 10000 | Gasoline | COMPARTMENT A |  | Asphalt coated or Bare Steel |  |  |  | Removal | 1991-05-07
0-004338 | WHITING STATION #139 | 3040 W CAMELBACK RD | PHOENIX | AZ | 85017 | Maricopa | 3 | Perm Closure | 1971-01-01 | 10000 | Gasoline | COMPARTMENT A |  | Asphalt coated or Bare Steel |  |  |  | Removal | 1991-05-07
0-004343 | FATIMA MINI MART | 5904 W GLENDALE AVE | GLENDALE | AZ | 85301 | Maricopa | 2 | Perm Closure | 1979-01-01 | 10000 | Gasoline | COMPARTMENT A |  | Asphalt coated or Bare Steel | Pressure | Single Walled | Bare or Galvanized Steel | Removal | 2017-10-26
0-005999 | JOHNS SUPER SERVICE | 6511 E THOMAS RD | SCOTTSDALE | AZ | 85251 | Maricopa | 4 | Perm Closure | 1973-01-01 | 250 | Used Oil/Waste Oil | COMPARTMENT A |  | Asphalt coated or Bare Steel |  |  |  | Removal | 1991-12-16
0-000942 | UNOCAL #7454 | 2260 GRAND AVE | PHOENIX | AZ | 85009 | Maricopa | 1 | Perm Closure | 1974-01-01 | 12000 | Gasoline | COMPARTMENT A |  | Asphalt coated or Bare Steel | Pressure |  | Fiberglass Reinforced Plastic | Removal | 1994-06-16
0-000942 | UNOCAL #7454 | 2260 GRAND AVE | PHOENIX | AZ | 85009 | Maricopa | 3 | Perm Closure | 1974-01-01 | 12000 | Gasoline | COMPARTMENT A |  | Asphalt coated or Bare Steel | Pressure |  | Fiberglass Reinforced Plastic | Removal | 1994-06-16
0-004699 | WESTERN FUEL INC | 1895 W BUCKEYE RD | PHOENIX | AZ | 85007 | Maricopa | 3 | Perm Closure | 2005-06-17 | 10000 | Gasoline | COMPARTMENT A | Unknown | Asphalt coated or Bare Steel |  |  |  | Removal | 1987-10-01
0-010058 | HARDY CONCRETE | 4749 S IRVING AVE | TUCSON | AZ | 85714 | Pima | 1 | Perm Closure | 1982-01-01 | 5000 | Diesel | COMPARTMENT A | Double Walled | Fiberglass Reinforced Plastic |  |  |  | Removal | 2005-06-29
0-001633 | DURANGO - MCKINLEY PAPER COMPANY | 425 S 15TH AVE | PHOENIX | AZ | 85007 | Maricopa | 2 | Perm Closure | 1986-01-20 | 5000 | Diesel | COMPARTMENT A |  | Asphalt coated or Bare Steel |  |  |  | Removal | 1991-08-08
0-000311 | SCOTTSDALE MUFFLER | 5209 E THOMAS RD | PHOENIX | AZ | 85018 | Maricopa | 1 | Perm Closure | 1988-01-01 | 10000 | Used Oil/Waste Oil | COMPARTMENT A | Double Walled | Fiberglass Reinforced Plastic | Gravity Feed | Double Walled |  | Removal | 1994-05-27
0-006817 | DRIVE TIME CAR SALES | 333 S ALMA SCHOOL RD | MESA | AZ | 85210 | Maricopa | 4 | Perm Closure | 1967-01-01 | 3000 | Gasoline | COMPARTMENT A | Double Walled | Asphalt coated or Bare Steel |  |  |  | Removal | 1991-01-19
0-000503 | ARCO #5290 | 3440 W THOMAS RD | PHOENIX | AZ | 85017 | Maricopa | 3 | Perm Closure | 2005-06-17 | 10000 | Gasoline | COMPARTMENT A |  | Asphalt coated or Bare Steel |  |  |  | Removal | 1988-09-20
0-005333 | SAVCO #11 | 748 E MAIN ST | AVONDALE | AZ | 85323 | Maricopa | 1 | Perm Closure | 1987-05-01 | 10000 | Diesel | COMPARTMENT A |  | Asphalt coated or Bare Steel | Pressure |  |  | Removal | 1992-12-15
0-005333 | SAVCO #11 | 748 E MAIN ST | AVONDALE | AZ | 85323 | Maricopa | 7 | Perm Closure | 1971-01-01 | 4000 | Gasoline | COMPARTMENT A |  | Asphalt coated or Bare Steel |  |  |  | Removal | 1987-03-01
0-000521 | ARCO #5251 | 4647 W INDIAN SCHOOL RD | PHOENIX | AZ | 85031 | Maricopa | 3 | Perm Closure | 2005-06-17 | 10000 | Gasoline | COMPARTMENT A |  | Asphalt coated or Bare Steel | Pressure |  |  | Removal | 1991-11-13
0-005808 | GILA BEND AIR FORCE AUXILLARY FIELD |  | GILA BEND |  |  | Maricopa | 13 | Open | 1992-01-01 | 10000 | Jet Fuel | COMPARTMENT A | Double Walled | Fiberglass Reinforced Plastic
0-005808 | GILA BEND AIR FORCE AUXILLARY FIELD |  | GILA BEND |  |  | Maricopa | 6 | Perm Closure | 1976-01-01 | 2000 | Diesel | COMPARTMENT A |  | Asphalt coated or Bare Steel |  |  |  | Removal | 1992-12-23
0-009650 | ST. VINCENT DEPAUL | 310 W WATKINS RD | PHOENIX | AZ | 85003 | Maricopa | 2 | Perm Closure | 2017-04-27 | 4000 | Diesel | COMPARTMENT A | Single Walled | Asphalt coated or Bare Steel | No Piping | Single Walled | Bare or Galvanized Steel | Removal | 2017-03-15
0-005812 | QUIK FILL | 8296 W CAMELBACK RD | GLENDALE | AZ | 85303 | Maricopa | 3 | Perm Closure | 1988-08-01 | 12000 | Gasoline (UL) | COMPARTMENT A | Double Walled | Fiberglass Reinforced Plastic | Pressure |  | Fiberglass Reinforced Plastic | Removal | 2017-03-02
0-009652 | STOP & SHOP | 3183 E WILLIAMS FIELD RD | GILBERT | AZ | 85295 | Maricopa | 1 | Perm Closure | 2005-06-17 | 500 | Unidentified | COMPARTMENT A | Single Walled | Asphalt coated or Bare Steel |  |  |  | Removal | 2000-06-27
0-000657 | HUNT-WESSON GROCERY PRODUCTS | 310 S EXTENSION RD | MESA | AZ | 85210 | Maricopa | 2 | Perm Closure | 1982-01-01 | 10000 | Gasoline | COMPARTMENT A | Single Walled | Asphalt coated or Bare Steel |  |  |  | Removal | 1991-07-18
0-010351 | QUIKTRIP #414 | 847 N ARIZONA AVE | GILBERT | AZ | 85233 | Maricopa | 3 | Open | 2010-01-14 | 12000 | Gasoline | COMPARTMENT A | Double Walled | Fiberglass Reinforced Plastic | Pressure | Double Walled | Fiberglass Reinforced Plastic
0-010083 | DAVIS ENTERPRISES | 405 E BUCHANAN ST | PHOENIX | AZ | 85004 | Maricopa | 1 | Perm Closure | 2005-10-27 | 550 | Gasoline | COMPARTMENT A | Single Walled | Asphalt coated or Bare Steel | Suction - Check Valve at the Dispenser |  | Bare or Galvanized Steel | Removal | 2005-09-30
0-008033 | SOUTHWEST GAS | 630 E 18TH PL | YUMA | AZ | 85365 | Yuma | 1 | Perm Closure | 2005-06-17 | 1100 | Gasoline | COMPARTMENT A | Unknown | Asphalt coated or Bare Steel |  |  |  | Removal | 1992-11-24
0-001284 | CIRCLE K #671 | 51 W APACHE TRL | APACHE JUNCTION | AZ | 85120 | Pinal | 2 | Perm Closure | 1971-01-01 | 10000 | Gasoline | COMPARTMENT A |  | Asphalt coated or Bare Steel | Pressure |  |  | Removal | 1995-04-16
0-006949 | MOQUI LODGE |  | TUSAYAN |  |  | Coconino | 4 | Perm Closure | 1998-12-01 | 12000 | Gasoline | COMPARTMENT A | Double Walled | Composite (Steel/Fiberglass) | Pressure |  | Fiberglass Reinforced Plastic | Removal | 2004-04-22
0-006949 | MOQUI LODGE |  | TUSAYAN |  |  | Coconino | 5 | Perm Closure | 1998-12-01 | 6000 | Diesel | COMPARTMENT A | Double Walled | Composite (Steel/Fiberglass) | Pressure |  | Fiberglass Reinforced Plastic | Removal | 2004-04-22
0-006949 | MOQUI LODGE |  | TUSAYAN |  |  | Coconino | 1 | Perm Closure | 1961-01-01 | 10000 | Gasoline | COMPARTMENT A | Single Walled | Asphalt coated or Bare Steel | Pressure |  | Fiberglass Reinforced Plastic | Removal | 1998-11-23
0-000696 | BLUE BEACON OF KINGMAN TRUCK WASH | 9465 E NELLIE DR | KINGMAN | AZ | 86411 | Mohave | 3 | Perm Closure | 1981-01-01 | 20000 | Diesel | COMPARTMENT A | Single Walled | Asphalt coated or Bare Steel | Pressure |  |  | Removal | 2004-07-14
0-004966 | TEXACO #60-351-1000 | 5460 E 5TH ST | TUCSON | AZ | 85711 | Pima | 6 | Open | 1994-04-01 | 12000 | Gasoline (UL) | COMPARTMENT A | Double Walled | Fiberglass Reinforced Plastic | Pressure | Double Walled | Fiberglass Reinforced Plastic
0-004966 | TEXACO #60-351-1000 | 5460 E 5TH ST | TUCSON | AZ | 85711 | Pima | 7 | Open | 1994-04-01 | 12000 | Gasoline (PUL) | COMPARTMENT A | Double Walled | Fiberglass Reinforced Plastic | Pressure | Double Walled | Fiberglass Reinforced Plastic
0-004966 | TEXACO #60-351-1000 | 5460 E 5TH ST | TUCSON | AZ | 85711 | Pima | 4 | Perm Closure | 1969-01-01 | 550 | Used Oil/Waste Oil | COMPARTMENT A | Double Walled | Asphalt coated or Bare Steel | Gravity Feed |  | Bare or Galvanized Steel | Removal | 1994-04-20
0-008109 | NISSAN TEST CENTER NORTH AMERICA | 7815 N WHITE AND PARKER RD | STANFIELD | AZ | 85172 | Pinal | 19 | Open | 2008-01-15 | 4000 | Oxygenated Gasoline | COMPARTMENT A | Double Walled | Fiberglass Reinforced Plastic | Pressure | Double Walled | Fiberglass Reinforced Plastic
0-008109 | NISSAN TEST CENTER NORTH AMERICA | 7815 N WHITE AND PARKER RD | STANFIELD | AZ | 85172 | Pinal | 20 | Open | 2008-01-15 | 4000 | Gasoline | COMPARTMENT A | Double Walled | Fiberglass Reinforced Plastic | Pressure | Double Walled | Fiberglass Reinforced Plastic
0-000318 | ADOT - SHEEPSPRING MAINTENANCE |  | GREER |  |  | Apache | 2 | Perm Closure | 2005-06-17 | 1000 | Diesel | COMPARTMENT A |  | Asphalt coated or Bare Steel |  |  |  | Removal | 1990-05-18
0-010533 | SPEEDWAY STORE #2962 | 5620 S HIGHWAY 92 | HEREFORD | AZ | 85615 | Cochise | 1 | Open | 2013-03-27 | 6000 | Gasoline (PUL) | COMPARTMENT B | Double Walled | Fiberglass Reinforced Plastic | Pressure | Double Walled | Fiberglass Reinforced Plastic
0-005718 | ESTES EXPRESS LINES INC | 2425 S 43RD AVE | PHOENIX | AZ | 85009 | Maricopa | 3 | Perm Closure | 1978-01-01 | 40000 | Diesel | COMPARTMENT A |  | Asphalt coated or Bare Steel | Pressure |  | Fiberglass Reinforced Plastic | Closed in Place | 2010-08-31
0-005718 | ESTES EXPRESS LINES INC | 2425 S 43RD AVE | PHOENIX | AZ | 85009 | Maricopa | 5 | Perm Closure | 1978-01-01 | 10000 | New Oil | COMPARTMENT A |  | Asphalt coated or Bare Steel | Suction - Check Valve at the Tank Top | Single Walled | Bare or Galvanized Steel | Closed in Place | 2010-08-31
0-007023 | PHOENIX FUEL | 1001 N 53RD AVE | PHOENIX | AZ | 85043 | Maricopa | 4 | Open | 1991-03-01 | 8000 | Gasoline | COMPARTMENT A | Double Walled | Composite (Steel/Fiberglass) | Pressure | Single Walled | Fiberglass Reinforced Plastic
0-004336 | LMH AUTO SALES | 303 N BLACK CANYON HWY | PHOENIX | AZ | 85009 | Maricopa | 5 | Perm Closure | 1961-01-01 | 8000 | Gasoline | COMPARTMENT A | Double Walled | Asphalt coated or Bare Steel |  |  |  | Removal | 1997-02-05
0-004336 | LMH AUTO SALES | 303 N BLACK CANYON HWY | PHOENIX | AZ | 85009 | Maricopa | 3 | Perm Closure | 1961-01-01 | 4000 | Gasoline | COMPARTMENT A | Double Walled | Asphalt coated or Bare Steel |  |  |  | Removal | 1997-02-05
0-000654 | BEALS CONTRACTING CO | 8831 S 27TH AVE | LAVEEN | AZ | 85339 | Maricopa | 1 | Perm Closure | 1976-01-01 | 3000 | Gasoline | COMPARTMENT A |  | Asphalt coated or Bare Steel | Suction - Check Valve at the Tank Top |  |  | Removal | 1995-03-10
0-009730 | GRANT 6630 | 6630 E GRANT RD | TUCSON | AZ | 85715 | Pima | 2 | Perm Closure | 2001-02-06 | 10000 | Gasoline | COMPARTMENT A | Double Walled | Fiberglass Reinforced Plastic | Pressure | Double Walled | Flexible | Removal | 2016-12-01
0-003538 | NORTHWEST CONCRETE CONSTRUCTION | 2420 W PHELPS RD | PHOENIX | AZ | 85023 | Maricopa | 1 | Perm Closure | 1981-01-01 | 6000 | Diesel | COMPARTMENT A |  | Asphalt coated or Bare Steel |  |  |  | Removal | 1990-11-01
0-000293 | CIRCLE K #2705290 | 1501 W WARNER RD | TEMPE | AZ | 85284 | Maricopa | 1 | Open | 1988-01-01 | 15000 | Gasoline | COMPARTMENT A | Double Walled | Fiberglass Reinforced Plastic | Pressure |  | Fiberglass Reinforced Plastic
0-000185 | ADOA FLEET MANAGEMENT OFFICE | 1522 W JACKSON ST | PHOENIX | AZ | 85007 | Maricopa | 2 | Perm Closure | 1975-01-01 | 10000 | Gasoline | COMPARTMENT A |  | Asphalt coated or Bare Steel | Suction - Check Valve at the Tank Top |  |  | Removal | 1999-04-14
0-001598 | COCONINO COUNTY PUBLIC WORKS | 5600 E COMMERCE AVE | FLAGSTAFF | AZ | 86004 | Coconino | 3 | Perm Closure | 1984-01-01 | 10000 | Diesel | COMPARTMENT A |  | Asphalt coated or Bare Steel |  |  |  | Removal | 1993-10-20
0-001598 | COCONINO COUNTY PUBLIC WORKS | 5600 E COMMERCE AVE | FLAGSTAFF | AZ | 86004 | Coconino | 4 | Perm Closure | 1984-01-01 | 10000 | Diesel | COMPARTMENT A |  | Asphalt coated or Bare Steel |  |  |  | Removal | 1993-10-20
0-001557 | TUCSON OIL PRODUCTS INC | 1057 E MILL ST | TUCSON | AZ | 85719 | Pima | 7 | Perm Closure | 1985-01-01 | 500 | Used Oil/Waste Oil | COMPARTMENT A | Single Walled | Asphalt coated or Bare Steel | Pressure |  |  | Removal | 1998-12-04
0-003393 | TEMPE MCCLINTOCK CO #141280 | 6016 S MCCLINTOCK DR | TEMPE | AZ | 85283 | Maricopa | 2 | Open | 1990-02-01 | 2600 | Diesel | COMPARTMENT A | Double Walled | Fiberglass Reinforced Plastic | Suction - Check Valve at the Tank Top |  | Fiberglass Reinforced Plastic
0-003393 | TEMPE MCCLINTOCK CO #141280 | 6016 S MCCLINTOCK DR | TEMPE | AZ | 85283 | Maricopa | 1 | Perm Closure | 1971-01-08 | 2000 | Diesel | COMPARTMENT A | Unknown | Asphalt coated or Bare Steel |  |  |  | Removal | 1990-02-01
0-004858 | EPICUREAN FINE FOODS INC | 246 S ROBSON | MESA | AZ | 85210 | Maricopa | 3 | Perm Closure | 1966-05-08 | 2000 | Gasoline | COMPARTMENT A | Unknown | Asphalt coated or Bare Steel |  |  |  | Removal | 1988-10-01
0-009305 | THE CARWASHPLEX | 5050 W BELL RD | GLENDALE | AZ | 85308 | Maricopa | 3 | Perm Closure | 1990-01-01 | 12000 | Gasoline | COMPARTMENT A | Double Walled | Fiberglass Reinforced Plastic | Pressure | Double Walled | Fiberglass Reinforced Plastic | Removal | 2018-08-10
0-009567 | SUPER PLUS CHEVRON | 4356 E UNIVERSITY DR | MESA | AZ | 85205 | Maricopa | 1 | Open | 1999-05-01 | 15000 | Gasoline (PUL) | COMPARTMENT A | Double Walled | Fiberglass Reinforced Plastic | Pressure | Double Walled | Fiberglass Reinforced Plastic
0-004893 | GARDNERS TENNIS RANCH | 5700 E MCDONALD DR | PARADISE VALLEY | AZ | 85253 | Maricopa | 3 | Perm Closure | 1972-05-04 | 500 | Gasoline | COMPARTMENT A | Double Walled | Asphalt coated or Bare Steel |  |  |  | Removal | 1989-08-10
0-010125 | K & R FARMS | 12710 E ADAMSVILLE RD | FLORENCE | AZ | 85132 | Pinal | 1 | Perm Closure | 1979-01-01 | 12000 | Diesel | COMPARTMENT A |  | Asphalt coated or Bare Steel |  |  |  | Removal | 2006-05-02
0-010177 | SAM'S CLUB #6608 | 1525 W BELL RD | PHOENIX | AZ | 85023 | Maricopa | 1 | Open | 2007-02-17 | 20000 | Gasoline | COMPARTMENT A | Double Walled | Fiberglass Reinforced Plastic | Pressure | Double Walled | Flexible
0-006816 | PARCEL #126-19-081 | 4810 E MCDOWELL RD | PHOENIX | AZ | 85008 | Maricopa | 1 | Perm Closure | 1970-01-01 | 300 | Used Oil/Waste Oil | COMPARTMENT A |  | Asphalt coated or Bare Steel |  |  |  | Removal | 1990-03-07
0-006816 | PARCEL #126-19-081 | 4810 E MCDOWELL RD | PHOENIX | AZ | 85008 | Maricopa | 3 | Perm Closure | 1964-01-01 | 5000 | Gasoline | COMPARTMENT A |  | Asphalt coated or Bare Steel |  |  |  | Removal | 1980-09-01
0-010169 | LOVE'S TRAVEL STOP #349 | 2931 E GILA RIDGE RD | YUMA | AZ | 85365 | Yuma | 3 | Open | 2007-02-27 | 20000 | Gasoline | COMPARTMENT A | Double Walled | Composite (Steel/Fiberglass) | Pressure | Double Walled | Fiberglass Reinforced Plastic
0-010187 | PARCEL #507-07-156 | 102 N FLORENCE ST | CASA GRANDE | AZ | 85122 | Pinal | 1 | Perm Closure | 1920-01-01 | 1000 | Gasoline | COMPARTMENT A |  | Asphalt coated or Bare Steel |  |  |  | Closed in Place | 2007-09-10
0-010191 | GILA COUNTY - PARKER CREEK COUNTY MAINTENANCE YARD |  | YOUNG |  |  | Gila | 1 | Perm Closure | 2008-02-05 | 500 | Diesel | COMPARTMENT A |  | Asphalt coated or Bare Steel |  |  |  | Removal | 2007-12-19
0-010195 | CIRCLE K STORE #2706672 | 23336 N LAKE PLEASANT PKWY | PEORIA | AZ | 85383 | Maricopa | 1 | Open | 2007-09-26 | 20000 | Gasoline | COMPARTMENT A | Double Walled | Fiberglass Reinforced Plastic | Pressure | Double Walled | Fiberglass Reinforced Plastic
0-010195 | CIRCLE K STORE #2706672 | 23336 N LAKE PLEASANT PKWY | PEORIA | AZ | 85383 | Maricopa | 2 | Open | 2007-09-26 | 20000 | Gasoline | COMPARTMENT A | Double Walled | Fiberglass Reinforced Plastic | Pressure | Double Walled | Fiberglass Reinforced Plastic
0-010198 | SPEEDWAY STORE #2960 | 795 W VIA RANCHO SAHUARITA | SAHUARITA | AZ | 85629 | Pima | 2 | Open | 2007-08-23 | 6000 | Gasoline (PUL) | COMPARTMENT C | Double Walled | Fiberglass Reinforced Plastic | Pressure | Double Walled | Fiberglass Reinforced Plastic
0-010198 | SPEEDWAY STORE #2960 | 795 W VIA RANCHO SAHUARITA | SAHUARITA | AZ | 85629 | Pima | 2 | Open | 2007-08-23 | 6000 | E-85 | COMPARTMENT A | Double Walled | Fiberglass Reinforced Plastic | Pressure | Double Walled | Fiberglass Reinforced Plastic
0-010201 | TOM'S THUMB FRESH MARKET | 9393 E BELL RD | SCOTTSDALE | AZ | 85260 | Maricopa | 2 | Open | 2007-02-22 | 12000 | Gasoline | COMPARTMENT A | Double Walled | Composite (Steel/Fiberglass) | Pressure | Double Walled | Fiberglass Reinforced Plastic
0-005628 | BOB'S SHELL AND FOOD MART | 981 S ARIZONA BLVD | COOLIDGE | AZ | 85128 | Pinal | 5 | Perm Closure | 1978-01-01 | 1000 | Diesel | COMPARTMENT A | Double Walled | Asphalt coated or Bare Steel | Pressure |  | Fiberglass Reinforced Plastic | Removal | 1998-07-23
0-010215 | CARMAX #7274 | 1041 N 99TH AVE | TOLLESON | AZ | 85353 | Maricopa | 1 | Open | 2007-09-27 | 12000 | Gasoline | COMPARTMENT A | Double Walled | Fiberglass Reinforced Plastic | Pressure | Double Walled | Fiberglass Reinforced Plastic
0-006946 | AFCO #020103 | 2392 N COUNTRY CLUB RD | TUCSON | AZ | 85716 | Pima | 3 | Perm Closure | 1990-06-01 | 10000 | Gasoline | COMPARTMENT A | Single Walled | Fiberglass Reinforced Plastic | Pressure |  | Fiberglass Reinforced Plastic | Removal | 1994-02-16
0-010276 | QUIKTRIP #474 | 22185 S ELLSWORTH LOOP RD | QUEEN CREEK | AZ | 85142 | Maricopa | 3 | Open | 2008-10-02 | 12000 | Gasoline | COMPARTMENT A | Double Walled | Fiberglass Reinforced Plastic | Pressure | Double Walled | Fiberglass Reinforced Plastic
0-010276 | QUIKTRIP #474 | 22185 S ELLSWORTH LOOP RD | QUEEN CREEK | AZ | 85142 | Maricopa | 2 | Open | 2008-10-02 | 20000 | Gasoline | COMPARTMENT A | Double Walled | Fiberglass Reinforced Plastic | Pressure | Double Walled | Fiberglass Reinforced Plastic
0-010311 | 503-22-013 | 41203 NW GRAND AVE | MORRISTOWN | AZ | 85342 | Maricopa | 2 | Perm Closure | 2009-07-27 | 500 | Gasoline | COMPARTMENT A | Single Walled | Asphalt coated or Bare Steel |  |  |  | Removal | 2009-05-27
0-000052 | FAA PRESCOTT RCAG (MINGUS MTN) |  | PRESCOTT VALLEY |  |  | Yavapai | 1 | Perm Closure | 1979-01-01 | 500 | Diesel | COMPARTMENT A |  | Asphalt coated or Bare Steel |  |  |  | Removal | 1992-08-05
0-001556 | CLARK'S AUTOMOTIVE SERVICE | 9123 W VAN BUREN ST | TOLLESON | AZ | 85353 | Maricopa | 3 | Perm Closure | 1966-01-01 | 3000 | Gasoline | COMPARTMENT A |  | Asphalt coated or Bare Steel |  |  |  | Removal | 1988-12-01
0-001556 | CLARK'S AUTOMOTIVE SERVICE | 9123 W VAN BUREN ST | TOLLESON | AZ | 85353 | Maricopa | 1 | Perm Closure | 1966-01-01 | 7000 | Gasoline | COMPARTMENT A |  | Asphalt coated or Bare Steel |  |  |  | Removal | 1988-12-01
0-002623 | STEPHNOS - DISCOUNT BEVERAGE OUTLET | 22005 S ELLSWORTH RD | QUEEN CREEK | AZ | 85142 | Maricopa | 4 | Perm Closure | 1988-05-26 | 10000 | Diesel | COMPARTMENT A | Unknown | Fiberglass Reinforced Plastic | Pressure |  | Fiberglass Reinforced Plastic | Removal | 1994-06-17
0-004998 | M & P TRANSPORT | 3635 S 43RD AVE | PHOENIX | AZ | 85009 | Maricopa | 5 | Perm Closure | 1971-01-01 | 550 | Used Oil/Waste Oil | COMPARTMENT A |  | Asphalt coated or Bare Steel |  |  |  | Removal | 1991-08-16
0-004998 | M & P TRANSPORT | 3635 S 43RD AVE | PHOENIX | AZ | 85009 | Maricopa | 10 | Perm Closure | 1989-01-01 | 500 | New Oil | COMPARTMENT A |  | Asphalt coated or Bare Steel |  |  |  | Removal | 1998-10-07
0-004998 | M & P TRANSPORT | 3635 S 43RD AVE | PHOENIX | AZ | 85009 | Maricopa | 4 | Perm Closure | 1971-01-01 | 550 | Used Oil/Waste Oil | COMPARTMENT A |  | Asphalt coated or Bare Steel |  |  |  | Removal | 1988-08-01
0-003823 | CITY OF PHOENIX - FIRE STATION #25 | 4032 N 59TH AVE | PHOENIX | AZ | 85033 | Maricopa | 1 | Perm Closure | 1964-01-01 | 280 | Diesel | COMPARTMENT A | Single Walled | Asphalt coated or Bare Steel | Suction - Check Valve at the Tank Top |  |  | Removal | 1996-01-17
0-005821 | MESQUITE CARWASH | 1697 MESQUITE AVE | LAKE HAVASU CITY | AZ | 86403 | Mohave | 4 | Perm Closure | 1982-01-01 | 5000 | Diesel | COMPARTMENT A |  | Asphalt coated or Bare Steel | Pressure |  | Fiberglass Reinforced Plastic | Removal | 2004-08-15
0-005821 | MESQUITE CARWASH | 1697 MESQUITE AVE | LAKE HAVASU CITY | AZ | 86403 | Mohave | 3 | Perm Closure | 1982-01-01 | 10000 | Gasoline | COMPARTMENT A |  | Asphalt coated or Bare Steel | Pressure |  | Fiberglass Reinforced Plastic | Removal | 2004-08-15
0-005056 | TIERNAY PRROPERTIES INC | 1301 E JACKSON ST | PHOENIX | AZ | 85034 | Maricopa | 7 | Perm Closure | 1988-05-25 | 10000 | Diesel | COMPARTMENT A |  | Asphalt coated or Bare Steel | Pressure |  | Bare or Galvanized Steel | Removal | 2015-12-18
0-005056 | TIERNAY PRROPERTIES INC | 1301 E JACKSON ST | PHOENIX | AZ | 85034 | Maricopa | 5 | Perm Closure | 1958-01-01 | 550 | Gasoline | COMPARTMENT A |  | Unknown |  |  |  | Closed in Place | 1975-01-01
0-002980 | QUEEN VALLEY GOLF COUNTRY CLUB | 600 N FAIRWAY DR | QUEEN VALLEY | AZ | 85118 | Pinal | 2 | Perm Closure | 1976-01-01 | 4000 | Gasoline | COMPARTMENT A | Single Walled | Asphalt coated or Bare Steel |  |  |  | Removal | 1994-06-08
0-006774 | DOUGLAS, CITY OF - MAINTENANCE YARD | 101 E 7TH ST | DOUGLAS | AZ | 85607 | Cochise | 5 | Perm Closure | 1976-01-01 | 550 | Diesel | COMPARTMENT A | Double Walled | Asphalt coated or Bare Steel | Suction - Check Valve at the Dispenser |  |  | Removal | 1998-07-01
0-001489 | CIRCLE K #2701797 | 7602 E MCKELLIPS RD | SCOTTSDALE | AZ | 85257 | Maricopa | 2 | Open | 1985-01-01 | 10000 | Gasoline | COMPARTMENT A | Double Walled | Fiberglass Reinforced Plastic | Pressure | Single Walled | Fiberglass Reinforced Plastic
0-004176 | ROCK SPRINGS GAS DEPOT | 35932 S OLD BLACK CANYON HWY | BLACK CANYON CITY | AZ | 85324 | Yavapai | 3 | Open | 2005-06-17 | 1500 | Gasoline | COMPARTMENT A | Single Walled | Asphalt coated or Bare Steel | Gravity Feed
0-000538 | ARCO AM/PM | 10601 N SCOTTSDALE RD | SCOTTSDALE | AZ | 85254 | Maricopa | 9 | Perm Closure | 1990-08-01 | 10000 | Gasoline | COMPARTMENT A | Double Walled | Fiberglass Reinforced Plastic | Pressure | Double Walled | Fiberglass Reinforced Plastic | Removal | 2009-10-05
0-003205 | MOBIL 18-KM8 | 3550 W THUNDERBIRD RD | PHOENIX | AZ | 85053 | Maricopa | 2 | Perm Closure | 1985-01-01 | 10000 | Gasoline | COMPARTMENT A |  | Asphalt coated or Bare Steel | Pressure |  |  | Removal | 1996-04-11
0-003205 | MOBIL 18-KM8 | 3550 W THUNDERBIRD RD | PHOENIX | AZ | 85053 | Maricopa | 3 | Perm Closure | 1985-01-01 | 10000 | Gasoline | COMPARTMENT A |  | Asphalt coated or Bare Steel | Pressure |  |  | Removal | 1996-04-11
0-000659 | CHAPMAN AUTOMOTIVE GROUP - STRIP | 4646 E 22ND ST | TUCSON | AZ | 85711 | Pima | 4 | Perm Closure | 1970-01-01 | 500 | Used Oil/Waste Oil | COMPARTMENT A | Single Walled | Asphalt coated or Bare Steel | Gravity Feed | Single Walled | Bare or Galvanized Steel | Removal | 1993-08-05
0-000935 | UNOCAL #9647 | 6666 W BELL RD | GLENDALE | AZ | 85308 | Maricopa | 2 | Perm Closure | 1978-01-01 | 10000 | Gasoline | COMPARTMENT A |  | Asphalt coated or Bare Steel | Pressure |  | Fiberglass Reinforced Plastic | Removal | 1996-12-30
0-001878 | CIRCLE K STORE #2705400 | 7351 W CHANDLER BLVD | CHANDLER | AZ | 85226 | Maricopa | 5 | Perm Closure | 1989-01-15 | 10000 | Gasoline | COMPARTMENT A | Double Walled | Fiberglass Reinforced Plastic | Pressure |  | Fiberglass Reinforced Plastic | Removal | 1998-07-17
0-001878 | CIRCLE K STORE #2705400 | 7351 W CHANDLER BLVD | CHANDLER | AZ | 85226 | Maricopa | 3 | Perm Closure | 1969-01-01 | 10000 | Gasoline | COMPARTMENT A |  | Asphalt coated or Bare Steel |  |  |  | Removal | 1989-01-15
0-006965 | SCOTTSDALE, CITY OF - OLD CORPORATION YARD | 1323 E MCKELLIPS RD | SCOTTSDALE | AZ | 85257 | Maricopa | 4 | Perm Closure | 2005-06-17 | 500 | Used Oil/Waste Oil | COMPARTMENT A | Double Walled | Asphalt coated or Bare Steel | Gravity Feed |  | Bare or Galvanized Steel | Removal | 1990-05-31
0-000502 | ARCO AM/PM #5286 | 1201 E NORTHERN AVE | PHOENIX | AZ | 85020 | Maricopa | 12 | Open | 1993-09-01 | 10000 | Gasoline | COMPARTMENT A | Double Walled | Fiberglass Reinforced Plastic | Pressure | Double Walled | Fiberglass Reinforced Plastic
0-000502 | ARCO AM/PM #5286 | 1201 E NORTHERN AVE | PHOENIX | AZ | 85020 | Maricopa | 6 | Perm Closure | 1987-01-01 | 12000 | Gasoline | COMPARTMENT A |  | Fiberglass Reinforced Plastic | Pressure |  |  | Removal | 1993-09-28
0-002425 | MOBIL - HALLUM MOBIL | 4501 N US HIGHWAY 89 | FLAGSTAFF | AZ | 86004 | Coconino | 6 | Open | 2019-09-11 | 6000 | Diesel | COMPARTMENT B | Double Walled | Fiberglass Reinforced Plastic | Pressure | Double Walled | Fiberglass Reinforced Plastic
0-003232 | MOBIL 18-KPD | 730 E BETHANY HOME RD | PHOENIX | AZ | 85014 | Maricopa | 4 | Perm Closure | 1988-01-01 | 10000 | Gasoline | COMPARTMENT A | Double Walled | Fiberglass Reinforced Plastic | Pressure | Double Walled | Fiberglass Reinforced Plastic | Removal | 2003-09-11
0-008335 | USDOI NPS - WUPATKI NATIONAL MONUMENT |  | FLAGSTAFF |  |  | Coconino | 1 | Perm Closure | 1966-01-01 | 1000 | Gasoline | COMPARTMENT A | Unknown | Asphalt coated or Bare Steel | Suction - Check Valve at the Tank Top |  | Bare or Galvanized Steel | Removal | 1990-08-07
0-004987 | FIREBIRD FUEL COMPANY #304 | 2343 N 27TH AVE | PHOENIX | AZ | 85009 | Maricopa | 13 | Perm Closure | 1983-05-01 | 8000 | New Oil | COMPARTMENT A | Double Walled | Asphalt coated or Bare Steel | Suction - Check Valve at the Tank Top |  | Bare or Galvanized Steel | Removal | 1998-10-07
0-004987 | FIREBIRD FUEL COMPANY #304 | 2343 N 27TH AVE | PHOENIX | AZ | 85009 | Maricopa | 9 | Perm Closure | 1974-04-30 | 10000 | New Oil | COMPARTMENT A | Double Walled | Asphalt coated or Bare Steel | Suction - Check Valve at the Tank Top |  | Bare or Galvanized Steel | Removal | 1998-10-06
0-005392 | USPS - RIO SALADO FACILITY | 1441 E BUCKEYE RD | PHOENIX | AZ | 85034 | Maricopa | 4 | Perm Closure | 1966-05-01 | 550 | Used Oil/Waste Oil | COMPARTMENT A | Unknown | Asphalt coated or Bare Steel |  |  |  | Removal | 1989-04-03
0-003080 | BEAVER PEST CONTROL | 2545 N 29TH PL | PHOENIX | AZ | 85008 | Maricopa | 2 | Perm Closure | 1940-01-01 | 550 | Gasoline | COMPARTMENT A | Unknown | Asphalt coated or Bare Steel | Gravity Feed |  | Bare or Galvanized Steel | Removal | 1994-08-19
0-001112 | CHEVRON | 310 W MAIN ST | MESA | AZ | 85201 | Maricopa | 1 | Perm Closure | 1983-01-01 | 10000 | Gasoline | COMPARTMENT A | Double Walled | Fiberglass Reinforced Plastic | Pressure |  | Fiberglass Reinforced Plastic | Removal | 1992-05-27
0-001112 | CHEVRON | 310 W MAIN ST | MESA | AZ | 85201 | Maricopa | 5 | Perm Closure | 1992-05-01 | 10000 | Gasoline | COMPARTMENT A | Double Walled | Fiberglass Reinforced Plastic | Pressure | Double Walled | Fiberglass Reinforced Plastic | Removal | 2004-11-03
0-001112 | CHEVRON | 310 W MAIN ST | MESA | AZ | 85201 | Maricopa | 9 | Perm Closure | 1999-01-27 | 1000 | Used Oil/Waste Oil | COMPARTMENT A | Double Walled | Fiberglass Reinforced Plastic | Gravity Feed |  | Fiberglass Reinforced Plastic | Removal | 2004-11-03
0-006429 | F1 FOOD & FUEL LLC | 8941 N 12TH ST | PHOENIX | AZ | 85020 | Maricopa | 2 | Perm Closure | 1983-09-02 | 4000 | Gasoline | COMPARTMENT A | Double Walled | Asphalt coated or Bare Steel | Pressure |  |  | Removal | 1998-03-05
0-001088 | CHEVRON #9-5053 | 201 S MONTEZUMA ST | PRESCOTT | AZ | 86303 | Yavapai | 1 | Perm Closure | 1983-01-01 | 10000 | Gasoline | COMPARTMENT A | Double Walled | Fiberglass Reinforced Plastic | Pressure |  | Fiberglass Reinforced Plastic | Removal | 1996-03-18
0-001492 | CIRCLE K #1828 | 1002 N 27TH AVE | PHOENIX | AZ | 85009 | Maricopa | 1 | Perm Closure | 1985-01-01 | 10000 | Gasoline | COMPARTMENT A | Single Walled | Fiberglass Reinforced Plastic | Pressure |  | Fiberglass Reinforced Plastic | Removal | 1993-11-19
0-002426 | BAKER CONOCO | 932 W BEALE ST | KINGMAN | AZ | 86401 | Mohave | 3 | Perm Closure | 1978-01-01 | 2000 | Gasoline | COMPARTMENT A |  | Asphalt coated or Bare Steel |  |  |  | Removal | 1990-02-01
0-002426 | BAKER CONOCO | 932 W BEALE ST | KINGMAN | AZ | 86401 | Mohave | 7 | Open | 1990-02-01 | 10000 | Diesel | COMPARTMENT A | Single Walled | Asphalt coated or Bare Steel | Pressure
0-002426 | BAKER CONOCO | 932 W BEALE ST | KINGMAN | AZ | 86401 | Mohave | 8 | Perm Closure | 1978-01-01 | 2000 | Gasoline | COMPARTMENT A |  | Asphalt coated or Bare Steel |  |  |  | Removal | 1990-02-01
0-003491 | VALLEY TRUCK & TRAILER SERVICE | 2320 S 15TH AVE | PHOENIX | AZ | 85007 | Maricopa | 1 | Perm Closure | 2005-06-17 | 1000 | Gasoline | COMPARTMENT A | Unknown | Asphalt coated or Bare Steel |  |  |  | Removal | 1992-04-15
0-003491 | VALLEY TRUCK & TRAILER SERVICE | 2320 S 15TH AVE | PHOENIX | AZ | 85007 | Maricopa | 4 | Perm Closure | 2005-06-17 | 10000 | Diesel | COMPARTMENT A | Unknown | Asphalt coated or Bare Steel | Suction - Check Valve at the Tank Top |  | Bare or Galvanized Steel | Removal | 1992-04-15
0-003491 | VALLEY TRUCK & TRAILER SERVICE | 2320 S 15TH AVE | PHOENIX | AZ | 85007 | Maricopa | 2 | Perm Closure | 2005-06-17 | 10000 | Gasoline | COMPARTMENT A | Unknown | Asphalt coated or Bare Steel | Suction - Check Valve at the Tank Top |  | Bare or Galvanized Steel | Removal | 1992-04-15
0-001099 | VALERO FOOD MART | 1949 E OSBORN RD | PHOENIX | AZ | 85016 | Maricopa | 8 | Perm Closure | 1990-06-15 | 1000 | Used Oil/Waste Oil | COMPARTMENT A | Double Walled | Composite (Steel/Fiberglass) | Gravity Feed | Double Walled | Fiberglass Reinforced Plastic | Removal | 2018-04-03
0-001099 | VALERO FOOD MART | 1949 E OSBORN RD | PHOENIX | AZ | 85016 | Maricopa | 6 | Open | 1990-06-15 | 10000 | Gasoline | COMPARTMENT A | Double Walled | Composite (Steel/Fiberglass) | Pressure | Double Walled | Fiberglass Reinforced Plastic
0-009696 | CIRCLE K STORE #2703419 | 5202 E BASELINE RD | GILBERT | AZ | 85234 | Maricopa | 1 | Open | 2000-04-21 | 5000 | Diesel | COMPARTMENT A | Double Walled | Fiberglass Reinforced Plastic | Pressure | Double Walled | Fiberglass Reinforced Plastic
0-004311 | BARTLETT LAKE MARINA |  | SCOTTSDALE |  |  | Maricopa | 1 | Perm Closure | 1985-05-01 | 2000 | Diesel | COMPARTMENT A | Double Walled | Fiberglass Reinforced Plastic | Suction - Check Valve at the Tank Top |  | Bare or Galvanized Steel | Removal | 1993-06-28
0-004790 | SUNSTATE EQUIPMENT | 5425 E WASHINGTON ST | PHOENIX | AZ | 85034 | Maricopa | 1 | Perm Closure | 1986-01-01 | 8000 | Diesel | COMPARTMENT A | Double Walled | Fiberglass Reinforced Plastic | Pressure |  |  | Removal | 1996-08-02
0-004790 | SUNSTATE EQUIPMENT | 5425 E WASHINGTON ST | PHOENIX | AZ | 85034 | Maricopa | 2 | Perm Closure | 1986-01-01 | 4000 | Gasoline | COMPARTMENT A | Double Walled | Fiberglass Reinforced Plastic | Pressure |  |  | Removal | 1996-08-02
0-004658 | 7-ELEVEN #23215 | 3948 E THOMAS RD | PHOENIX | AZ | 85018 | Maricopa | 1 | Perm Closure | 1982-01-01 | 10000 | Gasoline | COMPARTMENT A | Single Walled | Fiberglass Reinforced Plastic |  |  |  | Removal | 1991-12-10
0-003067 | MARTIN'S AUTO & PETRO | 3636 N 16TH ST | PHOENIX | AZ | 85016 | Maricopa | 4 | Perm Closure | 1985-05-21 | 10000 | Gasoline | COMPARTMENT A | Unknown | Fiberglass Reinforced Plastic | Pressure | Double Walled | Fiberglass Reinforced Plastic | Removal | 2005-11-01
0-002399 | TRIPLE G PARTNERSHIP PROPERTY/ANDY DEVINE LIQUORS INC | 229 E ANDY DEVINE AVE | KINGMAN | AZ | 86401 | Mohave | 2 | Perm Closure | 1961-06-01 | 7500 | Gasoline | COMPARTMENT A | Single Walled | Asphalt coated or Bare Steel | Pressure |  | Bare or Galvanized Steel | Removal | 1994-05-18
0-002399 | TRIPLE G PARTNERSHIP PROPERTY/ANDY DEVINE LIQUORS INC | 229 E ANDY DEVINE AVE | KINGMAN | AZ | 86401 | Mohave | 1 | Perm Closure | 1961-05-08 | 7500 | Gasoline | COMPARTMENT A | Single Walled | Asphalt coated or Bare Steel | Pressure |  | Bare or Galvanized Steel | Removal | 1994-05-18
0-004010 | MINIT LUBE 1135 | 399 N ARIZONA AVE | CHANDLER | AZ | 85225 | Maricopa | 1 | Perm Closure | 1985-01-01 | 4000 | New Oil | COMPARTMENT A | Single Walled | Asphalt coated or Bare Steel | Suction - Check Valve at the Tank Top |  |  | Removal | 1995-10-26
0-003799 | MIDWAY AUTO TEAM | 2201 W BELL RD | PHOENIX | AZ | 85023 | Maricopa | 2 | Perm Closure | 1984-06-11 | 1500 | Used Oil/Waste Oil | COMPARTMENT A | Unknown | Asphalt coated or Bare Steel | Gravity Feed |  |  | Removal | 1997-01-22
0-003799 | MIDWAY AUTO TEAM | 2201 W BELL RD | PHOENIX | AZ | 85023 | Maricopa | 4 | Perm Closure | 1990-01-01 | 500 | Used Oil/Waste Oil | COMPARTMENT A | Double Walled | Fiberglass Reinforced Plastic | Gravity Feed |  |  | Removal | 1997-01-22
0-010038 | J & S SERVICE CENTER | 4226 E MCDOWELL RD | PHOENIX | AZ | 85008 | Maricopa | 5 | Perm Closure | 1982-01-01 | 10000 | Gasoline | COMPARTMENT A | Unknown | Asphalt coated or Bare Steel | Pressure |  | Bare or Galvanized Steel | Removal | 2005-03-22
0-010038 | J & S SERVICE CENTER | 4226 E MCDOWELL RD | PHOENIX | AZ | 85008 | Maricopa | 4 | Perm Closure | 1982-01-01 | 5000 | Gasoline | COMPARTMENT A | Unknown | Asphalt coated or Bare Steel | Pressure |  | Bare or Galvanized Steel | Removal | 2005-03-22
0-007286 | FULL SERV GAS | 2198 MCCULLOCH BLVD N | LAKE HAVASU CITY | AZ | 86403 | Mohave | 2 | Perm Closure | 1970-01-01 | 8000 | Gasoline | COMPARTMENT A | Double Walled | Asphalt coated or Bare Steel | Pressure |  |  | Removal | 2003-05-20
0-007286 | FULL SERV GAS | 2198 MCCULLOCH BLVD N | LAKE HAVASU CITY | AZ | 86403 | Mohave | 5 | Perm Closure | 1970-01-01 | 250 | Used Oil/Waste Oil | COMPARTMENT A | Double Walled | Asphalt coated or Bare Steel | Gravity Feed |  |  | Removal | 2003-05-21
0-002931 | DARLE HELMERS | 731 E ANDY DEVINE AVE | KINGMAN | AZ | 86401 | Mohave | 1 | Perm Closure | 2005-06-17 | 2500 | Gasoline | COMPARTMENT A | Double Walled | Fiberglass Reinforced Plastic |  |  |  | Removal | 1991-03-18
0-002931 | DARLE HELMERS | 731 E ANDY DEVINE AVE | KINGMAN | AZ | 86401 | Mohave | 3 | Perm Closure | 2005-06-17 | 300 | Used Oil/Waste Oil | COMPARTMENT A |  | Asphalt coated or Bare Steel | Suction - Check Valve at the Tank Top |  |  | Removal | 1991-03-18
0-009785 | CIRCLE K #2706359 | 309 E OSBORN RD | PHOENIX | AZ | 85012 | Maricopa | 1 | Open | 2001-03-15 | 20000 | Gasoline | COMPARTMENT A | Double Walled | Fiberglass Reinforced Plastic | Pressure | Double Walled | Fiberglass Reinforced Plastic
0-005759 | CITY OF FLAGSTAFF - FIRE STATION 2 | 2230 E SPRUCE AVE | FLAGSTAFF | AZ | 86004 | Coconino | 1 | Perm Closure | 1967-05-29 | 500 | Diesel | COMPARTMENT A | Double Walled | Asphalt coated or Bare Steel | Suction - Check Valve at the Tank Top |  |  | Removal | 1990-12-14
0-006225 | CIRCLE K #2708696 | 7424 W MCDOWELL RD | PHOENIX | AZ | 85035 | Maricopa | 3 | Open | 1987-07-15 | 10000 | Gasoline | COMPARTMENT A | Double Walled | Fiberglass Reinforced Plastic | Pressure |  | Fiberglass Reinforced Plastic
0-009261 | CIRCLE K #2705544 | 8326 W UNION HILLS DR | PEORIA | AZ | 85382 | Maricopa | 1 | Open | 1997-11-10 | 15000 | Gasoline | COMPARTMENT A | Double Walled | Fiberglass Reinforced Plastic | Pressure | Double Walled | Fiberglass Reinforced Plastic
0-000706 | LARRY H MILLER DODGE RAM TUCSON | 4220 E 22ND ST | TUCSON | AZ | 85711 | Pima | 9 | Perm Closure | 2005-06-17 |  | Gasoline | COMPARTMENT A | Unknown | Unknown |  |  |  | Removal | 1989-11-03
0-000706 | LARRY H MILLER DODGE RAM TUCSON | 4220 E 22ND ST | TUCSON | AZ | 85711 | Pima | 7 | Perm Closure | 1971-03-25 | 500 | Used Oil/Waste Oil | COMPARTMENT A | Single Walled | Asphalt coated or Bare Steel |  |  |  | Removal | 1989-11-03
0-010076 | CITY DOORS | 2901 S 6TH AVE | TUCSON | AZ | 85713 | Pima | 1 | Perm Closure | 2005-12-16 | 250 | Unidentified | COMPARTMENT A | Single Walled | Asphalt coated or Bare Steel |  |  |  | Removal | 2005-09-14
0-007986 | SIMON AND SONS AUTO CENTER | 3406 N 3RD ST | PHOENIX | AZ | 85012 | Maricopa | 3 | Perm Closure | 2005-06-17 | 5000 | Gasoline | COMPARTMENT A | Single Walled | Asphalt coated or Bare Steel | Suction - Check Valve at the Tank Top | Single Walled | Bare or Galvanized Steel | Removal | 1996-06-13
0-007986 | SIMON AND SONS AUTO CENTER | 3406 N 3RD ST | PHOENIX | AZ | 85012 | Maricopa | 4 | Perm Closure | 2005-06-17 | 5000 | Gasoline | COMPARTMENT A | Single Walled | Asphalt coated or Bare Steel | Suction - Check Valve at the Tank Top | Single Walled | Bare or Galvanized Steel | Removal | 1996-06-13
0-007986 | SIMON AND SONS AUTO CENTER | 3406 N 3RD ST | PHOENIX | AZ | 85012 | Maricopa | 1 | Perm Closure | 2005-06-17 | 550 | Unidentified | COMPARTMENT A | Single Walled | Asphalt coated or Bare Steel |  |  |  | Removal | 1996-06-11
0-004106 | LITCHFIELD SCHOOL DISTRICT - BUS MAINTENANCE FACILITY | 18915 W THOMAS RD | BUCKEYE | AZ | 85396 | Maricopa | 1 | Perm Closure | 1987-06-24 | 10000 | Diesel #2 | COMPARTMENT A | Double Walled | Fiberglass Reinforced Plastic | Pressure | Double Walled | Flexible | Removal | 2019-12-06
0-004316 | SRP - KYRENE GENERATING STATION | 7005 S KYRENE RD | TEMPE | AZ | 85283 | Maricopa | 1 | Perm Closure | 1980-05-01 | 1000 | Diesel | COMPARTMENT A | Unknown | Asphalt coated or Bare Steel | Suction - Check Valve at the Tank Top |  |  | Removal | 1992-07-27
0-004316 | SRP - KYRENE GENERATING STATION | 7005 S KYRENE RD | TEMPE | AZ | 85283 | Maricopa | 2 | Perm Closure | 1980-05-01 | 1000 | Gasoline | COMPARTMENT A | Unknown | Asphalt coated or Bare Steel | Suction - Check Valve at the Tank Top |  |  | Removal | 1992-07-10
0-004030 | ORCHARD RANCH SENIOR RV RESORT | 11750 E STATE ROUTE 69 | DEWEY | AZ | 86327 | Yavapai | 1 | Perm Closure | 1974-04-15 | 2500 | Gasoline | COMPARTMENT A | Double Walled | Asphalt coated or Bare Steel |  |  |  | Removal | 1991-03-26
0-004897 | TERRIBLE HERBST #101 | 60 LAKE HAVASU AVE N | LAKE HAVASU CITY | AZ | 86403 | Mohave | 2 | Perm Closure | 1972-04-22 | 10000 | Gasoline | COMPARTMENT A | Double Walled | Asphalt coated or Bare Steel | Pressure |  |  | Removal | 1991-12-11
0-006937 | CATERPILLAR - TUCSON PROVING GROUNDS | 6000 W CATERPILLAR TRL | GREEN VALLEY | AZ | 85614 | Pima | 4 | Perm Closure | 1990-01-08 | 1000 | Used Oil/Waste Oil | COMPARTMENT A | Double Walled | Fiberglass Reinforced Plastic | Gravity Feed | Double Walled | Fiberglass Reinforced Plastic | Removal | 2011-05-19
0-002223 | STONE NET, INC. | 2635 S 24TH ST | PHOENIX | AZ | 85034 | Maricopa | 1 | Perm Closure | 1976-12-22 | 1000 | Used Oil/Waste Oil | COMPARTMENT A | Single Walled | Asphalt coated or Bare Steel |  |  |  | Removal | 1987-10-19
0-002520 | DEER VALLEY COMPUTER PARK | 2929 W THUNDERBIRD RD | PHOENIX | AZ | 85053 | Maricopa | 11 | Perm Closure | 1977-01-01 | 6750 | Unidentified | COMPARTMENT A | Single Walled | Asphalt coated or Bare Steel | Pressure |  | Bare or Galvanized Steel | Removal | 1986-04-01
0-004069 | BARTCO | 8045 S HIGHWAY 95 | MOHAVE VALLEY | AZ | 86440 | Mohave | 4 | Perm Closure | 1996-01-05 | 10000 | Gasoline (UL) | COMPARTMENT A | Double Walled | Fiberglass Reinforced Plastic | Pressure | Double Walled | Fiberglass Reinforced Plastic | Removal | 2020-07-08
0-003868 | CITY OF PHOENIX - CODY YARD | 227 E CODY DR | PHOENIX | AZ | 85040 | Maricopa | 1 | Perm Closure | 1961-01-01 | 2000 | Gasoline | COMPARTMENT A | Single Walled | Asphalt coated or Bare Steel |  |  |  | Removal | 1990-10-31
0-005460 | CIRCLE K #2922 | 3280 W VALENCIA RD | TUCSON | AZ | 85746 | Pima | 4 | Perm Closure | 1995-12-05 | 10000 | Gasoline | COMPARTMENT A | Double Walled | Fiberglass Reinforced Plastic | Pressure | Double Walled | Fiberglass Reinforced Plastic | Removal | 2018-08-07
0-005460 | CIRCLE K #2922 | 3280 W VALENCIA RD | TUCSON | AZ | 85746 | Pima | 3 | Perm Closure | 1995-12-05 | 10000 | Gasoline | COMPARTMENT A | Double Walled | Fiberglass Reinforced Plastic | Pressure | Double Walled | Fiberglass Reinforced Plastic | Removal | 2018-08-07
0-002026 | JOHN VIRGIL EZELL PROPERTY | 517 E MONROE AVE | BUCKEYE | AZ | 85326 | Maricopa | 2 | Perm Closure | 1973-01-01 | 8000 | Gasoline | COMPARTMENT A | Single Walled | Asphalt coated or Bare Steel |  |  |  | Removal | 1995-12-19
0-001889 | EXXON #7-2506 | 8402 E INDIAN SCHOOL RD | SCOTTSDALE | AZ | 85251 | Maricopa | 4 | Perm Closure | 1970-01-01 | 1000 | Used Oil/Waste Oil | COMPARTMENT A |  | Asphalt coated or Bare Steel |  |  |  | Removal | 1990-06-01
0-005082 | 22ND ST SELF SERVE | 1105 E 22ND ST | TUCSON | AZ | 85713 | Pima | 7 | Perm Closure | 1987-01-01 | 12000 | Gasoline | COMPARTMENT A | Double Walled | Composite (Steel/Fiberglass) | Pressure | Double Walled | Fiberglass Reinforced Plastic | Removal | 2017-08-24
0-005082 | 22ND ST SELF SERVE | 1105 E 22ND ST | TUCSON | AZ | 85713 | Pima | 4 | Perm Closure | 1978-04-01 | 10000 | Gasoline | COMPARTMENT A | Double Walled | Asphalt coated or Bare Steel | Pressure |  | Fiberglass Reinforced Plastic | Removal | 1987-01-01
0-004926 | CIRCLE K STORE #2708517 | 7601 S CENTRAL AVE | PHOENIX | AZ | 85042 | Maricopa | 6 | Open | 1987-10-05 | 10000 | Gasoline | COMPARTMENT A | Double Walled | Fiberglass Reinforced Plastic | Pressure |  | Fiberglass Reinforced Plastic
0-003246 | MOBIL 18-MOL | 9850 W GRAND AVE | SUN CITY | AZ | 85351 | Maricopa | 5 | Perm Closure | 1986-04-21 | 10000 | Gasoline | COMPARTMENT A | Unknown | Fiberglass Reinforced Plastic |  |  |  | Removal | 1989-01-01
0-003246 | MOBIL 18-MOL | 9850 W GRAND AVE | SUN CITY | AZ | 85351 | Maricopa | 2 | Perm Closure | 1973-01-01 | 8000 | Gasoline | COMPARTMENT A |  | Asphalt coated or Bare Steel | Pressure |  |  | Removal | 1989-01-01
0-003226 | MOBIL 18-AKN | 6606 W CAMELBACK RD | GLENDALE | AZ | 85301 | Maricopa | 1 | Perm Closure | 2005-06-17 | 10000 | Gasoline | COMPARTMENT A |  | Asphalt coated or Bare Steel | Pressure |  |  | Removal | 1989-12-31
0-008078 | SAFARI GAS & REPAIR | 145 W STATE ROUTE 89A | SEDONA | AZ | 86336 | Coconino | 4 | Open | 1993-05-16 | 10000 | Gasoline | COMPARTMENT A |  | Fiberglass Reinforced Plastic | Pressure |  | Fiberglass Reinforced Plastic
0-003072 | ALSCO | 720 W BUCHANAN ST | PHOENIX | AZ | 85007 | Maricopa | 1 | Perm Closure | 1980-01-03 | 2000 | Gasoline | COMPARTMENT A | Unknown | Asphalt coated or Bare Steel |  |  |  | Removal | 1988-08-19
0-004635 | 7-ELEVEN #19158 | 5901 W MCDOWELL RD | PHOENIX | AZ | 85035 | Maricopa | 3 | Perm Closure | 1977-01-01 | 6000 | Gasoline | COMPARTMENT A | Single Walled | Asphalt coated or Bare Steel | Pressure | Single Walled | Bare or Galvanized Steel | Removal | 1993-02-11
0-006239 | CROSSROADS EXXON | 4702 E GRANT RD | TUCSON | AZ | 85712 | Pima | 5 | Perm Closure | 1985-07-01 | 10000 | Diesel | COMPARTMENT A | Unknown | Fiberglass Reinforced Plastic | Pressure |  | Fiberglass Reinforced Plastic | Removal | 2012-07-11
0-002852 | EXXON - FRANK'S EXXON SERVICE | 220 W 5TH ST | SAFFORD | AZ | 85546 | Graham | 3 | Perm Closure | 1984-05-08 | 10000 | Gasoline | COMPARTMENT A | Single Walled | Asphalt coated or Bare Steel |  |  |  | Removal | 1995-07-01
0-001175 | CIRCLE K #91 | 2620 E 22ND ST | TUCSON | AZ | 85713 | Pima | 1 | Perm Closure | 1968-04-08 | 10000 | Gasoline | COMPARTMENT A | Single Walled | Asphalt coated or Bare Steel |  |  |  | Removal | 1991-03-25
0-004467 | SHAY'S MART & SELF SERVE | 4120 W 8TH ST | YUMA | AZ | 85364 | Yuma | 6 | Open | 2007-01-26 | 12000 | Gasoline | COMPARTMENT A | Double Walled | Fiberglass Reinforced Plastic | Pressure | Double Walled | Fiberglass Reinforced Plastic
0-002789 | CIRCLE K STORE #2741652 | 5049 W BUCKEYE RD | PHOENIX | AZ | 85043 | Maricopa | 5 | Open | 1988-03-21 | 12000 | Gasoline (UL) | COMPARTMENT A | Double Walled | Fiberglass Reinforced Plastic | Pressure | Double Walled | Fiberglass Reinforced Plastic
0-002789 | CIRCLE K STORE #2741652 | 5049 W BUCKEYE RD | PHOENIX | AZ | 85043 | Maricopa | 6 | Open | 1988-03-21 | 12000 | Diesel | COMPARTMENT A | Double Walled | Fiberglass Reinforced Plastic | Pressure | Double Walled | Fiberglass Reinforced Plastic
0-002724 | D EG CONSTRUCTION CO | 724 W COMMERCE AVE | GILBERT | AZ | 85233 | Maricopa | 1 | Perm Closure | 1974-01-01 | 5000 | Gasoline | COMPARTMENT A | Double Walled | Asphalt coated or Bare Steel | Suction - Check Valve at the Tank Top |  |  | Removal | 1991-12-16
0-002719 | MASSUER PLUMBING CO | 2011 E APACHE BLVD | TEMPE | AZ | 85281 | Maricopa | 2 | Perm Closure | 1961-04-01 | 500 | Gasoline | COMPARTMENT A | Single Walled | Asphalt coated or Bare Steel |  |  |  | Removal | 1990-04-24
0-000954 | CARNATION DAIRIES | 4140 N CENTRAL AVE | PHOENIX | AZ | 85012 | Maricopa | 3 | Perm Closure | 1987-04-01 | 12000 | Diesel | COMPARTMENT A | Double Walled | Fiberglass Reinforced Plastic | Suction - Check Valve at the Tank Top | Single Walled | Bare or Galvanized Steel | Removal | 1997-12-10
0-000930 | SPRINGERVILLE MAVERICK STORE 138 | 606 E MAIN ST | SPRINGERVILLE | AZ | 85938 | Apache | 2 | Perm Closure | 1977-04-17 | 6000 | Gasoline | COMPARTMENT A | Single Walled | Asphalt coated or Bare Steel | Pressure |  |  | Removal | 1991-06-01
0-000833 | AFCO #020214 | 1851 S 19TH AVE | PHOENIX | AZ | 85009 | Maricopa | 2 | Perm Closure | 1982-08-01 | 20000 | Diesel | COMPARTMENT A |  | Asphalt coated or Bare Steel | Pressure |  | Fiberglass Reinforced Plastic | Removal | 2005-05-25
0-000833 | AFCO #020214 | 1851 S 19TH AVE | PHOENIX | AZ | 85009 | Maricopa | 1 | Perm Closure | 1982-08-01 | 20000 | Diesel | COMPARTMENT A |  | Asphalt coated or Bare Steel | Pressure |  | Fiberglass Reinforced Plastic | Removal | 2005-05-25
0-002486 | HIGH COUNTRY MARKET | 102 N 1ST ST | WILLIAMS | AZ | 86046 | Coconino | 8 | Open | 1995-06-27 | 4000 | Gasoline | COMPARTMENT A | Double Walled | Fiberglass Reinforced Plastic | Pressure | Double Walled | Fiberglass Reinforced Plastic
0-002486 | HIGH COUNTRY MARKET | 102 N 1ST ST | WILLIAMS | AZ | 86046 | Coconino | 1 | Perm Closure | 1977-01-01 | 4000 | Gasoline | COMPARTMENT A |  | Asphalt coated or Bare Steel | Pressure | Single Walled | Bare or Galvanized Steel | Removal | 1995-06-01
0-002486 | HIGH COUNTRY MARKET | 102 N 1ST ST | WILLIAMS | AZ | 86046 | Coconino | 6 | Perm Closure | 1950-01-01 | 500 | New Oil | COMPARTMENT A | Single Walled | Asphalt coated or Bare Steel |  |  |  | Removal | 1995-06-01
0-002486 | HIGH COUNTRY MARKET | 102 N 1ST ST | WILLIAMS | AZ | 86046 | Coconino | 4 | Perm Closure | 1977-01-01 | 8000 | Gasoline | COMPARTMENT A | Single Walled | Asphalt coated or Bare Steel | Pressure | Single Walled | Bare or Galvanized Steel | Removal | 1995-06-01
0-009063 | MCGUIREVILLE MINI MART | 2105 E BEAVER CREEK RD | MCGUIREVILLE | AZ | 86335 | Yavapai | 1 | Perm Closure | 1966-01-01 | 9000 | Gasoline | COMPARTMENT C |  | Asphalt coated or Bare Steel | Pressure |  | Bare or Galvanized Steel | Removal | 1999-01-19
0-002706 | DORCO BUILDIING | 2107 W 8TH ST | YUMA | AZ | 85364 | Yuma | 2 | Perm Closure | 1980-04-30 | 2000 | Unidentified | COMPARTMENT A | Single Walled | Asphalt coated or Bare Steel |  |  |  | Removal | 1990-11-17
0-002706 | DORCO BUILDIING | 2107 W 8TH ST | YUMA | AZ | 85364 | Yuma | 6 | Perm Closure | 2005-06-17 | 6500 | Gasoline | COMPARTMENT A | Single Walled | Asphalt coated or Bare Steel |  |  |  | Removal | 1997-10-23
0-002706 | DORCO BUILDIING | 2107 W 8TH ST | YUMA | AZ | 85364 | Yuma | 4 | Perm Closure | 2005-06-17 | 6500 | Gasoline | COMPARTMENT A | Single Walled | Asphalt coated or Bare Steel |  |  |  | Removal | 1997-01-22
0-002706 | DORCO BUILDIING | 2107 W 8TH ST | YUMA | AZ | 85364 | Yuma | 5 | Perm Closure | 2005-06-17 | 550 | Gasoline | COMPARTMENT A | Single Walled | Asphalt coated or Bare Steel |  |  |  | Removal | 1997-01-22
0-006185 | DESERT CADILLAC | 1200 N SCOTTSDALE RD | SCOTTSDALE | AZ | 85257 | Maricopa | 4 | Perm Closure | 2018-01-18 | 1000 | Used Oil/Waste Oil | COMPARTMENT A | Single Walled | Asphalt coated or Bare Steel |  |  |  | Removal | 1993-01-13
0-001794 | SCOTTSDALE UNIFIED SCHOOL DISTRICT #48 | 9288 E SAN SALVADOR DR | SCOTTSDALE | AZ | 85258 | Maricopa | 2 | Perm Closure | 1982-04-25 | 10000 | Gasoline | COMPARTMENT A |  | Asphalt coated or Bare Steel |  |  |  | Removal | 1989-01-01
0-001794 | SCOTTSDALE UNIFIED SCHOOL DISTRICT #48 | 9288 E SAN SALVADOR DR | SCOTTSDALE | AZ | 85258 | Maricopa | 3 | Perm Closure | 1982-04-25 | 6000 | Diesel | COMPARTMENT A |  | Asphalt coated or Bare Steel |  |  |  | Removal | 1989-01-01
0-001794 | SCOTTSDALE UNIFIED SCHOOL DISTRICT #48 | 9288 E SAN SALVADOR DR | SCOTTSDALE | AZ | 85258 | Maricopa | 8 | Open | 1989-05-15 | 2000 | Used Oil/Waste Oil | COMPARTMENT A | Double Walled | Fiberglass Reinforced Plastic | Gravity Feed | Double Walled | Fiberglass Reinforced Plastic
0-004228 | RYDER TRANSPORTATION SERVICES #0128 | 2301 N BLACK CANYON HWY | PHOENIX | AZ | 85009 | Maricopa | 7 | Open | 1994-02-20 | 12000 | Diesel | COMPARTMENT A | Double Walled | Fiberglass Reinforced Plastic | Pressure | Double Walled | Fiberglass Reinforced Plastic
0-005303 | UNOCAL #5776 | 2536 W INDIAN SCHOOL RD | PHOENIX | AZ | 85017 | Maricopa | 2 | Perm Closure | 1985-04-15 | 12000 | Gasoline | COMPARTMENT A | Double Walled | Fiberglass Reinforced Plastic |  |  |  | Closed in Place | 1990-07-10
0-001981 | EXXON #7-3052 | 9001 N 7TH AVE | PHOENIX | AZ | 85021 | Maricopa | 6 | Perm Closure | 1996-01-09 | 15000 | Gasoline | COMPARTMENT A | Double Walled | Fiberglass Reinforced Plastic | Pressure | Double Walled | Fiberglass Reinforced Plastic | Removal | 2003-06-18
0-001981 | EXXON #7-3052 | 9001 N 7TH AVE | PHOENIX | AZ | 85021 | Maricopa | 1 | Perm Closure | 1965-01-01 | 3000 | Gasoline | COMPARTMENT A |  | Asphalt coated or Bare Steel | Pressure |  | Fiberglass Reinforced Plastic | Removal | 1995-12-01
0-001981 | EXXON #7-3052 | 9001 N 7TH AVE | PHOENIX | AZ | 85021 | Maricopa | 8 | Perm Closure | 1996-01-09 | 12000 | Gasoline | COMPARTMENT A | Double Walled | Fiberglass Reinforced Plastic | Pressure | Double Walled | Fiberglass Reinforced Plastic | Removal | 2003-06-18
0-001867 | CIRCLE K #30011 | 4002 E INDIAN SCHOOL RD | PHOENIX | AZ | 85018 | Maricopa | 8 | Perm Closure | 1996-11-18 | 10000 | Gasoline | COMPARTMENT A | Double Walled | Fiberglass Reinforced Plastic | Pressure | Double Walled | Fiberglass Reinforced Plastic | Removal | 2003-05-13
0-001867 | CIRCLE K #30011 | 4002 E INDIAN SCHOOL RD | PHOENIX | AZ | 85018 | Maricopa | 1 | Perm Closure | 1964-01-01 | 3000 | Gasoline | COMPARTMENT A |  | Asphalt coated or Bare Steel | Pressure |  | Fiberglass Reinforced Plastic | Removal | 1996-11-07
0-006694 | EASTERN ARIZONA COLLEGE | 600 W CHURCH ST | THATCHER | AZ | 85552 | Graham | 4 | Perm Closure | 1979-01-01 | 1000 | Unidentified | COMPARTMENT A |  | Asphalt coated or Bare Steel |  |  |  | Removal | 1989-11-27
0-009580 | SOUTHWEST TRANSMISSION | 1318 E WHITE MOUNTAIN BLVD | PINETOP-LAKESIDE | AZ | 85935 | Navajo | 1 | Perm Closure | 2005-06-17 | 6000 | Gasoline | COMPARTMENT A | Unknown | Unknown |  |  |  | Removal | 1988-01-01
0-001644 | CONTINENTAL TELEPHONE WAREHOUSE | 655 N WOODLAND RD | LAKESIDE | AZ | 85929 | Navajo | 2 | Perm Closure | 1980-01-01 | 4000 | Diesel | COMPARTMENT A | Double Walled | Fiberglass Reinforced Plastic |  |  |  | Removal | 1990-09-26
0-002003 | EXXON #7-3689 | 501 N PARK AVE | TUCSON | AZ | 85719 | Pima | 1 | Perm Closure | 1968-01-01 | 6000 | Gasoline | COMPARTMENT A |  | Asphalt coated or Bare Steel | Pressure | Single Walled | Bare or Galvanized Steel | Removal | 1989-06-01
0-002003 | EXXON #7-3689 | 501 N PARK AVE | TUCSON | AZ | 85719 | Pima | 2 | Perm Closure | 1968-01-01 | 8000 | Gasoline | COMPARTMENT A |  | Asphalt coated or Bare Steel | Pressure | Single Walled | Bare or Galvanized Steel | Removal | 1989-06-01
0-001120 | CHEVRON #9-2152 | 3101 S 4TH AVE | YUMA | AZ | 85364 | Yuma | 4 | Perm Closure | 1968-01-01 | 1000 | Used Oil/Waste Oil | COMPARTMENT A | Single Walled | Asphalt coated or Bare Steel |  |  |  | Removal | 1990-04-19
0-001120 | CHEVRON #9-2152 | 3101 S 4TH AVE | YUMA | AZ | 85364 | Yuma | 8 | Perm Closure | 1990-06-01 | 1000 | Used Oil/Waste Oil | COMPARTMENT A | Double Walled | Composite (Steel/Fiberglass) | Gravity Feed | Double Walled | Fiberglass Reinforced Plastic | Removal | 1993-04-02
0-000379 | RDO EQUIPMENT CO | 2649 N 29TH AVE | PHOENIX | AZ | 85009 | Maricopa | 3 | Perm Closure | 1980-01-01 | 2000 | Used Oil/Waste Oil | COMPARTMENT A | Double Walled | Fiberglass Reinforced Plastic |  |  |  | Removal | 1991-02-13
0-000379 | RDO EQUIPMENT CO | 2649 N 29TH AVE | PHOENIX | AZ | 85009 | Maricopa | 2 | Perm Closure | 1972-01-01 | 3000 | Diesel | COMPARTMENT A |  | Asphalt coated or Bare Steel |  |  |  | Removal | 1991-01-31
0-000379 | RDO EQUIPMENT CO | 2649 N 29TH AVE | PHOENIX | AZ | 85009 | Maricopa | 1 | Perm Closure | 1972-01-01 | 3000 | Gasoline | COMPARTMENT A |  | Asphalt coated or Bare Steel |  |  |  | Removal | 1991-01-31
0-000641 | WIZZ MART INC | 4302 W THOMAS RD | PHOENIX | AZ | 85031 | Maricopa | 10 | Perm Closure | 1986-04-17 | 1000 | Used Oil/Waste Oil | COMPARTMENT A | Unknown | Fiberglass Reinforced Plastic | Gravity Feed |  | Fiberglass Reinforced Plastic | Removal | 1986-01-01
0-000456 | PHOENIX ZOO | 455 N GALVIN PKWY | PHOENIX | AZ | 85008 | Maricopa | 3 | Perm Closure | 1987-06-01 | 1500 | Gasoline | COMPARTMENT A |  | Asphalt coated or Bare Steel |  |  |  | Removal | 1997-12-02
0-008623 | PARKER TRAILERS | 723 E BUCKEYE RD | PHOENIX | AZ | 85034 | Maricopa | 1 | Perm Closure | 2005-06-17 | 10000 | Diesel | COMPARTMENT A | Double Walled | Asphalt coated or Bare Steel | Pressure |  | Bare or Galvanized Steel | Removal | 1997-05-27
0-009878 | MOBIL STATION - FORMER | 40184 E HIGHWAY 80 | TACNA | AZ | 85352 | Yuma | 4 | Perm Closure | 2010-12-29 | 250 | Used Oil/Waste Oil | COMPARTMENT A |  | Asphalt coated or Bare Steel |  |  |  | Removal | 2010-08-26
0-002797 | MUSTANG #6903 | 2120 HIGHWAY 60 | GLOBE | AZ | 85539 | Gila | 3 | Perm Closure | 1976-04-08 | 10000 | Gasoline | COMPARTMENT A | Double Walled | Asphalt coated or Bare Steel |  |  |  | Removal | 1987-01-01
0-003323 | NXP USA, INC. - TEMPE | 2100 E ELLIOT RD | TEMPE | AZ | 85284 | Maricopa | 3 | Perm Closure | 1980-01-01 | 12000 | Gasoline | COMPARTMENT A | Single Walled | Asphalt coated or Bare Steel |  |  |  | Removal | 1986-11-01
0-009122 | CIRCLE K STORE #2701624 | 8395 N THORNYDALE RD | MARANA | AZ | 85741 | Pima | 2 | Open | 1997-01-17 | 12000 | Gasoline (PUL) | COMPARTMENT A | Double Walled | Composite (Steel/Fiberglass) | Pressure | Double Walled | Fiberglass Reinforced Plastic
0-000076 | SCOTT BUICK OLDSMOBILE ISUZU | 1901 E BELL RD | PHOENIX | AZ | 85022 | Maricopa | 2 | Perm Closure | 1987-12-07 | 1000 | Used Oil/Waste Oil | COMPARTMENT A | Unknown | Fiberglass Reinforced Plastic | Suction - Check Valve at the Tank Top |  |  | Removal | 2009-02-04
0-000076 | SCOTT BUICK OLDSMOBILE ISUZU | 1901 E BELL RD | PHOENIX | AZ | 85022 | Maricopa | 3 | Perm Closure | 1987-12-07 | 1000 | Antifreeze / Ethylene Glycol | COMPARTMENT A | Unknown | Fiberglass Reinforced Plastic | Suction - Check Valve at the Tank Top |  |  | Removal | 2009-02-04
0-009961 | MAVERIK COUNTRY STORE #288 | 1690 W ROUTE 66 | FLAGSTAFF | AZ | 86001 | Coconino | 2 | Open | 2003-05-30 | 12000 | Gasoline | COMPARTMENT A | Single Walled | Fiberglass Reinforced Plastic | Pressure | Double Walled | Flexible
0-009846 | CONSTELLATION AVIATION | 15827 N 80TH ST | SCOTTSDALE | AZ | 85260 | Maricopa | 1 | Open | 2000-04-28 | 15000 | Jet Fuel | COMPARTMENT A | Double Walled | Fiberglass Reinforced Plastic | Pressure | Double Walled | Fiberglass Reinforced Plastic
0-003367 | COTTONWOOD SOC #128162 | 232 S 6TH ST | COTTONWOOD | AZ | 86326 | Yavapai | 1 | Perm Closure | 1980-01-16 | 2000 | Diesel | COMPARTMENT A | Unknown | Asphalt coated or Bare Steel |  |  |  | Removal | 1997-07-28
0-001416 | CIRCLE K #2701479 | 809 E SOUTHERN AVE | MESA | AZ | 85204 | Maricopa | 2 | Open | 1985-01-01 | 10000 | Gasoline | COMPARTMENT A | Double Walled | Fiberglass Reinforced Plastic | Pressure |  | Fiberglass Reinforced Plastic
0-002176 | FIRST NATIONAL BANK OF ARIZONA | 4110 E ELWOOD ST | PHOENIX | AZ | 85040 | Maricopa | 3 | Perm Closure | 2005-06-17 | 1000 | Gasoline | COMPARTMENT A | Single Walled | Asphalt coated or Bare Steel |  |  |  | Removal | 1989-04-27
0-005965 | CIRCLE K #2708555 | 4005 E UNION HILLS DR | PHOENIX | AZ | 85050 | Maricopa | 2 | Open | 1988-02-01 | 10000 | Gasoline | COMPARTMENT A | Double Walled | Fiberglass Reinforced Plastic | Pressure | Single Walled | Fiberglass Reinforced Plastic
0-009629 | PARCEL 104-53-327 | 7502 W BROADWAY RD | PHOENIX | AZ | 85043 | Maricopa | 2 | Perm Closure | 2005-06-17 | 500 | Used Oil/Waste Oil | COMPARTMENT A | Double Walled | Asphalt coated or Bare Steel |  |  |  | Removal | 2000-06-12
0-007685 | DR OTTO SHILL | 2514 N MESA DR | MESA | AZ | 85201 | Maricopa | 1 | Perm Closure | 1980-01-01 | 6000 | Diesel | COMPARTMENT A | Unknown | Asphalt coated or Bare Steel | Suction - Check Valve at the Tank Top |  | Bare or Galvanized Steel | Removal | 1993-06-18
0-003494 | W.W. WILLIAMS SOUTHWEST, INC. | 1375 W GLENN ST | TUCSON | AZ | 85705 | Pima | 2 | Perm Closure | 1970-04-28 | 550 | Diesel | COMPARTMENT A | Unknown | Asphalt coated or Bare Steel |  |  |  | Removal | 1989-01-01
0-007435 | EXXONMOBIL OIL CORP #10270 | 4302 W UNION HILLS DR | PHOENIX | AZ | 85308 | Maricopa | 4 | Perm Closure | 1989-06-01 | 10000 | Gasoline | COMPARTMENT A | Double Walled | Fiberglass Reinforced Plastic | Pressure |  | Fiberglass Reinforced Plastic | Removal | 2007-08-14
0-001356 | ROOFING WHOLESALE CO INC | 720 S 19TH AVE | PHOENIX | AZ | 85009 | Maricopa | 1 | Perm Closure | 2005-06-17 | 6000 | Gasoline | COMPARTMENT A |  | Asphalt coated or Bare Steel |  |  |  | Removal | 1989-06-02
0-007338 | RUBEN & LOUIS PENA | 2315 E APACHE BLVD | TEMPE | AZ | 85281 | Maricopa | 3 | Perm Closure | 1960-01-01 | 5000 | Gasoline | COMPARTMENT A | Unknown | Asphalt coated or Bare Steel |  |  |  | Removal | 1991-07-23
0-001398 | CIRCLE K #2701346 | 1350 W UNIVERSITY DR | TEMPE | AZ | 85281 | Maricopa | 1 | Open | 1980-01-01 | 10000 | Gasoline | COMPARTMENT A |  | Asphalt coated or Bare Steel | Pressure |  | Fiberglass Reinforced Plastic
0-009409 | ARCO AM/PM | 1990 W STATE ROUTE 89A | SEDONA | AZ | 86336 | Yavapai | 1 | Open | 1998-08-26 | 10000 | Gasoline (PUL) | COMPARTMENT A | Double Walled | Fiberglass Reinforced Plastic | Pressure | Double Walled | Fiberglass Reinforced Plastic
0-004927 | ADOT / TEXACO # 7-6270 | 3339 E SHEA BLVD | PHOENIX | AZ | 85028 | Maricopa | 3 | Perm Closure | 1974-05-07 | 10000 | Gasoline | COMPARTMENT A | Double Walled | Asphalt coated or Bare Steel | Pressure |  | Fiberglass Reinforced Plastic | Removal | 1991-06-19
0-004927 | ADOT / TEXACO # 7-6270 | 3339 E SHEA BLVD | PHOENIX | AZ | 85028 | Maricopa | 2 | Perm Closure | 1974-05-07 | 10000 | Gasoline | COMPARTMENT A | Double Walled | Asphalt coated or Bare Steel | Pressure |  | Fiberglass Reinforced Plastic | Removal | 1991-06-19
0-004927 | ADOT / TEXACO # 7-6270 | 3339 E SHEA BLVD | PHOENIX | AZ | 85028 | Maricopa | 5 | Perm Closure | 1974-05-07 | 10000 | Diesel | COMPARTMENT A | Double Walled | Asphalt coated or Bare Steel | Pressure |  | Fiberglass Reinforced Plastic | Removal | 1991-06-19
0-004691 | 7-ELEVEN #26908 | 1157 N GILBERT RD | GILBERT | AZ | 85234 | Maricopa | 2 | Perm Closure | 1986-11-10 | 10000 | Gasoline | COMPARTMENT A | Single Walled | Fiberglass Reinforced Plastic | Pressure |  | Fiberglass Reinforced Plastic | Removal | 2017-08-22
0-000970 | ALLIANCE COMPONENTS LLC | 1392 N V I P BLVD | CASA GRANDE | AZ | 85122 | Pinal | 2 | Perm Closure | 1977-01-01 | 500 | Used Oil/Waste Oil | COMPARTMENT A |  | Asphalt coated or Bare Steel |  |  |  | Removal | 1991-04-10
0-003335 | TUCSON SOUTHEAST CO #123017 | 6501 E BENSON HWY | TUCSON | AZ | 85756 | Pima | 1 | Perm Closure | 1979-01-08 | 1000 | Diesel | COMPARTMENT A | Unknown | Unknown |  |  |  | Removal | 1995-03-30
0-004823 | QUAD K LEASING INC | 5601 W MOHAVE ST | PHOENIX | AZ | 85043 | Maricopa | 2 | Perm Closure | 1981-03-31 | 12000 | Diesel | COMPARTMENT A | Unknown | Asphalt coated or Bare Steel |  |  |  | Removal | 1989-01-01
0-006526 | TATEL INC | 5250 S 43RD AVE | PHOENIX | AZ | 85041 | Maricopa | 2 | Perm Closure | 1988-08-01 | 15000 | Diesel | COMPARTMENT A |  | Fiberglass Reinforced Plastic |  |  |  | Removal | 2019-01-04
0-008749 | TEXACO | 811 W GRANT AVE | WILLIAMS | AZ | 86046 | Coconino | 1 | Open | 2005-06-17 |  | Unidentified | COMPARTMENT A | Single Walled | Asphalt coated or Bare Steel
0-005696 | WICKENBURG CHEVRON | 1075 N TEGNER ST | WICKENBURG | AZ | 85390 | Maricopa | 4 | Open | 1995-05-01 | 6000 | Diesel | COMPARTMENT A | Double Walled | Composite (Steel/Fiberglass) | Pressure |  | Fiberglass Reinforced Plastic
0-005696 | WICKENBURG CHEVRON | 1075 N TEGNER ST | WICKENBURG | AZ | 85390 | Maricopa | 3 | Open | 1981-01-01 | 10000 | Gasoline (PUL) | COMPARTMENT A | Single Walled | Fiberglass Reinforced Plastic | Pressure |  | Fiberglass Reinforced Plastic
0-008205 | SUNBELT BUSINESS CENTER | 1653 W GRANT RD | TUCSON | AZ | 85745 | Pima | 1 | Perm Closure | 2005-06-17 | 1000 | Used Oil/Waste Oil | COMPARTMENT A | Unknown | Asphalt coated or Bare Steel | Gravity Feed |  | Bare or Galvanized Steel | Removal | 1993-05-10
0-005550 | FORD MOTOR CO - AZ PROVING GROUND | 20715 W HAPPY VALLEY RD | WITTMANN | AZ | 85361 | Maricopa | 4 | Open | 2008-07-16 | 5000 | E-85 | COMPARTMENT A | Double Walled | Fiberglass Reinforced Plastic | Pressure | Double Walled | Fiberglass Reinforced Plastic
0-005550 | FORD MOTOR CO - AZ PROVING GROUND | 20715 W HAPPY VALLEY RD | WITTMANN | AZ | 85361 | Maricopa | 3 | Perm Closure | 1985-01-01 | 1000 | Diesel | COMPARTMENT A |  | Asphalt coated or Bare Steel |  |  |  | Removal | 1998-02-12
0-009657 | TUCSON CHEVRON GAS | 1570 W GRANT RD | TUCSON | AZ | 85745 | Pima | 3 | Open | 1998-10-20 | 15000 | Gasoline (UL) | COMPARTMENT A | Double Walled | Fiberglass Reinforced Plastic | Pressure |  | Fiberglass Reinforced Plastic
0-002143 | GASHOPPER STOPPER | 2035 W STATE ROUTE 89A | SEDONA | AZ | 86336 | Yavapai | 1 | Open | 1978-01-01 | 10000 | Gasoline | COMPARTMENT A | Single Walled | Asphalt coated or Bare Steel | Pressure | Single Walled | Bare or Galvanized Steel
0-002143 | GASHOPPER STOPPER | 2035 W STATE ROUTE 89A | SEDONA | AZ | 86336 | Yavapai | 2 | Open | 1978-01-01 | 10000 | Gasoline | COMPARTMENT A | Single Walled | Asphalt coated or Bare Steel | Pressure | Single Walled | Bare or Galvanized Steel
0-009100 | LOVE'S TRAVEL STOP #280 | 1610 S MILLER RD | BUCKEYE | AZ | 85326 | Maricopa | 2 | Open | 1996-10-17 | 20000 | Diesel | COMPARTMENT A | Double Walled | Composite (Steel/Fiberglass) | Pressure |  | Fiberglass Reinforced Plastic
0-006856 | HOLBROOK 76 | 1300 NAVAJO BLVD | HOLBROOK | AZ | 86025 | Navajo | 1 | Open | 1989-09-01 | 6000 | Diesel | COMPARTMENT A | Double Walled | Composite (Steel/Fiberglass) | Pressure |  | Fiberglass Reinforced Plastic
0-006197 | MARTIN SWANTY CPD INC | 2640 E ANDY DEVINE AVE | KINGMAN | AZ | 86401 | Mohave | 1 | Perm Closure | 1980-05-23 | 500 | Used Oil/Waste Oil | COMPARTMENT A | Unknown | Asphalt coated or Bare Steel |  |  |  | Removal | 1998-12-02
0-009640 | INDY CAR WASH | 245 S POWER RD | MESA | AZ | 85206 | Maricopa | 2 | Temp Closure | 1999-05-06 | 10000 | Gasoline | COMPARTMENT A | Double Walled | Composite (Steel/Fiberglass) | Pressure | Double Walled | Fiberglass Reinforced Plastic |  | 2016-12-16
0-009448 | GALLOPING GOOSE/ADOT RIGHT-OF-WA | 162 S MONTEZUMA ST | PRESCOTT | AZ | 86303 | Yavapai | 1 | Perm Closure | 2005-06-17 | 1000 | Gasoline | COMPARTMENT A | Double Walled | Asphalt coated or Bare Steel |  |  |  | Removal | 1999-03-03
0-001414 | CIRCLE K #2701449 | 1909 E 36TH ST | TUCSON | AZ | 85713 | Pima | 2 | Open | 1984-01-01 | 10000 | Gasoline | COMPARTMENT A |  | Asphalt coated or Bare Steel | Pressure |  | Fiberglass Reinforced Plastic
0-005340 | USAF - LUKE AFB - 56 CES/CEV | 13970 GILLESPIE ST | LUKE AFB | AZ | 85309 | Maricopa | 16 | Perm Closure | 1981-01-01 | 1000 | Diesel | COMPARTMENT A | Single Walled | Asphalt coated or Bare Steel | Gravity Feed |  | Bare or Galvanized Steel | Removal | 1993-05-06
0-005340 | USAF - LUKE AFB - 56 CES/CEV | 13970 GILLESPIE ST | LUKE AFB | AZ | 85309 | Maricopa | 50 | Perm Closure | 1975-01-01 | 280 | Used Oil/Waste Oil | COMPARTMENT A | Double Walled | Asphalt coated or Bare Steel | Gravity Feed |  | Bare or Galvanized Steel | Removal | 1993-11-12
0-005340 | USAF - LUKE AFB - 56 CES/CEV | 13970 GILLESPIE ST | LUKE AFB | AZ | 85309 | Maricopa | 48 | Perm Closure | 1975-01-01 | 200 | Used Oil/Waste Oil | COMPARTMENT A | Double Walled | Asphalt coated or Bare Steel | Gravity Feed |  | Bare or Galvanized Steel | Removal | 1995-11-30
0-005340 | USAF - LUKE AFB - 56 CES/CEV | 13970 GILLESPIE ST | LUKE AFB | AZ | 85309 | Maricopa | 36 | Perm Closure | 1979-01-01 | 300 | Diesel | COMPARTMENT A | Double Walled | Asphalt coated or Bare Steel | Suction - Check Valve at the Tank Top |  | Bare or Galvanized Steel | Removal | 1993-03-11
0-005340 | USAF - LUKE AFB - 56 CES/CEV | 13970 GILLESPIE ST | LUKE AFB | AZ | 85309 | Maricopa | 64 | Perm Closure | 1988-01-01 | 550 | Used Oil/Waste Oil | COMPARTMENT A | Double Walled | Fiberglass Reinforced Plastic | Gravity Feed |  | Fiberglass Reinforced Plastic | Removal | 1995-11-30
0-005340 | USAF - LUKE AFB - 56 CES/CEV | 13970 GILLESPIE ST | LUKE AFB | AZ | 85309 | Maricopa | 6 | Perm Closure | 1958-01-01 | 10000 | Gasoline | COMPARTMENT A | Single Walled | Asphalt coated or Bare Steel | Suction - Check Valve at the Tank Top |  | Bare or Galvanized Steel | Removal | 1995-11-15
0-005340 | USAF - LUKE AFB - 56 CES/CEV | 13970 GILLESPIE ST | LUKE AFB | AZ | 85309 | Maricopa | 49 | Perm Closure | 1975-01-01 | 200 | Used Oil/Waste Oil | COMPARTMENT A | Single Walled | Asphalt coated or Bare Steel | Gravity Feed |  | Bare or Galvanized Steel | Removal | 1995-11-30
0-005340 | USAF - LUKE AFB - 56 CES/CEV | 13970 GILLESPIE ST | LUKE AFB | AZ | 85309 | Maricopa | 80 | Perm Closure | 1979-01-01 | 10000 | Unidentified | COMPARTMENT A | Unknown | Unknown |  |  |  | Removal | 1981-01-01
0-001622 | THE PORK SHOP | 3379 E COMBS RD | QUEEN CREEK | AZ | 85140 | Pinal | 1 | Perm Closure | 1966-01-01 | 500 | Gasoline | COMPARTMENT A |  | Asphalt coated or Bare Steel |  |  |  | Removal | 1989-04-01
0-008143 | ABANDONED FACILITY |  | COOLIDGE |  |  | Pinal | 2 | Perm Closure | 1952-01-01 |  | Gasoline | COMPARTMENT A | Double Walled | Asphalt coated or Bare Steel |  |  |  | Removal | 1985-01-01
0-010473 | TRI-STATE EQUIPMENT RENTALS | 82 LAKE HAVASU AVE N | LAKE HAVASU CITY | AZ | 86403 | Mohave | 1 | Perm Closure | 2013-07-02 | 1000 | Unidentified | COMPARTMENT A | Single Walled | Asphalt coated or Bare Steel |  |  |  | Removal | 2013-06-06
0-004946 | CHEVRON | 1345 N STONE AVE | TUCSON | AZ | 85705 | Pima | 2 | Open | 1983-01-01 | 10000 | Gasoline | COMPARTMENT A | Double Walled | Fiberglass Reinforced Plastic | Pressure | Double Walled | Fiberglass Reinforced Plastic
0-010429 | FRYS FUEL CENTER #122 | 10660 GRAND AVE | SUN CITY | AZ | 85351 | Maricopa | 2 | Open | 2011-06-15 | 8000 | Gasoline | COMPARTMENT A | Double Walled | Fiberglass Reinforced Plastic | Pressure | Double Walled | Fiberglass Reinforced Plastic
0-010438 | FRYS FUEL CENTER #621 | 9350 N 90TH ST | SCOTTSDALE | AZ | 85258 | Maricopa | 2 | Open | 2012-02-01 | 8000 | Gasoline | COMPARTMENT A | Double Walled | Fiberglass Reinforced Plastic | Pressure | Double Walled | Flexible
0-001249 | CIRCLE K #2700527 | 831 S WESTERN AVE | SUPERIOR | AZ | 85173 | Pinal | 2 | Perm Closure | 1971-01-01 | 10000 | Gasoline | COMPARTMENT A |  | Asphalt coated or Bare Steel | Pressure |  |  | Removal | 1996-05-09
0-009115 | MARLATTS GARAGE | 1249 E 8TH ST | TEMPE | AZ | 85281 | Maricopa | 3 | Perm Closure | 2014-04-29 | 300 | Unidentified | COMPARTMENT A | Single Walled | Asphalt coated or Bare Steel |  |  |  | Closed in Place | 2014-04-01
0-010594 | QUIK TRIP #449 | 8283 W MCDOWELL RD | PHOENIX | AZ | 85035 | Maricopa | 4 | Open | 2016-12-16 | 10000 | Gasoline (PUL) | COMPARTMENT A | Double Walled | Fiberglass Reinforced Plastic | Pressure | Double Walled | Fiberglass Reinforced Plastic
0-000114 | TUCSON INTERNATIONAL AIRPORT | 7005 S PLUMER AVE | TUCSON | AZ | 85756 | Pima | 19 | Perm Closure | 1952-01-01 | 20000 | Jet Fuel | COMPARTMENT A | Single Walled | Asphalt coated or Bare Steel | Pressure | Single Walled | Bare or Galvanized Steel | Removal | 1988-11-01
0-000114 | TUCSON INTERNATIONAL AIRPORT | 7005 S PLUMER AVE | TUCSON | AZ | 85756 | Pima | 34 | Perm Closure | 1972-01-01 | 20000 | Gasoline | COMPARTMENT A | Single Walled | Asphalt coated or Bare Steel | Pressure | Single Walled | Bare or Galvanized Steel | Removal | 2015-11-06
0-000114 | TUCSON INTERNATIONAL AIRPORT | 7005 S PLUMER AVE | TUCSON | AZ | 85756 | Pima | 39 | Perm Closure | 1942-01-01 | 50000 | Unidentified | COMPARTMENT A | Single Walled | Asphalt coated or Bare Steel |  |  |  | Closed in Place | 1953-01-01
0-005012 | TEXMO OIL CO INC | 2950 E ANDY DEVINE AVE | KINGMAN | AZ | 86401 | Mohave | 4 | Open | 1976-01-01 | 20000 | Gasoline | COMPARTMENT A | Single Walled | Asphalt coated or Bare Steel | Pressure
0-005012 | TEXMO OIL CO INC | 2950 E ANDY DEVINE AVE | KINGMAN | AZ | 86401 | Mohave | 5 | Open | 1976-01-01 | 20000 | Gasoline | COMPARTMENT A | Single Walled | Asphalt coated or Bare Steel | Pressure
0-004959 | TEXACO #60-351-0151 | 4701 E BROADWAY BLVD | TUCSON | AZ | 85711 | Pima | 3 | Perm Closure | 1986-01-01 | 10000 | Gasoline | COMPARTMENT A | Double Walled | Fiberglass Reinforced Plastic | Pressure | Double Walled | Fiberglass Reinforced Plastic | Removal | 2002-12-03
0-010673 | CIRCLE K STORE #9526 |  | SHOW LOW |  |  | Navajo | 2 | Open | 2019-12-19 | 12000 | Gasoline (PUL) | COMPARTMENT A | Double Walled | Fiberglass Reinforced Plastic | Pressure | Double Walled | Fiberglass Reinforced Plastic
0-000980 | CATERPILLAR - PHOENIX PROVING GROUNDS | 4106 N 195TH AVE | BUCKEYE | AZ | 85396 | Maricopa | 5 | Perm Closure | 1960-01-01 | 8000 | Gasoline | COMPARTMENT A |  | Asphalt coated or Bare Steel |  |  |  | Removal | 1990-07-18
0-000980 | CATERPILLAR - PHOENIX PROVING GROUNDS | 4106 N 195TH AVE | BUCKEYE | AZ | 85396 | Maricopa | 6 | Perm Closure | 1960-01-01 | 1000 | Gasoline | COMPARTMENT A |  | Asphalt coated or Bare Steel |  |  |  | Removal | 1986-05-07
0-010246 | QUIKTRIP #459 | 1141 S CRISMON RD | MESA | AZ | 85208 | Maricopa | 3 | Open | 2008-05-29 | 20000 | Gasoline | COMPARTMENT A | Double Walled | Fiberglass Reinforced Plastic | Pressure | Double Walled | Fiberglass Reinforced Plastic
0-010274 | CIRCLE K STORE #2705187 | 2600 S ARABY RD | YUMA | AZ | 85365 | Yuma | 3 | Open | 2007-04-02 | 12000 | Diesel | COMPARTMENT A | Double Walled | Fiberglass Reinforced Plastic | Pressure | Double Walled | Fiberglass Reinforced Plastic
0-010278 | MAVERIK COUNTRY STORE #401 | 1344 N PRESCOTT COUNTRY CLUB BLVD | DEWEY | AZ | 86327 | Yavapai | 1 | Open | 2008-12-18 | 12000 | Gasoline | COMPARTMENT A | Double Walled | Fiberglass Reinforced Plastic | Pressure | Double Walled | Flexible
0-010305 | FRYS FUEL CENTER #680 | 15215 N COTTON LN | SURPRISE | AZ | 85388 | Maricopa | 2 | Open | 2009-05-20 | 10000 | Gasoline | COMPARTMENT B | Double Walled | Fiberglass Reinforced Plastic | Pressure | Double Walled | Flexible
0-010364 | FRYS FUEL CENTER #670 | 3127 E CHANDLER HEIGHTS RD | GILBERT | AZ | 85298 | Maricopa | 1 | Open | 2010-02-23 | 20000 | Gasoline | COMPARTMENT A | Double Walled | Fiberglass Reinforced Plastic | Pressure |  | Flexible
0-005017 | TEXMO OIL CO 160364 |  | PAGE |  |  | Coconino | 2 | Perm Closure | 1968-01-01 | 6000 | Diesel | COMPARTMENT A | Single Walled | Asphalt coated or Bare Steel |  |  |  | Removal | 1988-01-01
0-007499 | MCMULLEN VALLEY SITE 9 |  | SALOME |  |  | La Paz | 2 | Perm Closure | 2005-06-17 | 1000 | Diesel | COMPARTMENT A |  | Asphalt coated or Bare Steel | Suction - Check Valve at the Tank Top |  | Bare or Galvanized Steel | Removal | 1992-04-08
0-005782 | BOORE'S MOBIL SERVICE STATION | 226 W 4TH ST | BENSON | AZ | 85602 | Cochise | 5 | Perm Closure | 1950-09-12 | 280 | Used Oil/Waste Oil | COMPARTMENT A | Unknown | Asphalt coated or Bare Steel |  |  |  | Removal | 1990-07-06
0-000520 | ARCO #5257 | 8501 N 7TH ST | PHOENIX | AZ | 85020 | Maricopa | 3 | Perm Closure | 2005-06-17 | 6000 | Gasoline | COMPARTMENT A |  | Asphalt coated or Bare Steel | Pressure |  |  | Removal | 1993-12-23
0-000520 | ARCO #5257 | 8501 N 7TH ST | PHOENIX | AZ | 85020 | Maricopa | 5 | Perm Closure | 2005-06-17 | 6000 | Gasoline | COMPARTMENT A |  | Asphalt coated or Bare Steel | Pressure |  |  | Removal | 1993-12-23
0-000008 | TEXACO (EQUILON #121163) | 3620 W CAMELBACK RD | PHOENIX | AZ | 85019 | Maricopa | 2 | Perm Closure | 1974-01-01 | 10000 | Gasoline | COMPARTMENT A |  | Asphalt coated or Bare Steel | Pressure |  | Fiberglass Reinforced Plastic | Removal | 2002-11-01
0-010397 | 103-16-338 | 513 W THIRD ST | WINSLOW | AZ | 86047 | Navajo | 2 | Perm Closure | 2011-04-11 | 1000 | Gasoline | COMPARTMENT A |  | Asphalt coated or Bare Steel |  |  |  | Removal | 2011-03-30
0-007251 | YUMA SCHOOL DISTRICT #1 TRANS TOWN Y | 1250 W 11TH ST | YUMA | AZ | 85364 | Yuma | 4 | Perm Closure | 2005-06-17 | 5000 | Diesel | COMPARTMENT A | Double Walled | Asphalt coated or Bare Steel | Suction - Check Valve at the Tank Top |  | Bare or Galvanized Steel | Removal | 1994-11-07
0-008875 | WOODY'S #116 | 480 E DEUCE OF CLUBS | SHOW LOW | AZ | 85901 | Navajo | 1 | Open | 1989-01-01 | 12000 | Gasoline | COMPARTMENT A | Single Walled | Fiberglass Reinforced Plastic | Pressure |  | Fiberglass Reinforced Plastic
0-002391 | GARDENER'S WORLD | 3401 E BASELINE RD | PHOENIX | AZ | 85042 | Maricopa | 2 | Perm Closure | 1981-12-19 | 5000 | Gasoline | COMPARTMENT A | Single Walled | Asphalt coated or Bare Steel | Pressure |  |  | Removal | 1996-12-27
0-006022 | LUCE PRESS CLIPPINGS INC | 42 S CENTER ST | MESA | AZ | 85210 | Maricopa | 1 | Perm Closure | 1979-03-31 | 10000 | Gasoline | COMPARTMENT A | Double Walled | Asphalt coated or Bare Steel |  |  |  | Removal | 1991-09-10
0-000561 | PRICE AUTO SALES AND AUTO BODY | 5905 W GLENDALE AVE | GLENDALE | AZ | 85301 | Maricopa | 1 | Perm Closure | 2005-06-17 | 8000 | Gasoline | COMPARTMENT A |  | Asphalt coated or Bare Steel |  |  |  | Removal | 1990-03-26
0-001860 | NORTHERN SERVICE | 3502 W NORTHERN AVE | PHOENIX | AZ | 85051 | Maricopa | 7 | Open | 1997-05-30 | 15000 | Gasoline | COMPARTMENT A | Double Walled | Composite (Steel/Fiberglass) | Pressure | Double Walled | Fiberglass Reinforced Plastic
0-001860 | NORTHERN SERVICE | 3502 W NORTHERN AVE | PHOENIX | AZ | 85051 | Maricopa | 2 | Perm Closure | 1962-01-01 | 6000 | Gasoline | COMPARTMENT A |  | Asphalt coated or Bare Steel | Pressure |  | Fiberglass Reinforced Plastic | Removal | 1997-05-28
0-004809 | TUCSON AUTO SALES & BROKERAGE | 3731 E GRANT RD | TUCSON | AZ | 85716 | Pima | 2 | Perm Closure | 1965-05-05 | 10000 | Gasoline | COMPARTMENT A | Double Walled | Asphalt coated or Bare Steel |  |  |  | Removal | 1986-03-10
0-004809 | TUCSON AUTO SALES & BROKERAGE | 3731 E GRANT RD | TUCSON | AZ | 85716 | Pima | 5 | Perm Closure | 1965-05-05 | 10000 | Gasoline | COMPARTMENT A | Double Walled | Asphalt coated or Bare Steel |  |  |  | Removal | 1986-03-01
0-001108 | RANA'S VALERO | 3502 W GLENDALE AVE | PHOENIX | AZ | 85051 | Maricopa | 2 | Perm Closure | 1985-10-17 | 10000 | Gasoline | COMPARTMENT A | Double Walled | Fiberglass Reinforced Plastic | Pressure | Double Walled | Fiberglass Reinforced Plastic | Removal | 2012-08-14
0-005454 | CIRCLE K #2915 | 2840 W LOS REALES RD | TUCSON | AZ | 85746 | Pima | 4 | Open | 1996-02-27 | 10000 | Gasoline | COMPARTMENT A | Double Walled | Fiberglass Reinforced Plastic | Pressure | Double Walled | Fiberglass Reinforced Plastic
0-002801 | WHITING STATION #125 | 667 N MAIN ST | COTTONWOOD | AZ | 86326 | Yavapai | 2 | Perm Closure | 1976-01-01 | 10000 | Gasoline | COMPARTMENT A |  | Asphalt coated or Bare Steel |  |  |  | Removal | 1990-04-05
0-003321 | MOTT ENTERPRISES INC | 8128 E INDIAN SCHOOL RD | SCOTTSDALE | AZ | 85251 | Maricopa | 4 | Perm Closure | 1961-04-29 | 500 | Used Oil/Waste Oil | COMPARTMENT A | Unknown | Asphalt coated or Bare Steel |  |  |  | Removal | 1990-01-15
0-000586 | AT&T - MIAMI AZ3190 |  | GLOBE |  |  | Gila | 1 | Perm Closure | 1970-01-01 | 3000 | Diesel | COMPARTMENT A |  | Asphalt coated or Bare Steel | Gravity Feed |  |  | Removal | 1991-12-01
0-002599 | HIGHLAND PINE PROPERTIES INC | 1044 N SKYLINE DR | PRESCOTT | AZ | 86305 | Yavapai | 1 | Perm Closure | 1974-09-07 | 300 | Gasoline | COMPARTMENT A | Unknown | Unknown |  |  |  | Removal | 1990-05-18
0-000327 | HAMMER INDUSTRIES | 335 W ELWOOD ST | PHOENIX | AZ | 85041 | Maricopa | 1 | Perm Closure | 1969-01-01 | 10000 | Diesel | COMPARTMENT A |  | Asphalt coated or Bare Steel |  |  |  | Removal | 1989-05-04
0-004632 | THE PIT STOP | 3345 N 16TH ST | PHOENIX | AZ | 85016 | Maricopa | 3 | Perm Closure | 1976-02-05 | 6000 | Gasoline | COMPARTMENT A | Double Walled | Asphalt coated or Bare Steel |  |  |  | Removal | 1991-12-11
0-004632 | THE PIT STOP | 3345 N 16TH ST | PHOENIX | AZ | 85016 | Maricopa | 4 | Open | 1996-10-16 | 10000 | Gasoline | COMPARTMENT A | Double Walled | Fiberglass Reinforced Plastic | Pressure | Double Walled | Fiberglass Reinforced Plastic
0-004129 | TUBE SERVICE CO | 1107 E JACKSON ST | PHOENIX | AZ | 85034 | Maricopa | 3 | Perm Closure | 1982-01-01 | 10000 | Diesel | COMPARTMENT A | Single Walled | Asphalt coated or Bare Steel |  |  |  | Removal | 1988-12-01
0-001117 | FASTRIP #9906/9907 | 1891 N GRAND AVE | NOGALES | AZ | 85621 | Santa Cruz | 7 | Open | 1996-03-22 | 12000 | Gasoline (PUL) | COMPARTMENT A | Double Walled | Fiberglass Reinforced Plastic | Pressure | Double Walled | Fiberglass Reinforced Plastic
0-010456 | PRECISION AUTO PARTS | 1024 E BROADWAY RD | PHOENIX | AZ | 85040 | Maricopa | 4 | Perm Closure | 1972-01-01 | 8000 | Gasoline | COMPARTMENT A |  | Asphalt coated or Bare Steel |  |  |  | Removal | 2013-01-04
0-010466 | QUIKTRIP STORE #1476 | 8530 E BROADWAY BLVD | TUCSON | AZ | 85710 | Pima | 2 | Open | 2012-11-20 | 20000 | Gasoline | COMPARTMENT A | Double Walled | Fiberglass Reinforced Plastic | Pressure | Double Walled | Fiberglass Reinforced Plastic
0-010467 | QUIKTRIP STORE #492 | 1850 S MILLER RD | BUCKEYE | AZ | 85326 | Maricopa | 7 | Open | 2012-08-20 | 20000 | Diesel | COMPARTMENT A | Double Walled | Fiberglass Reinforced Plastic | Pressure | Double Walled | Fiberglass Reinforced Plastic
0-010472 | USDA DOUGLAS RANGER DISTRICT | 3081 N LESLIE CANYON RD | DOUGLAS | AZ | 85607 | Cochise | 1 | Perm Closure | 1980-01-01 | 1000 | Gasoline | COMPARTMENT A |  | Asphalt coated or Bare Steel |  |  |  | Removal | 1991-05-31
0-010469 | SHAY STATION #24 | 41 N RIGGLES AVE | QUARTZSITE | AZ | 85346 | La Paz | 2 | Open | 2013-03-09 | 12000 | Gasoline | COMPARTMENT A | Double Walled | Fiberglass Reinforced Plastic | Pressure | Double Walled | Fiberglass Reinforced Plastic
0-006391 | BANK ONE OF ARIZONA - DATA CENTER | 3620 N BLACK CANYON HWY | PHOENIX | AZ | 85017 | Maricopa | 3 | Perm Closure | 1973-09-29 | 10000 | Gasoline | COMPARTMENT A | Double Walled | Asphalt coated or Bare Steel | Pressure |  | Fiberglass Reinforced Plastic | Removal | 1992-11-06
0-009862 | J&D'S WHOLESALE AUTO BROKERS | 4836 N 42ND PL | PHOENIX | AZ | 85018 | Maricopa | 3 | Perm Closure | 2005-06-17 | 2000 | Gasoline | COMPARTMENT A | Unknown | Asphalt coated or Bare Steel |  |  |  | Removal | 2002-06-27
0-005519 | FRANCIS & SONS CAR WASH | 1266 N ARIZONA AVE | CHANDLER | AZ | 85225 | Maricopa | 4 | Perm Closure | 1987-01-01 | 8000 | Gasoline | COMPARTMENT A |  | Fiberglass Reinforced Plastic | Pressure |  | Fiberglass Reinforced Plastic | Closed in Place | 2007-09-10
0-009767 | CIRCLE K STORE #2706645 | 1595 N DYSART RD | AVONDALE | AZ | 85392 | Maricopa | 5 | Open | 2004-11-04 | 15000 | Gasoline | COMPARTMENT A | Double Walled | Fiberglass Reinforced Plastic | Pressure | Double Walled | Fiberglass Reinforced Plastic
0-000735 | BOGLE FARMS | 300 E PECOS RD | CHANDLER | AZ | 85225 | Maricopa | 1 | Perm Closure | 1980-09-30 | 500 | Gasoline | COMPARTMENT A | Single Walled | Asphalt coated or Bare Steel |  |  |  | Removal | 1989-10-19
0-001234 | CIRCLE K #473 | 20 N LA CANADA DR | GREEN VALLEY | AZ | 85614 | Pima | 1 | Perm Closure | 1970-01-01 | 10000 | Gasoline | COMPARTMENT A |  | Asphalt coated or Bare Steel | Suction - Check Valve at the Tank Top |  |  | Removal | 1992-12-01
0-001234 | CIRCLE K #473 | 20 N LA CANADA DR | GREEN VALLEY | AZ | 85614 | Pima | 4 | Perm Closure | 1970-01-01 | 10000 | Diesel | COMPARTMENT A |  | Asphalt coated or Bare Steel | Suction - Check Valve at the Tank Top |  |  | Removal | 1992-12-01
0-004152 | DAVE'S FAST STOP | 727 W LIVE OAK ST | MIAMI | AZ | 85539 | Gila | 5 | Open | 2020-08-12 | 12000 | Gasoline (UL) | COMPARTMENT A | Double Walled | Fiberglass Reinforced Plastic
0-005791 | EAST MESA SERVICE CENTER | 7115 E ADOBE ST | MESA | AZ | 85207 | Maricopa | 1 | Open | 1991-01-01 | 12000 | Diesel | COMPARTMENT A | Double Walled | Fiberglass Reinforced Plastic | Pressure |  | Fiberglass Reinforced Plastic
0-005791 | EAST MESA SERVICE CENTER | 7115 E ADOBE ST | MESA | AZ | 85207 | Maricopa | 4 | Open | 1991-01-01 | 12000 | Gasoline | COMPARTMENT A | Double Walled | Fiberglass Reinforced Plastic | Pressure |  | Fiberglass Reinforced Plastic
0-005088 | EAST SIDE TEXACO | 2901 E ANDY DEVINE AVE | KINGMAN | AZ | 86401 | Mohave | 1 | Perm Closure | 1969-01-01 | 3000 | Diesel | COMPARTMENT A |  | Asphalt coated or Bare Steel |  |  |  | Removal | 1994-01-20
0-004459 | TIRE BROS N MORE | 302 S MONTEZUMA ST | PRESCOTT | AZ | 86303 | Yavapai | 3 | Perm Closure | 1967-01-01 | 4000 | Gasoline | COMPARTMENT A | Single Walled | Asphalt coated or Bare Steel |  |  |  | Removal | 1987-05-01
0-002598 | DRAPERS TIRE SERVICE | 8334 W GLENDALE AVE | GLENDALE | AZ | 85305 | Maricopa | 3 | Perm Closure | 1969-09-13 | 4000 | Gasoline | COMPARTMENT A | Single Walled | Asphalt coated or Bare Steel |  |  |  | Removal | 1989-09-01
0-003789 | PHILLIPS 66 COMPANY #0718 | 1890 S 4TH AVE | YUMA | AZ | 85364 | Yuma | 4 | Perm Closure | 1967-01-01 | 3000 | Gasoline | COMPARTMENT A | Single Walled | Asphalt coated or Bare Steel |  |  |  | Removal | 1987-05-01
0-003735 | PHILLIPS 66 COMPANY #016088 | 737 E BROADWAY RD | TEMPE | AZ | 85282 | Maricopa | 2 | Perm Closure | 1974-01-01 | 10000 | Gasoline | COMPARTMENT A | Single Walled | Asphalt coated or Bare Steel |  |  |  | Removal | 1979-02-05
0-002590 | ARIZONA ARMY NATIONAL GUARD - ORGANIZATIONAL MAINTENANCE | 5500 E VALENCIA RD | TUCSON | AZ | 85756 | Pima | 1 | Perm Closure | 1988-12-06 | 10000 | Diesel | COMPARTMENT A | Double Walled | Fiberglass Reinforced Plastic | Pressure |  | Fiberglass Reinforced Plastic | Removal | 1997-03-03
0-003297 | MONTGOMERY WARD #1511 | 1751 W BETHANY HOME RD | PHOENIX | AZ | 85015 | Maricopa | 4 | Perm Closure | 1961-01-01 | 2000 | Used Oil/Waste Oil | COMPARTMENT A | Single Walled | Asphalt coated or Bare Steel |  |  |  | Removal | 1989-07-10
0-006888 | MIKES AUTO GLASS | 1015 MORLEY | NOGALES | AZ | 85621 | Santa Cruz | 1 | Perm Closure | 2005-06-17 | 500 | Unidentified | COMPARTMENT A | Unknown | Unknown |  |  |  | Removal | 1990-10-20
0-003167 | MILES SERVICE STATION | 633 E MAIN ST | SPRINGERVILLE | AZ | 85938 | Apache | 1 | Perm Closure | 1963-01-01 | 6000 | Gasoline | COMPARTMENT A | Single Walled | Asphalt coated or Bare Steel |  |  |  | Removal | 1990-01-13
0-007214 | GIANT #670 | 105 E US HIGHWAY 70 | SAFFORD | AZ | 85546 | Graham | 1 | Open | 1989-01-01 | 10000 | Gasoline | COMPARTMENT A | Double Walled | Composite (Steel/Fiberglass) | Pressure |  | Fiberglass Reinforced Plastic
0-007007 | 44TH ST & CAMELBACK |  | PHOENIX |  |  | Maricopa | 1 | Perm Closure | 2005-06-17 |  | Kerosene | COMPARTMENT A | Unknown | Unknown |  |  |  | Removal | 1990-08-30
0-006666 | CAMP TOWNSEND |  | FLAGSTAFF |  |  | Coconino | 2 | Perm Closure | 1973-01-01 | 2000 | Gasoline | COMPARTMENT A | Unknown | Asphalt coated or Bare Steel |  |  |  | Removal | 1986-01-01
0-008972 | CARIOCA #62 | 4596 N ROBERT RD | PRESCOTT VALLEY | AZ | 86314 | Yavapai | 2 | Open | 1997-01-15 | 5000 | Gasoline | COMPARTMENT A | Double Walled | Fiberglass Reinforced Plastic | Pressure | Double Walled
0-008972 | CARIOCA #62 | 4596 N ROBERT RD | PRESCOTT VALLEY | AZ | 86314 | Yavapai | 2 | Open | 1997-01-15 | 3000 | Diesel | COMPARTMENT B | Double Walled | Fiberglass Reinforced Plastic | Pressure | Double Walled
0-000785 | BUCKEYE MIDDLE SCHOOL | 210 S 6TH ST | BUCKEYE | AZ | 85326 | Maricopa | 3 | Perm Closure | 1986-06-01 | 4000 | Diesel | COMPARTMENT A | Double Walled | Fiberglass Reinforced Plastic | Pressure |  | Fiberglass Reinforced Plastic | Removal | 1998-07-07
0-006604 | BUDGET RENT-A-CAR #1203 | 2114 E MOHAVE | PHOENIX | AZ | 85034 | Maricopa | 1 | Perm Closure | 1984-01-01 | 2000 | Diesel | COMPARTMENT A | Double Walled | Fiberglass Reinforced Plastic | Pressure |  | Fiberglass Reinforced Plastic | Removal | 2006-03-09
0-000843 | CALMAT - SACK PLANT | 1646 E UNIVERSITY DR | PHOENIX | AZ | 85034 | Maricopa | 1 | Perm Closure | 1966-01-01 | 10000 | Diesel | COMPARTMENT A |  | Asphalt coated or Bare Steel |  |  |  | Removal | 1990-07-01
0-003707 | TEXACO | 102 W 5TH ST | SAFFORD | AZ | 85546 | Graham | 4 | Perm Closure | 1956-01-01 | 250 | Used Oil/Waste Oil | COMPARTMENT A |  | Asphalt coated or Bare Steel | Gravity Feed |  |  | Removal | 1993-04-01
0-004788 | SUNSTATE EQUIPMENT CORP | 4146 E WASHINGTON ST | PHOENIX | AZ | 85034 | Maricopa | 3 | Perm Closure | 1981-02-10 | 1000 | Used Oil/Waste Oil | COMPARTMENT A | Unknown | Asphalt coated or Bare Steel | Suction - Check Valve at the Tank Top |  |  | Removal | 1993-12-09
0-003458 | STOFFT NATIONAL GUARD FACILITY | 1750 E SILVERLAKE RD | TUCSON | AZ | 85713 | Pima | 1 | Perm Closure | 1953-01-01 | 5000 | Gasoline | COMPARTMENT A | Single Walled | Asphalt coated or Bare Steel | Suction - Check Valve at the Tank Top |  |  | Removal | 1995-02-16
0-004538 | SKY CHEFS FLIGHT KITCHEN | 3650 E SKY HARBOR BLVD | PHOENIX | AZ | 85034 | Maricopa | 1 | Perm Closure | 1969-10-13 | 8000 | Diesel | COMPARTMENT A | Double Walled | Asphalt coated or Bare Steel |  |  |  | Removal | 1989-11-29
0-008389 | DIEL EQUIPMENT | 3775 N 36TH AVE | PHOENIX | AZ | 85019 | Maricopa | 2 | Perm Closure | 1950-01-01 |  | Diesel | COMPARTMENT A | Unknown | Unknown |  |  |  | Removal | 1994-08-11
0-005623 | WESTERN STATES PETROLEUM | 801 S CENTRAL AVE | PHOENIX | AZ | 85004 | Maricopa | 1 | Perm Closure | 1981-05-06 | 2000 | Gasoline | COMPARTMENT A | Unknown | Asphalt coated or Bare Steel |  |  |  | Removal | 1988-04-14
0-008568 | VACANT PROPERTY | 48 E 6TH ST | TUCSON | AZ | 85705 | Pima | 1 | Perm Closure | 1935-01-01 | 500 | Diesel | COMPARTMENT A |  | Asphalt coated or Bare Steel |  |  |  | Removal | 1995-03-14
0-006163 | GENE MCVETY INC | 2889 W CHEERY LYNN RD | PHOENIX | AZ | 85017 | Maricopa | 1 | Perm Closure | 1976-04-18 | 1000 | Gasoline | COMPARTMENT A | Double Walled | Asphalt coated or Bare Steel | Suction - Check Valve at the Tank Top |  | Bare or Galvanized Steel | Removal | 1992-10-29
0-009824 | FRYS FUEL CENTER #116 | 950 FAIR ST | PRESCOTT | AZ | 86305 | Yavapai | 2 | Open | 2001-11-08 | 12000 | Gasoline | COMPARTMENT B | Double Walled | Composite (Steel/Fiberglass)
0-006438 | LAKE HAVASU CITY HIGH SCHOOL | 2675 PALO VERDE BLVD S | LAKE HAVASU CITY | AZ | 86403 | Mohave | 1 | Perm Closure | 1968-09-02 | 1000 | Gasoline | COMPARTMENT A | Unknown | Asphalt coated or Bare Steel |  |  |  | Removal | 1991-07-26
0-002917 | LAMB RV STORAGE | 828 GAIL GARDNER WAY | PRESCOTT | AZ | 86305 | Yavapai | 2 | Perm Closure | 1982-01-01 | 3000 | Gasoline | COMPARTMENT A |  | Asphalt coated or Bare Steel |  |  |  | Removal | 1989-11-27
0-007473 | LAST CHANCE TRADING POST | 26427 S ARIZONA AVE | CHANDLER | AZ | 85248 | Maricopa | 2 | Perm Closure | 2005-06-17 | 1000 | Gasoline | COMPARTMENT A | Unknown | Asphalt coated or Bare Steel | Suction - Check Valve at the Tank Top |  | Bare or Galvanized Steel | Removal | 1991-10-08
0-007473 | LAST CHANCE TRADING POST | 26427 S ARIZONA AVE | CHANDLER | AZ | 85248 | Maricopa | 1 | Perm Closure | 2005-06-17 | 1000 | Gasoline | COMPARTMENT A | Unknown | Unknown | Suction - Check Valve at the Tank Top |  | Bare or Galvanized Steel | Removal | 1991-10-18
0-009797 | KENILWORTH PUBLIC SCHOOL | 1750 E KENILWORTH RD | COOLIDGE | AZ | 85128 | Pinal | 2 | Perm Closure | 1950-01-01 | 1000 | Gasoline | COMPARTMENT A | Unknown | Asphalt coated or Bare Steel | Suction - Check Valve at the Dispenser |  | Bare or Galvanized Steel | Removal | 2001-10-30
0-008149 | JR FOOD MART | 4636 N 12TH ST | PHOENIX | AZ | 85014 | Maricopa | 3 | Perm Closure | 1988-07-01 | 8000 | Diesel | COMPARTMENT A | Double Walled | Composite (Steel/Fiberglass) | Pressure |  | Fiberglass Reinforced Plastic | Removal | 2018-02-14
0-005257 | JACKSONS ENERGY #6784 | 2295 E BUTLER AVE | FLAGSTAFF | AZ | 86004 | Coconino | 5 | Open | 2020-12-07 | 15000 | Gasoline (UL) | COMPARTMENT A | Double Walled | Fiberglass Reinforced Plastic | Pressure | Double Walled | Flexible
0-010055 | CIRCLE K #2706639 | 21212 N JOHN WAYNE PKWY | MARICOPA | AZ | 85139 | Pinal | 2 | Open | 2005-04-12 | 15000 | Gasoline | COMPARTMENT A | Double Walled | Fiberglass Reinforced Plastic | Pressure | Double Walled | Fiberglass Reinforced Plastic
0-003866 | CITY OF PHOENIX - GLENROSA SERVICE CENTER | 4020 W GLENROSA AVE | PHOENIX | AZ | 85019 | Maricopa | 8 | Perm Closure | 1964-01-01 | 550 | Unidentified | COMPARTMENT A | Single Walled | Asphalt coated or Bare Steel |  |  |  | Removal | 1990-09-13
0-005147 | 3BS TRUCK & AUTO PLAZA #2 | 2201 N PARK DR | WINSLOW | AZ | 86047 | Navajo | 2 | Perm Closure | 1990-06-01 | 20000 | Diesel | COMPARTMENT A |  | Fiberglass Reinforced Plastic | Pressure |  | Fiberglass Reinforced Plastic | Closed in Place | 2002-04-04
0-005147 | 3BS TRUCK & AUTO PLAZA #2 | 2201 N PARK DR | WINSLOW | AZ | 86047 | Navajo | 7 | Perm Closure | 1990-06-01 | 12000 | Gasoline | COMPARTMENT A | Single Walled | Fiberglass Reinforced Plastic | Pressure | Double Walled | Fiberglass Reinforced Plastic | Removal | 2017-03-21
0-005522 | PIMA PAK INC | 5160 W MISSOURI AVE | GLENDALE | AZ | 85301 | Maricopa | 1 | Perm Closure | 1978-05-01 | 8000 | Unidentified | COMPARTMENT A | Double Walled | Asphalt coated or Bare Steel |  |  |  | Removal | 1989-06-01
0-001810 | DOUGLAS MUNICIPAL AIRPORT | 3200 E 10TH ST | DOUGLAS | AZ | 85607 | Cochise | 4 | Perm Closure | 1961-01-01 | 2000 | Gasoline | COMPARTMENT A |  | Asphalt coated or Bare Steel |  |  |  | Removal | 1989-12-06
0-004292 | PHOENIX PIPELINE DISTRICT | 7815 S 48TH ST | PHOENIX | AZ | 85044 | Maricopa | 2 | Perm Closure | 1974-08-15 | 500 | Diesel | COMPARTMENT A | Unknown | Asphalt coated or Bare Steel |  |  |  | Removal | 1989-11-15
0-003431 | PHOENIX MARYVALE CO #165110 | 4119 N 67TH AVE | PHOENIX | AZ | 85033 | Maricopa | 1 | Perm Closure | 1984-01-07 | 2000 | Diesel | COMPARTMENT A | Double Walled | Fiberglass Reinforced Plastic |  |  |  | Removal | 1994-05-17
0-006891 | PERFECTION AUTO | 5265 E PIMA ST | TUCSON | AZ | 85712 | Pima | 3 | Perm Closure | 1962-01-01 | 3000 | Gasoline | COMPARTMENT A | Double Walled | Asphalt coated or Bare Steel |  |  |  | Removal | 1989-08-02
0-002356 | PERFORMANCE AUTO | 924 W HIGHWAY 80 | BISBEE | AZ | 85603 | Cochise | 3 | Perm Closure | 1961-05-07 | 4000 | Gasoline | COMPARTMENT A | Single Walled | Asphalt coated or Bare Steel |  |  |  | Removal | 1989-11-09
0-002356 | PERFORMANCE AUTO | 924 W HIGHWAY 80 | BISBEE | AZ | 85603 | Cochise | 4 | Perm Closure | 1961-05-07 | 500 | Used Oil/Waste Oil | COMPARTMENT A | Single Walled | Asphalt coated or Bare Steel | Gravity Feed |  |  | Removal | 1993-06-04
0-000458 | NORTHGATE TEXACO | 121 N HUACHUCA BLVD | HUACHUCA CITY | AZ | 85616 | Cochise | 4 | Perm Closure | 1976-01-01 | 2000 | Gasoline | COMPARTMENT A |  | Asphalt coated or Bare Steel |  |  |  | Removal | 2008-01-31
0-003485 | NAVAJO COUNTY ROAD DEPARTMENT DISTRICT #1 | 1508 W ROMERO | HOLBROOK | AZ | 86025 | Navajo | 1 | Perm Closure | 1966-05-07 | 2000 | Gasoline | COMPARTMENT A | Unknown | Asphalt coated or Bare Steel | Suction - Check Valve at the Tank Top |  |  | Removal | 1993-04-01
0-007440 | CIRCLE K STORE #2709155 | 8720 W BELL RD | PEORIA | AZ | 85382 | Maricopa | 1 | Open | 1989-06-01 | 10000 | Gasoline | COMPARTMENT A | Single Walled | Fiberglass Reinforced Plastic | Pressure |  | Fiberglass Reinforced Plastic
0-009894 | SAM'S CLUB #6605 | 1225 N GILBERT RD | GILBERT | AZ | 85234 | Maricopa | 3 | Open | 2002-08-08 | 20000 | Gasoline | COMPARTMENT A | Double Walled | Fiberglass Reinforced Plastic | Pressure | Double Walled
0-005366 | USDA FS - PRESCOTT NF - MINGUS MOUNTAIN WORK CENTER |  | JEROME |  |  | Yavapai | 2 | Perm Closure | 1958-01-28 | 15000 | Gasoline | COMPARTMENT A | Unknown | Asphalt coated or Bare Steel |  |  |  | Removal | 1991-11-21
0-005407 | SAFFORD AGRICULTURE CENTER | 2134 S MONTIERTH LN | SAFFORD | AZ | 85546 | Graham | 1 | Perm Closure | 1948-01-01 | 550 | Gasoline | COMPARTMENT A | Single Walled | Asphalt coated or Bare Steel |  |  |  | Removal | 1992-05-21
0-005407 | SAFFORD AGRICULTURE CENTER | 2134 S MONTIERTH LN | SAFFORD | AZ | 85546 | Graham | 4 | Perm Closure | 1972-01-01 | 285 | Gasoline | COMPARTMENT A | Single Walled | Asphalt coated or Bare Steel |  |  |  | Removal | 1992-05-21
0-005407 | SAFFORD AGRICULTURE CENTER | 2134 S MONTIERTH LN | SAFFORD | AZ | 85546 | Graham | 2 | Perm Closure | 1948-01-01 | 550 | Diesel | COMPARTMENT A | Single Walled | Asphalt coated or Bare Steel |  |  |  | Removal | 1992-05-21
0-005407 | SAFFORD AGRICULTURE CENTER | 2134 S MONTIERTH LN | SAFFORD | AZ | 85546 | Graham | 3 | Perm Closure | 1980-01-01 | 1000 | Diesel | COMPARTMENT A | Single Walled | Asphalt coated or Bare Steel |  |  |  | Removal | 1992-05-21
0-000718 | SALOME SHOPPING CENTER | 67230 HIGHWAY 60 | SALOME | AZ | 85348 | La Paz | 3 | Perm Closure | 2003-10-01 | 4000 | Gasoline (UL) | COMPARTMENT B | Double Walled | Fiberglass Reinforced Plastic |  |  |  | Removal | 2019-10-17
0-000718 | SALOME SHOPPING CENTER | 67230 HIGHWAY 60 | SALOME | AZ | 85348 | La Paz | 1 | Perm Closure | 1983-01-01 | 10000 | Gasoline | COMPARTMENT A |  | Asphalt coated or Bare Steel | Pressure |  |  | Removal | 2003-10-04
0-002837 | REED J KERBY | 11631 E APPLEBY RD | CHANDLER | AZ | 85286 | Maricopa | 4 | Perm Closure | 1983-06-11 | 6000 | Diesel | COMPARTMENT A | Single Walled | Asphalt coated or Bare Steel |  |  |  | Removal | 1988-12-01
0-001597 | RAIDER TRUCK | 1433 S 39TH AVE | PHOENIX | AZ | 85009 | Maricopa | 2 | Perm Closure | 1974-01-01 | 4000 | Diesel | COMPARTMENT A |  | Asphalt coated or Bare Steel | Pressure |  |  | Removal | 1993-12-14
0-002785 | RAY'S TRADING POST |  | CLAYPOOL |  |  | Gila | 3 | Perm Closure | 1971-05-03 | 10000 | Gasoline | COMPARTMENT A | Unknown | Unknown |  |  |  | Removal | 1988-09-01
0-003985 | PULICE CONSTRUCTION INC | 2033 W MOUNTAIN VIEW RD | PHOENIX | AZ | 85021 | Maricopa | 1 | Perm Closure | 1979-12-19 | 10000 | Gasoline | COMPARTMENT A | Unknown | Asphalt coated or Bare Steel | Suction - Check Valve at the Dispenser |  | Fiberglass Reinforced Plastic | Removal | 2004-07-08
0-003985 | PULICE CONSTRUCTION INC | 2033 W MOUNTAIN VIEW RD | PHOENIX | AZ | 85021 | Maricopa | 2 | Perm Closure | 1979-12-19 | 10000 | Diesel | COMPARTMENT A | Unknown | Asphalt coated or Bare Steel | Suction - Check Valve at the Dispenser |  | Fiberglass Reinforced Plastic | Removal | 2004-07-08
0-000669 | BARRICADE & LIGHT RENTAL INC | 3020 E CLARENDON AVE | PHOENIX | AZ | 85016 | Maricopa | 1 | Perm Closure | 1978-01-01 | 10000 | Gasoline | COMPARTMENT A |  | Asphalt coated or Bare Steel |  |  |  | Removal | 1991-09-12
0-005185 | AUTOMOTIVE FUEL ISLAND | 4350 E IRVINGTON RD | TUCSON | AZ | 85714 | Pima | 7 | Perm Closure | 1974-01-01 | 12000 | Gasoline | COMPARTMENT A | Single Walled | Asphalt coated or Bare Steel |  |  |  | Removal | 1989-04-01
0-002524 | ARIZONA PETROLEUM PRODUCTS | 1015 S CHERRY AVE | TUCSON | AZ | 85719 | Pima | 4 | Perm Closure | 1988-12-01 | 8000 | E-85 | COMPARTMENT A | Double Walled | Composite (Steel/Fiberglass) | Pressure | Single Walled | Fiberglass Reinforced Plastic | Removal | 2016-06-14
0-006494 | AMERICAN EXPRESS INFORMATION | 3151 W BEHREND DR | PHOENIX | AZ | 85027 | Maricopa | 2 | Open | 1988-11-08 | 30000 | Diesel | COMPARTMENT A | Single Walled | Fiberglass Reinforced Plastic
0-009444 | VALERO FOOD MART | 660 W BELL RD | PHOENIX | AZ | 85023 | Maricopa | 1 | Perm Closure | 1998-07-03 | 12000 | Gasoline | COMPARTMENT A | Double Walled | Fiberglass Reinforced Plastic | Pressure | Double Walled | Fiberglass Reinforced Plastic | Removal | 2014-11-13
0-000975 | CASEY & SONS INC |  | SOMERTON |  |  | Yuma | 1 | Perm Closure | 2005-06-17 | 2000 | Gasoline | COMPARTMENT A |  | Asphalt coated or Bare Steel |  |  |  | Removal | 1989-12-21
0-004071 | BULLHEAD BAIT & TACKLE #444 | 1010 HIGHWAY 95 | BULLHEAD CITY | AZ | 86429 | Mohave | 1 | Perm Closure | 1974-04-22 | 6000 | Gasoline | COMPARTMENT A | Double Walled | Asphalt coated or Bare Steel | Suction - Check Valve at the Tank Top |  | Bare or Galvanized Steel | Removal | 1993-09-30
0-003112 | BURKE CO | 1515 S 22ND AVE | PHOENIX | AZ | 85009 | Maricopa | 1 | Perm Closure | 1976-05-08 | 12000 | Diesel | COMPARTMENT A | Double Walled | Asphalt coated or Bare Steel |  |  |  | Closed in Place | 1987-09-10
0-000824 | A.G. LAYNE PHOENIX, INC. | 3800 S 16TH ST | PHOENIX | AZ | 85040 | Maricopa | 4 | Perm Closure | 1977-01-01 | 4000 | Hazardous Substance | COMPARTMENT A | Single Walled | Asphalt coated or Bare Steel | Suction - Check Valve at the Tank Top | Single Walled | Bare or Galvanized Steel | Removal | 1993-04-29
0-001663 | CANYON GENERAL | 7298 S HIGHWAY 92 | NICKSVILLE | AZ | 85615 | Cochise | 4 | Open | 2005-03-09 | 6000 | Gasoline | COMPARTMENT A | Double Walled | Composite (Steel/Fiberglass) | Pressure |  | Fiberglass Reinforced Plastic
0-006416 | BOB TEXACO STATION | 22593 E SASCO RD | RED ROCK | AZ | 85145 | Pinal | 2 | Perm Closure | 1973-01-01 | 8000 | Gasoline | COMPARTMENT A |  | Asphalt coated or Bare Steel |  |  |  | Removal | 2014-04-09
0-009533 | BLUE HILLS MARKET #495 | 8470 E STATE ROUTE 69 | PRESCOTT VALLEY | AZ | 86314 | Yavapai | 2 | Open | 1999-09-01 | 5000 | Gasoline | COMPARTMENT B | Double Walled | Fiberglass Reinforced Plastic | Pressure | Double Walled | Flexible
0-003330 | TUCSON NORTH CO #121400 | 1111 W MAGEE RD | ORO VALLEY | AZ | 85704 | Pima | 1 | Perm Closure | 1982-01-07 | 1000 | Diesel | COMPARTMENT A | Double Walled | Asphalt coated or Bare Steel |  |  |  | Removal | 1995-03-30
0-004960 | PARK AVE SHELL | 880 E BENSON HWY | TUCSON | AZ | 85713 | Pima | 3 | Perm Closure | 1984-01-01 | 10000 | Gasoline | COMPARTMENT A | Single Walled | Fiberglass Reinforced Plastic | Pressure | Double Walled | Fiberglass Reinforced Plastic | Removal | 2016-09-01
0-005639 | TEMPE MMOC #141143 | 135 W ORION ST | TEMPE | AZ | 85283 | Maricopa | 1 | Perm Closure | 1989-05-01 | 10000 | Dyed Diesel | COMPARTMENT A | Double Walled | Fiberglass Reinforced Plastic | Suction - Check Valve at the Tank Top | Double Walled | Fiberglass Reinforced Plastic | Removal | 2020-01-29
0-007758 | TERRIBLE HERBST #180 | 1815 HIGHWAY 95 | BULLHEAD CITY | AZ | 86442 | Mohave | 7 | Open | 1993-08-01 | 4000 | New Oil | COMPARTMENT A | Double Walled | Fiberglass Reinforced Plastic | Suction - Check Valve at the Dispenser |  | Fiberglass Reinforced Plastic
0-006217 | BELL CREEK SHELL | 17027 N CAVE CREEK RD | PHOENIX | AZ | 85032 | Maricopa | 4 | Perm Closure | 1987-06-01 | 10000 | Diesel | COMPARTMENT A | Single Walled | Fiberglass Reinforced Plastic | Pressure |  | Fiberglass Reinforced Plastic | Removal | 2020-11-19
0-009548 | SUPERPUMPER #9 | 21015 N CAVE CREEK RD | PHOENIX | AZ | 85024 | Maricopa | 2 | Open | 1999-08-01 | 20000 | Gasoline | COMPARTMENT A | Double Walled | Fiberglass Reinforced Plastic | Pressure | Double Walled | Fiberglass Reinforced Plastic
0-008639 | HILTON EL CONQUISTADOR | 10000 N ORACLE RD | TUCSON | AZ | 85704 | Pima | 1 | Perm Closure | 1982-01-01 | 500 | Diesel | COMPARTMENT A | Unknown | Unknown | Suction - Check Valve at the Tank Top |  |  | Removal | 1998-07-22
0-006522 | SNAPPY'S GAS & TIRE | 10375 N HIGHWAY 191 | ELFRIDA | AZ | 85610 | Cochise | 2 | Perm Closure | 1988-11-21 | 8000 | Gasoline (UL) | COMPARTMENT A | Double Walled | Composite (Steel/Fiberglass) | Pressure |  | Fiberglass Reinforced Plastic | Removal | 2019-10-24
0-005672 | WILLIAMS UNFIED SCHOOL DISTRICT - BUS BARN | 575 N 7TH | WILLIAMS | AZ | 86046 | Coconino | 1 | Perm Closure | 1985-01-01 | 1000 | Gasoline | COMPARTMENT A | Single Walled | Asphalt coated or Bare Steel | Suction - Check Valve at the Tank Top | Single Walled | Bare or Galvanized Steel | Removal | 1993-06-01
0-005672 | WILLIAMS UNFIED SCHOOL DISTRICT - BUS BARN | 575 N 7TH | WILLIAMS | AZ | 86046 | Coconino | 4 | Perm Closure | 1993-06-02 | 2000 | Diesel | COMPARTMENT B | Double Walled | Composite (Steel/Fiberglass) |  |  |  | Removal | 2020-02-06
0-005672 | WILLIAMS UNFIED SCHOOL DISTRICT - BUS BARN | 575 N 7TH | WILLIAMS | AZ | 86046 | Coconino | 5 | Open | 2020-05-22 |  | (Null) |  | Double Walled | Fiberglass Reinforced Plastic
0-002179 | WAYNE FREEMAN FARM | 16235 E OCOTILLO RD | GILBERT | AZ | 85298 | Maricopa | 3 | Perm Closure | 1970-12-19 | 1000 | Diesel | COMPARTMENT A | Single Walled | Asphalt coated or Bare Steel |  |  |  | Removal | 1989-03-15
0-006863 | VACANT LOT |  | TUCSON |  |  | Pima | 6 | Perm Closure | 1940-01-01 | 1000 | Gasoline | COMPARTMENT A |  | Asphalt coated or Bare Steel | Suction - Check Valve at the Tank Top |  | Bare or Galvanized Steel | Removal | 1992-06-12
0-002427 | HALLUM SELF SERVE | 2931 E ANDY DEVINE AVE | KINGMAN | AZ | 86401 | Mohave | 1 | Perm Closure | 1983-01-01 | 12000 | Gasoline | COMPARTMENT A |  | Asphalt coated or Bare Steel | Pressure |  | Fiberglass Reinforced Plastic | Removal | 2008-12-15
0-009756 | HAVA GAS | 2085 PALO VERDE BLVD N | LAKE HAVASU CITY | AZ | 86404 | Mohave | 2 | Open | 2001-04-12 | 12000 | Gasoline | COMPARTMENT A | Double Walled | Composite (Steel/Fiberglass) | Pressure | Double Walled | Fiberglass Reinforced Plastic
0-009012 | SPEEDWAY STORE #2881 | 2960 W STATE ROUTE 89A | SEDONA | AZ | 86336 | Yavapai | 4 | Open | 1996-09-26 | 10000 | Diesel | COMPARTMENT A | Double Walled | Fiberglass Reinforced Plastic | Pressure | Double Walled | Fiberglass Reinforced Plastic
0-005045 | SPEEDWAY STORE #3003 | 310 N MAIN ST | TAYLOR | AZ | 85939 | Navajo | 4 | Open | 1996-05-01 | 6000 | Gasoline | COMPARTMENT A | Single Walled | Asphalt coated or Bare Steel | Pressure |  | Fiberglass Reinforced Plastic
0-006193 | SPEEDWAY STORE #2885 | 2300 E BUTLER AVE | FLAGSTAFF | AZ | 86004 | Coconino | 4 | Perm Closure | 1988-04-20 | 1000 | Used Oil/Waste Oil | COMPARTMENT A | Double Walled | Fiberglass Reinforced Plastic | Pressure |  | Fiberglass Reinforced Plastic | Removal | 1995-07-01
0-009586 | GENERAL GMC, INC | 2420 W BETHANY HOME RD | PHOENIX | AZ | 85015 | Maricopa | 2 | Perm Closure | 2005-06-17 | 6000 | Gasoline | COMPARTMENT A | Double Walled | Asphalt coated or Bare Steel | Suction - Check Valve at the Dispenser |  | Bare or Galvanized Steel | Removal | 1990-11-14
0-006832 | GEORGE & SONS STEEL | 3812 N 39TH AVE | PHOENIX | AZ | 85019 | Maricopa | 1 | Perm Closure | 1975-01-01 | 6000 | Gasoline | COMPARTMENT A | Unknown | Asphalt coated or Bare Steel |  |  |  | Removal | 1990-06-14
0-007600 | PARCEL 406-43-010 | 19 N MAIN ST | COTTONWOOD | AZ | 86326 | Yavapai | 3 | Perm Closure | 1960-01-01 | 1500 | Gasoline | COMPARTMENT A | Unknown | Asphalt coated or Bare Steel | Suction - Check Valve at the Tank Top |  |  | Removal | 1990-11-21
0-005214 | FORT VALLEY GASER | 990 N FORT VALLEY RD | FLAGSTAFF | AZ | 86001 | Coconino | 1 | Perm Closure | 1985-04-21 | 10000 | Gasoline | COMPARTMENT A | Unknown | Asphalt coated or Bare Steel | Pressure |  | Fiberglass Reinforced Plastic | Removal | 2020-03-12
0-005214 | FORT VALLEY GASER | 990 N FORT VALLEY RD | FLAGSTAFF | AZ | 86001 | Coconino | 3 | Perm Closure | 1985-04-21 | 5000 | Gasoline | COMPARTMENT A | Unknown | Asphalt coated or Bare Steel | Pressure |  | Fiberglass Reinforced Plastic | Removal | 2020-03-12
0-005214 | FORT VALLEY GASER | 990 N FORT VALLEY RD | FLAGSTAFF | AZ | 86001 | Coconino | 4 | Perm Closure | 1985-04-21 |  | Other | COMPARTMENT B | Unknown | Asphalt coated or Bare Steel |  |  |  | Removal | 2020-03-12
0-005214 | FORT VALLEY GASER | 990 N FORT VALLEY RD | FLAGSTAFF | AZ | 86001 | Coconino | 4 | Perm Closure | 1985-04-21 | 5000 | Diesel | COMPARTMENT A | Unknown | Asphalt coated or Bare Steel | Pressure |  | Fiberglass Reinforced Plastic | Removal | 2020-03-12
0-004584 | FREDDIES #1 QUICK STOP | 501 TRANSCON LN | WINSLOW | AZ | 86047 | Navajo | 3 | Perm Closure | 1981-01-01 | 10000 | Gasoline | COMPARTMENT A | Single Walled | Asphalt coated or Bare Steel | Pressure | Double Walled | Flexible | Removal | 2020-02-27
0-004584 | FREDDIES #1 QUICK STOP | 501 TRANSCON LN | WINSLOW | AZ | 86047 | Navajo | 2 | Perm Closure | 1981-01-01 | 10000 | Biodiesel | COMPARTMENT A | Single Walled | Asphalt coated or Bare Steel | Pressure | Double Walled | Flexible | Removal | 2020-02-27
0-000825 | SHORTSTOP MARKET | 12 S MAIN ST | EAGAR | AZ | 85925 | Apache | 7 | Perm Closure | 1987-01-01 | 1000 | Used Oil/Waste Oil | COMPARTMENT A |  | Asphalt coated or Bare Steel | Suction - Check Valve at the Tank Top | Single Walled | Bare or Galvanized Steel | Removal | 2000-04-20
0-000825 | SHORTSTOP MARKET | 12 S MAIN ST | EAGAR | AZ | 85925 | Apache | 3 | Perm Closure | 1986-01-01 | 6000 | Gasoline | COMPARTMENT A |  | Asphalt coated or Bare Steel | Pressure |  | Fiberglass Reinforced Plastic | Removal | 2000-04-14
0-000825 | SHORTSTOP MARKET | 12 S MAIN ST | EAGAR | AZ | 85925 | Apache | 9 | Open | 2000-05-11 | 10000 | Gasoline | COMPARTMENT A | Double Walled | Fiberglass Reinforced Plastic
0-006261 | SHELL #10 | 11235 S FORTUNA RD | YUMA | AZ | 85367 | Yuma | 5 | Perm Closure | 1985-01-01 | 12000 | Gasoline | COMPARTMENT A |  | Fiberglass Reinforced Plastic | Pressure | Double Walled | Fiberglass Reinforced Plastic | Removal | 2015-08-06
0-002777 | WHITING STATION #153 | 804 S BEELINE HWY | PAYSON | AZ | 85541 | Gila | 1 | Perm Closure | 1971-01-01 | 6000 | Gasoline | COMPARTMENT A | Single Walled | Asphalt coated or Bare Steel |  |  |  | Removal | 1989-03-01
0-002777 | WHITING STATION #153 | 804 S BEELINE HWY | PAYSON | AZ | 85541 | Gila | 7 | Perm Closure | 1989-03-01 | 12000 | Gasoline | COMPARTMENT A | Double Walled | Fiberglass Reinforced Plastic | Pressure | Double Walled | Fiberglass Reinforced Plastic | Removal | 2004-02-05
0-004171 | SUNMART #605 | 2521 W BUSINESS 1-10 | SAN SIMON | AZ | 85632 | Cochise | 2 | Perm Closure | 1976-01-01 | 10000 | Gasoline | COMPARTMENT A |  | Asphalt coated or Bare Steel | Pressure |  | Fiberglass Reinforced Plastic | Removal | 2009-12-01
0-004171 | SUNMART #605 | 2521 W BUSINESS 1-10 | SAN SIMON | AZ | 85632 | Cochise | 6 | Open | 1985-01-01 | 10000 | Gasoline | COMPARTMENT A | Double Walled | Asphalt coated or Bare Steel | Pressure | Single Walled | Fiberglass Reinforced Plastic
0-005669 | WILLCOX UNIFIED SCHOOL DISTRICT | 480 N BISBEE AVE | WILLCOX | AZ | 85643 | Cochise | 2 | Perm Closure | 1966-01-28 | 3000 | Gasoline | COMPARTMENT A | Double Walled | Asphalt coated or Bare Steel | Pressure |  |  | Removal | 1992-01-23
0-005669 | WILLCOX UNIFIED SCHOOL DISTRICT | 480 N BISBEE AVE | WILLCOX | AZ | 85643 | Cochise | 1 | Perm Closure | 1966-01-28 | 1000 | Gasoline | COMPARTMENT A | Double Walled | Asphalt coated or Bare Steel | Pressure |  |  | Removal | 1992-01-23
0-001409 | CIRCLE K #1431 | 1103 W REX ALLEN DR | WILLCOX | AZ | 85643 | Cochise | 3 | Open | 1981-01-01 | 10000 | Gasoline | COMPARTMENT A | Single Walled | Asphalt coated or Bare Steel | Pressure |  | Fiberglass Reinforced Plastic
0-001030 | DUNLAP CHEVRON | 6 W HIGHWAY 80 | BISBEE | AZ | 85603 | Cochise | 3 | Perm Closure | 1981-01-01 | 8000 | Gasoline | COMPARTMENT A | Single Walled | Fiberglass Reinforced Plastic | Pressure |  | Fiberglass Reinforced Plastic | Removal | 2019-10-31
0-001030 | DUNLAP CHEVRON | 6 W HIGHWAY 80 | BISBEE | AZ | 85603 | Cochise | 1 | Perm Closure | 1981-01-01 | 8000 | Gasoline | COMPARTMENT A | Single Walled | Fiberglass Reinforced Plastic | Pressure |  | Fiberglass Reinforced Plastic | Removal | 2019-10-31
0-001122 | CHEVRON #9-7264 | 921 S CALIFORNIA AVE | PARKER | AZ | 85344 | La Paz | 8 | Perm Closure | 2005-06-17 | 1000 | Used Oil/Waste Oil | COMPARTMENT A | Single Walled | Asphalt coated or Bare Steel |  |  |  | Removal | 2003-10-14
0-002528 | HORIZON MOVING SYSTEMS | 440 WHITTON ST | SIERRA VISTA | AZ | 85635 | Cochise | 1 | Perm Closure | 1965-03-05 | 4000 | Gasoline | COMPARTMENT A | Single Walled | Asphalt coated or Bare Steel |  |  |  | Removal | 1990-12-19
0-005652 | D&J SERVICE CENTER | 1246 W BEALE ST | KINGMAN | AZ | 86401 | Mohave | 1 | Perm Closure | 1956-05-07 | 1000 | Gasoline | COMPARTMENT A | Unknown | Asphalt coated or Bare Steel |  |  |  | Removal | 1986-01-01
0-005652 | D&J SERVICE CENTER | 1246 W BEALE ST | KINGMAN | AZ | 86401 | Mohave | 2 | Perm Closure | 1956-05-07 | 1000 | Gasoline | COMPARTMENT A | Unknown | Asphalt coated or Bare Steel |  |  |  | Removal | 1986-01-01
0-005652 | D&J SERVICE CENTER | 1246 W BEALE ST | KINGMAN | AZ | 86401 | Mohave | 6 | Perm Closure | 1986-01-01 | 6000 | Gasoline | COMPARTMENT A | Unknown | Asphalt coated or Bare Steel | Suction - Check Valve at the Tank Top |  | Bare or Galvanized Steel | Removal | 1995-09-13
0-005652 | D&J SERVICE CENTER | 1246 W BEALE ST | KINGMAN | AZ | 86401 | Mohave | 4 | Perm Closure | 1956-05-07 | 2000 | Gasoline | COMPARTMENT A | Unknown | Asphalt coated or Bare Steel | Suction - Check Valve at the Tank Top |  | Bare or Galvanized Steel | Removal | 1995-09-13
0-007723 | LARRY & HAL ADAMSON | 4441 E SPEEDWAY BLVD | TUCSON | AZ | 85712 | Pima | 1 | Perm Closure | 1965-01-01 | 6000 | Gasoline | COMPARTMENT A | Unknown | Asphalt coated or Bare Steel |  |  |  | Removal | 1980-06-01
0-004183 | BENSON FUEL | 103 W 4TH ST | BENSON | AZ | 85602 | Cochise | 6 | Open | 1994-09-26 | 10000 | Diesel | COMPARTMENT A | Double Walled | Composite (Steel/Fiberglass) | Pressure |  | Fiberglass Reinforced Plastic
0-008587 | LONE MOUNTAIN RANCH |  | SALOME |  |  | La Paz | 4 | Perm Closure | 2005-06-17 | 4000 | Gasoline | COMPARTMENT A | Unknown | Unknown |  |  |  | Removal | 1990-01-01
0-004196 | KAY BEES | 4401 N US HIGHWAY 89 | FLAGSTAFF | AZ | 86004 | Coconino | 1 | Perm Closure | 1971-05-01 | 10000 | Gasoline | COMPARTMENT A | Unknown | Asphalt coated or Bare Steel | Suction - Check Valve at the Tank Top |  |  | Removal | 1993-11-18
0-008775 | JOHN MERCER CONSTRUCTION | 360 TERRACE DR | GLOBE | AZ | 85501 | Gila | 3 | Temp Closure | 2005-06-17 | 1000 | Gasoline | COMPARTMENT A | Unknown | Unknown | Suction - Check Valve at the Tank Top |  |  |  | 2020-09-14
0-008775 | JOHN MERCER CONSTRUCTION | 360 TERRACE DR | GLOBE | AZ | 85501 | Gila | 2 | Temp Closure | 2005-06-17 | 1000 | Diesel | COMPARTMENT A | Unknown | Unknown | Suction - Check Valve at the Tank Top |  |  |  | 2020-09-14
0-003699 | TOWN OF JEROME - FIRE DEPARTMENT |  | JEROME |  |  | Yavapai | 2 | Perm Closure | 1940-01-01 | 750 | Gasoline | COMPARTMENT A |  | Asphalt coated or Bare Steel | Suction - Check Valve at the Tank Top |  | Bare or Galvanized Steel | Removal | 1994-03-08
0-003699 | TOWN OF JEROME - FIRE DEPARTMENT |  | JEROME |  |  | Yavapai | 1 | Perm Closure | 1940-01-01 | 750 | Gasoline | COMPARTMENT A |  | Asphalt coated or Bare Steel | Suction - Check Valve at the Tank Top |  | Bare or Galvanized Steel | Removal | 1994-03-08
0-004432 | JACK SELLERS PROPERTY | 215 W PIMA ST | GILA BEND | AZ | 85337 | Maricopa | 3 | Perm Closure | 1956-04-07 | 4000 | Gasoline | COMPARTMENT A | Unknown | Asphalt coated or Bare Steel |  |  |  | Closed in Place | 1980-01-01
0-004432 | JACK SELLERS PROPERTY | 215 W PIMA ST | GILA BEND | AZ | 85337 | Maricopa | 2 | Perm Closure | 1956-04-07 | 4000 | Gasoline | COMPARTMENT A | Unknown | Asphalt coated or Bare Steel |  |  |  | Closed in Place | 1980-01-01
0-001994 | EXXON #7-3360 | 5130 S MCCLINTOCK DR | TEMPE | AZ | 85282 | Maricopa | 6 | Perm Closure | 1994-10-31 | 12000 | Gasoline | COMPARTMENT A | Double Walled | Fiberglass Reinforced Plastic | Pressure | Double Walled | Fiberglass Reinforced Plastic | Removal | 2005-11-04
0-003928 | PIONEER DISTRIBUTING | 1300 N 24TH AVE | PHOENIX | AZ | 85009 | Maricopa | 2 | Perm Closure | 1980-01-01 | 12000 | New Oil | COMPARTMENT A | Single Walled | Asphalt coated or Bare Steel | Suction - Check Valve at the Tank Top | Single Walled | Bare or Galvanized Steel | Removal | 1999-08-03
0-005141 | GILA BEND FREEWAY EXXON | INTERSECTION OF I-8 AND BUTTERFIELD TRAIL | GILA BEND | AZ | 85337 | Maricopa | 3 | Perm Closure | 1970-04-21 | 8000 | Gasoline | COMPARTMENT A | Unknown | Asphalt coated or Bare Steel | Pressure |  |  | Removal | 1992-02-14
0-003640 | COSTCO WHOLESALE #665 | 1646 W MONTEBELLO AVE | PHOENIX | AZ | 85015 | Maricopa | 1 | Perm Closure | 1979-01-01 | 550 | Used Oil/Waste Oil | COMPARTMENT A |  | Asphalt coated or Bare Steel | Gravity Feed |  |  | Removal | 1992-10-27
0-005491 | CIRCLE K #2837 | 3662 W VAN BUREN ST | PHOENIX | AZ | 85009 | Maricopa | 2 | Perm Closure | 1972-04-24 | 6000 | Gasoline | COMPARTMENT A | Double Walled | Asphalt coated or Bare Steel | Pressure |  |  | Removal | 1993-11-03
0-001895 | 76 STATION | 4102 N 27TH AVE | PHOENIX | AZ | 85017 | Maricopa | 1 | Perm Closure | 1973-01-01 | 6000 | Gasoline | COMPARTMENT A |  | Asphalt coated or Bare Steel | Pressure | Single Walled | Bare or Galvanized Steel | Removal | 1998-06-30
0-001895 | 76 STATION | 4102 N 27TH AVE | PHOENIX | AZ | 85017 | Maricopa | 2 | Perm Closure | 1973-01-01 | 8000 | Gasoline | COMPARTMENT A |  | Asphalt coated or Bare Steel | Pressure | Single Walled | Bare or Galvanized Steel | Removal | 1998-06-30
0-000973 | JI CASE COMPANY | 19501 W NORTHERN AVE | SURPRISE | AZ | 85396 | Maricopa | 1 | Perm Closure | 1974-01-01 | 10000 | Diesel | COMPARTMENT A |  | Asphalt coated or Bare Steel |  |  |  | Removal | 1992-06-25
0-004964 | TEXACO #60-351-0042 | 3050 E FORT LOWELL RD | TUCSON | AZ | 85716 | Pima | 8 | Perm Closure | 1996-12-20 | 10000 | Gasoline | COMPARTMENT A | Double Walled | Fiberglass Reinforced Plastic | Pressure | Double Walled | Fiberglass Reinforced Plastic | Removal | 2003-10-28
0-004964 | TEXACO #60-351-0042 | 3050 E FORT LOWELL RD | TUCSON | AZ | 85716 | Pima | 9 | Perm Closure | 2003-12-08 | 6000 | Diesel | COMPARTMENT B | Double Walled | Fiberglass Reinforced Plastic |  |  |  | Removal | 2015-03-11
0-002061 | LUBE PIT #3 | 3502 N ORACLE RD | TUCSON | AZ | 85705 | Pima | 5 | Perm Closure | 1981-01-01 | 3000 | New Oil | COMPARTMENT A | Single Walled | Asphalt coated or Bare Steel | Suction - Check Valve at the Tank Top | Single Walled | Bare or Galvanized Steel | Removal | 1995-03-15
0-009526 | FLYING J TRAVEL PLAZA #611 | 6700 W LATHAM ST | PHOENIX | AZ | 85043 | Maricopa | 2 | Open | 1999-04-18 | 20000 | Diesel | COMPARTMENT A | Double Walled | Fiberglass Reinforced Plastic | Pressure | Double Walled | Fiberglass Reinforced Plastic
0-001894 | CIRCLE K STORE #2703424 | 5502 E SPEEDWAY BLVD | TUCSON | AZ | 85712 | Pima | 1 | Perm Closure | 1970-01-01 | 6000 | Gasoline | COMPARTMENT A | Single Walled | Asphalt coated or Bare Steel | Pressure | Single Walled | Bare or Galvanized Steel | Removal | 1996-06-12
0-001894 | CIRCLE K STORE #2703424 | 5502 E SPEEDWAY BLVD | TUCSON | AZ | 85712 | Pima | 6 | Open | 2012-10-16 | 12000 | Gasoline | COMPARTMENT A | Double Walled | Fiberglass Reinforced Plastic | Pressure | Double Walled | Fiberglass Reinforced Plastic
0-004257 | SPEEDWAY STORE #2949 | 2211 W US HIGHWAY 70 | THATCHER | AZ | 85552 | Graham | 1 | Perm Closure | 1972-01-01 | 4000 | Gasoline | COMPARTMENT A |  | Asphalt coated or Bare Steel |  |  |  | Removal | 1990-09-09
0-001090 | CHEVRON #9-2599 | 3148 E INDIAN SCHOOL RD | PHOENIX | AZ | 85016 | Maricopa | 3 | Perm Closure | 1982-01-01 | 10000 | Gasoline | COMPARTMENT A | Double Walled | Fiberglass Reinforced Plastic | Pressure | Double Walled | Fiberglass Reinforced Plastic | Removal | 2006-07-20
0-000376 | VICKSBURG RANCH | 44376 VICKSBURG RD | SALOME | AZ | 85348 | La Paz | 2 | Perm Closure | 1974-01-01 | 8500 | Diesel | COMPARTMENT A |  | Asphalt coated or Bare Steel |  |  |  | Removal | 1988-10-01
0-000376 | VICKSBURG RANCH | 44376 VICKSBURG RD | SALOME | AZ | 85348 | La Paz | 10 | Perm Closure | 1974-01-01 | 8000 | Diesel | COMPARTMENT A |  | Asphalt coated or Bare Steel |  |  |  | Removal | 1988-10-01
0-000376 | VICKSBURG RANCH | 44376 VICKSBURG RD | SALOME | AZ | 85348 | La Paz | 16 | Perm Closure | 1974-01-01 | 6000 | Diesel | COMPARTMENT A |  | Fiberglass Reinforced Plastic |  |  |  | Removal | 1992-09-24
0-000376 | VICKSBURG RANCH | 44376 VICKSBURG RD | SALOME | AZ | 85348 | La Paz | 5 | Perm Closure | 1974-01-01 | 4000 | Diesel | COMPARTMENT A |  | Asphalt coated or Bare Steel |  |  |  | Removal | 1988-10-01
0-000376 | VICKSBURG RANCH | 44376 VICKSBURG RD | SALOME | AZ | 85348 | La Paz | 17 | Perm Closure | 1974-01-01 | 6000 | Gasoline | COMPARTMENT A |  | Asphalt coated or Bare Steel |  |  |  | Removal | 1992-09-24
0-000376 | VICKSBURG RANCH | 44376 VICKSBURG RD | SALOME | AZ | 85348 | La Paz | 9 | Perm Closure | 1974-01-01 | 6000 | Diesel | COMPARTMENT A |  | Asphalt coated or Bare Steel |  |  |  | Removal | 1988-10-01
0-000376 | VICKSBURG RANCH | 44376 VICKSBURG RD | SALOME | AZ | 85348 | La Paz | 20 | Perm Closure | 1988-04-01 | 10000 | Diesel | COMPARTMENT A | Double Walled | Fiberglass Reinforced Plastic |  |  |  | Removal | 1994-12-01
0-003531 | NORTHERN ARIZONA UNIVERSITY | 1705 S SAN FRANCISCO ST | FLAGSTAFF | AZ | 86001 | Coconino | 3 | Perm Closure | 1979-01-01 | 2000 | Diesel | COMPARTMENT A |  | Asphalt coated or Bare Steel |  |  |  | Removal | 1989-05-03
0-003531 | NORTHERN ARIZONA UNIVERSITY | 1705 S SAN FRANCISCO ST | FLAGSTAFF | AZ | 86001 | Coconino | 7 | Perm Closure | 1984-01-01 | 550 | Diesel | COMPARTMENT A | Single Walled | Fiberglass Reinforced Plastic |  |  |  | Removal | 1992-02-07
0-002760 | EXXONMOBIL OIL CORP | 100 S 4TH AVE | YUMA | AZ | 85364 | Yuma | 5 | Perm Closure | 2005-06-17 | 5000 | Gasoline | COMPARTMENT A | Unknown | Unknown | Pressure |  |  | Removal | 1988-09-15
0-004482 | SHAY OIL - W 8TH ST | 2003 W 8TH ST | YUMA | AZ | 85364 | Yuma | 2 | Perm Closure | 1978-01-01 | 5000 | Gasoline | COMPARTMENT A |  | Asphalt coated or Bare Steel | Pressure |  |  | Removal | 1989-07-01
0-004482 | SHAY OIL - W 8TH ST | 2003 W 8TH ST | YUMA | AZ | 85364 | Yuma | 4 | Perm Closure | 1986-01-01 | 12000 | Gasoline | COMPARTMENT A | Single Walled | Fiberglass Reinforced Plastic | Pressure |  | Fiberglass Reinforced Plastic | Removal | 2015-09-14
0-002197 | E-Z SERVE #100941 |  | CAMP VERDE |  |  | Yavapai | 2 | Perm Closure | 1987-04-15 | 10000 | Gasoline | COMPARTMENT A | Single Walled | Asphalt coated or Bare Steel |  |  |  | Removal | 1993-06-02
0-003965 | CITY OF PRESCOTT - SUNDOG WWTP | 1500 SUNDOG RANCH RD | PRESCOTT | AZ | 86301 | Yavapai | 1 | Perm Closure | 1977-04-14 | 1500 | Diesel | COMPARTMENT A | Unknown | Asphalt coated or Bare Steel |  |  |  | Removal | 1995-03-01
0-008584 | MID POINT BUSINESS PLAZA |  | TUCSON |  |  | Pima | 1 | Perm Closure | 2005-06-17 | 10000 | Gasoline | COMPARTMENT A | Double Walled | Asphalt coated or Bare Steel |  |  |  | Removal | 1974-01-01
0-005162 | TUCSON TRANSIT MANAGEMENT LLC, DBA SUN TRAN | 4220 S PARK AVE | TUCSON | AZ | 85714 | Pima | 5 | Perm Closure | 1976-01-01 | 8000 | New Oil | COMPARTMENT A | Single Walled | Fiberglass Reinforced Plastic | Suction - Check Valve at the Tank Top |  | Bare or Galvanized Steel | Removal | 1996-04-16
0-000810 | TEXAS INSTRUMENTS | 6730 S TUCSON BLVD | TUCSON | AZ | 85756 | Pima | 1 | Perm Closure | 1980-01-01 | 10000 | Gasoline | COMPARTMENT A |  | Asphalt coated or Bare Steel |  |  |  | Removal | 1987-02-18
0-003605 | 49ERS COUNTRY CLUB | 12000 E TANQUE VERDE RD | TUCSON | AZ | 85749 | Pima | 1 | Perm Closure | 2005-06-17 | 2500 | Gasoline | COMPARTMENT A | Double Walled | Asphalt coated or Bare Steel | Suction - Check Valve at the Tank Top |  | Bare or Galvanized Steel | Removal | 1991-10-08
0-007070 | USDOI - WINSLOW JOB CORPS CENTER |  | WINSLOW WEST |  |  | Coconino | 2 | Perm Closure | 2005-06-17 | 15000 | Diesel | COMPARTMENT A | Unknown | Asphalt coated or Bare Steel | Suction - Check Valve at the Tank Top |  |  | Removal | 1991-09-18
0-006405 | CITY OF BULLHEAD CITY - FIRE STATION #2 | 1260 HANCOCK RD | BULLHEAD CITY | AZ | 86442 | Mohave | 3 | Perm Closure | 1973-01-01 | 500 | Diesel | COMPARTMENT A |  | Asphalt coated or Bare Steel | Suction - Check Valve at the Tank Top |  |  | Removal | 1994-01-27
0-005935 | PETRO STOPPING CENTER | 970 S BLAKE RANCH RD | KINGMAN | AZ | 86401 | Mohave | 6 | Open | 1987-12-15 | 10000 | Gasoline | COMPARTMENT A | Single Walled | Fiberglass Reinforced Plastic | Pressure |  | Fiberglass Reinforced Plastic
0-005935 | PETRO STOPPING CENTER | 970 S BLAKE RANCH RD | KINGMAN | AZ | 86401 | Mohave | 8 | Open | 1987-12-15 | 8000 | New Oil | COMPARTMENT A | Single Walled | Fiberglass Reinforced Plastic | Suction - Check Valve at the Dispenser | Single Walled | Fiberglass Reinforced Plastic
0-004358 | SAVCO #5 | 15 E BASELINE RD | PHOENIX | AZ | 85042 | Maricopa | 2 | Perm Closure | 1979-01-24 | 6000 | Gasoline | COMPARTMENT A | Double Walled | Asphalt coated or Bare Steel |  |  |  | Removal | 1991-11-18
0-002621 | BST MANAGEMENT - VACANT LAND | 5954 NW GRAND AVE | GLENDALE | AZ | 85301 | Maricopa | 4 | Perm Closure | 2005-06-17 | 550 | Used Oil/Waste Oil | COMPARTMENT A | Single Walled | Asphalt coated or Bare Steel | Gravity Feed | Single Walled | Bare or Galvanized Steel | Removal | 1990-06-15
0-002621 | BST MANAGEMENT - VACANT LAND | 5954 NW GRAND AVE | GLENDALE | AZ | 85301 | Maricopa | 1 | Perm Closure | 1964-01-01 | 10000 | Gasoline | COMPARTMENT A | Single Walled | Asphalt coated or Bare Steel |  |  |  | Removal | 1988-04-01
0-002621 | BST MANAGEMENT - VACANT LAND | 5954 NW GRAND AVE | GLENDALE | AZ | 85301 | Maricopa | 5 | Perm Closure | 2005-06-17 | 300 | Used Oil/Waste Oil | COMPARTMENT A | Single Walled | Asphalt coated or Bare Steel | Gravity Feed | Single Walled | Bare or Galvanized Steel | Removal | 1990-06-15
0-002828 | EDWARD S KELTON CONTRACTING |  | PHOENIX |  |  | Maricopa | 1 | Perm Closure | 1976-05-06 | 12500 | Diesel | COMPARTMENT A | Double Walled | Asphalt coated or Bare Steel |  |  |  | Removal | 1991-04-04
0-005312 | CONOCOPHILLIPS #256059 | 4250 W DUNLAP AVE | PHOENIX | AZ | 85051 | Maricopa | 5 | Perm Closure | 1990-10-01 | 12000 | Gasoline | COMPARTMENT A | Double Walled | Composite (Steel/Fiberglass) | Pressure | Double Walled | Fiberglass Reinforced Plastic | Removal | 2015-08-27
0-005312 | CONOCOPHILLIPS #256059 | 4250 W DUNLAP AVE | PHOENIX | AZ | 85051 | Maricopa | 1 | Perm Closure | 1969-01-01 | 10000 | Gasoline | COMPARTMENT A |  | Asphalt coated or Bare Steel | Pressure |  | Fiberglass Reinforced Plastic | Removal | 1990-10-07
0-003809 | CITY OF PHOENIX - FIRE STATION #11 | 2727 E ROOSEVELT ST | PHOENIX | AZ | 85008 | Maricopa | 2 | Perm Closure | 1976-01-01 | 1000 | Gasoline | COMPARTMENT A |  | Asphalt coated or Bare Steel | Suction - Check Valve at the Tank Top |  | Bare or Galvanized Steel | Removal | 1994-09-13
0-002009 | EXXON #7-3874 | 356 N STAPLEY DR | MESA | AZ | 85203 | Maricopa | 2 | Perm Closure | 1983-01-01 | 8000 | Gasoline | COMPARTMENT A | Single Walled | Fiberglass Reinforced Plastic |  |  |  | Removal | 1990-05-17
0-000533 | ARCO #1411 | 4245 W BETHANY HOME RD | PHOENIX | AZ | 85019 | Maricopa | 1 | Perm Closure | 1979-01-01 | 12000 | Gasoline | COMPARTMENT A | Double Walled | Fiberglass Reinforced Plastic |  |  |  | Removal | 1990-09-10
0-003860 | CITY OF PHOENIX - UNION HILLS SERVICE CENTER | 138 E UNION HILLS DR | PHOENIX | AZ | 85024 | Maricopa | 1 | Perm Closure | 1973-01-01 | 12000 | Gasoline | COMPARTMENT A | Single Walled | Asphalt coated or Bare Steel | Pressure | Single Walled | Bare or Galvanized Steel | Removal | 1992-08-01
0-003860 | CITY OF PHOENIX - UNION HILLS SERVICE CENTER | 138 E UNION HILLS DR | PHOENIX | AZ | 85024 | Maricopa | 20 | Open | 1992-01-01 | 550 | New Oil | COMPARTMENT A | Double Walled | Fiberglass Reinforced Plastic | Suction - Check Valve at the Tank Top | Double Walled | Fiberglass Reinforced Plastic
0-000119 | ALLIED TUBE & CONDUIT | 2525 N 27TH AVE | PHOENIX | AZ | 85009 | Maricopa | 4 | Perm Closure | 1981-01-01 | 10000 | Diesel | COMPARTMENT A | Single Walled | Asphalt coated or Bare Steel |  |  |  | Removal | 1990-01-26
0-006160 | CIRCLE K #5285 | 23447 S POWER RD | QUEEN CREEK | AZ | 85142 | Maricopa | 2 | Open | 1987-01-01 | 15000 | Gasoline | COMPARTMENT A | Single Walled | Fiberglass Reinforced Plastic | Pressure | Double Walled | Fiberglass Reinforced Plastic
0-001990 | SHELL #72 | 2401 E VAN BUREN ST | PHOENIX | AZ | 85008 | Maricopa | 1 | Perm Closure | 1987-04-26 | 12000 | Gasoline (UL) | COMPARTMENT A | Double Walled | Fiberglass Reinforced Plastic | Pressure |  | Fiberglass Reinforced Plastic | Removal | 2020-01-16
0-001990 | SHELL #72 | 2401 E VAN BUREN ST | PHOENIX | AZ | 85008 | Maricopa | 7 | Open | 2020-02-17 | 6000 | Diesel | COMPARTMENT B | Double Walled | Fiberglass Reinforced Plastic
0-005385 | UNITED RENTALS | 1011 S PRUDENCE RD | TUCSON | AZ | 85710 | Pima | 5 | Perm Closure | 2005-06-17 | 2000 | Used Oil/Waste Oil | COMPARTMENT A | Single Walled | Asphalt coated or Bare Steel |  |  |  | Removal | 1988-12-21
0-004498 | TWO GUNS TRADING POST |  | TWO GUNS |  |  | Coconino | 4 | Perm Closure | 1973-01-29 | 500 | Used Oil/Waste Oil | COMPARTMENT A | Unknown | Asphalt coated or Bare Steel | Suction - Check Valve at the Tank Top |  |  | Removal | 2007-03-27
0-002002 | EXXON #7-3687 | 5905 W OLIVE AVE | GLENDALE | AZ | 85302 | Maricopa | 4 | Perm Closure | 1984-01-01 | 1000 | Used Oil/Waste Oil | COMPARTMENT A | Single Walled | Fiberglass Reinforced Plastic | Gravity Feed |  | Fiberglass Reinforced Plastic | Removal | 2016-11-29
0-000285 | ADOT - PEEPLES MAINTENANCE |  | PEEPLES VALLEY |  |  | Yavapai | 1 | Perm Closure | 2005-06-17 | 1000 | Gasoline | COMPARTMENT A |  | Asphalt coated or Bare Steel | Suction - Check Valve at the Tank Top |  |  | Removal | 1991-04-09
0-003893 | CITY OF PHOENIX - DEER VALLEY AIRPORT | 702 W DEER VALLEY RD | PHOENIX | AZ | 85027 | Maricopa | 6 | Perm Closure | 1980-01-01 | 20000 | Jet Fuel | COMPARTMENT A | Double Walled | Fiberglass Reinforced Plastic | Pressure |  | Bare or Galvanized Steel | Removal | 1996-12-10
0-007585 | ADOA | 1831 W JEFFERSON ST | PHOENIX | AZ | 85007 | Maricopa | 2 | Perm Closure | 2005-06-17 | 475 | Gasoline | COMPARTMENT A | Unknown | Unknown |  |  |  | Removal | 1990-02-15
0-003229 | EXXONMOBIL OIL CORP #12728 | 3141 E THOMAS RD | PHOENIX | AZ | 85016 | Maricopa | 4 | Perm Closure | 1987-07-01 | 12000 | Gasoline | COMPARTMENT A | Double Walled | Fiberglass Reinforced Plastic | Pressure |  | Fiberglass Reinforced Plastic | Removal | 2006-09-13
0-009792 | CIRCLE K #5766 | 6972 N 83RD AVE | GLENDALE | AZ | 85303 | Maricopa | 2 | Open | 2001-06-01 | 15000 | Gasoline | COMPARTMENT A | Double Walled | Fiberglass Reinforced Plastic | Pressure | Double Walled | Fiberglass Reinforced Plastic
0-007709 | ARCO #5815 | 3200 N STOCKTON HILL RD | KINGMAN | AZ | 86409 | Mohave | 3 | Open | 1991-08-01 | 10000 | Gasoline | COMPARTMENT A | Double Walled | Fiberglass Reinforced Plastic | Pressure | Double Walled | Fiberglass Reinforced Plastic
0-009872 | WHITE'S CHEVRON | MAIN ST & RAILROAD AVE | DUNCAN | AZ | 85534 | Greenlee | 4 | Perm Closure | 1955-01-01 | 8000 | Gasoline | COMPARTMENT A | Double Walled | Asphalt coated or Bare Steel | Suction - Check Valve at the Tank Top |  | Bare or Galvanized Steel | Removal | 2001-05-08
0-009391 | FRANCISCO GRANDE RESORT | 2684 W GILA BEND HWY | CASA GRANDE | AZ | 85193 | Pinal | 2 | Perm Closure | 2009-06-26 | 550 | New Oil | COMPARTMENT A |  | Asphalt coated or Bare Steel |  |  |  | Removal | 2009-06-09
0-009718 | HOLBROOK, CITY OF - POLICE /FIRE | 120 E BUFFALO ST | HOLBROOK | AZ | 86025 | Navajo | 1 | Perm Closure | 2005-06-17 |  | Unidentified | COMPARTMENT A | Single Walled | Asphalt coated or Bare Steel |  |  |  | Removal | 1983-01-01
0-008858 | SOUTHWEST COOPERATIVE WHOLESALE | 1824 E JACKSON ST | PHOENIX | AZ | 85034 | Maricopa | 3 | Perm Closure | 2005-06-17 | 250 | Gasoline | COMPARTMENT A | Unknown | Unknown | Suction - Check Valve at the Tank Top |  |  | Removal | 1997-12-23
0-000867 | TEXACO #60-349-0324 | 9948 E MAIN ST | MESA | AZ | 85207 | Maricopa | 6 | Perm Closure | 1997-10-10 | 20000 | Gasoline | COMPARTMENT A | Double Walled | Fiberglass Reinforced Plastic | Pressure | Double Walled | Fiberglass Reinforced Plastic | Removal | 2002-10-21
0-003248 | EXXONMOBIL #18-MRA (10244) | 2804 W BELL RD | PHOENIX | AZ | 85053 | Maricopa | 2 | Perm Closure | 1972-01-01 | 10000 | Gasoline | COMPARTMENT A |  | Asphalt coated or Bare Steel | Pressure |  |  | Removal | 1988-01-02
0-005793 | EXXONMOBIL #18-JA4 | 4310 W INDIAN SCHOOL RD | PHOENIX | AZ | 85031 | Maricopa | 4 | Perm Closure | 1987-01-01 | 10000 | Gasoline | COMPARTMENT A | Double Walled | Fiberglass Reinforced Plastic | Pressure |  | Fiberglass Reinforced Plastic | Removal | 2006-11-29
0-006337 | JACOB LAKE LODGE |  | JACOB LAKE |  |  | Coconino | 8 | Open | 1998-05-26 | 15000 | Gasoline | COMPARTMENT B | Double Walled | Fiberglass Reinforced Plastic
0-006337 | JACOB LAKE LODGE |  | JACOB LAKE |  |  | Coconino | 6 | Perm Closure | 2005-06-17 | 2000 | Diesel | COMPARTMENT A | Double Walled | Asphalt coated or Bare Steel |  |  |  | Removal | 1999-12-01
0-003140 | DOBSON RANCH GOLF COURSE | 2155 S DOBSON RD | MESA | AZ | 85202 | Maricopa | 2 | Perm Closure | 1974-11-07 | 3000 | Diesel | COMPARTMENT A | Double Walled | Asphalt coated or Bare Steel | Suction - Check Valve at the Tank Top |  |  | Removal | 1999-11-16
0-004968 | APACHE SHELL | 8291 E 22ND ST | TUCSON | AZ | 85710 | Pima | 11 | Open | 2005-05-01 | 8000 | Gasoline | COMPARTMENT B | Double Walled | Fiberglass Reinforced Plastic | Pressure | Double Walled | Flexible
0-004968 | APACHE SHELL | 8291 E 22ND ST | TUCSON | AZ | 85710 | Pima | 11 | Open | 2005-05-01 | 4000 | Diesel | COMPARTMENT A | Double Walled | Fiberglass Reinforced Plastic | Pressure | Double Walled | Flexible
0-004968 | APACHE SHELL | 8291 E 22ND ST | TUCSON | AZ | 85710 | Pima | 7 | Perm Closure | 1988-01-24 | 10000 | Gasoline | COMPARTMENT A | Double Walled | Fiberglass Reinforced Plastic | Pressure |  | Fiberglass Reinforced Plastic | Removal | 2003-05-07
0-001301 | CIRCLE K #761 | 899 E 4TH ST | BENSON | AZ | 85602 | Cochise | 3 | Perm Closure | 1977-01-01 | 6000 | Gasoline | COMPARTMENT A |  | Asphalt coated or Bare Steel | Pressure |  |  | Removal | 1994-12-14
0-001301 | CIRCLE K #761 | 899 E 4TH ST | BENSON | AZ | 85602 | Cochise | 6 | Open | 1995-02-24 | 10000 | Gasoline (PUL) | COMPARTMENT A |  | Fiberglass Reinforced Plastic | Pressure | Double Walled | Fiberglass Reinforced Plastic
0-000302 | ADOT - GRAY MOUNTAIN MAINTENANCE YARD |  | GRAY MOUNTAIN |  |  | Coconino | 2 | Perm Closure | 1980-01-01 | 6000 | Gasoline | COMPARTMENT A |  | Asphalt coated or Bare Steel | Suction - Check Valve at the Tank Top | Single Walled | Bare or Galvanized Steel | Removal | 1999-10-26
0-002934 | LA SIESTA ALLIANCE | 486 E WICKENBURG WAY | WICKENBURG | AZ | 85390 | Maricopa | 2 | Perm Closure | 1972-01-01 | 5000 | Gasoline | COMPARTMENT A | Double Walled | Composite (Steel/Fiberglass) | Pressure |  | Fiberglass Reinforced Plastic | Removal | 1999-06-23
0-002905 | KYRENE SCHOOL DISTRICT #28 MAINTENANCE FACILITY | 8700 S KYRENE RD | TEMPE | AZ | 85284 | Maricopa | 6 | Perm Closure | 1985-01-01 | 10000 | Diesel | COMPARTMENT A | Single Walled | Fiberglass Reinforced Plastic | Pressure |  | Fiberglass Reinforced Plastic | Removal | 2020-02-14
0-006414 | PATRICKS COUNTRY STORE | 3910 W SHEDD RD | ELOY | AZ | 85131 | Pinal | 1 | Perm Closure | 2005-06-17 | 10000 | Gasoline | COMPARTMENT A | Unknown | Asphalt coated or Bare Steel | Pressure |  |  | Removal | 1992-04-01
0-006414 | PATRICKS COUNTRY STORE | 3910 W SHEDD RD | ELOY | AZ | 85131 | Pinal | 2 | Perm Closure | 2005-06-17 | 10000 | Gasoline | COMPARTMENT A | Unknown | Asphalt coated or Bare Steel | Pressure |  |  | Removal | 1992-04-01
0-005922 | PRUDENTIAL OVERALL SUPPLY - TUCSON | 4240 S FREMONT AVE | TUCSON | AZ | 85714 | Pima | 2 | Perm Closure | 1979-11-27 | 10000 | Diesel | COMPARTMENT A | Double Walled | Asphalt coated or Bare Steel |  |  |  | Closed in Place | 1988-01-01
0-006157 | CAMPING WORLD RV SALES | 2222 E MAIN ST | MESA | AZ | 85213 | Maricopa | 2 | Perm Closure | 1974-04-28 | 7500 | Gasoline | COMPARTMENT A | Unknown | Asphalt coated or Bare Steel | Suction - Check Valve at the Tank Top |  | Fiberglass Reinforced Plastic | Removal | 1992-06-26
0-000883 | MOBIL | 2015 W UNIVERSITY DR | MESA | AZ | 85201 | Maricopa | 6 | Open | 1991-01-01 | 10000 | Gasoline | COMPARTMENT A | Double Walled | Fiberglass Reinforced Plastic | Pressure | Double Walled | Fiberglass Reinforced Plastic
0-000883 | MOBIL | 2015 W UNIVERSITY DR | MESA | AZ | 85201 | Maricopa | 7 | Open | 1991-01-01 | 10000 | Diesel | COMPARTMENT A | Double Walled | Fiberglass Reinforced Plastic | Pressure | Double Walled | Fiberglass Reinforced Plastic
0-006087 | HUGHES ALLEN MANAGEMENT & DEVELOPMENT |  | MESA |  |  | Maricopa | 1 | Perm Closure | 1966-04-05 | 2000 | Diesel | COMPARTMENT A | Double Walled | Asphalt coated or Bare Steel |  |  |  | Removal | 1991-03-01
0-004642 | 7-ELEVEN #20195 | 4401 E INDIAN SCHOOL RD | PHOENIX | AZ | 85018 | Maricopa | 3 | Perm Closure | 1978-01-01 | 9940 | Gasoline | COMPARTMENT A | Single Walled | Asphalt coated or Bare Steel | Pressure | Single Walled | Bare or Galvanized Steel | Removal | 1993-12-14
0-007591 | MOBIL 18-M4X | 4501 N 24TH ST | PHOENIX | AZ | 85016 | Maricopa | 3 | Perm Closure | 2005-06-17 | 8000 | Gasoline | COMPARTMENT A | Unknown | Asphalt coated or Bare Steel |  |  |  | Removal | 1987-02-01
0-003863 | CITY OF PHOENIX - SOUTHEAST SERVICE CENTER | 2525 E HESS AVE | PHOENIX | AZ | 85034 | Maricopa | 10 | Perm Closure | 1963-01-01 | 550 | New Oil | COMPARTMENT A | Single Walled | Asphalt coated or Bare Steel |  |  |  | Removal | 1994-05-10
0-003863 | CITY OF PHOENIX - SOUTHEAST SERVICE CENTER | 2525 E HESS AVE | PHOENIX | AZ | 85034 | Maricopa | 6 | Perm Closure | 1963-01-01 | 1000 | Other | COMPARTMENT A | Single Walled | Asphalt coated or Bare Steel | Suction - Check Valve at the Tank Top |  |  | Removal | 1994-05-10
0-003863 | CITY OF PHOENIX - SOUTHEAST SERVICE CENTER | 2525 E HESS AVE | PHOENIX | AZ | 85034 | Maricopa | 7 | Perm Closure | 1963-01-01 | 550 | Antifreeze / Ethylene Glycol | COMPARTMENT A | Single Walled | Asphalt coated or Bare Steel | Suction - Check Valve at the Tank Top |  |  | Removal | 1994-05-10
0-006039 | NAVAL RESERVE READINESS COMMAND | 1201 N 35TH AVE | PHOENIX | AZ | 85009 | Maricopa | 1 | Perm Closure | 1960-01-01 | 500 | Diesel | COMPARTMENT A | Unknown | Asphalt coated or Bare Steel | Suction - Check Valve at the Tank Top |  | Bare or Galvanized Steel | Removal | 1991-02-19
0-008366 | ASU - COMMUNITY SERVICES BUILDING | 200 E CURRY RD | TEMPE | AZ | 85281 | Maricopa | 1 | Perm Closure | 2005-06-17 | 1000 | Diesel | COMPARTMENT A | Unknown | Asphalt coated or Bare Steel |  |  |  | Removal | 1990-01-01
0-005117 | SUNLAND GIN SHELL | 5005 S SUNLAND GIN RD | ELOY | AZ | 85131 | Pinal | 2 | Perm Closure | 1984-01-01 | 6000 | Gasoline | COMPARTMENT A |  | Asphalt coated or Bare Steel | Pressure |  | Bare or Galvanized Steel | Removal | 1998-12-15
0-003152 | SPEEDWAY STORE #2972 | 104 E 4TH ST | BENSON | AZ | 85602 | Cochise | 7 | Perm Closure | 2005-06-17 | 6000 | Gasoline | COMPARTMENT A | Double Walled | Asphalt coated or Bare Steel | Suction - Check Valve at the Tank Top |  | Bare or Galvanized Steel | Removal | 1990-06-22
0-003152 | SPEEDWAY STORE #2972 | 104 E 4TH ST | BENSON | AZ | 85602 | Cochise | 4 | Open | 1990-09-01 | 10000 | Gasoline | COMPARTMENT A | Double Walled | Fiberglass Reinforced Plastic | Pressure | Double Walled | Fiberglass Reinforced Plastic
0-001059 | CHEVRON #9-9058 | 14046 N 111TH AVE | YOUNGTOWN | AZ | 85363 | Maricopa | 3 | Perm Closure | 1984-01-01 | 10000 | Gasoline | COMPARTMENT A | Double Walled | Fiberglass Reinforced Plastic | Pressure |  | Fiberglass Reinforced Plastic | Removal | 1998-12-18
0-006207 | FALCON FIELD AIRPORT | 4800 E FALCON DR | MESA | AZ | 85215 | Maricopa | 6 | Perm Closure | 1980-01-01 | 10000 | Unidentified | COMPARTMENT A | Unknown | Fiberglass Reinforced Plastic | Pressure |  |  | Removal | 1992-06-17
0-006207 | FALCON FIELD AIRPORT | 4800 E FALCON DR | MESA | AZ | 85215 | Maricopa | 4 | Perm Closure | 1980-01-01 | 12000 | Gasoline | COMPARTMENT A | Unknown | Fiberglass Reinforced Plastic | Pressure | Aboveground Piping |  | Removal | 2000-12-13
0-006207 | FALCON FIELD AIRPORT | 4800 E FALCON DR | MESA | AZ | 85215 | Maricopa | 7 | Perm Closure | 1980-01-01 | 10000 | Unidentified | COMPARTMENT A | Unknown | Fiberglass Reinforced Plastic | Pressure |  |  | Removal | 1992-06-17
0-000694 | NEW DEAL PREOWNED AUTOS | 4611 W GLENDALE AVE | GLENDALE | AZ | 85301 | Maricopa | 2 | Perm Closure | 1970-01-01 | 500 | Used Oil/Waste Oil | COMPARTMENT A |  | Asphalt coated or Bare Steel |  |  |  | Removal | 1992-02-27
0-006397 | BUTCHERS HOOK RESTAURANT | 219 BUTCHER HOOK LN | TONTO BASIN | AZ | 85553 | Gila | 1 | Perm Closure | 1988-01-01 | 10000 | Gasoline | COMPARTMENT A |  | Asphalt coated or Bare Steel | Pressure |  | Fiberglass Reinforced Plastic | Removal | 2019-05-09
0-003607 | OCOTILLO NORTH WATER RECLAMATION FACILITY | 3333 S OLD PRICE RD | CHANDLER | AZ | 85248 | Maricopa | 1 | Perm Closure | 1985-01-01 | 8000 | Diesel | COMPARTMENT A | Double Walled | Fiberglass Reinforced Plastic | Suction - Check Valve at the Dispenser |  |  | Removal | 2017-09-07
0-007366 | EL CAMPO TIRE #4 | 719 W AJO WAY | TUCSON | AZ | 85713 | Pima | 1 | Perm Closure | 1980-01-01 | 1000 | Used Oil/Waste Oil | COMPARTMENT A | Unknown | Unknown | Gravity Feed |  |  | Removal | 1995-01-30
0-001588 | COCHISE COUNTY - AIRPORT WILLCOX | 1 AIRPORT RD | WILLCOX | AZ | 85643 | Cochise | 1 | Perm Closure | 2005-06-17 | 1000 | Gasoline | COMPARTMENT A |  | Asphalt coated or Bare Steel |  |  |  | Removal | 1995-12-23
0-003261 | DAVE'S OLD TOWN TEXACO | 3730 N SCOTTSDALE RD | SCOTTSDALE | AZ | 85251 | Maricopa | 4 | Perm Closure | 1990-06-13 | 1000 | Used Oil/Waste Oil | COMPARTMENT A | Single Walled | Fiberglass Reinforced Plastic | Gravity Feed |  | Fiberglass Reinforced Plastic | Removal | 2005-08-09
0-000339 | DAYBREAK CAFE |  | SUNIZONA |  |  | Cochise | 2 | Perm Closure | 1970-01-01 | 2000 | Gasoline | COMPARTMENT A |  | Asphalt coated or Bare Steel |  |  |  | Removal | 1998-07-30
0-009886 | COSTCO WHOLESALE #691 | 10000 W MCDOWELL RD | AVONDALE | AZ | 85392 | Maricopa | 1 | Open | 2002-06-20 | 20000 | Gasoline | COMPARTMENT A | Double Walled | Fiberglass Reinforced Plastic | Pressure | Double Walled | Flexible
0-009886 | COSTCO WHOLESALE #691 | 10000 W MCDOWELL RD | AVONDALE | AZ | 85392 | Maricopa | 4 | Open | 2012-01-11 | 1500 | Other | COMPARTMENT A | Double Walled | Fiberglass Reinforced Plastic | Pressure | Double Walled | Fiberglass Reinforced Plastic
0-008596 | CJZ AUTOMOTIVE INC | 1000 E 32ND ST | YUMA | AZ | 85365 | Yuma | 1 | Perm Closure | 1986-01-01 | 500 | Used Oil/Waste Oil | COMPARTMENT A |  | Asphalt coated or Bare Steel | Gravity Feed |  |  | Removal | 1995-06-01
0-007540 | PHOENIX, CITY OF - PROPERTY |  | PHOENIX |  |  | Maricopa | 1 | Perm Closure | 2005-06-17 | 450 | Unidentified | COMPARTMENT A | Unknown | Asphalt coated or Bare Steel |  |  |  | Removal | 1989-07-06
0-008230 | CITY OF PHOENIX - 305 BUILDING | 305 W WASHINGTON ST | PHOENIX | AZ | 85003 | Maricopa | 3 | Perm Closure | 2005-06-17 | 550 | Gasoline | COMPARTMENT A | Unknown | Asphalt coated or Bare Steel |  |  |  | Removal | 1991-10-09
0-001237 | CIRCLE K #2700492 | 401 S ALVERNON WAY | TUCSON | AZ | 85711 | Pima | 4 | Open | 1987-01-01 | 10000 | Gasoline | COMPARTMENT A | Double Walled | Fiberglass Reinforced Plastic | Pressure |  | Fiberglass Reinforced Plastic
0-009194 | CIRCLE K #2705326 | 1910 N STATE ROUTE 89 | CHINO VALLEY | AZ | 86323 | Yavapai | 2 | Open | 1997-08-08 | 12000 | Gasoline (Mid-Grade UL) | COMPARTMENT A | Double Walled | Fiberglass Reinforced Plastic | Pressure | Double Walled | Fiberglass Reinforced Plastic
0-008933 | CIRCLE K #2708648 | 977 E SPEEDWAY BLVD | TUCSON | AZ | 85719 | Pima | 3 | Open | 1995-12-28 | 12000 | Diesel | COMPARTMENT A | Double Walled | Fiberglass Reinforced Plastic | Pressure | Double Walled | Fiberglass Reinforced Plastic
0-001510 | CIRCLE K #2702927 | 19864 N JOHN WAYNE PKWY | MARICOPA | AZ | 85139 | Pinal | 4 | Perm Closure | 1972-01-01 | 6000 | Gasoline | COMPARTMENT A |  | Asphalt coated or Bare Steel |  |  |  | Removal | 1986-11-01
0-001510 | CIRCLE K #2702927 | 19864 N JOHN WAYNE PKWY | MARICOPA | AZ | 85139 | Pinal | 5 | Perm Closure | 1972-01-01 | 10000 | Gasoline | COMPARTMENT A |  | Asphalt coated or Bare Steel |  |  |  | Removal | 1986-11-01
0-001666 | ROUTE 66 AUTO CARE | 801 W ROUTE 66 | WILLIAMS | AZ | 86046 | Coconino | 2 | Perm Closure | 1971-01-01 | 10000 | Gasoline | COMPARTMENT A |  | Asphalt coated or Bare Steel |  |  |  | Removal | 1991-03-13
0-001666 | ROUTE 66 AUTO CARE | 801 W ROUTE 66 | WILLIAMS | AZ | 86046 | Coconino | 11 | Open | 2018-12-27 | 8000 | Diesel | COMPARTMENT A | Double Walled | Fiberglass Reinforced Plastic | Pressure | Double Walled | Fiberglass Reinforced Plastic
0-007924 | WRIGHT'S WAY AUTOMOTIVE | 2205 E EUGIE TER | PHOENIX | AZ | 85022 | Maricopa | 1 | Perm Closure | 1954-01-01 | 4000 | Gasoline | COMPARTMENT A |  | Asphalt coated or Bare Steel |  |  |  | Removal | 1993-04-06
0-006140 | FISHEL CO | 1819 S 27TH AVE | PHOENIX | AZ | 85009 | Maricopa | 3 | Perm Closure | 1983-04-16 | 2000 | Gasoline | COMPARTMENT A | Unknown | Asphalt coated or Bare Steel |  |  |  | Removal | 1990-03-16
0-002142 | SPEEDI CAR WASH & FUEL | 915 S MILTON RD | FLAGSTAFF | AZ | 86001 | Coconino | 2 | Perm Closure | 1974-01-01 | 10000 | Gasoline | COMPARTMENT A |  | Asphalt coated or Bare Steel |  |  |  | Removal | 1990-05-22
0-002142 | SPEEDI CAR WASH & FUEL | 915 S MILTON RD | FLAGSTAFF | AZ | 86001 | Coconino | 1 | Perm Closure | 1974-01-01 | 10000 | Gasoline | COMPARTMENT A |  | Asphalt coated or Bare Steel |  |  |  | Removal | 1990-05-22
0-002142 | SPEEDI CAR WASH & FUEL | 915 S MILTON RD | FLAGSTAFF | AZ | 86001 | Coconino | 7 | Open | 2020-05-22 | 20000 | Gasoline (UL) | COMPARTMENT A | Double Walled | Fiberglass Reinforced Plastic | Pressure | Double Walled | Fiberglass Reinforced Plastic
0-002968 | DUTCH GIRL CLEANERS | 4726 E CACTUS RD | PHOENIX | AZ | 85032 | Maricopa | 1 | Perm Closure | 1978-05-08 | 500 | Diesel | COMPARTMENT A | Single Walled | Asphalt coated or Bare Steel |  |  |  | Removal | 1989-08-29
0-002727 | ED'S PARKING & STORAGE | 149 N TERRACE AVE | NOGALES | AZ | 85621 | Santa Cruz | 2 | Perm Closure | 1971-01-01 | 10000 | Gasoline | COMPARTMENT A |  | Asphalt coated or Bare Steel | Suction - Check Valve at the Tank Top |  | Fiberglass Reinforced Plastic | Removal | 2001-12-05
0-001516 | CIRCLE K #2703740 | 8955 N 19TH AVE | PHOENIX | AZ | 85021 | Maricopa | 2 | Open | 1983-01-01 | 10000 | Gasoline | COMPARTMENT A | Double Walled | Fiberglass Reinforced Plastic | Pressure |  | Fiberglass Reinforced Plastic
0-009083 | CHEVRON | 2459 W 32ND ST | YUMA | AZ | 85364 | Yuma | 3 | Open | 1996-12-29 | 12000 | Gasoline | COMPARTMENT A | Double Walled | Fiberglass Reinforced Plastic | Pressure
0-006224 | CHICKASHA COTTON OIL - LLOYDS HARQUAHALA FARM |  | HARQUAHALA VALLEY |  |  | Maricopa | 2 | Perm Closure | 1968-01-01 | 4000 | Gasoline | COMPARTMENT A | Single Walled | Asphalt coated or Bare Steel |  |  |  | Removal | 1990-02-14
0-002227 | HONEYWELL ENGINES - SYSTEMS & SERVICES | 111 S 34TH ST | PHOENIX | AZ | 85034 | Maricopa | 26 | Perm Closure | 1987-02-01 | 10000 | Unidentified | COMPARTMENT A | Double Walled | Fiberglass Reinforced Plastic |  |  |  | Removal | 2012-11-29
0-002227 | HONEYWELL ENGINES - SYSTEMS & SERVICES | 111 S 34TH ST | PHOENIX | AZ | 85034 | Maricopa | 29 | Open | 2012-01-14 | 10000 | Jet Fuel | COMPARTMENT A | Double Walled | Fiberglass Reinforced Plastic | Pressure | Double Walled | Fiberglass Reinforced Plastic
0-002227 | HONEYWELL ENGINES - SYSTEMS & SERVICES | 111 S 34TH ST | PHOENIX | AZ | 85034 | Maricopa | 15 | Open | 1986-01-01 | 20000 | Jet Fuel | COMPARTMENT A | Double Walled | Fiberglass Reinforced Plastic | Pressure | Double Walled | Fiberglass Reinforced Plastic
0-000515 | ARCO #5275 | 2926 GRAND AVE | PHOENIX | AZ | 85017 | Maricopa | 4 | Perm Closure | 2005-06-17 | 10000 | Diesel | COMPARTMENT A | Double Walled | Asphalt coated or Bare Steel | Pressure |  |  | Removal | 1993-11-17
0-000231 | ADOT - CASA GRANDE MAINTENANCE | 613 W 1ST ST | CASA GRANDE | AZ | 85122 | Pinal | 3 | Perm Closure | 1961-01-01 | 1000 | Gasoline | COMPARTMENT A | Single Walled | Asphalt coated or Bare Steel |  |  |  | Removal | 1990-01-25
0-002632 | UNCLE TOM'S KWIK STOP 1029 | 4102 HWY 87 | PINE | AZ | 85544 | Gila | 1 | Open | 1989-01-01 | 8000 | Gasoline | COMPARTMENT A | Double Walled | Composite (Steel/Fiberglass) | Pressure |  | Fiberglass Reinforced Plastic
0-002632 | UNCLE TOM'S KWIK STOP 1029 | 4102 HWY 87 | PINE | AZ | 85544 | Gila | 2 | Open | 1989-01-01 | 6000 | Gasoline | COMPARTMENT B | Double Walled | Composite (Steel/Fiberglass) | Pressure |  | Fiberglass Reinforced Plastic
0-001094 | CIRCLE K #2708771 | 1601 E INDIAN SCHOOL RD | PHOENIX | AZ | 85016 | Maricopa | 3 | Perm Closure | 1963-01-01 | 8000 | Gasoline | COMPARTMENT A | Single Walled | Asphalt coated or Bare Steel |  |  |  | Removal | 1988-02-01
0-007954 | VACANT BUILDING | 1145 W HILTON AVE | PHOENIX | AZ | 85007 | Maricopa | 1 | Perm Closure | 2005-06-17 | 10000 | Diesel | COMPARTMENT A | Double Walled | Asphalt coated or Bare Steel | Gravity Feed |  | Bare or Galvanized Steel | Removal | 1992-08-18
0-005801 | GILLIGANS ON 69 LLC | 7849 E STATE ROUTE 69 | PRESCOTT VALLEY | AZ | 86314 | Yavapai | 4 | Open | 1989-02-27 | 8000 | Diesel | COMPARTMENT A | Single Walled | Fiberglass Reinforced Plastic | Pressure |  | Fiberglass Reinforced Plastic
0-009801 | ED PASTOR TRANSIT CENTER | 16 W BROADWAY RD | PHOENIX | AZ | 85041 | Maricopa | 2 | Perm Closure | 1971-01-01 | 1000 | Unidentified | COMPARTMENT A | Single Walled | Asphalt coated or Bare Steel | Suction - Check Valve at the Tank Top | Single Walled | Bare or Galvanized Steel | Removal | 2001-11-29
0-003638 | TOWN OF PAYSON - MAINTENANCE YARD | 500 S GREEN VALLEY PKWY | PAYSON | AZ | 85541 | Gila | 3 | Perm Closure | 1987-01-01 | 6000 | Diesel | COMPARTMENT A | Double Walled | Fiberglass Reinforced Plastic | Pressure |  | Fiberglass Reinforced Plastic | Removal | 1998-09-16
0-002149 | FLAGSTAFF UNIFIED SCHOOL DISTRICT #1 - TRANSPORTATION | 5400 E RAILHEAD AVE | FLAGSTAFF | AZ | 86004 | Coconino | 4 | Perm Closure | 1984-10-07 | 500 | Used Oil/Waste Oil | COMPARTMENT A | Single Walled | Asphalt coated or Bare Steel |  |  |  | Removal | 1990-07-01
0-001536 | SHELL #48 | 1673 W STATE ROUTE 260 | CAMP VERDE | AZ | 86322 | Yavapai | 5 | Open | 2020-09-04 | 20000 | Gasoline (UL) | COMPARTMENT A | Double Walled | Fiberglass Reinforced Plastic | Pressure | Double Walled | Fiberglass Reinforced Plastic
0-004963 | TEXACO #60-351-0044 | 3520 N ORACLE RD | TUCSON | AZ | 85705 | Pima | 7 | Perm Closure | 1996-12-27 | 10000 | Gasoline | COMPARTMENT A | Double Walled | Fiberglass Reinforced Plastic | Pressure | Double Walled | Fiberglass Reinforced Plastic | Removal | 2003-09-26
0-009635 | TEXACO CRESCENT | 1821 S COUNTRY CLUB DR | MESA | AZ | 85210 | Maricopa | 1 | Perm Closure | 2000-04-14 | 6000 | Gasoline | COMPARTMENT A | Double Walled | Composite (Steel/Fiberglass) |  |  |  | Removal | 2014-11-13
0-005536 | VENUS MFG CO | 2424 W UNIVERSITY DR | TEMPE | AZ | 85281 | Maricopa | 1 | Perm Closure | 1982-05-08 | 2000 | Unidentified | COMPARTMENT A | Unknown | Asphalt coated or Bare Steel | Suction - Check Valve at the Tank Top |  | Bare or Galvanized Steel | Removal | 1992-05-14
0-005217 | U-HAUL CO | 4655 N ORACLE RD | TUCSON | AZ | 85705 | Pima | 1 | Perm Closure | 1978-12-27 | 8000 | Gasoline | COMPARTMENT A | Double Walled | Asphalt coated or Bare Steel |  |  |  | Removal | 1989-08-03
0-000794 | SERGIO'S TIRES | 1376 N STATE ROUTE 89 | CHINO VALLEY | AZ | 86323 | Yavapai | 3 | Perm Closure | 1970-01-01 | 3000 | Gasoline | COMPARTMENT A | Single Walled | Asphalt coated or Bare Steel | Suction - Check Valve at the Tank Top |  |  | Removal | 1999-04-09
0-002726 | JOE'S SERVICE STATION | 23396 MAIN ST | SAN LUIS | AZ | 85336 | Yuma | 3 | Perm Closure | 1961-01-01 | 285 | Used Oil/Waste Oil | COMPARTMENT A | Double Walled | Asphalt coated or Bare Steel | Suction - Check Valve at the Tank Top |  |  | Removal | 1991-08-15
0-004455 | SHELL FOOD MART | 2120 S MILTON RD | FLAGSTAFF | AZ | 86001 | Coconino | 6 | Perm Closure | 1969-01-01 | 10000 | Gasoline | COMPARTMENT A | Double Walled | Asphalt coated or Bare Steel |  |  |  | Removal | 1987-01-01
0-005534 | MAIN STREET SERVICE | 207 N MAIN ST | ELOY | AZ | 85131 | Pinal | 1 | Perm Closure | 1967-11-24 | 1000 | Gasoline | COMPARTMENT A | Unknown | Asphalt coated or Bare Steel |  |  |  | Removal | 1989-05-27
0-008447 | LAKE HAVASU CITY POLICE DEPT | 2360 MCCULLOCH BLVD N | LAKE HAVASU CITY | AZ | 86403 | Mohave | 1 | Open | 1994-04-01 | 12000 | Gasoline | COMPARTMENT A | Double Walled | Fiberglass Reinforced Plastic | Pressure | Double Walled | Fiberglass Reinforced Plastic
0-008925 | NAVY GOODYEAR AIRPORT | 550 S LITCHFIELD RD | GOODYEAR | AZ | 85338 | Maricopa | 1 | Perm Closure | 2005-06-17 | 5000 | New Oil | COMPARTMENT A | Single Walled | Asphalt coated or Bare Steel |  |  |  | Removal | 1999-09-10
0-009710 | RANCHO VIEJO ELEMENTARY SCHOOL | 930 S AVENUE C | YUMA | AZ | 85364 | Yuma | 1 | Perm Closure | 1960-01-01 | 550 | Gasoline | COMPARTMENT A | Unknown | Asphalt coated or Bare Steel | Suction - Check Valve at the Tank Top |  |  | Removal | 2001-02-08
0-006687 | TUNEUP MASTERS #618 | 9401 N CAVE CREEK RD | PHOENIX | AZ | 85020 | Maricopa | 4 | Perm Closure | 1964-04-02 | 10000 | Gasoline | COMPARTMENT A | Unknown | Unknown |  |  |  | Removal | 1978-01-01
0-006687 | TUNEUP MASTERS #618 | 9401 N CAVE CREEK RD | PHOENIX | AZ | 85020 | Maricopa | 5 | Perm Closure | 1964-04-02 | 560 | Used Oil/Waste Oil | COMPARTMENT A | Unknown | Unknown |  |  |  | Removal | 1978-01-01
0-008774 | ACDC MAINTENANCE YARD | 9601 N 21ST DR | PHOENIX | AZ | 85021 | Maricopa | 2 | Perm Closure | 2005-06-17 | 500 | Gasoline | COMPARTMENT A | Unknown | Unknown |  |  |  | Removal | 1996-01-25
0-008774 | ACDC MAINTENANCE YARD | 9601 N 21ST DR | PHOENIX | AZ | 85021 | Maricopa | 1 | Perm Closure | 2005-06-17 | 250 | Gasoline | COMPARTMENT A | Unknown | Unknown |  |  |  | Removal | 1996-01-25
0-003069 | MARTINEZ LAKE RESORT - BOAT SHOP | 10430 E MARTINEZ LAKE RD | MARTINEZ LAKE | AZ | 85365 | Yuma | 6 | Perm Closure | 1965-01-01 | 4000 | Gasoline | COMPARTMENT A | Unknown | Asphalt coated or Bare Steel | Suction - Check Valve at the Tank Top |  |  | Removal | 1990-12-04
0-003069 | MARTINEZ LAKE RESORT - BOAT SHOP | 10430 E MARTINEZ LAKE RD | MARTINEZ LAKE | AZ | 85365 | Yuma | 4 | Perm Closure | 1965-01-01 | 1000 | Gasoline | COMPARTMENT A | Unknown | Asphalt coated or Bare Steel | Suction - Check Valve at the Tank Top |  |  | Removal | 1990-12-04
0-000183 | ARIZONA DAIRY CO | 19135 E ELLIOT RD | MESA | AZ | 85212 | Maricopa | 3 | Perm Closure | 1972-01-01 | 10000 | Diesel | COMPARTMENT A | Single Walled | Asphalt coated or Bare Steel | Pressure | Single Walled | Bare or Galvanized Steel | Removal | 1993-10-01
0-000183 | ARIZONA DAIRY CO | 19135 E ELLIOT RD | MESA | AZ | 85212 | Maricopa | 2 | Perm Closure | 1972-01-01 | 10000 | Diesel | COMPARTMENT A | Single Walled | Asphalt coated or Bare Steel | Pressure | Single Walled | Bare or Galvanized Steel | Removal | 1993-10-01
0-005498 | UPS TUCSON | 899 E SILVERLAKE RD | TUCSON | AZ | 85713 | Pima | 4 | Open | 1993-10-01 | 20000 | Diesel | COMPARTMENT A | Double Walled | Fiberglass Reinforced Plastic | Pressure | Double Walled | Fiberglass Reinforced Plastic
0-003005 | CITY OF GOODYEAR - PUBLIC WORKS YARD | 200 S CALLE DEL PUEBLO | GOODYEAR | AZ | 85338 | Maricopa | 1 | Perm Closure | 1977-01-01 | 1000 | Gasoline | COMPARTMENT A |  | Asphalt coated or Bare Steel |  |  |  | Removal | 1990-07-23
0-001298 | CIRCLE K #745 | 300 E PATAGONIA HWY | NOGALES | AZ | 85621 | Santa Cruz | 4 | Open | 1995-11-01 | 10000 | Gasoline (PUL) | COMPARTMENT A |  | Fiberglass Reinforced Plastic | Pressure | Double Walled | Fiberglass Reinforced Plastic
0-001298 | CIRCLE K #745 | 300 E PATAGONIA HWY | NOGALES | AZ | 85621 | Santa Cruz | 1 | Perm Closure | 1972-01-01 | 10000 | Gasoline | COMPARTMENT A |  | Asphalt coated or Bare Steel | Pressure |  |  | Removal | 1995-10-31
0-003529 | ROGERS CORPORATION | 165 S PRICE RD | CHANDLER | AZ | 85224 | Maricopa | 5 | Perm Closure | 1983-01-01 | 10000 | Hazardous Substance | COMPARTMENT A |  | Asphalt coated or Bare Steel | Suction - Check Valve at the Dispenser |  | Bare or Galvanized Steel | Removal | 1998-12-11
0-001319 | CIRCLE K #811 | 4875 S PARK AVE | TUCSON | AZ | 85714 | Pima | 5 | Open | 1995-10-27 | 10000 | Gasoline | COMPARTMENT A | Double Walled | Fiberglass Reinforced Plastic | Pressure | Double Walled | Fiberglass Reinforced Plastic
0-009212 | STONEY'S GARAGE | 1020 E THIRD ST | WINSLOW | AZ | 86047 | Navajo | 1 | Perm Closure | 2005-06-17 |  | Unidentified | COMPARTMENT A | Single Walled | Asphalt coated or Bare Steel |  |  |  | Removal
0-003877 | CITY OF PHOENIX - SOUTH TRANSIT FACILITY | 2225 W LOWER BUCKEYE RD | PHOENIX | AZ | 85009 | Maricopa | 10 | Perm Closure | 1982-01-01 | 6000 | New Oil | COMPARTMENT A | Double Walled | Fiberglass Reinforced Plastic | Suction - Check Valve at the Tank Top | Single Walled | Bare or Galvanized Steel | Removal | 2016-02-24
0-003877 | CITY OF PHOENIX - SOUTH TRANSIT FACILITY | 2225 W LOWER BUCKEYE RD | PHOENIX | AZ | 85009 | Maricopa | 16 | Perm Closure | 1982-01-01 | 6000 | Antifreeze / Ethylene Glycol | COMPARTMENT A | Double Walled | Fiberglass Reinforced Plastic | Suction - Check Valve at the Tank Top | Single Walled | Bare or Galvanized Steel | Removal | 2016-02-24
0-003877 | CITY OF PHOENIX - SOUTH TRANSIT FACILITY | 2225 W LOWER BUCKEYE RD | PHOENIX | AZ | 85009 | Maricopa | 28 | Open | 2016-02-01 | 3000 | Antifreeze / Ethylene Glycol | COMPARTMENT A | Double Walled | Fiberglass Reinforced Plastic | Suction - Check Valve at the Tank Top | Double Walled | Fiberglass Reinforced Plastic
0-008519 | SUPER AUTO | 326 N GILBERT RD | GILBERT | AZ | 85234 | Maricopa | 1 | Perm Closure | 2005-06-17 | 1000 | Gasoline | COMPARTMENT A |  | Asphalt coated or Bare Steel |  |  |  | Removal | 1995-02-07
0-003157 | ALLIANCE SELF SERVICE | 620 W PIMA ST | GILA BEND | AZ | 85337 | Maricopa | 7 | Perm Closure | 1978-01-01 | 500 | Used Oil/Waste Oil | COMPARTMENT A | Double Walled | Asphalt coated or Bare Steel |  |  |  | Removal | 1996-05-10
0-000938 | SHELL #24 | 5904 W GREENWAY RD | GLENDALE | AZ | 85306 | Maricopa | 3 | Perm Closure | 1983-01-01 | 12000 | Diesel | COMPARTMENT A |  | Asphalt coated or Bare Steel | Pressure |  |  | Removal | 1988-11-01
0-000938 | SHELL #24 | 5904 W GREENWAY RD | GLENDALE | AZ | 85306 | Maricopa | 2 | Perm Closure | 1983-01-01 | 12000 | Gasoline | COMPARTMENT A |  | Asphalt coated or Bare Steel | Pressure |  |  | Removal | 1988-11-01
0-000938 | SHELL #24 | 5904 W GREENWAY RD | GLENDALE | AZ | 85306 | Maricopa | 5 | Perm Closure | 1983-01-01 | 12000 | Gasoline | COMPARTMENT A |  | Asphalt coated or Bare Steel | Pressure |  |  | Removal | 1988-11-01
0-005300 | ZAINAB 76 UNION | 6401 N ORACLE RD | TUCSON | AZ | 85704 | Pima | 2 | Perm Closure | 1967-01-01 | 10000 | Gasoline | COMPARTMENT A |  | Asphalt coated or Bare Steel | Pressure |  | Fiberglass Reinforced Plastic | Removal | 1989-01-01
0-005341 | USARMY - YUMA PROVING GROUNDS | 301 C ST | YUMA | AZ | 85365 | Yuma | 22 | Perm Closure | 1991-01-08 | 10000 | Diesel | COMPARTMENT A | Double Walled | Fiberglass Reinforced Plastic | Pressure | Double Walled | Fiberglass Reinforced Plastic | Removal | 2018-08-23
0-003886 | CITY OF PHOENIX - WATER MAINTENANCE FACILITY | 3015 N 52ND ST | PHOENIX | AZ | 85018 | Maricopa | 4 | Perm Closure | 1988-01-01 | 10000 | Gasoline | COMPARTMENT A | Double Walled | Fiberglass Reinforced Plastic | Pressure | Double Walled | Fiberglass Reinforced Plastic | Removal | 2014-10-18
0-000526 | ARCO #1519 | 3501 W PEORIA AVE | PHOENIX | AZ | 85029 | Maricopa | 9 | Open | 2003-07-08 | 10000 | Gasoline | COMPARTMENT B | Double Walled | Fiberglass Reinforced Plastic | Pressure | Double Walled | Fiberglass Reinforced Plastic
0-000526 | ARCO #1519 | 3501 W PEORIA AVE | PHOENIX | AZ | 85029 | Maricopa | 1 | Perm Closure | 1976-01-01 | 10000 | Gasoline | COMPARTMENT A | Single Walled | Fiberglass Reinforced Plastic | Pressure | Double Walled | Fiberglass Reinforced Plastic | Removal | 2003-06-25
0-001897 | SUPER STOP #870 | 3102 E 22ND ST | TUCSON | AZ | 85713 | Pima | 8 | Perm Closure | 1991-03-01 | 10000 | Gasoline | COMPARTMENT A | Double Walled | Fiberglass Reinforced Plastic | Pressure | Double Walled | Fiberglass Reinforced Plastic | Removal | 2014-04-30
0-001897 | SUPER STOP #870 | 3102 E 22ND ST | TUCSON | AZ | 85713 | Pima | 7 | Perm Closure | 1991-03-01 | 10000 | Gasoline | COMPARTMENT A | Double Walled | Fiberglass Reinforced Plastic | Pressure | Double Walled | Fiberglass Reinforced Plastic | Removal | 2014-04-30
0-004164 | ROAD MACHINERY CO | 2880 N FLOWING WELLS RD | TUCSON | AZ | 85705 | Pima | 1 | Perm Closure | 1976-05-30 | 550 | Used Oil/Waste Oil | COMPARTMENT A | Unknown | Asphalt coated or Bare Steel |  |  |  | Removal | 1990-05-06
0-004695 | SOUTHWEST FOREST INDUSTRIES |  | EAGAR |  |  | Apache | 1 | Perm Closure | 1981-03-24 | 10000 | Diesel | COMPARTMENT A | Unknown | Asphalt coated or Bare Steel |  |  |  | Removal | 1989-09-30
0-008483 | AGGREKO INC | 2832 S 46TH ST | PHOENIX | AZ | 85040 | Maricopa | 1 | Perm Closure | 1982-01-01 | 10000 | Diesel | COMPARTMENT A | Double Walled | Asphalt coated or Bare Steel |  |  |  | Removal | 1994-12-02
0-003235 | LUCKY 7 | 8946 N 7TH ST | PHOENIX | AZ | 85020 | Maricopa | 1 | Perm Closure | 1974-04-21 | 10000 | Gasoline | COMPARTMENT A | Double Walled | Asphalt coated or Bare Steel | Pressure |  |  | Removal | 1987-12-02
0-001980 | COXCO DORADO | 6302 E SPEEDWAY BLVD | TUCSON | AZ | 85710 | Pima | 6 | Perm Closure | 1991-01-01 | 12000 | Gasoline | COMPARTMENT A | Double Walled | Fiberglass Reinforced Plastic | Pressure | Double Walled | Fiberglass Reinforced Plastic | Removal | 2006-05-24
0-004565 | SMITHSONIAN INST II | 670 MT HOPKINS RD | AMADO | AZ | 85645 | Pima | 1 | Perm Closure | 1971-06-20 | 5000 | Diesel | COMPARTMENT A | Double Walled | Asphalt coated or Bare Steel | Suction - Check Valve at the Tank Top |  | Bare or Galvanized Steel | Removal | 1993-11-19
0-000847 | VULCAN MATERIALS - CALMAT DIVISION | 1801 E UNIVERSITY DR | PHOENIX | AZ | 85034 | Maricopa | 11 | Perm Closure | 2005-06-17 | 10000 | Diesel | COMPARTMENT A |  | Asphalt coated or Bare Steel | Suction - Check Valve at the Tank Top | Single Walled | Bare or Galvanized Steel | Removal | 2002-02-22
0-002512 | HOLSUM BAKERY INC | 2322 W LINCOLN ST | PHOENIX | AZ | 85009 | Maricopa | 2 | Perm Closure | 1971-01-01 | 10000 | Diesel | COMPARTMENT A | Single Walled | Asphalt coated or Bare Steel | Pressure |  | Bare or Galvanized Steel | Removal | 1996-07-23
0-002512 | HOLSUM BAKERY INC | 2322 W LINCOLN ST | PHOENIX | AZ | 85009 | Maricopa | 4 | Perm Closure | 1982-01-01 | 550 | Used Oil/Waste Oil | COMPARTMENT A | Single Walled | Asphalt coated or Bare Steel | Gravity Feed |  | Bare or Galvanized Steel | Removal | 1993-03-11
0-001269 | DESERT ROSE COLLISION CENTER | 7609 E MAIN ST | MESA | AZ | 85207 | Maricopa | 2 | Perm Closure | 1971-04-25 | 10000 | Gasoline | COMPARTMENT A | Single Walled | Asphalt coated or Bare Steel |  |  |  | Removal | 1991-11-12
0-000604 | RAYS TIRE SERVICE | 202 E BROADWAY RD | MESA | AZ | 85210 | Maricopa | 11 | Perm Closure | 1968-01-01 | 200 | New Oil | COMPARTMENT A | Single Walled | Asphalt coated or Bare Steel | Suction - Check Valve at the Tank Top |  |  | Removal | 1993-10-20
0-000604 | RAYS TIRE SERVICE | 202 E BROADWAY RD | MESA | AZ | 85210 | Maricopa | 7 | Perm Closure | 1987-01-01 | 20000 | Diesel | COMPARTMENT A | Single Walled | Asphalt coated or Bare Steel | Pressure |  |  | Removal | 1997-01-31
0-006903 | GRAND CANYON LODGE - NORTH RIM |  | NORTH RIM |  |  | Coconino | 1 | Open | 1990-05-01 | 10000 | Gasoline | COMPARTMENT A | Single Walled | Asphalt coated or Bare Steel | Pressure |  | Fiberglass Reinforced Plastic
0-006903 | GRAND CANYON LODGE - NORTH RIM |  | NORTH RIM |  |  | Coconino | 2 | Open | 1990-05-01 | 10000 | Gasoline | COMPARTMENT A | Single Walled | Asphalt coated or Bare Steel | Pressure |  | Fiberglass Reinforced Plastic
0-003481 | PINETOP ROAD EQUIPMENT YARD | 1892 S PINE LAKE RD | PINETOP-LAKESIDE | AZ | 85935 | Navajo | 1 | Perm Closure | 1976-05-20 | 10000 | Diesel | COMPARTMENT A | Double Walled | Asphalt coated or Bare Steel | Suction - Check Valve at the Tank Top |  |  | Removal | 1999-06-08
0-004826 | RICK MURPHY'S SHELL | 1198 W OLD HWY 66 | ASH FORK | AZ | 86320 | Yavapai | 5 | Perm Closure | 1985-01-01 | 1000 | Used Oil/Waste Oil | COMPARTMENT A | Single Walled | Asphalt coated or Bare Steel | Gravity Feed |  | Bare or Galvanized Steel | Removal | 1999-06-08
0-002996 | SUN DEVIL AUTO - FORMER | 1824 E BASELINE RD | TEMPE | AZ | 85283 | Maricopa | 1 | Perm Closure | 1972-01-27 | 100 | Used Oil/Waste Oil | COMPARTMENT A | Unknown | Asphalt coated or Bare Steel |  |  |  | Removal | 1992-11-19
0-002203 | PAULEY CONSTRUCTION | 2041 W ADOBE DR | PHOENIX | AZ | 85027 | Maricopa | 2 | Perm Closure | 1981-01-01 | 12000 | Diesel | COMPARTMENT A |  | Fiberglass Reinforced Plastic | Pressure | Double Walled | Fiberglass Reinforced Plastic | Removal | 2020-01-30
0-006503 | DESERT VIDEOLAND OASIS | 10338 N HIGHWAY 191 | ELFRIDA | AZ | 85610 | Cochise | 3 | Open | 1998-09-01 | 6000 | Gasoline | COMPARTMENT A | Single Walled | Fiberglass Reinforced Plastic | Pressure |  | Fiberglass Reinforced Plastic
0-009392 | 7-ELEVEN #32281 | 1795 E UNIVERSITY DR | TEMPE | AZ | 85281 | Maricopa | 3 | Perm Closure | 1998-11-01 | 10000 | Gasoline | COMPARTMENT A | Double Walled | Asphalt coated or Bare Steel | Pressure | Double Walled |  | Removal | 2019-05-16
0-004099 | BLUE RIDGE MARKET | 210 S STATE ROUTE 69 | DEWEY | AZ | 86327 | Yavapai | 3 | Perm Closure | 1976-01-01 | 10000 | Gasoline | COMPARTMENT A |  | Asphalt coated or Bare Steel |  |  |  | Removal | 1996-05-02
0-008068 | DOUBLE EAGLE AUTO SERVICE |  | SALOME |  |  | La Paz | 3 | Perm Closure | 2005-06-17 | 550 | Gasoline | COMPARTMENT A | Unknown | Asphalt coated or Bare Steel | Suction - Check Valve at the Tank Top |  |  | Removal | 1992-12-01
0-008068 | DOUBLE EAGLE AUTO SERVICE |  | SALOME |  |  | La Paz | 2 | Perm Closure | 2005-06-17 | 550 | Gasoline | COMPARTMENT A | Unknown | Asphalt coated or Bare Steel | Suction - Check Valve at the Tank Top |  |  | Removal | 1992-12-01
0-005716 | YAVAPAI COUNTY - HIGHWAY DEPARTMENT DISTRICT #3 |  | COTTONWOOD |  |  | Yavapai | 2 | Perm Closure | 1980-01-01 | 7000 | Gasoline | COMPARTMENT A |  | Asphalt coated or Bare Steel | Suction - Check Valve at the Tank Top |  | Bare or Galvanized Steel | Removal | 1993-03-31
0-000788 | BUCKEYE UNION HIGH SCHOOL DISTRICT | 902 E EASON AVE | BUCKEYE | AZ | 85326 | Maricopa | 1 | Perm Closure | 1974-01-10 | 1000 | Gasoline | COMPARTMENT A |  | Asphalt coated or Bare Steel |  |  |  | Removal | 1992-09-16
0-005433 | CIRCLE K #2885 | 3618 W BUCKEYE RD | PHOENIX | AZ | 85009 | Maricopa | 7 | Open | 1986-10-01 | 10000 | Gasoline (UL) | COMPARTMENT A | Double Walled | Fiberglass Reinforced Plastic | Pressure | Double Walled | Fiberglass Reinforced Plastic
0-003611 | TOWN OF GILBERT - NEELY WRF | 402 N NEELY ST | GILBERT | AZ | 85233 | Maricopa | 1 | Perm Closure | 1986-06-01 | 4000 | Diesel | COMPARTMENT A | Double Walled | Fiberglass Reinforced Plastic | Suction - Check Valve at the Dispenser | Double Walled | Fiberglass Reinforced Plastic | Removal | 2019-01-09
0-004081 | SANDY'S SHORT STOP | 2121 N HIGHWAY 90 | HUACHUCA CITY | AZ | 85616 | Cochise | 3 | Perm Closure | 1979-01-01 | 6000 | Gasoline | COMPARTMENT A |  | Asphalt coated or Bare Steel | Pressure |  | Fiberglass Reinforced Plastic | Removal | 2007-07-11
0-005072 | CHAPMAN MAZDA HYUNDAI | 1234 W BELL RD | PHOENIX | AZ | 85023 | Maricopa | 2 | Perm Closure | 1986-01-01 | 550 | Used Oil/Waste Oil | COMPARTMENT A | Single Walled | Fiberglass Reinforced Plastic |  |  |  | Removal | 1998-11-17
0-010066 | BOWLIN - PICACHO PEAK PLAZA | 16098 E CAMINO ADELANTE | PICACHO | AZ | 85141 | Pinal | 2 | Open | 2004-09-01 | 5000 | Diesel | COMPARTMENT A | Double Walled | Fiberglass Reinforced Plastic | Pressure | Double Walled | Fiberglass Reinforced Plastic
0-001002 | CITY OF CHANDLER - AIRPORT | 1725 E RYAN RD | CHANDLER | AZ | 85286 | Maricopa | 1 | Perm Closure | 1985-05-01 | 12000 | Gasoline | COMPARTMENT A | Double Walled | Fiberglass Reinforced Plastic | Pressure | Single Walled | Fiberglass Reinforced Plastic | Removal | 2008-03-25
0-001469 | CIRCLE K #1737 | 3845 S COUNTRY CLUB RD | TUCSON | AZ | 85714 | Pima | 1 | Open | 1987-01-08 | 10000 | Gasoline | COMPARTMENT A | Single Walled | Fiberglass Reinforced Plastic | Pressure |  | Fiberglass Reinforced Plastic
0-003452 | TEXACO - GRANT STONE TEXACO | 1 E GRANT RD | TUCSON | AZ | 85705 | Pima | 3 | Perm Closure | 1959-01-16 | 4000 | Gasoline | COMPARTMENT A | Double Walled | Asphalt coated or Bare Steel |  |  |  | Removal | 1992-01-29
0-004558 | CIRCLE K #2708827 | 5850 W INDIAN SCHOOL RD | PHOENIX | AZ | 85031 | Maricopa | 3 | Open | 1986-07-13 | 10000 | Gasoline | COMPARTMENT A | Double Walled | Fiberglass Reinforced Plastic | Pressure |  | Fiberglass Reinforced Plastic
0-002961 | STOP-BY CONVENIENCE MART | 15702 W JIMMIE KERR BLVD | CASA GRANDE | AZ | 85122 | Pinal | 2 | Perm Closure | 2005-06-17 | 5000 | Gasoline | COMPARTMENT A |  | Asphalt coated or Bare Steel |  |  |  | Removal | 1989-10-24
0-002961 | STOP-BY CONVENIENCE MART | 15702 W JIMMIE KERR BLVD | CASA GRANDE | AZ | 85122 | Pinal | 6 | Perm Closure | 1989-11-19 | 10000 | Gasoline | COMPARTMENT A | Single Walled | Fiberglass Reinforced Plastic | Pressure |  | Bare or Galvanized Steel | Removal | 2017-03-01
0-007352 | TRANSMISSION WORLD OF ARIZONA | 4008 W INDIAN SCHOOL RD | PHOENIX | AZ | 85019 | Maricopa | 1 | Perm Closure | 1980-01-01 | 500 | Used Oil/Waste Oil | COMPARTMENT A | Double Walled | Asphalt coated or Bare Steel | Gravity Feed |  | Bare or Galvanized Steel | Removal | 1998-07-20
0-006649 | CARWASHER INC | 47 N COUNTRY CLUB DR | MESA | AZ | 85201 | Maricopa | 2 | Perm Closure | 1969-01-01 | 3000 | Unidentified | COMPARTMENT A | Single Walled | Asphalt coated or Bare Steel |  |  |  | Removal | 1989-04-27
0-003113 | CALIBER COLLISION CENTER | 15055 N HAYDEN RD | SCOTTSDALE | AZ | 85260 | Maricopa | 2 | Perm Closure | 1985-04-17 | 2000 | Diesel | COMPARTMENT A | Single Walled | Asphalt coated or Bare Steel | Suction - Check Valve at the Tank Top |  |  | Removal | 1992-06-05
0-003113 | CALIBER COLLISION CENTER | 15055 N HAYDEN RD | SCOTTSDALE | AZ | 85260 | Maricopa | 4 | Perm Closure | 1985-04-17 | 1000 | Unidentified | COMPARTMENT A | Unknown | Asphalt coated or Bare Steel | Suction - Check Valve at the Tank Top | Single Walled | Bare or Galvanized Steel | Removal | 1992-06-05
0-003113 | CALIBER COLLISION CENTER | 15055 N HAYDEN RD | SCOTTSDALE | AZ | 85260 | Maricopa | 5 | Perm Closure | 1985-04-17 | 1000 | Unidentified | COMPARTMENT A | Unknown | Asphalt coated or Bare Steel | Suction - Check Valve at the Tank Top | Single Walled | Bare or Galvanized Steel | Removal | 1992-06-05
0-006085 | DESERT FOREST GOLF CLUB | 37207 N MULE TRAIN RD | CAREFREE | AZ | 85377 | Maricopa | 1 | Perm Closure | 2005-06-17 | 1000 | Gasoline | COMPARTMENT A | Unknown | Asphalt coated or Bare Steel |  |  |  | Removal | 1989-11-10
0-000751 | CRIST MACHINERY | 2020 N BLACK CANYON HWY | PHOENIX | AZ | 85009 | Maricopa | 3 | Perm Closure | 1969-01-01 | 1000 | Unidentified | COMPARTMENT A | Unknown | Unknown |  |  |  | Removal | 1987-10-01
0-007506 | LIBERTY IRON & METAL, INC. | 2144 W MCDOWELL RD | PHOENIX | AZ | 85009 | Maricopa | 3 | Perm Closure | 1970-01-01 | 10000 | Unidentified | COMPARTMENT A |  | Asphalt coated or Bare Steel |  |  |  | Removal | 1991-09-30
0-006282 | COXON'S BUILDING MATERIALS | 99 N SACATON ST | CASA GRANDE | AZ | 85122 | Pinal | 1 | Perm Closure | 1970-08-11 | 550 | Gasoline | COMPARTMENT A | Double Walled | Asphalt coated or Bare Steel |  |  |  | Removal | 1985-11-01
0-002661 | LEWIS R PYLE MEMORIAL HOSPITAL | 807 S PONDEROSA ST | PAYSON | AZ | 85541 | Gila | 2 | Perm Closure | 2005-06-17 | 280 | Diesel | COMPARTMENT A | Double Walled | Asphalt coated or Bare Steel | Suction - Check Valve at the Tank Top |  | Bare or Galvanized Steel | Closed in Place | 1997-11-04
0-003912 | ASCENT AVIATION SERVICES | 24641 E PINAL AIR PARK RD | MARANA | AZ | 85653 | Pinal | 6 | Perm Closure | 1942-01-01 | 10000 | Jet A (Kerosene-type Jet Fuel) | COMPARTMENT A | Single Walled | Asphalt coated or Bare Steel |  |  |  | Removal | 1997-01-08
0-000692 | NATIONAL TRUCK STOP | 4966 N CASA GRANDE HWY | TUCSON | AZ | 85743 | Pima | 3 | Perm Closure | 2005-06-17 | 5000 | Gasoline | COMPARTMENT A |  | Asphalt coated or Bare Steel | Pressure |  |  | Removal | 1999-12-09
0-005320 | UNOCAL #6456 | 2417 W BETHANY HOME RD | PHOENIX | AZ | 85015 | Maricopa | 4 | Perm Closure | 1982-01-01 | 4000 | Gasoline | COMPARTMENT A | Single Walled | Asphalt coated or Bare Steel |  |  |  | Removal | 1993-07-22
0-005319 | VIKING CLEANERS | 3201 E INDIAN SCHOOL RD | PHOENIX | AZ | 85018 | Maricopa | 3 | Perm Closure | 1982-01-01 | 3000 | Diesel | COMPARTMENT A | Single Walled | Asphalt coated or Bare Steel | Pressure | Single Walled | Fiberglass Reinforced Plastic | Removal | 1989-06-12
0-005319 | VIKING CLEANERS | 3201 E INDIAN SCHOOL RD | PHOENIX | AZ | 85018 | Maricopa | 7 | Perm Closure | 1989-06-01 | 550 | Used Oil/Waste Oil | COMPARTMENT A | Double Walled | Asphalt coated or Bare Steel | Gravity Feed |  | Fiberglass Reinforced Plastic | Removal | 1994-05-05
0-005277 | UNOCAL #3877 | 701 W BETHANY HOME RD | PHOENIX | AZ | 85013 | Maricopa | 1 | Perm Closure | 1982-04-15 | 12000 | Gasoline | COMPARTMENT A | Double Walled | Fiberglass Reinforced Plastic | Pressure |  | Fiberglass Reinforced Plastic | Removal | 2000-02-23
0-001887 | CIRCLE K #5951 | 8702 E BROADWAY BLVD | TUCSON | AZ | 85710 | Pima | 2 | Perm Closure | 1969-01-01 | 8000 | Gasoline | COMPARTMENT A |  | Asphalt coated or Bare Steel |  |  |  | Removal | 1989-03-05
0-001780 | MESQUITE TIRE & AUTO INC | 1635 MESQUITE AVE | LAKE HAVASU CITY | AZ | 86403 | Mohave | 4 | Perm Closure | 1974-01-01 | 500 | Used Oil/Waste Oil | COMPARTMENT A |  | Asphalt coated or Bare Steel | Suction - Check Valve at the Tank Top |  |  | Removal | 1997-01-08
0-001432 | CIRCLE K #2701569 | 699 E BUCKEYE RD | PHOENIX | AZ | 85004 | Maricopa | 3 | Perm Closure | 1981-01-01 | 15000 | Gasoline | COMPARTMENT A |  | Asphalt coated or Bare Steel | Pressure |  | Fiberglass Reinforced Plastic | Removal | 1992-01-08
0-001432 | CIRCLE K #2701569 | 699 E BUCKEYE RD | PHOENIX | AZ | 85004 | Maricopa | 9 | Open | 2008-12-19 | 12000 | Gasoline | COMPARTMENT A | Double Walled | Fiberglass Reinforced Plastic | Pressure | Double Walled | Fiberglass Reinforced Plastic
0-009922 | CIRCLE K #2706470 | 5365 N LA CHOLLA BLVD | TUCSON | AZ | 85741 | Pima | 3 | Open | 2003-01-15 | 20000 | Gasoline | COMPARTMENT A | Double Walled | Fiberglass Reinforced Plastic | Pressure | Double Walled | Fiberglass Reinforced Plastic
0-001187 | CIRCLE K #2700166 | 130 E SPEEDWAY BLVD | TUCSON | AZ | 85705 | Pima | 3 | Open | 1986-01-01 | 10000 | Gasoline (UL) | COMPARTMENT A | Single Walled | Fiberglass Reinforced Plastic | Pressure | Single Walled | Fiberglass Reinforced Plastic
0-008914 | CIRCLE K #2705308 | 3435 W DEER VALLEY RD | PHOENIX | AZ | 85027 | Maricopa | 2 | Open | 1995-12-29 | 10000 | Gasoline | COMPARTMENT A | Double Walled | Fiberglass Reinforced Plastic | Pressure | Double Walled | Fiberglass Reinforced Plastic
0-006012 | CIRCLE K #2708600 | 13802 N 40TH ST | PHOENIX | AZ | 85032 | Maricopa | 2 | Open | 1988-02-24 | 10000 | Gasoline | COMPARTMENT A | Double Walled | Fiberglass Reinforced Plastic | Pressure |  | Fiberglass Reinforced Plastic
0-009849 | SCOTTSDALE, CITY OF - PARK | 1100 N 77TH PL | SCOTTSDALE | AZ | 85260 | Maricopa | 1 | Perm Closure | 2005-06-17 | 1000 | Kerosene | COMPARTMENT A | Unknown | Asphalt coated or Bare Steel |  |  |  | Removal | 2002-02-25
0-009138 | FIREBIRD FUEL CO | 4333 W GLENROSA AVE | PHOENIX | AZ | 85031 | Maricopa | 2 | Open | 1997-05-01 | 12000 | Gasoline (UL) | COMPARTMENT A | Double Walled | Composite (Steel/Fiberglass) | Pressure | Double Walled | Fiberglass Reinforced Plastic
0-008235 | EPA GROUP LLC | 19550 S SOSSAMAN RD | QUEEN CREEK | AZ | 85242 |  | 2 | Perm Closure | 2005-06-17 | 500 | Used Oil/Waste Oil | COMPARTMENT A | Single Walled | Asphalt coated or Bare Steel |  |  |  | Removal | 1993-11-05
0-008524 | PINTO CREEK STORE | 5 STAGECOACH RD | ROOSEVELT | AZ | 85545 | Gila | 1 | Perm Closure | 2005-06-17 | 500 | Gasoline | COMPARTMENT A |  | Asphalt coated or Bare Steel | Suction - Check Valve at the Tank Top |  | Bare or Galvanized Steel | Removal
0-001802 | DOORS UNLIMITED INC | 17066 S 54TH ST | CHANDLER | AZ | 85226 | Maricopa | 2 | Perm Closure | 1978-01-01 | 500 | Unidentified | COMPARTMENT A |  | Asphalt coated or Bare Steel |  |  |  | Removal | 1990-09-19
0-008199 | PHOENIX MEMORIAL HOSPITAL | 1201 S 7TH AVE | PHOENIX | AZ | 85007 | Maricopa | 1 | Perm Closure | 1983-01-01 | 5000 | Diesel | COMPARTMENT A | Double Walled | Asphalt coated or Bare Steel | Suction - Check Valve at the Tank Top |  | Bare or Galvanized Steel | Removal | 1993-06-18
0-003672 | PEP BOYS #645 | 1300 S 6TH AVE | TUCSON | AZ | 85713 | Pima | 1 | Perm Closure | 1978-01-01 | 750 | Used Oil/Waste Oil | COMPARTMENT A | Single Walled | Asphalt coated or Bare Steel |  |  |  | Removal | 1995-02-13
0-006033 | OSBORN SCHOOL DISTRICT #8 | 1226 W OSBORN RD | PHOENIX | AZ | 85013 | Maricopa | 3 | Perm Closure | 1991-10-23 | 6000 | Diesel | COMPARTMENT A | Single Walled | Fiberglass Reinforced Plastic | Pressure | Single Walled | Fiberglass Reinforced Plastic | Removal | 2020-02-21
0-004300 | AUTOZONE #2728 | 1523 W THATCHER BLVD | SAFFORD | AZ | 85546 | Graham | 2 | Perm Closure | 1978-01-21 | 10000 | Gasoline | COMPARTMENT A | Unknown | Asphalt coated or Bare Steel |  |  |  | Removal | 1992-01-24
0-007619 | SUPERLITE BLOCK | 2830 E 16TH ST | YUMA | AZ | 85365 | Yuma | 1 | Perm Closure | 1979-10-01 | 15000 | Gasoline | COMPARTMENT A | Unknown | Asphalt coated or Bare Steel | Suction - Check Valve at the Tank Top |  | Bare or Galvanized Steel | Removal | 1991-10-29
0-004286 | SRP - 16TH STREET FACILITY | 1616 E LINCOLN ST | PHOENIX | AZ | 85034 | Maricopa | 2 | Perm Closure | 1952-01-01 | 10000 | Diesel | COMPARTMENT A |  | Asphalt coated or Bare Steel |  |  |  | Removal | 1993-12-09
0-007426 | AFCO #020215 | 1510 S COUNTRY CLUB DR | MESA | AZ | 85210 | Maricopa | 2 | Perm Closure | 1991-05-10 | 12000 | Gasoline | COMPARTMENT A | Double Walled | Fiberglass Reinforced Plastic | Pressure |  | Fiberglass Reinforced Plastic | Removal | 2002-05-07
0-000876 | NEW EASY TRIP/SHELL STATION | 5059 W OLIVE AVE | GLENDALE | AZ | 85302 | Maricopa | 8 | Open | 1991-03-01 | 10000 | Diesel | COMPARTMENT A | Double Walled | Fiberglass Reinforced Plastic | Pressure | Double Walled | Fiberglass Reinforced Plastic
0-004188 | RONNIE'S AUTO SERVICE INC | 527 W UNIVERSITY DR | TEMPE | AZ | 85281 | Maricopa | 1 | Perm Closure | 1961-01-01 | 6000 | Gasoline | COMPARTMENT A | Single Walled | Asphalt coated or Bare Steel |  |  |  | Removal | 1989-11-07
0-000850 | SOMBRERO SHELL | 501 E MONROE AVE | BUCKEYE | AZ | 85326 | Maricopa | 7 | Open | 1989-01-01 | 6000 | Gasoline (UL) | COMPARTMENT A | Double Walled | Fiberglass Reinforced Plastic | Pressure |  | Fiberglass Reinforced Plastic
0-002480 | PENSKE TRUCK LEASING CO | 2219 S 2ND PL | PHOENIX | AZ | 85004 | Maricopa | 11 | Perm Closure | 1984-05-07 | 1000 | Used Oil/Waste Oil | COMPARTMENT A | Double Walled | Composite (Steel/Fiberglass) | Gravity Feed |  |  | Removal | 1994-04-27
0-002480 | PENSKE TRUCK LEASING CO | 2219 S 2ND PL | PHOENIX | AZ | 85004 | Maricopa | 5 | Perm Closure | 1978-05-07 | 500 | Used Oil/Waste Oil | COMPARTMENT A | Single Walled | Asphalt coated or Bare Steel |  |  |  | Removal | 1987-07-24
0-004973 | PAYSON SERVICE CENTER | 400 W LONGHORN RD | PAYSON | AZ | 85541 | Gila | 1 | Perm Closure | 1987-05-26 | 12000 | Diesel | COMPARTMENT A | Double Walled | Fiberglass Reinforced Plastic | Pressure |  | Fiberglass Reinforced Plastic | Removal | 1994-09-09
0-003694 | PETRO TRUCK STOP | 5265 N SUNLAND GIN RD | ELOY | AZ | 85131 | Pinal | 9 | Open | 1984-01-01 | 10000 | Diesel | COMPARTMENT A | Single Walled | Asphalt coated or Bare Steel | Pressure | Single Walled | Fiberglass Reinforced Plastic
0-002265 | CITY OF GLENDALE - FLEET MAINTENANCE | 6210 W MYRTLE AVE | GLENDALE | AZ | 85301 | Maricopa | 4 | Perm Closure | 1975-01-01 | 500 | Used Oil/Waste Oil | COMPARTMENT A | Single Walled | Asphalt coated or Bare Steel |  |  |  | Removal | 1998-08-13
0-003730 | LLANTERA HISPANA #1 | 640 W BASELINE RD | PHOENIX | AZ | 85041 | Maricopa | 1 | Perm Closure | 1964-04-02 | 6000 | Gasoline | COMPARTMENT A | Unknown | Asphalt coated or Bare Steel |  |  |  | Removal | 1988-04-12
0-009068 | PAYLESS MARKET/QUICK STOP | 398 S ARIZONA AVE | CHANDLER | AZ | 85225 | Maricopa | 2 | Perm Closure | 2005-06-17 | 750 | Gasoline | COMPARTMENT A | Unknown | Unknown |  |  |  | Removal | 1997-03-25
0-009688 | PEAK BEAM SYSTEMS PROPERTY | 523 E ROUTE 66 | WILLIAMS | AZ | 86046 | Coconino | 1 | Perm Closure | 2005-06-17 | 6000 | Gasoline | COMPARTMENT A | Double Walled | Asphalt coated or Bare Steel |  |  |  | Removal | 2000-11-02
0-006117 | ORA B HOPPER & SON INC | 202 S 30TH ST | PHOENIX | AZ | 85034 | Maricopa | 4 | Perm Closure | 1978-04-12 | 500 | Gasoline | COMPARTMENT A | Unknown | Asphalt coated or Bare Steel |  |  |  | Removal | 1993-09-16
0-006929 | NATIONAL SANITARY SUPPLY CO |  | CASA GRANDE |  |  | Pinal | 3 | Perm Closure | 2005-06-17 | 10000 | Diesel | COMPARTMENT A | Double Walled | Asphalt coated or Bare Steel |  |  |  | Removal | 1988-11-30
0-007786 | CIRCLE K #2706674 | 1791 KIOWA AVE | LAKE HAVASU CITY | AZ | 86403 | Mohave | 2 | Open | 1993-06-15 | 12000 | Gasoline | COMPARTMENT A | Double Walled | Fiberglass Reinforced Plastic | Pressure | Double Walled | Fiberglass Reinforced Plastic
0-004111 | RAY QUALITY HOMES INC | 3200 E MAIN ST | MESA | AZ | 85213 | Maricopa | 3 | Perm Closure | 1970-09-01 | 500 | Unidentified | COMPARTMENT A | Unknown | Asphalt coated or Bare Steel |  |  |  | Removal | 1991-03-21
0-004454 | RANDY CHAVEZ TEXACO | 302 E ROUTE 66 | FLAGSTAFF | AZ | 86001 | Coconino | 2 | Perm Closure | 1950-05-06 | 4000 | Gasoline | COMPARTMENT A | Unknown | Asphalt coated or Bare Steel |  |  |  | Removal | 1989-05-01
0-007483 | GENERAL METALS SUPPLY | 2801 W WELDON AVE | PHOENIX | AZ | 85017 | Maricopa | 1 | Perm Closure | 2005-06-17 | 2000 | Gasoline | COMPARTMENT A | Double Walled | Asphalt coated or Bare Steel |  |  |  | Removal | 1992-05-11
0-001639 | UNIVERSITY EXXON | 1020 S MILTON RD | FLAGSTAFF | AZ | 86001 | Coconino | 1 | Perm Closure | 1961-01-01 | 5000 | Gasoline | COMPARTMENT A |  | Asphalt coated or Bare Steel | Pressure |  |  | Removal | 1996-10-21
0-004077 | JOBI'S CONVENIENCE MARKET | 4520 S US HIGHWAY | SAFFORD | AZ | 85546 | Graham | 2 | Open | 1986-07-01 | 6000 | Gasoline | COMPARTMENT A | Single Walled | Fiberglass Reinforced Plastic | Pressure |  | Fiberglass Reinforced Plastic
0-005219 | U-HAUL #723-8 | 16226 N 32ND ST | PHOENIX | AZ | 85032 | Maricopa | 2 | Perm Closure | 1981-04-25 | 12000 | Gasoline | COMPARTMENT A | Unknown | Asphalt coated or Bare Steel |  |  |  | Removal | 1995-01-24
0-003635 | PAYLESS CASHWAYS | 4042 W INDIAN SCHOOL RD | PHOENIX | AZ | 85019 | Maricopa | 1 | Perm Closure | 1973-01-01 | 2000 | Gasoline | COMPARTMENT A |  | Asphalt coated or Bare Steel |  |  |  | Removal | 1988-04-19
0-001201 | CIRCLE K #230 | 401 GARDEN AVE | BISBEE | AZ | 85603 | Cochise | 1 | Perm Closure | 1977-01-01 | 10000 | Gasoline | COMPARTMENT A |  | Asphalt coated or Bare Steel | Pressure |  |  | Removal | 1998-12-01
0-001789 | WICKENBURG SHELL/PACK PRIDE | 30210 W HIGHWAY 60 | WICKENBURG | AZ | 85390 | Maricopa | 1 | Open | 1986-01-01 | 10000 | Gasoline | COMPARTMENT A | Single Walled | Asphalt coated or Bare Steel | Pressure |  | Fiberglass Reinforced Plastic
0-001789 | WICKENBURG SHELL/PACK PRIDE | 30210 W HIGHWAY 60 | WICKENBURG | AZ | 85390 | Maricopa | 3 | Open | 1986-01-01 | 10000 | Diesel | COMPARTMENT A | Single Walled | Asphalt coated or Bare Steel | Pressure |  | Fiberglass Reinforced Plastic
0-001789 | WICKENBURG SHELL/PACK PRIDE | 30210 W HIGHWAY 60 | WICKENBURG | AZ | 85390 | Maricopa | 7 | Perm Closure | 1976-01-01 | 6000 | Gasoline | COMPARTMENT A |  | Asphalt coated or Bare Steel |  |  |  | Removal | 1998-06-29
0-001789 | WICKENBURG SHELL/PACK PRIDE | 30210 W HIGHWAY 60 | WICKENBURG | AZ | 85390 | Maricopa | 8 | Perm Closure | 1978-01-01 | 6000 | Gasoline | COMPARTMENT A |  | Asphalt coated or Bare Steel |  |  |  | Removal | 1998-06-29
0-003188 | HAREE MART | 10444 N SCOTTSDALE RD | SCOTTSDALE | AZ | 85253 | Maricopa | 4 | Perm Closure | 1980-01-01 | 8000 | Gasoline | COMPARTMENT A | Single Walled | Fiberglass Reinforced Plastic | Pressure |  | Fiberglass Reinforced Plastic | Removal | 1998-10-05
0-003188 | HAREE MART | 10444 N SCOTTSDALE RD | SCOTTSDALE | AZ | 85253 | Maricopa | 5 | Perm Closure | 2005-06-17 | 1000 | Used Oil/Waste Oil | COMPARTMENT A | Single Walled | Fiberglass Reinforced Plastic | Gravity Feed |  | Fiberglass Reinforced Plastic | Removal | 1998-10-05
0-003188 | HAREE MART | 10444 N SCOTTSDALE RD | SCOTTSDALE | AZ | 85253 | Maricopa | 7 | Open | 2001-03-01 | 15000 | Gasoline | COMPARTMENT A | Double Walled | Fiberglass Reinforced Plastic | Pressure | Double Walled | Flexible
0-007452 | D'AMBROSIO NORTH FARM |  | ELEVEN MILE CORNER |  |  | Pinal | 1 | Perm Closure | 1962-01-01 | 500 | Gasoline | COMPARTMENT A | Unknown | Asphalt coated or Bare Steel |  |  |  | Removal | 1991-09-25
0-007675 | SQUAW PEAK EXXON | 707 E GLENDALE AVE | PHOENIX | AZ | 85020 | Maricopa | 1 | Perm Closure | 1987-01-01 | 12000 | Gasoline | COMPARTMENT A | Single Walled | Fiberglass Reinforced Plastic | Pressure |  | Fiberglass Reinforced Plastic | Removal | 2008-03-19
0-005846 | ALLIED CONCRETE - CENTER STREET PLANT #14 | 2405 N CENTER ST | MESA | AZ | 85201 | Maricopa | 1 | Perm Closure | 1967-01-01 | 10000 | Gasoline | COMPARTMENT A | Single Walled | Asphalt coated or Bare Steel |  |  |  | Removal | 1989-09-27
0-009402 | CGM LLC | 4323 E BASELINE RD | PHOENIX | AZ | 85042 | Maricopa | 5 | Perm Closure | 2005-06-17 | 550 | Used Oil/Waste Oil | COMPARTMENT A | Double Walled | Composite (Steel/Fiberglass) | Pressure |  |  | Removal | 1999-09-22
0-007625 | BARBARA NICHOLSON | 624 E ROUTE 66 | FLAGSTAFF | AZ | 86001 | Coconino | 1 | Perm Closure | 2005-06-17 | 4300 | Gasoline | COMPARTMENT A | Double Walled | Asphalt coated or Bare Steel |  |  |  | Removal | 1991-11-19
0-007397 | PARCEL 111-03-011 | 3420 N DODGE BLVD | TUCSON | AZ | 85716 | Pima | 2 | Perm Closure | 2005-06-17 | 1000 | Gasoline | COMPARTMENT A | Unknown | Asphalt coated or Bare Steel |  |  |  | Removal | 1991-08-02
0-005804 | BROMAX #601 | 12299 W BELL RD | SURPRISE | AZ | 85378 | Maricopa | 3 | Open | 1989-03-09 | 10000 | Gasoline | COMPARTMENT A | Double Walled | Fiberglass Reinforced Plastic | Pressure | Double Walled | Fiberglass Reinforced Plastic
0-007554 | CHS REALTY BROKER |  | TUCSON |  |  | Pima | 1 | Perm Closure | 2005-06-17 |  | Gasoline | COMPARTMENT A | Double Walled | Asphalt coated or Bare Steel |  |  |  | Removal | 1988-06-11
0-003002 | 51ST STREET AUTO CENTER | 7105 N 51ST AVE | GLENDALE | AZ | 85301 | Maricopa | 2 | Perm Closure | 1986-01-01 | 500 | Used Oil/Waste Oil | COMPARTMENT A | Unknown | Fiberglass Reinforced Plastic | Gravity Feed |  |  | Removal | 1993-12-16
0-003489 | CGES BUS MAINTENANCE FACILITY | 501 S FLORENCE ST | CASA GRANDE | AZ | 85122 | Pinal | 3 | Perm Closure | 1983-07-06 | 5000 | Diesel | COMPARTMENT A | Double Walled | Asphalt coated or Bare Steel | Suction - Check Valve at the Tank Top |  |  | Removal | 1998-06-17
0-006090 | CANNON & WENDT ELECTRIC CO INC | 4020 N 16TH ST | PHOENIX | AZ | 85016 | Maricopa | 3 | Perm Closure | 2005-06-17 | 10000 | Gasoline | COMPARTMENT A | Double Walled | Fiberglass Reinforced Plastic |  |  |  | Removal | 1988-11-01
0-008969 | CALMAT - CITRUS FARM | 3540 E THOMAS RD | MESA | AZ | 85215 | Maricopa | 1 | Perm Closure | 2005-06-17 | 4000 | Used Oil/Waste Oil | COMPARTMENT A | Double Walled | Asphalt coated or Bare Steel |  |  |  | Removal | 1996-07-10
0-008846 | PACIFIC PRIDE | 1700 E ADAMS | SHOW LOW | AZ | 85901 | Navajo | 2 | Open | 1995-11-13 | 15000 | Gasoline | COMPARTMENT A | Double Walled | Fiberglass Reinforced Plastic | Pressure | Double Walled | Fiberglass Reinforced Plastic
0-008542 | BIG ART'S UNION 26 | 556 W MARIPOSA RD | NOGALES | AZ | 85621 | Santa Cruz | 1 | Perm Closure | 1987-01-01 | 12000 | Gasoline (Mid-Grade UL) | COMPARTMENT A | Double Walled | Composite (Steel/Fiberglass) | Pressure |  | Fiberglass Reinforced Plastic | Removal | 2020-10-16
0-002477 | HERTZ EQUIPMENT RENTAL | 2010 N BLACK CANYON HWY | PHOENIX | AZ | 85009 | Maricopa | 3 | Perm Closure | 1976-01-01 | 500 | Used Oil/Waste Oil | COMPARTMENT A |  | Asphalt coated or Bare Steel | Suction - Check Valve at the Tank Top |  |  | Removal | 1993-12-14
0-004892 | BUFFALO SOLDIER TRAIL QUARRY | 5231 E BUFFALO SOLDIER TRL | SIERRA VISTA | AZ | 85650 | Cochise | 1 | Perm Closure | 2005-06-17 | 10000 | Diesel | COMPARTMENT A | Double Walled | Asphalt coated or Bare Steel |  |  |  | Removal | 1989-05-22
0-002318 | GOODYEAR FARMS - FUEL DEPARMENT | 14145 W INDIAN SCHOOL RD | LITCHFIELD PARK | AZ | 85340 | Maricopa | 2 | Perm Closure | 1961-04-29 | 12000 | Gasoline | COMPARTMENT A | Single Walled | Asphalt coated or Bare Steel |  |  |  | Removal | 1988-08-24
0-009189 | CIRCLE K STORE #2741614 | 10410 N LA CANADA DR | ORO VALLEY | AZ | 85737 | Pima | 2 | Open | 1997-11-04 | 12000 | Gasoline (UL) | COMPARTMENT A | Double Walled | Composite (Steel/Fiberglass) | Pressure | Double Walled | Fiberglass Reinforced Plastic
0-009047 | CIRCLE K STORE #2741621 | 5158 E UNIVERSITY DR | MESA | AZ | 85205 | Maricopa | 2 | Open | 1996-11-07 | 12000 | Gasoline (PUL) | COMPARTMENT A | Double Walled | Fiberglass Reinforced Plastic | Pressure | Double Walled | Fiberglass Reinforced Plastic
0-001226 | CIRCLE K #2700419 | 1302 S 1ST AVE | SAFFORD | AZ | 85546 | Graham | 2 | Open | 1982-01-01 | 10000 | Gasoline (UL) | COMPARTMENT A | Single Walled | Fiberglass Reinforced Plastic | Pressure | Single Walled | Fiberglass Reinforced Plastic
0-005924 | CITY OF KINGMAN - MAINTENANCE YARD | 1020 BUCHANAN ST | KINGMAN | AZ | 86401 | Mohave | 1 | Perm Closure | 1967-12-06 | 1000 | Diesel | COMPARTMENT A | Double Walled | Asphalt coated or Bare Steel |  |  |  | Closed in Place | 1988-12-14
0-002560 | CITY OF HOLBROOK - SWTS | 101 SANTIAGO AVE | HOLBROOK | AZ | 86025 | Navajo | 1 | Perm Closure | 1976-05-19 | 1000 | Gasoline | COMPARTMENT A | Single Walled | Asphalt coated or Bare Steel | Suction - Check Valve at the Dispenser |  | Bare or Galvanized Steel | Removal | 1987-01-01
0-006583 | HOLBROOK CHEVRON | 950 NAVAJO BLVD | HOLBROOK | AZ | 86025 | Navajo | 1 | Open | 1988-12-19 | 12000 | Gasoline (UL) | COMPARTMENT A | Single Walled | Fiberglass Reinforced Plastic | Pressure |  | Fiberglass Reinforced Plastic
0-002854 | XLT REBUILDERS | 529 S CENTER ST | MESA | AZ | 85210 | Maricopa | 3 | Perm Closure | 2005-06-17 | 500 | Used Oil/Waste Oil | COMPARTMENT A | Single Walled | Asphalt coated or Bare Steel |  |  |  | Removal | 1988-12-05
0-002854 | XLT REBUILDERS | 529 S CENTER ST | MESA | AZ | 85210 | Maricopa | 1 | Perm Closure | 2005-06-17 | 2000 | Gasoline | COMPARTMENT A | Single Walled | Asphalt coated or Bare Steel |  |  |  | Removal | 1988-12-05
0-005358 | USDA FS | 2748 HWY 26 | OVERGAARD | AZ | 85928 | Navajo | 2 | Perm Closure | 1981-03-28 | 2000 | Diesel | COMPARTMENT A | Unknown | Asphalt coated or Bare Steel |  |  |  | Removal | 1990-10-01
0-006479 | TWIN LAKES MARKET | 3122 N STATE ROUTE 89 | PRESCOTT | AZ | 86301 | Yavapai | 1 | Perm Closure | 1973-01-01 | 10000 | Gasoline | COMPARTMENT A | Single Walled | Asphalt coated or Bare Steel | Suction - Check Valve at the Tank Top | Double Walled | Fiberglass Reinforced Plastic | Removal | 2019-05-02
0-006555 | U-HAUL RINCON # 828-54 | 6301 E GOLF LINKS RD | TUCSON | AZ | 85730 | Pima | 5 | Perm Closure | 1971-12-23 | 6000 | Diesel | COMPARTMENT A | Double Walled | Asphalt coated or Bare Steel |  |  |  | Removal | 1989-08-01
0-006521 | PINNACLE PARADISE MAINT YARD | 28460 N PIMA RD | SCOTTSDALE | AZ | 85262 | Maricopa | 1 | Perm Closure | 1987-12-06 | 6000 | Gasoline | COMPARTMENT A | Double Walled | Composite (Steel/Fiberglass) | Pressure |  | Fiberglass Reinforced Plastic | Removal | 1999-07-07
0-003590 | PAGE CHEVRON/KAR MART | 153 S LAKE POWELL BLVD | PAGE | AZ | 86040 | Coconino | 1 | Perm Closure | 1982-01-01 | 10000 | Gasoline | COMPARTMENT A |  | Asphalt coated or Bare Steel | Pressure |  | Fiberglass Reinforced Plastic | Removal | 2004-09-16
0-003608 | PARADISE VALLEY COUNTRY CLUB | 7101 N TATUM BLVD | PARADISE VALLEY | AZ | 85253 | Maricopa | 3 | Perm Closure | 1985-01-01 | 550 | Diesel | COMPARTMENT A |  | Asphalt coated or Bare Steel |  |  |  | Removal | 1990-05-04
0-003608 | PARADISE VALLEY COUNTRY CLUB | 7101 N TATUM BLVD | PARADISE VALLEY | AZ | 85253 | Maricopa | 2 | Perm Closure | 1985-01-01 | 550 | Gasoline | COMPARTMENT A |  | Asphalt coated or Bare Steel |  |  |  | Removal | 1990-05-04
0-000138 | YES! MART - SHELL GAS STATION | 5448 S CENTRAL AVE | PHOENIX | AZ | 85040 | Maricopa | 2 | Perm Closure | 1960-01-01 | 4000 | Gasoline | COMPARTMENT A | Single Walled | Asphalt coated or Bare Steel |  |  |  | Removal | 1988-07-10
0-003555 | OLSON BROTHERS | 520 E ROUTE 66 | WILLIAMS | AZ | 86046 | Coconino | 3 | Perm Closure | 1956-01-01 | 2000 | Used Oil/Waste Oil | COMPARTMENT A |  | Asphalt coated or Bare Steel |  |  |  | Removal | 1988-11-09
0-005054 | CIRCLE K STORE #2709164 | 4001 E CHANDLER BLVD | PHOENIX | AZ | 85048 | Maricopa | 1 | Open | 1989-03-28 | 10000 | Gasoline | COMPARTMENT A | Double Walled | Fiberglass Reinforced Plastic | Pressure |  | Fiberglass Reinforced Plastic
0-008871 | CIRCLE K STORE #2709179 | 1203 S POWER RD | MESA | AZ | 85206 | Maricopa | 2 | Open | 1995-01-01 | 20000 | Gasoline | COMPARTMENT A | Double Walled | Fiberglass Reinforced Plastic | Pressure | Double Walled | Fiberglass Reinforced Plastic
0-002835 | RULAJA ARAHANS | 16565 N LAGO DEL ORO PKWY | TUCSON | AZ | 85739 | Pima | 1 | Perm Closure | 1974-04-24 | 1000 | Gasoline | COMPARTMENT A | Single Walled | Asphalt coated or Bare Steel |  |  |  | Removal | 1987-11-08
0-007791 | RANCHO ANTIGUA APARTMENTS | 8787 E MOUNTAIN VIEW RD | SCOTTSDALE | AZ | 85258 | Maricopa | 2 | Perm Closure | 2005-06-17 | 1000 | (Null) | COMPARTMENT A | Unknown | Asphalt coated or Bare Steel |  |  |  | Removal | 1993-09-21
0-003995 | PYRAMID BLOCK CO | 5444 W LUKE AVE | GLENDALE | AZ | 85301 | Maricopa | 1 | Perm Closure | 1971-01-01 | 4000 | Diesel | COMPARTMENT A |  | Asphalt coated or Bare Steel |  |  |  | Removal | 2013-10-31
0-003982 | GRAND AVENUE MOTORS | 424 N GRAND AVE | NOGALES | AZ | 85621 | Santa Cruz | 1 | Perm Closure | 1956-03-14 | 4000 | Diesel | COMPARTMENT A | Unknown | Asphalt coated or Bare Steel |  |  |  | Removal | 1988-12-12
0-007242 | A & H CONTRACTING SERVICES | 1575 E 18TH AVE | APACHE JUNCTION | AZ | 85119 | Pinal | 1 | Perm Closure | 1980-01-01 | 4000 | Diesel | COMPARTMENT A | Unknown | Asphalt coated or Bare Steel | Suction - Check Valve at the Tank Top |  |  | Removal | 1991-03-30
0-007105 | USDA FS - FORT VALLEY EXPERIMENTAL FOREST |  | FLAGSTAFF |  |  | Coconino | 1 | Perm Closure | 1940-01-01 | 550 | Unidentified | COMPARTMENT A | Unknown | Asphalt coated or Bare Steel |  |  |  | Removal | 1990-11-01
0-007979 | L & J TIRE COMPANY | 3435 W VAN BUREN ST | PHOENIX | AZ | 85009 | Maricopa | 3 | Perm Closure | 2005-06-17 | 6000 | Used Oil/Waste Oil | COMPARTMENT A | Unknown | Asphalt coated or Bare Steel |  |  |  | Removal | 1993-07-12
0-002941 | LEON E LEFFEL | 2743 W 1ST ST | YUMA | AZ | 85364 | Yuma | 2 | Perm Closure | 1976-01-01 | 5000 | Diesel | COMPARTMENT A |  | Asphalt coated or Bare Steel | Suction - Check Valve at the Tank Top |  |  | Removal | 1991-10-17
0-001550 | UNS ELECTRIC, INC. | 2290 AIRWAY AVE | KINGMAN | AZ | 86409 | Mohave | 1 | Perm Closure | 1985-01-01 | 10000 | Gasoline | COMPARTMENT A |  | Asphalt coated or Bare Steel | Suction - Check Valve at the Tank Top |  |  | Removal | 1992-08-25
0-006066 | HINTZE EQUIPMENT CO | 22223 N 23RD AVE | PHOENIX | AZ | 85027 | Maricopa | 2 | Perm Closure | 1978-04-08 | 3000 | Diesel | COMPARTMENT A | Unknown | Asphalt coated or Bare Steel | Suction - Check Valve at the Tank Top |  |  | Removal | 1992-06-18
0-006066 | HINTZE EQUIPMENT CO | 22223 N 23RD AVE | PHOENIX | AZ | 85027 | Maricopa | 1 | Perm Closure | 1978-04-08 | 3000 | Gasoline | COMPARTMENT A | Unknown | Asphalt coated or Bare Steel | Suction - Check Valve at the Tank Top |  |  | Removal | 1992-06-18
0-002506 | HOLLAND PROPERTY |  | COOLIDGE |  |  | Pinal | 1 | Perm Closure | 1973-05-07 | 8000 | Diesel | COMPARTMENT A | Single Walled | Asphalt coated or Bare Steel |  |  |  | Removal | 1988-12-01
0-004951 | INA & ORACLE TEXACO/SHELL | 7210 N ORACLE RD | TUCSON | AZ | 85704 | Pima | 6 | Perm Closure | 1988-06-01 | 10000 | Gasoline | COMPARTMENT A | Double Walled | Fiberglass Reinforced Plastic | Pressure |  | Fiberglass Reinforced Plastic | Removal | 2003-10-23
0-004951 | INA & ORACLE TEXACO/SHELL | 7210 N ORACLE RD | TUCSON | AZ | 85704 | Pima | 3 | Perm Closure | 1976-01-01 | 6000 | Gasoline | COMPARTMENT A |  | Asphalt coated or Bare Steel | Pressure |  | Bare or Galvanized Steel | Removal | 1988-01-01
0-004822 | IN-STAT | 7418 E HELM DR | SCOTTSDALE | AZ | 85260 | Maricopa | 2 | Perm Closure | 1975-01-01 | 10000 | Diesel | COMPARTMENT A |  | Asphalt coated or Bare Steel |  |  |  | Removal | 1992-12-22
0-001332 | CIRCLE K #848 | 22026 S ELLSWORTH RD | QUEEN CREEK | AZ | 85142 | Maricopa | 1 | Perm Closure | 1980-01-01 | 10000 | Gasoline | COMPARTMENT A |  | Asphalt coated or Bare Steel |  |  |  | Removal | 1988-06-15
0-005457 | CIRCLE K #2918 | 3141 E DREXEL RD | TUCSON | AZ | 85706 | Pima | 2 | Perm Closure | 1972-04-04 | 8000 | Gasoline | COMPARTMENT A | Double Walled | Asphalt coated or Bare Steel | Pressure |  |  | Removal | 1993-10-08
0-001399 | CIRCLE K #2701347 | 4502 N 19TH AVE | PHOENIX | AZ | 85015 | Maricopa | 4 | Open | 2004-07-22 | 10000 | Gasoline | COMPARTMENT A | Double Walled | Fiberglass Reinforced Plastic | Pressure |  | Fiberglass Reinforced Plastic
0-001795 | B F GOODRICH CO | 40 E PIONEER ST | PHOENIX | AZ | 85040 | Maricopa | 1 | Perm Closure | 1981-01-01 | 1000 | Diesel | COMPARTMENT A |  | Asphalt coated or Bare Steel |  |  |  | Removal | 1994-09-01
0-000087 | ALTA MESA COUNTRY CLUB | 1460 N ALTA MESA DR | MESA | AZ | 85205 | Maricopa | 2 | Open | 1985-01-24 | 2000 | Diesel | COMPARTMENT A | Single Walled | Asphalt coated or Bare Steel | Suction - Check Valve at the Tank Top
0-007255 | ABEL TOOL & SUPPLY | 4055 E SPEEDWAY BLVD | TUCSON | AZ | 85712 | Pima | 1 | Perm Closure | 2005-06-17 | 500 | Gasoline | COMPARTMENT A | Unknown | Asphalt coated or Bare Steel | Gravity Feed |  | Bare or Galvanized Steel | Removal | 1991-03-19
0-001075 | CHEVRON #9-5880 | 517 S 5TH AVE | SAFFORD | AZ | 85546 | Graham | 2 | Perm Closure | 1982-01-01 | 10000 | Gasoline | COMPARTMENT A | Double Walled | Fiberglass Reinforced Plastic |  |  |  | Removal | 1989-12-27
0-004324 | 4 SONS FOOD STORES #503 | 13779 N FOUNTAIN HILLS BLVD | FOUNTAIN HILLS | AZ | 85268 | Maricopa | 2 | Open | 1992-05-01 | 8000 | Gasoline | COMPARTMENT A | Double Walled | Fiberglass Reinforced Plastic | Pressure | Double Walled | Fiberglass Reinforced Plastic
0-003660 | JC PENNY #90-1 | 4530 N ORACLE RD | TUCSON | AZ | 85705 | Pima | 1 | Perm Closure | 1983-01-01 | 280 | Diesel | COMPARTMENT A | Single Walled | Asphalt coated or Bare Steel |  |  |  | Removal | 1995-03-03
0-003081 | BILTMORE CAR WASH | 4826 N 16TH ST | PHOENIX | AZ | 85016 | Maricopa | 7 | Perm Closure | 2005-06-17 | 250 | Unidentified | COMPARTMENT A | Unknown | Asphalt coated or Bare Steel | Suction - Check Valve at the Tank Top |  | Bare or Galvanized Steel | Closed in Place | 1986-01-01
0-003081 | BILTMORE CAR WASH | 4826 N 16TH ST | PHOENIX | AZ | 85016 | Maricopa | 2 | Perm Closure | 1964-02-27 | 3000 | Gasoline | COMPARTMENT A | Unknown | Unknown |  |  |  | Removal | 1991-01-09
0-001561 | CAMELBACK TOYOTA | 1550 E CAMELBACK RD | PHOENIX | AZ | 85014 | Maricopa | 3 | Perm Closure | 1961-01-01 | 550 | Antifreeze / Ethylene Glycol | COMPARTMENT A |  | Asphalt coated or Bare Steel |  |  |  | Removal | 1993-01-14
0-002675 | FLAGSTAFF PLANT #21 | 633 E BRANNEN AVE | FLAGSTAFF | AZ | 86001 | Coconino | 2 | Perm Closure | 1962-09-15 | 4000 | Diesel | COMPARTMENT A | Single Walled | Asphalt coated or Bare Steel |  |  |  | Removal | 1989-11-30
0-001600 | COCONINO COUNTY - WILLIAMS MAINTENANCE YARD | 1900 COUNTRY CLUB RD | WILLIAMS | AZ | 86046 | Coconino | 4 | Perm Closure | 1978-01-01 | 10000 | Diesel | COMPARTMENT A |  | Asphalt coated or Bare Steel |  |  |  | Removal | 1991-05-14
0-005135 | BLOCK-LITE | 3900 E INDUSTRIAL DR | FLAGSTAFF | AZ | 86004 | Coconino | 3 | Perm Closure | 1976-01-01 | 5000 | Diesel | COMPARTMENT A | Single Walled | Asphalt coated or Bare Steel |  |  |  | Removal | 1991-11-15
0-000926 | TEXACO #61-274-0345 | 1501 S 4TH AVE | YUMA | AZ | 85364 | Yuma | 1 | Perm Closure | 1981-01-01 | 12000 | Diesel | COMPARTMENT A |  | Asphalt coated or Bare Steel | Pressure |  | Fiberglass Reinforced Plastic | Removal | 1998-09-10
0-001706 | BAGDAD CONCENTRATOR COPPER FILTER | 115 MAIN ST | BAGDAD | AZ | 86321 | Yavapai | 1 | Perm Closure | 1977-01-01 | 12000 | Diesel | COMPARTMENT A |  | Fiberglass Reinforced Plastic |  |  |  | Removal | 1991-10-15
0-004460 | MIKE'S MINI MARKET | 924 E GURLEY ST | PRESCOTT | AZ | 86301 | Yavapai | 2 | Perm Closure | 2005-06-17 | 2000 | Gasoline | COMPARTMENT A | Double Walled | Asphalt coated or Bare Steel |  |  |  | Removal | 1986-07-01
0-004460 | MIKE'S MINI MARKET | 924 E GURLEY ST | PRESCOTT | AZ | 86301 | Yavapai | 8 | Perm Closure | 1986-12-01 | 8000 | Diesel | COMPARTMENT A | Double Walled | Composite (Steel/Fiberglass) | Pressure | Double Walled | Fiberglass Reinforced Plastic | Removal | 2020-05-20
0-002115 | PARCEL 118-18-165B | 1700 S 4TH AVE | TUCSON | AZ | 85713 | Pima | 2 | Perm Closure | 1978-04-28 | 4000 | Diesel | COMPARTMENT A | Unknown | Unknown |  |  |  | Removal | 1990-04-23
0-006307 | DTG OPERATIONS INC | 2340 E ELVIRA RD | TUCSON | AZ | 85756 | Pima | 1 | Perm Closure | 1979-08-09 | 12000 | Gasoline | COMPARTMENT A | Double Walled | Asphalt coated or Bare Steel | Pressure |  | Fiberglass Reinforced Plastic | Removal | 1993-01-26
0-004631 | 7-ELEVEN #18602 | 1201 S AVENIDA POLAR | TUCSON | AZ | 85710 | Pima | 1 | Perm Closure | 1976-03-25 | 9940 | Gasoline | COMPARTMENT A | Unknown | Asphalt coated or Bare Steel |  |  |  | Removal | 1991-12-20
0-004631 | 7-ELEVEN #18602 | 1201 S AVENIDA POLAR | TUCSON | AZ | 85710 | Pima | 3 | Perm Closure | 1976-03-25 | 6000 | Gasoline | COMPARTMENT A | Unknown | Asphalt coated or Bare Steel |  |  |  | Removal | 1991-12-20
0-004631 | 7-ELEVEN #18602 | 1201 S AVENIDA POLAR | TUCSON | AZ | 85710 | Pima | 2 | Perm Closure | 1976-03-25 | 8000 | Gasoline | COMPARTMENT A | Unknown | Asphalt coated or Bare Steel |  |  |  | Removal | 1991-12-20
0-006834 | RALPH'S TRANSFER & STORAGE | 3003 S COUNTRY CLUB RD | TUCSON | AZ | 85713 | Pima | 2 | Perm Closure | 1978-01-01 | 6000 | Diesel | COMPARTMENT A | Double Walled | Fiberglass Reinforced Plastic |  |  |  | Removal | 1990-05-08
0-005087 | UNOCAL #7370 | 6760 E TANQUE VERDE RD | TUCSON | AZ | 85715 | Pima | 1 | Perm Closure | 1989-01-01 | 12000 | Gasoline | COMPARTMENT A | Double Walled | Composite (Steel/Fiberglass) | Pressure | Double Walled | Fiberglass Reinforced Plastic | Removal | 1998-12-01
0-009013 | IRS RADIATOR SERVICE | 4998 N CASA GRANDE HWY | TUCSON | AZ | 85743 | Pima | 1 | Perm Closure | 2005-06-17 | 650 | Used Oil/Waste Oil | COMPARTMENT A | Single Walled | Asphalt coated or Bare Steel |  |  |  | Removal | 1996-10-31
0-000878 | SUNSHINE SUN VALLEY |  | SUN VALLEY |  |  | Navajo | 1 | Perm Closure | 2005-06-17 | 4000 | Gasoline | COMPARTMENT A |  | Asphalt coated or Bare Steel |  |  |  | Removal | 1990-10-20
0-006587 | SUPER STOP | 10485 S BARRACKMAN RD | MOHAVE VALLEY | AZ | 86440 | Mohave | 2 | Perm Closure | 1975-12-25 | 3000 | Gasoline | COMPARTMENT A | Unknown | Unknown |  |  |  | Removal | 1988-12-21
0-010355 | MAVERIK COUNTRY STORE #387 | 2110 N PARK DR | WINSLOW | AZ | 86047 | Navajo | 1 | Open | 2010-03-01 | 12000 | Gasoline | COMPARTMENT A | Double Walled | Fiberglass Reinforced Plastic | Pressure | Double Walled | Flexible
0-002682 | CHEVRON #705 | 3445 W VAN BUREN ST | PHOENIX | AZ | 85009 | Maricopa | 1 | Perm Closure | 1968-11-01 | 10000 | Gasoline | COMPARTMENT A | Double Walled | Asphalt coated or Bare Steel |  |  |  | Removal | 1990-08-01
0-004284 | GRANDVIEW CAR WASH | 5123 N 59TH AVE | GLENDALE | AZ | 85301 | Maricopa | 3 | Perm Closure | 1967-06-30 | 5000 | Gasoline | COMPARTMENT A | Double Walled | Asphalt coated or Bare Steel | Pressure |  | Bare or Galvanized Steel | Removal | 1996-01-30
0-002800 | WHITING STATION #120 | 945 N ARIZONA AVE | CHANDLER | AZ | 85225 | Maricopa | 6 | Perm Closure | 1988-01-01 | 12000 | Gasoline | COMPARTMENT A | Double Walled | Composite (Steel/Fiberglass) | Pressure | Double Walled | Fiberglass Reinforced Plastic | Removal | 2014-01-15
0-002800 | WHITING STATION #120 | 945 N ARIZONA AVE | CHANDLER | AZ | 85225 | Maricopa | 4 | Perm Closure | 1976-01-01 | 12000 | Diesel | COMPARTMENT A |  | Asphalt coated or Bare Steel |  |  |  | Removal | 1988-03-30
0-001371 | CIRCLE K #1175 | 13620 E WILLIAMS FIELD RD | GILBERT | AZ | 85295 | Maricopa | 2 | Perm Closure | 1969-01-01 | 10000 | Gasoline | COMPARTMENT A |  | Asphalt coated or Bare Steel |  |  |  | Removal | 1989-03-27
0-006306 | NATIONAL CAR RENTAL | 2246 E WASHINGTON ST | PHOENIX | AZ | 85034 | Maricopa | 4 | Perm Closure | 1989-10-01 | 12000 | Gasoline | COMPARTMENT A | Double Walled | Fiberglass Reinforced Plastic | Pressure | Double Walled | Fiberglass Reinforced Plastic | Removal | 2006-04-26
0-007044 | CUDHAY MEAT PACKING CO | VAN BUREN & 46TH ST | PHOENIX | AZ | 85034 | Maricopa | 1 | Perm Closure | 2005-06-17 | 20000 | Diesel | COMPARTMENT A |  | Asphalt coated or Bare Steel |  |  |  | Removal | 1993-05-11
0-000500 | VACANT LOT - FORMER ARCO #6107 | 3202 E SHEA BLVD | PHOENIX | AZ | 85028 | Maricopa | 4 | Perm Closure | 1971-01-01 | 550 | Used Oil/Waste Oil | COMPARTMENT A |  | Asphalt coated or Bare Steel |  |  |  | Removal | 1991-01-31
0-000500 | VACANT LOT - FORMER ARCO #6107 | 3202 E SHEA BLVD | PHOENIX | AZ | 85028 | Maricopa | 1 | Perm Closure | 1984-01-01 | 12000 | Gasoline | COMPARTMENT A | Double Walled | Fiberglass Reinforced Plastic | Pressure |  | Fiberglass Reinforced Plastic | Removal | 2002-11-05
0-005409 | CIRCLE K #2817 | 2120 N 35TH AVE | PHOENIX | AZ | 85009 | Maricopa | 1 | Perm Closure | 1971-04-25 | 10000 | Gasoline | COMPARTMENT A | Double Walled | Asphalt coated or Bare Steel |  |  |  | Removal | 1995-01-20
0-005409 | CIRCLE K #2817 | 2120 N 35TH AVE | PHOENIX | AZ | 85009 | Maricopa | 3 | Open | 1995-02-01 | 10000 | Gasoline | COMPARTMENT A | Double Walled | Fiberglass Reinforced Plastic | Pressure | Double Walled | Fiberglass Reinforced Plastic
0-005338 | PHOENIX-MESA GATEWAY AIRPORT | 5835 S SOSSAMAN RD | MESA | AZ | 85212 | Maricopa | 48 | Perm Closure | 1974-01-01 | 550 | Diesel | COMPARTMENT A | Single Walled | Asphalt coated or Bare Steel |  |  |  | Removal | 1993-11-01
0-005338 | PHOENIX-MESA GATEWAY AIRPORT | 5835 S SOSSAMAN RD | MESA | AZ | 85212 | Maricopa | 22 | Perm Closure | 1942-01-01 | 25000 | Jet Fuel | COMPARTMENT A | Single Walled | Asphalt coated or Bare Steel |  |  |  | Removal | 1991-04-22
0-005338 | PHOENIX-MESA GATEWAY AIRPORT | 5835 S SOSSAMAN RD | MESA | AZ | 85212 | Maricopa | 7 | Perm Closure | 1957-01-01 | 1000 | Gasoline | COMPARTMENT A | Single Walled | Asphalt coated or Bare Steel | Suction - Check Valve at the Tank Top |  | Bare or Galvanized Steel | Removal | 1988-01-01
0-005338 | PHOENIX-MESA GATEWAY AIRPORT | 5835 S SOSSAMAN RD | MESA | AZ | 85212 | Maricopa | 50 | Perm Closure | 1967-01-01 | 150 | Diesel | COMPARTMENT A | Single Walled | Asphalt coated or Bare Steel |  |  |  | Removal | 1981-01-01
0-005338 | PHOENIX-MESA GATEWAY AIRPORT | 5835 S SOSSAMAN RD | MESA | AZ | 85212 | Maricopa | 93 | Perm Closure | 1988-01-01 | 1000 | Jet Fuel | COMPARTMENT A | Double Walled | Fiberglass Reinforced Plastic | Gravity Feed |  |  | Removal | 1993-10-29
0-005338 | PHOENIX-MESA GATEWAY AIRPORT | 5835 S SOSSAMAN RD | MESA | AZ | 85212 | Maricopa | 99 | Perm Closure | 1955-01-01 | 500 | Used Oil/Waste Oil | COMPARTMENT A | Single Walled | Asphalt coated or Bare Steel | Gravity Feed |  | Bare or Galvanized Steel | Removal | 1993-10-01
0-005338 | PHOENIX-MESA GATEWAY AIRPORT | 5835 S SOSSAMAN RD | MESA | AZ | 85212 | Maricopa | 55 | Perm Closure | 1986-08-27 | 10000 | Gasoline | COMPARTMENT A | Double Walled | Fiberglass Reinforced Plastic |  |  |  | Removal | 1994-02-03
0-005338 | PHOENIX-MESA GATEWAY AIRPORT | 5835 S SOSSAMAN RD | MESA | AZ | 85212 | Maricopa | 12 | Perm Closure | 1967-01-01 | 500 | Used Oil/Waste Oil | COMPARTMENT A | Single Walled | Asphalt coated or Bare Steel |  |  |  | Removal | 1993-10-29
0-005338 | PHOENIX-MESA GATEWAY AIRPORT | 5835 S SOSSAMAN RD | MESA | AZ | 85212 | Maricopa | 51 | Perm Closure | 1969-01-01 | 550 | Diesel | COMPARTMENT A | Single Walled | Asphalt coated or Bare Steel |  |  |  | Removal | 1993-11-03
0-005338 | PHOENIX-MESA GATEWAY AIRPORT | 5835 S SOSSAMAN RD | MESA | AZ | 85212 | Maricopa | 2 | Perm Closure | 1961-01-01 | 500 | Diesel | COMPARTMENT A | Single Walled | Asphalt coated or Bare Steel | Suction - Check Valve at the Tank Top |  | Bare or Galvanized Steel | Removal | 1993-11-02
0-007955 | PERFORMANCE ENGINEERING | 10201 N CAVE CREEK RD | PHOENIX | AZ | 85020 | Maricopa | 1 | Perm Closure | 2005-06-17 | 4000 | Gasoline | COMPARTMENT A | Double Walled | Asphalt coated or Bare Steel | Suction - Check Valve at the Tank Top |  | Bare or Galvanized Steel | Removal | 1992-08-26
0-003822 | CITY OF PHOENIX - FIRE STATION #24 | 2602 N 43RD AVE | PHOENIX | AZ | 85009 | Maricopa | 2 | Perm Closure | 1974-01-01 | 1000 | Diesel | COMPARTMENT A | Single Walled | Asphalt coated or Bare Steel |  |  |  | Removal | 1987-10-27
0-005010 | UPS PHOENIX HUB | 3150 N 31ST AVE | PHOENIX | AZ | 85017 | Maricopa | 5 | Open | 1976-01-01 | 20000 | Diesel | COMPARTMENT A | Single Walled | Asphalt coated or Bare Steel | Pressure | Double Walled | Fiberglass Reinforced Plastic
0-007010 | DEER-O PAINTS & CHEMICALS | 2431 E VAN BUREN ST | PHOENIX | AZ | 85008 | Maricopa | 3 | Perm Closure | 2005-06-17 | 10000 | Other | COMPARTMENT A | Single Walled | Asphalt coated or Bare Steel | Suction - Check Valve at the Tank Top | Single Walled | Bare or Galvanized Steel | Removal | 1985-05-29
0-003301 | RDO EQUIPMENT CO. | 48465 PARKER POSTON RD | EHRENBERG | AZ | 85334 | La Paz | 1 | Perm Closure | 1974-01-01 | 1000 | Gasoline | COMPARTMENT A | Unknown | Asphalt coated or Bare Steel |  |  |  | Removal | 1989-05-15
0-003236 | MOBIL 18-MCQ | 3202 E CACTUS RD | PHOENIX | AZ | 85032 | Maricopa | 2 | Perm Closure | 1970-01-01 | 10000 | Gasoline | COMPARTMENT A |  | Asphalt coated or Bare Steel | Pressure |  |  | Removal | 1987-04-02
0-003236 | MOBIL 18-MCQ | 3202 E CACTUS RD | PHOENIX | AZ | 85032 | Maricopa | 4 | Perm Closure | 1987-04-01 | 10000 | Gasoline | COMPARTMENT A | Double Walled | Fiberglass Reinforced Plastic | Pressure | Double Walled | Fiberglass Reinforced Plastic | Removal | 2003-05-28
0-003236 | MOBIL 18-MCQ | 3202 E CACTUS RD | PHOENIX | AZ | 85032 | Maricopa | 6 | Perm Closure | 1987-04-01 | 12000 | Gasoline | COMPARTMENT A | Double Walled | Fiberglass Reinforced Plastic | Pressure | Double Walled | Fiberglass Reinforced Plastic | Removal | 2003-05-28
0-003236 | MOBIL 18-MCQ | 3202 E CACTUS RD | PHOENIX | AZ | 85032 | Maricopa | 7 | Perm Closure | 1987-04-01 | 1000 | Used Oil/Waste Oil | COMPARTMENT A | Double Walled | Fiberglass Reinforced Plastic | Gravity Feed | Double Walled | Fiberglass Reinforced Plastic | Removal | 2001-05-01
0-002316 | WILHELM GARAGE | 200 W INDIAN SCHOOL RD | LITCHFIELD PARK | AZ | 85340 | Maricopa | 1 | Perm Closure | 1966-04-29 | 8000 | Gasoline | COMPARTMENT A | Single Walled | Asphalt coated or Bare Steel |  |  |  | Removal | 1990-03-14
0-000338 | PARKER OIL PRODUCTS | 785 KIOWA AVE | LAKE HAVASU CITY | AZ | 86403 | Mohave | 1 | Perm Closure | 1983-01-01 | 10000 | Gasoline | COMPARTMENT A |  | Asphalt coated or Bare Steel | Pressure |  |  | Removal | 1998-01-30
0-000338 | PARKER OIL PRODUCTS | 785 KIOWA AVE | LAKE HAVASU CITY | AZ | 86403 | Mohave | 5 | Open | 1997-11-07 | 12000 | Gasoline | COMPARTMENT A | Double Walled | Composite (Steel/Fiberglass) | Pressure | Double Walled | Fiberglass Reinforced Plastic
0-009525 | CIRCLE K STORE #2709182 | 3989 W RAY RD | CHANDLER | AZ | 85226 | Maricopa | 4 | Open | 1997-01-01 | 15000 | Gasoline | COMPARTMENT A | Double Walled | Fiberglass Reinforced Plastic | Pressure | Double Walled | Fiberglass Reinforced Plastic
0-009525 | CIRCLE K STORE #2709182 | 3989 W RAY RD | CHANDLER | AZ | 85226 | Maricopa | 1 | Open | 1997-01-01 | 10000 | Diesel | COMPARTMENT A | Double Walled | Fiberglass Reinforced Plastic | Pressure | Double Walled | Fiberglass Reinforced Plastic
0-000606 | AMCEP METALS | 4484 E TENNESSEE ST | TUCSON | AZ | 85714 | Pima | 3 | Perm Closure | 1976-01-01 | 3000 | Gasoline | COMPARTMENT A |  | Asphalt coated or Bare Steel |  |  |  | Removal | 1991-02-19
0-002241 | GM DESERT PROVING GROUND | 13303 S ELLSWORTH RD | MESA | AZ | 85212 | Maricopa | 30 | Perm Closure | 1976-01-01 | 4000 | Gasoline | COMPARTMENT A |  | Asphalt coated or Bare Steel |  |  |  | Removal | 1990-05-10
0-002241 | GM DESERT PROVING GROUND | 13303 S ELLSWORTH RD | MESA | AZ | 85212 | Maricopa | 59 | Perm Closure | 1993-10-01 | 12000 | Gasoline | COMPARTMENT A | Double Walled | Fiberglass Reinforced Plastic | Pressure | Double Walled | Fiberglass Reinforced Plastic | Removal | 2014-02-11
0-002241 | GM DESERT PROVING GROUND | 13303 S ELLSWORTH RD | MESA | AZ | 85212 | Maricopa | 8 | Perm Closure | 1966-01-01 | 1000 | Unidentified | COMPARTMENT A |  | Asphalt coated or Bare Steel |  |  |  | Removal | 1990-05-08
0-002241 | GM DESERT PROVING GROUND | 13303 S ELLSWORTH RD | MESA | AZ | 85212 | Maricopa | 12 | Perm Closure | 1976-01-01 | 12000 | Gasoline | COMPARTMENT A |  | Asphalt coated or Bare Steel |  |  |  | Removal | 1990-05-07
0-002241 | GM DESERT PROVING GROUND | 13303 S ELLSWORTH RD | MESA | AZ | 85212 | Maricopa | 27 | Perm Closure | 1976-01-01 | 12000 | Gasoline | COMPARTMENT A |  | Asphalt coated or Bare Steel |  |  |  | Removal | 1993-07-20
0-002241 | GM DESERT PROVING GROUND | 13303 S ELLSWORTH RD | MESA | AZ | 85212 | Maricopa | 56 | Perm Closure | 1992-04-01 | 12000 | Gasoline | COMPARTMENT A | Double Walled | Fiberglass Reinforced Plastic | Pressure | Double Walled | Fiberglass Reinforced Plastic | Removal | 2014-02-13
0-002241 | GM DESERT PROVING GROUND | 13303 S ELLSWORTH RD | MESA | AZ | 85212 | Maricopa | 63 | Perm Closure | 1997-01-09 | 25000 | Gasoline | COMPARTMENT A | Double Walled | Fiberglass Reinforced Plastic | Pressure | Double Walled | Fiberglass Reinforced Plastic | Removal | 2014-02-21
0-001719 | MOBIL - FORMER | 1621 N 24TH ST | PHOENIX | AZ | 85008 | Maricopa | 4 | Perm Closure | 2019-12-10 | 400 | Used Oil/Waste Oil | COMPARTMENT A | Single Walled | Asphalt coated or Bare Steel |  |  |  | Removal | 2019-12-27
0-004100 | BUCKAROO ROUNDUP MARKET #419 | 1496 N STATE ROUTE 89 | CHINO VALLEY | AZ | 86323 | Yavapai | 2 | Perm Closure | 1975-01-01 | 6000 | Gasoline | COMPARTMENT A |  | Asphalt coated or Bare Steel | Pressure |  | Fiberglass Reinforced Plastic | Removal | 1997-08-05
0-008918 | AUTO INC | 1930 W 1ST ST | YUMA | AZ | 85364 | Yuma | 2 | Perm Closure | 1960-01-01 | 3000 | Gasoline | COMPARTMENT A | Double Walled | Asphalt coated or Bare Steel |  |  |  | Removal | 1999-02-03
0-008918 | AUTO INC | 1930 W 1ST ST | YUMA | AZ | 85364 | Yuma | 1 | Perm Closure | 1960-01-01 | 3000 | Gasoline | COMPARTMENT A | Double Walled | Asphalt coated or Bare Steel |  |  |  | Removal | 1999-02-03
0-001283 | CIRCLE K #690 | 4422 S 19TH AVE | PHOENIX | AZ | 85041 | Maricopa | 1 | Perm Closure | 1981-01-01 | 10000 | Gasoline | COMPARTMENT A |  | Asphalt coated or Bare Steel | Pressure |  |  | Removal | 1993-11-30
0-004320 | HAVASU REGIONAL MEDICAL CENTER | 101 CIVIC CENTER LN | LAKE HAVASU CITY | AZ | 86403 | Mohave | 3 | Open | 1992-03-12 | 550 | Diesel | COMPARTMENT A | Double Walled | Fiberglass Reinforced Plastic | Suction - Check Valve at the Tank Top | Double Walled | Fiberglass Reinforced Plastic
0-003146 | MESA UNIFIED SCHOOL DISTRICT - MAINTENANCE FACILITY | 837 S POWER RD | MESA | AZ | 85206 | Maricopa | 9 | Open | 2019-06-26 | 15000 | Gasoline (UL) | COMPARTMENT A | Double Walled | Polyethylene Jacketed Steel | Pressure | Double Walled | Fiberglass Reinforced Plastic
0-003146 | MESA UNIFIED SCHOOL DISTRICT - MAINTENANCE FACILITY | 837 S POWER RD | MESA | AZ | 85206 | Maricopa | 11 | Open | 2019-06-26 | 15000 | Diesel | COMPARTMENT A | Double Walled | Polyethylene Jacketed Steel | Pressure | Double Walled | Fiberglass Reinforced Plastic
0-003146 | MESA UNIFIED SCHOOL DISTRICT - MAINTENANCE FACILITY | 837 S POWER RD | MESA | AZ | 85206 | Maricopa | 3 | Perm Closure | 1982-05-01 | 10000 | Diesel | COMPARTMENT A | Double Walled | Asphalt coated or Bare Steel | Suction - Check Valve at the Tank Top |  | Bare or Galvanized Steel | Removal | 1997-08-13
0-007392 | SANDERS UNIFIED SCHOOL DISTRICT - MAINTENANCE YARD |  | SANDERS |  |  | Apache | 6 | Perm Closure | 1985-01-01 | 1000 | Solvent | COMPARTMENT A | Single Walled | Asphalt coated or Bare Steel | Suction - Check Valve at the Tank Top |  |  | Removal | 1998-12-09
0-001377 | CIRCLE K #2701198 | 721 N 195TH AVE | BUCKEYE | AZ | 85326 | Maricopa | 2 | Perm Closure | 1976-01-01 | 10000 | Gasoline | COMPARTMENT A |  | Asphalt coated or Bare Steel | Pressure |  | Fiberglass Reinforced Plastic | Removal | 2002-11-07
0-001377 | CIRCLE K #2701198 | 721 N 195TH AVE | BUCKEYE | AZ | 85326 | Maricopa | 6 | Open | 2002-11-11 | 15000 | Gasoline | COMPARTMENT A | Double Walled | Fiberglass Reinforced Plastic | Pressure | Double Walled | Fiberglass Reinforced Plastic
0-001377 | CIRCLE K #2701198 | 721 N 195TH AVE | BUCKEYE | AZ | 85326 | Maricopa | 4 | Open | 2002-11-11 | 15000 | Diesel | COMPARTMENT A | Double Walled | Fiberglass Reinforced Plastic | Pressure | Double Walled | Fiberglass Reinforced Plastic
0-010049 | PARK PLACE TRAVEL CENTER | 185 N RIGGLES RD | QUARTZSITE | AZ | 85346 | La Paz | 3 | Open | 2008-07-15 | 15000 | Diesel | COMPARTMENT B | Double Walled | Fiberglass Reinforced Plastic | Pressure | Double Walled | Fiberglass Reinforced Plastic
0-009069 | AIRWAYS EXPRESS | 3461 E ANDY DEVINE AVE | KINGMAN | AZ | 86401 | Mohave | 2 | Open | 1997-05-22 | 3000 | Diesel | COMPARTMENT B | Single Walled | Asphalt coated or Bare Steel | Pressure | Double Walled | Fiberglass Reinforced Plastic
0-004128 | EL MIRAGE LANDFILL | 11411 N 114TH AVE | EL MIRAGE | AZ | 85335 | Maricopa | 1 | Perm Closure | 1980-01-10 | 5000 | Diesel | COMPARTMENT A | Unknown | Asphalt coated or Bare Steel |  |  |  | Removal | 1989-01-01
0-010041 | QUIKTRIP #409 | 6705 W BUCKEYE RD | PHOENIX | AZ | 85043 | Maricopa | 2 | Open | 2004-06-09 | 20000 | Gasoline | COMPARTMENT A | Double Walled | Fiberglass Reinforced Plastic | Pressure | Double Walled | Flexible
0-004420 | SEARS ROEBUCK & CO 8309 | 807 S EUCLID AVE | TUCSON | AZ | 85719 | Pima | 1 | Perm Closure | 2005-06-17 |  | Gasoline | COMPARTMENT A | Unknown | Unknown |  |  |  | Removal | 1976-01-01
0-004420 | SEARS ROEBUCK & CO 8309 | 807 S EUCLID AVE | TUCSON | AZ | 85719 | Pima | 2 | Perm Closure | 2005-06-17 | 8000 | Gasoline | COMPARTMENT A | Unknown | Unknown |  |  |  | Removal | 1987-01-02
0-002292 | HAVEN OF GLOBE | 1100 E MONROE ST | GLOBE | AZ | 85501 | Gila | 1 | Open | 1970-01-01 | 10000 | Red Diesel | COMPARTMENT A |  | Asphalt coated or Bare Steel | Suction - Check Valve at the Tank Top |  | Bare or Galvanized Steel
0-000730 | SCHROEDER'S AUTO SERVICE | 2701 N CAMPBELL AVE | TUCSON | AZ | 85719 | Pima | 2 | Perm Closure | 1948-01-01 | 2000 | Gasoline | COMPARTMENT A | Single Walled | Asphalt coated or Bare Steel |  |  |  | Removal | 1988-03-31
0-000730 | SCHROEDER'S AUTO SERVICE | 2701 N CAMPBELL AVE | TUCSON | AZ | 85719 | Pima | 5 | Perm Closure | 1948-01-01 | 500 | Used Oil/Waste Oil | COMPARTMENT A | Single Walled | Asphalt coated or Bare Steel |  |  |  | Removal | 1988-03-31
0-009197 | CIRCLE K STORE #2741634 | 6310 E GOLF LINKS RD | TUCSON | AZ | 85730 | Pima | 2 | Open | 1997-07-21 | 12000 | Gasoline (PUL) | COMPARTMENT A | Double Walled | Composite (Steel/Fiberglass) | Pressure | Double Walled | Fiberglass Reinforced Plastic
0-002092 | ROSS AVIATION | 14700 N AIRPORT DR | SCOTTSDALE | AZ | 85260 | Maricopa | 3 | Open | 1985-01-01 | 1000 | Used Oil/Waste Oil | COMPARTMENT A |  | Fiberglass Reinforced Plastic | Gravity Feed | Single Walled | Bare or Galvanized Steel
0-002597 | CYEV CO ASSOCIATES | 604 W MCKELLIPS RD | MESA | AZ | 85201 | Maricopa | 1 | Perm Closure | 1981-08-14 | 1000 | Gasoline | COMPARTMENT A | Double Walled | Asphalt coated or Bare Steel |  |  |  | Removal | 1990-12-01
0-005747 | COCHISE MAINTENANCE FACILITY | 9792 E LARRY HUGHES DR | SCOTTSDALE | AZ | 85262 | Maricopa | 3 | Open | 2020-07-30 | 2000 | Diesel | COMPARTMENT B | Double Walled | Fiberglass Reinforced Plastic | Pressure | Double Walled | Fiberglass Reinforced Plastic
0-006972 | METRO GAS | 7889 E 22ND ST | TUCSON | AZ | 85710 | Pima | 2 | Perm Closure | 1990-04-01 | 12000 | Gasoline | COMPARTMENT A | Double Walled | Fiberglass Reinforced Plastic | Pressure |  | Fiberglass Reinforced Plastic | Removal | 2012-10-23
0-010414 | FRYS FUEL CENTER #699 | 11203 E SOUTH FRONTAGE RD | YUMA | AZ | 85365 | Yuma | 2 | Open | 2011-04-21 | 8000 | Gasoline | COMPARTMENT B | Double Walled | Fiberglass Reinforced Plastic | Pressure | Double Walled | Flexible
0-010424 | QUIKTRIP #1487 | 10230 E GOLF LINKS RD | TUCSON | AZ | 85730 | Pima | 4 | Open | 2011-06-23 | 12000 | Diesel | COMPARTMENT A | Double Walled | Fiberglass Reinforced Plastic | Pressure | Double Walled | Fiberglass Reinforced Plastic
0-010433 | QUIKTRIP #1496 | 6385 E GOLF LINKS RD | TUCSON | AZ | 85730 | Pima | 4 | Open | 2011-08-11 | 12000 | Diesel | COMPARTMENT A | Double Walled | Fiberglass Reinforced Plastic | Pressure | Double Walled | Fiberglass Reinforced Plastic
0-010433 | QUIKTRIP #1496 | 6385 E GOLF LINKS RD | TUCSON | AZ | 85730 | Pima | 1 | Open | 2011-08-11 | 20000 | Gasoline | COMPARTMENT A | Double Walled | Fiberglass Reinforced Plastic | Pressure | Double Walled | Fiberglass Reinforced Plastic
0-005674 | WILLIG FREIGHT LINES | 1648 S 51ST AVE | PHOENIX | AZ | 85043 | Maricopa | 2 | Perm Closure | 1981-05-07 | 10000 | Diesel | COMPARTMENT A | Unknown | Asphalt coated or Bare Steel | Pressure |  |  | Removal | 1996-05-17
0-000439 | ASU | 651 E UNIVERSITY DR | TEMPE | AZ | 85281 | Maricopa | 1 | Perm Closure | 1976-01-01 | 40000 | Diesel | COMPARTMENT A |  | Asphalt coated or Bare Steel |  |  |  | Removal | 1996-05-31
0-000439 | ASU | 651 E UNIVERSITY DR | TEMPE | AZ | 85281 | Maricopa | 4 | Perm Closure | 1976-01-01 | 3000 | Gasoline | COMPARTMENT A |  | Asphalt coated or Bare Steel |  |  |  | Removal | 1989-01-10
0-000439 | ASU | 651 E UNIVERSITY DR | TEMPE | AZ | 85281 | Maricopa | 5 | Perm Closure | 1976-01-01 | 3000 | Gasoline | COMPARTMENT A |  | Asphalt coated or Bare Steel |  |  |  | Removal | 1989-01-10
0-000439 | ASU | 651 E UNIVERSITY DR | TEMPE | AZ | 85281 | Maricopa | 17 | Open | 1996-06-01 | 30000 | Diesel | COMPARTMENT A | Double Walled | Fiberglass Reinforced Plastic | Suction - Check Valve at the Tank Top | Single Walled | Fiberglass Reinforced Plastic
0-000439 | ASU | 651 E UNIVERSITY DR | TEMPE | AZ | 85281 | Maricopa | 18 | Open | 1996-06-01 | 30000 | Diesel | COMPARTMENT A | Double Walled | Fiberglass Reinforced Plastic | Suction - Check Valve at the Tank Top | Single Walled | Fiberglass Reinforced Plastic
0-000345 | ADOT - PHOENIX MOTOR POOL | 1655 W JACKSON ST | PHOENIX | AZ | 85007 | Maricopa | 2 | Perm Closure | 1977-01-01 | 6000 | Gasoline | COMPARTMENT A | Single Walled | Asphalt coated or Bare Steel | Pressure |  | Fiberglass Reinforced Plastic | Removal | 1993-08-31
0-003209 | CIRCLE K STORE #2709169 | 4101 N HAYDEN RD | SCOTTSDALE | AZ | 85251 | Maricopa | 7 | Perm Closure | 1985-11-01 | 12000 | Gasoline | COMPARTMENT A | Double Walled | Fiberglass Reinforced Plastic | Pressure | Single Walled | Fiberglass Reinforced Plastic | Removal | 2018-09-19
0-003209 | CIRCLE K STORE #2709169 | 4101 N HAYDEN RD | SCOTTSDALE | AZ | 85251 | Maricopa | 6 | Perm Closure | 1985-11-01 | 12000 | Gasoline | COMPARTMENT A | Double Walled | Fiberglass Reinforced Plastic | Pressure | Single Walled | Fiberglass Reinforced Plastic | Removal | 2018-09-19
0-003209 | CIRCLE K STORE #2709169 | 4101 N HAYDEN RD | SCOTTSDALE | AZ | 85251 | Maricopa | 8 | Open | 2019-04-15 | 8000 | Diesel | COMPARTMENT B | Double Walled | Fiberglass Reinforced Plastic
0-002267 | VACANT LOT |  | TUCSON |  |  | Pima | 3 | Perm Closure | 2005-06-17 |  | Gasoline | COMPARTMENT A | Single Walled | Asphalt coated or Bare Steel | Pressure |  | Bare or Galvanized Steel | Removal | 1990-11-01
0-009808 | PILOT TRAVEL CENTER #459 | 900 N 99TH AVE | AVONDALE | AZ | 85323 | Maricopa | 1 | Open | 2001-10-04 | 8000 | Gasoline | COMPARTMENT A | Double Walled | Composite (Steel/Fiberglass) | Pressure | Double Walled | Fiberglass Reinforced Plastic
0-003496 | SAINT JOHNS SERVICE CENTER | 65 N 200 W | SAINT JOHNS | AZ | 85936 | Apache | 1 | Perm Closure | 1976-05-02 | 1000 | Gasoline | COMPARTMENT A | Double Walled | Asphalt coated or Bare Steel |  |  |  | Removal | 1989-06-01
0-000287 | ADOT - PRESCOTT MAINTENANCE FACILITY | 1210 E SHELDON ST | PRESCOTT | AZ | 86301 | Yavapai | 2 | Perm Closure | 1977-01-01 | 13500 | Gasoline | COMPARTMENT A |  | Asphalt coated or Bare Steel | Suction - Check Valve at the Tank Top |  |  | Removal | 1999-11-10
0-003556 | CLOVER HILL SERVICE | 2590 W ROUTE 66 | WILLIAMS | AZ | 86046 | Coconino | 3 | Perm Closure | 1983-01-01 | 8000 | Gasoline | COMPARTMENT A | Single Walled | Asphalt coated or Bare Steel |  |  |  | Removal | 1990-03-27
0-003556 | CLOVER HILL SERVICE | 2590 W ROUTE 66 | WILLIAMS | AZ | 86046 | Coconino | 2 | Perm Closure | 1983-01-01 | 10000 | Gasoline | COMPARTMENT A | Single Walled | Asphalt coated or Bare Steel |  |  |  | Removal | 1990-03-27
0-008967 | CORNER MARKET | 15111 N HAYDEN RD | SCOTTSDALE | AZ | 85260 | Maricopa | 4 | Perm Closure | 1988-09-01 | 12000 | Diesel | COMPARTMENT A | Single Walled | Fiberglass Reinforced Plastic | Pressure |  | Fiberglass Reinforced Plastic | Removal | 2018-07-13
0-001435 | CIRCLE K #2701572 | 904 W BROADWAY RD | TEMPE | AZ | 85282 | Maricopa | 6 | Perm Closure | 1971-01-01 | 10000 | Gasoline | COMPARTMENT A |  | Asphalt coated or Bare Steel |  |  |  | Removal | 1987-01-01
0-001435 | CIRCLE K #2701572 | 904 W BROADWAY RD | TEMPE | AZ | 85282 | Maricopa | 4 | Perm Closure | 1971-01-01 | 4000 | Gasoline | COMPARTMENT B |  | Asphalt coated or Bare Steel |  |  |  | Removal | 1987-01-01
0-009520 | CIRCLE K #2706346 | 1810 S COUNTRY CLUB DR | MESA | AZ | 85210 | Maricopa | 4 | Open | 1999-08-11 | 12000 | Diesel | COMPARTMENT A | Single Walled | Fiberglass Reinforced Plastic | Pressure | Double Walled | Fiberglass Reinforced Plastic
0-009821 | CIRCLE K #2706461 | 2808 S DOBSON RD | MESA | AZ | 85202 | Maricopa | 2 | Open | 2001-07-26 | 10000 | Gasoline | COMPARTMENT A | Double Walled | Fiberglass Reinforced Plastic | Pressure | Double Walled | Flexible
0-002164 | CIRCLE K #2705281 | 6802 E CAVE CREEK RD | CAVE CREEK | AZ | 85331 | Maricopa | 4 | Open | 1984-01-01 | 10000 | Gasoline | COMPARTMENT A | Single Walled | Asphalt coated or Bare Steel | Pressure | Double Walled | Fiberglass Reinforced Plastic
0-002164 | CIRCLE K #2705281 | 6802 E CAVE CREEK RD | CAVE CREEK | AZ | 85331 | Maricopa | 3 | Open | 1984-01-01 | 10000 | Gasoline | COMPARTMENT A | Single Walled | Asphalt coated or Bare Steel | Pressure | Double Walled | Fiberglass Reinforced Plastic
0-000430 | CIRCLE K #2708596 | 1602 E WASHINGTON ST | PHOENIX | AZ | 85034 | Maricopa | 1 | Open | 1987-01-01 | 10000 | Gasoline | COMPARTMENT A | Double Walled | Fiberglass Reinforced Plastic | Pressure |  | Fiberglass Reinforced Plastic
0-000430 | CIRCLE K #2708596 | 1602 E WASHINGTON ST | PHOENIX | AZ | 85034 | Maricopa | 3 | Open | 1987-01-01 | 10000 | Gasoline | COMPARTMENT A | Double Walled | Fiberglass Reinforced Plastic | Pressure |  | Fiberglass Reinforced Plastic
0-001664 | CIRCLE K #2701944 | 3031 E 22ND ST | TUCSON | AZ | 85713 | Pima | 3 | Open | 1985-01-01 | 10000 | Gasoline | COMPARTMENT A | Single Walled | Fiberglass Reinforced Plastic | Pressure |  | Fiberglass Reinforced Plastic
0-001535 | CIRCLE K #2701974 | 2402 E MCDOWELL RD | PHOENIX | AZ | 85008 | Maricopa | 3 | Perm Closure | 1986-01-01 | 10000 | Gasoline (UL) | COMPARTMENT A | Single Walled | Fiberglass Reinforced Plastic | Pressure |  | Fiberglass Reinforced Plastic | Removal | 2019-11-12
0-001535 | CIRCLE K #2701974 | 2402 E MCDOWELL RD | PHOENIX | AZ | 85008 | Maricopa | 4 | Open | 2020-04-10 | 20000 | Gasoline (UL) | COMPARTMENT A | Double Walled | Fiberglass Reinforced Plastic
0-007398 | FIESTA MARKET #2 | 1360 N MARIPOSA RD | NOGALES | AZ | 85621 | Santa Cruz | 3 | Open | 1991-07-15 | 8000 | Diesel | COMPARTMENT A | Double Walled | Composite (Steel/Fiberglass) | Pressure | Single Walled | Fiberglass Reinforced Plastic
0-007716 | ATKO BUILDING MATERIALS | 1133 S SIRRINE | MESA | AZ | 85210 | Maricopa | 1 | Perm Closure | 1976-01-01 | 10000 | Gasoline | COMPARTMENT A | Unknown | Asphalt coated or Bare Steel | Gravity Feed |  |  | Removal | 1994-01-20
0-010450 | CIRCLE K STORE #2703425 | 3950 E BASELINE RD | PHOENIX | AZ | 85042 | Maricopa | 3 | Open | 2012-08-27 | 12000 | Diesel | COMPARTMENT A | Double Walled | Fiberglass Reinforced Plastic | Pressure | Double Walled | Fiberglass Reinforced Plastic
0-010450 | CIRCLE K STORE #2703425 | 3950 E BASELINE RD | PHOENIX | AZ | 85042 | Maricopa | 1 | Open | 2012-08-27 | 20000 | Gasoline | COMPARTMENT A | Double Walled | Fiberglass Reinforced Plastic | Pressure | Double Walled | Fiberglass Reinforced Plastic
0-004756 | STICKER PATCH TRAILER SALES INC | 2919 W BUCKEYE RD | PHOENIX | AZ | 85009 | Maricopa | 1 | Perm Closure | 1975-12-17 | 2000 | Diesel | COMPARTMENT A | Unknown | Unknown |  |  |  | Removal | 1989-10-05
0-002831 | KEMPER MARLEY FARMS |  | SURPRISE |  |  | Maricopa | 4 | Perm Closure | 1982-03-04 | 500 | Gasoline | COMPARTMENT A | Single Walled | Asphalt coated or Bare Steel |  |  |  | Removal | 1988-12-01
0-008739 | TRUXTON CHEVRON - FORMER | 15961 E HWY 66 | TRUXTON | AZ | 86434 | Mohave | 1 | Perm Closure | 2005-06-17 | 1000 | Gasoline | COMPARTMENT A |  | Asphalt coated or Bare Steel |  |  |  | Removal | 2008-09-25
0-001629 | CONCHO PETROLEUM INC |  | BOWIE |  |  | Cochise | 2 | Perm Closure | 1977-01-01 | 10000 | Diesel | COMPARTMENT A |  | Asphalt coated or Bare Steel |  |  |  | Removal | 1996-02-02
0-006347 | ELISA'S CORNER LLC | 1160 S PAGE SPRINGS RD | CORNVILLE | AZ | 86325 | Yavapai | 1 | Perm Closure | 1982-01-01 | 6000 | Gasoline | COMPARTMENT A |  | Asphalt coated or Bare Steel | Pressure |  | Fiberglass Reinforced Plastic | Removal | 2009-01-14
0-001370 | CIRCLE K #2701149 | 1955 W UNIVERSITY DR | MESA | AZ | 85201 | Maricopa | 6 | Perm Closure | 1993-11-01 | 8000 | Gasoline | COMPARTMENT A |  | Fiberglass Reinforced Plastic | Pressure |  | Fiberglass Reinforced Plastic | Removal | 2016-08-18
0-001370 | CIRCLE K #2701149 | 1955 W UNIVERSITY DR | MESA | AZ | 85201 | Maricopa | 7 | Open | 2018-06-20 | 20000 | Gasoline (UL) | COMPARTMENT A | Double Walled | Fiberglass Reinforced Plastic | Pressure | Double Walled | Fiberglass Reinforced Plastic
0-002841 | KLEIN'S KUSTOM ELECTRIC INC | 2101 W 25TH ST | YUMA | AZ | 85364 | Yuma | 2 | Perm Closure | 1985-03-19 | 1000 | Gasoline | COMPARTMENT A | Double Walled | Fiberglass Reinforced Plastic |  |  |  | Removal | 1995-06-07
0-003211 | FAST FUEL | 3601 N ORACLE RD | TUCSON | AZ | 85705 | Pima | 1 | Perm Closure | 1975-01-01 | 5000 | Gasoline | COMPARTMENT A |  | Asphalt coated or Bare Steel | Pressure |  |  | Removal | 1988-06-02
0-008072 | BANNER UNIVERSITY MEDICAL CENTER SOUTH | 2800 E AJO WAY | TUCSON | AZ | 85713 | Pima | 3 | Perm Closure | 1976-01-01 | 5000 | Diesel | COMPARTMENT A | Single Walled | Asphalt coated or Bare Steel | Suction - Check Valve at the Tank Top |  | Bare or Galvanized Steel | Removal | 1997-12-09
0-005194 | OCTOPUS CAR WASH | 3101 E SPEEDWAY BLVD | TUCSON | AZ | 85716 | Pima | 2 | Perm Closure | 1967-04-18 | 10000 | Gasoline | COMPARTMENT A | Double Walled | Asphalt coated or Bare Steel | Pressure |  | Fiberglass Reinforced Plastic | Removal | 1996-02-07
0-005194 | OCTOPUS CAR WASH | 3101 E SPEEDWAY BLVD | TUCSON | AZ | 85716 | Pima | 5 | Perm Closure | 1996-02-08 | 10000 | Gasoline | COMPARTMENT A | Double Walled | Composite (Steel/Fiberglass) | Pressure |  | Fiberglass Reinforced Plastic | Removal | 2005-08-29
0-007477 | SHOW LOW SCHOOL DISTRICT #10 | 500 W OLD LINDEN RD | SHOW LOW | AZ | 85901 | Navajo | 1 | Perm Closure | 2005-06-17 | 10000 | Gasoline | COMPARTMENT A |  | Asphalt coated or Bare Steel | Pressure |  |  | Removal | 1991-10-10
0-001947 | ENGINE SUPPLY INC | 2601 W CYPRESS ST | PHOENIX | AZ | 85009 | Maricopa | 1 | Perm Closure | 2005-06-17 |  | Unidentified | COMPARTMENT A |  | Asphalt coated or Bare Steel |  |  |  | Removal | 1984-01-01
0-008170 | ESS PROPERTY | 201 S WASHINGTON ST | CHANDLER | AZ | 85225 | Maricopa | 2 | Perm Closure | 2005-06-17 | 550 | Gasoline | COMPARTMENT A | Unknown | Asphalt coated or Bare Steel | Suction - Check Valve at the Tank Top |  | Bare or Galvanized Steel | Removal | 1993-04-22
0-001819 | DUNLAP OIL #8 | 241 N CORONADO BLVD | CLIFTON | AZ | 85533 | Greenlee | 1 | Perm Closure | 1975-01-01 | 10000 | Gasoline | COMPARTMENT A |  | Asphalt coated or Bare Steel |  |  |  | Removal | 1988-10-31
0-003651 | PECK STEEL COMPANY INC | 3255 E DISTRICT ST | TUCSON | AZ | 85714 | Pima | 1 | Perm Closure | 1981-01-01 | 10000 | Gasoline | COMPARTMENT A | Single Walled | Asphalt coated or Bare Steel |  |  |  | Removal | 1995-05-05
0-006177 | ORACLE ROAD RENT-ALL & SALES INC | 3909 N ORACLE RD | TUCSON | AZ | 85705 | Pima | 5 | Perm Closure | 1989-07-01 | 1000 | Gasoline | COMPARTMENT A | Double Walled | Composite (Steel/Fiberglass) | Suction - Check Valve at the Dispenser |  | Bare or Galvanized Steel | Removal | 2012-11-28
0-007680 | DESERT FOUNTAIN APARTMENTS | 4045 N ORACLE RD | TUCSON | AZ | 85705 | Pima | 1 | Perm Closure | 1978-01-01 | 8000 | Diesel | COMPARTMENT A | Unknown | Asphalt coated or Bare Steel | Suction - Check Valve at the Tank Top |  |  | Removal | 1992-02-25
0-010001 | QUIKTRIP #448 | 9910 W CAMELBACK RD | PHOENIX | AZ | 85037 | Maricopa | 1 | Open | 2003-08-21 | 12000 | Gasoline | COMPARTMENT A | Double Walled | Fiberglass Reinforced Plastic | Pressure | Double Walled | Flexible
0-009501 | TOOR FACILITY #207202 | 3925 N 107TH AVE | AVONDALE | AZ | 85392 | Maricopa | 2 | Open | 1998-11-02 | 20000 | Gasoline | COMPARTMENT A | Double Walled | Fiberglass Reinforced Plastic | Pressure | Double Walled | Fiberglass Reinforced Plastic
0-006168 | SAGE DEVELOPMENT CORP | 13550 W PEORIA AVE | SURPRISE | AZ | 85379 | Maricopa | 2 | Perm Closure | 1988-02-15 | 6000 | Gasoline | COMPARTMENT A | Double Walled | Fiberglass Reinforced Plastic | Pressure |  | Fiberglass Reinforced Plastic | Removal | 2018-11-29
0-003416 | PHOENIX WEST CO #163156 | 3526 W VAN BUREN ST | PHOENIX | AZ | 85009 | Maricopa | 1 | Perm Closure | 1980-01-07 | 1000 | Diesel | COMPARTMENT A | Unknown | Asphalt coated or Bare Steel |  |  |  | Removal | 1991-07-11
0-008021 | VELMAR FOODS | 3125 N 29TH AVE | PHOENIX | AZ | 85017 | Maricopa | 4 | Perm Closure | 2005-06-17 | 2000 | Unidentified | COMPARTMENT A | Unknown | Asphalt coated or Bare Steel |  |  |  | Removal | 1989-09-06
0-004785 | SUN SALES/INVENTORY ADJUSTORS | 33 S 28TH ST | PHOENIX | AZ | 85034 | Maricopa | 1 | Perm Closure | 2005-06-17 | 3000 | Gasoline | COMPARTMENT A |  | Asphalt coated or Bare Steel | Suction - Check Valve at the Tank Top |  | Bare or Galvanized Steel | Removal | 1992-03-17
0-010478 | PILOT TRAVEL CENTER #593 | 5570 E TRAVEL PLAZA WAY | TUCSON | AZ | 85756 | Pima | 1 | Open | 2013-08-12 | 16000 | Gasoline (UL) | COMPARTMENT A | Double Walled | Fiberglass Reinforced Plastic | Pressure | Double Walled | Fiberglass Reinforced Plastic
0-010507 | PINAL APN #306-13-121 | 203 W HAYDEN AVE | MAMMOTH | AZ | 85618 | Pinal | 4 | Perm Closure | 2014-09-11 | 1500 | Gasoline | COMPARTMENT A | Single Walled | Asphalt coated or Bare Steel | Pressure | Single Walled | Bare or Galvanized Steel | Removal | 2014-08-05
0-006263 | SPEEDWAY STORE #2889 | 1790 S WHITE MOUNTAIN RD | SHOW LOW | AZ | 85901 | Navajo | 1 | Open | 1988-07-10 | 20000 | Gasoline (UL) | COMPARTMENT A | Single Walled | Asphalt coated or Bare Steel | Pressure | Single Walled | Bare or Galvanized Steel
0-008683 | SMITH GAS STATION | 804 S 8TH AVE | SAFFORD | AZ | 85546 | Graham | 1 | Perm Closure | 2005-06-17 | 1000 | Gasoline | COMPARTMENT A | Double Walled | Asphalt coated or Bare Steel | Suction - Check Valve at the Tank Top |  |  | Removal | 1995-11-30
0-005247 | JACKSONS ENERGY #6783 | 2020 S MILTON RD | FLAGSTAFF | AZ | 86001 | Coconino | 2 | Perm Closure | 1979-05-01 | 10000 | Gasoline (UL) | COMPARTMENT A | Single Walled | Asphalt coated or Bare Steel | Pressure |  | Fiberglass Reinforced Plastic | Removal | 2020-10-21
0-001680 | ARIZONA AUTO AUCTION | 3420 S 48TH ST | PHOENIX | AZ | 85040 | Maricopa | 1 | Perm Closure | 1974-01-01 | 1000 | Gasoline | COMPARTMENT A |  | Asphalt coated or Bare Steel |  |  |  | Removal | 1990-01-24
0-008964 | CITY OF PHOENIX - OKEMAH PARK | 3828 E ANNE ST | PHOENIX | AZ | 85040 | Maricopa | 2 | Open | 1996-06-17 | 12000 | Gasoline | COMPARTMENT A | Double Walled | Fiberglass Reinforced Plastic | Pressure | Double Walled | Fiberglass Reinforced Plastic
0-003302 | MONTIERTH FARMS |  | BOWIE |  |  | Cochise | 2 | Perm Closure | 1984-01-01 | 4000 | Diesel | COMPARTMENT A |  | Asphalt coated or Bare Steel | Suction - Check Valve at the Tank Top |  |  | Removal | 1992-12-21
0-003279 | EXXONMOBIL OIL CORP #12070 | 9906 W THUNDERBIRD BLVD | SUN CITY | AZ | 85351 | Maricopa | 6 | Perm Closure | 1989-05-01 | 10000 | Gasoline | COMPARTMENT A | Double Walled | Fiberglass Reinforced Plastic | Pressure |  | Fiberglass Reinforced Plastic | Removal | 2005-05-19
0-001013 | ROOSEVELT WATER PRODUCTION | 331 S ROOSEVELT AVE | CHANDLER | AZ | 85226 | Maricopa | 2 | Perm Closure | 1987-01-01 | 500 | Diesel | COMPARTMENT A | Double Walled | Fiberglass Reinforced Plastic | Suction - Check Valve at the Dispenser |  | Copper | Removal | 2019-03-06
0-003569 | ASH FORK QUICK LUBE | 56 W LEWIS AVE | ASH FORK | AZ | 86320 | Yavapai | 3 | Open | 1989-04-30 | 8000 | Gasoline (UL) | COMPARTMENT A | Single Walled | Asphalt coated or Bare Steel | Pressure | Single Walled | Fiberglass Reinforced Plastic
0-005240 | RUSSELL PROPERTY |  | STANFIELD |  |  | Pinal | 5 | Perm Closure | 1977-01-01 | 10000 | Diesel | COMPARTMENT A |  | Asphalt coated or Bare Steel |  |  |  | Removal | 1992-03-17
0-003774 | RENT-A-RIDE | 5635 E BROADWAY BLVD | TUCSON | AZ | 85711 | Pima | 2 | Perm Closure | 1964-04-02 | 6000 | Gasoline | COMPARTMENT A | Double Walled | Asphalt coated or Bare Steel |  |  |  | Removal | 1992-02-15
0-009299 | QUIK MART #30 | 8685 N SILVERBELL RD | MARANA | AZ | 85743 | Pima | 2 | Open | 1997-09-01 | 8000 | Gasoline | COMPARTMENT A | Double Walled | Fiberglass Reinforced Plastic | Pressure | Double Walled | Fiberglass Reinforced Plastic
0-009848 | QUIK MART #33 | 5642 S ALVERNON WAY | TUCSON | AZ | 85706 | Pima | 1 | Open | 2002-02-25 | 6000 | Gasoline | COMPARTMENT B | Double Walled | Fiberglass Reinforced Plastic
0-002702 | CASEY'S AUTO REPAIRS | 2929 AZ 89 | PRESCOTT | AZ | 86301 | Yavapai | 4 | Perm Closure | 1965-01-01 | 564 | Used Oil/Waste Oil | COMPARTMENT A | Single Walled | Asphalt coated or Bare Steel |  |  |  | Removal | 1990-09-29
0-004969 | D & F SHELL | 6101 E 22ND ST | TUCSON | AZ | 85711 | Pima | 2 | Perm Closure | 1959-05-08 | 4000 | Gasoline | COMPARTMENT A | Double Walled | Asphalt coated or Bare Steel |  |  |  | Removal | 1988-07-21
0-004969 | D & F SHELL | 6101 E 22ND ST | TUCSON | AZ | 85711 | Pima | 5 | Perm Closure | 1959-05-08 | 550 | Used Oil/Waste Oil | COMPARTMENT A | Double Walled | Asphalt coated or Bare Steel |  |  |  | Removal | 1988-07-21
0-004969 | D & F SHELL | 6101 E 22ND ST | TUCSON | AZ | 85711 | Pima | 6 | Open | 1985-01-01 | 10000 | Gasoline | COMPARTMENT A | Single Walled | Fiberglass Reinforced Plastic | Pressure |  | Fiberglass Reinforced Plastic
0-010552 | CIRCLE K STORE #2703477 | 13051 W GLENDALE AVE | GLENDALE | AZ | 85307 | Maricopa | 2 | Open | 2015-12-03 | 10000 | Gasoline (PUL) | COMPARTMENT A | Double Walled | Fiberglass Reinforced Plastic | Pressure | Double Walled | Fiberglass Reinforced Plastic
0-001376 | CIRCLE K #1188 | 1643 E BELL RD | PHOENIX | AZ | 85022 | Maricopa | 3 | Perm Closure | 1976-01-01 | 3000 | Gasoline | COMPARTMENT A |  | Asphalt coated or Bare Steel |  |  |  | Removal | 1988-04-18
0-005890 | CIRCLE K #2701989 | 3135 W SUPERSTITION BLVD | APACHE JUNCTION | AZ | 85120 | Pinal | 3 | Open | 1986-11-10 | 10000 | Gasoline | COMPARTMENT A | Double Walled | Fiberglass Reinforced Plastic | Pressure | Single Walled | Fiberglass Reinforced Plastic
0-001467 | CIRCLE K #2701728 | 6744 E MCDOWELL RD | SCOTTSDALE | AZ | 85257 | Maricopa | 1 | Open | 1985-01-01 | 10000 | Gasoline | COMPARTMENT A | Single Walled | Fiberglass Reinforced Plastic | Pressure |  | Fiberglass Reinforced Plastic
0-002636 | QUICK AND EASY SHELL | 7602 S MCCLINTOCK DR | TEMPE | AZ | 85284 | Maricopa | 3 | Open | 1988-10-13 | 10000 | Gasoline (PUL) | COMPARTMENT A | Single Walled | Fiberglass Reinforced Plastic | Pressure |  | Fiberglass Reinforced Plastic
0-002636 | QUICK AND EASY SHELL | 7602 S MCCLINTOCK DR | TEMPE | AZ | 85284 | Maricopa | 2 | Open | 1988-10-13 | 10000 | Gasoline (UL) | COMPARTMENT A | Single Walled | Fiberglass Reinforced Plastic | Pressure |  | Fiberglass Reinforced Plastic
0-000621 | BABOCOMARI RANCH CO LTD |  | WILLIAMS |  |  | Coconino | 1 | Perm Closure | 1966-01-01 | 550 | Gasoline | COMPARTMENT A | Single Walled | Asphalt coated or Bare Steel |  |  |  | Removal | 1986-01-01
0-000585 | AT&T |  | SCOTTSDALE |  |  | Maricopa | 1 | Perm Closure | 1961-01-01 | 5000 | Diesel | COMPARTMENT A |  | Asphalt coated or Bare Steel |  |  |  | Removal | 1991-08-20
0-007649 | AT&T - FLAGSTAFF - AZ2160 |  | FLAGSTAFF |  |  | Coconino | 2 | Perm Closure | 1963-01-01 | 8000 | Diesel | COMPARTMENT A | Unknown | Asphalt coated or Bare Steel | Pressure |  |  | Removal | 1994-09-01
0-008473 | ARCO AM/PM | 4881 S CAMPBELL AVE | TUCSON | AZ | 85714 | Pima | 4 | Open | 1994-04-19 | 10000 | Gasoline | COMPARTMENT A | Double Walled | Fiberglass Reinforced Plastic | Pressure | Double Walled | Fiberglass Reinforced Plastic
0-008194 | ARCO AM/PM #42423 | 7601 E TANQUE VERDE RD | TUCSON | AZ | 85715 | Pima | 2 | Open | 1991-07-15 | 10000 | Gasoline | COMPARTMENT A | Double Walled | Fiberglass Reinforced Plastic | Pressure |  | Fiberglass Reinforced Plastic
0-008520 | AFFICIENT RECOVERY | 7235 N 67TH AVE | GLENDALE | AZ | 85301 | Maricopa | 1 | Perm Closure | 2005-06-17 | 10000 | Gasoline | COMPARTMENT A |  | Asphalt coated or Bare Steel | Suction - Check Valve at the Tank Top |  | Bare or Galvanized Steel | Removal | 1995-03-07
0-008232 | BULLHEAD SERVICE | 1126 HIGHWAY 95 | BULLHEAD CITY | AZ | 86429 | Mohave | 6 | Perm Closure | 1966-01-01 | 500 | Used Oil/Waste Oil | COMPARTMENT A | Double Walled | Asphalt coated or Bare Steel | Suction - Check Valve at the Tank Top |  | Bare or Galvanized Steel | Removal | 1995-09-29
0-007522 | HATTAR CHEVRON | 6261 E BENSON HWY | TUCSON | AZ | 85756 | Pima | 9 | Perm Closure | 1963-01-01 | 12000 | Gasoline | COMPARTMENT A | Single Walled | Asphalt coated or Bare Steel | Pressure | Double Walled |  | Removal | 1998-12-04
0-007522 | HATTAR CHEVRON | 6261 E BENSON HWY | TUCSON | AZ | 85756 | Pima | 16 | Open | 1999-12-22 | 20000 | Gasoline | COMPARTMENT A | Double Walled | Fiberglass Reinforced Plastic | Pressure | Double Walled | Flexible
0-008671 | AJO AIR CENTER |  | AJO |  |  | Pima | 1 | Perm Closure | 1942-01-01 | 25000 | Unidentified | COMPARTMENT A | Single Walled | Concrete |  |  |  | Removal | 1995-10-12
0-004652 | 7-ELEVEN #21814 | 885 E 22ND ST | TUCSON | AZ | 85713 | Pima | 2 | Perm Closure | 1985-01-01 | 10000 | Gasoline | COMPARTMENT A | Single Walled | Fiberglass Reinforced Plastic | Pressure |  | Fiberglass Reinforced Plastic | Removal | 2010-10-12
0-004652 | 7-ELEVEN #21814 | 885 E 22ND ST | TUCSON | AZ | 85713 | Pima | 3 | Perm Closure | 1985-01-01 | 10000 | Gasoline | COMPARTMENT A | Single Walled | Fiberglass Reinforced Plastic | Pressure |  | Fiberglass Reinforced Plastic | Removal | 2010-10-12
0-001180 | CIRCLE K #123 | 3860 E PIMA ST | TUCSON | AZ | 85716 | Pima | 2 | Perm Closure | 1968-01-01 | 10000 | Gasoline | COMPARTMENT A |  | Asphalt coated or Bare Steel | Pressure |  |  | Removal | 1992-11-30
0-006246 | C&T OIL #3 | 550 N ALVERNON WAY | TUCSON | AZ | 85711 | Pima | 2 | Perm Closure | 2005-06-17 | 10000 | Gasoline | COMPARTMENT A |  | Asphalt coated or Bare Steel |  |  |  | Removal | 1989-08-01
0-005807 | TUMBLEWEED CROSSINGS | 10387 N HIGHWAY 191 | ELFRIDA | AZ | 85610 | Cochise | 4 | Perm Closure | 2006-02-10 | 2000 | Gasoline | COMPARTMENT A |  | Asphalt coated or Bare Steel |  |  |  | Removal | 1989-08-10
0-008857 | TRAILS END |  | KIRKLAND JUNCTION |  |  | Yavapai | 2 | Perm Closure | 1980-01-01 | 4000 | Unidentified | COMPARTMENT A | Single Walled | Asphalt coated or Bare Steel | Pressure |  |  | Removal | 1996-08-22
0-009134 | TUBAC SCHOOL | 50 BRIDGE RD | TUBAC | AZ | 85646 | Santa Cruz | 1 | Perm Closure | 1992-01-01 | 1000 | Diesel | COMPARTMENT A | Double Walled | Asphalt coated or Bare Steel | Suction - Check Valve at the Tank Top |  | Bare or Galvanized Steel | Removal | 1998-10-14
0-004947 | BLUE STAR GAS STATION | 3774 S 6TH AVE | TUCSON | AZ | 85713 | Pima | 4 | Perm Closure | 1984-01-01 | 8000 | Diesel | COMPARTMENT A | Double Walled | Fiberglass Reinforced Plastic | Pressure | Double Walled | Fiberglass Reinforced Plastic | Removal | 2016-01-26
0-008277 | THE LIQUOR MART | 13015 GOLDEN SHORES PKWY | GOLDEN SHORES | AZ | 86436 | Mohave | 1 | Open | 1993-10-01 | 10000 | Gasoline | COMPARTMENT C | Double Walled | Asphalt coated or Bare Steel | Pressure |  | Fiberglass Reinforced Plastic
0-009909 | TERRIBLE HERBST #233 | 14768 S HIGHWAY 95 | LAKE HAVASU CITY | AZ | 86404 | Mohave | 1 | Open | 2002-10-22 | 10000 | Gasoline | COMPARTMENT A | Double Walled | Fiberglass Reinforced Plastic | Pressure | Double Walled | Flexible
0-009627 | SHELL | 6904 N DYSART RD | GLENDALE | AZ | 85307 | Maricopa | 2 | Open | 1999-01-21 | 12000 | Gasoline | COMPARTMENT A | Double Walled | Fiberglass Reinforced Plastic | Pressure | Double Walled | Fiberglass Reinforced Plastic
0-009733 | CAVE CREEK SHELL & CARLS JR | 31414 N CAVE CREEK RD | PHOENIX | AZ | 85331 | Maricopa | 1 | Open | 2000-09-01 | 12000 | Gasoline | COMPARTMENT B | Double Walled | Fiberglass Reinforced Plastic | Pressure | Double Walled | Fiberglass Reinforced Plastic
0-000879 | AT YOUR CONVENIENCE | 8461 E BROADWAY RD | MESA | AZ | 85208 | Maricopa | 6 | Perm Closure | 1996-10-25 | 10000 | Gasoline | COMPARTMENT A | Double Walled | Fiberglass Reinforced Plastic | Pressure | Double Walled | Fiberglass Reinforced Plastic | Removal | 2002-10-17
0-000893 | CIRCLE K STORE #2706656 | 2011 E MCKELLIPS RD | MESA | AZ | 85213 | Maricopa | 5 | Open | 1998-02-02 | 20000 | Gasoline | COMPARTMENT A | Double Walled | Fiberglass Reinforced Plastic | Pressure | Double Walled | Fiberglass Reinforced Plastic
0-006736 | CIRCLE K STORE #2706661 | 7546 E BASELINE RD | MESA | AZ | 85209 | Maricopa | 2 | Open | 1989-08-31 | 10000 | Gasoline | COMPARTMENT A | Single Walled | Fiberglass Reinforced Plastic | Pressure |  | Fiberglass Reinforced Plastic
0-006736 | CIRCLE K STORE #2706661 | 7546 E BASELINE RD | MESA | AZ | 85209 | Maricopa | 4 | Open | 1989-08-31 | 10000 | Diesel | COMPARTMENT A | Single Walled | Fiberglass Reinforced Plastic | Pressure |  | Fiberglass Reinforced Plastic
0-009380 | TEXACO #121835 | 3840 E RAY RD | PHOENIX | AZ | 85044 | Maricopa | 3 | Perm Closure | 1998-02-25 | 8000 | Diesel | COMPARTMENT A | Double Walled | Fiberglass Reinforced Plastic | Pressure | Double Walled | Fiberglass Reinforced Plastic | Removal | 2003-06-26
0-010180 | PARCEL #206-19-011 | 314 W LIVE OAK ST | MIAMI | AZ | 85539 | Gila | 1 | Perm Closure | 2007-07-23 | 4000 | Gasoline | COMPARTMENT A |  | Asphalt coated or Bare Steel |  |  |  | Removal | 2007-05-08
0-010190 | CAROL LIGHTING | 4765 S TENNESSEE PL | TUCSON | AZ | 85714 | Pima | 1 | Perm Closure | 2007-11-05 | 2500 | Gasoline | COMPARTMENT A |  | Asphalt coated or Bare Steel |  |  |  | Removal | 2007-07-11
0-010193 | FRYS FUEL CENTER #89 | 11415 W BUCKEYE RD | AVONDALE | AZ | 85323 | Maricopa | 1 | Open | 2007-08-01 | 8000 | Gasoline | COMPARTMENT A | Double Walled | Fiberglass Reinforced Plastic | Pressure |  | Flexible
0-010665 | RCC CAR RENTAL | 1805 E SKY HARBOR CIR S | PHOENIX | AZ | 85034 | Maricopa | 1 | Open | 2019-04-12 | 30000 | Gasoline (UL) | COMPARTMENT A | Double Walled | Fiberglass Reinforced Plastic
0-010628 | BLOCK 23 COMMERICIAL | 125 E WASHINGTON ST | PHOENIX | AZ | 85004 | Maricopa | 3 | Perm Closure | 2018-01-05 | 2000 | Unidentified | COMPARTMENT A | Single Walled | Asphalt coated or Bare Steel |  |  |  | Removal | 2017-11-28
0-010628 | BLOCK 23 COMMERICIAL | 125 E WASHINGTON ST | PHOENIX | AZ | 85004 | Maricopa | 4 | Perm Closure | 2018-01-05 | 3000 | Unidentified | COMPARTMENT A | Single Walled | Asphalt coated or Bare Steel |  |  |  | Removal | 2017-11-28
0-003628 | SUTHERLAND'S LUMBER PROPERTY | 1333 S PANTANO PKWY | TUCSON | AZ | 85710 | Pima | 2 | Perm Closure | 1973-01-01 | 1000 | Gasoline | COMPARTMENT A |  | Asphalt coated or Bare Steel |  |  |  | Removal | 1987-08-05
0-003313 | STONE CABIN | 31366 N US HIGHWAY 95 | YUMA | AZ | 85364 | Yuma | 2 | Perm Closure | 1976-01-01 | 1000 | Gasoline (Leaded) | COMPARTMENT A | Single Walled | Asphalt coated or Bare Steel |  |  |  | Removal | 2019-04-24
0-007825 | SOUTHERN PACIFIC PROPERTY | 1301 E HARRISON ST | PHOENIX | AZ | 85034 | Maricopa | 1 | Perm Closure | 2005-06-17 |  | Unidentified | COMPARTMENT A | Unknown | Asphalt coated or Bare Steel |  |  |  | Removal | 1988-10-14
0-008324 | SHELL | 608 E WHITE MOUNTAIN BLVD | PINETOP | AZ | 85935 | Navajo | 4 | Perm Closure | 1987-01-01 | 10000 | Diesel | COMPARTMENT A | Double Walled | Fiberglass Reinforced Plastic | Pressure |  | Fiberglass Reinforced Plastic | Removal | 2016-10-26
0-008324 | SHELL | 608 E WHITE MOUNTAIN BLVD | PINETOP | AZ | 85935 | Navajo | 1 | Perm Closure | 1987-01-01 | 6000 | Gasoline | COMPARTMENT A | Double Walled | Fiberglass Reinforced Plastic | Pressure |  | Fiberglass Reinforced Plastic | Removal | 2016-10-26
0-007363 | SILVER SADDLE TRADING POST | 9001 N US HIGHWAY 89 | FLAGSTAFF | AZ | 86004 | Coconino | 2 | Perm Closure | 1977-01-01 | 10000 | Gasoline | COMPARTMENT A |  | Asphalt coated or Bare Steel | Pressure |  |  | Removal | 2014-11-20
0-007642 | COTTONWOOD WATER WORKS - SMELTER YARD SHOP | 320 E CHERRY ST | COTTONWOOD | AZ | 86326 | Yavapai | 2 | Perm Closure | 1981-01-01 | 2500 | Diesel | COMPARTMENT A | Double Walled | Asphalt coated or Bare Steel |  |  |  | Removal | 1992-01-16
0-007941 | LITTLE COLORADO MEDICAL CENTER | 1501 N WILLIAMSON AVE | WINSLOW | AZ | 86047 | Navajo | 1 | Perm Closure | 1969-01-01 | 1000 | Diesel | COMPARTMENT A | Unknown | Asphalt coated or Bare Steel | Suction - Check Valve at the Tank Top |  |  | Removal | 1992-11-23
0-006316 | WONDER BREAD | 2093 S 1ST AVE | YUMA | AZ | 85364 | Yuma | 1 | Perm Closure | 1970-01-01 | 1000 | Diesel | COMPARTMENT A | Unknown | Asphalt coated or Bare Steel |  |  |  | Removal | 1990-09-06
0-005573 | YAVAPAI COUNTY - COMPACTOR SITE | 1500 W MINGUS AVE | COTTONWOOD | AZ | 86326 | Yavapai | 1 | Perm Closure | 1979-03-11 | 10000 | Diesel | COMPARTMENT A | Unknown | Unknown |  |  |  | Removal | 1990-09-21
0-010206 | MANOR MOBIL REPAIR | 10214 RIVERSIDE DR | PARKER | AZ | 85344 | La Paz | 2 | Perm Closure | 1966-01-01 | 2000 | Gasoline | COMPARTMENT A |  | Asphalt coated or Bare Steel |  |  |  | Removal | 2007-12-05
0-010206 | MANOR MOBIL REPAIR | 10214 RIVERSIDE DR | PARKER | AZ | 85344 | La Paz | 3 | Perm Closure | 1966-01-01 | 8000 | Gasoline | COMPARTMENT A |  | Asphalt coated or Bare Steel |  |  |  | Removal | 2007-12-05
0-002134 | WELLS FARGO BANK | 1305 W 23RD ST | TEMPE | AZ | 85282 | Maricopa | 4 | Perm Closure | 1987-02-01 | 10000 | Diesel | COMPARTMENT A | Double Walled | Fiberglass Reinforced Plastic | Suction - Check Valve at the Tank Top | Double Walled | Fiberglass Reinforced Plastic | Removal | 1998-12-01
0-008762 | WADE CHEVROLET | 491 S HASKELL AVE | WILLCOX | AZ | 85643 | Cochise | 1 | Perm Closure | 2005-06-17 | 2000 | Gasoline | COMPARTMENT A | Unknown | Asphalt coated or Bare Steel |  |  |  | Removal | 2004-10-05
0-009642 | CIRCLE K STORE #2706640 | 620 E CAREFREE HWY | PHOENIX | AZ | 85085 | Maricopa | 2 | Open | 1999-04-23 | 7000 | Gasoline | COMPARTMENT A | Double Walled | Composite (Steel/Fiberglass) | Pressure | Double Walled | Flexible
0-009642 | CIRCLE K STORE #2706640 | 620 E CAREFREE HWY | PHOENIX | AZ | 85085 | Maricopa | 2 | Open | 1999-04-23 | 8000 | Diesel | COMPARTMENT B | Double Walled | Composite (Steel/Fiberglass) | Pressure | Double Walled | Flexible
0-006602 | USA CARWASH & GAS | 6001 N 19TH AVE | PHOENIX | AZ | 85015 | Maricopa | 2 | Perm Closure | 1984-01-01 | 7500 | Gasoline | COMPARTMENT A |  | Asphalt coated or Bare Steel | Pressure |  |  | Closed in Place | 2006-05-08
0-009191 | VACANT | 757 E MAIN ST | SPRINGERVILLE | AZ | 85938 | Apache | 2 | Perm Closure | 2005-06-17 | 1000 | Unidentified | COMPARTMENT A | Single Walled | Asphalt coated or Bare Steel |  |  |  | Removal | 1987-01-01
0-007329 | TURNER & WEAVER PLUMBING | 861 S CENTER ST | MESA | AZ | 85210 | Maricopa | 1 | Perm Closure | 1986-09-12 | 5000 | Gasoline | COMPARTMENT A | Unknown | Asphalt coated or Bare Steel | Pressure |  | Bare or Galvanized Steel | Removal | 1994-05-19
0-006213 | TWELFTH AVENUE RENT-ALL | 5302 S 12TH AVE | TUCSON | AZ | 85706 | Pima | 2 | Perm Closure | 1963-01-01 | 6000 | Gasoline | COMPARTMENT A | Single Walled | Asphalt coated or Bare Steel |  |  |  | Closed in Place | 1989-10-01
0-002422 | HALLUM MOBIL | 2125 N 4TH ST | FLAGSTAFF | AZ | 86004 | Coconino | 2 | Perm Closure | 1976-04-09 | 10000 | Gasoline | COMPARTMENT A | Single Walled | Asphalt coated or Bare Steel |  |  |  | Removal | 1988-08-01
0-002526 | MCNEECE MART #21 | 796 S 4TH AVE | YUMA | AZ | 85364 | Yuma | 4 | Perm Closure | 1966-05-05 | 6000 | Gasoline | COMPARTMENT A | Single Walled | Asphalt coated or Bare Steel |  |  |  | Removal | 1990-09-13
0-002526 | MCNEECE MART #21 | 796 S 4TH AVE | YUMA | AZ | 85364 | Yuma | 7 | Open | 1992-10-01 | 12000 | Gasoline | COMPARTMENT A | Single Walled | Asphalt coated or Bare Steel | Pressure | Double Walled | Fiberglass Reinforced Plastic
0-002746 | MEL JONES MASONRY | 8175 E BASELINE RD | MESA | AZ | 85208 | Maricopa | 1 | Perm Closure | 1986-03-18 | 5000 | Gasoline | COMPARTMENT A | Single Walled | Asphalt coated or Bare Steel | Pressure |  |  | Removal | 1992-07-14
0-002604 | GREYHOUND EXPOSITION SERVICES | 520 S 5TH ST | PHOENIX | AZ | 85004 | Maricopa | 1 | Perm Closure | 2005-06-17 | 10000 | Gasoline | COMPARTMENT A | Single Walled | Asphalt coated or Bare Steel |  |  |  | Removal | 1990-05-31
0-000627 | BALES CATTLE COMPANY | 20600 W BELOAT RD | BUCKEYE | AZ | 85326 | Maricopa | 1 | Perm Closure | 1960-01-01 | 500 | Gasoline | COMPARTMENT A |  | Asphalt coated or Bare Steel | Suction - Check Valve at the Tank Top |  |  | Removal | 1987-12-01
0-001329 | CIRCLE K #829 | 1997 S AVENUE B | YUMA | AZ | 85364 | Yuma | 2 | Perm Closure | 1972-01-01 | 10000 | Gasoline | COMPARTMENT A | Single Walled | Asphalt coated or Bare Steel | Pressure | Single Walled | Bare or Galvanized Steel | Removal | 1999-04-06
0-009578 | SPEEDWAY STORE #2986 | 10505 N ORACLE RD | ORO VALLEY | AZ | 85737 | Pima | 3 | Open | 1999-09-09 | 12000 | Diesel | COMPARTMENT A | Double Walled | Fiberglass Reinforced Plastic | Pressure | Double Walled | Fiberglass Reinforced Plastic
0-002784 | SPEEDWAY #2996 | 6500 S 12TH AVE | TUCSON | AZ | 85756 | Pima | 1 | Open | 1976-04-08 | 10000 | Gasoline | COMPARTMENT A | Single Walled | Asphalt coated or Bare Steel | Pressure |  | Fiberglass Reinforced Plastic
0-002784 | SPEEDWAY #2996 | 6500 S 12TH AVE | TUCSON | AZ | 85756 | Pima | 3 | Open | 1976-04-08 | 10000 | Gasoline | COMPARTMENT A | Single Walled | Asphalt coated or Bare Steel | Pressure |  | Fiberglass Reinforced Plastic
0-002269 | CITY OF GLENDALE - FIRE STATION #153 | 14061 N 59TH AVE | GLENDALE | AZ | 85306 | Maricopa | 8 | Open | 2019-11-05 | 12000 | Diesel | COMPARTMENT A | Double Walled | Fiberglass Reinforced Plastic
0-004427 | QUIK MART #31 | 2200 E BROADWAY BLVD | TUCSON | AZ | 85719 | Pima | 7 | Open | 2003-01-27 | 8000 | Diesel | COMPARTMENT A | Double Walled | Fiberglass Reinforced Plastic | Pressure | Double Walled | Fiberglass Reinforced Plastic
0-004427 | QUIK MART #31 | 2200 E BROADWAY BLVD | TUCSON | AZ | 85719 | Pima | 1 | Perm Closure | 1956-01-01 | 2000 | Gasoline | COMPARTMENT A |  | Asphalt coated or Bare Steel |  |  |  | Removal | 1992-06-04
0-002482 | PARCEL #122-16-171A | 3701 E SENECA ST | TUCSON | AZ | 85716 | Pima | 2 | Perm Closure | 1959-01-01 | 1000 | Gasoline | COMPARTMENT A | Single Walled | Asphalt coated or Bare Steel | Suction - Check Valve at the Dispenser |  |  | Removal | 2001-09-25
0-001689 | LONG TEXACO STATION | 1028 N BROAD ST | GLOBE | AZ | 85501 | Gila | 2 | Perm Closure | 1960-01-01 | 3000 | Gasoline | COMPARTMENT A | Single Walled | Asphalt coated or Bare Steel |  |  |  | Removal | 2006-02-01
0-002771 | KAIBAB LUBRICATING SPECIALIST | 2600 S 20TH AVE | PHOENIX | AZ | 85009 | Maricopa | 2 | Perm Closure | 1980-05-05 | 10000 | Gasoline | COMPARTMENT A | Single Walled | Asphalt coated or Bare Steel |  |  |  | Removal | 2004-03-24
0-003111 | LAKE PLEASANT REGIONAL PARK |  | PEORIA |  |  | Maricopa | 3 | Perm Closure | 1970-01-01 | 850 | Gasoline | COMPARTMENT A | Double Walled | Fiberglass Reinforced Plastic | Suction - Check Valve at the Tank Top |  |  | Removal | 1990-12-19
0-006079 | CARMES AUTOMOTIVE REPAIR SHOP | 206 E WESTERN AVE | AVONDALE | AZ | 85323 | Maricopa | 1 | Perm Closure | 1954-01-01 | 4000 | Gasoline | COMPARTMENT A | Single Walled | Asphalt coated or Bare Steel |  |  |  | Removal | 1990-02-15
0-004688 | QUIKTRIP #447 | 5957 E MCDOWELL RD | MESA | AZ | 85215 | Maricopa | 1 | Perm Closure | 1985-11-10 | 10000 | Gasoline | COMPARTMENT A | Double Walled | Fiberglass Reinforced Plastic | Pressure |  | Fiberglass Reinforced Plastic | Removal | 2002-06-19
0-002367 | GRAND CANYON NATIONAL PARK | 366 HERMIT CIR | GRAND CANYON | AZ | 86023 | Coconino | 40 | Perm Closure | 2005-06-17 | 2500 | Gasoline | COMPARTMENT A | Single Walled | Asphalt coated or Bare Steel |  |  |  | Removal | 1990-10-03
0-001137 | PIZZA HUT | 6 S LAKE POWELL BLVD | PAGE | AZ | 86040 | Coconino | 2 | Perm Closure | 1961-06-27 | 8000 | Gasoline | COMPARTMENT A | Single Walled | Asphalt coated or Bare Steel |  |  |  | Removal | 1988-05-01
0-002531 | HORIZONTAL BORING INC | 507 S 7TH AVE | PHOENIX | AZ | 85007 | Maricopa | 1 | Perm Closure | 1982-05-24 | 850 | Gasoline | COMPARTMENT A | Single Walled | Asphalt coated or Bare Steel | Suction - Check Valve at the Tank Top |  |  | Removal | 1986-12-15
0-001707 | MINERAL PARK MINE | 8275 N MINERAL PARK RD | GOLDEN VALLEY | AZ | 86413 | Mohave | 3 | Perm Closure | 1966-01-01 | 10000 | Diesel | COMPARTMENT A |  | Asphalt coated or Bare Steel |  |  |  | Removal | 1990-10-11
0-002902 | BISBEE MUNICIPAL AIRPORT |  | BISBEE |  |  | Cochise | 1 | Perm Closure | 1977-05-13 | 2000 | Gasoline | COMPARTMENT A | Single Walled | Asphalt coated or Bare Steel | Suction - Check Valve at the Tank Top |  |  | Closed in Place | 1996-10-22
0-000315 | VIJA TRUCK STOP | 52745 W I-8 FRONTAGE RD | STANFIELD | AZ | 85139 | Pinal | 3 | Perm Closure | 1973-01-01 | 8000 | Diesel | COMPARTMENT A | Single Walled | Asphalt coated or Bare Steel |  |  |  | Removal | 1989-03-28
0-002802 | WHITING STATION #127 | 1405 E ASH ST | GLOBE | AZ | 85501 | Gila | 3 | Perm Closure | 1976-01-01 | 12000 | Gasoline | COMPARTMENT A | Double Walled | Composite (Steel/Fiberglass) | Pressure |  | Fiberglass Reinforced Plastic | Removal | 2003-05-29
0-002802 | WHITING STATION #127 | 1405 E ASH ST | GLOBE | AZ | 85501 | Gila | 1 | Perm Closure | 1976-01-01 | 12000 | Gasoline | COMPARTMENT A | Double Walled | Fiberglass Reinforced Plastic | Pressure |  | Fiberglass Reinforced Plastic | Removal | 2003-05-29
0-009225 | CEMEX - COOLIDGE NORTH PLANT | 14152 N ATTAWAY RD | COOLIDGE | AZ | 85128 | Pinal | 1 | Perm Closure | 1967-01-01 | 3000 | Diesel | COMPARTMENT A | Single Walled | Asphalt coated or Bare Steel |  |  |  | Removal | 1990-09-18
0-006341 | BUTTERFIELD GENERAL STORE | 73780 PALOMAS RD | HYDER | AZ | 85333 | Yuma | 2 | Perm Closure | 1986-01-01 | 12000 | Gasoline | COMPARTMENT A | Double Walled | Fiberglass Reinforced Plastic | Suction - Check Valve at the Tank Top |  | Fiberglass Reinforced Plastic | Removal | 1999-09-17
0-001523 | CIRCLE K #3752 | 3246 E CACTUS RD | PHOENIX | AZ | 85032 | Maricopa | 2 | Perm Closure | 1972-01-01 | 8000 | Gasoline | COMPARTMENT A |  | Asphalt coated or Bare Steel |  |  |  | Removal | 1995-01-12
0-003252 | CVS PHARMACY #9297 | 6002 N 7TH ST | PHOENIX | AZ | 85014 | Maricopa | 1 | Perm Closure | 1968-01-01 | 10000 | Gasoline | COMPARTMENT A | Single Walled | Asphalt coated or Bare Steel |  |  |  | Removal | 1988-07-01
0-010325 | QUIKTRIP #493 | 3445 W BASELINE RD | PHOENIX | AZ | 85339 | Maricopa | 3 | Open | 2009-09-03 | 8000 | Gasoline | COMPARTMENT A | Double Walled | Fiberglass Reinforced Plastic | Pressure | Double Walled | Fiberglass Reinforced Plastic
0-010310 | QUIKTRIP #421 | 19990 N 19TH AVE | PHOENIX | AZ | 85027 | Maricopa | 1 | Open | 2009-05-04 | 20000 | Gasoline | COMPARTMENT A | Double Walled | Fiberglass Reinforced Plastic | Pressure | Double Walled | Fiberglass Reinforced Plastic
0-010310 | QUIKTRIP #421 | 19990 N 19TH AVE | PHOENIX | AZ | 85027 | Maricopa | 3 | Open | 2009-05-04 | 12000 | Gasoline | COMPARTMENT A | Double Walled | Fiberglass Reinforced Plastic | Pressure | Double Walled | Fiberglass Reinforced Plastic
0-009638 | VALERO IN THE ZONE XVI | 1570 S GILBERT RD | GILBERT | AZ | 85296 | Maricopa | 2 | Open | 1999-06-14 | 10000 | Gasoline (PUL) | COMPARTMENT A | Double Walled | Fiberglass Reinforced Plastic | Pressure | Double Walled | Fiberglass Reinforced Plastic
0-000780 | WATSON CHEVRON | 6 S MILTON RD | FLAGSTAFF | AZ | 86001 | Coconino | 3 | Perm Closure | 1965-01-01 | 10000 | Gasoline | COMPARTMENT A | Single Walled | Asphalt coated or Bare Steel |  |  |  | Removal | 1996-02-07
0-006171 | CATALINA MART #16 | 7090 E 22ND ST | TUCSON | AZ | 85710 | Pima | 2 | Perm Closure | 1988-05-11 | 10000 | Gasoline | COMPARTMENT A | Double Walled | Composite (Steel/Fiberglass) | Pressure | Double Walled | Fiberglass Reinforced Plastic | Removal | 2008-11-28
0-005167 | CITY OF TUCSON - FRED ENKE GOLF COURSE | 8250 E POINCIANA DR | TUCSON | AZ | 85730 | Pima | 2 | Perm Closure | 1984-04-10 | 500 | Gasoline | COMPARTMENT A | Unknown | Asphalt coated or Bare Steel | Suction - Check Valve at the Tank Top |  |  | Removal | 1996-09-26
0-004295 | SRP - WEST VALLEY GARAGE | 221 N 79TH AVE | TOLLESON | AZ | 85353 | Maricopa | 3 | Perm Closure | 1987-02-06 | 10000 | Oxygenated Gasoline | COMPARTMENT A | Unknown | Fiberglass Reinforced Plastic | Pressure |  |  | Removal | 1993-08-31
0-004295 | SRP - WEST VALLEY GARAGE | 221 N 79TH AVE | TOLLESON | AZ | 85353 | Maricopa | 10 | Perm Closure | 1987-02-06 | 500 | Antifreeze / Ethylene Glycol | COMPARTMENT A | Unknown | Fiberglass Reinforced Plastic |  |  |  | Removal | 1990-06-15
0-004295 | SRP - WEST VALLEY GARAGE | 221 N 79TH AVE | TOLLESON | AZ | 85353 | Maricopa | 9 | Perm Closure | 1987-02-06 | 5000 | New Oil | COMPARTMENT A | Unknown | Asphalt coated or Bare Steel | Suction - Check Valve at the Tank Top |  |  | Removal | 1992-01-31
0-003979 | PALOMA RANCH |  | GILA BEND |  |  | Maricopa | 2 | Perm Closure | 1978-01-01 | 2000 | Gasoline | COMPARTMENT A | Unknown | Asphalt coated or Bare Steel | Suction - Check Valve at the Tank Top |  | Bare or Galvanized Steel | Removal | 1991-05-29
0-000999 | BRUCE CHURCH INC | 6162 E BRUCE CHURCH LOOP | YUMA | AZ | 85365 | Yuma | 4 | Perm Closure | 1973-01-01 | 10000 | Gasoline | COMPARTMENT A |  | Asphalt coated or Bare Steel | Suction - Check Valve at the Tank Top |  |  | Removal | 1991-04-26
0-000713 | BERGE FORD | 260 E MAIN ST | MESA | AZ | 85201 | Maricopa | 1 | Perm Closure | 1961-01-01 | 500 | Used Oil/Waste Oil | COMPARTMENT A | Single Walled | Asphalt coated or Bare Steel |  |  |  | Removal | 1991-07-16
0-003703 | WEIR SLURRY GROUP INC | 2665 N FLOWING WELLS RD | TUCSON | AZ | 85705 | Pima | 3 | Perm Closure | 1972-01-01 | 500 | Used Oil/Waste Oil | COMPARTMENT A |  | Asphalt coated or Bare Steel |  |  |  | Removal | 1995-08-22
0-000531 | ARCO #1399 | 5105 W CAMELBACK RD | PHOENIX | AZ | 85031 | Maricopa | 7 | Perm Closure | 1986-01-01 | 12000 | Gasoline | COMPARTMENT A | Double Walled | Fiberglass Reinforced Plastic | Pressure |  | Fiberglass Reinforced Plastic | Removal | 1994-03-23
0-000531 | ARCO #1399 | 5105 W CAMELBACK RD | PHOENIX | AZ | 85031 | Maricopa | 11 | Perm Closure | 1994-03-11 | 10000 | Gasoline (UL) | COMPARTMENT A | Double Walled | Fiberglass Reinforced Plastic | Pressure | Double Walled | Fiberglass Reinforced Plastic | Removal | 2020-04-28
0-001111 | FAMILY DOLLAR #6541 | 302 W ALDEN RD | KEARNY | AZ | 85137 | Pinal | 4 | Perm Closure | 1970-01-01 | 10000 | Gasoline | COMPARTMENT A |  | Asphalt coated or Bare Steel |  |  |  | Removal | 1989-06-21
0-007726 | ASLD - ELOY AIRFIELD |  | ELOY |  |  | Pinal | 1 | Perm Closure | 2005-06-17 | 1000 | Kerosene | COMPARTMENT A |  | Asphalt coated or Bare Steel | Suction - Check Valve at the Tank Top |  | Bare or Galvanized Steel | Removal | 1993-11-22
0-002230 | GASAMAT #804 - FORMER | 1265 S MILTON RD | FLAGSTAFF | AZ | 86001 | Coconino | 3 | Perm Closure | 1967-02-11 | 4000 | Gasoline | COMPARTMENT A | Single Walled | Asphalt coated or Bare Steel | Pressure |  |  | Removal | 1993-10-13
0-010331 | QUIKTRIP #1452 | 5151 E SPEEDWAY BLVD | TUCSON | AZ | 85712 | Pima | 2 | Open | 2009-10-01 | 20000 | Gasoline | COMPARTMENT A | Double Walled | Fiberglass Reinforced Plastic | Pressure | Double Walled | Fiberglass Reinforced Plastic
0-010395 | QUIKTRIP #442 | 2010 S ARIZONA AVE | CHANDLER | AZ | 85286 | Maricopa | 3 | Open | 2010-09-30 | 8000 | Gasoline | COMPARTMENT B | Double Walled | Fiberglass Reinforced Plastic | Pressure | Double Walled | Fiberglass Reinforced Plastic
0-008758 | VILLA MONTEREY | 8100 E CAMELBACK RD | SCOTTSDALE | AZ | 85251 | Maricopa | 2 | Perm Closure | 2005-06-17 | 1000 | Gasoline | COMPARTMENT A | Double Walled | Asphalt coated or Bare Steel |  |  |  | Removal | 1995-11-05
0-001085 | CHEVRON #9-2898 | 1926 N SCOTTSDALE RD | TEMPE | AZ | 85281 | Maricopa | 8 | Perm Closure | 1987-01-01 | 10000 | Gasoline | COMPARTMENT A | Double Walled | Fiberglass Reinforced Plastic | Pressure | Double Walled | Fiberglass Reinforced Plastic | Removal | 2005-01-18
0-001085 | CHEVRON #9-2898 | 1926 N SCOTTSDALE RD | TEMPE | AZ | 85281 | Maricopa | 6 | Perm Closure | 1987-01-01 | 10000 | Gasoline | COMPARTMENT A | Double Walled | Fiberglass Reinforced Plastic | Pressure | Double Walled | Fiberglass Reinforced Plastic | Removal | 2005-01-18
0-003210 | CIRCLE K STORE #2709170 | 10200 N SCOTTSDALE RD | SCOTTSDALE | AZ | 85253 | Maricopa | 6 | Open | 2019-01-03 | 20000 | Gasoline (UL) | COMPARTMENT A | Double Walled | Fiberglass Reinforced Plastic | Pressure | Double Walled | Fiberglass Reinforced Plastic
0-003210 | CIRCLE K STORE #2709170 | 10200 N SCOTTSDALE RD | SCOTTSDALE | AZ | 85253 | Maricopa | 3 | Perm Closure | 1985-05-01 | 8000 | Gasoline | COMPARTMENT A | Single Walled | Fiberglass Reinforced Plastic | Pressure | Single Walled | Fiberglass Reinforced Plastic | Removal | 2018-06-29
0-008259 | PICACHO ELEMENTARY SCHOOL |  | PICACHO |  |  | Pinal | 1 | Perm Closure | 2005-06-17 | 500 | Gasoline | COMPARTMENT A | Double Walled | Asphalt coated or Bare Steel | Gravity Feed |  |  | Removal | 1994-06-17
0-001988 | CASA ADOBE EXXON | 7201 N ORACLE RD | TUCSON | AZ | 85704 | Pima | 7 | Perm Closure | 1999-02-23 | 15000 | Gasoline | COMPARTMENT A | Double Walled | Fiberglass Reinforced Plastic | Pressure | Double Walled | Fiberglass Reinforced Plastic | Removal | 2014-01-23
0-001988 | CASA ADOBE EXXON | 7201 N ORACLE RD | TUCSON | AZ | 85704 | Pima | 1 | Perm Closure | 1966-01-01 | 8000 | Gasoline | COMPARTMENT A |  | Asphalt coated or Bare Steel | Pressure | Single Walled | Bare or Galvanized Steel | Removal | 1999-01-07
0-008668 | DENTON INVESTMENTS INC | 3045 N 1ST AVE | TUCSON | AZ | 85719 | Pima | 2 | Perm Closure | 2005-06-17 |  | Gasoline | COMPARTMENT A |  | Asphalt coated or Bare Steel | Suction - Check Valve at the Tank Top |  | Bare or Galvanized Steel | Removal | 1995-07-19
0-006304 | PIMA AUTOMOTIVE | 4702 E PIMA ST | TUCSON | AZ | 85712 | Pima | 5 | Perm Closure | 1999-01-01 | 4000 | Gasoline | COMPARTMENT B | Double Walled | Composite (Steel/Fiberglass) | Pressure | Double Walled | Fiberglass Reinforced Plastic | Removal | 2019-07-29
0-006304 | PIMA AUTOMOTIVE | 4702 E PIMA ST | TUCSON | AZ | 85712 | Pima | 1 | Perm Closure | 1976-01-01 | 4000 | Gasoline | COMPARTMENT A | Single Walled | Asphalt coated or Bare Steel | Suction - Check Valve at the Dispenser |  |  | Removal | 1999-01-14
0-002187 | FRITO-LAY - CASA GRANDE FACILITY | 1450 W MARICOPA HWY | CASA GRANDE | AZ | 85193 | Pinal | 4 | Open | 1996-05-28 | 20000 | Diesel | COMPARTMENT A | Double Walled | Fiberglass Reinforced Plastic | Pressure | Double Walled | Fiberglass Reinforced Plastic
0-002412 | CITY OF MESA - TURNER RANCHES WRF UST FACILITY | 6312 E BASELINE RD | MESA | AZ | 85206 | Maricopa | 1 | Perm Closure | 1988-02-19 | 550 | Diesel | COMPARTMENT A | Unknown | Fiberglass Reinforced Plastic | Suction - Check Valve at the Tank Top |  | Bare or Galvanized Steel | Removal | 1994-04-24
0-001853 | HANDY STOP | 2450 W BELL RD | PHOENIX | AZ | 85023 | Maricopa | 4 | Perm Closure | 1984-01-01 | 1000 | Used Oil/Waste Oil | COMPARTMENT A | Double Walled | Fiberglass Reinforced Plastic | Gravity Feed |  | Fiberglass Reinforced Plastic | Removal | 2006-03-30
0-001242 | CIRCLE K #505 | 15414 N 67TH AVE | GLENDALE | AZ | 85306 | Maricopa | 2 | Perm Closure | 1970-01-01 | 10000 | Gasoline | COMPARTMENT A |  | Asphalt coated or Bare Steel | Pressure |  |  | Removal | 1999-02-23
0-001470 | CIRCLE K #1741 | 5141 N CENTRAL AVE | PHOENIX | AZ | 85012 | Maricopa | 1 | Open | 1985-05-05 | 10000 | Gasoline | COMPARTMENT A | Double Walled | Fiberglass Reinforced Plastic | Pressure | Double Walled | Fiberglass Reinforced Plastic
0-001470 | CIRCLE K #1741 | 5141 N CENTRAL AVE | PHOENIX | AZ | 85012 | Maricopa | 2 | Open | 1985-05-05 | 10000 | Gasoline | COMPARTMENT A | Double Walled | Fiberglass Reinforced Plastic | Pressure | Double Walled | Fiberglass Reinforced Plastic
0-001470 | CIRCLE K #1741 | 5141 N CENTRAL AVE | PHOENIX | AZ | 85012 | Maricopa | 3 | Temp Closure | 1985-05-05 | 10000 | Gasoline | COMPARTMENT A | Double Walled | Fiberglass Reinforced Plastic | Pressure | Double Walled | Fiberglass Reinforced Plastic |  | 2019-10-30
0-000566 | AT&T - MESA FACILITY | 1301 W UNIVERSITY DR | MESA | AZ | 85201 | Maricopa | 2 | Perm Closure | 1985-04-30 | 20000 | Diesel | COMPARTMENT A | Double Walled | Fiberglass Reinforced Plastic |  |  |  | Removal | 1997-10-29
0-004101 | GIANT #667 | 6466 HIGHWAY 77 | DUDLEYVILLE | AZ | 85192 | Pinal | 2 | Perm Closure | 1976-01-01 | 6000 | Gasoline | COMPARTMENT A |  | Asphalt coated or Bare Steel | Pressure |  | Bare or Galvanized Steel | Removal | 1996-08-20
0-000275 | ADOT - SANTA MARIA MAINTENANCE |  | SANTA MARIA |  |  | Yavapai | 1 | Perm Closure | 1984-01-01 | 12000 | Gasoline | COMPARTMENT A | Single Walled | Fiberglass Reinforced Plastic | Suction - Check Valve at the Tank Top |  |  | Removal | 1994-07-13
0-001384 | CIRCLE K #1217 | 500 N CLARK RD | SHOW LOW | AZ | 85901 | Navajo | 3 | Perm Closure | 1977-01-01 | 4000 | Gasoline | COMPARTMENT A |  | Asphalt coated or Bare Steel | Pressure |  |  | Removal | 1995-06-20
0-001384 | CIRCLE K #1217 | 500 N CLARK RD | SHOW LOW | AZ | 85901 | Navajo | 2 | Perm Closure | 1977-01-01 | 10000 | Gasoline | COMPARTMENT A |  | Asphalt coated or Bare Steel | Pressure |  |  | Removal | 1995-06-20
0-003852 | CITY OF PHOENIX - CACTUS PARK POLICE STATION | 12220 N 39TH AVE | PHOENIX | AZ | 85029 | Maricopa | 1 | Perm Closure | 1984-01-01 | 12000 | Gasoline | COMPARTMENT A | Double Walled | Fiberglass Reinforced Plastic | Pressure |  | Fiberglass Reinforced Plastic | Removal | 1995-03-07
0-006702 | PARCEL 103-02-731G | 7880 E STATE ROUTE 69 | PRESCOTT VALLEY | AZ | 86314 | Yavapai | 4 | Perm Closure | 1981-01-01 | 4000 | Diesel | COMPARTMENT A |  | Asphalt coated or Bare Steel | Pressure |  | Bare or Galvanized Steel | Removal | 1994-06-01
0-006702 | PARCEL 103-02-731G | 7880 E STATE ROUTE 69 | PRESCOTT VALLEY | AZ | 86314 | Yavapai | 5 | Perm Closure | 1981-01-01 | 500 | Used Oil/Waste Oil | COMPARTMENT A |  | Asphalt coated or Bare Steel | Gravity Feed |  | Bare or Galvanized Steel | Removal | 1994-06-01
0-003244 | MOBIL 18-MKH | 1960 E MAIN ST | MESA | AZ | 85203 | Maricopa | 3 | Perm Closure | 1968-01-01 | 10000 | Gasoline | COMPARTMENT A |  | Asphalt coated or Bare Steel | Pressure |  |  | Removal | 1988-09-02
0-003244 | MOBIL 18-MKH | 1960 E MAIN ST | MESA | AZ | 85203 | Maricopa | 4 | Perm Closure | 1988-09-01 | 1000 | Used Oil/Waste Oil | COMPARTMENT A |  | Fiberglass Reinforced Plastic | Gravity Feed |  | Fiberglass Reinforced Plastic | Removal | 1992-05-07
0-001081 | PEBBLESTONE MARKET | 3399 N SCOTTSDALE RD | SCOTTSDALE | AZ | 85251 | Maricopa | 7 | Open | 2001-09-20 | 10000 | Diesel | COMPARTMENT A | Double Walled | Fiberglass Reinforced Plastic | Pressure | Double Walled | Flexible
0-001081 | PEBBLESTONE MARKET | 3399 N SCOTTSDALE RD | SCOTTSDALE | AZ | 85251 | Maricopa | 7 | Open | 2001-09-20 | 6000 | Gasoline (PUL) | COMPARTMENT B | Double Walled | Fiberglass Reinforced Plastic | Pressure | Double Walled | Flexible
0-008408 | PILOT TRAVEL CENTER #1215 | 48710 VICKSBURG RD | SALOME | AZ | 85348 | La Paz | 6 | Open | 2005-06-17 | 12000 | Diesel | COMPARTMENT A | Single Walled | Asphalt coated or Bare Steel
0-008408 | PILOT TRAVEL CENTER #1215 | 48710 VICKSBURG RD | SALOME | AZ | 85348 | La Paz | 2 | Open | 2005-06-17 | 12000 | Gasoline (UL) | COMPARTMENT A | Single Walled | Asphalt coated or Bare Steel | Pressure |  | Fiberglass Reinforced Plastic
0-004907 | CIRCLE K STORE #2706646 | 1619 W BASELINE RD | GUADALUPE | AZ | 85283 | Maricopa | 5 | Perm Closure | 1984-05-03 | 550 | Used Oil/Waste Oil | COMPARTMENT A | Double Walled | Fiberglass Reinforced Plastic | Gravity Feed |  | Fiberglass Reinforced Plastic | Removal | 2000-11-01
0-004907 | CIRCLE K STORE #2706646 | 1619 W BASELINE RD | GUADALUPE | AZ | 85283 | Maricopa | 8 | Open | 2001-06-14 | 20000 | Gasoline | COMPARTMENT A | Double Walled | Fiberglass Reinforced Plastic | Pressure | Double Walled | Fiberglass Reinforced Plastic
0-000885 | SPEEDY MARKET | 1510 S COUNTRY CLUB DR | MESA | AZ | 85210 | Maricopa | 5 | Perm Closure | 1980-01-01 | 12000 | Gasoline | COMPARTMENT A |  | Asphalt coated or Bare Steel | Pressure |  | Fiberglass Reinforced Plastic | Removal | 1994-01-13
0-000885 | SPEEDY MARKET | 1510 S COUNTRY CLUB DR | MESA | AZ | 85210 | Maricopa | 6 | Perm Closure | 1980-01-01 | 12000 | Diesel | COMPARTMENT A |  | Asphalt coated or Bare Steel | Pressure |  | Fiberglass Reinforced Plastic | Removal | 1994-01-13
0-000524 | ARCO #5249 | 2915 W MCDOWELL RD | PHOENIX | AZ | 85009 | Maricopa | 3 | Perm Closure | 2005-06-17 | 10000 | Gasoline | COMPARTMENT A |  | Asphalt coated or Bare Steel | Pressure |  |  | Removal | 1993-10-01
0-003267 | FREEWAY TEXACO | 1203 W REX ALLEN DR | WILLCOX | AZ | 85643 | Cochise | 7 | Open | 1995-05-18 | 6000 | Gasoline | COMPARTMENT B | Double Walled | Fiberglass Reinforced Plastic
0-002368 | GRAND CANYON HIGH SCHOOL | 1 BOULDER ST | GRAND CANYON | AZ | 86023 | Coconino | 2 | Perm Closure | 1984-03-13 | 1000 | Gasoline | COMPARTMENT A | Single Walled | Asphalt coated or Bare Steel |  |  |  | Removal | 1991-07-08
0-008559 | GREAT WESTERN PET SUPPLY | 2001 N BLACK CANYON HWY | PHOENIX | AZ | 85009 | Maricopa | 1 | Perm Closure | 2005-06-17 | 6000 | Gasoline | COMPARTMENT A | Single Walled | Asphalt coated or Bare Steel | Pressure |  | Bare or Galvanized Steel | Removal | 1995-02-24
0-009334 | VILLAGE SQUARE CHEVRON | 6500 STATE ROUTE 179 | VILLAGE OF OAK CREEK | AZ | 86351 | Yavapai | 2 | Perm Closure | 1998-01-23 | 12000 | Gasoline | COMPARTMENT A | Double Walled | Fiberglass Reinforced Plastic | Pressure | Double Walled | Fiberglass Reinforced Plastic | Removal | 2005-12-28
0-001114 | SPEEDSMART #117 | 1951 E BROWN RD | MESA | AZ | 85203 | Maricopa | 6 | Open | 2000-09-11 | 7000 | Diesel | COMPARTMENT B | Double Walled | Fiberglass Reinforced Plastic | Pressure | Double Walled | Fiberglass Reinforced Plastic
0-009496 | ECHO TRUCKING | 3124 W DURANGO ST | PHOENIX | AZ | 85009 | Maricopa | 2 | Perm Closure | 2005-06-17 | 5000 | Unidentified | COMPARTMENT A | Single Walled | Asphalt coated or Bare Steel | Suction - Check Valve at the Dispenser | Single Walled | Bare or Galvanized Steel | Removal | 1999-06-23
0-004439 | GEOTTL AIR CONDITIONING INC | 3830 E WIER AVE | PHOENIX | AZ | 85040 | Maricopa | 2 | Perm Closure | 1981-02-21 | 8000 | Gasoline | COMPARTMENT A | Double Walled | Asphalt coated or Bare Steel | Pressure |  |  | Removal | 1993-01-13
0-006427 | JUDD AUTO SERVICE | 623 S MAIN ST | FREDONIA | AZ | 86022 | Coconino | 1 | Perm Closure | 1978-01-01 | 10000 | Gasoline | COMPARTMENT A | Single Walled | Asphalt coated or Bare Steel | Pressure | Single Walled | Bare or Galvanized Steel | Removal | 1999-01-19
0-005666 | CIRCLE K #7963 | 13110 W GLENDALE AVE | GLENDALE | AZ | 85307 | Maricopa | 1 | Perm Closure | 1984-06-27 | 12000 | Gasoline | COMPARTMENT A | Single Walled | Asphalt coated or Bare Steel | Pressure |  | Fiberglass Reinforced Plastic | Removal | 2016-01-21
0-009988 | SCP CONSTRUCTION CO | 723 W GUADALUPE RD | GILBERT | AZ | 85233 | Maricopa | 7 | Perm Closure | 2005-06-17 | 500 | Used Oil/Waste Oil | COMPARTMENT A | Unknown | Asphalt coated or Bare Steel |  |  |  | Removal | 2004-03-24
0-003206 | MOBIL 18-606 | 4310 W PEORIA AVE | GLENDALE | AZ | 85302 | Maricopa | 3 | Perm Closure | 2005-06-17 | 12000 | Gasoline | COMPARTMENT A |  | Asphalt coated or Bare Steel | Pressure |  |  | Removal | 1989-02-28
0-003933 | TCB AUTO SPA | 2602 E BELL RD | PHOENIX | AZ | 85032 | Maricopa | 4 | Perm Closure | 1977-01-01 | 10000 | Gasoline | COMPARTMENT A | Single Walled | Asphalt coated or Bare Steel | Pressure | Single Walled | Bare or Galvanized Steel | Closed in Place | 2002-02-06
0-000922 | SHELL | 2165 E BASELINE RD | TEMPE | AZ | 85283 | Maricopa | 5 | Open | 1991-03-01 | 12000 | Gasoline | COMPARTMENT A | Double Walled | Fiberglass Reinforced Plastic | Pressure | Double Walled | Fiberglass Reinforced Plastic
0-010040 | QUIKTRIP #417 | 3563 E MAIN ST | MESA | AZ | 85213 | Maricopa | 2 | Open | 2004-12-03 | 20000 | Gasoline | COMPARTMENT A | Double Walled | Fiberglass Reinforced Plastic | Pressure | Double Walled | Flexible
0-003457 | ARIZONA ARMY NATIONAL GUARD - MAINTENANCE #1 | 1614 W ROOSEVELT ST | PHOENIX | AZ | 85007 | Maricopa | 1 | Perm Closure | 1980-04-14 | 2000 | Diesel | COMPARTMENT A | Double Walled | Fiberglass Reinforced Plastic | Pressure |  | Bare or Galvanized Steel | Removal | 1996-10-16
0-005253 | JACKSONS ENERGY #6785 | 3960 N COUNTRY CLUB DR | FLAGSTAFF | AZ | 86004 | Coconino | 8 | Open | 1998-06-15 | 5000 | Diesel | COMPARTMENT B | Double Walled | Composite (Steel/Fiberglass) | Pressure | Double Walled | Flexible
0-009899 | PHOENIX, CITY OF - AVIATION PROPERTY |  | PHOENIX |  |  | Maricopa | 11 | Perm Closure | 2005-06-17 | 550 | Unidentified | COMPARTMENT A | Single Walled | Asphalt coated or Bare Steel |  |  |  | Removal | 2004-11-09
0-004595 | ELOY |  | ELOY |  |  | Pinal | 1 | Perm Closure | 1971-05-07 | 1000 | Gasoline | COMPARTMENT A | Unknown | Unknown |  |  |  | Removal | 1990-02-20
0-003746 | PHILLIPS 66 COMPANY #017018 | 5001 N GRANITE REEF RD | SCOTTSDALE | AZ | 85250 | Maricopa | 2 | Perm Closure | 1964-01-01 | 560 | Used Oil/Waste Oil | COMPARTMENT A |  | Asphalt coated or Bare Steel |  |  |  | Removal | 2016-02-11
0-000173 | OAKRIDGE TUCSON ASSOCIATES | 2701 E ELVIRA RD | TUCSON | AZ | 85756 | Pima | 1 | Perm Closure | 1986-01-01 | 550 | Diesel | COMPARTMENT A |  | Asphalt coated or Bare Steel |  |  |  | Closed in Place | 1994-05-05
0-002607 | OLD CITY AIRPORT |  | TUCSON |  |  | Pima | 2 | Perm Closure | 2005-06-17 |  | Unidentified | COMPARTMENT A | Unknown | Unknown |  |  |  | Removal | 1989-09-13
0-003258 | PRIDE TRAVEL CENTER IV | 2440 W BETHANY HOME RD | PHOENIX | AZ | 85015 | Maricopa | 7 | Open | 1999-01-01 | 20000 | Gasoline (UL) | COMPARTMENT A | Double Walled | Fiberglass Reinforced Plastic | Pressure | Double Walled | Fiberglass Reinforced Plastic
0-002680 | SHAMROCK FOODS - TRUCK PARKING | 2222 N 27TH AVE | PHOENIX | AZ | 85009 | Maricopa | 1 | Perm Closure | 2005-06-17 |  | Gasoline | COMPARTMENT A | Unknown | Unknown |  |  |  | Removal | 1988-11-18
0-004074 | ARIZONA BOYS RANCH | 20061 E RITTENHOUSE RD | QUEEN CREEK | AZ | 85142 | Maricopa | 3 | Perm Closure | 2009-01-16 | 10000 | Unidentified | COMPARTMENT A | Single Walled | Fiberglass Reinforced Plastic |  |  |  | Removal | 2008-11-07
0-008715 | ARIZONA PIPELINE | 2402 W WETMORE RD | TUCSON | AZ | 85705 | Pima | 2 | Perm Closure | 1987-10-01 | 6000 | Diesel | COMPARTMENT A | Double Walled | Composite (Steel/Fiberglass) | Pressure |  |  | Removal | 2018-12-13
0-002067 | QUIK MART #15 | 3250 W CORTARO FARMS RD | TUCSON | AZ | 85742 | Pima | 3 | Open | 1982-01-01 | 10000 | Gasoline | COMPARTMENT A |  | Asphalt coated or Bare Steel | Pressure | Double Walled | Fiberglass Reinforced Plastic
0-005446 | CIRCLE K #2906 | 711 E LESTER ST | TUCSON | AZ | 85719 | Pima | 2 | Perm Closure | 1972-04-03 | 8000 | Gasoline | COMPARTMENT A | Double Walled | Asphalt coated or Bare Steel | Pressure |  |  | Removal | 1993-10-06
0-000444 | ARIZONA WATER CO | 100 CARDINAL LN | SEDONA | AZ | 86336 | Yavapai | 1 | Perm Closure | 1981-01-01 | 2000 | Gasoline | COMPARTMENT A |  | Asphalt coated or Bare Steel |  |  |  | Removal | 1988-12-22
0-007104 | CHEVRON - SHAY OIL CO INC #17 | 3919 S AVENUE 3 E | YUMA | AZ | 85365 | Yuma | 3 | Open | 1989-07-01 | 12000 | Gasoline | COMPARTMENT A | Double Walled | Fiberglass Reinforced Plastic | Pressure |  | Fiberglass Reinforced Plastic
0-004028 | FLYING J TRAVEL PLAZA #610 | 3300 E ANDY DEVINE AVE | KINGMAN | AZ | 86401 | Mohave | 9 | Open | 1989-01-01 | 12000 | Gasoline | COMPARTMENT A | Single Walled | Fiberglass Reinforced Plastic | Pressure |  | Fiberglass Reinforced Plastic
0-003924 | PINEWOOD COUNTRY CLUB | 152 N AIRE NAVAJO RD | MUNDS PARK | AZ | 86017 | Coconino | 1 | Perm Closure | 1970-01-01 | 1000 | Gasoline | COMPARTMENT A | Single Walled | Asphalt coated or Bare Steel | Suction - Check Valve at the Tank Top | Single Walled | Bare or Galvanized Steel | Removal | 1993-04-14
0-003915 | PINAL COUNTY - SUPERIOR MAINTENANCE YARD | 301 N PINAL AVE | SUPERIOR | AZ | 85173 | Pinal | 6 | Perm Closure | 1951-01-01 | 500 | Gasoline (UL) | COMPARTMENT A | Single Walled | Asphalt coated or Bare Steel | Suction - Check Valve at the Tank Top |  |  | Removal | 1994-01-19
0-002011 | EXXON #7-3927 | 1151 W UNIVERSITY DR | MESA | AZ | 85201 | Maricopa | 4 | Perm Closure | 1966-01-01 | 3000 | Gasoline | COMPARTMENT A |  | Asphalt coated or Bare Steel | Pressure | Single Walled | Bare or Galvanized Steel | Removal | 1993-05-04
0-002011 | EXXON #7-3927 | 1151 W UNIVERSITY DR | MESA | AZ | 85201 | Maricopa | 5 | Perm Closure | 1974-01-01 | 10000 | Unidentified | COMPARTMENT A |  | Asphalt coated or Bare Steel | Pressure | Single Walled | Bare or Galvanized Steel | Removal | 1993-05-04
0-005317 | CIRCLE K #2705709 | 1415 E 16TH ST | YUMA | AZ | 85365 | Yuma | 1 | Perm Closure | 1974-01-01 | 10000 | Gasoline | COMPARTMENT A |  | Asphalt coated or Bare Steel | Pressure |  | Fiberglass Reinforced Plastic | Removal | 1993-09-22
0-001964 | SENERGY PETROLEUM - CHANDLER CARDLOCK | 157 S DELAWARE ST | CHANDLER | AZ | 85224 | Maricopa | 3 | Perm Closure | 1970-01-01 | 6000 | Diesel | COMPARTMENT A | Double Walled | Fiberglass Reinforced Plastic | Pressure |  |  | Removal | 1992-09-08
0-003625 | CANYON SERVICE CENTER | 34400 S OLD BLACK CANYON HWY | BLACK CANYON CITY | AZ | 85324 | Yavapai | 2 | Perm Closure | 2005-06-17 | 4000 | Gasoline | COMPARTMENT A |  | Asphalt coated or Bare Steel | Pressure |  | Fiberglass Reinforced Plastic | Removal | 2020-06-11
0-005282 | GASCO | 5465 E BROADWAY BLVD | TUCSON | AZ | 85711 | Pima | 4 | Perm Closure | 1961-01-01 | 280 | Used Oil/Waste Oil | COMPARTMENT A |  | Asphalt coated or Bare Steel | Gravity Feed |  |  | Removal | 1993-04-06
0-000172 | ARIZONA BAKING CO OF SOUTHWEST | 2601 E WASHINGTON ST | PHOENIX | AZ | 85034 | Maricopa | 3 | Perm Closure | 1979-01-01 | 10000 | Diesel | COMPARTMENT A |  | Asphalt coated or Bare Steel |  |  |  | Removal | 1989-12-06
0-000160 | BASHAS -FORMER | 3435 W BUCKEYE RD | PHOENIX | AZ | 85009 | Maricopa | 6 | Perm Closure | 1972-01-01 | 12000 | Diesel | COMPARTMENT A | Single Walled | Asphalt coated or Bare Steel |  |  |  | Removal | 1991-12-17
0-004995 | SIMONIZ CAR WASH & QUICK LUBE | 4119 E THOMAS RD | PHOENIX | AZ | 85018 | Maricopa | 1 | Perm Closure | 1967-04-18 | 10000 | Gasoline | COMPARTMENT A | Unknown | Asphalt coated or Bare Steel | Pressure |  | Fiberglass Reinforced Plastic | Removal | 1995-03-28
0-003288 | MOHAVE HIGH SCHOOL | 2251 HIGHWAY 95 | BULLHEAD CITY | AZ | 86442 | Mohave | 1 | Perm Closure | 1972-01-01 | 1000 | Gasoline | COMPARTMENT A |  | Asphalt coated or Bare Steel |  |  |  | Removal | 1991-01-26
0-003199 | EXXONMOBIL OIL CORP #12045 | 1845 E UNIVERSITY DR | TEMPE | AZ | 85281 | Maricopa | 3 | Perm Closure | 2005-06-17 | 6000 | Gasoline | COMPARTMENT A | Double Walled | Fiberglass Reinforced Plastic |  |  |  | Removal | 1984-10-01
0-008174 | BUCKEYE EARTH STATION | 26239 W YUMA RD | BUCKEYE | AZ | 85396 | Maricopa | 1 | Perm Closure | 1978-01-01 | 1000 | Diesel | COMPARTMENT A | Double Walled | Asphalt coated or Bare Steel | Suction - Check Valve at the Tank Top |  |  | Removal | 1993-05-04
0-005197 | TITAN MACHINERY | 1701 W GRANT RD | TUCSON | AZ | 85745 | Pima | 2 | Perm Closure | 1963-01-01 | 3000 | Gasoline | COMPARTMENT A | Unknown | Asphalt coated or Bare Steel |  |  |  | Removal | 1989-09-27
0-005100 | TRANSWESTERN PIPELINE ST 1 |  | KINGMAN |  |  | Mohave | 2 | Perm Closure | 1983-02-05 | 1000 | Diesel | COMPARTMENT A | Double Walled | Asphalt coated or Bare Steel |  |  |  | Removal | 1989-07-12
0-004940 | TEXACO SERVICE STATION | 13249 N 103RD AVE | SUN CITY | AZ | 85351 | Maricopa | 2 | Perm Closure | 1972-05-07 | 8000 | Gasoline | COMPARTMENT A | Double Walled | Asphalt coated or Bare Steel |  |  |  | Removal | 1988-01-01
0-004862 | TEDS TRUCK CENTER INC #2 |  | ASH FORK |  |  | Yavapai | 7 | Perm Closure | 1985-04-23 | 12000 | Diesel | COMPARTMENT A | Unknown | Asphalt coated or Bare Steel |  |  |  | Removal | 1999-07-21
0-004770 | SULPHUR SPRINGS VALLEY ELECTRIC COOP | 205 WILLCOX DR | SIERRA VISTA | AZ | 85635 | Cochise | 2 | Perm Closure | 1971-02-13 | 10000 | Gasoline | COMPARTMENT A | Unknown | Asphalt coated or Bare Steel |  |  |  | Removal | 1988-01-01