0-003238 | VALERO IN THE ZONE VII | 1925 N SCOTTSDALE RD | TEMPE | AZ | 85281 | Maricopa | 5 | Open | 2009-06-01 | 20000 | Gasoline | COMPARTMENT A | Double Walled | Fiberglass Reinforced Plastic | Pressure | Double Walled | Fiberglass Reinforced Plastic
0-003238 | VALERO IN THE ZONE VII | 1925 N SCOTTSDALE RD | TEMPE | AZ | 85281 | Maricopa | 4 | Perm Closure | 1983-01-01 | 280 | Used Oil/Waste Oil | COMPARTMENT A | Double Walled | Fiberglass Reinforced Plastic | Gravity Feed |  | Fiberglass Reinforced Plastic | Removal | 1996-11-14
0-001471 | CIRCLE K #2701752 | 4343 E CAMELBACK RD | PHOENIX | AZ | 85018 | Maricopa | 2 | Open | 1985-01-01 | 10000 | Gasoline | COMPARTMENT A | Double Walled | Fiberglass Reinforced Plastic | Pressure |  | Fiberglass Reinforced Plastic
0-007012 | HONEYWELL - DEER VALLEY | 21111 N 19TH AVE | PHOENIX | AZ | 85027 | Maricopa | 1 | Perm Closure | 2005-06-17 |  | Hazardous Substance | COMPARTMENT A | Single Walled | Asphalt coated or Bare Steel |  |  |  | Removal | 1985-09-06
0-009340 | UNITED VERDE MINE |  | JEROME |  |  | Yavapai | 1 | Perm Closure | 2005-06-17 | 500 | Gasoline | COMPARTMENT A | Double Walled | Asphalt coated or Bare Steel |  |  |  | Removal | 1998-11-19
0-001766 | CORBIN-DYKES ELECTRIC/FISCHBACH | 1826 W LINDEN ST | PHOENIX | AZ | 85007 | Maricopa | 4 | Perm Closure | 1977-01-01 | 2000 | Gasoline | COMPARTMENT A |  | Asphalt coated or Bare Steel |  |  |  | Removal | 1989-09-19
0-001766 | CORBIN-DYKES ELECTRIC/FISCHBACH | 1826 W LINDEN ST | PHOENIX | AZ | 85007 | Maricopa | 1 | Perm Closure | 1977-01-01 | 10000 | Gasoline | COMPARTMENT A |  | Asphalt coated or Bare Steel |  |  |  | Removal | 1989-09-19
0-005992 | ARCO AM/PM | 2310 N 32ND ST | PHOENIX | AZ | 85008 | Maricopa | 1 | Open | 1987-11-28 | 12000 | Gasoline | COMPARTMENT A | Double Walled | Fiberglass Reinforced Plastic | Pressure | Single Walled | Fiberglass Reinforced Plastic
0-004703 | SOUTHWEST FEED & SEED CO | 350 S 75TH AVE | PHOENIX | AZ | 85043 | Maricopa | 3 | Perm Closure | 1974-04-09 | 12000 | Diesel | COMPARTMENT A | Unknown | Asphalt coated or Bare Steel |  |  |  | Removal | 1989-09-24
0-004109 | VALLEY TRUCK & TRAILER SERVICE | 5228 N TOM MURRAY AVE | GLENDALE | AZ | 85301 | Maricopa | 5 | Perm Closure | 1973-07-01 | 200 | Used Oil/Waste Oil | COMPARTMENT A | Double Walled | Asphalt coated or Bare Steel | Suction - Check Valve at the Tank Top |  | Bare or Galvanized Steel | Removal | 1994-05-18
0-009010 | ANDERSON GAS STATION - FORMER | 321 S CORONADO BLVD | CLIFTON | AZ | 85533 | Greenlee | 2 | Perm Closure | 1920-01-01 | 2000 | Gasoline | COMPARTMENT A | Double Walled | Asphalt coated or Bare Steel | Pressure |  | Bare or Galvanized Steel | Removal | 2000-08-24
0-001034 | GOGO GAS & STORE LLC | 22 S CORONADO BLVD | CLIFTON | AZ | 85533 | Greenlee | 7 | Open | 1997-10-01 | 6000 | Gasoline | COMPARTMENT A | Double Walled | Composite (Steel/Fiberglass) | Pressure | Double Walled
0-001034 | GOGO GAS & STORE LLC | 22 S CORONADO BLVD | CLIFTON | AZ | 85533 | Greenlee | 1 | Perm Closure | 1967-01-01 | 10000 | Gasoline | COMPARTMENT A |  | Asphalt coated or Bare Steel | Suction - Check Valve at the Tank Top |  |  | Removal | 1997-10-08
0-000508 | ARCO #5284 | 4249 E THOMAS RD | PHOENIX | AZ | 85018 | Maricopa | 2 | Perm Closure | 1973-01-01 | 10000 | Gasoline | COMPARTMENT A |  | Asphalt coated or Bare Steel | Pressure |  |  | Removal | 1993-10-19
0-000508 | ARCO #5284 | 4249 E THOMAS RD | PHOENIX | AZ | 85018 | Maricopa | 8 | Open | 1993-11-22 | 10000 | Diesel | COMPARTMENT A | Double Walled | Fiberglass Reinforced Plastic | Pressure | Double Walled | Fiberglass Reinforced Plastic
0-000508 | ARCO #5284 | 4249 E THOMAS RD | PHOENIX | AZ | 85018 | Maricopa | 1 | Perm Closure | 1973-01-01 | 10000 | Gasoline | COMPARTMENT A |  | Asphalt coated or Bare Steel | Pressure |  |  | Removal | 1993-10-19
0-003833 | PHOENIX, CITY OF - FIRE STATION #37 | 16002 N 40TH PL | PHOENIX | AZ | 85032 | Maricopa | 1 | Perm Closure | 1985-01-01 | 1000 | Gasoline (UL) | COMPARTMENT A | Double Walled | Fiberglass Reinforced Plastic | Suction - Check Valve at the Tank Top | Single Walled | Fiberglass Reinforced Plastic | Removal | 1997-04-15
0-004753 | WOODYS FOOD STORE #117 | 550 S MAIN ST | COTTONWOOD | AZ | 86326 | Yavapai | 2 | Perm Closure | 1966-05-04 | 4000 | Gasoline | COMPARTMENT A | Unknown | Asphalt coated or Bare Steel | Pressure |  |  | Removal | 1999-05-11
0-006958 | MOBIL - SEDONA | 841 STATE ROUTE 179 | SEDONA | AZ | 86336 | Coconino | 3 | Perm Closure | 2005-06-17 | 500 | Used Oil/Waste Oil | COMPARTMENT A | Unknown | Unknown | Pressure |  |  | Removal | 1990-12-19
0-004381 | SCHUCK & SONS CONSTRUCTION CO INC | 8205 N 67TH AVE | GLENDALE | AZ | 85302 | Maricopa | 2 | Perm Closure | 1973-01-01 | 10000 | Gasoline | COMPARTMENT A | Single Walled | Asphalt coated or Bare Steel | Pressure |  |  | Closed in Place | 2018-05-31
0-001288 | CIRCLE K #2700693 | 5850 S 19TH AVE | PHOENIX | AZ | 85041 | Maricopa | 5 | Open | 1994-10-14 | 10000 | Gasoline | COMPARTMENT A | Double Walled | Fiberglass Reinforced Plastic | Pressure | Double Walled | Fiberglass Reinforced Plastic
0-001288 | CIRCLE K #2700693 | 5850 S 19TH AVE | PHOENIX | AZ | 85041 | Maricopa | 4 | Open | 1994-10-14 | 10000 | Gasoline | COMPARTMENT A | Double Walled | Fiberglass Reinforced Plastic | Pressure | Double Walled | Fiberglass Reinforced Plastic
0-000179 | ARIZONA COLISEUM & EXPOSITION CENTER | 1826 W MCDOWELL RD | PHOENIX | AZ | 85007 | Maricopa | 1 | Perm Closure | 1946-01-01 | 550 | Gasoline | COMPARTMENT A |  | Asphalt coated or Bare Steel |  |  |  | Removal | 1990-10-04
0-000179 | ARIZONA COLISEUM & EXPOSITION CENTER | 1826 W MCDOWELL RD | PHOENIX | AZ | 85007 | Maricopa | 4 | Perm Closure | 1946-01-01 | 550 | Gasoline | COMPARTMENT A |  | Asphalt coated or Bare Steel |  |  |  | Removal | 1990-10-04
0-000580 | ORACLE R S - AT&T |  | ORACLE JUNCTION |  |  | Pinal | 1 | Perm Closure | 1962-01-01 | 3000 | Diesel | COMPARTMENT A |  | Asphalt coated or Bare Steel |  |  |  | Removal | 1992-04-15
0-001092 | CHEVRON #9-0463 | 4350 E INDIAN SCHOOL RD | PHOENIX | AZ | 85018 | Maricopa | 3 | Perm Closure | 1984-01-01 | 10000 | Gasoline | COMPARTMENT A |  | Fiberglass Reinforced Plastic | Pressure |  | Fiberglass Reinforced Plastic | Removal | 1997-02-20
0-001092 | CHEVRON #9-0463 | 4350 E INDIAN SCHOOL RD | PHOENIX | AZ | 85018 | Maricopa | 6 | Open | 1998-07-23 | 15000 | Gasoline | COMPARTMENT A | Double Walled | Fiberglass Reinforced Plastic | Pressure | Double Walled | Fiberglass Reinforced Plastic
0-001092 | CHEVRON #9-0463 | 4350 E INDIAN SCHOOL RD | PHOENIX | AZ | 85018 | Maricopa | 8 | Open | 2004-05-01 | 6000 | Diesel | COMPARTMENT A | Double Walled | Fiberglass Reinforced Plastic | Pressure | Double Walled | Fiberglass Reinforced Plastic
0-005885 | CIRCLE K STORE #2706657 | 5848 W OLIVE AVE | GLENDALE | AZ | 85302 | Maricopa | 2 | Open | 1988-01-01 | 20000 | Gasoline | COMPARTMENT A | Double Walled | Fiberglass Reinforced Plastic | Pressure | Double Walled | Fiberglass Reinforced Plastic
0-008280 | MOHAVE SPORTS CENTER INC | 1030 HIGHWAY 95 | BULLHEAD CITY | AZ | 86429 | Mohave | 1 | Perm Closure | 1981-01-08 | 900 | Gasoline | COMPARTMENT A | Double Walled | Asphalt coated or Bare Steel | Suction - Check Valve at the Tank Top |  |  | Closed in Place | 1989-08-15
0-007262 | SCOTTSDALE UNIFIED SCHOOL DISTRICT |  | SCOTTSDALE |  |  | Maricopa | 7 | Perm Closure | 1966-01-06 | 2000 | Gasoline | COMPARTMENT A | Double Walled | Asphalt coated or Bare Steel | Pressure |  | Bare or Galvanized Steel | Closed in Place | 1991-03-18
0-005115 | EXPRESS STOP #107 | 1501 S MAIN ST | FLORENCE | AZ | 85132 | Pinal | 5 | Perm Closure | 1970-04-22 | 4000 | Gasoline | COMPARTMENT A | Double Walled | Asphalt coated or Bare Steel |  |  |  | Removal | 1990-10-24
0-000680 | RIVERFRONT STATION | 646 N MAIN ST | COTTONWOOD | AZ | 86326 | Yavapai | 2 | Perm Closure | 1975-01-01 | 9000 | Gasoline | COMPARTMENT A | Single Walled | Asphalt coated or Bare Steel | Pressure | Single Walled | Bare or Galvanized Steel | Removal | 1998-07-28
0-002849 | SPEEDWAY STORE #2943 | 2075 W RUTHRAUFF RD | TUCSON | AZ | 85705 | Pima | 3 | Perm Closure | 1988-01-01 | 10000 | Gasoline | COMPARTMENT A | Single Walled | Fiberglass Reinforced Plastic | Pressure | Double Walled | Fiberglass Reinforced Plastic | Removal | 2005-01-18
0-005263 | UNOCAL #9665 BULK PLANT | 222 E US HIGHWAY 70 | SAFFORD | AZ | 85546 | Graham | 2 | Perm Closure | 1960-01-01 | 10400 | Gasoline | COMPARTMENT A | Double Walled | Asphalt coated or Bare Steel |  |  |  | Removal | 1989-08-10
0-001625 | COMMONWEALTH ELECTRIC CO | 3901 E WINSLOW AVE | PHOENIX | AZ | 85040 | Maricopa | 1 | Perm Closure | 1971-01-01 | 2000 | Gasoline | COMPARTMENT A |  | Asphalt coated or Bare Steel |  |  |  | Removal | 1992-02-01
0-007820 | PHOENIX, CITY OF |  | PHOENIX |  |  | Maricopa | 1 | Perm Closure | 2005-06-17 | 3000 | Gasoline | COMPARTMENT A | Double Walled | Asphalt coated or Bare Steel |  |  |  | Removal | 1988-11-17
0-001486 | CIRCLE K #2701794 | 9055 W CAMELBACK RD | PHOENIX | AZ | 85037 | Maricopa | 3 | Perm Closure | 1985-01-01 | 10000 | Gasoline | COMPARTMENT A | Double Walled | Fiberglass Reinforced Plastic | Pressure |  | Fiberglass Reinforced Plastic | Removal | 2011-07-26
0-009822 | CIRCLE K #2706460 | 2174 E UNIVERSITY DR | TEMPE | AZ | 85281 | Maricopa | 1 | Open | 2001-08-13 | 20000 | Gasoline | COMPARTMENT A | Double Walled | Fiberglass Reinforced Plastic | Pressure | Double Walled | Flexible
0-001162 | CIRCLE K #2700028 | 5902 W CAMELBACK RD | GLENDALE | AZ | 85301 | Maricopa | 1 | Perm Closure | 1984-01-01 | 10000 | Gasoline | COMPARTMENT A | Double Walled | Fiberglass Reinforced Plastic | Pressure |  | Fiberglass Reinforced Plastic | Removal | 2008-07-10
0-003632 | FOOD PROCESSING CORP | 3121 E WASHINGTON ST | PHOENIX | AZ | 85034 | Maricopa | 2 | Perm Closure | 1981-01-01 | 2000 | Gasoline | COMPARTMENT A |  | Asphalt coated or Bare Steel |  |  |  | Removal | 1989-09-19
0-003044 | MARICOPA COUNTY EQUIP SERV | 100 E GERMANN RD | CHANDLER | AZ | 85224 | Maricopa | 4 | Perm Closure | 1970-03-07 | 500 | Used Oil/Waste Oil | COMPARTMENT A | Double Walled | Asphalt coated or Bare Steel |  |  |  | Removal | 1987-02-01
0-003044 | MARICOPA COUNTY EQUIP SERV | 100 E GERMANN RD | CHANDLER | AZ | 85224 | Maricopa | 2 | Perm Closure | 1970-03-07 | 10000 | Gasoline | COMPARTMENT A | Double Walled | Asphalt coated or Bare Steel |  |  |  | Removal | 1987-02-01
0-005907 | SPEEDSMART SHELL | 3208 E INDIAN SCHOOL RD | PHOENIX | AZ | 85018 | Maricopa | 7 | Open | 1987-01-01 | 10000 | Gasoline | COMPARTMENT A | Double Walled | Fiberglass Reinforced Plastic | Pressure |  | Fiberglass Reinforced Plastic
0-005907 | SPEEDSMART SHELL | 3208 E INDIAN SCHOOL RD | PHOENIX | AZ | 85018 | Maricopa | 6 | Open | 1987-01-01 | 10000 | Gasoline | COMPARTMENT A | Double Walled | Fiberglass Reinforced Plastic | Pressure |  | Fiberglass Reinforced Plastic
0-003575 | ORANGE TREE GOLF RESORT | 10601 N 56TH ST | SCOTTSDALE | AZ | 85254 | Maricopa | 2 | Perm Closure | 1988-10-01 | 2000 | Gasoline | COMPARTMENT A | Double Walled | Fiberglass Reinforced Plastic | Suction - Check Valve at the Tank Top |  | Fiberglass Reinforced Plastic | Removal | 2019-02-20
0-003575 | ORANGE TREE GOLF RESORT | 10601 N 56TH ST | SCOTTSDALE | AZ | 85254 | Maricopa | 3 | Perm Closure | 1988-10-01 | 2000 | Diesel | COMPARTMENT A | Double Walled | Fiberglass Reinforced Plastic | Suction - Check Valve at the Tank Top |  | Fiberglass Reinforced Plastic | Removal | 2019-02-20
0-009741 | SAIA MOTOR FREIGHT LINE, LLC-PHX | 4301 W MOHAVE ST | PHOENIX | AZ | 85043 | Maricopa | 1 | Perm Closure | 2000-06-09 | 20000 | Diesel | COMPARTMENT A | Double Walled | Composite (Steel/Fiberglass) | Pressure | Double Walled | Fiberglass Reinforced Plastic | Removal | 2017-04-21
0-010105 | QUIKTRIP #439 | 7522 W DEER VALLEY RD | PEORIA | AZ | 85382 | Maricopa | 3 | Open | 2005-06-01 | 20000 | Gasoline | COMPARTMENT A | Double Walled | Fiberglass Reinforced Plastic | Pressure | Double Walled | Flexible
0-010459 | CIRCLE K STORE #2703439 | 4701 E 22ND ST | TUCSON | AZ | 85711 | Pima | 3 | Open | 2012-10-29 | 12000 | Diesel | COMPARTMENT A | Double Walled | Fiberglass Reinforced Plastic
0-003410 | QWEST PINNACLE PEAK CENTRAL OFFICE #143142 | 8646 E PINNACLE PEAK RD | SCOTTSDALE | AZ | 85255 | Maricopa | 3 | Open | 2004-01-15 | 3000 | Diesel | COMPARTMENT A | Double Walled | Fiberglass Reinforced Plastic | Suction - Check Valve at the Tank Top |  | Flexible
0-003410 | QWEST PINNACLE PEAK CENTRAL OFFICE #143142 | 8646 E PINNACLE PEAK RD | SCOTTSDALE | AZ | 85255 | Maricopa | 2 | Perm Closure | 1992-12-01 | 1000 | Diesel | COMPARTMENT A | Double Walled | Fiberglass Reinforced Plastic | Suction - Check Valve at the Tank Top |  | Fiberglass Reinforced Plastic | Removal | 2003-03-17
0-007422 | EARNHARDT CHRYSLER JEEP DODGE | 1301 N ARIZONA AVE | GILBERT | AZ | 85233 | Maricopa | 5 | Perm Closure | 1986-02-01 | 500 | Unidentified | COMPARTMENT A | Double Walled | Fiberglass Reinforced Plastic | Suction - Check Valve at the Tank Top |  |  | Removal | 1996-01-12
0-008607 | HERMAN'S TRUCKING | 251 W PRODUCE ROW | NOGALES | AZ | 85621 | Santa Cruz | 1 | Perm Closure | 1974-03-01 | 1000 | Used Oil/Waste Oil | COMPARTMENT A | Unknown | Asphalt coated or Bare Steel | Gravity Feed |  |  | Removal | 1995-06-26
0-001532 | CIRCLE K #2701954 | 5907 W BETHANY HOME RD | GLENDALE | AZ | 85301 | Maricopa | 7 | Perm Closure | 1964-01-01 | 6000 | Gasoline | COMPARTMENT A |  | Asphalt coated or Bare Steel |  |  |  | Removal | 1986-11-19
0-008312 | EL CAMPO TIRE & SERVICE | 1801 E FRY BLVD | SIERRA VISTA | AZ | 85635 | Cochise | 1 | Perm Closure | 2005-06-17 | 550 | Used Oil/Waste Oil | COMPARTMENT A |  | Asphalt coated or Bare Steel |  |  |  | Removal | 1995-03-22
0-001733 | ARIZONA EXCAVATING CO | 3150 E PENNSYLVANIA ST | TUCSON | AZ | 85714 | Pima | 1 | Perm Closure | 1979-01-01 | 2000 | Diesel | COMPARTMENT A |  | Asphalt coated or Bare Steel |  |  |  | Removal | 1988-11-25
0-008919 | DUALLY PICK UP ACCESSORIES | 943 S 4TH AVE | YUMA | AZ | 85364 | Yuma | 1 | Perm Closure | 2005-06-17 |  | Gasoline | COMPARTMENT A | Single Walled | Asphalt coated or Bare Steel |  |  |  | Removal | 1994-05-02
0-002354 | GORDON PROPERTY | 690 E 4TH ST | BENSON | AZ | 85602 | Cochise | 1 | Perm Closure | 1973-05-13 | 2000 | Gasoline | COMPARTMENT A | Single Walled | Asphalt coated or Bare Steel |  |  |  | Removal | 1989-12-22
0-006579 | ECONO LUBE N TUNE #4088 | 361 E BROADWAY RD | MESA | AZ | 85210 | Maricopa | 1 | Perm Closure | 1987-01-01 | 500 | Used Oil/Waste Oil | COMPARTMENT A | Double Walled | Composite (Steel/Fiberglass) | Gravity Feed |  |  | Removal | 2010-06-30
0-001830 | FREEDOM FUELS | 400 E THIRD ST | WINSLOW | AZ | 86047 | Navajo | 1 | Perm Closure | 2005-06-17 | 2000 | Gasoline | COMPARTMENT A |  | Asphalt coated or Bare Steel |  |  |  | Removal | 1990-06-28
0-003502 | PINNACLE PARADISE INC CONST | 22206 N PIMA | SCOTTSDALE | AZ | 85255 | Maricopa | 3 | Perm Closure | 1978-04-28 | 500 | Used Oil/Waste Oil | COMPARTMENT A | Double Walled | Asphalt coated or Bare Steel |  |  |  | Removal | 1987-04-01
0-003502 | PINNACLE PARADISE INC CONST | 22206 N PIMA | SCOTTSDALE | AZ | 85255 | Maricopa | 1 | Perm Closure | 1978-04-28 | 5000 | Gasoline | COMPARTMENT A | Double Walled | Asphalt coated or Bare Steel |  |  |  | Removal | 1987-04-01
0-003782 | PHILLIPS 66 COMPANY #070906 | 703 E ANDY DEVINE AVE | KINGMAN | AZ | 86401 | Mohave | 1 | Temp Closure | 1966-01-01 | 550 | Used Oil/Waste Oil | COMPARTMENT A | Single Walled | Asphalt coated or Bare Steel |  |  |  |  | 1976-03-01
0-003419 | QWEST - PHOENIX SOUTH GARAGE SOC # 163170 | 450 S 5TH AVE | PHOENIX | AZ | 85003 | Maricopa | 1 | Perm Closure | 1977-01-01 | 4000 | Gasoline | COMPARTMENT A |  | Asphalt coated or Bare Steel | Pressure | Double Walled |  | Removal | 1998-09-01
0-003419 | QWEST - PHOENIX SOUTH GARAGE SOC # 163170 | 450 S 5TH AVE | PHOENIX | AZ | 85003 | Maricopa | 2 | Perm Closure | 2005-06-17 | 8000 | Diesel | COMPARTMENT A |  | Asphalt coated or Bare Steel |  |  |  | Closed in Place | 1977-01-01
0-000575 | PHOENIX TSPS | 6633 W CAMELBACK RD | PHOENIX | AZ | 85033 | Maricopa | 1 | Perm Closure | 1976-01-01 | 2000 | Diesel | COMPARTMENT A |  | Asphalt coated or Bare Steel |  |  |  | Removal | 1998-07-13
0-007265 | PETE KING CONSTRUCTION | 11040 N 19TH AVE | PHOENIX | AZ | 85029 | Maricopa | 1 | Perm Closure | 1986-08-01 | 10000 | Gasoline | COMPARTMENT A | Single Walled | Fiberglass Reinforced Plastic | Pressure | Single Walled | Fiberglass Reinforced Plastic | Removal | 2017-06-22
0-009064 | LYN CENTER | 4410 N 40TH ST | PHOENIX | AZ | 85018 | Maricopa | 2 | Perm Closure | 2005-06-17 | 10000 | Gasoline | COMPARTMENT A | Double Walled | Asphalt coated or Bare Steel | Pressure |  | Bare or Galvanized Steel | Removal | 1997-03-11
0-004244 | SAGE DEVELOPMENT CORP | 9162 W CACTUS RD | PEORIA | AZ | 85381 | Maricopa | 1 | Perm Closure | 1980-03-12 | 2000 | Gasoline | COMPARTMENT A | Double Walled | Fiberglass Reinforced Plastic |  |  |  | Removal | 1989-04-01
0-004244 | SAGE DEVELOPMENT CORP | 9162 W CACTUS RD | PEORIA | AZ | 85381 | Maricopa | 2 | Perm Closure | 1980-03-12 | 1000 | Gasoline | COMPARTMENT A | Double Walled | Fiberglass Reinforced Plastic |  |  |  | Removal | 1989-04-01
0-010117 | MIDVALE PARK CHEVRON | 1600 W VALENCIA RD | TUCSON | AZ | 85746 | Pima | 1 | Perm Closure | 2006-02-17 | 6000 | Diesel | COMPARTMENT A | Double Walled | Composite (Steel/Fiberglass) | Pressure | Double Walled | Flexible | Removal | 2014-07-30
0-000983 | CAVE CREEK SCHOOL DISTRICT #93 - MAINTENANCE FACILITY | 33016 N 60TH ST | SCOTTSDALE | AZ | 85266 | Maricopa | 3 | Open | 1987-01-01 | 6000 | Diesel | COMPARTMENT A | Double Walled | Fiberglass Reinforced Plastic | Pressure | Single Walled | Bare or Galvanized Steel
0-010511 | SPEEDWAY STORE #2967 | 649 N PINAL PARKWAY AVE | FLORENCE | AZ | 85132 | Pinal | 1 | Open | 2013-10-23 | 6000 | Diesel | COMPARTMENT B | Double Walled | Fiberglass Reinforced Plastic | Pressure | Double Walled | Fiberglass Reinforced Plastic
0-008297 | PETERSON'S CIRCLE R CONVENIENCE | 313 NW OLD WEST HWY | DUNCAN | AZ | 85534 | Greenlee | 2 | Perm Closure | 1981-01-01 | 10000 | Gasoline | COMPARTMENT A | Single Walled | Asphalt coated or Bare Steel | Pressure | Single Walled | Bare or Galvanized Steel | Removal | 1998-02-18
0-006981 | GURUDEV LAKE HAVASU | 311 LAKE HAVASU AVE N | LAKE HAVASU CITY | AZ | 86403 | Mohave | 3 | Open | 1989-12-19 | 10000 | Gasoline | COMPARTMENT A | Double Walled | Fiberglass Reinforced Plastic | Pressure | Double Walled | Fiberglass Reinforced Plastic
0-003522 | NICHOLAS PLUMBING INC | 3002 E MICHIGAN ST | TUCSON | AZ | 85714 | Pima | 3 | Perm Closure | 2005-06-17 |  | Unidentified | COMPARTMENT A |  | Asphalt coated or Bare Steel |  |  |  | Removal | 1986-04-01
0-007317 | O F COMPANY INC | 720 W 5TH ST | SAFFORD | AZ | 85546 | Graham | 3 | Perm Closure | 1964-01-01 | 4000 | Gasoline | COMPARTMENT A | Unknown | Asphalt coated or Bare Steel | Pressure |  |  | Removal | 1991-06-05
0-007521 | ARIZONA CENTER | 400 N 5TH ST | PHOENIX | AZ | 85004 | Maricopa | 1 | Open | 1988-08-07 | 2000 | Diesel | COMPARTMENT A | Double Walled | Fiberglass Reinforced Plastic | Gravity Feed | Double Walled | Fiberglass Reinforced Plastic
0-003715 | MONGELLI TRUST/SHORTZ CYCLE | 5070 E 22ND ST | TUCSON | AZ | 85711 | Pima | 2 | Perm Closure | 1959-01-01 | 550 | Used Oil/Waste Oil | COMPARTMENT A |  | Asphalt coated or Bare Steel |  |  |  | Removal | 1997-06-18
0-003708 | MIKE PHILLIPS ENTR INC | 301 S 3RD ST | PHOENIX | AZ | 85004 | Maricopa | 1 | Perm Closure | 1965-01-01 | 1000 | Gasoline | COMPARTMENT A |  | Asphalt coated or Bare Steel |  |  |  | Removal | 1988-11-01
0-001630 | RUBEN CONDE STATION | 64503 S AGUA CALIENTE RD | DATELAND | AZ | 85333 | Maricopa | 4 | Open | 1999-04-28 | 0 | Gasoline (PUL) | COMPARTMENT C | Single Walled | Fiberglass Reinforced Plastic | Pressure | Single Walled | Fiberglass Reinforced Plastic
0-003907 | RICHEY YARD | 3390 N RICHEY BLVD | TUCSON | AZ | 85716 | Pima | 2 | Perm Closure | 1974-01-01 | 6000 | Gasoline | COMPARTMENT A | Single Walled | Asphalt coated or Bare Steel | Suction - Check Valve at the Tank Top |  |  | Removal | 1989-05-01
0-007107 | SOUTHWEST OIL RECOVERY | 4215 W WHITTON AVE | PHOENIX | AZ | 85019 | Maricopa | 1 | Perm Closure | 2005-06-17 | 2000 | Gasoline | COMPARTMENT A | Double Walled | Asphalt coated or Bare Steel | Suction - Check Valve at the Tank Top |  | Bare or Galvanized Steel | Removal | 1990-08-17
0-010242 | COSTCO WHOLESALE #644 | 2887 S MARKET ST | GILBERT | AZ | 85295 | Maricopa | 4 | Open | 2012-02-14 | 1500 | Solvent | COMPARTMENT A | Double Walled | Fiberglass Reinforced Plastic | Pressure | Double Walled | Fiberglass Reinforced Plastic
0-010383 | FRYS FUEL CENTER #124 | 3255 S RURAL RD | TEMPE | AZ | 85282 | Maricopa | 2 | Open | 2010-08-25 | 10000 | Diesel | COMPARTMENT B | Double Walled | Fiberglass Reinforced Plastic | Pressure | Double Walled | Flexible
0-010522 | QUIKTRIP #497R | 21050 N CAVE CREEK RD | PHOENIX | AZ | 85024 | Maricopa | 3 | Open | 2014-08-21 | 10000 | Gasoline (PUL) | COMPARTMENT B | Double Walled | Fiberglass Reinforced Plastic | Pressure |  | Fiberglass Reinforced Plastic
0-000507 | ARCO #5285 | 2230 W INDIAN SCHOOL RD | PHOENIX | AZ | 85015 | Maricopa | 2 | Perm Closure | 1977-01-01 | 10000 | Gasoline | COMPARTMENT A |  | Asphalt coated or Bare Steel |  |  |  | Removal | 1993-08-26
0-001383 | CIRCLE K #1216 | 3955 E BROADWAY RD | PHOENIX | AZ | 85040 | Maricopa | 4 | Open | 2005-05-17 | 15000 | Diesel | COMPARTMENT A | Double Walled | Fiberglass Reinforced Plastic | Pressure | Double Walled | Fiberglass Reinforced Plastic
0-001383 | CIRCLE K #1216 | 3955 E BROADWAY RD | PHOENIX | AZ | 85040 | Maricopa | 2 | Perm Closure | 1980-01-01 | 10000 | Gasoline | COMPARTMENT A |  | Asphalt coated or Bare Steel | Pressure |  | Fiberglass Reinforced Plastic | Removal | 2005-04-18
0-004072 | SOPER MARKET #445 | 1901 HIGHWAY 95 | BULLHEAD CITY | AZ | 86442 | Mohave | 1 | Perm Closure | 1974-01-01 | 10000 | Gasoline | COMPARTMENT A |  | Asphalt coated or Bare Steel | Pressure | Double Walled | Fiberglass Reinforced Plastic | Removal | 2007-09-11
0-001999 | REEMO GAS | 3502 W CACTUS RD | PHOENIX | AZ | 85029 | Maricopa | 9 | Open | 1999-04-21 | 15000 | Gasoline | COMPARTMENT A | Double Walled | Fiberglass Reinforced Plastic | Pressure | Double Walled | Fiberglass Reinforced Plastic
0-002975 | LITTLE AMERICA HOTEL | 2515 E BUTLER AVE | FLAGSTAFF | AZ | 86004 | Coconino | 20 | Open | 1996-10-18 | 10000 | Gasoline | COMPARTMENT A | Double Walled | Fiberglass Reinforced Plastic | Pressure | Double Walled | Flexible
0-002975 | LITTLE AMERICA HOTEL | 2515 E BUTLER AVE | FLAGSTAFF | AZ | 86004 | Coconino | 2 | Perm Closure | 1970-01-01 | 10000 | Gasoline | COMPARTMENT A |  | Asphalt coated or Bare Steel | Pressure |  | Fiberglass Reinforced Plastic | Removal | 1996-09-25
0-002975 | LITTLE AMERICA HOTEL | 2515 E BUTLER AVE | FLAGSTAFF | AZ | 86004 | Coconino | 18 | Perm Closure | 1973-01-01 | 12000 | Diesel | COMPARTMENT A | Double Walled | Fiberglass Reinforced Plastic | Pressure |  | Fiberglass Reinforced Plastic | Removal | 2016-09-28
0-002975 | LITTLE AMERICA HOTEL | 2515 E BUTLER AVE | FLAGSTAFF | AZ | 86004 | Coconino | 7 | Perm Closure | 1973-01-01 | 6000 | Used Oil/Waste Oil | COMPARTMENT A | Double Walled | Fiberglass Reinforced Plastic | Pressure |  | Fiberglass Reinforced Plastic | Removal | 1997-09-04
0-006241 | ROBERT HOTCHKISS | 2772 W ALVARO RD | TUCSON | AZ | 85746 | Pima | 2 | Perm Closure | 1968-06-24 | 1000 | Gasoline | COMPARTMENT A | Unknown | Asphalt coated or Bare Steel |  |  |  | Removal | 1988-05-28
0-006241 | ROBERT HOTCHKISS | 2772 W ALVARO RD | TUCSON | AZ | 85746 | Pima | 1 | Perm Closure | 1974-06-25 | 4000 | Gasoline | COMPARTMENT A | Unknown | Asphalt coated or Bare Steel |  |  |  | Removal | 1988-05-28
0-010004 | QUIKTRIP #435 | 1610 E HIGHLAND AVE | PHOENIX | AZ | 85016 | Maricopa | 3 | Open | 2003-11-26 | 20000 | Gasoline | COMPARTMENT A | Double Walled | Fiberglass Reinforced Plastic | Pressure | Double Walled | Flexible
0-009672 | CIRCLE K STORE #2703444 | 2933 S TOMAHAWK RD | APACHE JUNCTION | AZ | 85119 | Pinal | 1 | Open | 2000-04-07 | 20000 | Gasoline | COMPARTMENT A | Double Walled | Composite (Steel/Fiberglass) | Pressure | Double Walled | Fiberglass Reinforced Plastic
0-000220 | ALLIANCE LUMBER | 6770 W NORTHERN AVE | GLENDALE | AZ | 85303 | Maricopa | 1 | Perm Closure | 2005-06-17 |  | Diesel | COMPARTMENT A | Unknown | Unknown |  |  |  | Removal | 1988-10-01
0-004020 | JIFFY LUBE #2446 | 3219 N CAMPBELL AVE | TUCSON | AZ | 85719 | Pima | 1 | Perm Closure | 1987-03-01 | 5000 | Unidentified | COMPARTMENT A | Unknown | Asphalt coated or Bare Steel | Suction - Check Valve at the Tank Top |  | Bare or Galvanized Steel | Removal | 1996-01-24
0-005449 | CIRCLE K #2909 | 1002 S PANTANO RD | TUCSON | AZ | 85710 | Pima | 1 | Perm Closure | 1972-04-08 | 8000 | Gasoline | COMPARTMENT A | Double Walled | Asphalt coated or Bare Steel | Pressure |  |  | Removal | 1993-09-30
0-005449 | CIRCLE K #2909 | 1002 S PANTANO RD | TUCSON | AZ | 85710 | Pima | 2 | Perm Closure | 1972-04-08 | 8000 | Gasoline | COMPARTMENT A | Double Walled | Asphalt coated or Bare Steel | Pressure |  |  | Removal | 1993-09-30
0-006845 | ARROW STAGE LINES INC | 4001 S 34TH ST | PHOENIX | AZ | 85040 | Maricopa | 1 | Perm Closure | 1989-05-01 | 15000 | Diesel | COMPARTMENT A |  | Fiberglass Reinforced Plastic | Pressure |  |  | Removal | 2011-11-08
0-008527 | AUTOMOTIVE REPAIR BUS | 4332 N 7TH AVE | PHOENIX | AZ | 85013 | Maricopa | 1 | Perm Closure | 2005-06-17 | 6000 | Unidentified | COMPARTMENT A | Unknown | Unknown |  |  |  | Closed in Place | 1978-01-01
0-007637 | AUTOMOTIVE TESTING LAB INC | 263 S MULBERRY | MESA | AZ | 85202 | Maricopa | 3 | Perm Closure | 1993-01-01 | 10000 | Gasoline (UL) | COMPARTMENT A | Double Walled | Composite (Steel/Fiberglass) | Pressure | Double Walled | Fiberglass Reinforced Plastic | Removal | 2015-03-04
0-007637 | AUTOMOTIVE TESTING LAB INC | 263 S MULBERRY | MESA | AZ | 85202 | Maricopa | 4 | Perm Closure | 1993-01-01 | 3000 | E-85 | COMPARTMENT A | Double Walled | Composite (Steel/Fiberglass) | Pressure | Double Walled | Fiberglass Reinforced Plastic | Removal | 2015-03-04
0-010292 | COSTCO #827 | 3801 N 33RD AVE | PHOENIX | AZ | 85017 | Maricopa | 2 | Open | 2008-06-01 | 30000 | Gasoline | COMPARTMENT A | Double Walled | Fiberglass Reinforced Plastic | Pressure | Double Walled | Fiberglass Reinforced Plastic
0-001345 | CIRCLE K #944 | 722 W SOUTHERN AVE | PHOENIX | AZ | 85041 | Maricopa | 1 | Perm Closure | 1981-01-01 | 10000 | Gasoline | COMPARTMENT A |  | Asphalt coated or Bare Steel |  |  |  | Removal | 1989-10-27
0-007319 | ACE CONSTRUCTION CO INC | 9608 N 21ST DR | PHOENIX | AZ | 85021 | Maricopa | 1 | Perm Closure | 2005-06-17 | 2000 | Gasoline | COMPARTMENT A | Unknown | Asphalt coated or Bare Steel | Suction - Check Valve at the Tank Top |  |  | Removal | 1991-06-07
0-010565 | QUIKTRIP STORE NO. 1424 | 150 N AVONDALE BLVD | AVONDALE | AZ | 85323 | Maricopa | 4 | Open | 2016-05-18 | 10000 | Unidentified | COMPARTMENT B | Double Walled | Fiberglass Reinforced Plastic
0-010565 | QUIKTRIP STORE NO. 1424 | 150 N AVONDALE BLVD | AVONDALE | AZ | 85323 | Maricopa | 3 | Open | 2016-05-18 | 12000 | Diesel | COMPARTMENT A | Double Walled | Fiberglass Reinforced Plastic
0-006576 | ARIZONA SIGNS VICTOR MACK | 2411 LOUISE AVE | KINGMAN | AZ | 86401 | Mohave | 1 | Perm Closure | 2005-06-17 | 950 | Gasoline | COMPARTMENT A | Unknown | Unknown |  |  |  | Closed in Place | 1988-12-23
0-009780 | ADOT / PARCEL #8-1438 |  | BULLHEAD CITY |  |  | Mohave | 1 | Perm Closure | 2005-06-17 | 500 | Gasoline | COMPARTMENT A | Double Walled | Asphalt coated or Bare Steel | Suction - Check Valve at the Tank Top |  | Bare or Galvanized Steel | Removal | 2001-09-01
0-004115 | SINCLAIR #1101 | 1101 N 7TH ST | PHOENIX | AZ | 85006 | Maricopa | 2 | Open | 1987-05-26 | 10000 | Gasoline | COMPARTMENT A | Double Walled | Fiberglass Reinforced Plastic | Pressure |  | Fiberglass Reinforced Plastic
0-002913 | A & R DISPOSAL | 811 S MERIDIAN RD | APACHE JUNCTION | AZ | 85120 | Pinal | 1 | Perm Closure | 2005-06-17 | 2000 | Diesel | COMPARTMENT A |  | Asphalt coated or Bare Steel |  |  |  | Removal | 1988-08-01
0-008594 | ARCH ALUMINUM & GLASS | 1825 S 43RD AVE | PHOENIX | AZ | 85009 | Maricopa | 2 | Perm Closure | 1989-01-01 | 10000 | Diesel | COMPARTMENT A | Unknown | Unknown |  |  |  | Removal | 1997-08-27
0-010572 | FRY'S FUEL #83 | 1805 W VALENCIA RD | TUCSON | AZ | 85746 | Pima | 2 | Open | 2016-06-15 | 8000 | Gasoline (UL) | COMPARTMENT A | Double Walled | Fiberglass Reinforced Plastic | Pressure | Double Walled | Fiberglass Reinforced Plastic
0-010591 | CIRCLE K STORE #2703488 | PAN AMERICAN AVE | DOUGLAS | AZ | 85607 | Cochise | 1 | Open | 2016-11-29 | 20000 | Gasoline (UL) | COMPARTMENT A | Double Walled | Fiberglass Reinforced Plastic | Pressure | Double Walled | Fiberglass Reinforced Plastic
0-010591 | CIRCLE K STORE #2703488 | PAN AMERICAN AVE | DOUGLAS | AZ | 85607 | Cochise | 3 | Open | 2016-11-29 | 12000 | Diesel | COMPARTMENT A | Double Walled | Fiberglass Reinforced Plastic | Pressure | Double Walled | Fiberglass Reinforced Plastic
0-010614 | SUPER STAR CARWASH AND GAS | 1905 W BASELINE RD | PHOENIX | AZ | 85041 | Maricopa | 1 | Open | 2015-11-01 | 20000 | Gasoline (UL) | COMPARTMENT A | Double Walled | Fiberglass Reinforced Plastic | Pressure | Double Walled | Fiberglass Reinforced Plastic
0-010614 | SUPER STAR CARWASH AND GAS | 1905 W BASELINE RD | PHOENIX | AZ | 85041 | Maricopa | 2 | Open | 2015-11-01 | 8000 | Diesel | COMPARTMENT B | Double Walled | Fiberglass Reinforced Plastic | Pressure | Double Walled | Fiberglass Reinforced Plastic
0-001029 | CHEVRON #9-1004 | 200 E 4TH ST | BENSON | AZ | 85602 | Cochise | 3 | Perm Closure | 1951-01-01 | 3000 | Gasoline | COMPARTMENT A |  | Asphalt coated or Bare Steel |  |  |  | Removal | 1987-05-01
0-000891 | CARDON FAST GAS # 101 | 260 W UNIVERISTY | MESA | AZ | 85201 | Maricopa | 4 | Perm Closure | 1969-01-01 | 10000 | Gasoline | COMPARTMENT A |  | Asphalt coated or Bare Steel |  |  |  | Removal | 1987-02-01
0-000891 | CARDON FAST GAS # 101 | 260 W UNIVERISTY | MESA | AZ | 85201 | Maricopa | 2 | Perm Closure | 1969-01-01 | 10000 | Gasoline | COMPARTMENT A |  | Asphalt coated or Bare Steel |  |  |  | Removal | 1987-02-01
0-009400 | CARDON STATION | 2701 W MCDOWELL RD | PHOENIX | AZ | 85009 | Maricopa | 2 | Perm Closure | 2005-06-17 |  | Gasoline | COMPARTMENT A | Unknown | Unknown |  |  |  | Closed in Place | 1988-08-01
0-009418 | TOM BAXTER PROPERTY | 1733 E WASHINGTON ST | PHOENIX | AZ | 85034 | Maricopa | 1 | Perm Closure | 2005-06-17 | 8000 | Gasoline | COMPARTMENT A | Unknown | Asphalt coated or Bare Steel | Pressure |  | Bare or Galvanized Steel | Removal | 2000-05-02
0-005886 | TEXACO #60-349-0339 | 6653 W MCDOWELL RD | PHOENIX | AZ | 85035 | Maricopa | 6 | Open | 2020-07-14 | 5000 | E-85 | COMPARTMENT B | Double Walled | Polyethylene Jacketed Steel | Pressure | Double Walled | Fiberglass Reinforced Plastic
0-005886 | TEXACO #60-349-0339 | 6653 W MCDOWELL RD | PHOENIX | AZ | 85035 | Maricopa | 5 | Open | 2020-07-14 | 15000 | Gasoline (UL) | COMPARTMENT A | Double Walled | Polyethylene Jacketed Steel | Pressure | Double Walled | Fiberglass Reinforced Plastic
0-009626 | SHORT STOP MINI MARKET | 1732 MCCULLOCH BLVD S | LAKE HAVASU CITY | AZ | 86406 | Mohave | 2 | Open | 1999-04-01 | 4000 | Diesel | COMPARTMENT B | Double Walled | Composite (Steel/Fiberglass)
0-004518 | SIERRA VISTA PUBLIC SCHOOLS #68 | 4001 FRY BLVD | SIERRA VISTA | AZ | 85635 | Cochise | 2 | Perm Closure | 1973-03-25 | 10000 | Gasoline | COMPARTMENT A | Unknown | Asphalt coated or Bare Steel |  |  |  | Removal | 1986-06-30
0-008286 | WEISS GUYS CAR WASH #2 | 5020 E MAIN ST | MESA | AZ | 85205 | Maricopa | 3 | Perm Closure | 1986-06-01 | 10000 | Gasoline | COMPARTMENT A | Unknown | Fiberglass Reinforced Plastic | Pressure |  | Fiberglass Reinforced Plastic | Closed in Place | 2007-09-04
0-007826 | WESTERN AUTO | 105 S 24TH ST | PHOENIX | AZ | 85034 | Maricopa | 1 | Perm Closure | 2005-06-17 |  | Unidentified | COMPARTMENT A | Unknown | Asphalt coated or Bare Steel |  |  |  | Removal | 1989-06-07
0-005554 | WAGONERS UNION 76 | 811 W ROUTE 66 | WILLIAMS | AZ | 86046 | Coconino | 2 | Perm Closure | 1961-05-02 | 5000 | Gasoline | COMPARTMENT A | Unknown | Asphalt coated or Bare Steel |  |  |  | Removal | 1988-12-01
0-007113 | MIAMI INDUSTRIAL PROP | 3837 E MIAMI AVE | PHOENIX | AZ | 85040 | Maricopa | 1 | Perm Closure | 2005-06-17 | 2000 | Gasoline | COMPARTMENT A | Unknown | Unknown | Suction - Check Valve at the Tank Top |  |  | Removal | 1990-12-05
0-005209 | TWIN PINES GASER | 2318 N 4TH ST | FLAGSTAFF | AZ | 86004 | Coconino | 10 | Perm Closure | 1990-02-28 | 8000 | Diesel | COMPARTMENT A | Double Walled | Composite (Steel/Fiberglass) | Pressure |  | Fiberglass Reinforced Plastic | Removal | 2019-10-22
0-005209 | TWIN PINES GASER | 2318 N 4TH ST | FLAGSTAFF | AZ | 86004 | Coconino | 7 | Perm Closure | 1990-02-28 | 12000 | Gasoline | COMPARTMENT A | Double Walled | Composite (Steel/Fiberglass) | Pressure |  | Fiberglass Reinforced Plastic | Removal | 2019-10-22
0-004608 | UNITED PARCEL SERVICE | 3436 N EVANS ST | KINGMAN | AZ | 86409 | Mohave | 1 | Perm Closure | 1974-01-01 | 2000 | Gasoline | COMPARTMENT A | Unknown | Asphalt coated or Bare Steel |  |  |  | Removal | 1990-05-17
0-003105 | MCKESSON WINE & SPIRITS | 2929 GRAND AVE | PHOENIX | AZ | 85017 | Maricopa | 3 | Perm Closure | 2005-06-17 | 12000 | Diesel | COMPARTMENT A | Unknown | Fiberglass Reinforced Plastic |  |  |  | Removal | 2000-01-26
0-003105 | MCKESSON WINE & SPIRITS | 2929 GRAND AVE | PHOENIX | AZ | 85017 | Maricopa | 2 | Perm Closure | 1985-04-23 |  | Gasoline | COMPARTMENT A | Unknown | Asphalt coated or Bare Steel |  |  |  | Removal | 1989-04-16
0-008359 | GRAHAM COUNTY - COURTHOUSE EOC | 800 W MAIN ST | SAFFORD | AZ | 85546 | Graham | 1 | Perm Closure | 1984-01-10 | 1000 | Diesel | COMPARTMENT A | Double Walled | Asphalt coated or Bare Steel | Suction - Check Valve at the Tank Top |  |  | Removal | 1994-08-09
0-010235 | FIRST TRANSIT INC #55506 | 405 N 79TH AVE | PHOENIX | AZ | 85043 | Maricopa | 2 | Open | 2007-01-12 | 20000 | Diesel | COMPARTMENT A | Double Walled | Fiberglass Reinforced Plastic | Pressure | Double Walled | Fiberglass Reinforced Plastic
0-002372 | GRANT ROAD LUMBER CO | 2543 E GRANT RD | TUCSON | AZ | 85716 | Pima | 2 | Perm Closure | 1966-02-14 | 500 | Unidentified | COMPARTMENT A | Single Walled | Asphalt coated or Bare Steel |  |  |  | Removal | 1987-10-01
0-006220 | GOLDEN VALLEY MAVERIK STORE #210 | 4150 US HIGHWAY 68 | GOLDEN VALLEY | AZ | 86413 | Mohave | 1 | Perm Closure | 1988-05-22 | 12000 | Gasoline | COMPARTMENT A | Double Walled | Composite (Steel/Fiberglass) | Pressure |  | Fiberglass Reinforced Plastic | Removal | 2001-05-03
0-006220 | GOLDEN VALLEY MAVERIK STORE #210 | 4150 US HIGHWAY 68 | GOLDEN VALLEY | AZ | 86413 | Mohave | 2 | Perm Closure | 1988-05-22 | 12000 | Gasoline | COMPARTMENT A | Double Walled | Composite (Steel/Fiberglass) | Pressure |  | Fiberglass Reinforced Plastic | Removal | 2001-05-03
0-008084 | GEM CITY TRADING |  | FLAGSTAFF |  |  | Coconino | 1 | Perm Closure | 2005-06-17 | 3000 | Gasoline | COMPARTMENT A | Double Walled | Asphalt coated or Bare Steel | Suction - Check Valve at the Tank Top |  |  | Removal | 1992-12-22
0-008084 | GEM CITY TRADING |  | FLAGSTAFF |  |  | Coconino | 3 | Perm Closure | 2005-06-17 | 3000 | Gasoline | COMPARTMENT A | Double Walled | Asphalt coated or Bare Steel | Suction - Check Valve at the Tank Top |  |  | Removal | 1992-12-22
0-003026 | MAGNUM PLUMBING INC | 5246 W LUKE AVE | GLENDALE | AZ | 85301 | Maricopa | 1 | Perm Closure | 1978-12-19 | 5000 | Gasoline | COMPARTMENT A | Double Walled | Asphalt coated or Bare Steel |  |  |  | Removal | 1990-02-27
0-008171 | PARCEL 112-19-127 | 525 W MADISON ST | PHOENIX | AZ | 85003 | Maricopa | 1 | Perm Closure | 1975-01-01 | 2000 | Gasoline | COMPARTMENT A | Unknown | Asphalt coated or Bare Steel | Suction - Check Valve at the Tank Top |  |  | Removal | 1993-04-01
0-002903 | KUSHMAUL MACHINE & ENGINEERING | 2210 S FREEWAY RD | TUCSON | AZ | 85713 | Pima | 3 | Perm Closure | 1980-01-01 | 10000 | Gasoline | COMPARTMENT A |  | Asphalt coated or Bare Steel |  |  |  | Closed in Place | 2002-10-04
0-003078 | SOUTHWEST AES INC | 3136 N 29TH AVE | PHOENIX | AZ | 85017 | Maricopa | 2 | Perm Closure | 1976-04-21 | 1000 | Gasoline | COMPARTMENT A | Double Walled | Asphalt coated or Bare Steel | Pressure |  | Bare or Galvanized Steel | Removal | 1994-05-27
0-002725 | JOHNSONS AUTO & RV | 7045 E MAIN ST | MESA | AZ | 85207 | Maricopa | 3 | Perm Closure | 1966-04-23 | 10000 | Gasoline | COMPARTMENT A | Unknown | Unknown |  |  |  | Removal | 1988-08-18
0-010702 | FRY'S FUEL CENTER #658 | 4133 E WILLIAMS FIELD ROAD | GILBERT | AZ | 85295 | Maricopa | 2 | Open | 2020-10-19 | 10000 | Diesel #2 | COMPARTMENT B | Double Walled | Fiberglass Reinforced Plastic | Pressure | Double Walled | Fiberglass Reinforced Plastic
0-009712 | K & R HANGAR | 15852 N 81ST ST | SCOTTSDALE | AZ | 85260 | Maricopa | 1 | Open | 2000-07-07 | 20000 | Jet Fuel | COMPARTMENT A | Double Walled | Composite (Steel/Fiberglass) | Pressure | Double Walled | Fiberglass Reinforced Plastic
0-008013 | MARIANI PROPERTY | 1926 W MCDOWELL RD | PHOENIX | AZ | 85009 | Maricopa | 1 | Perm Closure | 2005-06-17 | 10000 | Diesel | COMPARTMENT A | Double Walled | Asphalt coated or Bare Steel | Suction - Check Valve at the Tank Top |  | Bare or Galvanized Steel | Closed in Place | 1985-02-19
0-009583 | USDOJ INS - SAN LUIS PORT OF ENTRY |  | SAN LUIS |  |  | Yuma | 1 | Perm Closure | 1984-01-01 | 2000 | Diesel | COMPARTMENT A | Double Walled | Composite (Steel/Fiberglass) | Suction - Check Valve at the Tank Top | Double Walled | Flexible | Removal | 2016-12-15
0-004060 | INDIAN MESA INDIAN STORE #427 |  | GOODWATER |  |  | Navajo | 1 | Perm Closure | 1978-04-22 | 10000 | Unidentified | COMPARTMENT A | Double Walled | Asphalt coated or Bare Steel |  |  |  | Removal | 1988-10-23
0-006735 | QUICK KORNER COBBLESTONE | 1869 W SOUTHERN AVE | PHOENIX | AZ | 85041 | Maricopa | 1 | Open | 1990-01-22 | 10000 | Gasoline | COMPARTMENT A | Double Walled | Fiberglass Reinforced Plastic | Pressure |  | Fiberglass Reinforced Plastic
0-003617 | TWIN BUTTES SULPHIDE MILL YARD |  | GREEN VALLEY |  |  | Pima | 2 | Perm Closure | 1969-01-01 | 10000 | Hazardous Substance | COMPARTMENT A | Single Walled | Asphalt coated or Bare Steel |  |  |  | Removal | 1988-11-29
0-004847 | CEMEX - 20TH STREET READY MIX PLANT | 2088 E 20TH ST | YUMA | AZ | 85365 | Yuma | 2 | Perm Closure | 1971-04-24 | 10300 | Gasoline | COMPARTMENT A | Double Walled | Asphalt coated or Bare Steel |  |  |  | Removal | 1991-10-17
0-003842 | CITY OF PHOENIX - FIRE DEPARMENT TRAINING ACADEMY | 2430 S 22ND AVE | PHOENIX | AZ | 85009 | Maricopa | 1 | Perm Closure | 1968-01-01 | 5000 | Gasoline | COMPARTMENT A | Single Walled | Asphalt coated or Bare Steel |  |  |  | Removal | 1991-04-25
0-010286 | CARIOCA #15 | 12170 N EL MIRAGE RD | EL MIRAGE | AZ | 85335 | Maricopa | 2 | Open | 2008-04-17 | 8000 | Gasoline (PUL) | COMPARTMENT B | Double Walled | Fiberglass Reinforced Plastic | Pressure | Double Walled | Fiberglass Reinforced Plastic
0-010297 | MANZANITA SPEEDWAY | 3417 W BROADWAY RD | PHOENIX | AZ | 85041 | Maricopa | 2 | Perm Closure | 2009-05-27 | 5000 | Gasoline | COMPARTMENT A |  | Asphalt coated or Bare Steel |  |  |  | Removal | 2009-05-07
0-006773 | ASP - DOUGLAS COMPLEX | 6911 N BDI BLVD | DOUGLAS | AZ | 85607 | Cochise | 1 | Perm Closure | 1986-01-01 | 5000 | Diesel | COMPARTMENT A | Double Walled | Asphalt coated or Bare Steel |  |  |  | Removal | 1990-08-21
0-001038 | CHEVRON #9-4155 | 2275 E BUTLER AVE | FLAGSTAFF | AZ | 86004 | Coconino | 1 | Perm Closure | 1982-01-01 | 10000 | Gasoline | COMPARTMENT A | Single Walled | Fiberglass Reinforced Plastic | Pressure |  | Fiberglass Reinforced Plastic | Removal | 1996-08-30
0-002483 | 7403 N 91ST AVENUE PROPERTY | 7403 N 91ST AVE | GLENDALE | AZ | 85305 | Maricopa | 1 | Perm Closure | 1975-12-22 | 3000 | Gasoline | COMPARTMENT A | Single Walled | Asphalt coated or Bare Steel |  |  |  | Removal | 1991-04-11
0-001125 | CHEVRON #9-0172 | 777 W BEALE ST | KINGMAN | AZ | 86401 | Mohave | 6 | Perm Closure | 1994-05-01 | 12000 | Gasoline (PUL) | COMPARTMENT A | Double Walled | Fiberglass Reinforced Plastic | Pressure | Double Walled | Fiberglass Reinforced Plastic | Removal | 2020-03-04
0-001125 | CHEVRON #9-0172 | 777 W BEALE ST | KINGMAN | AZ | 86401 | Mohave | 5 | Perm Closure | 1980-01-01 | 2000 | Used Oil/Waste Oil | COMPARTMENT A | Single Walled | Fiberglass Reinforced Plastic |  |  |  | Removal | 1994-03-22
0-006435 | HANK'S TIRES | 441 E ROUTE 66 | WILLIAMS | AZ | 86046 | Coconino | 2 | Perm Closure | 1985-01-01 | 6000 | Gasoline | COMPARTMENT A |  | Asphalt coated or Bare Steel | Pressure |  |  | Removal | 2011-06-22
0-000033 | TEXACO #60-349-0986 | 1201 E GLENDALE AVE | PHOENIX | AZ | 85020 | Maricopa | 7 | Perm Closure | 1998-09-11 | 10000 | Diesel | COMPARTMENT A | Double Walled | Fiberglass Reinforced Plastic | Pressure | Double Walled | Fiberglass Reinforced Plastic | Removal | 2006-06-28
0-002246 | GOLDEN VALLEY FIRE DEPARTMENT | 3327 N MAYER RD | GOLDEN VALLEY | AZ | 86413 | Mohave | 1 | Perm Closure | 1980-01-01 | 2000 | Gasoline | COMPARTMENT A | Single Walled | Asphalt coated or Bare Steel |  |  |  | Removal | 1993-12-02
0-001129 | 125-15-0630 | 30 E CALLE CLARAVISTA | TUCSON | AZ | 85716 | Pima | 3 | Perm Closure | 1954-01-01 | 6000 | Gasoline | COMPARTMENT A | Single Walled | Asphalt coated or Bare Steel |  |  |  | Removal | 1989-04-27
0-006895 | L & L MANUFACTURED COMPONENTS | 1421 N 15TH AVE | TUCSON | AZ | 85705 | Pima | 2 | Perm Closure | 1988-01-01 | 10000 | Gasoline | COMPARTMENT A | Unknown | Asphalt coated or Bare Steel |  |  |  | Removal | 1999-09-13
0-006895 | L & L MANUFACTURED COMPONENTS | 1421 N 15TH AVE | TUCSON | AZ | 85705 | Pima | 4 | Perm Closure | 1982-01-01 | 5000 | Gasoline | COMPARTMENT A | Unknown | Asphalt coated or Bare Steel |  |  |  | Removal | 1990-06-01
0-006895 | L & L MANUFACTURED COMPONENTS | 1421 N 15TH AVE | TUCSON | AZ | 85705 | Pima | 1 | Perm Closure | 1988-01-01 | 10000 | Diesel | COMPARTMENT A | Unknown | Asphalt coated or Bare Steel |  |  |  | Removal | 1999-09-13
0-003593 | JIFFY STOPS/ARMOUR OIL COMPANY | 2126 W MAIN ST | MESA | AZ | 85201 | Maricopa | 1 | Perm Closure | 2005-06-17 | 6000 | Gasoline | COMPARTMENT A | Single Walled | Asphalt coated or Bare Steel |  |  |  | Removal | 1994-05-05
0-002077 | MOUNTAINVIEW QUIKSTOP 1027 | 9500 TOWNSEND WINONA RD | FLAGSTAFF | AZ | 86004 | Coconino | 4 | Perm Closure | 1982-04-27 | 8000 | Kerosene | COMPARTMENT A | Single Walled | Asphalt coated or Bare Steel | Pressure | Single Walled | Bare or Galvanized Steel | Removal | 1998-06-15
0-007507 | ARCO #5758 | 4360 E MAIN ST | MESA | AZ | 85205 | Maricopa | 7 | Perm Closure | 1991-07-26 | 10000 | Gasoline | COMPARTMENT A | Double Walled | Fiberglass Reinforced Plastic | Pressure | Double Walled | Fiberglass Reinforced Plastic | Removal | 2002-06-01
0-006415 | RED ROCK AUTOMOTIVE | 2950 W STATE ROUTE 89A | SEDONA | AZ | 86336 | Yavapai | 5 | Perm Closure | 1986-09-28 | 1000 | Gasoline | COMPARTMENT A | Double Walled | Fiberglass Reinforced Plastic |  |  |  | Removal | 1989-05-01
0-002918 | CIRCLE K #2701946 | 333 W GRANT RD | TUCSON | AZ | 85705 | Pima | 4 | Open | 2017-12-07 | 20000 | Gasoline (UL) | COMPARTMENT A | Double Walled | Fiberglass Reinforced Plastic | Pressure | Double Walled | Fiberglass Reinforced Plastic
0-005984 | WESTERN TECHNOLOGIES INC | 3737 E BROADWAY RD | PHOENIX | AZ | 85040 | Maricopa | 3 | Perm Closure | 1975-01-01 | 2000 | Gasoline | COMPARTMENT A | Single Walled | Asphalt coated or Bare Steel |  |  |  | Removal | 1990-03-06
0-008502 | FIREBIRD FUEL COMPANY #310 | 4205 E WINSLOW AVE | PHOENIX | AZ | 85040 | Maricopa | 4 | Open | 1994-10-03 | 6000 | Diesel | COMPARTMENT A | Double Walled | Composite (Steel/Fiberglass) | Pressure | Double Walled | Fiberglass Reinforced Plastic
0-008502 | FIREBIRD FUEL COMPANY #310 | 4205 E WINSLOW AVE | PHOENIX | AZ | 85040 | Maricopa | 2 | Open | 1994-10-03 | 12000 | Diesel | COMPARTMENT A | Double Walled | Composite (Steel/Fiberglass) | Pressure | Double Walled | Fiberglass Reinforced Plastic
0-009692 | BUFFALO SOLDIER SHELL | 5200 E HIGHWAY 90 | SIERRA VISTA | AZ | 85635 | Cochise | 2 | Open | 2000-06-27 | 8000 | Gasoline | COMPARTMENT A | Double Walled | Fiberglass Reinforced Plastic | Pressure | Double Walled | Flexible
0-006212 | USDOI BR - YUMA DESALTING PLANT | 7301 S CALLE AGUA SALADA | YUMA | AZ | 85364 | Yuma | 1 | Perm Closure | 1988-01-01 | 15000 | Diesel | COMPARTMENT A | Double Walled | Fiberglass Reinforced Plastic | Pressure | Double Walled | Fiberglass Reinforced Plastic | Removal | 1998-11-18
0-006518 | TONOPAH TRAVEL CENTER | 1010 N 339TH AVE | TONOPAH | AZ | 85354 | Maricopa | 5 | Open | 1989-05-01 | 12000 | Diesel | COMPARTMENT A | Single Walled | Fiberglass Reinforced Plastic | Pressure | Single Walled | Fiberglass Reinforced Plastic
0-003466 | SA RECYCLING-MIRACLE MILE | 1525 W MIRACLE MILE | TUCSON | AZ | 85705 | Pima | 4 | Perm Closure | 1981-04-24 | 10000 | Gasoline | COMPARTMENT A | Double Walled | Asphalt coated or Bare Steel |  |  |  | Removal | 1988-12-01
0-000676 | BENNETT OIL | 810 E SHELDON ST | PRESCOTT | AZ | 86301 | Yavapai | 14 | Perm Closure | 1984-01-01 | 4000 | New Oil | COMPARTMENT A | Single Walled | Asphalt coated or Bare Steel | Suction - Check Valve at the Tank Top | Single Walled | Bare or Galvanized Steel | Removal | 2005-09-28
0-000676 | BENNETT OIL | 810 E SHELDON ST | PRESCOTT | AZ | 86301 | Yavapai | 5 | Perm Closure | 1984-01-01 | 5000 | Used Oil/Waste Oil | COMPARTMENT A | Single Walled | Asphalt coated or Bare Steel |  |  |  | Removal | 2015-03-20
0-005482 | CIRCLE K #2947 | 3125 N TOLTEC RD | ELOY | AZ | 85131 | Pinal | 3 | Open | 1982-01-01 | 12000 | Gasoline | COMPARTMENT A |  | Asphalt coated or Bare Steel | Pressure |  | Bare or Galvanized Steel
0-001121 | CHEVRON #9-5645 | 2000 HIGHWAY 95 | BULLHEAD CITY | AZ | 86442 | Mohave | 7 | Perm Closure | 1990-05-09 | 10000 | Gasoline | COMPARTMENT A | Double Walled | Composite (Steel/Fiberglass) | Pressure | Double Walled | Fiberglass Reinforced Plastic | Removal | 1993-07-07
0-001121 | CHEVRON #9-5645 | 2000 HIGHWAY 95 | BULLHEAD CITY | AZ | 86442 | Mohave | 2 | Perm Closure | 1971-01-01 | 9942 | Gasoline | COMPARTMENT A | Single Walled | Asphalt coated or Bare Steel | Pressure |  |  | Removal | 1990-04-03
0-004412 | CAMELBACK COLONNADE | 1949 E CAMELBACK RD | PHOENIX | AZ | 85016 | Maricopa | 6 | Perm Closure | 1962-01-01 | 2000 | Unidentified | COMPARTMENT A | Single Walled | Asphalt coated or Bare Steel |  |  |  | Removal | 1989-04-01
0-004412 | CAMELBACK COLONNADE | 1949 E CAMELBACK RD | PHOENIX | AZ | 85016 | Maricopa | 7 | Perm Closure | 1962-01-01 | 1000 | Used Oil/Waste Oil | COMPARTMENT A | Single Walled | Asphalt coated or Bare Steel |  |  |  | Removal | 1989-04-01
0-004269 | DIGNITY HEALTH -ST. JOSEPH'S HOSPITAL AND MEDICAL CENTER | 350 W THOMAS RD | PHOENIX | AZ | 85013 | Maricopa | 6 | Perm Closure | 1981-01-01 | 500 | Diesel | COMPARTMENT A | Double Walled | Fiberglass Reinforced Plastic |  |  |  | Closed in Place | 2000-04-07
0-001698 | ARIZONA EQUIPMENT RENTAL 1, LLC DBA VOLVO RENTS | 1912 W PRINCE RD | TUCSON | AZ | 85705 | Pima | 3 | Perm Closure | 1979-01-01 | 2000 | Gasoline | COMPARTMENT A |  | Asphalt coated or Bare Steel |  |  |  | Removal | 1988-12-01
0-004478 | SHAY OIL | 10747 S FORTUNA RD | YUMA | AZ | 85367 | Yuma | 11 | Open | 2007-01-31 | 12000 | Diesel | COMPARTMENT A | Double Walled | Fiberglass Reinforced Plastic | Pressure | Double Walled | Fiberglass Reinforced Plastic
0-003041 | MARICOPA GREASE PROCESSORS | 3602 W ELWOOD ST | PHOENIX | AZ | 85009 | Maricopa | 4 | Perm Closure | 1978-04-28 | 10000 | Diesel | COMPARTMENT A | Unknown | Asphalt coated or Bare Steel |  |  |  | Removal | 1988-01-01
0-003041 | MARICOPA GREASE PROCESSORS | 3602 W ELWOOD ST | PHOENIX | AZ | 85009 | Maricopa | 2 | Perm Closure | 1978-04-28 | 10000 | Gasoline | COMPARTMENT A | Unknown | Asphalt coated or Bare Steel |  |  |  | Removal | 1988-01-01
0-000950 | UNOCAL #6553 | 6205 N 59TH AVE | GLENDALE | AZ | 85301 | Maricopa | 3 | Perm Closure | 1976-01-01 | 6000 | Diesel | COMPARTMENT A |  | Asphalt coated or Bare Steel | Pressure |  | Fiberglass Reinforced Plastic | Removal | 1994-06-21
0-005830 | UDA - 811 BUILDING | 811 W BROADWAY RD | TEMPE | AZ | 85282 | Maricopa | 1 | Perm Closure | 1974-04-13 | 1000 | Unidentified | COMPARTMENT A | Double Walled | Asphalt coated or Bare Steel | Gravity Feed |  | Bare or Galvanized Steel | Removal | 1987-06-01
0-010091 | SUPER GAS | 611 E MAIN ST | SOMERTON | AZ | 85350 | Yuma | 2 | Open | 2006-05-11 | 12000 | Gasoline | COMPARTMENT A | Double Walled | Fiberglass Reinforced Plastic | Pressure | Double Walled | Fiberglass Reinforced Plastic
0-007655 | UNOCAL #5952 | 840 E SOUTHERN AVE | TEMPE | AZ | 85282 | Maricopa | 3 | Perm Closure | 1989-01-01 | 500 | Used Oil/Waste Oil | COMPARTMENT A | Double Walled | Composite (Steel/Fiberglass) | Gravity Feed |  | Fiberglass Reinforced Plastic | Removal | 2003-07-08
0-005037 | CIRCLE K STORE #2780242 | 424 N LITCHFIELD RD | GOODYEAR | AZ | 85338 | Maricopa | 2 | Perm Closure | 1988-06-28 | 10000 | Gasoline | COMPARTMENT A |  | Fiberglass Reinforced Plastic | Pressure |  | Fiberglass Reinforced Plastic | Removal | 2011-04-22
0-005037 | CIRCLE K STORE #2780242 | 424 N LITCHFIELD RD | GOODYEAR | AZ | 85338 | Maricopa | 3 | Perm Closure | 1988-06-28 | 10000 | Gasoline | COMPARTMENT A |  | Fiberglass Reinforced Plastic | Pressure |  | Fiberglass Reinforced Plastic | Removal | 2011-04-22
0-003612 | THREE POINTS GENERAL STORE | 16225 W AJO HWY | TUCSON | AZ | 85735 | Pima | 3 | Perm Closure | 1975-01-01 | 4000 | Gasoline | COMPARTMENT A |  | Asphalt coated or Bare Steel | Pressure |  |  | Removal | 1995-02-16
0-003612 | THREE POINTS GENERAL STORE | 16225 W AJO HWY | TUCSON | AZ | 85735 | Pima | 4 | Perm Closure | 1965-01-01 | 1000 | Diesel | COMPARTMENT A |  | Asphalt coated or Bare Steel |  |  |  | Removal | 1989-10-31
0-003612 | THREE POINTS GENERAL STORE | 16225 W AJO HWY | TUCSON | AZ | 85735 | Pima | 6 | Perm Closure | 1965-01-01 | 500 | Unidentified | COMPARTMENT A |  | Asphalt coated or Bare Steel |  |  |  | Removal | 1989-10-31
0-004928 | TEXACO #60-349-1025 | 5201 E THOMAS RD | PHOENIX | AZ | 85018 | Maricopa | 3 | Perm Closure | 1974-01-01 | 10000 | Gasoline | COMPARTMENT A |  | Asphalt coated or Bare Steel |  |  |  | Removal | 1988-07-21
0-002936 | LAVEEN COUNTRY STORE | 5099 W DOBBINS RD | LAVEEN | AZ | 85339 | Maricopa | 4 | Perm Closure | 2005-06-17 | 500 | Gasoline | COMPARTMENT A |  | Asphalt coated or Bare Steel |  |  |  | Removal | 2003-04-02
0-000051 | RINKER MATERIALS | 1011 W VALENCIA RD | TUCSON | AZ | 85706 | Pima | 8 | Perm Closure | 1970-01-01 | 10000 | Diesel | COMPARTMENT A | Single Walled | Asphalt coated or Bare Steel |  |  |  | Removal | 1987-07-17
0-000096 | SUN DEVIL AUTO - NORTH PHOENIX | 6809 N 19TH AVE | PHOENIX | AZ | 85015 | Maricopa | 1 | Perm Closure | 2005-06-17 | 12000 | Gasoline | COMPARTMENT A |  | Asphalt coated or Bare Steel |  |  |  | Closed in Place | 1987-10-12
0-005302 | UNOCAL #5765 | 8450 E BROADWAY BLVD | TUCSON | AZ | 85710 | Pima | 2 | Perm Closure | 1967-04-16 | 10000 | Gasoline | COMPARTMENT A | Double Walled | Asphalt coated or Bare Steel | Pressure |  | Fiberglass Reinforced Plastic | Removal | 1989-01-01
0-005302 | UNOCAL #5765 | 8450 E BROADWAY BLVD | TUCSON | AZ | 85710 | Pima | 3 | Perm Closure | 1967-04-16 | 280 | Used Oil/Waste Oil | COMPARTMENT A | Double Walled | Asphalt coated or Bare Steel | Gravity Feed |  |  | Removal | 1989-01-01
0-010611 | QUIKTRIP #400 | 2111 W UNIVERSITY DR | TEMPE | AZ | 85281 | Maricopa | 3 | Open | 2017-09-07 | 12000 | Diesel #2 | COMPARTMENT A | Double Walled | Fiberglass Reinforced Plastic | Pressure | Double Walled | Fiberglass Reinforced Plastic
0-010611 | QUIKTRIP #400 | 2111 W UNIVERSITY DR | TEMPE | AZ | 85281 | Maricopa | 4 | Open | 2017-09-07 | 10000 | Other | COMPARTMENT B | Double Walled | Fiberglass Reinforced Plastic | Pressure | Double Walled | Fiberglass Reinforced Plastic
0-002790 | CIRCLK K STORE #2741653 | 7550 S RURAL RD | TEMPE | AZ | 85283 | Maricopa | 2 | Open | 1979-01-01 | 12000 | Gasoline | COMPARTMENT A |  | Asphalt coated or Bare Steel | Pressure | Double Walled | Fiberglass Reinforced Plastic
0-006676 | CITY OF GLOBE - MAINTENANCE YARD | 360 W OIL CIRCLE RD | GLOBE | AZ | 85501 | Gila | 5 | Perm Closure | 1965-01-01 | 5000 | Gasoline | COMPARTMENT A |  | Asphalt coated or Bare Steel | Suction - Check Valve at the Tank Top |  | Bare or Galvanized Steel | Removal | 1991-12-19
0-006143 | NORTH RIM WWTP WITH EMERGENCY POWER GENERATORS |  | NORTH RIM |  |  | Coconino | 1 | Perm Closure | 1989-01-01 | 10000 | Diesel | COMPARTMENT A | Double Walled | Fiberglass Reinforced Plastic |  |  |  | Removal | 1991-11-25
0-009043 | TOOT-N-MOO | 2802 S 6TH AVE | TUCSON | AZ | 85713 | Pima | 1 | Perm Closure | 2005-06-17 | 8000 | Gasoline | COMPARTMENT A | Double Walled | Asphalt coated or Bare Steel |  |  |  | Removal | 1993-11-30
0-007171 | FIREBIRD FUEL CO #306 | 4703 N PARKWAY DR | TUCSON | AZ | 85705 | Pima | 7 | Perm Closure | 1996-02-12 | 8000 | Gasoline | COMPARTMENT A | Double Walled | Composite (Steel/Fiberglass) | Pressure | Double Walled | Fiberglass Reinforced Plastic | Removal | 2019-05-08
0-007171 | FIREBIRD FUEL CO #306 | 4703 N PARKWAY DR | TUCSON | AZ | 85705 | Pima | 3 | Perm Closure | 1988-05-01 | 8000 | Gasoline | COMPARTMENT A | Double Walled | Composite (Steel/Fiberglass) | Pressure |  | Fiberglass Reinforced Plastic | Removal | 1996-01-23
0-007171 | FIREBIRD FUEL CO #306 | 4703 N PARKWAY DR | TUCSON | AZ | 85705 | Pima | 1 | Perm Closure | 1988-06-01 | 6000 | Gasoline | COMPARTMENT A | Double Walled | Composite (Steel/Fiberglass) | Pressure |  | Fiberglass Reinforced Plastic | Removal | 1996-01-23
0-000465 | ARNETTS ROOFING | 215 S ALMA SCHOOL RD | MESA | AZ | 85210 | Maricopa | 1 | Perm Closure | 1971-01-01 | 3000 | Gasoline | COMPARTMENT A |  | Asphalt coated or Bare Steel |  |  |  | Removal | 1991-06-07
0-008963 | COSTCO WHOLESALE #427 | 15255 N HAYDEN RD | SCOTTSDALE | AZ | 85260 | Maricopa | 4 | Open | 2000-08-24 | 30000 | Gasoline (UL) | COMPARTMENT A | Double Walled | Fiberglass Reinforced Plastic | Pressure | Double Walled | Fiberglass Reinforced Plastic
0-008963 | COSTCO WHOLESALE #427 | 15255 N HAYDEN RD | SCOTTSDALE | AZ | 85260 | Maricopa | 7 | Perm Closure | 1990-01-01 | 1000 | Used Oil/Waste Oil | COMPARTMENT A | Double Walled | Asphalt coated or Bare Steel | Gravity Feed |  | Bare or Galvanized Steel | Removal | 2001-11-11
0-007343 | CITY OF MESA | 503 S COUNTRY CLUB DR | MESA | AZ | 85210 | Maricopa | 2 | Perm Closure | 2005-06-17 | 1000 | Gasoline | COMPARTMENT A | Double Walled | Asphalt coated or Bare Steel |  |  |  | Removal | 1991-05-29
0-001347 | CIRCLE K #2700978 | 1682 E US HIGHWAY 70 | SAFFORD | AZ | 85546 | Graham | 1 | Perm Closure | 1981-01-01 | 8000 | Gasoline | COMPARTMENT A | Single Walled | Asphalt coated or Bare Steel | Pressure |  | Fiberglass Reinforced Plastic | Removal | 2018-11-01
0-008283 | FOREPAUGH PROPERTY |  | FOREPAUGH |  |  | Maricopa | 1 | Perm Closure | 2005-06-17 | 4000 | Unidentified | COMPARTMENT A | Single Walled | Concrete |  |  |  | Removal | 1994-03-18
0-009857 | FAMILY DOLLAR #5343 | 3570 S 6TH AVE | TUCSON | AZ | 85713 | Pima | 1 | Perm Closure | 2005-06-17 | 650 | Used Oil/Waste Oil | COMPARTMENT A | Unknown | Asphalt coated or Bare Steel |  |  |  | Removal | 2002-04-18
0-008011 | MOON VALLEY NURSERY | 8550 W PINNACLE PEAK RD | PEORIA | AZ | 85383 | Maricopa | 1 | Perm Closure | 2005-06-17 | 2000 | Gasoline | COMPARTMENT A | Unknown | Asphalt coated or Bare Steel | Suction - Check Valve at the Tank Top |  | Bare or Galvanized Steel | Removal | 1992-09-25
0-005756 | E & H INVESTMENT COMPANY | 210 S 55TH AVE | PHOENIX | AZ | 85043 | Maricopa | 1 | Perm Closure | 1969-07-05 | 1000 | Diesel | COMPARTMENT A | Unknown | Asphalt coated or Bare Steel | Suction - Check Valve at the Tank Top |  | Bare or Galvanized Steel | Removal | 1989-06-14
0-003624 | SAINT JOHNS CITY HALL BUILDING SITE | 70 E COMMERCIAL ST | SAINT JOHNS | AZ | 85936 | Apache | 5 | Perm Closure | 2005-06-17 | 500 | Used Oil/Waste Oil | COMPARTMENT A | Single Walled | Asphalt coated or Bare Steel |  |  |  | Removal | 1986-04-15
0-004309 | MORMON FLAT DAM | 29600 E APACHE TRL | CANYON LAKE | AZ | 85264 | Maricopa | 4 | Perm Closure | 1986-01-06 | 1000 | Diesel | COMPARTMENT A | Double Walled | Fiberglass Reinforced Plastic | Pressure |  |  | Removal | 1993-09-01
0-004309 | MORMON FLAT DAM | 29600 E APACHE TRL | CANYON LAKE | AZ | 85264 | Maricopa | 1 | Perm Closure | 1957-01-06 | 1000 | Gasoline | COMPARTMENT A | Double Walled | Asphalt coated or Bare Steel |  |  |  | Removal | 1989-05-05
0-005164 | GENE REID PARK | 900 S RANDOLPH WAY | TUCSON | AZ | 85716 | Pima | 4 | Perm Closure | 2009-09-17 | 2000 | Diesel | COMPARTMENT A | Single Walled | Asphalt coated or Bare Steel | Pressure | Single Walled | Bare or Galvanized Steel | Removal | 1996-06-12
0-002937 | PARCEL #104-24-004 | 4715 W BUCKEYE RD | PHOENIX | AZ | 85043 | Maricopa | 1 | Perm Closure | 1978-01-01 | 5000 | Diesel | COMPARTMENT A |  | Asphalt coated or Bare Steel | Gravity Feed |  |  | Removal | 1988-09-28
0-006386 | SABINO HEALTH & FITNESS | 8600 E ROCKCLIFF RD | TUCSON | AZ | 85750 | Pima | 1 | Perm Closure | 1979-01-01 | 4000 | Gasoline | COMPARTMENT A | Unknown | Asphalt coated or Bare Steel | Suction - Check Valve at the Tank Top |  |  | Removal | 1990-05-16
0-007299 | REAR OF BUILDING | 119 W PHOENIX AVE | FLAGSTAFF | AZ | 86001 | Coconino | 1 | Perm Closure | 1946-01-01 | 500 | Gasoline | COMPARTMENT A | Unknown | Unknown |  |  |  | Removal | 1991-08-22
0-002054 | QUIK MART #19 | 7667 E ESCALANTE RD | TUCSON | AZ | 85730 | Pima | 2 | Perm Closure | 1976-01-01 | 6000 | Gasoline | COMPARTMENT A | Single Walled | Asphalt coated or Bare Steel |  |  |  | Removal | 1996-12-18
0-004174 | ANTIQUE SHOP | 203 TOMBSTONE CYN | BISBEE | AZ | 85603 | Cochise | 1 | Perm Closure | 2005-06-17 | 500 | Gasoline | COMPARTMENT A | Unknown | Asphalt coated or Bare Steel | Suction - Check Valve at the Tank Top |  |  | Closed in Place | 1986-06-04
0-004174 | ANTIQUE SHOP | 203 TOMBSTONE CYN | BISBEE | AZ | 85603 | Cochise | 4 | Perm Closure | 2005-06-17 |  | Gasoline | COMPARTMENT A | Unknown | Asphalt coated or Bare Steel |  |  |  | Closed in Place | 1986-06-04
0-006127 | ACE VALLEY HOME CENTER | 7218 E 2ND ST | PRESCOTT VALLEY | AZ | 86314 | Yavapai | 1 | Perm Closure | 1983-04-05 | 2000 | Gasoline | COMPARTMENT A | Unknown | Asphalt coated or Bare Steel |  |  |  | Removal | 1992-10-09
0-003741 | CHECKER AUTO PARTS #181 | 1206 E BROADWAY RD | MESA | AZ | 85204 | Maricopa | 2 | Perm Closure | 1967-01-01 | 3000 | Gasoline | COMPARTMENT A |  | Asphalt coated or Bare Steel |  |  |  | Removal | 1983-05-15
0-009249 | BRAKE MASTERS | 1935 E BROADWAY BLVD | TUCSON | AZ | 85719 | Pima | 1 | Perm Closure | 2005-06-17 | 500 | Used Oil/Waste Oil | COMPARTMENT A |  | Asphalt coated or Bare Steel |  |  |  | Removal | 1998-08-18
0-009219 | TUCSON MOUNTAIN #8159 | 7120 W HIDDEN CANYON DR | TUCSON | AZ | 85745 | Pima | 2 | Open | 1990-06-01 | 2000 | Diesel | COMPARTMENT A | Double Walled | Composite (Steel/Fiberglass) | Gravity Feed |  | Bare or Galvanized Steel
0-000684 | BENSON UNIFIED SCHOOL DISTRICT #9 | 109 W 7TH ST | BENSON | AZ | 85602 | Cochise | 1 | Perm Closure | 1961-01-01 | 1000 | Diesel | COMPARTMENT A |  | Asphalt coated or Bare Steel |  |  |  | Removal | 1991-09-25
0-000684 | BENSON UNIFIED SCHOOL DISTRICT #9 | 109 W 7TH ST | BENSON | AZ | 85602 | Cochise | 3 | Perm Closure | 1988-01-01 | 1000 | Gasoline | COMPARTMENT A |  | Asphalt coated or Bare Steel |  |  |  | Removal | 1997-06-30
0-009588 | CIRCLE K STORE #2703365 | 1959 S GREENFIELD RD | MESA | AZ | 85206 | Maricopa | 2 | Open | 1999-11-01 | 12000 | Gasoline | COMPARTMENT A | Double Walled | Fiberglass Reinforced Plastic | Pressure | Double Walled | Fiberglass Reinforced Plastic
0-004954 | UNIVERSITY SHELL #852 | 2350 N 1ST AVE | TUCSON | AZ | 85719 | Pima | 2 | Perm Closure | 1973-04-07 | 8000 | Gasoline | COMPARTMENT A | Double Walled | Asphalt coated or Bare Steel |  |  |  | Removal | 1986-12-01
0-004799 | SUPERIOR TIRE | 1900 HIGHWAY 95 | BULLHEAD CITY | AZ | 86442 | Mohave | 2 | Perm Closure | 1974-05-08 | 10000 | Gasoline | COMPARTMENT A | Double Walled | Asphalt coated or Bare Steel |  |  |  | Closed in Place | 1988-12-21
0-006113 | SWIFT AVIATION | 2602 E SKY HARBOR BLVD | PHOENIX | AZ | 85034 | Maricopa | 1 | Perm Closure | 1987-10-01 | 15000 | Gasoline | COMPARTMENT A |  | Asphalt coated or Bare Steel | Pressure |  | Bare or Galvanized Steel | Removal | 2004-05-05
0-008830 | LITTLE SUNSHINE'S PLAYHOUSE | 3840 S HIGLEY RD | GILBERT | AZ | 85297 | Maricopa | 3 | Perm Closure | 2007-05-24 | 12000 | Diesel | COMPARTMENT A |  | Asphalt coated or Bare Steel |  |  |  | Removal | 2006-09-11
0-005661 | WILFORD CONSTRUCTION COMPANY | 98 E FORT LOWELL RD | TUCSON | AZ | 85705 | Pima | 1 | Perm Closure | 1976-05-05 | 1000 | Diesel | COMPARTMENT A | Unknown | Asphalt coated or Bare Steel | Suction - Check Valve at the Tank Top |  |  | Removal | 1997-12-29
0-004888 | MCCLINTOCK HIGH SCHOOL | 1830 E DEL RIO DR | TEMPE | AZ | 85282 | Maricopa | 2 | Perm Closure | 1974-01-01 | 500 | Used Oil/Waste Oil | COMPARTMENT A | Double Walled | Asphalt coated or Bare Steel | Gravity Feed |  | Bare or Galvanized Steel | Removal | 1995-07-06
0-004888 | MCCLINTOCK HIGH SCHOOL | 1830 E DEL RIO DR | TEMPE | AZ | 85282 | Maricopa | 1 | Perm Closure | 1978-12-18 | 1000 | Gasoline | COMPARTMENT A | Double Walled | Composite (Steel/Fiberglass) | Suction - Check Valve at the Tank Top |  | Fiberglass Reinforced Plastic | Removal | 1995-07-06
0-005125 | GOOD 2 GO STORES #524 | 101 ARIZONA ST | BISBEE | AZ | 85603 | Cochise | 2 | Open | 1986-04-22 | 10000 | Gasoline | COMPARTMENT A | Double Walled | Composite (Steel/Fiberglass) | Pressure |  | Fiberglass Reinforced Plastic
0-003934 | RUBICON ENERGY GROUP LLC | 222 S 52ND ST | TEMPE | AZ | 85281 | Maricopa | 4 | Perm Closure | 1980-01-01 | 10000 | Diesel | COMPARTMENT A | Single Walled | Asphalt coated or Bare Steel | Pressure | Single Walled | Bare or Galvanized Steel | Removal | 1994-04-21
0-008662 | NICHOLAS LOCASTRO PROPERTY | 4010 E GRANT RD | TUCSON | AZ | 85712 | Pima | 1 | Perm Closure | 2005-06-17 |  | Gasoline | COMPARTMENT A | Unknown | Asphalt coated or Bare Steel |  |  |  | Removal | 1978-01-01
0-001000 | CITY OF CHANDLER - WWTP | 249 E CHICAGO ST | CHANDLER | AZ | 85225 | Maricopa | 3 | Perm Closure | 1974-01-01 | 6000 | Gasoline | COMPARTMENT A |  | Asphalt coated or Bare Steel | Suction - Check Valve at the Tank Top | Single Walled | Bare or Galvanized Steel | Removal | 1991-08-06
0-001000 | CITY OF CHANDLER - WWTP | 249 E CHICAGO ST | CHANDLER | AZ | 85225 | Maricopa | 4 | Perm Closure | 1974-01-01 | 6000 | Gasoline | COMPARTMENT A |  | Asphalt coated or Bare Steel | Suction - Check Valve at the Tank Top | Single Walled | Bare or Galvanized Steel | Removal | 1991-08-06
0-005676 | PEORIA GAS - CHEVRON - FORMER | 8246 W THUNDERBIRD RD | PEORIA | AZ | 85381 | Maricopa | 3 | Perm Closure | 1973-04-06 | 10000 | Gasoline | COMPARTMENT A | Double Walled | Asphalt coated or Bare Steel | Pressure |  | Bare or Galvanized Steel | Removal | 1990-04-19
0-009571 | GAS WARZ #306 | 922 N 7TH ST | PHOENIX | AZ | 85006 | Maricopa | 4 | Perm Closure | 2020-06-04 | 1000 | Solvent | COMPARTMENT A | Single Walled | Asphalt coated or Bare Steel |  |  |  | Removal | 2020-04-03
0-002262 | GIL'S DRILLING & EXCAVATING INC | 2245 W SHANGRI LA RD | PHOENIX | AZ | 85029 | Maricopa | 4 | Perm Closure | 1971-05-03 | 550 | Unidentified | COMPARTMENT A | Single Walled | Asphalt coated or Bare Steel |  |  |  | Removal | 1990-06-27
0-006325 | OLD LAKE HAVASU CITY AIRPORT | 550 BEACHCOMBER BLVD | LAKE HAVASU CITY | AZ | 86403 | Mohave | 2 | Perm Closure | 1968-08-25 | 10000 | Gasoline | COMPARTMENT A | Unknown | Unknown |  |  |  | Removal | 1991-07-12
0-006325 | OLD LAKE HAVASU CITY AIRPORT | 550 BEACHCOMBER BLVD | LAKE HAVASU CITY | AZ | 86403 | Mohave | 5 | Perm Closure | 1968-08-25 | 5000 | Unidentified | COMPARTMENT A | Unknown | Unknown |  |  |  | Removal | 1991-07-12
0-006325 | OLD LAKE HAVASU CITY AIRPORT | 550 BEACHCOMBER BLVD | LAKE HAVASU CITY | AZ | 86403 | Mohave | 1 | Perm Closure | 1968-08-25 | 20000 | Kerosene | COMPARTMENT A | Unknown | Unknown |  |  |  | Removal | 1991-07-12
0-006754 | HUMBOLDT UNIFIED SD TRANSPORTATION DEPT | 3300 N LAKE VALLEY RD | PRESCOTT VALLEY | AZ | 86314 | Yavapai | 2 | Perm Closure | 1987-01-01 | 10000 | Diesel | COMPARTMENT A | Single Walled | Fiberglass Reinforced Plastic | Suction - Check Valve at the Tank Top | Single Walled | Fiberglass Reinforced Plastic | Removal | 2009-07-28
0-003030 | MALLCO LBR | 926 W JACKSON ST | PHOENIX | AZ | 85007 | Maricopa | 1 | Perm Closure | 1974-04-15 | 10000 | Used Oil/Waste Oil | COMPARTMENT A | Unknown | Asphalt coated or Bare Steel |  |  |  | Removal | 1988-12-13
0-003033 | SAN MANUEL HIGH SCHOOL | 711 S MCNAB PKWY | SAN MANUEL | AZ | 85631 | Pinal | 1 | Perm Closure | 1976-01-01 | 10000 | Diesel | COMPARTMENT A | Single Walled | Asphalt coated or Bare Steel | Suction - Check Valve at the Tank Top | Single Walled | Bare or Galvanized Steel | Removal | 1989-08-14
0-008802 | III COUNTIES DISTRIBUTING | 812 S 11TH AVE | SAFFORD | AZ | 85546 | Graham | 2 | Open | 1998-10-20 | 3000 | Gasoline | COMPARTMENT A | Double Walled | Composite (Steel/Fiberglass) | Pressure |  | Fiberglass Reinforced Plastic
0-005511 | SUNNYSLOPE SHELL | 8941 N CENTRAL AVE | PHOENIX | AZ | 85020 | Maricopa | 1 | Perm Closure | 1987-01-01 | 10000 | Gasoline | COMPARTMENT A | Double Walled | Fiberglass Reinforced Plastic | Pressure |  | Fiberglass Reinforced Plastic | Removal | 1993-12-09
0-000512 | ARCO AM/PM #82533 | 7849 N 43RD AVE | PHOENIX | AZ | 85051 | Maricopa | 6 | Open | 1985-01-01 | 12000 | Gasoline | COMPARTMENT A | Double Walled | Fiberglass Reinforced Plastic | Pressure |  | Fiberglass Reinforced Plastic
0-005373 | ALL ABOUT TIRES | 1205 W APACHE TRL | APACHE JUNCTION | AZ | 85120 | Pinal | 3 | Perm Closure | 1974-07-15 | 4000 | Gasoline | COMPARTMENT A | Double Walled | Asphalt coated or Bare Steel |  |  |  | Removal | 1995-12-07
0-005373 | ALL ABOUT TIRES | 1205 W APACHE TRL | APACHE JUNCTION | AZ | 85120 | Pinal | 5 | Perm Closure | 1974-07-15 | 1000 | Used Oil/Waste Oil | COMPARTMENT A | Double Walled | Asphalt coated or Bare Steel |  |  |  | Removal | 1995-12-07
0-002029 | PUCHI'S QUICK STOP | 483 N GRAND AVE | NOGALES | AZ | 85621 | Santa Cruz | 2 | Perm Closure | 1971-01-01 | 8000 | Gasoline | COMPARTMENT A | Double Walled | Composite (Steel/Fiberglass) | Pressure | Single Walled | Fiberglass Reinforced Plastic | Removal | 2013-04-17
0-002029 | PUCHI'S QUICK STOP | 483 N GRAND AVE | NOGALES | AZ | 85621 | Santa Cruz | 1 | Perm Closure | 1971-01-01 | 10000 | Gasoline | COMPARTMENT A | Double Walled | Composite (Steel/Fiberglass) | Pressure | Single Walled | Fiberglass Reinforced Plastic | Removal | 2013-04-17
0-002029 | PUCHI'S QUICK STOP | 483 N GRAND AVE | NOGALES | AZ | 85621 | Santa Cruz | 3 | Perm Closure | 1971-01-01 | 5000 | Gasoline | COMPARTMENT A | Double Walled | Composite (Steel/Fiberglass) | Suction - Check Valve at the Tank Top | Single Walled | Bare or Galvanized Steel | Removal | 2001-04-17
0-006967 | PARADISE VALLEY UNIFIED SCHOOL DISTRICT - TRANSPORTATION | 15002 N 32ND ST | PHOENIX | AZ | 85032 | Maricopa | 2 | Perm Closure | 1975-01-01 | 10000 | Gasoline | COMPARTMENT A | Double Walled | Asphalt coated or Bare Steel | Pressure |  |  | Removal | 1993-12-03
0-005294 | UNOCAL #5115 | 6745 E MCDOWELL RD | SCOTTSDALE | AZ | 85257 | Maricopa | 1 | Perm Closure | 1964-01-01 | 10000 | Gasoline | COMPARTMENT A | Single Walled | Asphalt coated or Bare Steel | Pressure |  |  | Removal | 1989-01-01
0-005265 | SAST MART | 1115 W WICKENBURG WAY | WICKENBURG | AZ | 85390 | Maricopa | 4 | Perm Closure | 1974-01-01 | 10000 | Gasoline | COMPARTMENT A | Single Walled | Asphalt coated or Bare Steel | Pressure |  |  | Removal | 1994-10-01
0-006867 | PUEBLO LUMBER | 1150 E GILBERT DR | TEMPE | AZ | 85281 | Maricopa | 2 | Perm Closure | 1984-01-01 | 4000 | Diesel | COMPARTMENT A | Double Walled | Asphalt coated or Bare Steel |  |  |  | Removal | 1992-04-16
0-005086 | QUICK PIC #2 | 2710 N 1ST AVE | TUCSON | AZ | 85719 | Pima | 8 | Perm Closure | 1987-01-01 | 12000 | E-85 | COMPARTMENT A | Double Walled | Composite (Steel/Fiberglass) | Pressure | Double Walled | Fiberglass Reinforced Plastic | Removal | 2017-01-17
0-005086 | QUICK PIC #2 | 2710 N 1ST AVE | TUCSON | AZ | 85719 | Pima | 4 | Perm Closure | 1979-01-01 | 12000 | Gasoline | COMPARTMENT A |  | Asphalt coated or Bare Steel | Pressure |  | Fiberglass Reinforced Plastic | Removal | 1987-01-01
0-005027 | THOMAS HEATING & AIR CONDITIONING | 3726 E THOMAS RD | PHOENIX | AZ | 85018 | Maricopa | 1 | Perm Closure | 1980-01-01 | 6000 | Gasoline | COMPARTMENT A |  | Asphalt coated or Bare Steel | Suction - Check Valve at the Tank Top |  |  | Removal | 1990-12-10
0-001616 | CIRCLE K #1939 | 121 E MAIN ST | SOMERTON | AZ | 85350 | Yuma | 2 | Open | 1986-03-16 | 10000 | Gasoline (UL) | COMPARTMENT A | Single Walled | Fiberglass Reinforced Plastic | Pressure | Single Walled | Fiberglass Reinforced Plastic
0-003277 | MOBIL 18-HB6 | 1020 E 16TH ST | YUMA | AZ | 85365 | Yuma | 9 | Perm Closure | 1990-05-06 | 1000 | Used Oil/Waste Oil | COMPARTMENT A |  | Fiberglass Reinforced Plastic | Pressure |  | Fiberglass Reinforced Plastic | Removal | 1991-12-19
0-003271 | EXXONMOBIL OIL CORP #11966 | 1502 W CAMELBACK RD | PHOENIX | AZ | 85015 | Maricopa | 4 | Perm Closure | 1988-06-01 | 10000 | Gasoline | COMPARTMENT A | Double Walled | Fiberglass Reinforced Plastic | Pressure |  | Fiberglass Reinforced Plastic | Removal | 2003-12-02
0-001499 | CIRCLE K #1847 | 2090 E 32ND ST | YUMA | AZ | 85365 | Yuma | 2 | Perm Closure | 1985-01-01 | 10000 | Gasoline | COMPARTMENT A | Double Walled | Fiberglass Reinforced Plastic | Pressure |  | Fiberglass Reinforced Plastic | Removal | 2015-11-04
0-004637 | 7-ELEVEN #19527 | 1902 W CAMELBACK RD | PHOENIX | AZ | 85015 | Maricopa | 1 | Perm Closure | 1977-01-01 | 10000 | Gasoline | COMPARTMENT A | Single Walled | Asphalt coated or Bare Steel |  |  |  | Removal | 1991-12-18
0-001310 | CIRCLE K #790 | 3955 LAKE MARY RD | FLAGSTAFF | AZ | 86005 | Coconino | 5 | Perm Closure | 1996-04-15 | 10000 | Gasoline | COMPARTMENT A | Single Walled | Fiberglass Reinforced Plastic | Pressure | Double Walled | Fiberglass Reinforced Plastic | Removal | 2001-01-31
0-004157 | WAGON WHEEL GENERAL STORE | 6801 N SANDARIO RD | MARANA | AZ | 85743 | Pima | 1 | Perm Closure | 1985-04-22 | 8000 | Gasoline | COMPARTMENT A | Unknown | Asphalt coated or Bare Steel | Pressure |  | Bare or Galvanized Steel | Removal | 1993-06-09
0-002481 | HEXCEL CORPORATION | 1214 W GILA BEND HWY | CASA GRANDE | AZ | 85122 | Pinal | 14 | Perm Closure | 1975-01-01 | 4000 | Hazardous Substance | COMPARTMENT A | Single Walled | Asphalt coated or Bare Steel | Gravity Feed | Single Walled | Bare or Galvanized Steel | Removal | 1997-12-09
0-002481 | HEXCEL CORPORATION | 1214 W GILA BEND HWY | CASA GRANDE | AZ | 85122 | Pinal | 22 | Perm Closure | 1997-11-01 | 6000 | Hazardous Substance | COMPARTMENT A | Single Walled | Asphalt coated or Bare Steel | Suction - Check Valve at the Tank Top | Single Walled | Bare or Galvanized Steel | Removal | 2012-12-06
0-007403 | TYNDALL MOTOR | 615 S 17TH AVE | PHOENIX | AZ | 85007 | Maricopa | 1 | Perm Closure | 2005-06-17 | 5000 | Gasoline | COMPARTMENT A | Unknown | Unknown | Pressure |  |  | Removal | 1991-10-02
0-003089 | DRIVE TIME CAR SALES | 1901 W COPPER ST | TUCSON | AZ | 85745 | Pima | 2 | Perm Closure | 1974-02-12 | 5000 | Diesel | COMPARTMENT A | Unknown | Asphalt coated or Bare Steel | Pressure |  | Fiberglass Reinforced Plastic | Removal | 1996-02-27
0-004123 | REDMAN HOMES | 400 E RAY RD | CHANDLER | AZ | 85225 | Maricopa | 1 | Perm Closure | 1983-05-10 | 1000 | Gasoline | COMPARTMENT A | Double Walled | Asphalt coated or Bare Steel |  |  |  | Removal | 1988-12-21
0-009395 | 7-ELEVEN #32602 | 785 S VAL VISTA DR | GILBERT | AZ | 85296 | Maricopa | 2 | Open | 1998-11-01 | 10000 | Gasoline | COMPARTMENT A | Double Walled | Fiberglass Reinforced Plastic | Pressure | Double Walled | Fiberglass Reinforced Plastic
0-002005 | ESPERANAZA EXXON | 61 W ESPERANZA BLVD | GREEN VALLEY | AZ | 85614 | Pima | 10 | Perm Closure | 1994-08-01 | 6000 | Gasoline | COMPARTMENT A | Double Walled | Fiberglass Reinforced Plastic | Pressure | Double Walled | Fiberglass Reinforced Plastic | Removal | 2018-11-16
0-001511 | CIRCLE K #2703734 | 3443 W DUNLAP AVE | PHOENIX | AZ | 85051 | Maricopa | 2 | Open | 1984-01-01 | 10000 | Gasoline (UL) | COMPARTMENT A | Single Walled | Fiberglass Reinforced Plastic | Pressure | Single Walled | Fiberglass Reinforced Plastic
0-001996 | EXXON #7-3504 | 1306 W GRANT RD | TUCSON | AZ | 85745 | Pima | 7 | Perm Closure | 2002-06-05 | 20000 | Gasoline | COMPARTMENT A | Double Walled | Fiberglass Reinforced Plastic | Pressure | Double Walled | Fiberglass Reinforced Plastic | Removal | 2011-04-28
0-002925 | ABC NISSAN | 1300 E CAMELBACK RD | PHOENIX | AZ | 85014 | Maricopa | 3 | Perm Closure | 1974-01-01 | 500 | Used Oil/Waste Oil | COMPARTMENT A |  | Asphalt coated or Bare Steel | Gravity Feed |  |  | Removal | 1990-12-01
0-000985 | CENTRAL ARIZONA COLLEGE - ARAVAIPA | 80440 E ARAVAIPA RD | ARAVAIPA CANYON | AZ | 85192 | Pinal | 3 | Perm Closure | 1975-01-01 | 500 | Used Oil/Waste Oil | COMPARTMENT A |  | Asphalt coated or Bare Steel | Gravity Feed | Single Walled | Bare or Galvanized Steel | Removal | 1994-06-21
0-004932 | QUIK TRIP #488 | 4949 N 51ST AVE | PHOENIX | AZ | 85031 | Maricopa | 8 | Open | 2017-06-02 | 12000 | Gasoline (PUL) | COMPARTMENT A | Double Walled | Fiberglass Reinforced Plastic | Pressure | Double Walled | Fiberglass Reinforced Plastic
0-004932 | QUIK TRIP #488 | 4949 N 51ST AVE | PHOENIX | AZ | 85031 | Maricopa | 1 | Perm Closure | 1985-05-07 | 12000 | Gasoline | COMPARTMENT A | Double Walled | Fiberglass Reinforced Plastic | Pressure |  | Fiberglass Reinforced Plastic | Removal | 1997-05-03
0-000519 | ARCO #5269 | 1812 W CAMELBACK RD | PHOENIX | AZ | 85015 | Maricopa | 1 | Perm Closure | 2005-06-17 | 10000 | Gasoline | COMPARTMENT A | Single Walled | Asphalt coated or Bare Steel |  |  |  | Removal | 1988-02-01
0-000519 | ARCO #5269 | 1812 W CAMELBACK RD | PHOENIX | AZ | 85015 | Maricopa | 3 | Perm Closure | 2005-06-17 | 10000 | Gasoline | COMPARTMENT A | Single Walled | Asphalt coated or Bare Steel |  |  |  | Removal | 1988-02-01
0-001945 | MONTZ AUTO RENDITIONS | 2838 N SCOTTSDALE RD | SCOTTSDALE | AZ | 85257 | Maricopa | 3 | Perm Closure | 2005-06-17 | 1000 | Used Oil/Waste Oil | COMPARTMENT A | Single Walled | Asphalt coated or Bare Steel | Pressure |  |  | Removal | 1990-07-11
0-001945 | MONTZ AUTO RENDITIONS | 2838 N SCOTTSDALE RD | SCOTTSDALE | AZ | 85257 | Maricopa | 2 | Perm Closure | 2005-06-17 | 5000 | Gasoline | COMPARTMENT A | Single Walled | Asphalt coated or Bare Steel | Pressure |  |  | Removal | 1990-07-11
0-003527 | NORAL ENTERPRISES LTD | 2221 E WASHINGTON ST | PHOENIX | AZ | 85034 | Maricopa | 1 | Perm Closure | 2005-06-17 | 1000 | Gasoline | COMPARTMENT A |  | Asphalt coated or Bare Steel |  |  |  | Removal | 1991-01-03
0-001866 | SHEA ENTERPRISES | 3135 E BELL RD | PHOENIX | AZ | 85032 | Maricopa | 1 | Perm Closure | 1980-01-01 | 8000 | Diesel | COMPARTMENT A | Single Walled | Fiberglass Reinforced Plastic | Pressure |  | Fiberglass Reinforced Plastic | Removal | 2017-04-27
0-001866 | SHEA ENTERPRISES | 3135 E BELL RD | PHOENIX | AZ | 85032 | Maricopa | 2 | Perm Closure | 1980-01-01 | 8000 | Gasoline | COMPARTMENT A | Single Walled | Fiberglass Reinforced Plastic | Pressure |  | Fiberglass Reinforced Plastic | Removal | 2017-04-27
0-003218 | CIRCLE K STORE #2709165 | 9848 W BELL RD | SUN CITY | AZ | 85351 | Maricopa | 1 | Open | 1983-01-01 | 6000 | Gasoline (UL) | COMPARTMENT A | Single Walled | Fiberglass Reinforced Plastic | Pressure | Double Walled | Fiberglass Reinforced Plastic
0-003218 | CIRCLE K STORE #2709165 | 9848 W BELL RD | SUN CITY | AZ | 85351 | Maricopa | 4 | Open | 1976-01-01 | 6000 | Diesel | COMPARTMENT A | Single Walled | Fiberglass Reinforced Plastic | Pressure | Double Walled | Fiberglass Reinforced Plastic
0-009832 | DESPAIN PROPERTY | 505 NAVAJO BLVD | HOLBROOK | AZ | 86025 | Navajo | 1 | Perm Closure | 1955-01-01 | 1000 | Unidentified | COMPARTMENT A | Single Walled | Asphalt coated or Bare Steel |  |  |  | Removal | 2002-05-23
0-008864 | 151-24-013 | 2724 W GLENDALE AVE | PHOENIX | AZ | 85051 | Maricopa | 5 | Perm Closure | 1972-01-01 | 10000 | Gasoline | COMPARTMENT A | Double Walled | Asphalt coated or Bare Steel | Pressure |  |  | Removal | 1997-03-24
0-005051 | CIRCLE K STORE NO. 9161 | 4040 W CHANDLER BLVD | CHANDLER | AZ | 85226 | Maricopa | 3 | Perm Closure | 1989-06-28 | 10000 | Gasoline | COMPARTMENT A | Double Walled | Fiberglass Reinforced Plastic | Pressure |  | Fiberglass Reinforced Plastic | Removal | 2015-09-24
0-005051 | CIRCLE K STORE NO. 9161 | 4040 W CHANDLER BLVD | CHANDLER | AZ | 85226 | Maricopa | 1 | Perm Closure | 1989-03-28 | 10000 | Gasoline | COMPARTMENT A | Double Walled | Fiberglass Reinforced Plastic | Pressure |  | Fiberglass Reinforced Plastic | Removal | 2015-09-24
0-008866 | ROCKYS | 270 N STATE ROUTE 89A | SEDONA | AZ | 86336 | Coconino | 1 | Perm Closure | 2005-06-17 | 1000 | Unidentified | COMPARTMENT A | Single Walled | Asphalt coated or Bare Steel |  |  |  | Removal | 1990-02-13
0-010550 | APN #302-15-001D | 651 W GUADALUPE RD | GILBERT | AZ | 85233 | Maricopa | 3 | Perm Closure | 2015-11-18 | 4000 | Unidentified | COMPARTMENT A | Single Walled | Asphalt coated or Bare Steel |  |  |  | Removal | 2015-10-22
0-001502 | CIRCLE K #2701850 | 630 E BROADWAY RD | PHOENIX | AZ | 85040 | Maricopa | 2 | Open | 1985-01-01 | 10000 | Gasoline (PUL) | COMPARTMENT A | Single Walled | Fiberglass Reinforced Plastic | Pressure |  | Fiberglass Reinforced Plastic
0-004850 | TANNER #1 TPAC DIVISION | 5175 N CASA GRANDE HWY | TUCSON | AZ | 85743 | Pima | 1 | Perm Closure | 1972-01-01 | 5000 | Gasoline | COMPARTMENT A |  | Asphalt coated or Bare Steel | Suction - Check Valve at the Tank Top |  | Bare or Galvanized Steel | Removal | 1993-04-21
0-001195 | CIRCLE K #222 | 1855 E SPEEDWAY BLVD | TUCSON | AZ | 85719 | Pima | 2 | Perm Closure | 1982-01-01 | 10000 | Gasoline | COMPARTMENT A |  | Asphalt coated or Bare Steel |  |  |  | Removal | 1989-09-06
0-004447 | SHAMROCK FOODS COMPANY | 3615 E INDUSTRIAL DR | FLAGSTAFF | AZ | 86004 | Coconino | 2 | Perm Closure | 1966-02-05 | 2000 | Diesel | COMPARTMENT A | Unknown | Asphalt coated or Bare Steel |  |  |  | Removal | 1989-04-16
0-004352 | CRISMON & CLOUD | 21600 E CLOUD RD | QUEEN CREEK | AZ | 85142 | Maricopa | 2 | Perm Closure | 1971-05-08 | 1000 | Gasoline | COMPARTMENT A | Double Walled | Asphalt coated or Bare Steel | Suction - Check Valve at the Tank Top |  | Bare or Galvanized Steel | Removal | 1988-11-20
0-007807 | DAY'S INN MOTEL | 2449 E HUNTINGTON DR | FLAGSTAFF | AZ | 86004 | Coconino | 1 | Perm Closure | 2005-06-17 |  | Diesel | COMPARTMENT A | Unknown | Unknown |  |  |  | Removal | 1986-08-04
0-009721 | COOK COLLEGE & THEOLOGY SCHOOL | 708 S LINDON LN | TEMPE | AZ | 85281 | Maricopa | 1 | Perm Closure | 1965-01-01 | 5000 | Gasoline | COMPARTMENT A |  | Asphalt coated or Bare Steel |  |  |  | Removal | 2001-03-13
0-001509 | CIRCLE K #2702873 | 3930 E SOUTHERN AVE | PHOENIX | AZ | 85040 | Maricopa | 4 | Perm Closure | 1972-01-01 | 10000 | Gasoline | COMPARTMENT A | Single Walled | Asphalt coated or Bare Steel |  |  |  | Removal | 1986-07-01
0-001509 | CIRCLE K #2702873 | 3930 E SOUTHERN AVE | PHOENIX | AZ | 85040 | Maricopa | 2 | Open | 1986-07-01 | 10000 | Gasoline (PUL) | COMPARTMENT A | Single Walled | Fiberglass Reinforced Plastic | Pressure |  | Fiberglass Reinforced Plastic
0-000063 | PADGETT'S AUTO SERVICE | 1027 N BROAD ST | GLOBE | AZ | 85501 | Gila | 6 | Perm Closure | 2015-07-13 | 500 | Used Oil/Waste Oil | COMPARTMENT A | Single Walled | Asphalt coated or Bare Steel |  |  |  | Removal | 2015-09-29
0-000063 | PADGETT'S AUTO SERVICE | 1027 N BROAD ST | GLOBE | AZ | 85501 | Gila | 3 | Perm Closure | 1965-01-01 | 3000 | Gasoline | COMPARTMENT A | Single Walled | Asphalt coated or Bare Steel | Suction - Check Valve at the Tank Top | Single Walled | Bare or Galvanized Steel | Removal | 1993-05-28
0-003237 | MOBIL 18-MDK | 1849 W GLENDALE AVE | PHOENIX | AZ | 85021 | Maricopa | 2 | Perm Closure | 1971-01-01 | 10000 | Gasoline | COMPARTMENT A | Double Walled | Asphalt coated or Bare Steel | Pressure |  |  | Removal | 1988-11-02
0-009806 | SAFEWAY #1511 - FUEL CENTER | 14195 W INDIAN SCHOOL RD | GOODYEAR | AZ | 85395 | Maricopa | 2 | Open | 2001-11-07 | 20000 | Gasoline | COMPARTMENT A | Double Walled | Composite (Steel/Fiberglass) | Pressure | Double Walled | Flexible
0-002307 | SAM'S CLUB #6607 | 2005 E INDIAN SCHOOL RD | PHOENIX | AZ | 85016 | Maricopa | 5 | Perm Closure | 2003-03-20 | 8000 | Gasoline | COMPARTMENT A | Double Walled | Fiberglass Reinforced Plastic |  |  |  | Removal | 2010-05-19
0-006078 | MIDAS MUFFLER | 1200 E FRY BLVD | SIERRA VISTA | AZ | 85635 | Cochise | 1 | Perm Closure | 2005-06-17 | 350 | Used Oil/Waste Oil | COMPARTMENT A | Unknown | Asphalt coated or Bare Steel | Gravity Feed |  |  | Removal | 1989-06-01
0-002537 | REX MAUGHAN | 5815 N SAGUARO RD | PARADISE VALLEY | AZ | 85253 | Maricopa | 3 | Perm Closure | 1971-01-01 | 1000 | Gasoline | COMPARTMENT A |  | Asphalt coated or Bare Steel | Suction - Check Valve at the Tank Top |  | Bare or Galvanized Steel | Removal | 1993-01-19
0-002537 | REX MAUGHAN | 5815 N SAGUARO RD | PARADISE VALLEY | AZ | 85253 | Maricopa | 4 | Perm Closure | 1971-01-01 | 1000 | Gasoline | COMPARTMENT A |  | Asphalt coated or Bare Steel | Suction - Check Valve at the Tank Top |  | Bare or Galvanized Steel | Removal | 1993-01-19
0-002537 | REX MAUGHAN | 5815 N SAGUARO RD | PARADISE VALLEY | AZ | 85253 | Maricopa | 2 | Perm Closure | 1971-01-01 | 4000 | Gasoline | COMPARTMENT A |  | Asphalt coated or Bare Steel | Suction - Check Valve at the Tank Top |  | Bare or Galvanized Steel | Removal | 1993-01-12
0-001447 | CIRCLE K #2701606 | 5680 S MISSION RD | TUCSON | AZ | 85746 | Pima | 1 | Open | 1985-01-01 | 10000 | Gasoline | COMPARTMENT A | Double Walled | Fiberglass Reinforced Plastic | Pressure |  | Fiberglass Reinforced Plastic
0-006674 | BARNEYS #36 | 598 E 16TH ST | YUMA | AZ | 85365 | Yuma | 2 | Perm Closure | 1989-10-01 | 6000 | Gasoline | COMPARTMENT A | Double Walled | Fiberglass Reinforced Plastic | Pressure | Single Walled | Fiberglass Reinforced Plastic | Removal | 2002-05-15
0-001302 | CIRCLE K #769 | 1011 N PANTANO RD | TUCSON | AZ | 85710 | Pima | 3 | Perm Closure | 1972-01-01 | 6000 | Gasoline | COMPARTMENT A |  | Asphalt coated or Bare Steel | Pressure |  |  | Removal | 1992-10-28
0-000598 | AVIS USED CAR SALES | 1303 E CAMELBACK RD | PHOENIX | AZ | 85014 | Maricopa | 2 | Perm Closure | 1979-01-01 | 2000 | Unidentified | COMPARTMENT A | Single Walled | Asphalt coated or Bare Steel |  |  |  | Removal | 1987-12-09
0-002444 | ALVAREZ AUTO CENTER | 81 N MAIN ST | SNOWFLAKE | AZ | 85937 | Navajo | 3 | Perm Closure | 1961-01-01 | 3000 | Gasoline | COMPARTMENT A | Single Walled | Asphalt coated or Bare Steel |  |  |  | Removal | 1990-08-14
0-008022 | ADOA STATE PERSONNEL OFFICE | 1871 W JEFFERSON ST | PHOENIX | AZ | 85007 | Maricopa | 4 | Perm Closure | 2005-06-17 |  | Unidentified | COMPARTMENT A | Double Walled | Fiberglass Reinforced Plastic |  |  |  | Removal | 1990-02-13
0-007102 | PARCEL 665-27-027 | 1465 S 3RD AVE | YUMA | AZ | 85364 | Yuma | 1 | Perm Closure | 2005-06-17 | 280 | Gasoline | COMPARTMENT A | Unknown | Unknown |  |  |  | Removal | 1991-05-15
0-009969 | GPM #4605 | 8424 S POWER RD | GILBERT | AZ | 85297 | Maricopa | 1 | Open | 2003-06-30 | 10000 | Gasoline (PUL) | COMPARTMENT A | Double Walled | Fiberglass Reinforced Plastic | Pressure | Double Walled | Flexible
0-008052 | CHARLES G SUCHY | 2482 E WHITE MOUNTAIN BLVD | PINETOP | AZ | 85935 | Navajo | 1 | Perm Closure | 1950-01-01 | 1000 | Gasoline | COMPARTMENT A | Unknown | Asphalt coated or Bare Steel | Suction - Check Valve at the Tank Top |  | Bare or Galvanized Steel | Removal | 1992-11-30
0-009414 | BORDERMART SHELL | 330 N MARIPOSA RD | NOGALES | AZ | 85621 | Santa Cruz | 1 | Open | 1999-03-12 | 20000 | Gasoline | COMPARTMENT A | Double Walled | Composite (Steel/Fiberglass) | Pressure |  | Fiberglass Reinforced Plastic
0-002647 | BROADWAY FEEDS INC | 116 W BROADWAY RD | MESA | AZ | 85210 | Maricopa | 2 | Perm Closure | 2005-06-17 | 1000 | Gasoline | COMPARTMENT A | Unknown | Unknown |  |  |  | Removal | 1991-05-21
0-002378 | BOBBY J BAXTER | 516 TOMBSTONE CYN | BISBEE | AZ | 85603 | Cochise | 3 | Perm Closure | 1919-09-19 | 400 | Unidentified | COMPARTMENT A | Single Walled | Asphalt coated or Bare Steel |  |  |  | Removal | 1989-09-30
0-005043 | SPEEDWAY STORE #3001 | 1653 W WHITE MOUNTAIN BLVD | PINETOP-LAKESIDE | AZ | 85929 | Navajo | 5 | Open | 2016-10-12 | 8000 | Diesel | COMPARTMENT B | Double Walled | Composite (Steel/Fiberglass) | Pressure | Double Walled | Fiberglass Reinforced Plastic
0-010443 | CIRCLE K #2703440 | 40900 N IRONWOOD DR | SAN TAN VALLEY | AZ | 85140 | Pinal | 3 | Open | 2012-05-30 | 12000 | Diesel | COMPARTMENT A | Double Walled | Fiberglass Reinforced Plastic | Pressure | Double Walled | Fiberglass Reinforced Plastic
0-010443 | CIRCLE K #2703440 | 40900 N IRONWOOD DR | SAN TAN VALLEY | AZ | 85140 | Pinal | 1 | Open | 2012-05-30 | 20000 | Gasoline | COMPARTMENT A | Double Walled | Fiberglass Reinforced Plastic | Pressure | Double Walled | Fiberglass Reinforced Plastic
0-010543 | CHANDLER HEIGHTS AM/PM | 5050 S ARIZONA AVE | CHANDLER | AZ | 85248 | Maricopa | 2 | Open | 2012-02-24 | 10000 | Diesel | COMPARTMENT B | Double Walled | Fiberglass Reinforced Plastic | Pressure | Double Walled | Fiberglass Reinforced Plastic
0-010559 | GPM #4603 | 1636 S HIGLEY RD | GILBERT | AZ | 85295 | Maricopa | 1 | Open | 2015-12-09 | 30000 | Gasoline (UL) | COMPARTMENT A | Double Walled | Fiberglass Reinforced Plastic | Pressure | Double Walled | Fiberglass Reinforced Plastic
0-010598 | PILOT TRAVEL CENTERS | 9255 S RITA RD | TUCSON | AZ | 85747 | Pima | 1 | Open | 2016-09-01 | 12000 | Diesel | COMPARTMENT A | Double Walled | Fiberglass Reinforced Plastic | Pressure |  | Fiberglass Reinforced Plastic
0-010604 | TRIPLE C AIRPORT PROPERTIES | 14818 N 74TH ST | SCOTTSDALE | AZ | 85260 | Maricopa | 1 | Open | 2018-02-14 | 15000 | Jet A (Kerosene-type Jet Fuel) | COMPARTMENT A | Double Walled | Fiberglass Reinforced Plastic | Suction - Check Valve at the Dispenser | Double Walled | Bare or Galvanized Steel
0-010626 | QUIKTRIP #484 | 9541 W OLIVE AVE | PEORIA | AZ | 85345 | Maricopa | 3 | Open | 2018-07-27 | 12000 | Diesel #2 | COMPARTMENT A | Double Walled | Fiberglass Reinforced Plastic | Pressure | Double Walled | Fiberglass Reinforced Plastic
0-010643 | FRY'S FUEL CENTER #625 | 6815 W BELL RD | GLENDALE | AZ | 85308 | Maricopa | 2 | Open | 2019-01-04 | 10000 | Diesel | COMPARTMENT A | Double Walled | Fiberglass Reinforced Plastic | Pressure | Double Walled | Fiberglass Reinforced Plastic
0-006019 | STAR ROOFING INC | 9201 N 9TH AVE | PHOENIX | AZ | 85021 | Maricopa | 1 | Perm Closure | 1984-03-28 | 1000 | Kerosene | COMPARTMENT A | Unknown | Asphalt coated or Bare Steel |  |  |  | Removal | 1991-09-25
0-004248 | SPEEDWAY STORE #2977 | 1060 E 18TH ST | DOUGLAS | AZ | 85607 | Cochise | 3 | Perm Closure | 1975-05-07 | 12000 | Gasoline | COMPARTMENT A | Double Walled | Asphalt coated or Bare Steel |  |  |  | Removal | 1997-10-01
0-002885 | KNOCHEL BROTHERS | 1460 E ALAMEDA DR | PHOENIX | AZ | 85024 | Maricopa | 1 | Perm Closure | 1974-01-01 | 10000 | Diesel | COMPARTMENT A |  | Asphalt coated or Bare Steel |  |  |  | Removal | 1990-09-12
0-002885 | KNOCHEL BROTHERS | 1460 E ALAMEDA DR | PHOENIX | AZ | 85024 | Maricopa | 2 | Perm Closure | 1974-01-01 | 10000 | Diesel | COMPARTMENT A |  | Asphalt coated or Bare Steel |  |  |  | Removal | 1990-09-12
0-002112 | BLACK CANYON TEXACO | 33050 S COLDWATER RD | BLACK CANYON CITY | AZ | 85324 | Yavapai | 1 | Perm Closure | 1966-01-01 | 6000 | Gasoline | COMPARTMENT A | Single Walled | Asphalt coated or Bare Steel | Pressure | Single Walled | Bare or Galvanized Steel | Removal | 1995-04-13
0-002112 | BLACK CANYON TEXACO | 33050 S COLDWATER RD | BLACK CANYON CITY | AZ | 85324 | Yavapai | 2 | Perm Closure | 1966-01-01 | 6000 | Gasoline | COMPARTMENT A | Single Walled | Asphalt coated or Bare Steel | Pressure | Single Walled | Bare or Galvanized Steel | Removal | 1995-04-13
0-010454 | ED'S TOWING YARD | 5859 E CAMINO ADELANTE | PICACHO | AZ | 85141 | Pinal | 1 | Perm Closure | 1930-01-01 | 1000 | Gasoline | COMPARTMENT A |  | Asphalt coated or Bare Steel |  |  |  | Removal | 2012-10-16
0-010099 | QUIKTRIP #429 | 1545 N SCOTTSDALE RD | TEMPE | AZ | 85281 | Maricopa | 4 | Open | 2016-07-14 | 10000 | Unidentified | COMPARTMENT B | Double Walled | Fiberglass Reinforced Plastic | Pressure | Double Walled | Flexible
0-009589 | MCCHEVRON | 475 W GUADALUPE RD | TEMPE | AZ | 85283 | Maricopa | 2 | Open | 1998-03-01 | 15000 | Gasoline | COMPARTMENT A | Double Walled | Fiberglass Reinforced Plastic | Pressure | Double Walled | Fiberglass Reinforced Plastic
0-008298 | SCOTT TOYOTA BODY SHOP | 3007 N 71ST ST | SCOTTSDALE | AZ | 85251 | Maricopa | 1 | Perm Closure | 2005-06-17 | 250 | Used Oil/Waste Oil | COMPARTMENT A |  | Asphalt coated or Bare Steel |  |  |  | Removal | 1994-02-24
0-010126 | QUIKTRIP #404 | 9229 E UNIVERSITY DR | MESA | AZ | 85207 | Maricopa | 3 | Open | 2006-01-30 | 20000 | Gasoline | COMPARTMENT A | Double Walled | Fiberglass Reinforced Plastic
0-004291 | CORONADO GENERATING PLANT |  | SAINT JOHNS |  |  | Apache | 7 | Perm Closure | 1978-05-01 | 10000 | Gasoline | COMPARTMENT A | Unknown | Asphalt coated or Bare Steel |  |  |  | Removal | 1990-09-01
0-010334 | FRYS FUEL CENTER #610 | 4230 W MCDOWELL RD | PHOENIX | AZ | 85009 | Maricopa | 2 | Open | 2009-07-06 | 10000 | Diesel | COMPARTMENT A | Double Walled | Fiberglass Reinforced Plastic | Pressure |  | Flexible
0-010352 | FRYS FUEL CENTER #618 | 3246 E BELL RD | PHOENIX | AZ | 85032 | Maricopa | 2 | Open | 2010-02-11 | 10000 | Diesel | COMPARTMENT B | Double Walled | Fiberglass Reinforced Plastic | Pressure | Double Walled | Flexible
0-002991 | YUMA 3E TRAVEL CENTER | 2050 S AVENUE 3 E | YUMA | AZ | 85365 | Yuma | 2 | Perm Closure | 1981-01-01 | 10000 | Gasoline | COMPARTMENT A |  | Asphalt coated or Bare Steel | Pressure |  |  | Removal | 1992-07-01
0-008345 | ECONOMY TIRE & WHEEL | 5808 NW GRAND AVE | GLENDALE | AZ | 85301 | Maricopa | 3 | Perm Closure | 1970-01-01 | 8000 | Gasoline | COMPARTMENT A | Unknown | Asphalt coated or Bare Steel | Pressure |  | Bare or Galvanized Steel | Removal | 1994-04-28
0-006321 | FRANKLIN MERCANTILE |  | FRANKLIN |  |  | Greenlee | 6 | Perm Closure | 1997-12-04 | 1000 | Diesel | COMPARTMENT B | Double Walled | Fiberglass Reinforced Plastic | Pressure |  | Fiberglass Reinforced Plastic | Removal | 2015-07-01
0-006208 | TEXACO - RON'S FREEWAY TEXACO | 702 W STARR PASS BLVD | TUCSON | AZ | 85713 | Pima | 1 | Perm Closure | 1986-06-09 | 8000 | Gasoline | COMPARTMENT A | Double Walled | Fiberglass Reinforced Plastic | Pressure |  |  | Removal | 1997-01-16
0-006208 | TEXACO - RON'S FREEWAY TEXACO | 702 W STARR PASS BLVD | TUCSON | AZ | 85713 | Pima | 2 | Perm Closure | 1970-06-09 | 8000 | Gasoline | COMPARTMENT A | Double Walled | Asphalt coated or Bare Steel | Pressure |  |  | Removal | 1997-01-16
0-003927 | PINTO VALLEY OPERATIONS |  | MIAMI |  |  | Gila | 3 | Perm Closure | 1973-01-01 | 3000 | Gasoline | COMPARTMENT A | Single Walled | Asphalt coated or Bare Steel |  |  |  | Removal | 1990-03-22
0-003927 | PINTO VALLEY OPERATIONS |  | MIAMI |  |  | Gila | 5 | Perm Closure | 1980-01-01 | 6000 | Used Oil/Waste Oil | COMPARTMENT A | Single Walled | Asphalt coated or Bare Steel | Pressure |  | Bare or Galvanized Steel | Removal | 1990-03-22
0-006691 | BLOCK PLANT |  | SAFFORD |  |  | Graham | 1 | Perm Closure | 2005-06-17 | 500 | Unidentified | COMPARTMENT A | Double Walled | Asphalt coated or Bare Steel |  |  |  | Removal | 1989-12-27
0-000169 | ARIZONA AIR NATIONAL GUARD | 1500 E VALENCIA RD | TUCSON | AZ | 85706 | Pima | 3 | Perm Closure | 1958-01-01 | 25000 | Jet Fuel | COMPARTMENT A | Single Walled | Asphalt coated or Bare Steel |  |  |  | Removal | 1998-11-19
0-010144 | MAVERIK COUNTRY STORE #356 | 2612 DESERT FOOTHILLS BLVD | BULLHEAD CITY | AZ | 86429 | Mohave | 4 | Open | 2006-05-02 | 12000 | Diesel | COMPARTMENT A | Double Walled | Fiberglass Reinforced Plastic | Pressure | Double Walled | Flexible
0-003553 | SPEEDWAY STORE #2992 | 4180 W INA RD | MARANA | AZ | 85741 | Pima | 2 | Open | 1980-01-01 | 10000 | Gasoline | COMPARTMENT A | Single Walled | Asphalt coated or Bare Steel | Pressure | Double Walled | Fiberglass Reinforced Plastic
0-002097 | CAPITAL GAS | 709 W HOPI DR | HOLBROOK | AZ | 86025 | Navajo | 6 | Perm Closure | 1990-01-01 | 550 | Used Oil/Waste Oil | COMPARTMENT A | Single Walled | Asphalt coated or Bare Steel | Gravity Feed | Single Walled | Bare or Galvanized Steel | Removal | 2002-04-11
0-009454 | PILGRIMS PRIDE CORPORATION | 707 E 36TH ST | TUCSON | AZ | 85713 | Pima | 1 | Perm Closure | 1990-01-01 | 1000 | Gasoline | COMPARTMENT A | Unknown | Unknown | Suction - Check Valve at the Dispenser |  |  | Removal | 1999-05-11
0-006273 | YUBETA OIL COMPANY INC | 16 E CALLE SONORA | NOGALES | AZ | 85621 | Santa Cruz | 1 | Perm Closure | 1973-08-06 | 2000 | Unidentified | COMPARTMENT A | Unknown | Asphalt coated or Bare Steel |  |  |  | Removal | 1999-04-15
0-002815 | KARLSON MACHINE WORKS | 743 S 7TH ST | PHOENIX | AZ | 85034 | Maricopa | 2 | Perm Closure | 1976-04-02 | 2500 | Gasoline | COMPARTMENT A | Double Walled | Asphalt coated or Bare Steel | Pressure |  | Bare or Galvanized Steel | Removal | 1993-06-03
0-006137 | HILLCREST GOLF COURSE | 113130 CARAVAN DR | SUN CITY WEST | AZ | 85375 | Maricopa | 1 | Perm Closure | 1978-04-22 | 1000 | Diesel | COMPARTMENT A | Double Walled | Asphalt coated or Bare Steel |  |  |  | Removal | 1991-11-20
0-003725 | IRVING KOZINETS | 1800 E APACHE BLVD | TEMPE | AZ | 85281 | Maricopa | 1 | Perm Closure | 1964-04-02 | 560 | Used Oil/Waste Oil | COMPARTMENT A | Unknown | Asphalt coated or Bare Steel |  |  |  | Removal | 1976-08-01
0-001738 | JOHN DEER PRODUCT ENGINEERING | 5061 S GILBERT RD | CHANDLER | AZ | 85249 | Maricopa | 1 | Perm Closure | 1981-01-01 | 12000 | Diesel | COMPARTMENT A |  | Asphalt coated or Bare Steel |  |  |  | Removal | 1991-01-01
0-004274 | RYERSON STEEL | 210 S 51ST AVE | PHOENIX | AZ | 85043 | Maricopa | 1 | Perm Closure | 1985-11-01 | 1000 | Diesel | COMPARTMENT A | Unknown | Fiberglass Reinforced Plastic | Suction - Check Valve at the Tank Top |  |  | Removal | 1999-03-04
0-008513 | ARIZONA INDUSTRIAL MACHINERY | 5500 E PENSTOCK AVE | FLAGSTAFF | AZ | 86004 | Coconino | 1 | Perm Closure | 1986-01-01 | 2000 | Used Oil/Waste Oil | COMPARTMENT A | Unknown | Asphalt coated or Bare Steel | Gravity Feed |  |  | Removal | 1995-08-09
0-010166 | QUIKTRIP #495 | 1766 W HUNT HWY | QUEEN CREEK | AZ | 85143 | Pinal | 1 | Open | 2007-04-12 | 12000 | Gasoline | COMPARTMENT A | Double Walled | Fiberglass Reinforced Plastic | Pressure | Double Walled | Fiberglass Reinforced Plastic
0-010167 | QUIKTRIP #453 | 11604 W OLIVE AVE | YOUNGTOWN | AZ | 85363 | Maricopa | 4 | Open | 2014-10-22 | 10000 | Other | COMPARTMENT B | Double Walled | Fiberglass Reinforced Plastic | Pressure | Double Walled | Fiberglass Reinforced Plastic
0-010181 | SAFEWAY #2835 | 3313 N HUNT HWY | FLORENCE | AZ | 85132 | Pinal | 2 | Open | 2007-04-23 | 20000 | Gasoline | COMPARTMENT A | Double Walled | Fiberglass Reinforced Plastic | Pressure | Double Walled | Flexible
0-010188 | PARCEL #507-07-384 | 216 E MAIN ST | CASA GRANDE | AZ | 85122 | Pinal | 4 | Perm Closure | 1920-01-01 | 2000 | Diesel | COMPARTMENT A |  | Asphalt coated or Bare Steel |  |  |  | Closed in Place | 2007-09-10
0-010299 | GENERAL MOTORS DESERT PROVING GROUND | 1500 E GM DR | YUMA | AZ | 85365 | Yuma | 13 | Open | 2009-04-08 | 12000 | Gasoline | COMPARTMENT A | Double Walled | Fiberglass Reinforced Plastic | Pressure | Double Walled | Flexible
0-010299 | GENERAL MOTORS DESERT PROVING GROUND | 1500 E GM DR | YUMA | AZ | 85365 | Yuma | 7 | Open | 2009-04-02 | 4000 | Gasoline | COMPARTMENT A | Double Walled | Fiberglass Reinforced Plastic | Pressure | Double Walled | Flexible
0-009599 | 7-ELEVEN #32280 | 7442 S 48TH ST | PHOENIX | AZ | 85042 | Maricopa | 1 | Perm Closure | 1998-07-01 | 10000 | Gasoline (UL) | COMPARTMENT A | Double Walled | Composite (Steel/Fiberglass) | Pressure | Double Walled | Flexible | Removal | 2018-11-15
0-006191 | Q LUBE #1360 | 2062 W GUADALUPE RD | MESA | AZ | 85202 | Maricopa | 1 | Perm Closure | 1988-05-11 | 6000 | Used Oil/Waste Oil | COMPARTMENT A | Unknown | Asphalt coated or Bare Steel | Suction - Check Valve at the Tank Top |  | Bare or Galvanized Steel | Removal | 1995-05-09
0-009666 | R & W EXCAVATING INC | 765 W TOWNSHIP | COLORADO CITY | AZ | 86021 | Mohave | 1 | Perm Closure | 2000-05-10 | 10000 | Diesel | COMPARTMENT A | Double Walled | Fiberglass Reinforced Plastic | Pressure | Double Walled | Flexible | Removal | 2013-05-10
0-010263 | SAFEWAY FUEL #2821 | 3780 W HAPPY VALLEY RD | PHOENIX | AZ | 85310 | Maricopa | 2 | Open | 2008-11-14 | 10000 | Gasoline | COMPARTMENT A | Double Walled | Fiberglass Reinforced Plastic | Pressure | Double Walled | Flexible
0-004348 | NOGALES INTERNATIONAL AIRPORT | 11 ACCESS WAY | NOGALES | AZ | 85621 | Santa Cruz | 3 | Perm Closure | 1966-01-01 | 2000 | Jet Fuel | COMPARTMENT A |  | Asphalt coated or Bare Steel |  |  |  | Removal | 1990-06-25
0-010357 | FRYS FUEL CENTER #103 | 1100 S STATE ROUTE 260 | COTTONWOOD | AZ | 86326 | Yavapai | 2 | Open | 2009-10-20 | 10000 | Gasoline | COMPARTMENT A | Double Walled | Fiberglass Reinforced Plastic | Pressure | Double Walled | Flexible
0-010339 | CIRCLE K STORE #2703398 | 5240 S RURAL RD | TEMPE | AZ | 85283 | Maricopa | 1 | Open | 2010-04-01 | 20000 | Gasoline | COMPARTMENT A | Double Walled | Fiberglass Reinforced Plastic | Pressure | Double Walled | Fiberglass Reinforced Plastic
0-010359 | QUIKTRIP #1493 | 1925 N KOLB RD | TUCSON | AZ | 85715 | Pima | 3 | Open | 2010-03-03 | 12000 | Diesel | COMPARTMENT A | Double Walled | Fiberglass Reinforced Plastic | Pressure | Double Walled | Fiberglass Reinforced Plastic
0-010419 | COSTCO WHOLESALE #1079 | 1650 E TUCSON MARKETPLACE BLVD | TUCSON | AZ | 85713 | Pima | 3 | Open | 2011-04-14 | 30000 | Gasoline | COMPARTMENT A | Double Walled | Fiberglass Reinforced Plastic | Pressure | Double Walled | Fiberglass Reinforced Plastic
0-010389 | GRASP HEATING AND COOLING | 1541 N PAN AMERICAN AVE | DOUGLAS | AZ | 85607 | Cochise | 1 | Perm Closure | 2011-02-18 | 1000 | Gasoline | COMPARTMENT A |  | Asphalt coated or Bare Steel |  |  |  | Closed in Place | 2010-12-14
0-010396 | QUIKTRIP #1482 | 3345 W VALENCIA RD | TUCSON | AZ | 85746 | Pima | 1 | Open | 2010-10-01 | 20000 | Gasoline | COMPARTMENT A | Double Walled | Fiberglass Reinforced Plastic | Pressure | Double Walled | Fiberglass Reinforced Plastic
0-007207 | PIMA COUNTY - TRANSPORTATION SITE | 502 N RIVERSIDE DR | TUCSON | AZ | 85745 | Pima | 2 | Perm Closure | 2005-06-17 | 500 | Unidentified | COMPARTMENT A | Double Walled | Asphalt coated or Bare Steel | Suction - Check Valve at the Tank Top |  | Bare or Galvanized Steel | Removal | 1991-03-15
0-003786 | BUDGET RENT-A-CAR | 3085 E VALENCIA RD | TUCSON | AZ | 85706 | Pima | 2 | Perm Closure | 1990-10-17 | 4000 | Diesel | COMPARTMENT A | Double Walled | Composite (Steel/Fiberglass) | Suction - Check Valve at the Tank Top | Double Walled | Fiberglass Reinforced Plastic | Removal | 2012-08-07
0-005684 | CITY OF WINSLOW - FLEET YARD | 317 N COLORADO AVE | WINSLOW | AZ | 86047 | Navajo | 1 | Perm Closure | 1966-01-03 | 1000 | Gasoline | COMPARTMENT A | Unknown | Asphalt coated or Bare Steel |  |  |  | Removal | 1991-04-30
0-004857 | TAYLOR AUTO PARTS & SERVICE | 122 N MAIN ST | TAYLOR | AZ | 85939 | Navajo | 3 | Perm Closure | 1976-01-01 | 8000 | Gasoline | COMPARTMENT A |  | Asphalt coated or Bare Steel | Suction - Check Valve at the Tank Top |  |  | Removal | 1995-11-14
0-007468 | PINETOP COUNTRY CLUB |  | PINETOP-LAKESIDE |  |  | Navajo | 2 | Perm Closure | 1978-01-01 | 1000 | Gasoline | COMPARTMENT A | Unknown | Asphalt coated or Bare Steel | Suction - Check Valve at the Tank Top |  |  | Removal | 1991-10-22
0-003484 | NAVAJO COUNTY - GOVERNMENTAL COMPLEX | 100 E CARTER DR | HOLBROOK | AZ | 86025 | Navajo | 4 | Perm Closure | 1978-05-06 | 5000 | Diesel | COMPARTMENT A | Unknown | Asphalt coated or Bare Steel | Suction - Check Valve at the Tank Top | Single Walled | Bare or Galvanized Steel | Removal | 1994-11-18
0-004162 | ROAD JAMMERS MACHINERY | 4300 S 17TH AVE | PHOENIX | AZ | 85041 | Maricopa | 2 | Perm Closure | 1976-03-17 | 10000 | Diesel | COMPARTMENT A | Unknown | Asphalt coated or Bare Steel |  |  |  | Removal | 1992-07-07
0-004148 | CACTUS TRANSPORT | 8211 W SHERMAN ST | TOLLESON | AZ | 85353 | Maricopa | 1 | Perm Closure | 1984-04-30 | 10000 | Diesel | COMPARTMENT A | Double Walled | Fiberglass Reinforced Plastic | Suction - Check Valve at the Tank Top |  |  | Removal | 1993-01-29
0-000998 | CEMEX CORP | 235 E BASELINE RD | GILBERT | AZ | 85233 | Maricopa | 3 | Perm Closure | 1975-01-01 | 4000 | Diesel | COMPARTMENT A |  | Asphalt coated or Bare Steel |  |  |  | Removal | 1990-01-01
0-003260 | CHECKER #4142 | 6002 N 35TH AVE | PHOENIX | AZ | 85017 | Maricopa | 1 | Perm Closure | 1982-04-21 | 6000 | Gasoline | COMPARTMENT A | Double Walled | Fiberglass Reinforced Plastic |  |  |  | Removal | 1990-12-12
0-003062 | MARRIOTT CAMELBACK INN | 5402 E LINCOLN DR | PARADISE VALLEY | AZ | 85253 | Maricopa | 2 | Perm Closure | 1967-08-20 | 550 | Gasoline | COMPARTMENT A | Unknown | Asphalt coated or Bare Steel |  |  |  | Removal | 1991-09-17
0-005220 | U-HAUL - SCOTTSDALE CENTER | 3033 N SCOTTSDALE RD | SCOTTSDALE | AZ | 85251 | Maricopa | 1 | Perm Closure | 1979-04-22 | 10000 | Gasoline | COMPARTMENT A | Double Walled | Fiberglass Reinforced Plastic | Pressure |  |  | Removal | 1994-03-24
0-003546 | OCOTILLO LUMBER SALES INC | 3121 N 28TH AVE | PHOENIX | AZ | 85017 | Maricopa | 3 | Perm Closure | 1961-01-01 | 500 | Diesel | COMPARTMENT A |  | Asphalt coated or Bare Steel |  |  |  | Removal | 1990-12-19
0-002012 | SACKS ART OF SANDWICHERIE | 231 W THOMAS RD | PHOENIX | AZ | 85013 | Maricopa | 3 | Perm Closure | 1966-01-01 | 8000 | Gasoline | COMPARTMENT A |  | Asphalt coated or Bare Steel |  |  |  | Removal | 1990-09-08
0-002012 | SACKS ART OF SANDWICHERIE | 231 W THOMAS RD | PHOENIX | AZ | 85013 | Maricopa | 2 | Perm Closure | 1966-01-01 | 8000 | Gasoline | COMPARTMENT A |  | Asphalt coated or Bare Steel |  |  |  | Removal | 1990-09-08
0-007188 | TCW LAND FUND I HOLDING CO/EXXONMOBIL | 1602 N CENTRAL AVE | PHOENIX | AZ | 85004 | Maricopa | 1 | Perm Closure | 2005-06-17 | 6000 | Gasoline | COMPARTMENT A |  | Asphalt coated or Bare Steel |  |  |  | Removal | 1991-08-19
0-007188 | TCW LAND FUND I HOLDING CO/EXXONMOBIL | 1602 N CENTRAL AVE | PHOENIX | AZ | 85004 | Maricopa | 4 | Perm Closure | 2005-06-17 | 6000 | Gasoline | COMPARTMENT A |  | Asphalt coated or Bare Steel |  |  |  | Removal | 1991-08-19
0-005612 | WESTERN COTTON SERVICES - PHOENIX MILL | 615 S 51ST AVE | PHOENIX | AZ | 85043 | Maricopa | 5 | Perm Closure | 1950-01-01 | 10000 | Unidentified | COMPARTMENT A | Single Walled | Asphalt coated or Bare Steel |  |  |  | Removal | 1988-12-16
0-005784 | ARCO #5361 | 1955 E MCKELLIPS RD | MESA | AZ | 85203 | Maricopa | 1 | Perm Closure | 1987-09-14 | 12000 | Gasoline | COMPARTMENT A | Double Walled | Fiberglass Reinforced Plastic | Pressure |  | Fiberglass Reinforced Plastic | Removal | 2006-06-22
0-003869 | SKUNK CREEK LANDFILL | 3165 W HAPPY VALLEY RD | PHOENIX | AZ | 85083 | Maricopa | 1 | Perm Closure | 1980-01-01 | 550 | Gasoline | COMPARTMENT A | Single Walled | Asphalt coated or Bare Steel |  |  |  | Removal | 1989-11-01
0-007497 | CITY OF PHOENIX - SITE # 2 MCMULLAN VALLEY |  | WENDEN |  |  | La Paz | 2 | Perm Closure | 2005-06-17 | 2000 | Diesel | COMPARTMENT A |  | Asphalt coated or Bare Steel | Suction - Check Valve at the Tank Top |  | Bare or Galvanized Steel | Removal | 1992-04-02
0-006846 | DAKOTA LEE | 1101 S BEELINE HWY | PAYSON | AZ | 85541 | Gila | 2 | Perm Closure | 2005-06-17 | 8000 | Gasoline | COMPARTMENT A | Double Walled | Asphalt coated or Bare Steel | Suction - Check Valve at the Tank Top |  | Bare or Galvanized Steel | Removal | 1990-06-06
0-000723 | BISBEE UNIFIED SCHOOL DISTRICT - BUS BARN LOT |  | BISBEE |  |  | Cochise | 3 | Perm Closure | 1982-01-01 | 2000 | Gasoline | COMPARTMENT A | Single Walled | Asphalt coated or Bare Steel | Pressure | Single Walled | Bare or Galvanized Steel | Removal | 1994-06-28
0-005414 | KINGMAN 76 AUTO/TRUCK STOP PLAZA | 946 W BEALE ST | KINGMAN | AZ | 86401 | Mohave | 4 | Open | 1982-01-01 | 20000 | Diesel | COMPARTMENT A | Double Walled | Composite (Steel/Fiberglass) | Pressure | Double Walled | Fiberglass Reinforced Plastic
0-005414 | KINGMAN 76 AUTO/TRUCK STOP PLAZA | 946 W BEALE ST | KINGMAN | AZ | 86401 | Mohave | 6 | Open | 1982-01-01 | 20000 | Gasoline | COMPARTMENT A | Double Walled | Composite (Steel/Fiberglass) | Pressure |  | Fiberglass Reinforced Plastic
0-005414 | KINGMAN 76 AUTO/TRUCK STOP PLAZA | 946 W BEALE ST | KINGMAN | AZ | 86401 | Mohave | 5 | Open | 1982-01-01 | 20000 | Gasoline | COMPARTMENT A | Double Walled | Composite (Steel/Fiberglass) | Pressure |  | Fiberglass Reinforced Plastic
0-006044 | PRUDENTIAL OVERALL SUPPLY | 5102 W ROOSEVELT ST | PHOENIX | AZ | 85043 | Maricopa | 1 | Perm Closure | 1982-04-01 | 10000 | Gasoline | COMPARTMENT A | Unknown | Asphalt coated or Bare Steel |  |  |  | Removal | 1988-06-29
0-006044 | PRUDENTIAL OVERALL SUPPLY | 5102 W ROOSEVELT ST | PHOENIX | AZ | 85043 | Maricopa | 2 | Perm Closure | 1988-06-30 | 10000 | Gasoline | COMPARTMENT A | Double Walled | Composite (Steel/Fiberglass) | Suction - Check Valve at the Tank Top | Double Walled |  | Removal | 1995-09-14
0-006453 | RIVER ISLAND MARKET | 5225 N HIGHWAY 95 | PARKER | AZ | 85344 | La Paz | 1 | Perm Closure | 1983-09-17 | 8000 | Gasoline | COMPARTMENT A | Unknown | Asphalt coated or Bare Steel |  |  |  | Removal | 1999-04-08
0-001365 | CIRCLE K #1116 | 101 MISSION LN | HOLBROOK | AZ | 86025 | Navajo | 2 | Perm Closure | 1977-01-01 | 10000 | Gasoline | COMPARTMENT A |  | Asphalt coated or Bare Steel | Pressure |  |  | Removal | 1995-12-06
0-000481 | FUEL STOP 101 | 701 E CAMELBACK RD | PHOENIX | AZ | 85014 | Maricopa | 4 | Perm Closure | 1982-01-01 | 1000 | Used Oil/Waste Oil | COMPARTMENT A | Double Walled | Fiberglass Reinforced Plastic | Gravity Feed |  | Fiberglass Reinforced Plastic | Removal | 1986-07-31
0-004013 | Q LUBE #1138 | 7610 E MCDOWELL RD | SCOTTSDALE | AZ | 85257 | Maricopa | 3 | Perm Closure | 1986-05-16 | 2000 | Used Oil/Waste Oil | COMPARTMENT A | Double Walled | Asphalt coated or Bare Steel | Suction - Check Valve at the Tank Top |  |  | Removal | 1995-11-14
0-001044 | CHEVRON #9-7915 | 1635 E ASH ST | GLOBE | AZ | 85501 | Gila | 4 | Perm Closure | 1982-01-01 | 1000 | Used Oil/Waste Oil | COMPARTMENT A | Single Walled | Fiberglass Reinforced Plastic | Gravity Feed |  | Fiberglass Reinforced Plastic | Removal | 1995-03-31
0-001859 | ELMER HAYS ROOFING | 2638 S ALVERNON WAY | TUCSON | AZ | 85713 | Pima | 1 | Perm Closure | 1981-01-01 | 4000 | Gasoline | COMPARTMENT A |  | Asphalt coated or Bare Steel | Suction - Check Valve at the Tank Top |  |  | Removal | 1995-04-12
0-006590 | SRP - EAST VALLEY GARAGE | 7050 E UNIVERSITY DR | MESA | AZ | 85207 | Maricopa | 4 | Perm Closure | 2008-10-24 | 15000 | Gasoline | COMPARTMENT A | Double Walled | Fiberglass Reinforced Plastic | Pressure | Double Walled | Fiberglass Reinforced Plastic | Removal | 2020-07-09
0-000291 | ADOT - YUMA MAINTENANCE YARD | 225 W 12TH ST | YUMA | AZ | 85364 | Yuma | 2 | Perm Closure | 1966-01-01 | 1000 | Gasoline | COMPARTMENT A |  | Asphalt coated or Bare Steel |  |  |  | Removal | 1990-10-10
0-000291 | ADOT - YUMA MAINTENANCE YARD | 225 W 12TH ST | YUMA | AZ | 85364 | Yuma | 3 | Perm Closure | 1966-01-01 | 1000 | Gasoline | COMPARTMENT A |  | Asphalt coated or Bare Steel |  |  |  | Removal | 1990-10-10
0-001259 | CIRCLE K #2700581 | 3065 S KINNEY RD | TUCSON | AZ | 85713 | Pima | 2 | Perm Closure | 1972-01-01 | 10000 | Gasoline | COMPARTMENT A |  | Asphalt coated or Bare Steel | Pressure |  | Fiberglass Reinforced Plastic | Removal | 1999-02-09
0-008153 | H & Z INVESTMENTS INC | 825 E MONROE AVE | BUCKEYE | AZ | 85326 | Maricopa | 5 | Perm Closure | 1960-01-01 | 750 | Kerosene | COMPARTMENT A |  | Asphalt coated or Bare Steel | Suction - Check Valve at the Tank Top |  |  | Removal | 1989-12-05
0-001036 | CHEVRON #9-1080 | 3035 N TOLTEC RD | ELOY | AZ | 85131 | Pinal | 4 | Perm Closure | 1983-01-01 | 1000 | Used Oil/Waste Oil | COMPARTMENT A | Single Walled | Fiberglass Reinforced Plastic | Gravity Feed |  | Fiberglass Reinforced Plastic | Removal | 1994-12-19
0-004184 | PENSKE TRUCK LEASING CO | 1249 W FAIRMONT DR | TEMPE | AZ | 85282 | Maricopa | 1 | Perm Closure | 1980-04-10 | 12000 | Diesel | COMPARTMENT A | Double Walled | Asphalt coated or Bare Steel | Pressure |  | Bare or Galvanized Steel | Removal | 1994-03-25
0-001419 | CIRCLE K #1488 | 97 N GARDEN AVE | SIERRA VISTA | AZ | 85635 | Cochise | 1 | Open | 1973-01-01 | 10000 | Gasoline (PUL) | COMPARTMENT A | Single Walled | Fiberglass Reinforced Plastic | Pressure | Double Walled | Fiberglass Reinforced Plastic
0-006906 | RAY BELL #414 - BULLSHIPPER SERVICE | 19282 N JOHN WAYNE PKWY | MARICOPA | AZ | 85139 | Pinal | 4 | Perm Closure | 2005-06-17 | 650 | Used Oil/Waste Oil | COMPARTMENT A | Single Walled | Concrete |  |  |  | Removal | 2006-06-22
0-006906 | RAY BELL #414 - BULLSHIPPER SERVICE | 19282 N JOHN WAYNE PKWY | MARICOPA | AZ | 85139 | Pinal | 2 | Perm Closure | 1974-01-01 | 10000 | Gasoline | COMPARTMENT A | Single Walled | Asphalt coated or Bare Steel |  |  |  | Removal | 1987-07-01
0-002159 | TOWN OF FLORENCE - WWRF-SOUTH PLANT | 100 S PLANT RD | FLORENCE | AZ | 85132 | Pinal | 1 | Perm Closure | 1986-08-01 | 550 | Diesel | COMPARTMENT A | Double Walled | Fiberglass Reinforced Plastic | Suction - Check Valve at the Tank Top |  |  | Removal | 2008-07-09
0-001260 | CIRCLE K #583 | 3 N LAKE POWELL BLVD | PAGE | AZ | 86040 | Coconino | 4 | Open | 1995-06-07 | 10000 | Gasoline | COMPARTMENT A |  | Fiberglass Reinforced Plastic | Pressure | Double Walled | Fiberglass Reinforced Plastic
0-001564 | CLIFF DWELLERS LODGE | 1408 US HIGHWAY 89A | MARBLE CANYON | AZ | 86036 | Coconino | 4 | Open | 1990-04-16 | 8000 | Gasoline | COMPARTMENT A | Single Walled | Asphalt coated or Bare Steel | Pressure | Single Walled | Bare or Galvanized Steel
0-003534 | VULCAN MATERIALS - FLAGSTAFF ASPHALT | 5200 E RAILHEAD AVE | FLAGSTAFF | AZ | 86004 | Coconino | 1 | Perm Closure | 1972-01-01 | 10000 | Diesel | COMPARTMENT A |  | Asphalt coated or Bare Steel |  |  |  | Removal | 1991-01-25
0-001606 | USDA FS - COCONINO NF - HAPPY JACK RANGER STATION |  | HAPPY JACK |  |  | Coconino | 1 | Perm Closure | 1966-01-01 | 2000 | Gasoline | COMPARTMENT A |  | Asphalt coated or Bare Steel |  |  |  | Removal | 1989-12-11
0-000767 | SOMERTON AUTO & TIRE CENTER | 153 W MAIN ST | SOMERTON | AZ | 85350 | Yuma | 4 | Perm Closure | 1955-01-01 | 550 | Gasoline | COMPARTMENT A |  | Asphalt coated or Bare Steel | Pressure | Single Walled | Bare or Galvanized Steel | Removal | 1996-04-03
0-007946 | YUMA REGIONAL MEDICAL CENTER | 2400 S AVENUE A | YUMA | AZ | 85364 | Yuma | 2 | Perm Closure | 1974-01-01 | 20000 | Diesel | COMPARTMENT A | Unknown | Asphalt coated or Bare Steel | Pressure |  | Bare or Galvanized Steel | Closed in Place | 1992-11-04
0-007946 | YUMA REGIONAL MEDICAL CENTER | 2400 S AVENUE A | YUMA | AZ | 85364 | Yuma | 1 | Perm Closure | 1974-01-01 | 20000 | Diesel | COMPARTMENT A | Unknown | Asphalt coated or Bare Steel | Pressure |  | Bare or Galvanized Steel | Closed in Place | 1992-11-04
0-000609 | WILSON AUTOMOTIVE | 325 W GURLEY ST | PRESCOTT | AZ | 86301 | Yavapai | 5 | Perm Closure | 1961-01-01 | 500 | Used Oil/Waste Oil | COMPARTMENT A | Single Walled | Asphalt coated or Bare Steel |  |  |  | Removal | 1991-04-03
0-005201 | TUCSON UNIFIED SCHOOL DISTRICT #1 - CENTRAL MAINTENANCE YARD | 530 S NORRIS AVE | TUCSON | AZ | 85719 | Pima | 10 | Perm Closure | 1984-01-01 | 1000 | Used Oil/Waste Oil | COMPARTMENT A | Double Walled | Fiberglass Reinforced Plastic | Gravity Feed |  | Fiberglass Reinforced Plastic | Removal | 1999-04-27
0-005201 | TUCSON UNIFIED SCHOOL DISTRICT #1 - CENTRAL MAINTENANCE YARD | 530 S NORRIS AVE | TUCSON | AZ | 85719 | Pima | 8 | Open | 1993-01-01 | 15000 | Diesel | COMPARTMENT A | Double Walled | Fiberglass Reinforced Plastic | Pressure | Double Walled | Fiberglass Reinforced Plastic
0-000812 | NORSTAN COMMUNICATIONS INC | 4561 E MCDOWELL RD | PHOENIX | AZ | 85008 | Maricopa | 2 | Perm Closure | 1982-01-01 | 10000 | Gasoline | COMPARTMENT A |  | Asphalt coated or Bare Steel | Pressure |  |  | Removal | 1994-04-27
0-009277 | OLD DEL MONTE | 2659 W DOBBINS RD | PHOENIX | AZ | 85041 | Maricopa | 3 | Perm Closure | 2005-06-17 | 550 | Used Oil/Waste Oil | COMPARTMENT A | Unknown | Asphalt coated or Bare Steel |  |  |  | Removal | 1999-04-27
0-006265 | MR G'S TEXACO STATION | 3359 E BENSON HWY | TUCSON | AZ | 85706 | Pima | 2 | Perm Closure | 1972-07-30 |  | Gasoline | COMPARTMENT A | Unknown | Unknown |  |  |  | Removal | 1989-12-01
0-008525 | MOHAVE CARDLOCK | 608 E MOHAVE ST | PHOENIX | AZ | 85004 | Maricopa | 2 | Open | 1994-08-01 | 12000 | Gasoline (UL) | COMPARTMENT B | Double Walled | Fiberglass Reinforced Plastic | Pressure | Double Walled | Fiberglass Reinforced Plastic
0-007965 | SAN TAN IRRIGATION - #10 WELL |  | GILBERT |  |  | Maricopa | 1 | Perm Closure | 1975-01-01 | 500 | Gasoline | COMPARTMENT A | Unknown | Asphalt coated or Bare Steel |  |  |  | Removal | 1992-03-18
0-007133 | RIVERPOINT |  | PHOENIX |  |  | Maricopa | 2 | Perm Closure | 2005-06-17 | 8000 | Unidentified | COMPARTMENT A | Double Walled | Asphalt coated or Bare Steel | Pressure |  |  | Removal | 1990-09-14
0-007133 | RIVERPOINT |  | PHOENIX |  |  | Maricopa | 7 | Perm Closure | 2005-06-17 |  | Unidentified | COMPARTMENT A | Double Walled | Asphalt coated or Bare Steel | Pressure |  |  | Removal | 1990-09-14
0-004501 | RAINBOW FOREST STONE CO |  | WOODRUFF |  |  | Navajo | 1 | Perm Closure | 1977-02-17 | 10000 | Gasoline | COMPARTMENT A | Unknown | Asphalt coated or Bare Steel | Pressure |  | Fiberglass Reinforced Plastic | Removal | 1993-10-12
0-004501 | RAINBOW FOREST STONE CO |  | WOODRUFF |  |  | Navajo | 2 | Perm Closure | 1977-02-17 | 10000 | Gasoline | COMPARTMENT A | Unknown | Asphalt coated or Bare Steel | Suction - Check Valve at the Tank Top |  |  | Removal | 1993-10-12
0-007624 | RAY REYNOLDS | 13813 N PRIMROSE ST | EL MIRAGE | AZ | 85335 | Maricopa | 1 | Perm Closure | 2005-06-17 | 10000 | Gasoline | COMPARTMENT A | Unknown | Asphalt coated or Bare Steel | Suction - Check Valve at the Tank Top |  | Bare or Galvanized Steel | Removal | 1992-01-24
0-007638 | CITY OF PRESCOTT - FIRE STATION ONE | 333 WHITE SPAR RD | PRESCOTT | AZ | 86303 | Yavapai | 1 | Perm Closure | 2005-06-17 | 1000 | Unidentified | COMPARTMENT A | Unknown | Asphalt coated or Bare Steel | Pressure |  | Bare or Galvanized Steel | Removal | 1992-01-22
0-008223 | PROFESSIONAL TRANSMISSION & SERVICE | 2901 E VAN BUREN ST | PHOENIX | AZ | 85008 | Maricopa | 2 | Perm Closure | 2005-06-17 | 1000 | Gasoline | COMPARTMENT A |  | Asphalt coated or Bare Steel |  |  |  | Closed in Place | 1985-01-01
0-008223 | PROFESSIONAL TRANSMISSION & SERVICE | 2901 E VAN BUREN ST | PHOENIX | AZ | 85008 | Maricopa | 4 | Perm Closure | 2005-06-17 | 250 | Used Oil/Waste Oil | COMPARTMENT A | Single Walled | Asphalt coated or Bare Steel | Gravity Feed |  |  | Removal | 2018-05-23
0-001462 | CIRCLE K #2701662 | 4402 E OSBORN RD | PHOENIX | AZ | 85018 | Maricopa | 3 | Perm Closure | 1985-01-01 | 10000 | Gasoline | COMPARTMENT A | Single Walled | Fiberglass Reinforced Plastic | Pressure |  | Fiberglass Reinforced Plastic | Removal | 2015-03-20
0-000814 | QUIK FOOD MART | 921 W MAIN ST | AVONDALE | AZ | 85323 | Maricopa | 2 | Perm Closure | 1983-01-01 | 10000 | Gasoline | COMPARTMENT A |  | Asphalt coated or Bare Steel | Pressure |  | Fiberglass Reinforced Plastic | Removal | 2017-10-04
0-000634 | BARCAR INVESTMENT | 1400 A AVE | DOUGLAS | AZ | 85607 | Cochise | 2 | Perm Closure | 1971-01-01 | 4000 | Gasoline | COMPARTMENT A |  | Asphalt coated or Bare Steel |  |  |  | Removal | 1988-10-17
0-000639 | BARNETT & DEZOL CONT INC | 701 W SILVERLAKE RD | TUCSON | AZ | 85713 | Pima | 2 | Perm Closure | 1973-01-01 | 7500 | Gasoline | COMPARTMENT A |  | Asphalt coated or Bare Steel | Suction - Check Valve at the Tank Top |  |  | Removal | 1989-12-14
0-000639 | BARNETT & DEZOL CONT INC | 701 W SILVERLAKE RD | TUCSON | AZ | 85713 | Pima | 1 | Perm Closure | 1973-01-01 | 7500 | Diesel | COMPARTMENT A |  | Asphalt coated or Bare Steel | Suction - Check Valve at the Tank Top |  |  | Removal | 1989-12-14
0-009639 | STANTON PROPERTY |  | KINGMAN |  |  | Mohave | 1 | Perm Closure | 2005-06-17 | 500 | Gasoline | COMPARTMENT A | Double Walled | Asphalt coated or Bare Steel |  |  |  | Removal | 1978-01-01
0-008112 | B&B AMUSEMENT INC | 4433 S 4TH AVE | YUMA | AZ | 85365 | Yuma | 2 | Perm Closure | 2005-06-17 | 8000 | Gasoline | COMPARTMENT A | Unknown | Asphalt coated or Bare Steel |  |  |  | Removal | 1995-05-23
0-007741 | ENRIQUEZ AUTO REPAIR | 3333 S 12TH AVE | TUCSON | AZ | 85713 | Pima | 4 | Perm Closure | 2005-06-17 | 1000 | Gasoline | COMPARTMENT A | Unknown | Asphalt coated or Bare Steel |  |  |  | Removal | 1995-06-12
0-007741 | ENRIQUEZ AUTO REPAIR | 3333 S 12TH AVE | TUCSON | AZ | 85713 | Pima | 5 | Perm Closure | 2005-06-17 | 6000 | Diesel | COMPARTMENT A | Unknown | Unknown | Suction - Check Valve at the Tank Top |  |  | Removal | 1995-06-12
0-003224 | EXXONMOBIL OIL CORP #12054 | 4750 E BELL RD | PHOENIX | AZ | 85032 | Maricopa | 2 | Perm Closure | 1984-07-21 | 12000 | Gasoline | COMPARTMENT A | Unknown | Fiberglass Reinforced Plastic | Pressure |  | Fiberglass Reinforced Plastic | Removal | 2008-04-17
0-004043 | RICOR EARTHWORKS & ASPHALTING | 3430 S 38TH ST | PHOENIX | AZ | 85040 | Maricopa | 5 | Perm Closure | 1986-03-12 | 4000 | Gasoline | COMPARTMENT A | Double Walled | Fiberglass Reinforced Plastic | Pressure |  | Fiberglass Reinforced Plastic | Removal | 2018-10-18
0-004043 | RICOR EARTHWORKS & ASPHALTING | 3430 S 38TH ST | PHOENIX | AZ | 85040 | Maricopa | 2 | Perm Closure | 1978-03-12 | 550 | Gasoline | COMPARTMENT A | Double Walled | Asphalt coated or Bare Steel |  |  |  | Removal | 1988-06-01
0-005933 | BANNER - DESERT MEDICAL CENTER | 1400 S DOBSON RD | MESA | AZ | 85202 | Maricopa | 5 | Open | 2008-07-10 | 30000 | Diesel | COMPARTMENT A | Double Walled | Fiberglass Reinforced Plastic | Pressure | Double Walled | Flexible
0-000462 | DOUDELL TRUCKING CO | 851 S 27TH AVE | PHOENIX | AZ | 85009 | Maricopa | 1 | Perm Closure | 1967-01-01 | 10000 | Diesel | COMPARTMENT A |  | Asphalt coated or Bare Steel | Pressure |  |  | Removal | 1998-09-21
0-005754 | SPEEDWAY STORE #3000 |  | SANDERS |  |  | Apache | 1 | Open | 1991-08-01 | 8000 | Gasoline | COMPARTMENT A | Double Walled | Composite (Steel/Fiberglass) | Pressure | Double Walled | Fiberglass Reinforced Plastic
0-001025 | CHAPMAN CHEVROLET-IZUZU | 1717 E BASELINE RD | TEMPE | AZ | 85283 | Maricopa | 3 | Perm Closure | 1977-01-01 | 500 | Unidentified | COMPARTMENT A |  | Asphalt coated or Bare Steel | Suction - Check Valve at the Tank Top | Single Walled | Bare or Galvanized Steel | Removal | 1996-05-02
0-001025 | CHAPMAN CHEVROLET-IZUZU | 1717 E BASELINE RD | TEMPE | AZ | 85283 | Maricopa | 8 | Open | 1998-04-28 | 10000 | Gasoline | COMPARTMENT A | Double Walled | Fiberglass Reinforced Plastic | Pressure |  | Fiberglass Reinforced Plastic
0-001025 | CHAPMAN CHEVROLET-IZUZU | 1717 E BASELINE RD | TEMPE | AZ | 85283 | Maricopa | 6 | Perm Closure | 1977-01-01 | 5000 | Gasoline | COMPARTMENT A |  | Asphalt coated or Bare Steel | Pressure | Single Walled | Bare or Galvanized Steel | Removal | 1998-04-17
0-004965 | SHELL | 5470 E GRANT RD | TUCSON | AZ | 85712 | Pima | 7 | Perm Closure | 1994-05-10 | 10000 | Gasoline | COMPARTMENT A | Double Walled | Fiberglass Reinforced Plastic | Pressure | Double Walled | Fiberglass Reinforced Plastic | Removal | 2003-12-30
0-003264 | MOBIL 18-MFF | 6323 S RURAL RD | TEMPE | AZ | 85283 | Maricopa | 7 | Perm Closure | 1986-10-10 | 10000 | Gasoline | COMPARTMENT A | Double Walled | Fiberglass Reinforced Plastic | Pressure |  | Fiberglass Reinforced Plastic | Removal | 2004-08-04
0-006762 | FEENSTRA FRIESIAN DAIRY | 26000 S GILBERT RD | CHANDLER | AZ | 85249 | Maricopa | 1 | Perm Closure | 1979-01-01 | 6000 | Diesel | COMPARTMENT A | Double Walled | Asphalt coated or Bare Steel |  |  |  | Removal | 1990-03-13
0-007391 | SONOITA UNOCAL | HWY 83 & PAPAGO SPRING RD | SONOITA | AZ | 85637 | Santa Cruz | 2 | Perm Closure | 1989-04-01 | 10000 | Diesel | COMPARTMENT A | Double Walled | Composite (Steel/Fiberglass) | Pressure |  | Fiberglass Reinforced Plastic | Removal | 2000-02-24
0-003721 | PHILLIPS 66 COMPANY #014880 | 405 NAVAJO BLVD | HOLBROOK | AZ | 86025 | Navajo | 1 | Perm Closure | 1968-01-01 | 550 | Used Oil/Waste Oil | COMPARTMENT A | Single Walled | Asphalt coated or Bare Steel |  |  |  | Removal | 2000-01-05
0-009845 | CIRCLE K STORE #2709186 | 1595 N AVONDALE BLVD | AVONDALE | AZ | 85392 | Maricopa | 1 | Open | 2001-12-26 | 8000 | Diesel | COMPARTMENT A | Double Walled | Fiberglass Reinforced Plastic | Pressure | Double Walled | Fiberglass Reinforced Plastic
0-004818 | SUTTON OIL CO | 1120 N ARIZONA BLVD | COOLIDGE | AZ | 85128 | Pinal | 4 | Perm Closure | 1971-04-16 | 10000 | Gasoline | COMPARTMENT A | Double Walled | Asphalt coated or Bare Steel |  |  |  | Removal | 2001-11-16
0-004818 | SUTTON OIL CO | 1120 N ARIZONA BLVD | COOLIDGE | AZ | 85128 | Pinal | 2 | Perm Closure | 1971-04-16 | 10000 | Gasoline | COMPARTMENT A | Double Walled | Asphalt coated or Bare Steel |  |  |  | Removal | 2001-11-16
0-002660 | PARKER OIL PRODUCTS | 508 S CALIFORNIA AVE | PARKER | AZ | 85344 | La Paz | 7 | Perm Closure | 1961-03-07 | 10000 | Gasoline | COMPARTMENT A | Double Walled | Asphalt coated or Bare Steel |  |  |  | Removal | 1989-08-01
0-008090 | COMITE S MART | 706 N MAIN ST | SAN LUIS | AZ | 85336 | Yuma | 2 | Perm Closure | 2005-06-17 | 4000 | Gasoline (PUL) | COMPARTMENT A |  | Asphalt coated or Bare Steel | Pressure |  | Fiberglass Reinforced Plastic | Removal | 2020-02-20
0-003599 | LEGENDS GOLF COURSE | 21010 N 67TH AVE | GLENDALE | AZ | 85308 | Maricopa | 1 | Perm Closure | 1985-01-01 | 2000 | Gasoline (UL) | COMPARTMENT A | Single Walled | Fiberglass Reinforced Plastic | Suction - Check Valve at the Tank Top |  |  | Removal | 1997-01-24
0-007154 | CACTUS CONTAINER | 4645 W VAN BUREN ST | PHOENIX | AZ | 85043 | Maricopa | 2 | Perm Closure | 2005-06-17 | 2000 | Unidentified | COMPARTMENT A | Unknown | Unknown | Suction - Check Valve at the Tank Top |  |  | Removal | 1990-11-13
0-005387 | USMC YUMA MAIN SYSTEM | AVENUE 3E | YUMA | AZ | 85369 | Yuma | 30 | Perm Closure | 1966-01-01 | 5000 | Gasoline | COMPARTMENT A | Single Walled | Asphalt coated or Bare Steel | Suction - Check Valve at the Tank Top | Single Walled | Bare or Galvanized Steel | Removal | 1987-01-01
0-005387 | USMC YUMA MAIN SYSTEM | AVENUE 3E | YUMA | AZ | 85369 | Yuma | 59 | Perm Closure | 2005-06-17 | 6000 | Diesel | COMPARTMENT A | Single Walled | Asphalt coated or Bare Steel |  |  |  | Removal | 1995-01-03
0-005387 | USMC YUMA MAIN SYSTEM | AVENUE 3E | YUMA | AZ | 85369 | Yuma | 5 | Perm Closure | 1984-01-01 | 12000 | Diesel | COMPARTMENT A | Single Walled | Asphalt coated or Bare Steel | Suction - Check Valve at the Tank Top | Single Walled | Bare or Galvanized Steel | Removal | 1993-03-13
0-005387 | USMC YUMA MAIN SYSTEM | AVENUE 3E | YUMA | AZ | 85369 | Yuma | 31 | Perm Closure | 1966-01-01 | 10000 | Gasoline | COMPARTMENT A | Single Walled | Asphalt coated or Bare Steel | Suction - Check Valve at the Tank Top | Single Walled | Bare or Galvanized Steel | Removal | 1987-01-01
0-005387 | USMC YUMA MAIN SYSTEM | AVENUE 3E | YUMA | AZ | 85369 | Yuma | 49 | Perm Closure | 1989-01-01 | 1000 | Used Oil/Waste Oil | COMPARTMENT A | Single Walled | Asphalt coated or Bare Steel | Pressure | Single Walled | Bare or Galvanized Steel | Removal | 1998-06-25
0-005387 | USMC YUMA MAIN SYSTEM | AVENUE 3E | YUMA | AZ | 85369 | Yuma | 61 | Perm Closure | 2005-06-17 | 2000 | Gasoline | COMPARTMENT A | Single Walled | Asphalt coated or Bare Steel |  |  |  | Removal | 1994-12-01
0-003922 | PATS GAS & SERVICES | 300 NAUGLE AVE | PATAGONIA | AZ | 85624 | Santa Cruz | 1 | Perm Closure | 1966-01-01 | 2000 | Gasoline | COMPARTMENT A | Single Walled | Asphalt coated or Bare Steel |  |  |  | Removal | 1990-01-09
0-002806 | SPEEDWAY STORE #2944 | 1850 E PRINCE RD | TUCSON | AZ | 85719 | Pima | 9 | Open | 1990-12-01 | 10000 | Gasoline (UL) | COMPARTMENT A | Double Walled | Fiberglass Reinforced Plastic | Pressure | Double Walled | Fiberglass Reinforced Plastic
0-005085 | CONOCOPHILLIPS #257369 | 2085 S ALVERNON WAY | TUCSON | AZ | 85711 | Pima | 1 | Perm Closure | 1980-04-01 | 10000 | Gasoline | COMPARTMENT A | Double Walled | Asphalt coated or Bare Steel | Pressure |  | Fiberglass Reinforced Plastic | Removal | 1996-06-06
0-001077 | CHEVRON #9-4819 |  | SHOW LOW |  |  | Navajo | 4 | Perm Closure | 1957-01-01 | 550 | Used Oil/Waste Oil | COMPARTMENT A | Single Walled | Asphalt coated or Bare Steel |  |  |  | Removal | 1990-02-09
0-005714 | TRAILSIDE GENERAL STORE | 283 LAKE HAVASU AVE S | LAKE HAVASU CITY | AZ | 86403 | Mohave | 2 | Perm Closure | 1978-01-01 | 12000 | Gasoline | COMPARTMENT A |  | Asphalt coated or Bare Steel | Pressure |  |  | Removal | 1998-09-16
0-005714 | TRAILSIDE GENERAL STORE | 283 LAKE HAVASU AVE S | LAKE HAVASU CITY | AZ | 86403 | Mohave | 3 | Perm Closure | 1978-01-01 | 12000 | Gasoline | COMPARTMENT A |  | Asphalt coated or Bare Steel | Pressure |  |  | Removal | 1998-09-16
0-000887 | SPEEDSMART #107 | 1158 W UNIVERSITY DR | MESA | AZ | 85201 | Maricopa | 6 | Open | 1993-01-01 | 10000 | Gasoline (UL) | COMPARTMENT A | Double Walled | Fiberglass Reinforced Plastic | Pressure | Double Walled | Fiberglass Reinforced Plastic
0-006218 | GREENWOOD MEMORIAL PARK | 2300 W VAN BUREN ST | PHOENIX | AZ | 85009 | Maricopa | 3 | Perm Closure | 1965-01-01 | 200 | Diesel | COMPARTMENT A | Unknown | Unknown |  |  |  | Removal | 1989-11-22
0-004494 | JJ GAS | 627 E MAIN ST | AVONDALE | AZ | 85323 | Maricopa | 3 | Perm Closure | 1973-04-24 | 4000 | Gasoline | COMPARTMENT A | Double Walled | Asphalt coated or Bare Steel | Pressure |  | Fiberglass Reinforced Plastic | Removal | 1994-03-29
0-004494 | JJ GAS | 627 E MAIN ST | AVONDALE | AZ | 85323 | Maricopa | 4 | Open | 1992-01-01 | 10000 | Gasoline | COMPARTMENT A | Double Walled | Fiberglass Reinforced Plastic | Pressure | Double Walled | Flexible
0-008281 | CARS PLUS-VANJO INC - FORMER | 1242 W MAIN ST | MESA | AZ | 85201 | Maricopa | 5 | Perm Closure | 2005-06-17 |  | Gasoline | COMPARTMENT A | Double Walled | Asphalt coated or Bare Steel |  |  |  | Removal | 1973-01-01
0-008281 | CARS PLUS-VANJO INC - FORMER | 1242 W MAIN ST | MESA | AZ | 85201 | Maricopa | 4 | Perm Closure | 2005-06-17 |  | Gasoline | COMPARTMENT A | Double Walled | Asphalt coated or Bare Steel |  |  |  | Removal | 1973-01-01
0-009577 | TAG'S POWER EQUIPMENT | 1109 W HOPI DR | HOLBROOK | AZ | 86025 | Navajo | 1 | Perm Closure | 2005-06-17 | 4000 | Gasoline | COMPARTMENT A | Unknown | Unknown |  |  |  | Removal | 1988-06-01
0-005255 | EXXON - FORT VALLEY | 1800 N FORT VALLEY RD | FLAGSTAFF | AZ | 86001 | Coconino | 2 | Perm Closure | 1977-04-30 | 6000 | Gasoline | COMPARTMENT A | Double Walled | Asphalt coated or Bare Steel | Pressure |  |  | Removal | 1991-02-11
0-009091 | VAN BRUNT PROPERTY | 2486 W OLD HIGHWAY 66 | KINGMAN | AZ | 86413 | Mohave | 3 | Perm Closure | 2005-06-17 | 5000 | Diesel | COMPARTMENT A | Single Walled | Asphalt coated or Bare Steel |  |  |  | Removal | 2012-03-28
0-008678 | CIRCLE K #5300 | 7530 S PRIEST DR | TEMPE | AZ | 85283 | Maricopa | 4 | Open | 1995-01-15 | 10000 | Gasoline | COMPARTMENT A | Single Walled | Fiberglass Reinforced Plastic | Pressure | Double Walled | Fiberglass Reinforced Plastic
0-009346 | MINGUS UNION HIGH SCHOOL | 1801 E FIR ST | COTTONWOOD | AZ | 86326 | Yavapai | 2 | Perm Closure | 1978-12-31 | 5000 | Diesel | COMPARTMENT A | Double Walled | Asphalt coated or Bare Steel | Suction - Check Valve at the Tank Top |  |  | Removal | 2004-10-08
0-002282 | SUNNYSLOPE HIGH SCHOOL | 35 W DUNLAP AVE | PHOENIX | AZ | 85021 | Maricopa | 1 | Perm Closure | 1956-04-09 | 550 | Gasoline | COMPARTMENT A | Single Walled | Asphalt coated or Bare Steel |  |  |  | Removal | 1989-07-07
0-001829 | DUNTON & DUNTON | 121 E BEALE ST | KINGMAN | AZ | 86401 | Mohave | 2 | Perm Closure | 1961-01-01 | 1000 | Gasoline | COMPARTMENT A |  | Asphalt coated or Bare Steel |  |  |  | Removal | 1990-01-13
0-001978 | EXXON #7-6369 | 3001 E ANDY DEVINE AVE | KINGMAN | AZ | 86401 | Mohave | 1 | Perm Closure | 1966-01-01 | 10000 | Gasoline | COMPARTMENT A |  | Asphalt coated or Bare Steel |  |  |  | Removal | 1988-07-13
0-010035 | SMITH'S FOOD & DRUG #188 | 80 ACOMA BLVD N | LAKE HAVASU CITY | AZ | 86403 | Mohave | 2 | Open | 2004-09-22 | 12000 | Gasoline | COMPARTMENT B | Double Walled | Fiberglass Reinforced Plastic
0-006046 | SUNSHINE FOODS INC | 329 N 6TH AVE | PHOENIX | AZ | 85003 | Maricopa | 1 | Perm Closure | 2005-06-17 | 1000 | Gasoline | COMPARTMENT A | Unknown | Unknown |  |  |  | Removal | 1996-12-27
0-009272 | VACANT | 1401 E CAMELBACK RD | PHOENIX | AZ | 85014 | Maricopa | 1 | Perm Closure | 2005-06-17 |  | Unidentified | COMPARTMENT A | Single Walled | Asphalt coated or Bare Steel |  |  |  | Removal | 1998-05-13
0-001786 | DICKIE TRUCKING CO |  | HILLSIDE |  |  | Yavapai | 5 | Perm Closure | 1988-08-01 | 1000 | Gasoline | COMPARTMENT A |  | Asphalt coated or Bare Steel |  |  |  | Removal | 1999-03-02
0-008732 | CORNER PUMP (BUTLER TIRE) | 3179 E BUTLER AVE | KINGMAN | AZ | 86409 | Mohave | 3 | Perm Closure | 1979-01-01 | 8000 | Gasoline | COMPARTMENT A |  | Asphalt coated or Bare Steel | Suction - Check Valve at the Tank Top |  | Bare or Galvanized Steel | Removal | 2007-07-31
0-006457 | CREIGHTON ELEMENTARY SCHOOL | 2802 E MCDOWELL RD | PHOENIX | AZ | 85008 | Maricopa | 1 | Perm Closure | 1976-01-01 | 1000 | Gasoline | COMPARTMENT A | Double Walled | Fiberglass Reinforced Plastic | Pressure |  | Fiberglass Reinforced Plastic | Removal | 1992-03-24
0-007481 | CUSTOM ROOFING CO INC | 320 S 40TH PL | PHOENIX | AZ | 85034 | Maricopa | 2 | Perm Closure | 1972-01-01 | 4000 | Gasoline | COMPARTMENT A | Unknown | Asphalt coated or Bare Steel | Suction - Check Valve at the Tank Top |  |  | Removal | 1991-12-04
0-009125 | XPO LOGISTICS FREIGHT, INC - UTU | 1260 E PENNSYLVANIA ST | TUCSON | AZ | 85714 | Pima | 1 | Open | 1997-06-27 | 10000 | Diesel | COMPARTMENT A | Double Walled | Composite (Steel/Fiberglass) | Pressure | Double Walled | Flexible
0-001548 | CITIZENS UTILITIES COMPANY SHOP | 1836 ARENA DR | BULLHEAD CITY | AZ | 86442 | Mohave | 1 | Perm Closure | 1979-01-01 | 10000 | Gasoline | COMPARTMENT A |  | Asphalt coated or Bare Steel | Suction - Check Valve at the Tank Top |  |  | Removal | 1992-06-30
0-001420 | CIRCLE K #2701502 | 1323 W SOUTHERN AVE | TEMPE | AZ | 85282 | Maricopa | 2 | Temp Closure | 1985-01-01 | 10000 | Diesel | COMPARTMENT A | Double Walled | Fiberglass Reinforced Plastic | Pressure |  | Fiberglass Reinforced Plastic |  | 2020-09-26
0-001423 | CIRCLE K #2701535 | 2570 W STATE ROUTE 89A | SEDONA | AZ | 86336 | Yavapai | 2 | Open | 1984-01-01 | 10000 | Gasoline (PUL) | COMPARTMENT A | Double Walled | Fiberglass Reinforced Plastic | Pressure |  | Fiberglass Reinforced Plastic
0-005888 | CIRCLE K #2701773 | 6525 S COUNTRY CLUB RD | TUCSON | AZ | 85756 | Pima | 3 | Open | 1986-11-10 | 10000 | Gasoline (UL) | COMPARTMENT A | Single Walled | Fiberglass Reinforced Plastic | Pressure | Single Walled | Fiberglass Reinforced Plastic
0-004854 | CIRCLE K #2708776 | 1544 E SOUTHERN AVE | PHOENIX | AZ | 85040 | Maricopa | 3 | Perm Closure | 1988-10-06 | 10000 | Gasoline | COMPARTMENT A | Double Walled | Fiberglass Reinforced Plastic | Pressure |  | Fiberglass Reinforced Plastic | Removal | 2016-11-24
0-001529 | CIRCLE K #2701921 | 3149 E VAN BUREN ST | PHOENIX | AZ | 85008 | Maricopa | 1 | Open | 1986-01-01 | 10000 | Gasoline | COMPARTMENT A | Single Walled | Fiberglass Reinforced Plastic | Pressure | Single Walled | Fiberglass Reinforced Plastic
0-007489 | FIREBIRD AUTOMOTIVE | 11705 W THUNDERBIRD RD | EL MIRAGE | AZ | 85335 | Maricopa | 3 | Perm Closure | 2005-06-17 | 500 | Used Oil/Waste Oil | COMPARTMENT A | Unknown | Unknown | Pressure |  |  | Removal | 1991-12-11
0-000028 | FAA TUCSON RTR & RTR-A |  | TUCSON |  |  | Pima | 2 | Perm Closure | 1976-01-01 | 500 | Diesel | COMPARTMENT A | Single Walled | Asphalt coated or Bare Steel | Suction - Check Valve at the Tank Top | Single Walled | Bare or Galvanized Steel | Removal | 1992-05-13
0-001854 | ELFRIDA ELEMENTARY SCHOOL | 4070 W JEFFERSON RD | ELFRIDA | AZ | 85610 | Cochise | 1 | Perm Closure | 1975-01-01 | 750 | Gasoline | COMPARTMENT A | Single Walled | Asphalt coated or Bare Steel |  |  |  | Removal | 1991-11-15
0-006743 | ENID DEPOT |  | MARICOPA |  |  | Pinal | 1 | Perm Closure | 1980-01-01 | 500 | Gasoline | COMPARTMENT A | Unknown | Asphalt coated or Bare Steel |  |  |  | Removal | 1990-02-21
0-004035 | E&R WATER COMPANY INC |  | STRAWBERRY |  |  | Gila | 1 | Perm Closure | 1959-01-01 | 1000 | Gasoline | COMPARTMENT A | Single Walled | Asphalt coated or Bare Steel |  |  |  | Removal | 1994-03-03
0-004254 | PLAZA LIQUORS #1020 | 9 BISBEE RD | BISBEE | AZ | 85603 | Cochise | 1 | Perm Closure | 1984-05-06 | 10000 | Gasoline | COMPARTMENT A | Double Walled | Fiberglass Reinforced Plastic | Pressure |  | Fiberglass Reinforced Plastic | Removal | 2017-03-02
0-001805 | DOSS MOVING & STORAGE INC | 1175 NORTH AVE | SIERRA VISTA | AZ | 85635 | Cochise | 1 | Perm Closure | 1968-01-01 | 1000 | Diesel | COMPARTMENT A |  | Asphalt coated or Bare Steel |  |  |  | Removal | 1990-01-02
0-003773 | PHILLIPS 66 COMPANY #020639 | 881 W SAINT MARYS RD | TUCSON | AZ | 85745 | Pima | 2 | Perm Closure | 1965-01-01 | 10000 | Gasoline | COMPARTMENT A | Single Walled | Asphalt coated or Bare Steel |  |  |  | Removal | 1980-01-22
0-003719 | PHILLIPS 66 COMPANY #014436 | 3226 W ROOSEVELT ST | PHOENIX | AZ | 85009 | Maricopa | 4 | Perm Closure | 1964-01-01 | 6000 | Gasoline | COMPARTMENT A |  | Asphalt coated or Bare Steel |  |  |  | Removal | 2015-08-04
0-003719 | PHILLIPS 66 COMPANY #014436 | 3226 W ROOSEVELT ST | PHOENIX | AZ | 85009 | Maricopa | 1 | Perm Closure | 1964-01-01 | 560 | Used Oil/Waste Oil | COMPARTMENT A |  | Asphalt coated or Bare Steel |  |  |  | Removal | 2015-08-04
0-003749 | PHILLIPS 66 COMPANY #017255 | 7445 S 16TH ST | PHOENIX | AZ | 85042 | Maricopa | 1 | Perm Closure | 1967-01-01 | 6000 | Gasoline | COMPARTMENT A |  | Asphalt coated or Bare Steel |  |  |  | Removal | 1978-11-29
0-003749 | PHILLIPS 66 COMPANY #017255 | 7445 S 16TH ST | PHOENIX | AZ | 85042 | Maricopa | 2 | Perm Closure | 1967-01-01 | 6000 | Gasoline | COMPARTMENT A |  | Asphalt coated or Bare Steel |  |  |  | Removal | 1978-11-29
0-004697 | STONE FOREST INDUSTRIES |  | CLINTS WELL |  |  | Coconino | 5 | Perm Closure | 1976-01-01 | 1000 | Used Oil/Waste Oil | COMPARTMENT A | Single Walled | Asphalt coated or Bare Steel |  |  |  | Removal | 1987-10-01
0-004697 | STONE FOREST INDUSTRIES |  | CLINTS WELL |  |  | Coconino | 2 | Perm Closure | 1976-01-01 | 15000 | Diesel | COMPARTMENT A | Single Walled | Asphalt coated or Bare Steel |  |  |  | Removal | 1987-10-10
0-004721 | TOWN OF SPRINGERVILLE - MUNICIPAL AIRPORT | 905 W AIRPORT RD | SPRINGERVILLE | AZ | 85938 | Apache | 3 | Perm Closure | 1985-06-01 | 4000 | Gasoline | COMPARTMENT A | Unknown | Asphalt coated or Bare Steel | Suction - Check Valve at the Dispenser |  |  | Removal | 1998-04-01
0-002734 | SHAY OIL #7 | 110 E MAIN ST | SOMERTON | AZ | 85350 | Yuma | 1 | Open | 1991-08-05 | 12000 | Gasoline (UL) | COMPARTMENT A | Double Walled | Fiberglass Reinforced Plastic | Pressure |  | Fiberglass Reinforced Plastic
0-002734 | SHAY OIL #7 | 110 E MAIN ST | SOMERTON | AZ | 85350 | Yuma | 2 | Open | 1991-08-05 | 12000 | Gasoline (PUL) | COMPARTMENT A | Double Walled | Fiberglass Reinforced Plastic | Pressure |  | Fiberglass Reinforced Plastic
0-002734 | SHAY OIL #7 | 110 E MAIN ST | SOMERTON | AZ | 85350 | Yuma | 3 | Open | 1991-08-05 | 12000 | Gasoline (Super UL) | COMPARTMENT A | Double Walled | Fiberglass Reinforced Plastic | Pressure |  | Fiberglass Reinforced Plastic
0-002753 | ONE STOP GAS & GROCERY | 400 S BEELINE HWY | PAYSON | AZ | 85541 | Gila | 4 | Perm Closure | 2005-06-17 | 4000 | Gasoline | COMPARTMENT A | Single Walled | Asphalt coated or Bare Steel |  |  |  | Removal | 1986-04-01
0-003974 | WESTERN PLUMBING INC | 9226 N 10TH DR | PHOENIX | AZ | 85021 | Maricopa | 2 | Perm Closure | 2005-06-17 |  | Diesel | COMPARTMENT A | Unknown | Asphalt coated or Bare Steel | Pressure |  |  | Removal | 1990-05-25
0-005499 | VALCO INDUSTRIES | 3602 W LINCOLN ST | PHOENIX | AZ | 85009 | Maricopa | 1 | Perm Closure | 1981-02-10 | 5000 | Gasoline | COMPARTMENT A | Unknown | Asphalt coated or Bare Steel |  |  |  | Removal | 1989-10-01
0-009149 | UNKNOWN |  | SAN SIMON |  |  | Cochise | 1 | Open | 2005-06-17 |  | Unidentified | COMPARTMENT A | Single Walled | Asphalt coated or Bare Steel
0-002713 | JECCO DEVELOPMENT ARIZONA INC | 3020 E CAMELBACK RD | PHOENIX | AZ | 85016 | Maricopa | 2 | Perm Closure | 1985-09-03 | 1000 | Used Oil/Waste Oil | COMPARTMENT A | Single Walled | Asphalt coated or Bare Steel |  |  |  | Removal | 1991-06-13
0-000925 | MALONE'S AUTOMOTIVE | 808 E ROUTE 66 | WILLIAMS | AZ | 86046 | Coconino | 4 | Perm Closure | 1971-01-01 | 4000 | Gasoline | COMPARTMENT A |  | Asphalt coated or Bare Steel |  |  |  | Removal | 1988-06-01
0-009224 | MANUEL DOMIQUEZ | 11905 NW GRAND AVE | EL MIRAGE | AZ | 85335 | Maricopa | 2 | Perm Closure | 2005-06-17 | 500 | Gasoline | COMPARTMENT B | Double Walled | Asphalt coated or Bare Steel |  |  |  | Removal | 2004-09-10
0-006456 | MARICOPA COUNTY - DEPTARTMENT OF EMERGENCY MANAGEMENT | 5630 E MCDOWELL RD | PHOENIX | AZ | 85008 | Maricopa | 2 | Perm Closure | 1963-01-01 | 500 | Diesel | COMPARTMENT A |  | Asphalt coated or Bare Steel | Suction - Check Valve at the Tank Top |  |  | Removal | 1993-06-08
0-003636 | INTERSTATE TRANSMISSION | 2221 W BROADWAY RD | MESA | AZ | 85202 | Maricopa | 1 | Perm Closure | 1986-01-01 | 1000 | Unidentified | COMPARTMENT A |  | Asphalt coated or Bare Steel |  |  |  | Removal | 1991-09-19
0-005018 | HOLIDAY RV & MARINE SUPER STORE | 2535 MIRACLE MILE | BULLHEAD CITY | AZ | 86442 | Mohave | 1 | Perm Closure | 1988-06-01 | 500 | Used Oil/Waste Oil | COMPARTMENT A |  | Asphalt coated or Bare Steel | Gravity Feed |  |  | Removal | 1996-10-10
0-010052 | DOUGLAS CHEVRON | 461 N PAN AMERICAN AVE | DOUGLAS | AZ | 85607 | Cochise | 1 | Open | 2004-11-05 | 7000 | Diesel | COMPARTMENT A | Double Walled | Asphalt coated or Bare Steel
0-010052 | DOUGLAS CHEVRON | 461 N PAN AMERICAN AVE | DOUGLAS | AZ | 85607 | Cochise | 2 | Open | 2004-11-05 | 15000 | Gasoline | COMPARTMENT A | Double Walled | Fiberglass Reinforced Plastic | Pressure |  | Fiberglass Reinforced Plastic
0-004182 | ANDERSON'S OFFICE LIQUIDATORS INC | 2633 N 1ST AVE | TUCSON | AZ | 85719 | Pima | 1 | Perm Closure | 1974-01-01 | 3000 | Gasoline | COMPARTMENT A | Double Walled | Asphalt coated or Bare Steel | Suction - Check Valve at the Tank Top |  |  | Removal | 1995-08-17
0-006254 | SPEEDWAY STORE #2997 | 9491 E 22ND ST | TUCSON | AZ | 85710 | Pima | 5 | Open | 1988-07-14 | 12000 | Diesel | COMPARTMENT A | Single Walled | Fiberglass Reinforced Plastic | Pressure |  | Fiberglass Reinforced Plastic
0-002791 | CARIOCA #74 | 6807 E BASELINE RD | MESA | AZ | 85209 | Maricopa | 1 | Perm Closure | 1981-04-08 | 12000 | Gasoline | COMPARTMENT A |  | Asphalt coated or Bare Steel | Pressure | Double Walled | Fiberglass Reinforced Plastic | Removal | 2015-08-19
0-002791 | CARIOCA #74 | 6807 E BASELINE RD | MESA | AZ | 85209 | Maricopa | 3 | Perm Closure | 1981-04-08 | 12000 | Gasoline | COMPARTMENT A |  | Asphalt coated or Bare Steel | Pressure | Double Walled | Fiberglass Reinforced Plastic | Removal | 2015-08-19
0-009412 | LOVE'S TRAVEL STOP #296 | 820 W PIMA ST | GILA BEND | AZ | 85337 | Maricopa | 3 | Open | 1998-06-04 | 20000 | Diesel | COMPARTMENT A | Double Walled | Composite (Steel/Fiberglass) | Pressure | Double Walled | Flexible
0-009412 | LOVE'S TRAVEL STOP #296 | 820 W PIMA ST | GILA BEND | AZ | 85337 | Maricopa | 2 | Open | 1998-06-04 | 20000 | Gasoline | COMPARTMENT A | Double Walled | Composite (Steel/Fiberglass) | Pressure | Double Walled | Flexible
0-002836 | KERBY FURNITURE WAREHOUSE | 255 S SIRRINE | MESA | AZ | 85210 | Maricopa | 1 | Perm Closure | 1982-05-02 | 10000 | Gasoline | COMPARTMENT A | Single Walled | Asphalt coated or Bare Steel | Pressure |  | Fiberglass Reinforced Plastic | Removal | 1995-04-12
0-000750 | KRISTAL LAHR PHARMACY #4 | 3325 N 19TH AVE | PHOENIX | AZ | 85015 | Maricopa | 1 | Perm Closure | 1961-04-16 | 4000 | Unidentified | COMPARTMENT A | Single Walled | Asphalt coated or Bare Steel | Suction - Check Valve at the Tank Top | Single Walled | Bare or Galvanized Steel | Removal | 1988-05-26
0-004878 | K & B MFG INC | 2100 COLLEGE DR | LAKE HAVASU CITY | AZ | 86403 | Mohave | 1 | Perm Closure | 1990-10-15 | 6000 | Hazardous Substance | COMPARTMENT A | Double Walled | Fiberglass Reinforced Plastic | Suction - Check Valve at the Dispenser | Single Walled | Bare or Galvanized Steel | Removal | 1999-11-03
0-008391 | ARCO AM/PM #82525 | 2800 N ORACLE RD | TUCSON | AZ | 85705 | Pima | 2 | Open | 1994-04-15 | 10000 | Gasoline | COMPARTMENT A | Double Walled | Fiberglass Reinforced Plastic | Pressure |  | Fiberglass Reinforced Plastic
0-000202 | ADPS | 2010 W ENCANTO BLVD | PHOENIX | AZ | 85009 | Maricopa | 2 | Perm Closure | 1966-01-01 | 10000 | Diesel | COMPARTMENT A |  | Asphalt coated or Bare Steel | Suction - Check Valve at the Dispenser | Double Walled | Flexible | Removal | 2018-09-06
0-006657 | AMFAC SUPPLY COMPANY WAREHOUSE | 2800 W OSBORN RD | PHOENIX | AZ | 85017 | Maricopa | 3 | Perm Closure | 1969-03-03 | 500 | Gasoline | COMPARTMENT A | Unknown | Asphalt coated or Bare Steel |  |  |  | Removal | 1979-01-01
0-001152 | ANTONI CHMIELOWIEC | 10155 E IRVINGTON RD | TUCSON | AZ | 85730 | Pima | 1 | Perm Closure | 1980-01-01 | 1500 | Gasoline | COMPARTMENT A |  | Asphalt coated or Bare Steel | Suction - Check Valve at the Tank Top |  |  | Removal | 1993-01-26
0-009573 | ARCO #6363 | 6702 W THOMAS RD | PHOENIX | AZ | 85033 | Maricopa | 2 | Open | 1998-06-06 | 10000 | Gasoline | COMPARTMENT A | Double Walled | Fiberglass Reinforced Plastic
0-007808 | ACREAGE INC |  | PHOENIX |  |  | Maricopa | 1 | Perm Closure | 2005-06-17 |  | Unidentified | COMPARTMENT A | Unknown | Asphalt coated or Bare Steel |  |  |  | Removal | 1986-06-02
0-000286 | ADOT - MINGUS MAINTNENANCE YARD |  | JEROME |  |  | Yavapai | 1 | Perm Closure | 1963-01-01 | 1000 | Gasoline | COMPARTMENT A |  | Asphalt coated or Bare Steel |  |  |  | Removal | 1990-11-15
0-000245 | ADOT - 3 POINTS MAINTENANCE | 16425 W AJO HWY | THREE POINTS | AZ | 85735 | Pima | 2 | Open | 1983-01-01 | 10000 | Gasoline (UL) | COMPARTMENT A | Single Walled | Fiberglass Reinforced Plastic | Pressure | Double Walled | Flexible
0-008984 | 4 SONS FOOD STORES #504 | 3610 W PINNACLE PEAK RD | PHOENIX | AZ | 85310 | Maricopa | 1 | Open | 1996-01-01 | 12000 | Gasoline | COMPARTMENT A | Double Walled | Fiberglass Reinforced Plastic | Pressure | Double Walled | Fiberglass Reinforced Plastic
0-005930 | BUCKSKIN MARKET | 5476 N HIGHWAY 95 | PARKER | AZ | 85344 | La Paz | 2 | Perm Closure | 1977-01-01 | 3000 | Gasoline | COMPARTMENT A | Single Walled | Asphalt coated or Bare Steel |  |  |  | Removal | 1988-12-01
0-005930 | BUCKSKIN MARKET | 5476 N HIGHWAY 95 | PARKER | AZ | 85344 | La Paz | 3 | Perm Closure | 1977-01-01 | 3000 | Gasoline | COMPARTMENT A | Single Walled | Asphalt coated or Bare Steel |  |  |  | Removal | 1988-12-01
0-005920 | TOWN OF MAMMOTH | 125 N CLARK ST | MAMMOTH | AZ | 85618 | Pinal | 1 | Perm Closure | 1967-11-20 | 650 | Gasoline | COMPARTMENT A | Double Walled | Asphalt coated or Bare Steel | Suction - Check Valve at the Tank Top |  |  | Removal | 1991-02-01
0-004952 | SHELL #25 | 3901 E 22ND ST | TUCSON | AZ | 85711 | Pima | 5 | Perm Closure | 1988-01-15 | 10000 | Gasoline | COMPARTMENT A | Double Walled | Fiberglass Reinforced Plastic | Pressure | Double Walled | Fiberglass Reinforced Plastic | Removal | 2004-08-30
0-002629 | TOWN & COUNTRY CAR WASH | 5901 W BELL RD | GLENDALE | AZ | 85308 | Maricopa | 3 | Perm Closure | 1989-06-08 | 10000 | Gasoline | COMPARTMENT A | Double Walled | Fiberglass Reinforced Plastic | Pressure |  | Fiberglass Reinforced Plastic | Removal | 2011-12-08
0-001656 | SUNBELT RENTALS INC | 2066 E UNIVERSITY DR | TEMPE | AZ | 85281 | Maricopa | 2 | Perm Closure | 1978-01-01 | 8000 | Diesel | COMPARTMENT A |  | Asphalt coated or Bare Steel |  |  |  | Removal | 1990-10-02
0-001656 | SUNBELT RENTALS INC | 2066 E UNIVERSITY DR | TEMPE | AZ | 85281 | Maricopa | 7 | Perm Closure | 1978-01-01 | 550 | New Oil | COMPARTMENT A |  | Asphalt coated or Bare Steel |  |  |  | Removal | 1990-10-02
0-004490 | SANTA FE PACIFIC PIPELINES | 3755 E REFINERY WAY | TUCSON | AZ | 85713 | Pima | 4 | Perm Closure | 1961-04-07 | 250 | Unidentified | COMPARTMENT A | Unknown | Unknown |  |  |  | Removal | 1986-04-01
0-005239 | U-HAUL - TECHNICAL CENTER | 8162 S PRIEST DR | TEMPE | AZ | 85284 | Maricopa | 2 | Perm Closure | 1986-01-01 | 550 | Gasoline | COMPARTMENT A | Unknown | Fiberglass Reinforced Plastic | Suction - Check Valve at the Tank Top |  |  | Removal | 1997-07-23
0-005239 | U-HAUL - TECHNICAL CENTER | 8162 S PRIEST DR | TEMPE | AZ | 85284 | Maricopa | 3 | Perm Closure | 1984-01-01 | 550 | Used Oil/Waste Oil | COMPARTMENT A | Unknown | Fiberglass Reinforced Plastic | Gravity Feed |  |  | Removal | 1997-07-23
0-004029 | HELI-SUPPORT INC | 1715 N PINAL AVE | CASA GRANDE | AZ | 85122 | Pinal | 4 | Perm Closure | 1966-04-25 | 10000 | Gasoline | COMPARTMENT A | Unknown | Unknown |  |  |  | Removal | 1989-04-04
0-002311 | NATIONAL GYPSUM | 1414 E HADLEY ST | PHOENIX | AZ | 85034 | Maricopa | 1 | Perm Closure | 1970-02-17 | 500 | Diesel | COMPARTMENT A | Single Walled | Asphalt coated or Bare Steel |  |  |  | Removal | 1988-05-01
0-003308 | BEDROCK STONE | 7540 N 67TH AVE | GLENDALE | AZ | 85301 | Maricopa | 1 | Perm Closure | 1984-12-13 | 10000 | Diesel | COMPARTMENT A | Unknown | Asphalt coated or Bare Steel | Pressure |  |  | Removal | 1997-06-11
0-009035 | VALERO #8035 | 6758 E UNIVERSITY DR | MESA | AZ | 85205 | Maricopa | 2 | Perm Closure | 1996-10-01 | 12000 | Gasoline | COMPARTMENT A | Double Walled | Fiberglass Reinforced Plastic | Pressure | Double Walled | Fiberglass Reinforced Plastic | Removal | 2018-02-21
0-005621 | DEER VALLEY INDUSTRIAL BUILDING | 21622 N 14TH AVE | PHOENIX | AZ | 85027 | Maricopa | 1 | Perm Closure | 1980-02-20 |  | Unidentified | COMPARTMENT A | Unknown | Unknown |  |  |  | Removal | 1988-04-01
0-007159 | CORDES JUNCTION CHEVRON #207129 | 19625 E CORDES LAKES RD | CORDES JUNCTION | AZ | 86333 | Yavapai | 2 | Open | 1990-12-01 | 12000 | Gasoline | COMPARTMENT A | Single Walled | Fiberglass Reinforced Plastic | Pressure |  | Fiberglass Reinforced Plastic
0-009700 | CIRCLE K #2705576 | 24831 N 67TH AVE | PHOENIX | AZ | 85308 | Maricopa | 3 | Open | 2000-11-20 | 12000 | Diesel | COMPARTMENT A | Double Walled | Fiberglass Reinforced Plastic | Pressure | Double Walled | Fiberglass Reinforced Plastic
0-009700 | CIRCLE K #2705576 | 24831 N 67TH AVE | PHOENIX | AZ | 85308 | Maricopa | 2 | Open | 2000-11-20 | 20000 | Gasoline | COMPARTMENT A | Double Walled | Fiberglass Reinforced Plastic | Pressure | Double Walled | Fiberglass Reinforced Plastic
0-007978 | ESKO'S AUTO SERVICE & SUPPLY | 867 E ASH ST | GLOBE | AZ | 85501 | Gila | 3 | Perm Closure | 2005-06-17 |  | Gasoline | COMPARTMENT A | Unknown | Unknown |  |  |  | Closed in Place | 1978-04-01
0-000591 | EARHART FORD TRACTOR INC | 4224 W CLARENDON AVE | PHOENIX | AZ | 85019 | Maricopa | 2 | Perm Closure | 1966-01-01 | 500 | Gasoline | COMPARTMENT A | Single Walled | Asphalt coated or Bare Steel |  |  |  | Removal | 1989-11-10
0-000591 | EARHART FORD TRACTOR INC | 4224 W CLARENDON AVE | PHOENIX | AZ | 85019 | Maricopa | 1 | Perm Closure | 1966-01-01 | 500 | Diesel | COMPARTMENT A | Single Walled | Asphalt coated or Bare Steel |  |  |  | Removal | 1989-11-10
0-003755 | PHILLIPS 66 COMPANY #017886 | 2103 W IRONWOOD | TUCSON | AZ | 85745 | Pima | 3 | Open | 1973-01-01 | 6000 | Gasoline | COMPARTMENT A |  | Asphalt coated or Bare Steel
0-003755 | PHILLIPS 66 COMPANY #017886 | 2103 W IRONWOOD | TUCSON | AZ | 85745 | Pima | 1 | Open | 1974-01-01 | 6000 | Gasoline | COMPARTMENT A |  | Asphalt coated or Bare Steel
0-003461 | ARIZONA ARMY NATIONAL GUARD - MAINTENANCE #5 | 6202 W MYRTLE AVE | GLENDALE | AZ | 85301 | Maricopa | 1 | Perm Closure | 1973-04-14 | 5000 | Gasoline | COMPARTMENT A | Double Walled | Asphalt coated or Bare Steel | Suction - Check Valve at the Tank Top |  |  | Removal | 1996-10-09
0-005246 | JACKSON ENERGY #6789 | 6416 STATE ROUTE 179 | VILLAGE OF OAK CREEK | AZ | 86351 | Yavapai | 5 | Open | 1988-05-10 | 10000 | Gasoline | COMPARTMENT A | Double Walled | Fiberglass Reinforced Plastic | Pressure |  | Fiberglass Reinforced Plastic
0-005246 | JACKSON ENERGY #6789 | 6416 STATE ROUTE 179 | VILLAGE OF OAK CREEK | AZ | 86351 | Yavapai | 1 | Perm Closure | 1972-04-30 | 7500 | Gasoline | COMPARTMENT A | Double Walled | Asphalt coated or Bare Steel | Pressure |  |  | Removal | 1989-08-08
0-003256 | ARCO AM/PM 43RD AVE | 1601 N 43RD AVE | PHOENIX | AZ | 85009 | Maricopa | 5 | Perm Closure | 1987-06-01 | 12000 | Gasoline | COMPARTMENT A | Double Walled | Fiberglass Reinforced Plastic | Pressure |  | Fiberglass Reinforced Plastic | Removal | 2018-02-22
0-003256 | ARCO AM/PM 43RD AVE | 1601 N 43RD AVE | PHOENIX | AZ | 85009 | Maricopa | 6 | Perm Closure | 1987-06-01 | 12000 | Gasoline | COMPARTMENT A | Double Walled | Fiberglass Reinforced Plastic | Pressure |  | Fiberglass Reinforced Plastic | Removal | 2018-02-22
0-004353 | SANTA RITA BOTTLING CO | 107 W FLORES ST | TUCSON | AZ | 85705 | Pima | 4 | Perm Closure | 1971-02-07 | 6000 | Diesel | COMPARTMENT A | Unknown | Asphalt coated or Bare Steel |  |  |  | Removal | 1988-11-01
0-004353 | SANTA RITA BOTTLING CO | 107 W FLORES ST | TUCSON | AZ | 85705 | Pima | 5 | Perm Closure | 1971-02-07 | 5000 | Diesel | COMPARTMENT A | Unknown | Asphalt coated or Bare Steel |  |  |  | Removal | 1988-11-01
0-002960 | LEWIS EXCAVATING INC | 3230 E MOSSMAN RD | TUCSON | AZ | 85706 | Pima | 2 | Perm Closure | 2005-06-17 | 3000 | Gasoline | COMPARTMENT A | Single Walled | Asphalt coated or Bare Steel |  |  |  | Removal | 1990-01-01
0-009791 | SOUTHERN SHELL | 4005 E SOUTHERN AVE | PHOENIX | AZ | 85042 | Maricopa | 2 | Open | 2001-01-26 | 12000 | Gasoline | COMPARTMENT A | Double Walled | Fiberglass Reinforced Plastic | Pressure | Double Walled | Fiberglass Reinforced Plastic
0-004881 | KIWANIS PARK MAINTENANCE YARD | 6390 S ALL AMERICAN DR | TEMPE | AZ | 85283 | Maricopa | 3 | Open | 1992-07-01 | 12000 | Diesel | COMPARTMENT A | Double Walled | Composite (Steel/Fiberglass) | Pressure | Double Walled
0-007696 | JESSE E TAYLOR |  | BLUE RIDGE |  |  | Coconino | 1 | Perm Closure | 1983-01-01 | 5000 | Gasoline | COMPARTMENT A |  | Asphalt coated or Bare Steel | Suction - Check Valve at the Tank Top |  |  | Removal | 1992-06-23
0-006617 | BASHAS | 3131 E INDIAN SCHOOL RD | PHOENIX | AZ | 85016 | Maricopa | 1 | Perm Closure | 1974-01-20 | 7000 | Gasoline | COMPARTMENT A | Double Walled | Asphalt coated or Bare Steel |  |  |  | Removal | 1988-10-01
0-008985 | AUSTIN'S TACK FEED AND SUPPLY | 10508 W BUCKEYE RD | TOLLESON | AZ | 85353 | Maricopa | 7 | Perm Closure | 2006-09-20 | 5000 | Unidentified | COMPARTMENT A | Single Walled | Asphalt coated or Bare Steel |  |  |  | Closed in Place | 2005-08-04
0-007945 | ARCO AM/PM #82654 | 3825 W ORANGE GROVE RD | MARANA | AZ | 85741 | Pima | 2 | Open | 1992-01-01 | 10000 | Gasoline | COMPARTMENT A | Double Walled | Fiberglass Reinforced Plastic | Pressure
0-003027 | ALBERT MALDONADO | 3029 E SOUTHERN AVE | PHOENIX | AZ | 85040 | Maricopa | 3 | Perm Closure | 1965-12-20 | 1000 | Gasoline | COMPARTMENT A | Unknown | Asphalt coated or Bare Steel |  |  |  | Removal | 1984-12-01
0-004661 | 7-ELEVEN #23308 | 3502 W CAMELBACK RD | PHOENIX | AZ | 85019 | Maricopa | 3 | Perm Closure | 1981-02-04 | 9700 | Gasoline | COMPARTMENT A | Unknown | Fiberglass Reinforced Plastic | Pressure |  | Bare or Galvanized Steel | Removal | 1993-11-02
0-002900 | ABACUS PLUMBING CO | 3552 E HARDY DR | TUCSON | AZ | 85716 | Pima | 1 | Perm Closure | 1981-01-01 | 4000 | Gasoline | COMPARTMENT A |  | Asphalt coated or Bare Steel |  |  |  | Removal | 1990-06-18
0-009811 | CHARLES SCHWAB | 4750 E FRANCISCO DR | PHOENIX | AZ | 85044 | Maricopa | 1 | Open | 2000-12-21 | 10000 | Diesel | COMPARTMENT A | Double Walled | Fiberglass Reinforced Plastic | Pressure |  | Fiberglass Reinforced Plastic
0-001123 | CHEVRON #9-1084 | 501 E ANDY DEVINE AVE | KINGMAN | AZ | 86401 | Mohave | 1 | Perm Closure | 1975-01-01 | 10000 | Gasoline | COMPARTMENT A |  | Asphalt coated or Bare Steel |  |  |  | Removal | 1986-12-01
0-003094 | C A & CHARLES B MCDONALD |  | CAMP VERDE |  |  | Yavapai | 5 | Perm Closure | 2005-06-17 | 3000 | Unidentified | COMPARTMENT A | Double Walled | Asphalt coated or Bare Steel |  |  |  | Removal | 1988-06-01
0-006679 | BOB'S PUMP EXCHANGE | 290 W 10TH ST | YUMA | AZ | 85364 | Yuma | 1 | Perm Closure | 1974-01-01 | 5000 | Gasoline | COMPARTMENT A | Unknown | Asphalt coated or Bare Steel |  |  |  | Removal | 1989-12-19
0-009994 | SPEEDWAY STORE #2971 | 3775 W MAIN ST | THATCHER | AZ | 85552 | Graham | 1 | Open | 2003-12-02 | 6000 | Diesel | COMPARTMENT B | Double Walled | Asphalt coated or Bare Steel
0-004900 | TERRIBLE HERBST #148 | 1040 ACOMA BLVD S | LAKE HAVASU CITY | AZ | 86406 | Mohave | 6 | Open | 1997-02-01 | 10000 | Gasoline | COMPARTMENT A | Double Walled | Fiberglass Reinforced Plastic | Pressure |  | Fiberglass Reinforced Plastic
0-004520 | SIERRITA MINING & RANCHING CO | 9300 W MCGEE RANCH RD | GREEN VALLEY | AZ | 85736 | Pima | 3 | Perm Closure | 1970-01-01 | 6000 | Diesel | COMPARTMENT A |  | Asphalt coated or Bare Steel |  |  |  | Removal | 1996-03-28
0-005223 | U-HAUL CENTER WEST BROADWAY | 447 W BROADWAY RD | MESA | AZ | 85210 | Maricopa | 2 | Perm Closure | 1968-04-02 | 8000 | Diesel | COMPARTMENT A | Double Walled | Asphalt coated or Bare Steel |  |  |  | Removal | 1989-10-01
0-007752 | MC'S MARKET | 3303 N HIGHWAY 95 | PARKER | AZ | 85344 | La Paz | 2 | Open | 1993-04-01 | 10000 | Gasoline | COMPARTMENT A | Double Walled | Fiberglass Reinforced Plastic | Pressure | Double Walled | Fiberglass Reinforced Plastic
0-004294 | GILA COUNTY - MAINTENANCE - PINE | 257100 E HWY 260 | PINE | AZ | 85544 | Gila | 1 | Perm Closure | 1977-06-07 | 500 | Gasoline | COMPARTMENT A | Double Walled | Asphalt coated or Bare Steel |  |  |  | Removal | 1987-09-01
0-003154 | FRANK CASTILLO MOBIL SERVICE | 221 N FLORENCE ST | CASA GRANDE | AZ | 85122 | Pinal | 1 | Perm Closure | 1971-03-27 | 8000 | Gasoline | COMPARTMENT A | Unknown | Asphalt coated or Bare Steel | Suction - Check Valve at the Tank Top |  |  | Removal | 1989-10-04
0-005549 | SUSS MICROTEC INC | 8240 S KYRENE RD | TEMPE | AZ | 85284 | Maricopa | 3 | Perm Closure | 2005-06-17 | 5000 | Diesel | COMPARTMENT A | Double Walled | Asphalt coated or Bare Steel |  |  |  | Removal | 1990-04-01
0-005549 | SUSS MICROTEC INC | 8240 S KYRENE RD | TEMPE | AZ | 85284 | Maricopa | 1 | Perm Closure | 2005-06-17 | 6000 | Gasoline | COMPARTMENT A | Double Walled | Asphalt coated or Bare Steel |  |  |  | Removal | 1990-04-01
0-002191 | SOUTHWEST MOBILE STORAGE | 902 S 7TH ST | PHOENIX | AZ | 85034 | Maricopa | 2 | Perm Closure | 1980-01-01 | 1200 | Used Oil/Waste Oil | COMPARTMENT A | Single Walled | Asphalt coated or Bare Steel |  |  |  | Removal | 1992-10-27
0-002172 | FOUR SEASONS RENTALS | 334 WHITE SPAR RD | PRESCOTT | AZ | 86303 | Yavapai | 1 | Perm Closure | 1973-04-18 | 2000 | Gasoline | COMPARTMENT A | Single Walled | Asphalt coated or Bare Steel |  |  |  | Removal | 1991-12-13
0-000498 | ARCO #1445 | 1901 W PEORIA AVE | PHOENIX | AZ | 85029 | Maricopa | 3 | Perm Closure | 1962-01-01 | 6000 | Gasoline | COMPARTMENT A |  | Asphalt coated or Bare Steel |  |  |  | Removal | 1991-05-02
0-000490 | A TO Z COLLISION | 8858 S HIGHWAY 95 | MOHAVE VALLEY | AZ | 86440 | Mohave | 2 | Perm Closure | 2005-06-17 | 10000 | Gasoline | COMPARTMENT A | Single Walled | Asphalt coated or Bare Steel |  |  |  | Removal | 1988-10-01
0-007099 | SUNSHINE ACRES CHILDRENS HOME | 3405 N HIGLEY RD | MESA | AZ | 85215 | Maricopa | 1 | Perm Closure | 2005-06-17 | 3000 | Gasoline | COMPARTMENT A | Double Walled | Asphalt coated or Bare Steel | Suction - Check Valve at the Tank Top |  |  | Removal | 1989-08-29
0-002052 | E-Z SERVE/QUIK-MART #100916 | 4280 E BENSON HWY | TUCSON | AZ | 85706 | Pima | 2 | Perm Closure | 1972-01-01 | 6000 | Gasoline | COMPARTMENT A | Single Walled | Asphalt coated or Bare Steel | Suction - Check Valve at the Tank Top |  |  | Removal | 1992-08-31
0-002052 | E-Z SERVE/QUIK-MART #100916 | 4280 E BENSON HWY | TUCSON | AZ | 85706 | Pima | 4 | Open | 1995-08-01 | 12000 | Gasoline | COMPARTMENT A | Double Walled | Composite (Steel/Fiberglass) | Pressure | Double Walled
0-005313 | UNOCAL #6062 | 4352 E MCDOWELL RD | PHOENIX | AZ | 85008 | Maricopa | 2 | Perm Closure | 1969-04-15 | 10000 | Gasoline | COMPARTMENT A | Double Walled | Asphalt coated or Bare Steel | Pressure |  | Fiberglass Reinforced Plastic | Removal | 1989-12-29
0-001792 | HONEYWELL - HPS | 2500 W UNION HILLS DR | PHOENIX | AZ | 85027 | Maricopa | 1 | Perm Closure | 1980-01-01 | 500 | Hazardous Substance | COMPARTMENT A | Single Walled | Asphalt coated or Bare Steel | Gravity Feed | Single Walled | Bare or Galvanized Steel | Removal | 1982-07-01
0-003436 | CASA GRANDE SERVICE CENTER | 50 N BROWN AVE | CASA GRANDE | AZ | 85122 | Pinal | 2 | Perm Closure | 2005-06-17 | 2000 | Gasoline | COMPARTMENT A | Unknown | Unknown |  |  |  | Removal | 1988-09-24
0-005070 | TONY'S AUTO REPAIR | 14405 N 7TH ST | PHOENIX | AZ | 85022 | Maricopa | 4 | Perm Closure | 1966-01-01 | 550 | Used Oil/Waste Oil | COMPARTMENT A |  | Asphalt coated or Bare Steel | Gravity Feed |  | Bare or Galvanized Steel | Removal | 1999-09-15
0-005038 | THRIFTWAY PLATEAU 117 - FORMER | 421 W DEUCE OF CLUBS | SHOW LOW | AZ | 85901 | Navajo | 2 | Perm Closure | 1976-01-01 | 6000 | Oxygenated Gasoline | COMPARTMENT A |  | Asphalt coated or Bare Steel | Pressure |  |  | Removal | 1996-03-14
0-005038 | THRIFTWAY PLATEAU 117 - FORMER | 421 W DEUCE OF CLUBS | SHOW LOW | AZ | 85901 | Navajo | 6 | Perm Closure | 2007-07-03 | 1000 | Gasoline | COMPARTMENT A |  | Asphalt coated or Bare Steel |  |  |  | Removal | 2007-04-24
0-004929 | TEXACO #60-349-1032 | 5201 N CENTRAL AVE | PHOENIX | AZ | 85012 | Maricopa | 1 | Perm Closure | 1975-01-01 | 12000 | Gasoline | COMPARTMENT A | Single Walled | Asphalt coated or Bare Steel | Pressure |  | Bare or Galvanized Steel | Removal | 1998-06-23
0-002890 | AZTEC EXTERMINATING CO | 7619 E GREENWAY RD | SCOTTSDALE | AZ | 85260 | Maricopa | 3 | Perm Closure | 1982-01-01 | 1000 | Diesel | COMPARTMENT A | Single Walled | Fiberglass Reinforced Plastic |  |  |  | Removal | 1995-03-07
0-004521 | JOSEPH & LOIS PADULA - FORMER | 501 S HASKELL AVE | WILLCOX | AZ | 85643 | Cochise | 2 | Perm Closure | 2005-06-17 | 5000 | Gasoline | COMPARTMENT A | Single Walled | Asphalt coated or Bare Steel |  |  |  | Removal | 1991-04-09
0-001124 | WALKER'S CHEVRON | 1420 E ANDY DEVINE AVE | KINGMAN | AZ | 86401 | Mohave | 2 | Perm Closure | 1969-01-01 | 10000 | Gasoline | COMPARTMENT A | Single Walled | Asphalt coated or Bare Steel | Pressure | Single Walled | Bare or Galvanized Steel | Removal | 1993-03-24
0-006047 | STOTZ'S TOWING | 290 E WICKENBURG WAY | WICKENBURG | AZ | 85390 | Maricopa | 1 | Perm Closure | 1976-01-01 | 6000 | Gasoline | COMPARTMENT A | Single Walled | Asphalt coated or Bare Steel | Pressure |  | Fiberglass Reinforced Plastic | Removal | 2005-12-02
0-004359 | SAVCO #4 - FORMER | 11123 W BUCKEYE RD | CASHION | AZ | 85329 | Maricopa | 2 | Perm Closure | 1979-01-24 | 8000 | Gasoline | COMPARTMENT A | Unknown | Asphalt coated or Bare Steel | Pressure |  | Bare or Galvanized Steel | Removal | 1991-11-21
0-004359 | SAVCO #4 - FORMER | 11123 W BUCKEYE RD | CASHION | AZ | 85329 | Maricopa | 4 | Perm Closure | 2005-06-17 | 1000 | Gasoline | COMPARTMENT A |  | Asphalt coated or Bare Steel |  |  |  | Removal | 1991-11-21
0-004137 | REVLON CONSUMER PRODUCTS | 4301 W BUCKEYE RD | PHOENIX | AZ | 85043 | Maricopa | 6 | Perm Closure | 1976-01-01 | 10000 | Diesel | COMPARTMENT A | Single Walled | Asphalt coated or Bare Steel |  |  |  | Removal | 1987-06-09
0-005579 | TEXACO #60-351-2089 | 217 N HUACHUCA BLVD | HUACHUCA CITY | AZ | 85616 | Cochise | 5 | Perm Closure | 1985-01-01 | 8000 | Gasoline | COMPARTMENT A | Unknown | Asphalt coated or Bare Steel | Pressure |  | Fiberglass Reinforced Plastic | Removal | 1997-05-07
0-000854 | CAMELBACK FORD LINCOLN MERCURY | 1400 E CAMELBACK RD | PHOENIX | AZ | 85014 | Maricopa | 3 | Perm Closure | 1974-01-01 | 500 | Used Oil/Waste Oil | COMPARTMENT A |  | Asphalt coated or Bare Steel |  |  |  | Removal | 1990-05-29
0-005101 | EXPRESS STOP #108 | 20 S LEE ST | SAINT DAVID | AZ | 85630 | Cochise | 2 | Perm Closure | 1979-01-01 | 10000 | Gasoline | COMPARTMENT A |  | Asphalt coated or Bare Steel | Pressure |  |  | Removal | 1998-08-01
0-005101 | EXPRESS STOP #108 | 20 S LEE ST | SAINT DAVID | AZ | 85630 | Cochise | 4 | Perm Closure | 1998-08-11 | 7000 | Gasoline | COMPARTMENT A | Double Walled | Fiberglass Reinforced Plastic | Pressure | Double Walled | Fiberglass Reinforced Plastic | Removal | 2014-10-21
0-001403 | CIRCLE K #2701389 | 6051 STATE ROUTE 179 | VILLAGE OF OAK CREEK | AZ | 86351 | Yavapai | 4 | Open | 1995-08-17 | 10000 | Gasoline | COMPARTMENT A | Single Walled | Fiberglass Reinforced Plastic | Pressure | Double Walled | Fiberglass Reinforced Plastic
0-008841 | CHAPMAN CHEVROLET | 6011 S KYRENE RD | TEMPE | AZ | 85283 | Maricopa | 4 | Open | 1998-04-01 | 4000 | Diesel | COMPARTMENT B | Single Walled | Fiberglass Reinforced Plastic | Pressure | Double Walled | Fiberglass Reinforced Plastic
0-001809 | SPEEDWAY STORE #2991 | 1807 E 10TH ST | DOUGLAS | AZ | 85607 | Cochise | 1 | Temp Closure | 1971-01-01 | 6000 | Gasoline | COMPARTMENT A | Single Walled | Asphalt coated or Bare Steel | Pressure | Double Walled | Flexible |  | 2020-11-05
0-004265 | SAHUARITA UNIFIED SCHOOL DISTRICT #30 | 350 W SAHUARITA RD | SAHUARITA | AZ | 85629 | Pima | 4 | Perm Closure | 1980-04-28 | 10000 | Diesel | COMPARTMENT A | Unknown | Asphalt coated or Bare Steel |  |  |  | Removal | 1993-06-01
0-005450 | CIRCLE K #2702910 | 822 E JIMMIE KERR BLVD | CASA GRANDE | AZ | 85122 | Pinal | 3 | Perm Closure | 1972-01-01 | 6000 | Gasoline | COMPARTMENT A |  | Asphalt coated or Bare Steel |  |  |  | Removal | 1996-02-07
0-009839 | APACHE JUNCTION SCHOOL DISTRICT #43 | 2535 S IRONWOOD DR | APACHE JUNCTION | AZ | 85120 | Pinal | 2 | Perm Closure | 1987-01-01 | 12000 | Gasoline | COMPARTMENT A | Double Walled | Fiberglass Reinforced Plastic | Pressure |  | Fiberglass Reinforced Plastic | Closed in Place | 2008-09-30
0-007967 | WARNER SHELL | 505 W WARNER RD | TEMPE | AZ | 85284 | Maricopa | 2 | Perm Closure | 1988-01-01 | 10000 | Gasoline | COMPARTMENT A | Double Walled | Fiberglass Reinforced Plastic | Pressure | Double Walled | Fiberglass Reinforced Plastic | Removal | 2020-03-12
0-000133 | GRAND CANYON - SOUTH ENTRANCE SERVICE | 1 S RIM | GRAND CANYON | AZ | 86023 | Coconino | 5 | Perm Closure | 1974-01-01 | 5000 | Gasoline | COMPARTMENT A |  | Asphalt coated or Bare Steel | Pressure |  | Fiberglass Reinforced Plastic | Removal | 1999-11-09
0-005774 | SAYA MUSTANG | 609 E ROUTE 66 | WILLIAMS | AZ | 86046 | Coconino | 1 | Perm Closure | 2005-06-17 |  | Unidentified | COMPARTMENT A | Single Walled | Concrete |  |  |  | Removal | 1995-02-23
0-003650 | PEARCE ELEMENTARY SCHOOL | 1487 E SCHOOL RD | PEARCE | AZ | 85625 | Cochise | 2 | Perm Closure | 1979-01-01 | 1000 | Gasoline | COMPARTMENT A | Single Walled | Asphalt coated or Bare Steel |  |  |  | Removal | 1991-08-13
0-007157 | KARY ENVIRONMENTAL SERVICES | 536 S DREW ST | MESA | AZ | 85210 | Maricopa | 1 | Perm Closure | 1987-01-01 | 1000 | Diesel | COMPARTMENT A | Double Walled | Composite (Steel/Fiberglass) | Suction - Check Valve at the Tank Top |  | Fiberglass Reinforced Plastic | Removal | 1991-02-05
0-009060 | CHEVRON - GULF STATION | 5555 E BASELINE RD | GUADALUPE | AZ | 85283 | Maricopa | 1 | Perm Closure | 2005-06-17 | 250 | Diesel | COMPARTMENT A | Double Walled | Fiberglass Reinforced Plastic |  |  |  | Removal | 1997-02-17
0-009788 | CIRCLE K STORE #2741650 | 2088 W ORANGE GROVE RD | TUCSON | AZ | 85704 | Pima | 2 | Open | 2001-04-09 | 12000 | Gasoline (PUL) | COMPARTMENT A | Double Walled | Composite (Steel/Fiberglass) | Pressure | Double Walled | Fiberglass Reinforced Plastic
0-002199 | GI TRUCKING COMPANY | 4160 E IRVINGTON RD | TUCSON | AZ | 85714 | Pima | 1 | Perm Closure | 1981-06-09 | 10000 | Diesel | COMPARTMENT A | Single Walled | Asphalt coated or Bare Steel | Pressure |  | Bare or Galvanized Steel | Removal | 1998-05-13
0-008980 | GPM #4594 | 2409 W UNION HILLS DR | PHOENIX | AZ | 85027 | Maricopa | 1 | Open | 1996-07-01 | 12000 | Gasoline | COMPARTMENT A | Double Walled | Fiberglass Reinforced Plastic | Pressure | Double Walled | Fiberglass Reinforced Plastic
0-000587 | GUARANTEED AUTO REPAIR | 5528 NW GRAND AVE | GLENDALE | AZ | 85301 | Maricopa | 5 | Perm Closure | 2005-06-17 | 500 | Used Oil/Waste Oil | COMPARTMENT A |  | Asphalt coated or Bare Steel | Suction - Check Valve at the Tank Top |  |  | Closed in Place | 1998-06-30
0-002024 | VALERO FOOD MART - BROADWAY GAS | 1959 E BROADWAY RD | MESA | AZ | 85204 | Maricopa | 3 | Perm Closure | 1985-01-01 | 12000 | Gasoline (PUL) | COMPARTMENT A | Double Walled | Fiberglass Reinforced Plastic | Pressure | Single Walled | Fiberglass Reinforced Plastic | Removal | 2019-10-17
0-006003 | CONVEYOR RENTAL & SALES CO | 425 S 48TH ST | PHOENIX | AZ | 85034 | Maricopa | 1 | Perm Closure | 1981-03-25 | 5000 | Diesel | COMPARTMENT A | Unknown | Asphalt coated or Bare Steel |  |  |  | Removal | 1988-05-01
0-003487 | COTTONLANE & INDIAN SCHOOL | 17109 W INDIAN SCHOOL RD | GOODYEAR | AZ | 85395 | Maricopa | 1 | Perm Closure | 1966-05-20 | 500 | Gasoline | COMPARTMENT A | Unknown | Unknown |  |  |  | Removal | 1990-03-13
0-009997 | CITY OF CASA GRANDE - PROPERTY | 55 N CASA GRANDE AVE | CASA GRANDE | AZ | 85122 | Pinal | 4 | Perm Closure | 2005-06-17 | 3000 | Gasoline | COMPARTMENT A | Double Walled | Asphalt coated or Bare Steel |  |  |  | Removal | 2004-05-05
0-003963 | CITY OF PRESCOTT - AIRPORT | 6446 CRYSTAL LN | PRESCOTT | AZ | 86301 | Yavapai | 5 | Perm Closure | 1972-01-01 | 10000 | Gasoline | COMPARTMENT A | Unknown | Asphalt coated or Bare Steel | Pressure |  | Bare or Galvanized Steel | Removal | 2000-05-16
0-006227 | CIRCLE K #2708691 | 766 N MAIN ST | SAN LUIS | AZ | 85336 | Yuma | 4 | Open | 1987-01-01 | 20000 | Diesel | COMPARTMENT A | Single Walled | Fiberglass Reinforced Plastic | Pressure | Single Walled | Fiberglass Reinforced Plastic
0-006227 | CIRCLE K #2708691 | 766 N MAIN ST | SAN LUIS | AZ | 85336 | Yuma | 3 | Open | 1987-01-01 | 10000 | Gasoline | COMPARTMENT A | Single Walled | Fiberglass Reinforced Plastic | Pressure | Single Walled | Fiberglass Reinforced Plastic
0-009859 | GAS PLUS II | 7465 E CONCHO DR | VALLE VISTA | AZ | 86401 | Mohave | 2 | Open | 2002-01-23 | 4000 | Gasoline | COMPARTMENT B | Double Walled | Composite (Steel/Fiberglass) | Pressure | Double Walled | Flexible
0-009095 | FORMER DESERT YACHT SALES | 276 S ORANGE AVE | YUMA | AZ | 85364 | Yuma | 2 | Perm Closure | 2005-06-17 | 1000 | Gasoline | COMPARTMENT A |  | Asphalt coated or Bare Steel |  |  |  | Removal | 2009-04-22
0-009095 | FORMER DESERT YACHT SALES | 276 S ORANGE AVE | YUMA | AZ | 85364 | Yuma | 1 | Perm Closure | 2005-06-17 | 250 | Used Oil/Waste Oil | COMPARTMENT A |  | Asphalt coated or Bare Steel |  |  |  | Removal | 1997-08-14
0-003896 | EL MIRAGE SERVICE YARD | 14501 N ALTO ST | EL MIRAGE | AZ | 85335 | Maricopa | 2 | Perm Closure | 1964-01-01 | 1000 | Diesel | COMPARTMENT A | Single Walled | Asphalt coated or Bare Steel | Suction - Check Valve at the Tank Top |  |  | Removal | 1999-03-18
0-006567 | PIMA COUNTY - AUTO SERVICE MARANA | 12600 N SANDERS RD | MARANA | AZ | 85653 | Pima | 3 | Perm Closure | 2005-06-17 | 550 | Gasoline | COMPARTMENT A |  | Asphalt coated or Bare Steel |  |  |  | Removal | 1983-01-01
0-006896 | ONG UST FACILITY/DENNIS' GARAGE | 302 N GILBERT RD | GILBERT | AZ | 85234 | Maricopa | 2 | Perm Closure | 2005-06-17 | 8000 | Gasoline | COMPARTMENT A | Unknown | Unknown |  |  |  | Removal | 1990-08-07
0-006896 | ONG UST FACILITY/DENNIS' GARAGE | 302 N GILBERT RD | GILBERT | AZ | 85234 | Maricopa | 3 | Perm Closure | 2005-06-17 | 1000 | Used Oil/Waste Oil | COMPARTMENT A | Unknown | Unknown |  |  |  | Removal | 1990-08-07
0-006896 | ONG UST FACILITY/DENNIS' GARAGE | 302 N GILBERT RD | GILBERT | AZ | 85234 | Maricopa | 1 | Perm Closure | 2005-06-17 | 6000 | Gasoline | COMPARTMENT A | Unknown | Unknown |  |  |  | Removal | 1990-08-07
0-008025 | RIVER AUTOMOTIVE | 12900 S OATMAN HWY | GOLDEN SHORES | AZ | 86436 | Mohave | 5 | Perm Closure | 1989-01-01 | 4000 | Gasoline | COMPARTMENT A |  | Asphalt coated or Bare Steel | Pressure |  | Bare or Galvanized Steel | Removal | 2007-08-07
0-001426 | CIRCLE K #2701557 | 15 S HARRISON RD | TUCSON | AZ | 85748 | Pima | 2 | Open | 1985-01-01 | 10000 | Gasoline | COMPARTMENT A | Double Walled | Fiberglass Reinforced Plastic | Pressure |  | Fiberglass Reinforced Plastic
0-000454 | ARIZONA WHOLESALE SUPPLY CO | 2020 E UNIVERSITY DR | PHOENIX | AZ | 85034 | Maricopa | 2 | Perm Closure | 1978-01-01 | 12000 | Gasoline | COMPARTMENT A |  | Asphalt coated or Bare Steel |  |  |  | Removal | 1989-06-13
0-000537 | ARCO AM/PM | 442 MILLER VALLEY RD | PRESCOTT | AZ | 86301 | Yavapai | 3 | Perm Closure | 1965-01-01 | 2000 | Gasoline | COMPARTMENT A |  | Asphalt coated or Bare Steel |  |  |  | Removal | 1980-01-01
0-000537 | ARCO AM/PM | 442 MILLER VALLEY RD | PRESCOTT | AZ | 86301 | Yavapai | 1 | Perm Closure | 1965-01-01 | 6000 | Gasoline | COMPARTMENT A |  | Asphalt coated or Bare Steel |  |  |  | Removal | 1980-01-01
0-005931 | AHWATUKEE STATION | 11010 S 51ST ST | PHOENIX | AZ | 85044 | Maricopa | 1 | Perm Closure | 1986-12-18 | 10000 | Gasoline | COMPARTMENT A | Double Walled | Fiberglass Reinforced Plastic | Pressure | Double Walled | Fiberglass Reinforced Plastic | Removal | 1998-06-16
0-001069 | CIRCLE D MINI MART | 2760 E MAIN ST | MESA | AZ | 85213 | Maricopa | 1 | Perm Closure | 1987-01-19 | 10000 | Gasoline | COMPARTMENT A | Double Walled | Fiberglass Reinforced Plastic | Pressure |  | Fiberglass Reinforced Plastic | Removal | 2013-03-07
0-006326 | A & M UNION 76 | 5561 E SPEEDWAY BLVD | TUCSON | AZ | 85712 | Pima | 1 | Perm Closure | 1988-08-19 | 10000 | Gasoline | COMPARTMENT A | Single Walled | Fiberglass Reinforced Plastic | Pressure |  | Fiberglass Reinforced Plastic | Removal | 2019-07-17
0-009311 | BJS CHEVRON VIII | 1515 N 75TH AVE | PHOENIX | AZ | 85043 | Maricopa | 2 | Open | 1997-09-17 | 15000 | Gasoline | COMPARTMENT A | Double Walled | Fiberglass Reinforced Plastic | Suction - Check Valve at the Tank Top | Double Walled | Fiberglass Reinforced Plastic
0-004930 | TEXACO #60-349-0010 | 2550 W DEER VALLEY RD | PHOENIX | AZ | 85027 | Maricopa | 6 | Perm Closure | 1986-01-10 | 8000 | Gasoline | COMPARTMENT A | Unknown | Fiberglass Reinforced Plastic | Pressure |  | Fiberglass Reinforced Plastic | Removal | 2005-08-09
0-004930 | TEXACO #60-349-0010 | 2550 W DEER VALLEY RD | PHOENIX | AZ | 85027 | Maricopa | 2 | Perm Closure | 1972-05-07 | 8000 | Gasoline | COMPARTMENT A | Unknown | Asphalt coated or Bare Steel |  |  |  | Removal | 1986-01-01
0-004930 | TEXACO #60-349-0010 | 2550 W DEER VALLEY RD | PHOENIX | AZ | 85027 | Maricopa | 1 | Perm Closure | 1972-05-07 | 8000 | Gasoline | COMPARTMENT A | Unknown | Asphalt coated or Bare Steel |  |  |  | Removal | 1986-01-01
0-004939 | FRY'S FUEL CENTER #5 | 7949 E THOMAS RD | SCOTTSDALE | AZ | 85251 | Maricopa | 5 | Open | 2005-11-01 | 6000 | Diesel | COMPARTMENT A | Double Walled | Composite (Steel/Fiberglass) | Pressure | Double Walled | Flexible
0-007322 | STEVE JEWELL | 2865 N TUTTLE AVE | TUCSON | AZ | 85705 | Pima | 1 | Perm Closure | 2005-06-17 | 1000 | Gasoline | COMPARTMENT A | Unknown | Asphalt coated or Bare Steel | Suction - Check Valve at the Tank Top |  |  | Removal | 1991-06-24
0-004804 | WALGREENS 11610 | 2000 S MILL AVE | TEMPE | AZ | 85282 | Maricopa | 1 | Perm Closure | 1973-01-01 | 8000 | Gasoline | COMPARTMENT A |  | Asphalt coated or Bare Steel | Suction - Check Valve at the Tank Top |  | Fiberglass Reinforced Plastic | Removal | 2007-01-03
0-002605 | W FRIEDMAN & S LAZERSON | 2101 W VAN BUREN ST | PHOENIX | AZ | 85009 | Maricopa | 1 | Perm Closure | 1964-05-10 | 280 | Used Oil/Waste Oil | COMPARTMENT A | Single Walled | Asphalt coated or Bare Steel |  |  |  | Removal | 1989-05-10
0-005204 | TURF PARADISE | 1501 W BELL RD | PHOENIX | AZ | 85023 | Maricopa | 5 | Open | 1987-01-01 | 1000 | Diesel | COMPARTMENT A | Single Walled | Asphalt coated or Bare Steel
0-003353 | US WEST #125256 -SOC | 1996 N HWY 88 | GLOBE | AZ | 85539 | Gila | 1 | Perm Closure | 1978-01-01 | 4000 | Gasoline | COMPARTMENT A | Single Walled | Asphalt coated or Bare Steel | Pressure |  | Fiberglass Reinforced Plastic | Removal | 1998-12-17
0-003353 | US WEST #125256 -SOC | 1996 N HWY 88 | GLOBE | AZ | 85539 | Gila | 3 | Perm Closure | 1978-01-01 | 2000 | Diesel | COMPARTMENT A | Single Walled | Asphalt coated or Bare Steel | Pressure |  | Fiberglass Reinforced Plastic | Removal | 1998-12-17
0-007404 | GOLDEN VALLEY SHELL | 5405 US HIGHWAY 68 | GOLDEN VALLEY | AZ | 86413 | Mohave | 6 | Open | 1991-08-28 | 10000 | Gasoline | COMPARTMENT A | Double Walled | Composite (Steel/Fiberglass) | Pressure |  | Fiberglass Reinforced Plastic
0-004211 | LAWRENCE H RUFF | 13920 N LUCKETT RD | MARANA | AZ | 85653 | Pima | 2 | Perm Closure | 1980-01-01 | 5000 | Gasoline | COMPARTMENT A | Unknown | Asphalt coated or Bare Steel |  |  |  | Removal | 1989-08-01
0-009355 | JUNCTION EXPRESS | 1090 S HIGHWAY 80 | BENSON | AZ | 85602 | Cochise | 1 | Open | 1998-09-01 | 4000 | Diesel | COMPARTMENT B | Single Walled | Fiberglass Reinforced Plastic | Pressure |  | Fiberglass Reinforced Plastic
0-009341 | JAGOW PROPERTY | 311 E JACKSON AVE | BUCKEYE | AZ | 85326 | Maricopa | 1 | Perm Closure | 1920-01-01 | 1000 | Gasoline | COMPARTMENT A | Unknown | Asphalt coated or Bare Steel | Suction - Check Valve at the Dispenser |  | Bare or Galvanized Steel | Removal | 1998-05-01
0-007187 | MAVERIK COUNTRY STORE #376 | 5031 US HIGHWAY 68 | GOLDEN VALLEY | AZ | 86413 | Mohave | 5 | Open | 2007-11-01 | 12000 | Gasoline | COMPARTMENT A | Double Walled | Fiberglass Reinforced Plastic | Pressure | Double Walled | Flexible
0-002705 | HENRY W JACKSON | 7000 S X9 RANCH RD | VAIL | AZ | 85641 | Pima | 1 | Perm Closure | 1971-01-24 | 2000 | Gasoline | COMPARTMENT A | Double Walled | Asphalt coated or Bare Steel | Suction - Check Valve at the Tank Top |  |  | Removal | 1993-03-09
0-002705 | HENRY W JACKSON | 7000 S X9 RANCH RD | VAIL | AZ | 85641 | Pima | 2 | Perm Closure | 1971-01-24 | 2000 | Gasoline | COMPARTMENT A | Double Walled | Asphalt coated or Bare Steel | Suction - Check Valve at the Tank Top |  |  | Removal | 1993-03-09
0-004083 | SPEEDWAY LIQUOR | 5100 S HIGHWAY 95 | MOHAVE VALLEY | AZ | 86426 | Mohave | 3 | Perm Closure | 1980-01-01 | 6000 | Gasoline | COMPARTMENT A |  | Asphalt coated or Bare Steel | Pressure |  |  | Closed in Place | 1996-11-05
0-000961 | HILLTOP GASSER/UNOCAL 76 | 7133 N US HIGHWAY 89 | FLAGSTAFF | AZ | 86004 | Coconino | 6 | Perm Closure | 1986-09-25 | 5000 | Diesel | COMPARTMENT A | Double Walled | Composite (Steel/Fiberglass) | Pressure |  | Fiberglass Reinforced Plastic | Removal | 2007-07-06
0-000961 | HILLTOP GASSER/UNOCAL 76 | 7133 N US HIGHWAY 89 | FLAGSTAFF | AZ | 86004 | Coconino | 3 | Perm Closure | 1972-01-01 | 2000 | Gasoline | COMPARTMENT A |  | Asphalt coated or Bare Steel |  |  |  | Removal | 1986-09-01
0-007457 | J C PENNEY #1998 | 4620 N US HIGHWAY 89 | FLAGSTAFF | AZ | 86004 | Coconino | 3 | Perm Closure | 1980-01-01 | 350 | Diesel | COMPARTMENT A | Unknown | Asphalt coated or Bare Steel | Suction - Check Valve at the Tank Top |  |  | Removal | 1993-04-26
0-003129 | WAHLERS CONSTRUCTION INC | 1312 W WATKINS ST | PHOENIX | AZ | 85007 | Maricopa | 2 | Perm Closure | 2005-06-17 |  | Gasoline | COMPARTMENT A | Double Walled | Asphalt coated or Bare Steel |  |  |  | Closed in Place | 1983-09-01
0-004422 | TORRENT RESOURCES INC | 1509 E ELWOOD ST | PHOENIX | AZ | 85040 | Maricopa | 2 | Perm Closure | 1986-07-09 | 2000 | Gasoline | COMPARTMENT A |  | Fiberglass Reinforced Plastic | Pressure |  | Fiberglass Reinforced Plastic | Removal | 2014-12-12
0-004422 | TORRENT RESOURCES INC | 1509 E ELWOOD ST | PHOENIX | AZ | 85040 | Maricopa | 3 | Perm Closure | 1986-07-09 | 6000 | Diesel | COMPARTMENT A |  | Fiberglass Reinforced Plastic | Pressure |  | Fiberglass Reinforced Plastic | Removal | 2014-12-12
0-009416 | VACANT | 2429 E JEFFERSON ST | PHOENIX | AZ | 85034 | Maricopa | 1 | Perm Closure | 1970-01-01 | 1000 | Gasoline | COMPARTMENT A | Double Walled | Asphalt coated or Bare Steel | Suction - Check Valve at the Dispenser |  | Bare or Galvanized Steel | Removal | 1999-02-17
0-004657 | 7-ELEVEN #22969 | 2501 E SPEEDWAY BLVD | TUCSON | AZ | 85716 | Pima | 2 | Perm Closure | 1980-03-10 | 10000 | Gasoline | COMPARTMENT A | Unknown | Fiberglass Reinforced Plastic |  |  |  | Removal | 1989-09-01
0-004657 | 7-ELEVEN #22969 | 2501 E SPEEDWAY BLVD | TUCSON | AZ | 85716 | Pima | 1 | Perm Closure | 1980-03-10 | 10000 | Gasoline | COMPARTMENT A | Unknown | Fiberglass Reinforced Plastic |  |  |  | Removal | 1989-09-01
0-004657 | 7-ELEVEN #22969 | 2501 E SPEEDWAY BLVD | TUCSON | AZ | 85716 | Pima | 3 | Perm Closure | 1980-03-10 | 10000 | Gasoline | COMPARTMENT A | Unknown | Fiberglass Reinforced Plastic |  |  |  | Removal | 1989-09-01
0-000216 | MAVERIK COUNTRY STORE #213 | 4495 S HIGHWAY 95 | MOHAVE VALLEY | AZ | 86426 | Mohave | 3 | Open | 1996-03-01 | 12000 | Gasoline | COMPARTMENT A | Single Walled | Fiberglass Reinforced Plastic | Pressure | Double Walled | Flexible
0-004896 | TERRIBLE HERBST #97 | 620 S CALIFORNIA AVE | PARKER | AZ | 85344 | La Paz | 3 | Perm Closure | 1972-04-22 | 10000 | Gasoline | COMPARTMENT A | Double Walled | Asphalt coated or Bare Steel | Pressure |  |  | Removal | 1999-12-21
0-005514 | VALLEY REPAIR CENTER & MINI MARKET | 6700 E HWY 69 | PRESCOTT VALLEY | AZ | 86314 | Yavapai | 1 | Perm Closure | 1982-01-01 | 5000 | Gasoline | COMPARTMENT A | Single Walled | Asphalt coated or Bare Steel |  |  |  | Removal | 1988-04-01
0-000875 | CIRCLE K STORE #2706659 | 6937 N 75TH AVE | GLENDALE | AZ | 85303 | Maricopa | 3 | Perm Closure | 1981-01-01 | 12000 | Gasoline | COMPARTMENT A |  | Asphalt coated or Bare Steel | Pressure | Double Walled | Fiberglass Reinforced Plastic | Removal | 1997-12-03
0-009761 | CIRCLE K #2706286 | 8630 E GOLF LINKS RD | TUCSON | AZ | 85730 | Pima | 4 | Open | 2001-01-01 | 12000 | Gasoline | COMPARTMENT A | Double Walled | Fiberglass Reinforced Plastic | Pressure | Double Walled | Flexible
0-009761 | CIRCLE K #2706286 | 8630 E GOLF LINKS RD | TUCSON | AZ | 85730 | Pima | 3 | Open | 2001-01-01 | 10000 | Gasoline | COMPARTMENT A | Double Walled | Fiberglass Reinforced Plastic | Pressure | Double Walled | Flexible
0-003954 | USGSA | 9 N GRAND AVE | NOGALES | AZ | 85621 | Santa Cruz | 1 | Perm Closure | 1964-01-01 | 2150 | Diesel | COMPARTMENT A | Single Walled | Asphalt coated or Bare Steel |  |  |  | Removal | 1989-11-09
0-003655 | PENDERGAST SCHOOL DISTRICT TRANSPORTATION | 9040 W CAMPBELL AVE | PHOENIX | AZ | 85037 | Maricopa | 2 | Perm Closure | 1976-01-01 | 2000 | Diesel | COMPARTMENT A | Single Walled | Asphalt coated or Bare Steel | Suction - Check Valve at the Dispenser | Single Walled | Bare or Galvanized Steel | Removal | 1999-03-19
0-003592 | CITY OF PAGE - FIRE TRAINING GROUNDS | 714 N NAVAJO DR | PAGE | AZ | 86040 | Coconino | 2 | Perm Closure | 1971-01-01 | 3000 | Gasoline | COMPARTMENT A | Single Walled | Asphalt coated or Bare Steel | Suction - Check Valve at the Tank Top |  |  | Removal | 1988-05-01
0-002168 | FCA US LLC ARIZONA PROVING GROUND | 1 PROVING GROUND ROAD | YUCCA | AZ | 86438 | Mohave | 4 | Open | 1986-04-01 | 12000 | Gasoline (PUL) | COMPARTMENT A | Double Walled | Fiberglass Reinforced Plastic | Pressure | Double Walled | Fiberglass Reinforced Plastic
0-005529 | EDWARD S KELTON CONTRACTING - FORMER | 2141 E BEARDSLEY RD | PHOENIX | AZ | 85024 | Maricopa | 2 | Perm Closure | 2005-06-17 |  | Diesel | COMPARTMENT A | Unknown | Unknown |  |  |  | Removal | 1987-01-01
0-001293 | CIRCLE K #725 | 4876 S 12TH AVE | TUCSON | AZ | 85714 | Pima | 1 | Perm Closure | 1972-01-01 | 10000 | Gasoline | COMPARTMENT A |  | Asphalt coated or Bare Steel |  |  |  | Removal | 1993-10-12
0-005715 | MAYER JUSTICE COURT | 12840 E CENTRAL AVE | MAYER | AZ | 86333 | Yavapai | 2 | Perm Closure | 2005-06-17 | 500 | Unidentified | COMPARTMENT A |  | Asphalt coated or Bare Steel |  |  |  | Removal | 1989-09-29
0-003578 | O''RIELLY CHEVROLET - FORMER | 6210 E BEVERLY ST | TUCSON | AZ | 85711 | Pima | 1 | Perm Closure | 1976-01-01 | 1000 | Diesel | COMPARTMENT A |  | Asphalt coated or Bare Steel | Suction - Check Valve at the Tank Top |  |  | Removal | 1993-10-28
0-008086 | TRAIL RIDGE GOLF COURSE | 21022 N 147TH DR | SUN CITY WEST | AZ | 85375 | Maricopa | 2 | Perm Closure | 1988-01-01 | 1000 | Diesel | COMPARTMENT A | Double Walled | Asphalt coated or Bare Steel | Suction - Check Valve at the Tank Top |  |  | Removal | 1994-01-14
0-000540 | ARCO #1509 | 10303 GRAND AVE | SUN CITY | AZ | 85351 | Maricopa | 4 | Perm Closure | 1967-01-01 | 4000 | Gasoline | COMPARTMENT A |  | Asphalt coated or Bare Steel |  |  |  | Removal | 1990-01-09
0-000540 | ARCO #1509 | 10303 GRAND AVE | SUN CITY | AZ | 85351 | Maricopa | 5 | Perm Closure | 1967-01-01 | 550 | Used Oil/Waste Oil | COMPARTMENT A |  | Asphalt coated or Bare Steel |  |  |  | Removal | 1990-01-09
0-000540 | ARCO #1509 | 10303 GRAND AVE | SUN CITY | AZ | 85351 | Maricopa | 9 | Open | 1990-02-02 | 10000 | Gasoline | COMPARTMENT A | Double Walled | Fiberglass Reinforced Plastic | Pressure | Double Walled | Fiberglass Reinforced Plastic
0-000400 | APS - PAN AM AVENUE CENTER |  | DOUGLAS |  |  | Cochise | 4 | Perm Closure | 2005-06-17 | 10000 | Diesel | COMPARTMENT A | Single Walled | Asphalt coated or Bare Steel |  |  |  | Removal | 1988-12-19
0-001991 | FOOD MART | 5124 S MILL AVE | TEMPE | AZ | 85282 | Maricopa | 6 | Open | 1997-12-04 | 15000 | Gasoline | COMPARTMENT A | Double Walled | Fiberglass Reinforced Plastic | Pressure | Double Walled | Fiberglass Reinforced Plastic
0-001991 | FOOD MART | 5124 S MILL AVE | TEMPE | AZ | 85282 | Maricopa | 1 | Perm Closure | 1966-01-01 | 6000 | Gasoline | COMPARTMENT A | Double Walled | Fiberglass Reinforced Plastic | Pressure |  | Fiberglass Reinforced Plastic | Removal | 1997-12-03
0-000217 | SHELL BELL | 4121 W BELL RD | PHOENIX | AZ | 85053 | Maricopa | 4 | Perm Closure | 1983-01-01 | 10000 | Diesel | COMPARTMENT A | Single Walled | Fiberglass Reinforced Plastic | Pressure |  | Fiberglass Reinforced Plastic | Removal | 1996-04-08
0-000217 | SHELL BELL | 4121 W BELL RD | PHOENIX | AZ | 85053 | Maricopa | 1 | Perm Closure | 1983-01-01 | 10000 | Gasoline | COMPARTMENT A | Single Walled | Fiberglass Reinforced Plastic | Pressure |  | Fiberglass Reinforced Plastic | Removal | 1996-04-08
0-000863 | WEST DIRECT OIL - TUSCON | 901 S PARK AVE | TUCSON | AZ | 85719 | Pima | 4 | Perm Closure | 1981-01-01 | 5000 | Antifreeze / Ethylene Glycol | COMPARTMENT A |  | Asphalt coated or Bare Steel |  |  |  | Removal | 1995-07-13
0-001380 | CIRCLE K #1204 | 3700 W ORANGE GROVE RD | MARANA | AZ | 85741 | Pima | 4 | Open | 1991-05-01 | 10000 | Gasoline | COMPARTMENT A | Single Walled | Fiberglass Reinforced Plastic | Pressure | Single Walled | Fiberglass Reinforced Plastic
0-004404 | FISHER COLLISION | 3201 S CHEVY LN | YUMA | AZ | 85365 | Yuma | 2 | Perm Closure | 1967-01-01 | 500 | Used Oil/Waste Oil | COMPARTMENT A |  | Asphalt coated or Bare Steel |  |  |  | Removal | 1990-10-11
0-001874 | SUN CITY MINI MARKET | 10249 GRAND AVE | SUN CITY | AZ | 85351 | Maricopa | 3 | Perm Closure | 1985-01-01 | 12000 | Gasoline | COMPARTMENT A | Single Walled | Fiberglass Reinforced Plastic | Pressure |  | Fiberglass Reinforced Plastic | Removal | 2018-02-08
0-001874 | SUN CITY MINI MARKET | 10249 GRAND AVE | SUN CITY | AZ | 85351 | Maricopa | 2 | Perm Closure | 1985-01-01 | 10000 | Gasoline | COMPARTMENT A | Single Walled | Fiberglass Reinforced Plastic | Pressure |  | Fiberglass Reinforced Plastic | Removal | 2018-02-08
0-007172 | CLUTCH SPECIALISTS | 12011 N 19TH AVE | PHOENIX | AZ | 85029 | Maricopa | 1 | Perm Closure | 1987-08-01 | 6000 | Gasoline | COMPARTMENT A | Double Walled | Composite (Steel/Fiberglass) | Pressure |  | Fiberglass Reinforced Plastic | Removal | 2013-06-05
0-005024 | CAMP GERONIMO | 2599 W WEBBER CREEK RD | PINE | AZ | 85544 | Gila | 2 | Perm Closure | 1966-01-01 | 2000 | Gasoline | COMPARTMENT A |  | Asphalt coated or Bare Steel |  |  |  | Removal | 1993-11-10
0-006764 | LOS DOS AMIGOS | 10602 N 19TH AVE | PHOENIX | AZ | 85029 | Maricopa | 4 | Perm Closure | 2005-06-17 | 550 | Used Oil/Waste Oil | COMPARTMENT A | Unknown | Asphalt coated or Bare Steel |  |  |  | Removal | 1990-08-07
0-006618 | BASHAS | 22402 S ALMA SCHOOL RD | CHANDLER | AZ | 85248 | Maricopa | 6 | Perm Closure | 1972-01-20 | 5000 | Gasoline | COMPARTMENT A | Unknown | Asphalt coated or Bare Steel |  |  |  | Removal | 1994-08-05
0-003196 | CIRCLE K STORE #2709172 | 1435 W BASELINE RD | TEMPE | AZ | 85283 | Maricopa | 4 | Perm Closure | 1969-01-01 | 12000 | Gasoline | COMPARTMENT A |  | Asphalt coated or Bare Steel | Pressure |  |  | Removal | 1991-06-18
0-003196 | CIRCLE K STORE #2709172 | 1435 W BASELINE RD | TEMPE | AZ | 85283 | Maricopa | 1 | Perm Closure | 1969-01-01 | 10000 | Gasoline | COMPARTMENT A |  | Asphalt coated or Bare Steel | Pressure |  |  | Removal | 1991-06-18
0-003992 | EMERY WORLDWIDE | 2435 E PECAN RD | PHOENIX | AZ | 85040 | Maricopa | 2 | Perm Closure | 1984-01-23 | 12000 | Gasoline | COMPARTMENT A | Unknown | Asphalt coated or Bare Steel | Suction - Check Valve at the Tank Top |  |  | Removal | 1993-01-05
0-000412 | APS FLAGSTAFF SERVICE CENTER | 2250 E HUNTINGTON DR | FLAGSTAFF | AZ | 86004 | Coconino | 2 | Perm Closure | 1965-01-01 | 2000 | Diesel | COMPARTMENT A |  | Asphalt coated or Bare Steel |  |  |  | Removal | 1986-09-01
0-000412 | APS FLAGSTAFF SERVICE CENTER | 2250 E HUNTINGTON DR | FLAGSTAFF | AZ | 86004 | Coconino | 3 | Perm Closure | 1986-09-02 | 12000 | Gasoline | COMPARTMENT A | Double Walled | Fiberglass Reinforced Plastic |  |  |  | Removal | 1993-11-03
0-000412 | APS FLAGSTAFF SERVICE CENTER | 2250 E HUNTINGTON DR | FLAGSTAFF | AZ | 86004 | Coconino | 1 | Perm Closure | 1974-01-01 | 21000 | Gasoline | COMPARTMENT A |  | Asphalt coated or Bare Steel |  |  |  | Removal | 1986-09-01
0-001790 | NATIONAL CONSTRUCTION RENTALS | 2131 W ROOSEVELT ST | PHOENIX | AZ | 85009 | Maricopa | 4 | Perm Closure | 1961-01-01 | 500 | Gasoline | COMPARTMENT A |  | Asphalt coated or Bare Steel |  |  |  | Removal | 1989-09-28
0-005444 | CIRCLE K #2904 | 1770 W ROGER RD | TUCSON | AZ | 85705 | Pima | 2 | Perm Closure | 1972-04-03 | 8000 | Gasoline | COMPARTMENT A | Unknown | Asphalt coated or Bare Steel | Pressure |  |  | Removal | 1993-10-05
0-004808 | SUPREME OIL CO | 2110 GRAND AVE | PHOENIX | AZ | 85009 | Maricopa | 7 | Open | 1986-01-01 | 1000 | Diesel | COMPARTMENT A | Single Walled | Fiberglass Reinforced Plastic | Pressure |  | Fiberglass Reinforced Plastic
0-004808 | SUPREME OIL CO | 2110 GRAND AVE | PHOENIX | AZ | 85009 | Maricopa | 5 | Perm Closure | 2005-06-17 | 10000 | Kerosene | COMPARTMENT A |  | Asphalt coated or Bare Steel |  |  |  | Closed in Place | 1987-06-01
0-009825 | WILLIAMS AUTO SUPPLY | 144 W ROUTE 66 | WILLIAMS | AZ | 86046 | Coconino | 2 | Perm Closure | 1940-01-01 | 500 | Gasoline | COMPARTMENT A | Unknown | Asphalt coated or Bare Steel | Suction - Check Valve at the Dispenser |  | Bare or Galvanized Steel | Removal | 2002-02-21
0-006966 | SUN VALLEY CAR WASH | 5843 N 35TH AVE | PHOENIX | AZ | 85017 | Maricopa | 2 | Perm Closure | 2005-06-17 | 8000 | Gasoline | COMPARTMENT A | Unknown | Asphalt coated or Bare Steel | Suction - Check Valve at the Tank Top |  | Bare or Galvanized Steel | Removal | 1993-01-27
0-002692 | SCOTTSDALE WELL SITE 42 A & B | 26602 N PIMA RD | SCOTTSDALE | AZ | 85266 | Maricopa | 1 | Perm Closure | 2005-06-17 | 550 | Diesel | COMPARTMENT A | Unknown | Unknown | Suction - Check Valve at the Tank Top |  |  | Removal | 1998-11-06
0-002509 | HOLSUM BAKERY INC | 2801 S 4TH AVE | TUCSON | AZ | 85713 | Pima | 1 | Perm Closure | 1961-03-10 | 10000 | Gasoline | COMPARTMENT A | Single Walled | Asphalt coated or Bare Steel |  |  |  | Removal | 1989-12-21
0-010586 | FRY'S FUEL FACILITY #694 | 2800 W DOVE VALLEY RD | PHOENIX | AZ | 85085 | Maricopa | 2 | Open | 2016-12-01 | 8000 | Gasoline (PUL) | COMPARTMENT B | Double Walled | Fiberglass Reinforced Plastic | Pressure | Double Walled | Fiberglass Reinforced Plastic
0-007173 | FIREBIRD FUEL COMPANY #305 | 2541 E JEFFERSON ST | PHOENIX | AZ | 85034 | Maricopa | 3 | Open | 1988-03-01 | 8000 | Gasoline (UL) | COMPARTMENT A | Double Walled | Composite (Steel/Fiberglass) | Pressure | Single Walled | Fiberglass Reinforced Plastic
0-008702 | CAUTHEN/B&R CAR CARE | 222 E CHINO ST | SELIGMAN | AZ | 86337 | Yavapai | 1 | Perm Closure | 1982-01-01 | 3000 | Gasoline | COMPARTMENT A | Double Walled | Asphalt coated or Bare Steel | Suction - Check Valve at the Tank Top |  | Bare or Galvanized Steel | Removal | 1995-11-08
0-006721 | BURNETT CHEVRON | 42651 HIGHWAY 180 | ALPINE | AZ | 85920 | Apache | 1 | Perm Closure | 1970-01-01 | 1000 | Gasoline | COMPARTMENT A | Double Walled | Asphalt coated or Bare Steel |  |  |  | Removal | 1994-04-14
0-006672 | C A REEVES | 1102 E JIMMIE KERR BLVD | CASA GRANDE | AZ | 85122 | Pinal | 4 | Perm Closure | 2005-06-17 | 550 | Used Oil/Waste Oil | COMPARTMENT A | Unknown | Asphalt coated or Bare Steel |  |  |  | Removal | 1989-12-07
0-006672 | C A REEVES | 1102 E JIMMIE KERR BLVD | CASA GRANDE | AZ | 85122 | Pinal | 2 | Perm Closure | 2005-06-17 | 3500 | Gasoline | COMPARTMENT A | Unknown | Unknown |  |  |  | Removal | 1989-12-07
0-002827 | C W KEITH | 2100 S 15TH AVE | PHOENIX | AZ | 85007 | Maricopa | 1 | Perm Closure | 1957-01-01 | 6000 | Diesel | COMPARTMENT A | Single Walled | Asphalt coated or Bare Steel |  |  |  | Removal | 1989-11-01
0-000944 | CARIOCA #36 | 447 W WICKENBURG WAY | WICKENBURG | AZ | 85390 | Maricopa | 2 | Open | 1971-01-01 | 10000 | Gasoline | COMPARTMENT A | Single Walled | Asphalt coated or Bare Steel | Pressure | Double Walled
0-000736 | BOGLE FARMS |  | CHANDLER |  |  | Maricopa | 2 | Perm Closure | 1951-01-01 | 6000 | Diesel | COMPARTMENT A | Single Walled | Asphalt coated or Bare Steel |  |  |  | Removal | 1990-01-17
0-000736 | BOGLE FARMS |  | CHANDLER |  |  | Maricopa | 1 | Perm Closure | 1951-01-01 | 6000 | Gasoline | COMPARTMENT A | Single Walled | Asphalt coated or Bare Steel |  |  |  | Removal | 1990-01-17
0-007482 | TUNEUP MASTERS | 12601 N 28TH DR | PHOENIX | AZ | 85029 | Maricopa | 1 | Perm Closure | 2005-06-17 | 500 | Used Oil/Waste Oil | COMPARTMENT A | Unknown | Asphalt coated or Bare Steel |  |  |  | Removal | 1989-12-19
0-009820 | THE COUNTRY STORE | 7460 W VAN BUREN ST | PHOENIX | AZ | 85043 | Maricopa | 1 | Perm Closure | 2005-06-17 | 700 | Unidentified | COMPARTMENT A | Single Walled | Asphalt coated or Bare Steel | Suction - Check Valve at the Dispenser | Single Walled | Bare or Galvanized Steel | Removal | 2002-01-18
0-007114 | EARNHARDT SCOTTSDALE LEXUS | 6905 E MCDOWELL RD | SCOTTSDALE | AZ | 85257 | Maricopa | 2 | Perm Closure | 1986-12-01 | 1000 | Unidentified | COMPARTMENT A | Double Walled | Fiberglass Reinforced Plastic | Suction - Check Valve at the Tank Top | Double Walled | Fiberglass Reinforced Plastic | Removal | 1996-01-23
0-007114 | EARNHARDT SCOTTSDALE LEXUS | 6905 E MCDOWELL RD | SCOTTSDALE | AZ | 85257 | Maricopa | 4 | Perm Closure | 1986-12-01 | 1000 | Used Oil/Waste Oil | COMPARTMENT A | Double Walled | Fiberglass Reinforced Plastic | Gravity Feed | Double Walled | Fiberglass Reinforced Plastic | Removal | 1996-01-23
0-010678 | CIRCLE K #2709528 |  | GOODYEAR |  |  | Maricopa | 3 | Open | 2019-11-22 | 12000 | Diesel | COMPARTMENT A | Double Walled | Fiberglass Reinforced Plastic | Pressure | Double Walled | Fiberglass Reinforced Plastic
0-010613 | SUPER STAR CARWASH AND GAS | 1742 N HIGLEY RD | GILBERT | AZ | 85234 | Maricopa | 1 | Open | 2016-09-01 | 20000 | Gasoline (UL) | COMPARTMENT A | Double Walled | Fiberglass Reinforced Plastic | Pressure | Double Walled | Fiberglass Reinforced Plastic
0-003690 | USDOI NPS - PETRIFIED FOREST NATIONAL PARK UST SITE |  | PETRIFIED FOREST NATIONAL PARK |  |  | Apache | 20 | Perm Closure | 2008-02-06 | 1000 | Gasoline | COMPARTMENT A | Single Walled | Asphalt coated or Bare Steel |  |  |  | Removal | 1986-07-01
0-009389 | GREENLEE COUNTRY CLUB |  | YORK |  |  | Greenlee | 3 | Perm Closure | 2005-06-17 | 250 | Gasoline | COMPARTMENT A | Unknown | Asphalt coated or Bare Steel | Suction - Check Valve at the Dispenser |  |  | Removal | 2001-10-02
0-008602 | TRIPLE B | 824 N WILLIAM BROOKS AVE | SAN LUIS | AZ | 85336 | Yuma | 1 | Perm Closure | 1995-03-30 | 20000 | Gasoline | COMPARTMENT A | Double Walled | Fiberglass Reinforced Plastic | Pressure | Double Walled | Fiberglass Reinforced Plastic | Removal | 2020-06-05
0-008602 | TRIPLE B | 824 N WILLIAM BROOKS AVE | SAN LUIS | AZ | 85336 | Yuma | 2 | Perm Closure | 1995-03-30 | 12000 | Gasoline | COMPARTMENT A | Double Walled | Fiberglass Reinforced Plastic | Pressure | Double Walled | Fiberglass Reinforced Plastic | Removal | 2020-06-05
0-009875 | CIRCLE K STORE #2703367 | 8327 W THUNDERBIRD RD | PEORIA | AZ | 85381 | Maricopa | 1 | Open | 2002-06-27 | 10000 | Diesel | COMPARTMENT A | Double Walled | Fiberglass Reinforced Plastic | Pressure | Double Walled | Fiberglass Reinforced Plastic
0-009875 | CIRCLE K STORE #2703367 | 8327 W THUNDERBIRD RD | PEORIA | AZ | 85381 | Maricopa | 3 | Open | 2002-06-27 | 20000 | Gasoline | COMPARTMENT A | Double Walled | Fiberglass Reinforced Plastic | Pressure | Double Walled | Fiberglass Reinforced Plastic
0-008268 | SPEEDWAY STORE #2970 | 780 N ARIZONA BLVD | COOLIDGE | AZ | 85128 | Pinal | 3 | Open | 1993-12-01 | 6000 | Gasoline (PUL) | COMPARTMENT A | Double Walled | Fiberglass Reinforced Plastic | Pressure | Double Walled | Fiberglass Reinforced Plastic
0-008268 | SPEEDWAY STORE #2970 | 780 N ARIZONA BLVD | COOLIDGE | AZ | 85128 | Pinal | 4 | Open | 1993-12-01 | 6000 | Diesel | COMPARTMENT A | Double Walled | Fiberglass Reinforced Plastic | Pressure | Double Walled | Fiberglass Reinforced Plastic
0-009850 | SOUTHWEST ICE/YUMA ICE | 790 S GILA ST | YUMA | AZ | 85364 | Yuma | 1 | Temp Closure | 2005-06-17 | 22000 | Diesel | COMPARTMENT A | Single Walled | Railroad Tank |  |  |  |  | 1960-01-01
0-007811 | TANNER COMPANIES |  | CAMP VERDE |  |  | Yavapai | 1 | Perm Closure | 2005-06-17 |  | Unidentified | COMPARTMENT A | Unknown | Fiberglass Reinforced Plastic |  |  |  | Removal | 1986-12-31
0-005067 | CHICK-FIL-A 3848 | 6707 E MCKELLIPS RD | MESA | AZ | 85215 | Maricopa | 2 | Perm Closure | 1978-03-04 | 8000 | Gasoline | COMPARTMENT A | Unknown | Asphalt coated or Bare Steel |  |  |  | Removal | 1988-12-08
0-004493 | SHELTON ALLIANCE | 1107 E PIMA | GILA BEND | AZ | 85337 | Maricopa | 3 | Perm Closure | 2005-06-17 | 1000 | Gasoline | COMPARTMENT A |  | Asphalt coated or Bare Steel |  |  |  | Removal | 2008-12-04
0-003342 | VAIL SOUTH CDO #123450 | 212 S HOUGHTON RD | TUCSON | AZ | 85748 | Pima | 1 | Perm Closure | 1983-01-08 | 550 | Diesel | COMPARTMENT A | Unknown | Fiberglass Reinforced Plastic |  |  |  | Removal | 1994-06-15
0-010659 | CARIOCA SHELL | 12683 W WHITE HILLS RD | WHITE HILLS | AZ | 86445 | Mohave | 2 | Open | 2019-05-15 | 14000 | Diesel | COMPARTMENT A | Double Walled | Fiberglass Reinforced Plastic
0-001714 | HERNANDEZ TIRE SERVICE | 631 W US HIGHWAY 60 | SUPERIOR | AZ | 85173 | Pinal | 5 | Perm Closure | 2005-06-17 | 8000 | Diesel | COMPARTMENT A |  | Asphalt coated or Bare Steel |  |  |  | Removal | 1988-11-17
0-001714 | HERNANDEZ TIRE SERVICE | 631 W US HIGHWAY 60 | SUPERIOR | AZ | 85173 | Pinal | 1 | Perm Closure | 1971-01-01 | 6000 | Gasoline | COMPARTMENT A |  | Asphalt coated or Bare Steel |  |  |  | Removal | 1988-11-17
0-001105 | CHEVRON #9-6856 | 1901 W BELL RD | PHOENIX | AZ | 85023 | Maricopa | 1 | Perm Closure | 1982-01-01 | 10000 | Gasoline | COMPARTMENT A | Unknown | Fiberglass Reinforced Plastic | Pressure |  | Fiberglass Reinforced Plastic | Removal | 1996-01-03
0-006815 | MANRESSA RETREAT CENTER |  | OAK CREEK CANYON |  |  | Coconino | 3 | Perm Closure | 2005-06-17 | 750 | Gasoline | COMPARTMENT A | Double Walled | Asphalt coated or Bare Steel | Suction - Check Valve at the Tank Top |  |  | Removal | 1990-05-02
0-004525 | WOODYS #117 | 140 E DEUCE OF CLUBS | SHOW LOW | AZ | 85901 | Navajo | 1 | Perm Closure | 1973-04-29 | 10000 | Gasoline | COMPARTMENT A | Double Walled | Asphalt coated or Bare Steel |  |  |  | Removal | 1990-10-16
0-009208 | VACANT LOT | COCHISE AVE & BUSH | SAN SIMON | AZ | 85632 | Cochise | 3 | Perm Closure | 2005-06-17 | 1000 | Unidentified | COMPARTMENT A | Single Walled | Asphalt coated or Bare Steel |  |  |  | Removal | 1999-08-13
0-003962 | PRECISION TOYOTA | 3500 E SPEEDWAY BLVD | TUCSON | AZ | 85716 | Pima | 6 | Perm Closure | 1960-01-01 | 300 | Used Oil/Waste Oil | COMPARTMENT A | Unknown | Asphalt coated or Bare Steel | Gravity Feed |  | Bare or Galvanized Steel | Removal | 1994-12-07
0-000404 | 2ND AVENUE MANUFACTURED GAS PLANT | 505 S 2ND ST | PHOENIX | AZ | 85004 | Maricopa | 1 | Perm Closure | 1966-01-01 | 5000 | Gasoline | COMPARTMENT A |  | Asphalt coated or Bare Steel | Pressure |  |  | Removal | 1994-11-15
0-001021 | CHANDLER UNIFIED SCHOOL DISTRICT #80 | 200 S HAMILTON ST | CHANDLER | AZ | 85225 | Maricopa | 1 | Perm Closure | 1979-01-01 | 12000 | Diesel | COMPARTMENT A |  | Asphalt coated or Bare Steel | Pressure | Single Walled | Bare or Galvanized Steel | Removal | 1997-10-31
0-001515 | BIG B'S MARKET | 4835 N 37TH AVE | PHOENIX | AZ | 85019 | Maricopa | 3 | Open | 1998-01-14 | 10000 | Gasoline | COMPARTMENT A | Single Walled | Fiberglass Reinforced Plastic | Pressure | Double Walled | Fiberglass Reinforced Plastic
0-003000 | BILL LUKE USED CARS | 2425 W CAMELBACK RD | PHOENIX | AZ | 85015 | Maricopa | 1 | Perm Closure | 1971-04-29 | 1000 | Used Oil/Waste Oil | COMPARTMENT A | Double Walled | Asphalt coated or Bare Steel |  |  |  | Removal | 1990-02-20
0-003139 | CITY OF MESA - FLEET SUPPORT SERVICES | 310 E 6TH ST | MESA | AZ | 85201 | Maricopa | 21 | Open | 1993-01-01 | 1000 | Antifreeze / Ethylene Glycol | COMPARTMENT A | Double Walled | Fiberglass Reinforced Plastic | Suction - Check Valve at the Tank Top | Double Walled | Fiberglass Reinforced Plastic
0-003139 | CITY OF MESA - FLEET SUPPORT SERVICES | 310 E 6TH ST | MESA | AZ | 85201 | Maricopa | 7 | Perm Closure | 1977-01-01 | 12000 | Gasoline | COMPARTMENT A | Single Walled | Asphalt coated or Bare Steel |  |  |  | Removal | 1990-02-01
0-009911 | WAHPETON LP PROPERTY |  | GILBERT |  |  | Maricopa | 1 | Perm Closure | 1970-01-01 | 3000 | Gasoline | COMPARTMENT A | Double Walled | Asphalt coated or Bare Steel |  |  |  | Removal | 2003-02-04
0-009242 | VACANT | 1 E PRINCE RD | TUCSON | AZ | 85705 | Pima | 2 | Perm Closure | 2005-06-17 | 1000 | Used Oil/Waste Oil | COMPARTMENT A | Double Walled | Asphalt coated or Bare Steel |  |  |  | Removal | 1998-03-30
0-006661 | FORT VALLEY CHEVRON | 1312 N FORT VALLEY RD | FLAGSTAFF | AZ | 86001 | Coconino | 5 | Open | 2019-11-07 | 6000 | Diesel #2 | COMPARTMENT B | Double Walled | Fiberglass Reinforced Plastic | Pressure | Double Walled | Fiberglass Reinforced Plastic
0-003138 | MESA CITRUS GROWERS | 254 W BROADWAY RD | MESA | AZ | 85210 | Maricopa | 1 | Perm Closure | 1974-05-05 | 10000 | Gasoline | COMPARTMENT A | Unknown | Asphalt coated or Bare Steel |  |  |  | Removal | 1996-07-31
0-005630 | FUELCO #106 | 1315 S 16TH ST | PHOENIX | AZ | 85034 | Maricopa | 5 | Perm Closure | 1978-05-01 | 5000 | Gasoline | COMPARTMENT A | Double Walled | Asphalt coated or Bare Steel |  |  |  | Removal | 1987-11-01
0-005630 | FUELCO #106 | 1315 S 16TH ST | PHOENIX | AZ | 85034 | Maricopa | 3 | Perm Closure | 1983-05-02 | 10000 | Gasoline | COMPARTMENT A | Double Walled | Asphalt coated or Bare Steel |  |  |  | Removal | 1987-11-01
0-001652 | FUELCO #113 | 3331 W BROADWAY RD | PHOENIX | AZ | 85041 | Maricopa | 1 | Perm Closure | 1978-01-01 | 5000 | Gasoline | COMPARTMENT A |  | Asphalt coated or Bare Steel |  |  |  | Removal | 1988-08-15
0-004392 | CITY OF SCOTTSDALE - CIVIC CENTER POLICE STATION | 3700 N 75TH ST | SCOTTSDALE | AZ | 85251 | Maricopa | 1 | Perm Closure | 1971-05-12 | 10000 | Gasoline | COMPARTMENT A | Double Walled | Asphalt coated or Bare Steel | Pressure |  |  | Removal | 1991-07-01
0-000278 | CHEVRON #9-3808 | 5845 N 7TH AVE | PHOENIX | AZ | 85013 | Maricopa | 4 | Perm Closure | 1966-01-01 | 500 | Used Oil/Waste Oil | COMPARTMENT A |  | Asphalt coated or Bare Steel | Gravity Feed |  |  | Removal | 1998-10-22
0-001353 | CIRCLE K #271010 | 24 W FINNIE FLAT RD | CAMP VERDE | AZ | 86322 | Yavapai | 1 | Perm Closure | 1973-01-01 | 10000 | Gasoline | COMPARTMENT A | Double Walled | Composite (Steel/Fiberglass) | Pressure | Double Walled | Fiberglass Reinforced Plastic | Removal | 2018-04-05
0-001962 | BROWN EVANS - ODESSA | 22047 N BLACK CANYON HWY | PHOENIX | AZ | 85027 | Maricopa | 4 | Perm Closure | 1981-01-01 | 10000 | Diesel | COMPARTMENT A |  | Asphalt coated or Bare Steel | Pressure | Single Walled | Bare or Galvanized Steel | Removal | 1999-06-15
0-008674 | CITY OF KINGMAN - MUNICIPAL AIRPORT | 7000 FLIGHTLINE DR | KINGMAN | AZ | 86401 | Mohave | 6 | Perm Closure | 1942-01-01 | 12000 | Unidentified | COMPARTMENT A | Single Walled | Asphalt coated or Bare Steel |  |  |  | Removal | 1995-09-01
0-006692 | ADOT - EQUIPMENT SERVICES | 2225 S 22ND AVE | PHOENIX | AZ | 85009 | Maricopa | 3 | Perm Closure | 1977-01-01 | 10000 | Gasoline | COMPARTMENT A | Double Walled | Asphalt coated or Bare Steel | Pressure |  | Bare or Galvanized Steel | Removal | 1995-02-28
0-005461 | CIRCLE K #2924 | 5680 S CAMPBELL AVE | TUCSON | AZ | 85706 | Pima | 1 | Perm Closure | 1972-01-01 | 10000 | Gasoline | COMPARTMENT A |  | Asphalt coated or Bare Steel |  |  |  | Removal | 1995-11-02
0-003894 | PHOENIX-GOODYEAR AIRPORT - FUEL STORAGE | 1658 S LITCHFIELD RD | GOODYEAR | AZ | 85338 | Maricopa | 6 | Perm Closure | 1949-01-01 | 2000 | Gasoline | COMPARTMENT A |  | Asphalt coated or Bare Steel |  |  |  | Removal | 1994-02-11
0-004890 | COMPADRE HIGH SCHOOL | 500 W GUADALUPE RD | TEMPE | AZ | 85283 | Maricopa | 3 | Perm Closure | 1976-01-01 | 5000 | Gasoline | COMPARTMENT A |  | Asphalt coated or Bare Steel | Suction - Check Valve at the Tank Top |  |  | Removal | 1995-10-24
0-004890 | COMPADRE HIGH SCHOOL | 500 W GUADALUPE RD | TEMPE | AZ | 85283 | Maricopa | 4 | Perm Closure | 1976-01-01 | 10000 | Gasoline | COMPARTMENT A |  | Asphalt coated or Bare Steel | Suction - Check Valve at the Tank Top |  | Bare or Galvanized Steel | Removal | 1992-02-01
0-004890 | COMPADRE HIGH SCHOOL | 500 W GUADALUPE RD | TEMPE | AZ | 85283 | Maricopa | 2 | Perm Closure | 1976-01-01 | 10000 | Diesel | COMPARTMENT A |  | Asphalt coated or Bare Steel | Suction - Check Valve at the Tank Top |  |  | Removal | 1995-10-24
0-000401 | APS DEER VALLEY SERVICE COMPANY | 2121 W CHERYL DR | PHOENIX | AZ | 85021 | Maricopa | 7 | Perm Closure | 1963-01-01 | 500 | Other | COMPARTMENT A | Single Walled | Asphalt coated or Bare Steel |  |  |  | Closed in Place | 1984-01-10
0-000401 | APS DEER VALLEY SERVICE COMPANY | 2121 W CHERYL DR | PHOENIX | AZ | 85021 | Maricopa | 10 | Perm Closure | 1963-01-01 | 500 | Other | COMPARTMENT A | Single Walled | Asphalt coated or Bare Steel |  |  |  | Closed in Place | 1984-01-01
0-000401 | APS DEER VALLEY SERVICE COMPANY | 2121 W CHERYL DR | PHOENIX | AZ | 85021 | Maricopa | 5 | Perm Closure | 1984-01-01 | 1000 | Other | COMPARTMENT A | Single Walled | Asphalt coated or Bare Steel | Gravity Feed | Single Walled | Bare or Galvanized Steel | Removal | 1994-01-13
0-000401 | APS DEER VALLEY SERVICE COMPANY | 2121 W CHERYL DR | PHOENIX | AZ | 85021 | Maricopa | 3 | Perm Closure | 1984-01-01 | 500 | Other | COMPARTMENT A | Single Walled | Asphalt coated or Bare Steel | Pressure | Single Walled | Bare or Galvanized Steel | Removal | 1991-12-05
0-000401 | APS DEER VALLEY SERVICE COMPANY | 2121 W CHERYL DR | PHOENIX | AZ | 85021 | Maricopa | 13 | Perm Closure | 1974-01-01 | 12000 | Diesel | COMPARTMENT A | Single Walled | Asphalt coated or Bare Steel | Pressure | Single Walled | Bare or Galvanized Steel | Removal | 1993-12-20
0-000401 | APS DEER VALLEY SERVICE COMPANY | 2121 W CHERYL DR | PHOENIX | AZ | 85021 | Maricopa | 17 | Perm Closure | 1966-01-01 | 12000 | Diesel | COMPARTMENT A | Single Walled | Asphalt coated or Bare Steel | Pressure | Single Walled | Bare or Galvanized Steel | Removal | 1994-01-13
0-005443 | CIRCLE K #2903 | 1300 N PINAL AVE | CASA GRANDE | AZ | 85122 | Pinal | 2 | Perm Closure | 1971-04-26 | 4000 | Gasoline | COMPARTMENT A | Double Walled | Asphalt coated or Bare Steel | Pressure |  | Bare or Galvanized Steel | Removal | 1994-08-24
0-004863 | BEACON TRUCK STOP #651 |  | PICACHO |  |  | Pinal | 2 | Perm Closure | 1976-01-01 | 8000 | Diesel | COMPARTMENT A | Single Walled | Asphalt coated or Bare Steel |  |  |  | Removal | 1991-10-23
0-004863 | BEACON TRUCK STOP #651 |  | PICACHO |  |  | Pinal | 4 | Perm Closure | 1976-01-01 | 8000 | Diesel | COMPARTMENT A | Single Walled | Asphalt coated or Bare Steel |  |  |  | Removal | 1991-10-23
0-001037 | CHEVRON #96401 | 2502 N EAST ST | FLAGSTAFF | AZ | 86004 | Coconino | 3 | Perm Closure | 1982-01-01 | 10000 | Gasoline | COMPARTMENT A | Single Walled | Fiberglass Reinforced Plastic | Pressure |  | Fiberglass Reinforced Plastic | Removal | 1994-04-27
0-009940 | FRYS FUEL CENTER #61 | 15502 W BELL RD | SURPRISE | AZ | 85374 | Maricopa | 1 | Open | 2001-11-07 | 8000 | Diesel | COMPARTMENT B | Double Walled | Fiberglass Reinforced Plastic
0-002655 | LAURENCE R FULLER | 765 E BASELINE RD | GILBERT | AZ | 85233 | Maricopa | 3 | Perm Closure | 1975-07-27 | 7500 | Diesel | COMPARTMENT A | Single Walled | Asphalt coated or Bare Steel |  |  |  | Removal | 1985-12-01
0-009903 | MAVERIK COUNTRY STORE #294 | 541 W FINNIE FLAT RD | CAMP VERDE | AZ | 86322 | Yavapai | 4 | Open | 2002-09-01 | 12000 | Diesel | COMPARTMENT A | Double Walled | Fiberglass Reinforced Plastic | Pressure | Double Walled | Flexible
0-009903 | MAVERIK COUNTRY STORE #294 | 541 W FINNIE FLAT RD | CAMP VERDE | AZ | 86322 | Yavapai | 2 | Open | 2002-09-01 | 12000 | Gasoline | COMPARTMENT A | Double Walled | Fiberglass Reinforced Plastic | Pressure | Double Walled | Flexible
0-002867 | K MART #3403 | 801 E BELL RD | PHOENIX | AZ | 85022 | Maricopa | 1 | Perm Closure | 1984-04-28 | 1000 | Used Oil/Waste Oil | COMPARTMENT A | Double Walled | Asphalt coated or Bare Steel | Pressure |  |  | Removal | 1993-08-03
0-002478 | HERTZ RENT-A-CAR | 6951 S PLUMER AVE | TUCSON | AZ | 85756 | Pima | 7 | Perm Closure | 1988-08-01 | 550 | New Oil | COMPARTMENT A | Double Walled | Fiberglass Reinforced Plastic | Suction - Check Valve at the Dispenser | Double Walled | Fiberglass Reinforced Plastic | Removal | 2011-11-30
0-002478 | HERTZ RENT-A-CAR | 6951 S PLUMER AVE | TUCSON | AZ | 85756 | Pima | 8 | Perm Closure | 1988-08-01 | 550 | Used Oil/Waste Oil | COMPARTMENT A | Double Walled | Fiberglass Reinforced Plastic | Gravity Feed | Double Walled | Fiberglass Reinforced Plastic | Removal | 2011-11-30
0-010281 | FRYS FUEL CENTER #62 | 550 W BASELINE RD | MESA | AZ | 85210 | Maricopa | 2 | Open | 2008-12-01 | 8000 | Gasoline | COMPARTMENT A | Double Walled | Fiberglass Reinforced Plastic | Pressure | Double Walled | Flexible
0-007383 | NORTHERN PIPELINE CONSTRUCTION | 4415 S CONTRACTORS WAY | TUCSON | AZ | 85714 | Pima | 2 | Perm Closure | 1972-01-01 | 10000 | Diesel | COMPARTMENT A | Double Walled | Asphalt coated or Bare Steel | Pressure |  |  | Removal | 1994-01-18
0-007383 | NORTHERN PIPELINE CONSTRUCTION | 4415 S CONTRACTORS WAY | TUCSON | AZ | 85714 | Pima | 9 | Perm Closure | 1972-01-01 | 10000 | Gasoline | COMPARTMENT A | Double Walled | Asphalt coated or Bare Steel | Pressure |  |  | Removal | 1994-01-18
0-004017 | QUALITY PAVING | 1230 W GLENN ST | TUCSON | AZ | 85705 | Pima | 3 | Perm Closure | 1977-06-02 | 10000 | Diesel | COMPARTMENT A | Double Walled | Asphalt coated or Bare Steel |  |  |  | Removal | 1992-12-02
0-001757 | ARIZONA ARMY NATIONAL GUARD - KINGMAN ARMORY | 700 W BEALE ST | KINGMAN | AZ | 86401 | Mohave | 1 | Perm Closure | 1984-01-01 | 5000 | Gasoline | COMPARTMENT A |  | Asphalt coated or Bare Steel | Pressure |  | Fiberglass Reinforced Plastic | Removal | 1995-11-14
0-001757 | ARIZONA ARMY NATIONAL GUARD - KINGMAN ARMORY | 700 W BEALE ST | KINGMAN | AZ | 86401 | Mohave | 2 | Perm Closure | 1984-01-01 | 5000 | Diesel | COMPARTMENT A |  | Asphalt coated or Bare Steel | Pressure |  | Fiberglass Reinforced Plastic | Removal | 1995-11-14
0-005771 | GOETTL BROTHERS METAL PRODUCTS | 5401 E WASHINGTON ST | PHOENIX | AZ | 85034 | Maricopa | 2 | Perm Closure | 1970-01-01 | 2000 | Diesel | COMPARTMENT A | Double Walled | Asphalt coated or Bare Steel |  |  |  | Removal | 1990-07-26
0-004250 | TEXACO #60-349-2078 | 5402 W GLENDALE AVE | GLENDALE | AZ | 85301 | Maricopa | 4 | Perm Closure | 1995-04-01 | 12000 | Gasoline | COMPARTMENT A | Double Walled | Fiberglass Reinforced Plastic | Pressure | Double Walled | Fiberglass Reinforced Plastic | Removal | 2002-11-19
0-001216 | CIRCLE K #350 | 6759 E UNIVERSITY DR | MESA | AZ | 85205 | Maricopa | 3 | Perm Closure | 1973-01-01 | 10000 | Gasoline | COMPARTMENT A |  | Asphalt coated or Bare Steel |  |  |  | Removal | 1994-10-12
0-006076 | AZTEK EQUIP CORP | 1310 W 23RD ST | TEMPE | AZ | 85282 | Maricopa | 2 | Perm Closure | 1977-04-05 | 12000 | Gasoline | COMPARTMENT A | Double Walled | Asphalt coated or Bare Steel | Pressure |  |  | Removal | 1993-03-05
0-006076 | AZTEK EQUIP CORP | 1310 W 23RD ST | TEMPE | AZ | 85282 | Maricopa | 1 | Perm Closure | 1974-04-05 | 5000 | Diesel | COMPARTMENT A | Double Walled | Asphalt coated or Bare Steel | Pressure |  |  | Removal | 1990-01-31
0-001325 | CIRCLE K #2700822 | 3 E MAIN ST | AVONDALE | AZ | 85323 | Maricopa | 1 | Open | 1985-12-01 | 10000 | Gasoline | COMPARTMENT A |  | Fiberglass Reinforced Plastic | Pressure |  | Fiberglass Reinforced Plastic
0-001325 | CIRCLE K #2700822 | 3 E MAIN ST | AVONDALE | AZ | 85323 | Maricopa | 4 | Perm Closure | 1972-01-01 | 10000 | Gasoline | COMPARTMENT A |  | Asphalt coated or Bare Steel |  |  |  | Removal | 1985-11-01
0-000011 | CHEVRON - APM CHEVRON AUTOCARE | 7834 N 27TH AVE | PHOENIX | AZ | 85051 | Maricopa | 3 | Perm Closure | 1959-01-01 | 2000 | Gasoline | COMPARTMENT A |  | Asphalt coated or Bare Steel |  |  |  | Removal | 2002-06-30
0-010288 | QUIKTRIP #481 | 3855 N 75TH AVE | PHOENIX | AZ | 85033 | Maricopa | 1 | Open | 2008-12-04 | 20000 | Gasoline | COMPARTMENT A | Double Walled | Fiberglass Reinforced Plastic
0-010300 | CIRCLE K STORE #2703395 | 16247 W BELL RD | SURPRISE | AZ | 85374 | Maricopa | 2 | Open | 2009-03-09 | 12000 | Gasoline | COMPARTMENT A | Double Walled | Fiberglass Reinforced Plastic | Pressure | Double Walled | Fiberglass Reinforced Plastic
0-005298 | UNOCAL #5530 | 5959 N GRANITE REEF RD | SCOTTSDALE | AZ | 85250 | Maricopa | 2 | Perm Closure | 1966-04-15 | 10000 | Gasoline | COMPARTMENT A | Double Walled | Asphalt coated or Bare Steel | Pressure |  | Fiberglass Reinforced Plastic | Removal | 1993-06-30
0-005287 | CONOCOPHILLIPS #254809 | 4247 W THOMAS RD | PHOENIX | AZ | 85019 | Maricopa | 3 | Perm Closure | 1984-04-15 | 12000 | Diesel | COMPARTMENT A | Double Walled | Fiberglass Reinforced Plastic | Pressure |  | Fiberglass Reinforced Plastic | Removal | 2003-08-19
0-005595 | WEISS GUYS CAR WASH #7 | 3240 E SHEA BLVD | PHOENIX | AZ | 85028 | Maricopa | 1 | Perm Closure | 1986-01-02 | 10000 | Gasoline | COMPARTMENT A | Unknown | Asphalt coated or Bare Steel | Suction - Check Valve at the Tank Top |  |  | Removal | 1995-10-24
0-005595 | WEISS GUYS CAR WASH #7 | 3240 E SHEA BLVD | PHOENIX | AZ | 85028 | Maricopa | 4 | Perm Closure | 1995-11-17 | 10000 | Gasoline | COMPARTMENT A | Single Walled | Fiberglass Reinforced Plastic | Pressure |  | Fiberglass Reinforced Plastic | Removal | 2014-09-05
0-003876 | CITY OF PHOENIX - NORTH TRANSIT FACILITY | 2010 W DESERT COVE AVE | PHOENIX | AZ | 85029 | Maricopa | 11 | Perm Closure | 1979-01-01 | 550 | New Oil | COMPARTMENT A | Double Walled | Fiberglass Reinforced Plastic |  |  |  | Removal | 1993-10-21
0-003876 | CITY OF PHOENIX - NORTH TRANSIT FACILITY | 2010 W DESERT COVE AVE | PHOENIX | AZ | 85029 | Maricopa | 8 | Perm Closure | 1982-01-01 | 1000 | Antifreeze / Ethylene Glycol | COMPARTMENT A | Single Walled | Fiberglass Reinforced Plastic |  |  |  | Removal | 2013-09-05
0-003876 | CITY OF PHOENIX - NORTH TRANSIT FACILITY | 2010 W DESERT COVE AVE | PHOENIX | AZ | 85029 | Maricopa | 17 | Perm Closure | 1979-01-01 | 1000 | Used Oil/Waste Oil | COMPARTMENT A | Double Walled | Fiberglass Reinforced Plastic |  |  |  | Removal | 2013-09-05
0-003876 | CITY OF PHOENIX - NORTH TRANSIT FACILITY | 2010 W DESERT COVE AVE | PHOENIX | AZ | 85029 | Maricopa | 2 | Perm Closure | 1979-01-01 | 20000 | Diesel | COMPARTMENT A | Double Walled | Fiberglass Reinforced Plastic | Pressure |  |  | Removal | 2013-09-05
0-000513 | ARCO AM/PM #82802 | 2341 W BETHANY HOME RD | PHOENIX | AZ | 85015 | Maricopa | 3 | Perm Closure | 2005-06-17 | 6000 | Gasoline | COMPARTMENT A |  | Asphalt coated or Bare Steel |  |  |  | Removal | 1989-03-01
0-005690 | WINTERSBURG GENERAL STORE | 2614 S WINTERSBURG RD | TONOPAH | AZ | 85354 | Maricopa | 1 | Perm Closure | 1978-01-01 | 4000 | Gasoline | COMPARTMENT A |  | Asphalt coated or Bare Steel | Pressure | Double Walled | Flexible | Removal | 1997-09-22
0-010400 | SMOKEHOUSE TRAIL POLICE PRECINCT | 33355 N CAVE CREEK RD | PHOENIX | AZ | 85331 | Maricopa | 2 | Open | 2010-06-15 | 12000 | Gasoline | COMPARTMENT A | Double Walled | Fiberglass Reinforced Plastic | Pressure | Double Walled | Flexible
0-008710 | PAPPAS GAS STATION | 1944 E OSBORN RD | PHOENIX | AZ | 85016 | Maricopa | 1 | Perm Closure | 2005-06-17 |  | Gasoline | COMPARTMENT A | Unknown | Unknown |  |  |  | Removal | 1995-09-01
0-001338 | CIRCLE K #2700865 | 4605 W VALENCIA RD | TUCSON | AZ | 85757 | Pima | 5 | Perm Closure | 1998-10-14 | 12000 | Gasoline | COMPARTMENT A | Double Walled | Fiberglass Reinforced Plastic | Pressure | Double Walled | Fiberglass Reinforced Plastic | Removal | 2018-09-06
0-008582 | JOE AGER PROPERTY | 901 W MIRACLE MILE | TUCSON | AZ | 85705 | Pima | 1 | Perm Closure | 2005-06-17 |  | Unidentified | COMPARTMENT A | Double Walled | Fiberglass Reinforced Plastic |  |  |  | Removal | 1993-08-16
0-003250 | EXXONMOBIL OIL CORP #10261 | 3501 W THUNDERBIRD RD | PHOENIX | AZ | 85053 | Maricopa | 6 | Perm Closure | 1987-06-01 | 10000 | Gasoline | COMPARTMENT A | Unknown | Fiberglass Reinforced Plastic | Pressure | Double Walled | Fiberglass Reinforced Plastic | Removal | 2005-08-19
0-000086 | SPEEDY PIT STOP | 2817 N 7TH ST | PHOENIX | AZ | 85006 | Maricopa | 7 | Perm Closure | 1996-01-01 | 12000 | Gasoline | COMPARTMENT A | Double Walled | Fiberglass Reinforced Plastic | Pressure | Double Walled | Fiberglass Reinforced Plastic | Removal | 2016-08-25
0-002981 | JOHN F LONG PROPERTIES | 4857 W CAMELBACK RD | PHOENIX | AZ | 85031 | Maricopa | 3 | Perm Closure | 1965-12-23 | 1000 | Diesel | COMPARTMENT A | Double Walled | Asphalt coated or Bare Steel |  |  |  | Removal | 1986-07-01
0-003914 | PINAL COUNTY - HIGHWAY DEPARTMENT | 32 N BROWN AVE | CASA GRANDE | AZ | 85122 | Pinal | 1 | Perm Closure | 1953-01-01 | 10000 | Diesel | COMPARTMENT A | Single Walled | Asphalt coated or Bare Steel | Suction - Check Valve at the Tank Top | Single Walled | Bare or Galvanized Steel | Removal | 1997-04-18
0-003197 | CIRCLE K STORE #2709173 | 1817 W BASELINE RD | MESA | AZ | 85202 | Maricopa | 7 | Open | 1987-07-01 | 10000 | Gasoline | COMPARTMENT A | Single Walled | Fiberglass Reinforced Plastic | Pressure | Double Walled | Fiberglass Reinforced Plastic
0-003197 | CIRCLE K STORE #2709173 | 1817 W BASELINE RD | MESA | AZ | 85202 | Maricopa | 2 | Perm Closure | 2005-06-17 | 12000 | Gasoline | COMPARTMENT A |  | Asphalt coated or Bare Steel | Pressure |  |  | Removal | 1987-07-02
0-003197 | CIRCLE K STORE #2709173 | 1817 W BASELINE RD | MESA | AZ | 85202 | Maricopa | 5 | Open | 1987-07-01 | 10000 | Gasoline | COMPARTMENT A | Single Walled | Fiberglass Reinforced Plastic | Pressure | Double Walled | Fiberglass Reinforced Plastic
0-004243 | CITY OF SAFFORD - MOUNT GRAHAM GOLF COURSE |  | THATCHER |  |  | Graham | 1 | Perm Closure | 1980-01-01 | 1000 | Gasoline | COMPARTMENT A |  | Asphalt coated or Bare Steel |  |  |  | Removal | 1993-05-03
0-004895 | TERRIBLE HERBST #79 | 1974 HIGHWAY 95 | BULLHEAD CITY | AZ | 86442 | Mohave | 2 | Perm Closure | 1971-04-23 | 10000 | Gasoline | COMPARTMENT A | Double Walled | Asphalt coated or Bare Steel | Pressure |  |  | Removal | 1996-08-12
0-004895 | TERRIBLE HERBST #79 | 1974 HIGHWAY 95 | BULLHEAD CITY | AZ | 86442 | Mohave | 1 | Perm Closure | 1971-04-23 | 10000 | Gasoline | COMPARTMENT A | Double Walled | Asphalt coated or Bare Steel | Pressure |  |  | Removal | 1996-08-12
0-006365 | CARIOCA TC # 11 - WIKIEUP | 18183 US HIGHWAY 93 | WIKIEUP | AZ | 85360 | Mohave | 3 | Perm Closure | 1963-01-01 | 4000 | Gasoline | COMPARTMENT A |  | Asphalt coated or Bare Steel |  |  |  | Removal | 1988-12-01
0-006365 | CARIOCA TC # 11 - WIKIEUP | 18183 US HIGHWAY 93 | WIKIEUP | AZ | 85360 | Mohave | 1 | Perm Closure | 1963-01-01 | 8000 | Gasoline | COMPARTMENT A |  | Asphalt coated or Bare Steel |  |  |  | Removal | 1988-12-01
0-005370 | USDA FS - PRESCOTT NF - GROOM CREEK WORK AREA |  | GROOM CREEK |  |  | Yavapai | 1 | Perm Closure | 1976-02-26 | 1000 | Gasoline | COMPARTMENT A | Double Walled | Asphalt coated or Bare Steel |  |  |  | Removal | 1991-12-09
0-004568 | JIFFY LUBE | 4465 W INA RD | MARANA | AZ | 85741 | Pima | 4 | Perm Closure | 1987-01-01 | 3000 | New Oil | COMPARTMENT A | Double Walled | Asphalt coated or Bare Steel | Suction - Check Valve at the Tank Top |  |  | Removal | 1998-11-17
0-004568 | JIFFY LUBE | 4465 W INA RD | MARANA | AZ | 85741 | Pima | 2 | Perm Closure | 1987-01-01 | 3000 | New Oil | COMPARTMENT A | Double Walled | Asphalt coated or Bare Steel | Suction - Check Valve at the Tank Top |  |  | Removal | 1998-11-17
0-007927 | BENSON TEXACO | 101 W 4TH ST | BENSON | AZ | 85602 | Cochise | 4 | Perm Closure | 1976-01-01 | 6000 | Diesel | COMPARTMENT A |  | Asphalt coated or Bare Steel |  |  |  | Removal | 1990-06-22
0-000313 | CIRCLE K STORE #2705194 | 12042 N 32ND ST | PHOENIX | AZ | 85028 | Maricopa | 1 | Open | 1986-01-01 | 12000 | Gasoline | COMPARTMENT A |  | Fiberglass Reinforced Plastic | Pressure |  | Fiberglass Reinforced Plastic
0-000313 | CIRCLE K STORE #2705194 | 12042 N 32ND ST | PHOENIX | AZ | 85028 | Maricopa | 5 | Perm Closure | 1986-01-01 | 1000 | Used Oil/Waste Oil | COMPARTMENT A |  | Fiberglass Reinforced Plastic | Gravity Feed |  | Fiberglass Reinforced Plastic | Removal | 2000-11-03
0-002534 | WAHWEAP SINCLAIR STATION | 100 LAKESHORE DR | PAGE | AZ | 86040 | Coconino | 11 | Perm Closure | 1965-01-01 | 10000 | Gasoline | COMPARTMENT A |  | Asphalt coated or Bare Steel |  |  |  | Removal | 1986-10-02
0-001697 | HORNE FORD | 1777 TUCSON-NOGALES HWY | NOGALES | AZ | 85621 | Santa Cruz | 2 | Perm Closure | 1969-01-01 | 500 | Used Oil/Waste Oil | COMPARTMENT A | Single Walled | Concrete | Suction - Check Valve at the Tank Top |  |  | Removal | 1994-12-14
0-008913 | DOLLY MADISON | 1700 S 6TH AVE | TUCSON | AZ | 85713 | Pima | 2 | Perm Closure | 1938-01-01 | 2000 | Gasoline | COMPARTMENT A | Unknown | Asphalt coated or Bare Steel | Suction - Check Valve at the Tank Top |  |  | Removal | 1996-06-27
0-002628 | COTTMAN TRANSMISSION | 15812 N 32ND ST | PHOENIX | AZ | 85032 | Maricopa | 4 | Perm Closure | 1986-05-01 | 500 | Used Oil/Waste Oil | COMPARTMENT A |  | Asphalt coated or Bare Steel | Pressure |  | Bare or Galvanized Steel | Removal | 1997-12-16
0-002628 | COTTMAN TRANSMISSION | 15812 N 32ND ST | PHOENIX | AZ | 85032 | Maricopa | 2 | Perm Closure | 1986-09-01 | 3000 | Unidentified | COMPARTMENT A |  | Asphalt coated or Bare Steel |  |  |  | Removal | 1997-12-16
0-002628 | COTTMAN TRANSMISSION | 15812 N 32ND ST | PHOENIX | AZ | 85032 | Maricopa | 3 | Perm Closure | 1986-09-01 | 3000 | Used Oil/Waste Oil | COMPARTMENT A |  | Asphalt coated or Bare Steel |  |  |  | Removal | 1997-12-16
0-000945 | CARIOCA #35 | 2623 W DUNLAP AVE | PHOENIX | AZ | 85021 | Maricopa | 2 | Perm Closure | 1978-04-18 | 10000 | Gasoline | COMPARTMENT A | Single Walled | Asphalt coated or Bare Steel | Pressure |  | Bare or Galvanized Steel | Removal | 1998-12-01
0-000092 | ARIZONA AIR NATIONAL GUARD - 161ST AIR REFUELING | 2001 S 32ND ST | PHOENIX | AZ | 85034 | Maricopa | 4 | Perm Closure | 1953-01-01 | 25000 | Jet Fuel | COMPARTMENT A | Single Walled | Asphalt coated or Bare Steel | Pressure | Single Walled | Bare or Galvanized Steel | Removal | 2000-07-25
0-000092 | ARIZONA AIR NATIONAL GUARD - 161ST AIR REFUELING | 2001 S 32ND ST | PHOENIX | AZ | 85034 | Maricopa | 8 | Perm Closure | 1976-01-01 | 50000 | Jet Fuel | COMPARTMENT A | Single Walled | Asphalt coated or Bare Steel | Pressure | Single Walled | Bare or Galvanized Steel | Removal | 2000-07-25
0-000092 | ARIZONA AIR NATIONAL GUARD - 161ST AIR REFUELING | 2001 S 32ND ST | PHOENIX | AZ | 85034 | Maricopa | 7 | Perm Closure | 1976-01-01 | 50000 | Jet Fuel | COMPARTMENT A | Single Walled | Asphalt coated or Bare Steel | Pressure | Single Walled | Bare or Galvanized Steel | Removal | 2000-07-25
0-004985 | MESA FUEL CO | 1850 S SOLOMON | MESA | AZ | 85204 | Maricopa | 4 | Perm Closure | 1986-01-01 | 12000 | Gasoline | COMPARTMENT A |  | Fiberglass Reinforced Plastic | Pressure |  | Fiberglass Reinforced Plastic | Removal | 2014-11-19
0-006871 | BOGLE FARM - MAINTENANCE SHOP |  | CHANDLER |  |  | Maricopa | 5 | Perm Closure | 2005-06-17 | 1000 | Gasoline | COMPARTMENT A | Double Walled | Asphalt coated or Bare Steel | Suction - Check Valve at the Tank Top |  | Bare or Galvanized Steel | Removal | 1990-01-01
0-003879 | CITY OF PHOENIX - MORTEN YARD | 7617 N 21ST AVE | PHOENIX | AZ | 85021 | Maricopa | 1 | Perm Closure | 1960-01-01 | 10000 | Gasoline | COMPARTMENT A | Single Walled | Asphalt coated or Bare Steel | Pressure | Single Walled | Bare or Galvanized Steel | Removal | 1995-01-19
0-001896 | VACANT LOT | 2427 W NORTHERN AVE | PHOENIX | AZ | 85021 | Maricopa | 3 | Perm Closure | 1964-01-01 | 6000 | Gasoline | COMPARTMENT A |  | Asphalt coated or Bare Steel | Pressure |  | Fiberglass Reinforced Plastic | Removal | 1999-01-27
0-010420 | MAD HATTER MUFFLER | 5650 N 7TH ST | PHOENIX | AZ | 85014 | Maricopa | 1 | Perm Closure | 1968-06-01 | 550 | Used Oil/Waste Oil | COMPARTMENT A |  | Asphalt coated or Bare Steel |  |  |  | Removal | 2011-12-07
0-003849 | CITY OF PHOENIX - SOUTH MOUNTAIN BRIEFING STATION | 400 W SOUTHERN AVE | PHOENIX | AZ | 85041 | Maricopa | 4 | Perm Closure | 1979-01-01 | 1000 | Used Oil/Waste Oil | COMPARTMENT A | Single Walled | Asphalt coated or Bare Steel |  |  |  | Removal | 1990-03-28
0-000651 | AJ BAYLESS WAREHOUSE | 111 E BUCKEYE RD | PHOENIX | AZ | 85004 | Maricopa | 2 | Perm Closure | 1980-01-01 | 10000 | Diesel | COMPARTMENT A |  | Asphalt coated or Bare Steel |  |  |  | Removal | 1988-10-18
0-010534 | QUIKTRIP #468 | 11309 GRAND AVE | YOUNGTOWN | AZ | 85363 | Maricopa | 1 | Open | 2015-03-20 | 10000 | Other | COMPARTMENT B | Double Walled | Fiberglass Reinforced Plastic | Pressure | Double Walled | Flexible
0-008409 | FLORENCE AUTOMOTIVE | 625 S MAIN ST | FLORENCE | AZ | 85132 | Pinal | 2 | Perm Closure | 2005-06-17 | 1000 | Gasoline | COMPARTMENT A | Double Walled | Composite (Steel/Fiberglass) |  |  |  | Removal | 2005-06-06
0-006998 | BISCUIT FLAT GENERAL STORE | 3507 W CAREFREE HWY | PHOENIX | AZ | 85085 | Maricopa | 1 | Perm Closure | 1977-01-01 | 8000 | Gasoline | COMPARTMENT A | Unknown | Asphalt coated or Bare Steel | Pressure |  | Bare or Galvanized Steel | Removal | 1997-11-18
0-010042 | QUIKTRIP #452 | 816 W UNIVERSITY DR | MESA | AZ | 85201 | Maricopa | 1 | Open | 2004-07-27 | 12000 | Gasoline | COMPARTMENT A | Double Walled | Fiberglass Reinforced Plastic | Pressure | Double Walled | Flexible
0-009847 | CIRCLE K #5189 | 298 N 83RD AVE | TOLLESON | AZ | 85353 | Maricopa | 2 | Open | 2002-03-04 | 15000 | Gasoline | COMPARTMENT A | Double Walled | Fiberglass Reinforced Plastic | Pressure | Double Walled | Fiberglass Reinforced Plastic
0-000310 | ADOT - SNOWFLAKE MAINTENANCE CAMP |  | SNOWFLAKE |  |  | Navajo | 1 | Perm Closure | 1968-01-01 | 1000 | Gasoline | COMPARTMENT A |  | Asphalt coated or Bare Steel | Suction - Check Valve at the Tank Top |  |  | Removal | 1991-10-08
0-006726 | PHOENIX SHAW BUTTE SOC | 1939 W CACTUS RD | PHOENIX | AZ | 85029 | Maricopa | 1 | Perm Closure | 1989-10-01 | 10000 | Gasoline | COMPARTMENT A | Double Walled | Asphalt coated or Bare Steel |  |  |  | Removal | 2015-10-07
0-006761 | CITY OF KINGMAN - PUBLIC WORKS MAINTENANCE YARD | 3700 E ANDY DEVINE AVE | KINGMAN | AZ | 86401 | Mohave | 5 | Perm Closure | 1988-01-01 | 500 | Used Oil/Waste Oil | COMPARTMENT A | Single Walled | Fiberglass Reinforced Plastic |  |  |  | Closed in Place | 2020-06-24
0-004672 | 7-ELEVEN #25457 | 758 E BROWN RD | MESA | AZ | 85203 | Maricopa | 3 | Perm Closure | 1985-01-01 | 10000 | Gasoline | COMPARTMENT A |  | Fiberglass Reinforced Plastic | Pressure |  | Fiberglass Reinforced Plastic | Removal | 2008-06-10
0-010219 | SAM'S CLUB #4915 | 600 HIGHWAY 95 | BULLHEAD CITY | AZ | 86429 | Mohave | 1 | Open | 2005-10-27 | 20000 | Gasoline | COMPARTMENT A | Double Walled | Fiberglass Reinforced Plastic | Pressure | Double Walled | Flexible
0-007790 | W A W INVESTMENTS | 201 E ANDY DEVINE AVE | KINGMAN | AZ | 86401 | Mohave | 5 | Perm Closure | 2005-06-17 | 500 | Used Oil/Waste Oil | COMPARTMENT A | Double Walled | Asphalt coated or Bare Steel |  |  |  | Removal | 1993-12-01
0-000425 | ASPHALT TERMINALS LLC - PHOENIX | 1935 W MCDOWELL RD | PHOENIX | AZ | 85009 | Maricopa | 4 | Perm Closure | 1960-01-01 | 550 | Used Oil/Waste Oil | COMPARTMENT A | Single Walled | Asphalt coated or Bare Steel |  |  |  | Closed in Place | 1987-12-14
0-000425 | ASPHALT TERMINALS LLC - PHOENIX | 1935 W MCDOWELL RD | PHOENIX | AZ | 85009 | Maricopa | 8 | Perm Closure | 2005-06-17 | 1000 | Gasoline | COMPARTMENT A | Single Walled | Asphalt coated or Bare Steel |  |  |  | Removal | 1998-10-09
0-001181 | CIRCLE K #124 | 3963 N 1ST AVE | TUCSON | AZ | 85719 | Pima | 2 | Perm Closure | 1978-01-01 | 10000 | Gasoline | COMPARTMENT A |  | Asphalt coated or Bare Steel |  |  |  | Removal | 1989-04-21
0-003222 | BLUE DIAMOND CHEVRON | 2997 N ALMA SCHOOL RD | CHANDLER | AZ | 85224 | Maricopa | 3 | Perm Closure | 1982-01-01 | 12000 | Gasoline (UL) | COMPARTMENT A | Double Walled | Fiberglass Reinforced Plastic | Pressure |  | Fiberglass Reinforced Plastic | Removal | 2013-10-30
0-003222 | BLUE DIAMOND CHEVRON | 2997 N ALMA SCHOOL RD | CHANDLER | AZ | 85224 | Maricopa | 4 | Perm Closure | 1982-01-01 | 10000 | Gasoline (UL) | COMPARTMENT A | Double Walled | Fiberglass Reinforced Plastic | Pressure |  | Fiberglass Reinforced Plastic | Removal | 2013-10-30
0-009217 | GPM #4610 | 5005 N LA CANADA DR | TUCSON | AZ | 85704 | Pima | 2 | Open | 1997-10-09 | 12000 | Gasoline (PUL) | COMPARTMENT A | Double Walled | Composite (Steel/Fiberglass) | Pressure | Double Walled | Fiberglass Reinforced Plastic
0-003469 | SCOTTSDALE AIRPORT CONTROL TOWER | 15000 N AIRPORT DR | SCOTTSDALE | AZ | 85260 | Maricopa | 1 | Perm Closure | 2005-06-17 | 500 | Diesel | COMPARTMENT A | Double Walled | Asphalt coated or Bare Steel |  |  |  | Removal | 1994-08-25
0-007705 | DATELAND AIRFIELD GAS REPLACEMENT |  | DATELAND |  |  | Yuma | 2 | Perm Closure | 1943-01-01 | 1000 | (Null) | COMPARTMENT A | Single Walled | Concrete | Gravity Feed |  | Bare or Galvanized Steel | Removal | 1995-01-31
0-007705 | DATELAND AIRFIELD GAS REPLACEMENT |  | DATELAND |  |  | Yuma | 9 | Perm Closure | 1943-01-01 | 1000 | (Null) | COMPARTMENT A | Single Walled | Concrete |  |  |  | Removal | 1995-02-25
0-008872 | GPM #4599 | 7060 E BASELINE RD | MESA | AZ | 85209 | Maricopa | 2 | Open | 1995-12-13 | 12000 | Gasoline (PUL) | COMPARTMENT A | Double Walled | Fiberglass Reinforced Plastic | Pressure | Double Walled | Fiberglass Reinforced Plastic
0-009727 | COSTCO WHOLESALE #490 | 19001 N 27TH AVE | PHOENIX | AZ | 85027 | Maricopa | 1 | Open | 2000-01-01 | 30000 | Gasoline | COMPARTMENT A | Double Walled | Fiberglass Reinforced Plastic | Pressure | Double Walled | Flexible
0-009727 | COSTCO WHOLESALE #490 | 19001 N 27TH AVE | PHOENIX | AZ | 85027 | Maricopa | 5 | Open | 2017-10-03 | 20000 | Diesel | COMPARTMENT A | Double Walled | Fiberglass Reinforced Plastic | Pressure | Double Walled | Fiberglass Reinforced Plastic
0-009727 | COSTCO WHOLESALE #490 | 19001 N 27TH AVE | PHOENIX | AZ | 85027 | Maricopa | 6 | Open | 2017-10-23 | 1500 | Fuel Additive | COMPARTMENT A | Double Walled | Fiberglass Reinforced Plastic | Pressure | Double Walled | Fiberglass Reinforced Plastic
0-002969 | FORMER LIPPERT PROPERTY | 3401 E GRANT RD | TUCSON | AZ | 85716 | Pima | 2 | Perm Closure | 1956-05-07 | 1000 | Gasoline | COMPARTMENT A | Unknown | Unknown |  |  |  | Removal | 1989-12-20
0-005602 | D V WELKER |  | BOWIE |  |  | Cochise | 4 | Perm Closure | 1956-05-07 | 500 | Diesel | COMPARTMENT A | Double Walled | Asphalt coated or Bare Steel |  |  |  | Removal | 1989-06-01
0-004980 | COCA COLA BOTTLING CO | 1850 W ELLIOT RD | TEMPE | AZ | 85284 | Maricopa | 3 | Perm Closure | 1986-03-01 | 12000 | Gasoline | COMPARTMENT A |  | Fiberglass Reinforced Plastic |  |  |  | Removal | 1991-07-20
0-003987 | VACANT LAND | 215 N MCQUEEN RD | CHANDLER | AZ | 85225 | Maricopa | 5 | Perm Closure | 1975-01-01 | 12000 | Diesel | COMPARTMENT A | Single Walled | Asphalt coated or Bare Steel | Pressure |  | Fiberglass Reinforced Plastic | Removal | 1996-07-10
0-003987 | VACANT LAND | 215 N MCQUEEN RD | CHANDLER | AZ | 85225 | Maricopa | 6 | Perm Closure | 1975-01-01 | 500 | Used Oil/Waste Oil | COMPARTMENT A | Single Walled | Asphalt coated or Bare Steel | Gravity Feed |  | Bare or Galvanized Steel | Removal | 1992-06-23
0-000527 | ARCO #1514 | 3202 E VAN BUREN ST | PHOENIX | AZ | 85008 | Maricopa | 6 | Open | 1994-10-05 | 10000 | Gasoline (PUL) | COMPARTMENT A | Double Walled | Fiberglass Reinforced Plastic | Pressure | Double Walled | Fiberglass Reinforced Plastic
0-000527 | ARCO #1514 | 3202 E VAN BUREN ST | PHOENIX | AZ | 85008 | Maricopa | 1 | Perm Closure | 1968-01-01 | 6000 | Gasoline | COMPARTMENT A | Single Walled | Asphalt coated or Bare Steel | Pressure |  | Fiberglass Reinforced Plastic | Removal | 1994-04-01
0-007066 | SICKLES MECHANICAL REPAIR | 175 S BROADWAY | YARNELL | AZ | 85362 | Yavapai | 2 | Perm Closure | 2005-06-17 | 1000 | Gasoline | COMPARTMENT A | Unknown | Asphalt coated or Bare Steel | Suction - Check Valve at the Tank Top |  | Bare or Galvanized Steel | Removal | 1991-05-24
0-007066 | SICKLES MECHANICAL REPAIR | 175 S BROADWAY | YARNELL | AZ | 85362 | Yavapai | 1 | Perm Closure | 2005-06-17 | 1000 | Gasoline | COMPARTMENT A | Unknown | Asphalt coated or Bare Steel | Suction - Check Valve at the Tank Top |  | Bare or Galvanized Steel | Removal | 1991-02-13
0-001875 | EXXON #7-1674 | 4752 E INDIAN SCHOOL RD | PHOENIX | AZ | 85018 | Maricopa | 1 | Perm Closure | 1966-01-01 | 8000 | Gasoline | COMPARTMENT A |  | Asphalt coated or Bare Steel |  |  |  | Removal | 1991-01-15
0-007837 | BRANDON BROTHERS TEXACO | 1002 W PRINCE RD | TUCSON | AZ | 85705 | Pima | 5 | Perm Closure | 1962-01-01 | 4000 | Gasoline | COMPARTMENT A | Unknown | Asphalt coated or Bare Steel | Suction - Check Valve at the Tank Top |  | Bare or Galvanized Steel | Removal | 1992-07-01
0-001671 | COULTER CADILLAC INC | 1188 E CAMELBACK RD | PHOENIX | AZ | 85014 | Maricopa | 4 | Perm Closure | 1971-02-22 | 1000 | Used Oil/Waste Oil | COMPARTMENT A | Single Walled | Asphalt coated or Bare Steel |  |  |  | Removal | 1990-03-03
0-003827 | CITY OF PHOENIX - FIRE STATION #29 | 4056 E WASHINGTON ST | PHOENIX | AZ | 85034 | Maricopa | 1 | Perm Closure | 1966-01-01 | 280 | Diesel | COMPARTMENT A | Single Walled | Asphalt coated or Bare Steel | Suction - Check Valve at the Tank Top |  | Bare or Galvanized Steel | Removal | 1995-03-01
0-004016 | QUALITY BLOCK CO | 3035 S 35TH AVE | PHOENIX | AZ | 85009 | Maricopa | 1 | Perm Closure | 1980-03-05 | 10000 | Diesel | COMPARTMENT A | Unknown | Asphalt coated or Bare Steel | Pressure |  |  | Removal | 1992-12-23
0-001883 | EXXON #7-2472 | 12042 N CAVE CREEK RD | PHOENIX | AZ | 85020 | Maricopa | 2 | Perm Closure | 1969-01-01 | 8000 | Gasoline | COMPARTMENT A |  | Asphalt coated or Bare Steel |  |  |  | Removal | 1988-01-01
0-005128 | STATEWIDE ENVIRONMENTAL SERVICES | 1747 N ALMA SCHOOL RD | MESA | AZ | 85201 | Maricopa | 1 | Perm Closure | 1975-01-01 | 1000 | Diesel | COMPARTMENT A |  | Asphalt coated or Bare Steel | Pressure |  |  | Removal | 1995-03-09
0-002861 | SOUTHGATE ACADEMY | 850 W VALENCIA RD | TUCSON | AZ | 85706 | Pima | 1 | Perm Closure | 1974-04-28 | 1000 | Used Oil/Waste Oil | COMPARTMENT A | Double Walled | Asphalt coated or Bare Steel |  |  |  | Removal | 1990-01-15
0-008809 | WARREN AUTO SERVICE/WOLSALGEL | 215 ARIZONA ST | BISBEE | AZ | 85603 | Cochise | 1 | Perm Closure | 2005-06-17 | 500 | Gasoline | COMPARTMENT A | Double Walled | Asphalt coated or Bare Steel |  |  |  | Removal | 1994-01-01
0-004942 | TEXACO #60-34-0050 | 915 E BASELINE RD | TEMPE | AZ | 85283 | Maricopa | 2 | Perm Closure | 1971-05-08 | 8000 | Gasoline | COMPARTMENT A | Unknown | Asphalt coated or Bare Steel |  |  |  | Removal | 1988-06-01
0-003453 | REXAM BEVERAGE CAN COMPANY | 211 N 51ST AVE | PHOENIX | AZ | 85043 | Maricopa | 7 | Perm Closure | 1976-01-01 | 10000 | Used Oil/Waste Oil | COMPARTMENT A | Single Walled | Fiberglass Reinforced Plastic |  |  |  | Removal | 1986-10-01
0-010501 | SAM'S CLUB #4856 | 2425 E FLORENCE BLVD | CASA GRANDE | AZ | 85194 | Pinal | 1 | Perm Closure | 2013-10-23 | 20000 | Gasoline (UL) | COMPARTMENT A | Double Walled | Fiberglass Reinforced Plastic | Pressure | Double Walled | Flexible | Removal | 2018-07-26
0-004339 | BC METROPOINTE, LLC | 7001 S PRIEST DR | TEMPE | AZ | 85283 | Maricopa | 3 | Perm Closure | 1978-01-01 | 10000 | Gasoline | COMPARTMENT A | Single Walled | Asphalt coated or Bare Steel |  |  |  | Removal | 1991-01-21
0-007425 | CONTINENTAL GOLF COURSE | 7920 E OSBORN RD | SCOTTSDALE | AZ | 85251 | Maricopa | 2 | Perm Closure | 2005-06-17 | 550 | Diesel | COMPARTMENT A | Unknown | Unknown |  |  |  | Removal | 1998-08-12
0-001045 | COPPER HILLS CHEVRON # 9-2725 |  | MIAMI |  |  | Gila | 4 | Perm Closure | 1971-01-01 | 800 | Used Oil/Waste Oil | COMPARTMENT A |  | Asphalt coated or Bare Steel | Gravity Feed |  |  | Removal | 1987-02-25
0-000969 | CITY OF CASA GRANDE | 314 E 1ST AVE | CASA GRANDE | AZ | 85122 | Pinal | 1 | Perm Closure | 1975-01-01 | 1000 | Gasoline | COMPARTMENT A |  | Asphalt coated or Bare Steel |  |  |  | Removal | 1993-01-02
0-008839 | CITY OF CASA GRANDE | 16073 HWY 86 | CASA GRANDE | AZ | 85122 | Pinal | 1 | Perm Closure | 2005-06-17 | 2000 | Diesel | COMPARTMENT A | Double Walled | Asphalt coated or Bare Steel |  |  |  | Removal | 1996-03-01
0-006544 | CITY OF WILLIAMS - AIRPORT | 3501 N AIRPORT RD | WILLIAMS | AZ | 86046 | Coconino | 3 | Perm Closure | 2017-10-31 | 500 | Other | COMPARTMENT A | Single Walled | Asphalt coated or Bare Steel |  |  |  | Removal | 2017-10-05
0-006544 | CITY OF WILLIAMS - AIRPORT | 3501 N AIRPORT RD | WILLIAMS | AZ | 86046 | Coconino | 1 | Perm Closure | 1976-12-20 | 2000 | Gasoline | COMPARTMENT A | Double Walled | Asphalt coated or Bare Steel |  |  |  | Removal | 1984-01-01
0-001407 | CIRCLE K #2701422 | 2450 E GRANT RD | TUCSON | AZ | 85719 | Pima | 2 | Open | 1980-01-01 | 10000 | Gasoline | COMPARTMENT A |  | Asphalt coated or Bare Steel | Pressure | Double Walled | Fiberglass Reinforced Plastic
0-009768 | CIRCLE K #2705594 | 2425 ADOBE RD | BULLHEAD CITY | AZ | 86442 | Mohave | 2 | Open | 2001-06-19 | 15000 | Gasoline | COMPARTMENT A | Double Walled | Fiberglass Reinforced Plastic | Pressure | Double Walled | Fiberglass Reinforced Plastic
0-006584 | CIRCLE K #2708772 | 1735 W SPEEDWAY BLVD | TUCSON | AZ | 85745 | Pima | 1 | Open | 1988-01-10 | 10000 | Gasoline | COMPARTMENT A | Single Walled | Fiberglass Reinforced Plastic | Pressure |  | Fiberglass Reinforced Plastic
0-006584 | CIRCLE K #2708772 | 1735 W SPEEDWAY BLVD | TUCSON | AZ | 85745 | Pima | 3 | Open | 1988-01-10 | 10000 | Gasoline | COMPARTMENT A | Single Walled | Fiberglass Reinforced Plastic | Pressure |  | Fiberglass Reinforced Plastic
0-006584 | CIRCLE K #2708772 | 1735 W SPEEDWAY BLVD | TUCSON | AZ | 85745 | Pima | 2 | Open | 1988-01-10 | 10000 | Gasoline | COMPARTMENT A | Single Walled | Fiberglass Reinforced Plastic | Pressure |  | Fiberglass Reinforced Plastic
0-003213 | CIRCLE K #2708838 | 2 N FREEWAY | TUCSON | AZ | 85745 | Pima | 4 | Perm Closure | 1972-01-01 | 550 | Used Oil/Waste Oil | COMPARTMENT A |  | Asphalt coated or Bare Steel |  |  |  | Removal | 1986-07-07
0-009805 | PINAL COUNTY PARCEL #104-32-002A |  | FLORENCE JUNCTION |  |  | Pinal | 1 | Temp Closure | 2005-06-17 | 500 | Gasoline | COMPARTMENT A |  | Asphalt coated or Bare Steel |  |  |  |  | 1969-01-01
0-003705 | FOREST GIFT SHOP |  | SUN VALLEY |  |  | Navajo | 2 | Perm Closure | 1973-01-01 | 8000 | Gasoline | COMPARTMENT A |  | Asphalt coated or Bare Steel | Suction - Check Valve at the Tank Top |  |  | Closed in Place | 1993-06-15
0-008902 | TOWN OF WELLTON - STORAGE FACILITY | 28789 E LOS ANGELES AVE | WELLTON | AZ | 85356 | Yuma | 3 | Perm Closure | 2005-06-17 |  | Unidentified | COMPARTMENT A | Single Walled | Asphalt coated or Bare Steel |  |  |  | Removal | 2006-02-15
0-009232 | FASTRIP FOOD STORE #9915/9916 | 1620 N PINAL AVE | CASA GRANDE | AZ | 85122 | Pinal | 2 | Open | 1997-11-02 | 12000 | Gasoline | COMPARTMENT A | Double Walled | Fiberglass Reinforced Plastic | Pressure | Double Walled | Fiberglass Reinforced Plastic
0-008986 | FEDERAL COURTHOUSE/TEXACO |  | PHOENIX |  |  | Maricopa | 9 | Perm Closure | 2005-06-17 | 1000 | Used Oil/Waste Oil | COMPARTMENT A | Double Walled | Asphalt coated or Bare Steel |  |  |  | Removal | 1996-09-30
0-008111 | 6TH ST CARDLOCK | 2453 S 6TH ST | PHOENIX | AZ | 85004 | Maricopa | 4 | Open | 1992-12-01 | 6000 | Gasoline | COMPARTMENT A | Double Walled | Composite (Steel/Fiberglass) | Pressure | Single Walled | Fiberglass Reinforced Plastic
0-002461 | FIRESTONE #2626 | 5045 W INDIAN SCHOOL RD | PHOENIX | AZ | 85031 | Maricopa | 1 | Perm Closure | 1981-03-21 | 500 | Used Oil/Waste Oil | COMPARTMENT A | Single Walled | Asphalt coated or Bare Steel | Gravity Feed |  | Bare or Galvanized Steel | Removal | 1997-07-14
0-009998 | SAM'S CLUB #6606 | 8340 W MCDOWELL RD | PHOENIX | AZ | 85037 | Maricopa | 1 | Open | 2005-06-17 | 20000 | Gasoline | COMPARTMENT A | Double Walled | Fiberglass Reinforced Plastic | Pressure | Double Walled | Fiberglass Reinforced Plastic
0-003512 | NEWBERY INDUSTRIAL-A DIV OF NEW | 4240 S FAIR AVE | TUCSON | AZ | 85714 | Pima | 3 | Perm Closure | 1980-01-01 | 4000 | Diesel | COMPARTMENT A |  | Asphalt coated or Bare Steel |  |  |  | Removal | 1992-03-19
0-002613 | SEWELL PAINTING CONTRACTORS INC | 435 S NORRIS AVE | TUCSON | AZ | 85719 | Pima | 1 | Perm Closure | 1959-05-17 | 1500 | Gasoline | COMPARTMENT A | Single Walled | Asphalt coated or Bare Steel |  |  |  | Removal | 1990-11-07
0-002613 | SEWELL PAINTING CONTRACTORS INC | 435 S NORRIS AVE | TUCSON | AZ | 85719 | Pima | 2 | Perm Closure | 1969-05-16 | 550 | Unidentified | COMPARTMENT A | Single Walled | Asphalt coated or Bare Steel |  |  |  | Removal | 1990-11-07
0-000670 | BELL CONCRETE INC | 2210 W SHANGRI LA RD | PHOENIX | AZ | 85029 | Maricopa | 5 | Perm Closure | 1976-01-01 | 6000 | Gasoline | COMPARTMENT A |  | Asphalt coated or Bare Steel |  |  |  | Removal | 1989-08-05
0-000670 | BELL CONCRETE INC | 2210 W SHANGRI LA RD | PHOENIX | AZ | 85029 | Maricopa | 4 | Perm Closure | 1976-01-01 | 10000 | Gasoline | COMPARTMENT A |  | Asphalt coated or Bare Steel |  |  |  | Removal | 1989-08-05
0-001271 | CIRCLE K #608 | 6440 W VAN BUREN ST | PHOENIX | AZ | 85043 | Maricopa | 2 | Perm Closure | 1974-01-01 | 10000 | Gasoline | COMPARTMENT A |  | Asphalt coated or Bare Steel | Pressure |  |  | Removal | 1994-02-01
0-001271 | CIRCLE K #608 | 6440 W VAN BUREN ST | PHOENIX | AZ | 85043 | Maricopa | 3 | Perm Closure | 1974-01-01 | 6000 | Gasoline | COMPARTMENT A |  | Asphalt coated or Bare Steel | Pressure |  |  | Removal | 1994-02-01
0-005822 | DANNY'S FAMILY TRUCK WASH | 5722 W LATHAM ST | PHOENIX | AZ | 85043 | Maricopa | 2 | Perm Closure | 1989-04-03 | 2000 | Used Oil/Waste Oil | COMPARTMENT A | Double Walled | Fiberglass Reinforced Plastic | Gravity Feed |  | Fiberglass Reinforced Plastic | Removal | 2001-01-23
0-009231 | FAA AIRWAY BEACON #9004 |  | MORMON LAKE |  |  | Coconino | 1 | Perm Closure | 1942-01-01 | 500 | Gasoline | COMPARTMENT A | Double Walled | Asphalt coated or Bare Steel | Suction - Check Valve at the Tank Top |  |  | Removal | 1989-01-01
0-006266 | EIGHTY TEXACO & GARAGE | 3329 E BENSON HWY | TUCSON | AZ | 85706 | Pima | 5 | Perm Closure | 1975-01-01 | 4000 | Gasoline | COMPARTMENT A | Unknown | Asphalt coated or Bare Steel |  |  |  | Removal | 1989-11-29
0-003832 | CITY OF PHOENIX - FIRE STATION #35 | 646 E PARADISE LN | PHOENIX | AZ | 85022 | Maricopa | 1 | Perm Closure | 1980-01-01 | 1000 | Diesel | COMPARTMENT A | Single Walled | Asphalt coated or Bare Steel | Pressure | Single Walled | Bare or Galvanized Steel | Removal | 1996-03-12
0-003009 | PHOENIX JUNCTION MCI | 2965 W OSBORN RD | PHOENIX | AZ | 85017 | Maricopa | 1 | Perm Closure | 1981-04-30 | 2000 | Diesel | COMPARTMENT A | Unknown | Asphalt coated or Bare Steel |  |  |  | Removal | 1986-04-01
0-003728 | PHILLIPS 66 COMPANY #015668 |  | MESA |  |  | Maricopa | 2 | Perm Closure | 1967-04-03 | 6000 | Gasoline | COMPARTMENT A |  | Asphalt coated or Bare Steel |  |  |  | Removal | 2015-09-21
0-003728 | PHILLIPS 66 COMPANY #015668 |  | MESA |  |  | Maricopa | 3 | Perm Closure | 1967-04-03 | 6000 | Gasoline | COMPARTMENT A |  | Asphalt coated or Bare Steel |  |  |  | Removal | 2015-09-21
0-010123 | TREKELL CHEVRON | 2012 N TREKELL RD | CASA GRANDE | AZ | 85122 | Pinal | 2 | Open | 2005-04-01 | 12000 | Gasoline | COMPARTMENT A | Double Walled | Fiberglass Reinforced Plastic | Pressure | Double Walled | Fiberglass Reinforced Plastic
0-004508 | SHOW LOW REGIONAL AIRPORT | 3150 E AIRPORT LOOP | SHOW LOW | AZ | 85901 | Navajo | 3 | Perm Closure | 1986-01-01 | 10000 | Gasoline | COMPARTMENT A |  | Fiberglass Reinforced Plastic | Pressure | Aboveground Piping | Bare or Galvanized Steel | Removal | 2007-01-10
0-010134 | MIRANDA'S CUSTOM CARS | 706 S CENTRAL AVE | PHOENIX | AZ | 85004 | Maricopa | 2 | Perm Closure | 1956-01-01 | 5000 | Gasoline | COMPARTMENT A |  | Asphalt coated or Bare Steel |  |  |  | Removal | 2006-06-08
0-005160 | CITY OF TUCSON - PRICE SERVICE CENTER | 4004 S PARK AVE | TUCSON | AZ | 85714 | Pima | 10 | Perm Closure | 1976-01-01 | 12000 | Gasoline | COMPARTMENT A | Single Walled | Fiberglass Reinforced Plastic | Pressure | Single Walled | Bare or Galvanized Steel | Removal | 1992-11-15
0-005160 | CITY OF TUCSON - PRICE SERVICE CENTER | 4004 S PARK AVE | TUCSON | AZ | 85714 | Pima | 16 | Perm Closure | 1976-01-01 | 12000 | Gasoline | COMPARTMENT A | Single Walled | Fiberglass Reinforced Plastic | Pressure | Single Walled | Bare or Galvanized Steel | Removal | 1992-11-15
0-005160 | CITY OF TUCSON - PRICE SERVICE CENTER | 4004 S PARK AVE | TUCSON | AZ | 85714 | Pima | 1 | Perm Closure | 1976-01-01 | 12000 | Gasoline | COMPARTMENT A | Single Walled | Fiberglass Reinforced Plastic | Pressure | Single Walled | Bare or Galvanized Steel | Removal | 1992-11-15
0-005160 | CITY OF TUCSON - PRICE SERVICE CENTER | 4004 S PARK AVE | TUCSON | AZ | 85714 | Pima | 5 | Perm Closure | 1976-01-01 | 12000 | Gasoline | COMPARTMENT A | Single Walled | Fiberglass Reinforced Plastic | Pressure | Single Walled | Bare or Galvanized Steel | Removal | 1992-11-15
0-001378 | CIRCLE K #2701200 | 2702 W GLENDALE AVE | PHOENIX | AZ | 85051 | Maricopa | 1 | Open | 1982-01-01 | 10000 | Gasoline | COMPARTMENT A | Single Walled | Fiberglass Reinforced Plastic | Pressure |  | Fiberglass Reinforced Plastic
0-001939 | EMPIRE MACHINERY | 165 W IRON AVE | MESA | AZ | 85210 | Maricopa | 6 | Perm Closure | 1975-01-01 | 10000 | Diesel | COMPARTMENT A |  | Asphalt coated or Bare Steel | Suction - Check Valve at the Tank Top |  |  | Removal | 1989-07-07
0-001939 | EMPIRE MACHINERY | 165 W IRON AVE | MESA | AZ | 85210 | Maricopa | 19 | Perm Closure | 1980-01-01 | 12000 | Diesel | COMPARTMENT A |  | Asphalt coated or Bare Steel | Suction - Check Valve at the Tank Top |  |  | Removal | 1988-05-01
0-001939 | EMPIRE MACHINERY | 165 W IRON AVE | MESA | AZ | 85210 | Maricopa | 14 | Perm Closure | 1974-01-01 | 12000 | Unidentified | COMPARTMENT A |  | Asphalt coated or Bare Steel |  |  |  | Removal | 1988-12-09
0-001939 | EMPIRE MACHINERY | 165 W IRON AVE | MESA | AZ | 85210 | Maricopa | 16 | Perm Closure | 1980-01-01 | 12000 | Gasoline | COMPARTMENT A |  | Asphalt coated or Bare Steel |  |  |  | Removal | 1988-07-25
0-001939 | EMPIRE MACHINERY | 165 W IRON AVE | MESA | AZ | 85210 | Maricopa | 25 | Perm Closure | 1970-01-01 | 500 | Used Oil/Waste Oil | COMPARTMENT A |  | Asphalt coated or Bare Steel |  |  |  | Removal | 1988-12-09
0-001939 | EMPIRE MACHINERY | 165 W IRON AVE | MESA | AZ | 85210 | Maricopa | 23 | Perm Closure | 1969-01-01 | 5000 | Used Oil/Waste Oil | COMPARTMENT A |  | Asphalt coated or Bare Steel |  |  |  | Removal | 1988-12-09
0-001491 | CIRCLE K #2701800 | 2398 S AVENUE B | YUMA | AZ | 85364 | Yuma | 1 | Open | 1985-01-01 | 10000 | Gasoline | COMPARTMENT A | Double Walled | Fiberglass Reinforced Plastic | Pressure |  | Fiberglass Reinforced Plastic
0-004374 | SCHMELZLA FARMS |  | WILLCOX |  |  | Cochise | 1 | Perm Closure | 1971-05-08 | 3000 | Gasoline | COMPARTMENT A | Unknown | Asphalt coated or Bare Steel |  |  |  | Removal | 1988-09-01
0-006940 | OLD CORY'S STATION |  | KINGMAN |  |  | Mohave | 2 | Perm Closure | 1975-01-01 | 10000 | Unidentified | COMPARTMENT A | Unknown | Asphalt coated or Bare Steel |  |  |  | Removal | 1990-08-25
0-002420 | MOUNTAIN HIGH SHELL | 6130 N US 89 | FLAGSTAFF | AZ | 86004 | Coconino | 1 | Perm Closure | 1971-01-01 | 10000 | Gasoline | COMPARTMENT A |  | Asphalt coated or Bare Steel | Pressure |  |  | Removal | 2005-12-15
0-008938 | MUNICIPAL COURT/STOWE TIRE | 324 W WASHINGTON ST | PHOENIX | AZ | 85003 | Maricopa | 3 | Perm Closure | 2005-06-17 | 1000 | Gasoline | COMPARTMENT A | Double Walled | Asphalt coated or Bare Steel |  |  |  | Removal | 1996-07-02
0-009755 | WALMART SUPERCENTER #2922 | 7635 N LA CHOLLA BLVD | TUCSON | AZ | 85741 | Pima | 2 | Perm Closure | 2000-11-22 | 15000 | Gasoline | COMPARTMENT A | Double Walled | Fiberglass Reinforced Plastic | Pressure | Double Walled | Flexible | Removal | 2009-01-14
0-009755 | WALMART SUPERCENTER #2922 | 7635 N LA CHOLLA BLVD | TUCSON | AZ | 85741 | Pima | 1 | Perm Closure | 2000-11-22 | 12000 | Gasoline | COMPARTMENT A | Double Walled | Fiberglass Reinforced Plastic | Pressure | Double Walled | Flexible | Removal | 2009-01-14
0-003280 | MOHAVE COUNTY CENTRAL MOTORPOOL |  | BULLHEAD CITY |  |  | Mohave | 4 | Perm Closure | 2005-06-17 |  | Used Oil/Waste Oil | COMPARTMENT A | Unknown | Asphalt coated or Bare Steel | Gravity Feed |  | Bare or Galvanized Steel | Removal | 1988-05-01
0-009938 | RUSSELL RANCH PROPERTY |  | GLENDALE |  |  | Maricopa | 1 | Perm Closure | 2005-06-17 | 1600 | Diesel | COMPARTMENT A | Unknown | Asphalt coated or Bare Steel | Suction - Check Valve at the Dispenser |  | Bare or Galvanized Steel | Removal | 2003-05-28
0-004273 | SALOME HIGH SCHOOL | 519 BUCKEYE RD #3 | SALOME | AZ | 85348 | La Paz | 3 | Perm Closure | 1983-01-01 | 10000 | Diesel | COMPARTMENT A | Unknown | Asphalt coated or Bare Steel | Pressure |  | Bare or Galvanized Steel | Removal | 1991-08-25
0-004160 | RIVER COOPERATIVE GIN INC | 9142 N SKOUSEN RD | COOLIDGE | AZ | 85128 | Pinal | 1 | Perm Closure | 1982-04-16 | 10000 | Diesel | COMPARTMENT A | Double Walled | Asphalt coated or Bare Steel |  |  |  | Removal | 1988-12-13
0-001151 | ROBERT CHIVERS | 4340 N GREEN VALLEY DR | TUCSON | AZ | 85719 | Pima | 1 | Perm Closure | 1978-01-01 | 4000 | Diesel | COMPARTMENT A |  | Asphalt coated or Bare Steel |  |  |  | Removal | 1989-10-20
0-010338 | FRYS FUEL CENTER #126 | 6615 W INDIAN SCHOOL RD | PHOENIX | AZ | 85033 | Maricopa | 2 | Open | 2002-12-01 | 8000 | Gasoline | COMPARTMENT A | Double Walled | Fiberglass Reinforced Plastic | Pressure | Double Walled | Flexible
0-010345 | FRYS FUEL CENTER #127 | 4202 W CACTUS RD | PHOENIX | AZ | 85029 | Maricopa | 2 | Open | 2002-12-01 | 8000 | Gasoline | COMPARTMENT A | Double Walled | Fiberglass Reinforced Plastic | Pressure | Double Walled | Flexible
0-010329 | FRYS FUEL CENTER #623 | 1815 W GLENDALE AVE | PHOENIX | AZ | 85021 | Maricopa | 1 | Open | 2009-11-01 | 20000 | Gasoline | COMPARTMENT A | Double Walled | Fiberglass Reinforced Plastic | Pressure | Double Walled | Flexible
0-002377 | ON CONSIGNMENT IN BISBEE |  | BISBEE |  |  | Cochise | 2 | Perm Closure | 1951-01-01 | 500 | Gasoline | COMPARTMENT A |  | Asphalt coated or Bare Steel |  |  |  | Removal | 1989-08-30
0-009021 | KAIBAB REPAIR | 314 LEWIS | ASH FORK | AZ | 86320 | Yavapai | 3 | Perm Closure | 1956-01-01 | 400 | Diesel | COMPARTMENT A | Single Walled | Asphalt coated or Bare Steel | No Piping |  | Bare or Galvanized Steel | Removal | 2020-02-13
0-003733 | PHILLIPS 66 COMPANY #016045 | 1555 W UNIVERSITY DR | MESA | AZ | 85201 | Maricopa | 3 | Perm Closure | 1964-01-01 | 3000 | Gasoline | COMPARTMENT A | Single Walled | Asphalt coated or Bare Steel |  |  |  | Removal | 1976-08-01
0-003317 | GENERAL DYNAMICS MISSION SYSTEMS | 8201 E MCDOWELL RD | SCOTTSDALE | AZ | 85257 | Maricopa | 1 | Perm Closure | 1982-05-08 | 10000 | Gasoline | COMPARTMENT A | Unknown | Asphalt coated or Bare Steel |  |  |  | Removal | 1987-11-23
0-009895 | SPEEDWAY STORE #2948 | 5000 E VALENCIA RD | TUCSON | AZ | 85756 | Pima | 2 | Open | 2001-08-16 | 20000 | Gasoline (UL) | COMPARTMENT A | Double Walled | Fiberglass Reinforced Plastic | Pressure | Double Walled | Fiberglass Reinforced Plastic
0-009206 | SOUTHEAST PORTION OF SITE 4 | 300 W ADAMS ST | PHOENIX | AZ | 85003 | Maricopa | 3 | Perm Closure | 2005-06-17 | 550 | Gasoline | COMPARTMENT A | Single Walled | Asphalt coated or Bare Steel |  |  |  | Removal | 1998-11-06
0-007603 | MOHAVE COUNTY - PUBLIC WORKS HARDY AUXILLARY BLD |  | KINGMAN |  |  | Mohave | 2 | Perm Closure | 2005-06-17 | 10000 | Gasoline | COMPARTMENT A | Unknown | Asphalt coated or Bare Steel | Pressure |  |  | Removal | 1991-10-30
0-002545 | ASPEN SHELL/HUFFER OIL CO. | 3620 E ROUTE 66 | FLAGSTAFF | AZ | 86004 | Coconino | 3 | Perm Closure | 1971-01-01 | 4000 | Gasoline | COMPARTMENT A | Single Walled | Asphalt coated or Bare Steel |  |  |  | Removal | 1987-05-29
0-000201 | ARIZONA DEPARTMENT OF PUBLIC SAFETY |  | FOREST LAKES |  |  | Coconino | 1 | Perm Closure | 1976-01-01 | 1000 | Gasoline | COMPARTMENT A | Single Walled | Asphalt coated or Bare Steel | Suction - Check Valve at the Tank Top | Single Walled | Bare or Galvanized Steel | Removal | 1994-11-30
0-000393 | APS |  | CHILDS |  |  | Yavapai | 1 | Perm Closure | 1975-01-01 | 3000 | Gasoline | COMPARTMENT A |  | Asphalt coated or Bare Steel |  |  |  | Removal | 1988-05-05
0-000428 | SANMINA-SCI CORP | 5020 S 36TH ST | PHOENIX | AZ | 85040 | Maricopa | 2 | Perm Closure | 1981-01-01 | 5000 | Gasoline | COMPARTMENT A |  | Asphalt coated or Bare Steel |  |  |  | Removal | 1988-12-20
0-010149 | HAMADEH MART | 808 E MCKELLIPS RD | MESA | AZ | 85203 | Maricopa | 2 | Open | 1997-01-01 | 12000 | Gasoline | COMPARTMENT A | Double Walled | Fiberglass Reinforced Plastic | Pressure | Double Walled | Fiberglass Reinforced Plastic
0-010164 | WORSHIP & WORD, THE NORTHWEST UPC | 8155 W GRAND AVE | PEORIA | AZ | 85345 | Maricopa | 4 | Perm Closure | 2007-05-14 | 1000 | Gasoline | COMPARTMENT A |  | Asphalt coated or Bare Steel |  |  |  | Removal | 2007-03-30
0-010164 | WORSHIP & WORD, THE NORTHWEST UPC | 8155 W GRAND AVE | PEORIA | AZ | 85345 | Maricopa | 6 | Perm Closure | 2007-05-14 | 2000 | Gasoline | COMPARTMENT A |  | Asphalt coated or Bare Steel |  |  |  | Removal | 2007-03-30
0-010164 | WORSHIP & WORD, THE NORTHWEST UPC | 8155 W GRAND AVE | PEORIA | AZ | 85345 | Maricopa | 2 | Perm Closure | 2007-05-14 | 550 | Gasoline | COMPARTMENT A |  | Asphalt coated or Bare Steel |  |  |  | Removal | 2007-03-30
0-010170 | TOUSA HOMES, INC CONSTRUCTION SITE | 1402 N CENTRAL AVE | PHOENIX | AZ | 85004 | Maricopa | 1 | Perm Closure | 2007-05-14 | 600 | Used Oil/Waste Oil | COMPARTMENT A |  | Asphalt coated or Bare Steel |  |  |  | Removal | 2007-04-20
0-010176 | LAVEEN CHEVRON #305052 | 5115 W SOUTHERN AVE | PHOENIX | AZ | 85339 | Maricopa | 2 | Open | 2007-05-15 | 8000 | Diesel | COMPARTMENT B | Double Walled | Fiberglass Reinforced Plastic | Pressure | Double Walled | Fiberglass Reinforced Plastic
0-010078 | FRYS FUEL CENTER #672 | 20797 N JOHN WAYNE PKWY | MARICOPA | AZ | 85139 | Pinal | 1 | Open | 2007-06-11 | 8000 | Gasoline | COMPARTMENT A | Double Walled | Fiberglass Reinforced Plastic | Pressure | Double Walled | Fiberglass Reinforced Plastic
0-010078 | FRYS FUEL CENTER #672 | 20797 N JOHN WAYNE PKWY | MARICOPA | AZ | 85139 | Pinal | 1 | Open | 2007-06-11 | 8000 | Diesel | COMPARTMENT B | Double Walled | Fiberglass Reinforced Plastic | Pressure | Double Walled | Fiberglass Reinforced Plastic
0-010582 | CIRCLE K STORE #2741642 | 7165 S VAL VISTA DR | GILBERT | AZ | 85298 | Maricopa | 2 | Open | 2016-10-28 | 9000 | Diesel | COMPARTMENT B | Double Walled | Fiberglass Reinforced Plastic | Pressure | Double Walled | Fiberglass Reinforced Plastic
0-010569 | LOVE'S TRAVEL STOP #659 | 8313 W ROOSEVELT ST | TOLLESON | AZ | 85353 | Maricopa | 6 | Open | 2019-12-30 | 8000 | New Oil | COMPARTMENT B | Double Walled | Fiberglass Reinforced Plastic | Suction - Check Valve at the Tank Top | Double Walled | Fiberglass Reinforced Plastic
0-010569 | LOVE'S TRAVEL STOP #659 | 8313 W ROOSEVELT ST | TOLLESON | AZ | 85353 | Maricopa | 5 | Open | 2016-06-13 | 8000 | Gasoline (PUL) | COMPARTMENT B | Double Walled | Fiberglass Reinforced Plastic | Pressure | Double Walled | Fiberglass Reinforced Plastic
0-005811 | GILBERT MOBIL GAS COMPANY | 2371 E BASELINE RD | GILBERT | AZ | 85234 | Maricopa | 1 | Open | 1988-09-01 | 12000 | Diesel | COMPARTMENT A | Double Walled | Fiberglass Reinforced Plastic | Pressure | Double Walled | Fiberglass Reinforced Plastic
0-000188 | ADOT - CHAMBERS MAINTENANCE |  | CHAMBERS |  |  | Apache | 1 | Open | 1985-01-01 | 12000 | Diesel | COMPARTMENT A | Single Walled | Fiberglass Reinforced Plastic | Suction - Check Valve at the Dispenser | Single Walled | Fiberglass Reinforced Plastic
0-000242 | ADOT - ORACLE MAINTENANCE CAMP |  | ORACLE |  |  | Pinal | 2 | Perm Closure | 1979-01-01 | 1500 | Diesel | COMPARTMENT A | Single Walled | Asphalt coated or Bare Steel | Suction - Check Valve at the Tank Top | Single Walled | Bare or Galvanized Steel | Removal | 1998-01-15
0-000353 | ADOT - PAYSON MAINTENANCE | 200 N COLCORD RD | PAYSON | AZ | 85541 | Gila | 1 | Open | 1984-01-01 | 12000 | Diesel | COMPARTMENT A | Single Walled | Fiberglass Reinforced Plastic | Suction - Check Valve at the Dispenser | Single Walled | Fiberglass Reinforced Plastic
0-005757 | A J WASTE SYSTEMS INC | 3690 S CACTUS RD | APACHE JUNCTION | AZ | 85119 | Pinal | 1 | Perm Closure | 1987-01-01 | 6000 | Diesel | COMPARTMENT A | Single Walled | Asphalt coated or Bare Steel | Suction - Check Valve at the Tank Top |  |  | Removal | 1998-10-16
0-001068 | CHEVRON #9-7865 | 6651 E TANQUE VERDE RD | TUCSON | AZ | 85715 | Pima | 2 | Perm Closure | 1965-01-01 | 7500 | Gasoline | COMPARTMENT A |  | Asphalt coated or Bare Steel |  |  |  | Removal | 1990-11-21
0-001068 | CHEVRON #9-7865 | 6651 E TANQUE VERDE RD | TUCSON | AZ | 85715 | Pima | 3 | Perm Closure | 1965-01-01 | 400 | Gasoline | COMPARTMENT A |  | Asphalt coated or Bare Steel |  |  |  | Removal | 1990-11-21
0-001068 | CHEVRON #9-7865 | 6651 E TANQUE VERDE RD | TUCSON | AZ | 85715 | Pima | 1 | Perm Closure | 1965-01-01 | 7500 | Gasoline | COMPARTMENT A |  | Asphalt coated or Bare Steel |  |  |  | Removal | 1990-11-21
0-006164 | AIR FORCE PLANT #44 - GWTP | 1151 E HERMANS RD | TUCSON | AZ | 85756 | Pima | 1 | Perm Closure | 1952-01-01 | 120 | Unidentified | COMPARTMENT A |  | Asphalt coated or Bare Steel |  |  |  | Closed in Place | 1967-11-01
0-009094 | B & Z INVESTMENTS 1 | 5965 E BROWN RD | MESA | AZ | 85205 | Maricopa | 2 | Open | 1997-02-07 | 10000 | Gasoline | COMPARTMENT A | Double Walled | Fiberglass Reinforced Plastic | Pressure | Double Walled | Fiberglass Reinforced Plastic
0-009094 | B & Z INVESTMENTS 1 | 5965 E BROWN RD | MESA | AZ | 85205 | Maricopa | 4 | Open | 1997-02-07 | 10000 | Gasoline | COMPARTMENT A | Double Walled | Fiberglass Reinforced Plastic | Pressure | Double Walled | Fiberglass Reinforced Plastic
0-004953 | SPEEDWAY #2965 | 4301 E BROADWAY BLVD | TUCSON | AZ | 85711 | Pima | 8 | Open | 2003-12-17 | 6000 | Diesel | COMPARTMENT B | Single Walled | Fiberglass Reinforced Plastic
0-009127 | WOOD CARDLOCK | 3225 E WOOD ST | PHOENIX | AZ | 85040 | Maricopa | 2 | Open | 1997-07-10 | 12000 | Gasoline (UL) | COMPARTMENT A | Double Walled | Fiberglass Reinforced Plastic | Pressure | Double Walled | Fiberglass Reinforced Plastic
0-010093 | BIG BOQUILLAS RANCH - ROSE WELL CAMP |  | FRAZIER WELLS |  |  | Coconino | 1 | Perm Closure | 1969-11-01 | 1500 | Diesel | COMPARTMENT A |  | Asphalt coated or Bare Steel |  |  |  | Removal | 2006-06-22
0-000459 | TOMBSTONE TEXACO | 84 E FREMONT ST | TOMBSTONE | AZ | 85638 | Cochise | 1 | Perm Closure | 1966-01-01 | 4000 | Gasoline | COMPARTMENT A |  | Asphalt coated or Bare Steel | Suction - Check Valve at the Tank Top |  |  | Removal | 1994-04-27
0-004730 | STELLAR AVIATION | 209 S STELLAR PKWY | CHANDLER | AZ | 85226 | Maricopa | 1 | Perm Closure | 1969-01-01 | 12000 | Gasoline | COMPARTMENT A | Single Walled | Asphalt coated or Bare Steel | Pressure |  |  | Removal | 1997-09-10
0-001646 | SUPERPUMPER #11 | 23609 N SCOTTSDALE RD | SCOTTSDALE | AZ | 85255 | Maricopa | 2 | Open | 1991-02-01 | 12000 | Gasoline | COMPARTMENT A | Single Walled | Fiberglass Reinforced Plastic | Pressure | Single Walled | Fiberglass Reinforced Plastic
0-005651 | WHITING BROS # 24 | 2136 E ROUTE 66 | FLAGSTAFF | AZ | 86004 | Coconino | 1 | Perm Closure | 1974-05-07 | 3000 | Diesel | COMPARTMENT A | Double Walled | Asphalt coated or Bare Steel |  |  |  | Removal | 1990-09-18
0-009240 | WOODLANDS ONE STOP | 2325 S WOODLANDS VILLAGE BLVD | FLAGSTAFF | AZ | 86001 | Coconino | 1 | Open | 1998-02-02 | 12000 | Gasoline | COMPARTMENT A |  | Composite (Steel/Fiberglass) | Pressure | Double Walled
0-003286 | WOODYS FOOD STORE #138 | 3260 N HWY 66 | KINGMAN | AZ | 86401 | Mohave | 2 | Open | 1970-01-01 | 10000 | Gasoline (UL) | COMPARTMENT A |  | Asphalt coated or Bare Steel | Pressure | Double Walled | Fiberglass Reinforced Plastic
0-003286 | WOODYS FOOD STORE #138 | 3260 N HWY 66 | KINGMAN | AZ | 86401 | Mohave | 5 | Perm Closure | 1970-01-01 | 550 | Used Oil/Waste Oil | COMPARTMENT A |  | Asphalt coated or Bare Steel |  |  |  | Removal | 1990-09-25
0-008255 | SHELL SERVICE STATION | 5506 W GLENDALE AVE | GLENDALE | AZ | 85301 | Maricopa | 5 | Perm Closure | 2018-03-20 | 3000 | Unidentified | COMPARTMENT A | Single Walled | Asphalt coated or Bare Steel |  |  |  | Removal | 2018-02-09
0-005538 | VERDE VALLEY RENTALS/R WILLOUGHB | 403 S 6TH ST | COTTONWOOD | AZ | 86326 | Yavapai | 2 | Perm Closure | 1980-01-01 | 1000 | Diesel | COMPARTMENT A |  | Asphalt coated or Bare Steel |  |  |  | Removal | 1991-10-09
0-005538 | VERDE VALLEY RENTALS/R WILLOUGHB | 403 S 6TH ST | COTTONWOOD | AZ | 86326 | Yavapai | 1 | Perm Closure | 1980-01-01 | 1000 | Gasoline | COMPARTMENT A |  | Asphalt coated or Bare Steel |  |  |  | Removal | 1991-10-09
0-009463 | TV 45 TELEVISION STATION | 2001 INDUSTRIAL BLVD | LAKE HAVASU CITY | AZ | 86403 | Mohave | 1 | Perm Closure | 1969-01-01 | 1000 | Gasoline | COMPARTMENT A | Unknown | Unknown | Pressure |  |  | Removal | 1999-05-25
0-002331 | GOODYEAR AUTO SERVICE #8220 | 7012 N 56TH AVE | GLENDALE | AZ | 85301 | Maricopa | 1 | Perm Closure | 1984-04-15 | 500 | Used Oil/Waste Oil | COMPARTMENT A | Single Walled | Asphalt coated or Bare Steel |  |  |  | Closed in Place | 1995-03-24
0-006732 | GOODYEAR AUTO SERVICE #34 | 1021 N GILBERT RD | GILBERT | AZ | 85234 | Maricopa | 1 | Perm Closure | 1990-01-19 | 500 | Used Oil/Waste Oil | COMPARTMENT A | Double Walled | Fiberglass Reinforced Plastic | Gravity Feed | Single Walled | Bare or Galvanized Steel | Removal | 1994-12-15
0-002741 | GRILLE CORPORATION | 2452 W SHERMAN ST | PHOENIX | AZ | 85009 | Maricopa | 1 | Perm Closure | 2005-06-17 | 1000 | Gasoline | COMPARTMENT A | Double Walled | Asphalt coated or Bare Steel |  |  |  | Removal | 1990-10-19
0-006388 | MASCOT ENTERPRISES INC | 9444 N 19TH AVE | PHOENIX | AZ | 85021 | Maricopa | 1 | Perm Closure | 1987-09-28 | 10000 | Gasoline | COMPARTMENT A |  | Fiberglass Reinforced Plastic | Pressure |  | Fiberglass Reinforced Plastic | Removal | 2008-12-10
0-008318 | GATES PAVING | 1225 E 19TH ST | DOUGLAS | AZ | 85607 | Cochise | 1 | Perm Closure | 1976-02-02 | 2000 | Gasoline | COMPARTMENT A | Double Walled | Asphalt coated or Bare Steel | Suction - Check Valve at the Tank Top |  |  | Removal | 1994-09-27
0-007371 | EZ LUBE #203 | 1699 MESQUITE AVE | LAKE HAVASU CITY | AZ | 86403 | Mohave | 3 | Perm Closure | 1986-04-16 | 1500 | New Oil | COMPARTMENT A |  | Asphalt coated or Bare Steel | Suction - Check Valve at the Tank Top |  |  | Change in Service | 2000-07-17
0-000664 | MARTENSEN ENTERPRISES | 815 E 18TH ST | TUCSON | AZ | 85719 | Pima | 1 | Perm Closure | 1973-01-01 | 5000 | Gasoline | COMPARTMENT A |  | Asphalt coated or Bare Steel |  |  |  | Removal | 1988-12-11
0-004421 | MR C'S | 1100 E ANDY DEVINE AVE | KINGMAN | AZ | 86401 | Mohave | 2 | Perm Closure | 2005-06-17 | 1000 | Gasoline | COMPARTMENT A | Double Walled | Asphalt coated or Bare Steel |  |  |  | Removal | 1989-12-28
0-004421 | MR C'S | 1100 E ANDY DEVINE AVE | KINGMAN | AZ | 86401 | Mohave | 4 | Perm Closure | 2005-06-17 | 1000 | Gasoline | COMPARTMENT A | Double Walled | Asphalt coated or Bare Steel |  |  |  | Removal | 1989-12-28
0-002484 | HOLBROOK AIRPORT | 300 AIRPORT RD | HOLBROOK | AZ | 86025 | Navajo | 2 | Perm Closure | 1971-05-20 | 6000 | Gasoline | COMPARTMENT A | Single Walled | Asphalt coated or Bare Steel | Suction - Check Valve at the Tank Top |  |  | Removal | 1999-11-10
0-000631 | CITY OF PHOENIX AVIATION DEPARTMENT | 201 S 42ND PL | PHOENIX | AZ | 85034 | Maricopa | 1 | Perm Closure | 1984-01-01 | 8000 | Gasoline (UL) | COMPARTMENT A | Single Walled | Asphalt coated or Bare Steel |  |  |  | Removal | 1990-02-14
0-006162 | J & W RENTS | 3030 N 73RD ST | SCOTTSDALE | AZ | 85251 | Maricopa | 1 | Perm Closure | 1986-04-29 | 2000 | Diesel | COMPARTMENT A | Double Walled | Composite (Steel/Fiberglass) | Suction - Check Valve at the Tank Top |  |  | Removal | 1998-06-10
0-003142 | CITY OF MESA - FIRE STATION 208 | 4530 E MCKELLIPS RD | MESA | AZ | 85215 | Maricopa | 3 | Open | 2001-02-27 | 10000 | Diesel | COMPARTMENT A | Double Walled | Fiberglass Reinforced Plastic | Pressure | Double Walled | Fiberglass Reinforced Plastic
0-010054 | JOPLIN RV SALES | 2301 W BUCKEYE RD | PHOENIX | AZ | 85009 | Maricopa | 1 | Perm Closure | 1930-01-01 | 500 | Gasoline | COMPARTMENT A | Double Walled | Fiberglass Reinforced Plastic |  |  |  | Removal | 2005-05-19
0-008138 | DOUGLAS UNIFIED SCHOOL DISTRICT #27 | 1700 ESTRELLA AVE | DOUGLAS | AZ | 85607 | Cochise | 2 | Perm Closure | 1976-01-01 | 4000 | Gasoline | COMPARTMENT A | Unknown | Asphalt coated or Bare Steel | Pressure |  |  | Removal | 2002-08-13
0-006390 | GREEN VALLEY SUPER CENTER | 171 W CONTINENTAL RD | GREEN VALLEY | AZ | 85622 | Pima | 2 | Open | 1984-01-01 | 12000 | Gasoline | COMPARTMENT A |  | Fiberglass Reinforced Plastic | Pressure |  | Fiberglass Reinforced Plastic
0-002555 | I-10 INTERNATIONAL TRUCK INC | 2202 S CENTRAL AVE | PHOENIX | AZ | 85004 | Maricopa | 1 | Perm Closure | 1978-05-21 | 500 | Used Oil/Waste Oil | COMPARTMENT A | Single Walled | Asphalt coated or Bare Steel |  |  |  | Removal | 1990-05-23
0-010065 | SCOTTSDALE CAR CARE | 6816 E INDIAN SCHOOL RD | SCOTTSDALE | AZ | 85251 | Maricopa | 4 | Perm Closure | 1950-01-01 | 12000 | Unidentified | COMPARTMENT A | Single Walled | Asphalt coated or Bare Steel | Gravity Feed |  | Bare or Galvanized Steel | Removal | 2005-09-13
0-008601 | TANNER MOTOR TOURS - FORMER | 139 N SCOTT AVE | TUCSON | AZ | 85701 | Pima | 3 | Perm Closure | 2005-06-17 | 2000 | Gasoline | COMPARTMENT A | Single Walled | Asphalt coated or Bare Steel | Suction - Check Valve at the Tank Top | Single Walled | Bare or Galvanized Steel | Removal | 1995-08-23
0-008601 | TANNER MOTOR TOURS - FORMER | 139 N SCOTT AVE | TUCSON | AZ | 85701 | Pima | 4 | Perm Closure | 2005-06-17 | 2000 | Gasoline | COMPARTMENT A | Single Walled | Asphalt coated or Bare Steel | Suction - Check Valve at the Tank Top | Single Walled | Bare or Galvanized Steel | Removal | 1995-08-24
0-003214 | MOBIL 08-713 | 1400 W PRINCE RD | TUCSON | AZ | 85705 | Pima | 3 | Perm Closure | 1980-04-21 | 10000 | Gasoline | COMPARTMENT A | Double Walled | Fiberglass Reinforced Plastic | Pressure |  | Fiberglass Reinforced Plastic | Removal | 1986-01-01
0-002957 | BOXSMART | 435 S 59TH AVE | PHOENIX | AZ | 85043 | Maricopa | 4 | Perm Closure | 1971-01-01 | 10000 | Gasoline | COMPARTMENT A |  | Asphalt coated or Bare Steel |  |  |  | Removal | 1989-12-04
0-002957 | BOXSMART | 435 S 59TH AVE | PHOENIX | AZ | 85043 | Maricopa | 6 | Perm Closure | 1971-01-01 | 1000 | Used Oil/Waste Oil | COMPARTMENT A |  | Asphalt coated or Bare Steel |  |  |  | Removal | 1989-12-04
0-004204 | ROYCO OIL CO | 6655 W INDIAN SCHOOL RD | PHOENIX | AZ | 85033 | Maricopa | 2 | Perm Closure | 1956-02-21 | 10000 | Gasoline | COMPARTMENT A | Double Walled | Asphalt coated or Bare Steel |  |  |  | Removal | 1988-02-16
0-004533 | SINCLAIR OIL | 1850 E 36TH ST | TUCSON | AZ | 85713 | Pima | 2 | Perm Closure | 1966-04-21 | 10000 | Gasoline | COMPARTMENT A | Double Walled | Asphalt coated or Bare Steel |  |  |  | Removal | 1989-09-12
0-004262 | TEXACO - SELF-SERV #2007 | 1294 W CHANDLER BLVD | CHANDLER | AZ | 85224 | Maricopa | 1 | Perm Closure | 1977-05-06 | 10000 | Gasoline | COMPARTMENT A | Double Walled | Asphalt coated or Bare Steel | Pressure |  |  | Removal | 1994-07-29
0-000492 | ARCO #5277 | 1220 N ARIZONA AVE | CHANDLER | AZ | 85225 | Maricopa | 6 | Perm Closure | 1988-02-01 | 12000 | Gasoline | COMPARTMENT A | Double Walled | Fiberglass Reinforced Plastic | Pressure | Double Walled | Fiberglass Reinforced Plastic | Removal | 2003-09-17
0-008661 | CASA GRANDE AREA WIDE STUDY |  | CASA GRANDE |  |  | Pinal | 1 | Perm Closure | 2005-06-17 |  | Diesel | COMPARTMENT A | Unknown | Asphalt coated or Bare Steel |  |  |  | Removal | 1970-01-01
0-001992 | CIRCLE K #2705406 | 3448 W PEORIA AVE | PHOENIX | AZ | 85029 | Maricopa | 2 | Perm Closure | 1966-01-01 | 8000 | Gasoline | COMPARTMENT A |  | Asphalt coated or Bare Steel | Pressure |  | Fiberglass Reinforced Plastic | Removal | 1994-10-18
0-004774 | MOBIL 18-603 | 3548 W BELL RD | PHOENIX | AZ | 85303 | Maricopa | 3 | Perm Closure | 1987-07-13 | 10000 | Gasoline | COMPARTMENT A | Double Walled | Fiberglass Reinforced Plastic | Pressure |  | Fiberglass Reinforced Plastic | Removal | 1988-03-01
0-001708 | PIMA MINE | 3801 W MINERAL HILL RD | SAHUARITA | AZ | 85629 | Pima | 2 | Perm Closure | 1966-01-01 | 5000 | Gasoline | COMPARTMENT A |  | Asphalt coated or Bare Steel | Gravity Feed |  |  | Removal | 1991-04-08
0-001985 | DUNLAP CHEVRON | 2710 W DUNLAP AVE | PHOENIX | AZ | 85051 | Maricopa | 11 | Open | 1989-11-01 | 10000 | Gasoline | COMPARTMENT A | Double Walled | Fiberglass Reinforced Plastic | Pressure |  | Fiberglass Reinforced Plastic
0-006996 | PEARCE CARDLOCK #21 | 5032 W COLTER ST | GLENDALE | AZ | 85301 | Maricopa | 5 | Perm Closure | 1975-01-01 | 3500 | Diesel | COMPARTMENT A |  | Fiberglass Reinforced Plastic | Pressure | Single Walled | Bare or Galvanized Steel | Removal | 1989-05-31
0-001197 | CIRCLE K #226 | 317 N WILLIAMSON AVE | WINSLOW | AZ | 86047 | Navajo | 1 | Perm Closure | 1969-01-01 | 4000 | Gasoline | COMPARTMENT A |  | Asphalt coated or Bare Steel | Pressure |  |  | Removal | 1999-03-16
0-001197 | CIRCLE K #226 | 317 N WILLIAMSON AVE | WINSLOW | AZ | 86047 | Navajo | 5 | Perm Closure | 1969-01-01 | 4000 | Gasoline | COMPARTMENT A |  | Asphalt coated or Bare Steel | Pressure |  |  | Removal | 1999-03-16
0-002330 | SUNDANCE TOWER | 201 W VAN BUREN ST | PHOENIX | AZ | 85003 | Maricopa | 3 | Perm Closure | 2005-06-17 |  | Gasoline | COMPARTMENT A | Single Walled | Asphalt coated or Bare Steel |  |  |  | Removal | 1973-12-30
0-002473 | HATCH'S CORNER GAS | 404 NAVAJO BLVD | HOLBROOK | AZ | 86025 | Navajo | 3 | Perm Closure | 1982-04-15 | 6000 | Gasoline | COMPARTMENT A | Single Walled | Asphalt coated or Bare Steel | Suction - Check Valve at the Tank Top |  | Bare or Galvanized Steel | Removal | 1993-06-02
0-002473 | HATCH'S CORNER GAS | 404 NAVAJO BLVD | HOLBROOK | AZ | 86025 | Navajo | 4 | Open | 1993-06-01 | 10000 | Gasoline | COMPARTMENT A | Double Walled | Fiberglass Reinforced Plastic | Pressure |  | Fiberglass Reinforced Plastic
0-008125 | CHINO VALLEY STATION | 995 S STATE ROUTE 89 | CHINO VALLEY | AZ | 86323 | Yavapai | 1 | Perm Closure | 1984-01-01 | 6000 | Gasoline | COMPARTMENT A | Single Walled | Asphalt coated or Bare Steel | Pressure | Single Walled | Bare or Galvanized Steel | Removal | 1994-01-04
0-002093 | ALL TOWING & EQUIPMENT | 504 S MORRIS | MESA | AZ | 85210 | Maricopa | 2 | Perm Closure | 1983-05-06 | 10000 | Gasoline | COMPARTMENT A | Single Walled | Asphalt coated or Bare Steel | Suction - Check Valve at the Tank Top |  |  | Removal | 1995-02-03
0-002093 | ALL TOWING & EQUIPMENT | 504 S MORRIS | MESA | AZ | 85210 | Maricopa | 1 | Perm Closure | 1984-05-06 | 5000 | Diesel | COMPARTMENT A | Single Walled | Asphalt coated or Bare Steel | Suction - Check Valve at the Tank Top |  |  | Removal | 1995-02-03
0-000518 | ARCO #5270 | 4733 W THOMAS RD | PHOENIX | AZ | 85031 | Maricopa | 1 | Perm Closure | 2005-06-17 | 10000 | Gasoline | COMPARTMENT A |  | Asphalt coated or Bare Steel | Pressure |  | Fiberglass Reinforced Plastic | Removal | 1993-10-28
0-001424 | CIRCLE K #1541 | 701 E BETHANY HOME RD | PHOENIX | AZ | 85014 | Maricopa | 1 | Open | 1984-01-01 | 10000 | Gasoline | COMPARTMENT A | Single Walled | Fiberglass Reinforced Plastic | Pressure |  | Fiberglass Reinforced Plastic
0-002770 | SPEEDWAY STORE #2988 | 201 N HASKELL AVE | WILLCOX | AZ | 85643 | Cochise | 3 | Perm Closure | 1971-04-09 | 5000 | Gasoline | COMPARTMENT A | Double Walled | Asphalt coated or Bare Steel |  |  |  | Removal | 1986-04-01
0-002007 | EXXON #7-3759 | 9845 W PEORIA AVE | PEORIA | AZ | 85345 | Maricopa | 4 | Perm Closure | 1967-01-01 | 8000 | Gasoline | COMPARTMENT A | Single Walled | Asphalt coated or Bare Steel | Pressure | Single Walled | Bare or Galvanized Steel | Removal | 1991-12-01
0-001547 | CITIZENS UTILITIES | 2210 AIRWAY AVE | KINGMAN | AZ | 86409 | Mohave | 1 | Perm Closure | 1981-01-01 | 500 | Used Oil/Waste Oil | COMPARTMENT A | Single Walled | Asphalt coated or Bare Steel |  |  |  | Removal | 1991-07-18
0-001547 | CITIZENS UTILITIES | 2210 AIRWAY AVE | KINGMAN | AZ | 86409 | Mohave | 2 | Perm Closure | 2005-06-17 | 500 | Used Oil/Waste Oil | COMPARTMENT A | Single Walled | Asphalt coated or Bare Steel | Gravity Feed | Single Walled | Bare or Galvanized Steel | Removal | 1996-04-09
0-007130 | MESA UNIFIED SCHOOL DISTRICT - TRANSPORTATION | 109 E BROADWAY RD | MESA | AZ | 85210 | Maricopa | 5 | Perm Closure | 1988-01-01 | 500 | Used Oil/Waste Oil | COMPARTMENT A | Double Walled | Fiberglass Reinforced Plastic | Gravity Feed |  | Bare or Galvanized Steel | Removal | 2014-06-02
0-007130 | MESA UNIFIED SCHOOL DISTRICT - TRANSPORTATION | 109 E BROADWAY RD | MESA | AZ | 85210 | Maricopa | 9 | Open | 2019-04-08 | 15000 | Red Diesel | COMPARTMENT A | Double Walled | Fiberglass Reinforced Plastic | Pressure | Double Walled | Fiberglass Reinforced Plastic
0-004252 | RICHARD'S TEXACO | 1150 A AVE | DOUGLAS | AZ | 85607 | Cochise | 5 | Perm Closure | 1998-01-28 | 6000 | Gasoline | COMPARTMENT A | Double Walled | Composite (Steel/Fiberglass) | Pressure |  | Fiberglass Reinforced Plastic | Removal | 2009-10-01
0-006068 | GUS AUTO SERVICE CENTER | 1348 W MCDOWELL RD | PHOENIX | AZ | 85007 | Maricopa | 3 | Perm Closure | 1970-01-01 | 3000 | Gasoline | COMPARTMENT A | Single Walled | Asphalt coated or Bare Steel |  |  |  | Removal | 1992-01-03
0-006068 | GUS AUTO SERVICE CENTER | 1348 W MCDOWELL RD | PHOENIX | AZ | 85007 | Maricopa | 4 | Perm Closure | 1970-01-01 | 3000 | Gasoline | COMPARTMENT A | Single Walled | Asphalt coated or Bare Steel |  |  |  | Removal | 1992-01-03
0-007277 | SPEEDWAY STORE #2933 | 3550 N CAMPBELL AVE | TUCSON | AZ | 85719 | Pima | 2 | Open | 1988-01-01 | 10000 | Gasoline (UL) | COMPARTMENT A | Double Walled | Fiberglass Reinforced Plastic | Pressure | Double Walled | Fiberglass Reinforced Plastic
0-002949 | LEON'S CHEVRON | 140 S HUACHUCA BLVD | HUACHUCA CITY | AZ | 85616 | Cochise | 4 | Perm Closure | 1964-01-01 | 280 | Used Oil/Waste Oil | COMPARTMENT A | Single Walled | Asphalt coated or Bare Steel | Gravity Feed | Single Walled | Bare or Galvanized Steel | Removal | 1996-10-01
0-009575 | CIRCLE K STORE #2709183 | 3033 W QUEEN CREEK RD | CHANDLER | AZ | 85248 | Maricopa | 2 | Open | 1999-10-01 | 10000 | Gasoline | COMPARTMENT A | Double Walled | Fiberglass Reinforced Plastic | Pressure | Double Walled | Flexible
0-004564 | ROBERT'S MARKETPLACE #6450 | 6450 N VIEWPOINT DR | PRESCOTT VALLEY | AZ | 86314 | Yavapai | 1 | Perm Closure | 1975-04-20 | 10000 | Gasoline | COMPARTMENT A | Unknown | Asphalt coated or Bare Steel | Pressure |  |  | Removal | 1994-11-17
0-007565 | A DEAL CONCRETE | 9300 N 12TH AVE | PHOENIX | AZ | 85021 | Maricopa | 4 | Perm Closure | 2005-06-17 | 1000 | Used Oil/Waste Oil | COMPARTMENT A | Double Walled | Asphalt coated or Bare Steel |  |  |  | Removal | 1996-12-19
0-004153 | CHAPARRAL CONVENIENCE STORE | 2400 N HWY 77 | ORACLE | AZ | 85623 | Pinal | 4 | Perm Closure | 1993-05-21 | 6000 | Diesel | COMPARTMENT A | Double Walled | Composite (Steel/Fiberglass) | Pressure | Double Walled | Fiberglass Reinforced Plastic | Removal | 2016-09-14
0-006779 | MCNEILUS TRUCK AND MANUFACTURING | 4256 E ELWOOD ST | PHOENIX | AZ | 85040 | Maricopa | 2 | Perm Closure | 1975-01-01 | 4000 | Unidentified | COMPARTMENT A | Unknown | Unknown |  |  |  | Removal | 1990-04-27
0-004941 | GREENWAY FAMILY SERVICE | 15030 N 99TH AVE | SUN CITY | AZ | 85351 | Maricopa | 6 | Perm Closure | 1993-09-01 | 10000 | Gasoline | COMPARTMENT A | Unknown | Fiberglass Reinforced Plastic | Pressure | Double Walled | Fiberglass Reinforced Plastic | Removal | 2003-10-16
0-004941 | GREENWAY FAMILY SERVICE | 15030 N 99TH AVE | SUN CITY | AZ | 85351 | Maricopa | 7 | Perm Closure | 1993-09-01 | 10000 | Gasoline | COMPARTMENT A | Unknown | Fiberglass Reinforced Plastic | Pressure | Double Walled | Fiberglass Reinforced Plastic | Removal | 2003-10-16
0-004941 | GREENWAY FAMILY SERVICE | 15030 N 99TH AVE | SUN CITY | AZ | 85351 | Maricopa | 1 | Perm Closure | 1973-05-07 | 8000 | Gasoline | COMPARTMENT A | Unknown | Asphalt coated or Bare Steel | Pressure |  | Bare or Galvanized Steel | Removal | 1993-09-08
0-004855 | TANQUE VERDE UNIFIED SCHOOL DISTRICT - BUS MAINTENANCE YARD | 2300 N TANQUE VERDE LOOP RD | TUCSON | AZ | 85749 | Pima | 3 | Perm Closure | 1971-12-20 | 1000 | Gasoline | COMPARTMENT A | Double Walled | Asphalt coated or Bare Steel |  |  |  | Removal | 1986-01-01
0-006759 | CONTRACTORS WEST INC | 2801 N 32ND ST | PHOENIX | AZ | 85008 | Maricopa | 2 | Perm Closure | 1966-01-01 | 1000 | Gasoline | COMPARTMENT A | Unknown | Asphalt coated or Bare Steel |  |  |  | Removal | 1989-12-20
0-003892 | PHOENIX, CITY OF - AVIATION DEPARTMENT | 1901 N 16TH ST | PHOENIX | AZ | 85006 | Maricopa | 2 | Perm Closure | 2005-06-17 |  | Gasoline | COMPARTMENT A | Single Walled | Asphalt coated or Bare Steel |  |  |  | Removal | 1986-09-05
0-008244 | FIESTA GAS | 7002 N 23RD LN | PHOENIX | AZ | 85021 | Maricopa | 3 | Perm Closure | 1990-01-01 | 15000 | Gasoline | COMPARTMENT A | Single Walled | Fiberglass Reinforced Plastic | Pressure |  | Fiberglass Reinforced Plastic | Removal | 2015-02-12
0-002025 | FIRESTONE AUTO CENTER | 1804 W MAIN ST | MESA | AZ | 85201 | Maricopa | 1 | Perm Closure | 1969-01-01 | 550 | Used Oil/Waste Oil | COMPARTMENT A | Single Walled | Asphalt coated or Bare Steel | Gravity Feed | Single Walled | Bare or Galvanized Steel | Removal | 1996-03-08
0-003903 | USA TRUCK CENTER | 953 W BEALE ST | KINGMAN | AZ | 86401 | Mohave | 2 | Perm Closure | 1986-01-01 | 20000 | Diesel | COMPARTMENT A | Double Walled | Composite (Steel/Fiberglass) | Pressure |  |  | Removal | 2020-11-18
0-000054 | FAA TUCSON VORTAC |  | TUCSON |  |  | Pima | 1 | Perm Closure | 1983-01-01 | 1000 | Gasoline | COMPARTMENT A |  | Asphalt coated or Bare Steel |  |  |  | Removal | 1992-05-20
0-002130 | ECONO LUBE N TUNE #108 | 3661 E SPEEDWAY BLVD | TUCSON | AZ | 85716 | Pima | 1 | Perm Closure | 1976-01-01 | 350 | Used Oil/Waste Oil | COMPARTMENT A | Single Walled | Asphalt coated or Bare Steel | Gravity Feed |  | Bare or Galvanized Steel | Removal | 1998-12-15
0-009366 | CITY OF PHOENIX - MUNICIPAL PARKING GARAGE | 300 W ADAMS ST | PHOENIX | AZ | 85003 | Maricopa | 3 | Perm Closure | 2005-06-17 | 550 | Unidentified | COMPARTMENT A | Single Walled | Asphalt coated or Bare Steel | Suction - Check Valve at the Dispenser | Single Walled | Bare or Galvanized Steel | Removal | 1998-11-06
0-002592 | USDOI NPS - GRAND CANYON SOUTH RIM MAINTENANCE AREA |  | GRAND CANYON |  |  | Coconino | 1 | Perm Closure | 1939-01-01 | 6000 | Gasoline | COMPARTMENT A | Single Walled | Asphalt coated or Bare Steel |  |  |  | Removal | 1990-09-01
0-002592 | USDOI NPS - GRAND CANYON SOUTH RIM MAINTENANCE AREA |  | GRAND CANYON |  |  | Coconino | 2 | Perm Closure | 1939-01-01 | 1000 | Diesel | COMPARTMENT A | Single Walled | Asphalt coated or Bare Steel |  |  |  | Removal | 1990-09-01
0-009205 | NORM'S AUTO PARTS | 16256 N ORACLE RD | CATALINA | AZ | 85739 | Pima | 2 | Perm Closure | 2008-09-16 | 4000 | Gasoline | COMPARTMENT A |  | Asphalt coated or Bare Steel |  |  |  | Removal | 2008-04-24
0-007119 | CIRCLE K STORE #2709158 | 1945 S STAPLEY DR | MESA | AZ | 85204 | Maricopa | 4 | Perm Closure | 1988-11-01 | 10000 | Gasoline | COMPARTMENT A | Double Walled | Fiberglass Reinforced Plastic | Pressure |  | Fiberglass Reinforced Plastic | Removal | 2012-01-19
0-003275 | MONTGOMERY WARD #2572 | 1625 W SOUTHERN AVE | MESA | AZ | 85202 | Maricopa | 1 | Perm Closure | 1980-01-01 | 10000 | Gasoline | COMPARTMENT A | Single Walled | Fiberglass Reinforced Plastic |  |  |  | Removal | 1989-06-08
0-004139 | RIBELIN SALES INC | 402 W FAIRMONT DR | TEMPE | AZ | 85282 | Maricopa | 1 | Perm Closure | 1980-04-15 | 2000 | Diesel | COMPARTMENT A | Double Walled | Asphalt coated or Bare Steel |  |  |  | Removal | 1989-11-14
0-004620 | QUIK MART E-Z SERVE #101068 | 170 N HARRISON RD | TUCSON | AZ | 85748 | Pima | 1 | Perm Closure | 1974-03-25 | 8000 | Gasoline | COMPARTMENT A | Double Walled | Asphalt coated or Bare Steel | Pressure |  |  | Removal | 1992-06-01
0-009038 | QUINTERO'S TIRE AND WHEELS | 501 S ARIZONA BLVD | COOLIDGE | AZ | 85128 | Pinal | 3 | Perm Closure | 1953-01-01 | 250 | Used Oil/Waste Oil | COMPARTMENT A | Double Walled | Asphalt coated or Bare Steel | Gravity Feed |  | Bare or Galvanized Steel | Closed in Place | 1999-11-01
0-002352 | PURCELL TIRE CO | 601 N STONE AVE | TUCSON | AZ | 85705 | Pima | 1 | Perm Closure | 2005-06-17 | 500 | Used Oil/Waste Oil | COMPARTMENT A | Single Walled | Asphalt coated or Bare Steel |  |  |  | Removal | 1990-01-23
0-001463 | CIRCLE K #2701667 | 2850 N 7TH ST | PHOENIX | AZ | 85006 | Maricopa | 1 | Open | 1985-01-01 | 10000 | Gasoline | COMPARTMENT A | Single Walled | Fiberglass Reinforced Plastic | Pressure | Single Walled | Fiberglass Reinforced Plastic
0-001463 | CIRCLE K #2701667 | 2850 N 7TH ST | PHOENIX | AZ | 85006 | Maricopa | 3 | Open | 1985-01-01 | 10000 | Gasoline | COMPARTMENT A | Single Walled | Fiberglass Reinforced Plastic | Pressure | Single Walled | Fiberglass Reinforced Plastic
0-001463 | CIRCLE K #2701667 | 2850 N 7TH ST | PHOENIX | AZ | 85006 | Maricopa | 2 | Open | 1985-01-01 | 10000 | Gasoline | COMPARTMENT A | Single Walled | Fiberglass Reinforced Plastic | Pressure | Single Walled | Fiberglass Reinforced Plastic
0-007055 | JOHNSON CONTROLS | 407 S 17TH AVE | PHOENIX | AZ | 85007 | Maricopa | 1 | Perm Closure | 2005-06-17 | 10000 | Gasoline | COMPARTMENT A | Unknown | Asphalt coated or Bare Steel | Pressure |  |  | Removal | 1989-10-03
0-006344 | ALBERTAN MOTEL | 5300 S SUNLAND GIN RD | ELOY | AZ | 85131 | Pinal | 4 | Perm Closure | 1985-05-01 | 10000 | Diesel | COMPARTMENT A | Double Walled | Asphalt coated or Bare Steel | Suction - Check Valve at the Tank Top |  |  | Removal | 1994-05-06
0-006344 | ALBERTAN MOTEL | 5300 S SUNLAND GIN RD | ELOY | AZ | 85131 | Pinal | 3 | Perm Closure | 1985-05-01 | 10000 | Diesel | COMPARTMENT A | Double Walled | Asphalt coated or Bare Steel | Pressure |  |  | Removal | 1994-05-06
0-005996 | PEORIA FUEL LLC | 9102 W PEORIA AVE | PEORIA | AZ | 85345 | Maricopa | 1 | Open | 1988-01-10 | 12000 | Gasoline | COMPARTMENT A | Double Walled | Fiberglass Reinforced Plastic | Pressure |  | Fiberglass Reinforced Plastic
0-003274 | SPEEDSMART #120 | 2402 E WASHINGTON ST | PHOENIX | AZ | 85034 | Maricopa | 5 | Perm Closure | 1974-01-01 | 4000 | Gasoline | COMPARTMENT A |  | Asphalt coated or Bare Steel |  |  |  | Removal | 1986-01-02
0-007225 | ARCO AM/PM #82326 | 2450 E VALENCIA RD | TUCSON | AZ | 85706 | Pima | 6 | Open | 2019-08-20 | 8000 | Gasoline (PUL) | COMPARTMENT A | Double Walled | Fiberglass Reinforced Plastic | Pressure | Double Walled | Fiberglass Reinforced Plastic
0-000282 | ADOT - FORT ROCK MAINTENANCE YARD |  | FORT ROCK ROAD |  |  | Mohave | 1 | Perm Closure | 1976-01-01 | 2000 | Gasoline | COMPARTMENT A | Single Walled | Asphalt coated or Bare Steel | Suction - Check Valve at the Tank Top |  | Bare or Galvanized Steel | Removal | 1999-11-02
0-009309 | 4 SONS FOOD STORES #512 | 11425 E VIA LINDA | SCOTTSDALE | AZ | 85259 | Maricopa | 1 | Open | 1997-07-29 | 20000 | Gasoline | COMPARTMENT A | Double Walled | Fiberglass Reinforced Plastic | Pressure | Double Walled | Fiberglass Reinforced Plastic
0-009758 | DIGITAL 2121 SOUTH PRICE | 2121 S PRICE RD | CHANDLER | AZ | 85286 | Maricopa | 2 | Open | 2000-06-23 | 15000 | Diesel | COMPARTMENT A | Double Walled | Fiberglass Reinforced Plastic | Suction - Check Valve at the Dispenser | Double Walled | Fiberglass Reinforced Plastic
0-009118 | CATALINA ROOFING | 2021 W WILLIAMS DR | PHOENIX | AZ | 85027 | Maricopa | 1 | Open | 1990-01-01 | 6000 | Gasoline | COMPARTMENT A | Double Walled | Fiberglass Reinforced Plastic | Suction - Check Valve at the Tank Top | Double Walled
0-006809 | BEST CANDY | 20 E JONES AVE | PHOENIX | AZ | 85040 | Maricopa | 1 | Perm Closure | 1979-01-01 | 2000 | Gasoline | COMPARTMENT A | Unknown | Unknown | Suction - Check Valve at the Tank Top |  |  | Removal | 1990-04-09
0-002198 | BESTWAY FOOD & GAS | 16551 N DYSART RD | SURPRISE | AZ | 85378 | Maricopa | 1 | Perm Closure | 1987-01-01 | 8000 | Gasoline | COMPARTMENT A | Single Walled | Fiberglass Reinforced Plastic | Pressure |  | Fiberglass Reinforced Plastic | Removal | 2016-08-10
0-001062 | IKE'S MINI MARKET | 117 E FREMONT ST | TOMBSTONE | AZ | 85638 | Cochise | 5 | Perm Closure | 1963-01-01 | 550 | Used Oil/Waste Oil | COMPARTMENT A | Single Walled | Asphalt coated or Bare Steel | Gravity Feed |  | Bare or Galvanized Steel | Removal | 1988-12-16
0-001822 | WILLCOX TRUCK PLAZA | 1190 W REX ALLEN DR | WILLCOX | AZ | 85643 | Cochise | 3 | Perm Closure | 1969-01-01 | 10000 | Gasoline | COMPARTMENT A |  | Asphalt coated or Bare Steel | Pressure |  |  | Closed in Place | 1997-05-29
0-005109 | WESTSIDE TIGERMART | 1315 N PINAL AVE | CASA GRANDE | AZ | 85122 | Pinal | 2 | Perm Closure | 1973-04-22 | 6000 | Gasoline | COMPARTMENT A | Double Walled | Asphalt coated or Bare Steel |  |  |  | Removal | 1988-12-01
0-005109 | WESTSIDE TIGERMART | 1315 N PINAL AVE | CASA GRANDE | AZ | 85122 | Pinal | 1 | Perm Closure | 1980-04-22 | 12000 | Gasoline | COMPARTMENT A | Double Walled | Asphalt coated or Bare Steel | Pressure |  | Fiberglass Reinforced Plastic | Removal | 2003-06-18
0-005109 | WESTSIDE TIGERMART | 1315 N PINAL AVE | CASA GRANDE | AZ | 85122 | Pinal | 6 | Perm Closure | 1988-04-22 | 12000 | Diesel | COMPARTMENT A | Double Walled | Composite (Steel/Fiberglass) | Pressure |  | Fiberglass Reinforced Plastic | Removal | 2003-06-18
0-001593 | COCHISE COUNTY - ROAD MAINTENANCE FACILITY | 500 N RAILROAD AVE | WILLCOX | AZ | 85643 | Cochise | 3 | Perm Closure | 1961-01-01 | 1000 | Diesel | COMPARTMENT A | Single Walled | Asphalt coated or Bare Steel |  |  |  | Removal | 1988-01-01
0-003202 | MOBIL 18-602 | 1939 W BELL RD | PHOENIX | AZ | 85023 | Maricopa | 5 | Perm Closure | 1985-11-01 | 12000 | Gasoline | COMPARTMENT A |  | Fiberglass Reinforced Plastic | Pressure |  | Fiberglass Reinforced Plastic | Removal | 1992-01-26
0-003202 | MOBIL 18-602 | 1939 W BELL RD | PHOENIX | AZ | 85023 | Maricopa | 9 | Perm Closure | 1992-02-01 | 12000 | Gasoline | COMPARTMENT A | Double Walled | Fiberglass Reinforced Plastic | Pressure | Double Walled | Fiberglass Reinforced Plastic | Removal | 2003-05-28
0-004757 | A TOTAL ROOF SERVICE | 3883 N 36TH AVE | PHOENIX | AZ | 85019 | Maricopa | 1 | Perm Closure | 1972-01-01 | 10000 | Gasoline | COMPARTMENT A | Single Walled | Asphalt coated or Bare Steel |  |  |  | Removal | 1989-10-28
0-007974 | EXXON - TOLTEC STATION | 3850 W FRONTIER ST | ELOY | AZ | 85131 | Pinal | 1 | Perm Closure | 2005-06-17 | 1000 | Gasoline | COMPARTMENT A | Unknown | Unknown | Suction - Check Valve at the Tank Top |  |  | Closed in Place | 1978-01-01
0-004611 | 7-ELEVEN #13019 | 744 E BROADWAY RD | MESA | AZ | 85204 | Maricopa | 2 | Perm Closure | 1970-05-05 | 3000 | Gasoline | COMPARTMENT A | Double Walled | Asphalt coated or Bare Steel |  |  |  | Removal | 1989-01-10
0-007908 | VT INC | 4623 E UNIVERSITY DR | PHOENIX | AZ | 85034 | Maricopa | 4 | Perm Closure | 2005-06-17 | 4000 | Diesel | COMPARTMENT A | Unknown | Asphalt coated or Bare Steel |  |  |  | Removal | 1992-07-07
0-007908 | VT INC | 4623 E UNIVERSITY DR | PHOENIX | AZ | 85034 | Maricopa | 2 | Perm Closure | 2005-06-17 | 8000 | Diesel | COMPARTMENT A | Unknown | Asphalt coated or Bare Steel |  |  |  | Removal | 1992-07-07
0-004579 | SOMERTON SCHOOL DISTRICT | 215 N CARLISLE AVE | SOMERTON | AZ | 85350 | Yuma | 1 | Perm Closure | 1973-03-13 | 3000 | Gasoline | COMPARTMENT A | Unknown | Asphalt coated or Bare Steel |  |  |  | Removal | 1989-10-13
0-000908 | SHELL GAS STATION | 8316 W INDIAN SCHOOL RD | PHOENIX | AZ | 85037 | Maricopa | 7 | Open | 1990-11-01 | 10000 | Gasoline | COMPARTMENT A | Double Walled | Fiberglass Reinforced Plastic | Pressure | Double Walled | Fiberglass Reinforced Plastic
0-000908 | SHELL GAS STATION | 8316 W INDIAN SCHOOL RD | PHOENIX | AZ | 85037 | Maricopa | 1 | Perm Closure | 1969-01-01 | 10000 | Gasoline | COMPARTMENT A |  | Asphalt coated or Bare Steel |  |  |  | Removal | 1990-11-01
0-002463 | EXXON - CHINO VALLEY EXXON | 460 N STATE ROUTE 89 | CHINO VALLEY | AZ | 86323 | Yavapai | 2 | Perm Closure | 1976-05-05 | 10000 | Gasoline | COMPARTMENT A | Single Walled | Asphalt coated or Bare Steel |  |  |  | Removal | 1989-04-12
0-001845 | EARNHARDT FORD | 777 E BASELINE RD | TEMPE | AZ | 85283 | Maricopa | 4 | Perm Closure | 1975-01-01 | 500 | Used Oil/Waste Oil | COMPARTMENT A |  | Asphalt coated or Bare Steel | Gravity Feed | Single Walled | Bare or Galvanized Steel | Removal | 1996-02-16
0-002359 | SPECIALTY VERMICULITE LLC | 4220 W GLENROSA AVE | PHOENIX | AZ | 85019 | Maricopa | 2 | Perm Closure | 1981-04-18 | 500 | Gasoline | COMPARTMENT A | Single Walled | Asphalt coated or Bare Steel |  |  |  | Removal | 1987-06-01
0-009190 | SELLERS PETROLEUM | 11274 S FORTUNA RD | YUMA | AZ | 85367 | Yuma | 2 | Perm Closure | 1997-07-30 | 12000 | Gasoline (PUL) | COMPARTMENT A | Double Walled | Fiberglass Reinforced Plastic | Pressure | Double Walled | Flexible | Removal | 2018-06-05
0-009540 | MEDINA'S SERVICE GARAGE | 1047 N MAIN AVE | TUCSON | AZ | 85705 | Pima | 5 | Perm Closure | 1947-01-01 | 550 | Diesel | COMPARTMENT A | Unknown | Asphalt coated or Bare Steel | Suction - Check Valve at the Dispenser |  | Bare or Galvanized Steel | Removal | 1999-11-17
0-003130 | MEEK DRYWALL CONSTRUCTION CO | 5330 W MISSOURI AVE | GLENDALE | AZ | 85301 | Maricopa | 2 | Perm Closure | 1980-01-07 | 10000 | Gasoline | COMPARTMENT A | Unknown | Asphalt coated or Bare Steel | Suction - Check Valve at the Tank Top |  |  | Removal | 1992-05-29
0-001368 | CIRCLE K #2701130 | 11450 W SOUTHERN AVE | TOLLESON | AZ | 85353 | Maricopa | 3 | Open | 1978-01-01 | 10000 | Gasoline | COMPARTMENT A |  | Asphalt coated or Bare Steel | Pressure | Double Walled | Fiberglass Reinforced Plastic
0-002140 | CHAPMAN VALUE CENTER | 7100 E MCDOWELL RD | SCOTTSDALE | AZ | 85257 | Maricopa | 3 | Perm Closure | 1972-03-04 | 2000 | Used Oil/Waste Oil | COMPARTMENT A | Single Walled | Asphalt coated or Bare Steel |  |  |  | Removal | 1992-02-19
0-003391 | TEMPE DA #141277 | 914 S 52ND ST | TEMPE | AZ | 85281 | Maricopa | 1 | Perm Closure | 1979-01-08 | 1000 | Diesel | COMPARTMENT A | Unknown | Asphalt coated or Bare Steel | Suction - Check Valve at the Tank Top |  |  | Removal | 1993-07-02
0-006678 | ARIZONA AUTO SERVICE | 399 S ARIZONA AVE | CHANDLER | AZ | 85225 | Maricopa | 5 | Perm Closure | 2005-06-17 | 1000 | Diesel | COMPARTMENT A | Double Walled | Asphalt coated or Bare Steel |  |  |  | Removal | 1995-03-20
0-006678 | ARIZONA AUTO SERVICE | 399 S ARIZONA AVE | CHANDLER | AZ | 85225 | Maricopa | 2 | Perm Closure | 1982-01-01 | 6000 | Diesel | COMPARTMENT A | Double Walled | Asphalt coated or Bare Steel |  |  |  | Removal | 1995-03-20
0-000976 | HANSON AGGREGATES | 2941 W 37TH AVE | APACHE JUNCTION | AZ | 85120 | Pinal | 3 | Perm Closure | 1980-01-01 | 7500 | Gasoline | COMPARTMENT A |  | Asphalt coated or Bare Steel |  |  |  | Removal | 1987-11-01
0-004784 | SIDEWINDER DAIRY | 20200 S HIGLEY RD | GILBERT | AZ | 85297 | Maricopa | 1 | Perm Closure | 1982-09-16 | 8000 | Diesel | COMPARTMENT A | Double Walled | Asphalt coated or Bare Steel | Suction - Check Valve at the Tank Top |  |  | Removal | 1994-02-14
0-007544 | FUJI NATURAL FOOD CO | 1325 E GIBSON LN | PHOENIX | AZ | 85034 | Maricopa | 1 | Perm Closure | 2005-06-17 |  | Gasoline | COMPARTMENT A | Unknown | Asphalt coated or Bare Steel |  |  |  | Removal | 1988-11-04
0-005468 | CIRCLE K #2933 | 1250 N ARIZONA BLVD | COOLIDGE | AZ | 85128 | Pinal | 1 | Perm Closure | 1975-04-26 | 10000 | Gasoline | COMPARTMENT A | Single Walled | Asphalt coated or Bare Steel | Pressure |  | Fiberglass Reinforced Plastic | Removal | 2016-10-12
0-001544 | CITIZENS UTILITIES - BULLHEAD CITY | 875 HANCOCK RD | BULLHEAD CITY | AZ | 86442 | Mohave | 1 | Perm Closure | 1980-01-01 | 10000 | Gasoline | COMPARTMENT A |  | Asphalt coated or Bare Steel | Suction - Check Valve at the Tank Top |  |  | Removal | 1991-07-25
0-001015 | CHANDLER REGIONAL MEDICAL CENTER | 1955 W FRYE RD | CHANDLER | AZ | 85224 | Maricopa | 2 | Open | 1997-05-06 | 25000 | Diesel | COMPARTMENT A | Double Walled | Fiberglass Reinforced Plastic | Suction - Check Valve at the Tank Top | Double Walled | Fiberglass Reinforced Plastic
0-002442 | HATCH MOTOR COMPANY | 117 S MAIN ST | SNOWFLAKE | AZ | 85937 | Navajo | 1 | Perm Closure | 1978-01-01 | 6000 | Diesel | COMPARTMENT A | Single Walled | Asphalt coated or Bare Steel |  |  |  | Removal | 1988-06-01
0-002328 | TEPCO - GENERAL SHOP | 4350 E IRVINGTON RD | TUCSON | AZ | 85714 | Pima | 2 | Perm Closure | 1973-04-23 | 20000 | Unidentified | COMPARTMENT A | Single Walled | Asphalt coated or Bare Steel |  |  |  | Removal | 1988-02-01
0-007103 | R & D CONOCO | 3780 W MAGEE RD | TUCSON | AZ | 85741 | Pima | 4 | Open | 1988-01-01 | 12000 | Diesel | COMPARTMENT A | Double Walled | Composite (Steel/Fiberglass) | Pressure |  | Fiberglass Reinforced Plastic
0-006403 | LAKE POWELL TRAVEL PLAZA | 101 W GLEN DR | GREENHAVEN | AZ | 86036 | Coconino | 2 | Perm Closure | 1986-10-01 | 10000 | Gasoline (PUL) | COMPARTMENT A | Double Walled | Fiberglass Reinforced Plastic | Pressure |  | Fiberglass Reinforced Plastic | Removal | 2020-05-07
0-004787 | LAZY HARRY'S SALOON & MARINA | 2170 RIO GRANDE RD | BULLHEAD CITY | AZ | 86442 | Mohave | 3 | Perm Closure | 1969-10-15 | 2200 | Gasoline | COMPARTMENT A | Unknown | Asphalt coated or Bare Steel | Gravity Feed |  |  | Removal | 1996-10-03
0-001997 | EXXON #7-3558 | 5850 N 7TH ST | PHOENIX | AZ | 85014 | Maricopa | 3 | Perm Closure | 1968-01-01 | 10000 | Gasoline | COMPARTMENT A | Single Walled | Fiberglass Reinforced Plastic | Pressure |  | Fiberglass Reinforced Plastic | Removal | 1993-10-15
0-009609 | ABC RENT-A-CAR | 2532 E JEFFERSON ST | PHOENIX | AZ | 85034 | Maricopa | 1 | Perm Closure | 1980-01-17 | 10000 | Gasoline | COMPARTMENT A | Double Walled | Asphalt coated or Bare Steel | Pressure |  | Bare or Galvanized Steel | Removal | 2000-04-04
0-005819 | CIRCLE K #2705069 | 4301 W THOMAS RD | PHOENIX | AZ | 85031 | Maricopa | 2 | Open | 1989-06-01 | 10000 | Gasoline | COMPARTMENT A | Double Walled | Fiberglass Reinforced Plastic | Pressure | Single Walled | Fiberglass Reinforced Plastic
0-005896 | CIRCLE K #2708842 | 1007 N 7TH ST | PHOENIX | AZ | 85006 | Maricopa | 3 | Perm Closure | 1987-11-01 | 10000 | Gasoline | COMPARTMENT A | Double Walled | Fiberglass Reinforced Plastic | Pressure | Single Walled | Fiberglass Reinforced Plastic | Removal | 2015-10-23
0-008419 | D K REALTEC | 6060 E THOMAS RD | SCOTTSDALE | AZ | 85251 | Maricopa | 1 | Perm Closure | 2005-06-17 | 4000 | Gasoline | COMPARTMENT A | Double Walled | Asphalt coated or Bare Steel | Pressure |  |  | Removal | 1994-09-19
0-009529 | AIRPARK LAND | 15575 N 79TH PL | SCOTTSDALE | AZ | 85260 | Maricopa | 1 | Open | 1999-09-16 | 5000 | Jet Fuel | COMPARTMENT B | Double Walled | Fiberglass Reinforced Plastic
0-007434 | CIRCLE K #2701750 | 5049 W PEORIA AVE | GLENDALE | AZ | 85302 | Maricopa | 2 | Open | 1987-09-01 | 10000 | Gasoline | COMPARTMENT A | Single Walled | Fiberglass Reinforced Plastic | Pressure | Single Walled | Fiberglass Reinforced Plastic
0-001849 | EDWARD OLDSMOBILE | 530 E MCDOWELL RD | PHOENIX | AZ | 85004 | Maricopa | 5 | Perm Closure | 1958-01-01 | 2000 | Gasoline | COMPARTMENT A |  | Asphalt coated or Bare Steel |  |  |  | Removal | 1989-06-15
0-004997 | HANSON AGGREGATES AZ INC | 2147 W ADOBE DR | PHOENIX | AZ | 85027 | Maricopa | 1 | Perm Closure | 1979-05-03 | 8000 | Diesel | COMPARTMENT A | Double Walled | Asphalt coated or Bare Steel | Suction - Check Valve at the Tank Top |  |  | Closed in Place | 1993-03-18
0-002843 | PETE KING CORPORATION | 18700 N DYSART RD | SUN CITY WEST | AZ | 85375 | Maricopa | 1 | Perm Closure | 1976-01-01 | 10000 | Gasoline | COMPARTMENT A | Single Walled | Asphalt coated or Bare Steel |  |  |  | Removal | 1990-02-01
0-006409 | ONE STOP | 583 MORRIS RD | HAYDEN | AZ | 85192 | Pinal | 1 | Perm Closure | 1983-01-01 | 6000 | Gasoline | COMPARTMENT A | Single Walled | Asphalt coated or Bare Steel | Pressure | Single Walled | Bare or Galvanized Steel | Closed in Place | 2008-10-29
0-005334 | ROLLINS LEASING CORP | 3655 E REFINERY WAY | TUCSON | AZ | 85713 | Pima | 4 | Perm Closure | 1980-01-01 | 750 | Unidentified | COMPARTMENT A | Double Walled | Asphalt coated or Bare Steel |  |  |  | Removal | 1990-04-03
0-002940 | R E LEE MECHANICAL INC | 2019 E 17TH ST | TUCSON | AZ | 85719 | Pima | 2 | Perm Closure | 1975-01-01 | 10000 | Gasoline | COMPARTMENT A |  | Asphalt coated or Bare Steel |  |  |  | Removal | 1990-03-19
0-002940 | R E LEE MECHANICAL INC | 2019 E 17TH ST | TUCSON | AZ | 85719 | Pima | 3 | Perm Closure | 1975-01-01 | 2000 | Diesel | COMPARTMENT A |  | Asphalt coated or Bare Steel |  |  |  | Removal | 1990-03-19
0-002940 | R E LEE MECHANICAL INC | 2019 E 17TH ST | TUCSON | AZ | 85719 | Pima | 1 | Perm Closure | 1975-01-01 | 10000 | Gasoline | COMPARTMENT A |  | Asphalt coated or Bare Steel |  |  |  | Removal | 1990-03-19
0-008276 | RENTAL CAR QUICK TURNAROUND | 2620 E AIRPORT DR | TUCSON | AZ | 85756 | Pima | 7 | Open | 1995-03-03 | 12000 | Gasoline | COMPARTMENT A | Double Walled | Fiberglass Reinforced Plastic | Pressure | Double Walled | Fiberglass Reinforced Plastic
0-002788 | SPEEDSMART | 5103 W PEORIA AVE | GLENDALE | AZ | 85302 | Maricopa | 7 | Open | 2007-12-01 | 8000 | Diesel | COMPARTMENT B | Double Walled | Fiberglass Reinforced Plastic | Pressure | Double Walled | Fiberglass Reinforced Plastic
0-002788 | SPEEDSMART | 5103 W PEORIA AVE | GLENDALE | AZ | 85302 | Maricopa | 6 | Open | 2007-12-01 | 20000 | Gasoline | COMPARTMENT A | Double Walled | Fiberglass Reinforced Plastic | Pressure | Double Walled | Fiberglass Reinforced Plastic
0-002695 | POWER ENTERPRISES | 20220 S POWER RD | GILBERT | AZ | 85236 | Maricopa | 2 | Perm Closure | 2005-06-17 | 1000 | Unidentified | COMPARTMENT A | Single Walled | Asphalt coated or Bare Steel |  |  |  | Removal | 1989-12-29
0-002695 | POWER ENTERPRISES | 20220 S POWER RD | GILBERT | AZ | 85236 | Maricopa | 3 | Perm Closure | 1954-01-01 | 10000 | Diesel | COMPARTMENT A | Single Walled | Asphalt coated or Bare Steel |  |  |  | Removal | 1989-12-29
0-009326 | QUICK BREAK | 3095 E IRVINGTON RD | TUCSON | AZ | 85714 | Pima | 1 | Open | 1998-06-01 | 12000 | Gasoline | COMPARTMENT A | Double Walled | Composite (Steel/Fiberglass) | Pressure | Double Walled | Fiberglass Reinforced Plastic
0-001349 | CIRCLE K #995 | 5912 W BELL RD | GLENDALE | AZ | 85308 | Maricopa | 1 | Perm Closure | 1975-03-19 | 10000 | Gasoline | COMPARTMENT A | Single Walled | Asphalt coated or Bare Steel |  |  |  | Removal | 1987-10-01
0-009676 | ARCO AM/PM #82526 | 2790 W RUTHRAUFF RD | TUCSON | AZ | 85705 | Pima | 2 | Perm Closure | 1999-03-24 | 12000 | Gasoline | COMPARTMENT B | Double Walled | Fiberglass Reinforced Plastic |  |  |  | Removal | 2019-04-17
0-009676 | ARCO AM/PM #82526 | 2790 W RUTHRAUFF RD | TUCSON | AZ | 85705 | Pima | 1 | Perm Closure | 1999-03-24 | 20000 | Gasoline | COMPARTMENT A | Double Walled | Fiberglass Reinforced Plastic | Pressure | Double Walled | Fiberglass Reinforced Plastic | Removal | 2019-04-17
0-000158 | AMERIGAS PROPANE LP | 1521 S CALIFORNIA AVE | PARKER | AZ | 85344 | La Paz | 4 | Perm Closure | 1979-01-01 | 1000 | Gasoline | COMPARTMENT A | Single Walled | Asphalt coated or Bare Steel | Suction - Check Valve at the Tank Top | Single Walled | Bare or Galvanized Steel | Removal | 1998-07-14
0-009430 | TOOR FACILITY #206568 | 2427 W THOMAS RD | PHOENIX | AZ | 85015 | Maricopa | 1 | Open | 1997-09-17 | 20000 | Gasoline | COMPARTMENT A | Double Walled | Fiberglass Reinforced Plastic | Pressure | Double Walled | Fiberglass Reinforced Plastic
0-006281 | THREE-WAY STORE |  | THREE WAY |  |  | Greenlee | 2 | Perm Closure | 1978-08-23 | 10000 | Gasoline | COMPARTMENT A | Unknown | Asphalt coated or Bare Steel | Pressure |  |  | Removal | 1996-03-08
0-001200 | BISBEE CHEVRON | 1288 W HIGHWAY 92 | BISBEE | AZ | 85603 | Cochise | 3 | Open | 1998-05-27 | 10000 | Gasoline | COMPARTMENT A | Double Walled | Composite (Steel/Fiberglass) | Pressure | Double Walled | Flexible
0-001871 | CIRCLE K STORE #2705405 | 2515 W GLENDALE AVE | PHOENIX | AZ | 85051 | Maricopa | 3 | Open | 1984-01-01 | 10000 | Gasoline | COMPARTMENT A | Double Walled | Fiberglass Reinforced Plastic | Pressure |  | Fiberglass Reinforced Plastic
0-005649 | MELODY CLEANERS | 877 S ORANGE AVE | YUMA | AZ | 85364 | Yuma | 2 | Perm Closure | 2005-06-17 | 250 | Unidentified | COMPARTMENT A | Unknown | Unknown |  |  |  | Removal | 1990-01-25
0-002021 | CIRCLE K #5592 | 367 E MCKELLIPS RD | MESA | AZ | 85201 | Maricopa | 4 | Perm Closure | 1967-01-01 | 8000 | Gasoline | COMPARTMENT A | Single Walled | Asphalt coated or Bare Steel | Suction - Check Valve at the Tank Top | Single Walled | Bare or Galvanized Steel | Removal | 1996-12-15
0-000534 | ARCO #5271 | 1825 N 24TH ST | PHOENIX | AZ | 85008 | Maricopa | 10 | Open | 2019-12-18 | 8000 | Diesel | COMPARTMENT B | Double Walled | Fiberglass Reinforced Plastic | Pressure | Double Walled | Fiberglass Reinforced Plastic
0-000546 | CHEVRON #9-8190 | 1901 W BETHANY HOME RD | PHOENIX | AZ | 85015 | Maricopa | 2 | Perm Closure | 1981-01-01 | 10000 | Gasoline | COMPARTMENT A | Double Walled | Fiberglass Reinforced Plastic | Pressure |  | Fiberglass Reinforced Plastic | Removal | 1996-03-20
0-000546 | CHEVRON #9-8190 | 1901 W BETHANY HOME RD | PHOENIX | AZ | 85015 | Maricopa | 5 | Open | 1996-03-01 | 12000 | Gasoline | COMPARTMENT A | Double Walled | Fiberglass Reinforced Plastic | Pressure | Double Walled | Fiberglass Reinforced Plastic
0-009689 | MR MAESTAS RESTAURANT | 502 NAVAJO BLVD | HOLBROOK | AZ | 86025 | Navajo | 3 | Perm Closure | 2005-06-17 | 3000 | Gasoline | COMPARTMENT A | Unknown | Asphalt coated or Bare Steel |  |  |  | Removal | 2000-11-01
0-008456 | CIRCLE K STORE #2703445 | 2990 N ARIZONA AVE | CHANDLER | AZ | 85225 | Maricopa | 3 | Open | 2013-06-01 | 12000 | Gasoline | COMPARTMENT A | Double Walled | Fiberglass Reinforced Plastic | Pressure | Double Walled | Fiberglass Reinforced Plastic
0-003619 | PARKS & SONS OF SUN CITY INC | 11629 NW GRAND AVE | EL MIRAGE | AZ | 85335 | Maricopa | 3 | Perm Closure | 1980-01-01 | 3000 | Gasoline | COMPARTMENT A |  | Asphalt coated or Bare Steel | Pressure |  | Bare or Galvanized Steel | Removal | 1998-11-24
0-002832 | ASARCO LLC RAY MINE OPERATIONS | 27809 N MINERAL CREEK RD | KEARNY | AZ | 85137 | Pinal | 1 | Perm Closure | 1975-01-01 | 12000 | Gasoline | COMPARTMENT A |  | Asphalt coated or Bare Steel | Pressure |  | Bare or Galvanized Steel | Removal | 1993-05-05
0-009920 | BUDGET RV AND AUTO REPAIR | 424 W ROUTE 66 | WILLIAMS | AZ | 86046 | Coconino | 2 | Perm Closure | 2005-06-17 | 1000 | Unidentified | COMPARTMENT A | Single Walled | Asphalt coated or Bare Steel |  |  |  | Removal | 2003-05-20
0-008504 | YAVAPAI COUNTY |  | PRESCOTT |  |  | Yavapai | 1 | Perm Closure | 1981-01-01 | 500 | Diesel | COMPARTMENT A | Single Walled | Fiberglass Reinforced Plastic | Suction - Check Valve at the Tank Top |  |  | Removal | 1999-04-22
0-005956 | YAVAPAI COUNTY - ROADS 1 & 2 | 1100 COMMERCE DR | PRESCOTT | AZ | 86305 | Yavapai | 3 | Perm Closure | 1987-12-30 | 10000 | Gasoline | COMPARTMENT A | Double Walled | Fiberglass Reinforced Plastic | Suction - Check Valve at the Tank Top | Double Walled | Fiberglass Reinforced Plastic | Removal | 2018-01-19
0-005956 | YAVAPAI COUNTY - ROADS 1 & 2 | 1100 COMMERCE DR | PRESCOTT | AZ | 86305 | Yavapai | 6 | Open | 2018-02-10 | 10000 | Diesel | COMPARTMENT A | Double Walled | Fiberglass Reinforced Plastic | Pressure | Double Walled | Fiberglass Reinforced Plastic
0-005956 | YAVAPAI COUNTY - ROADS 1 & 2 | 1100 COMMERCE DR | PRESCOTT | AZ | 86305 | Yavapai | 5 | Open | 2018-02-10 | 10000 | Diesel | COMPARTMENT A | Double Walled | Fiberglass Reinforced Plastic | Pressure | Double Walled | Fiberglass Reinforced Plastic
0-006303 | CEDIC DEVELOPMENT CO | 131 JORDAN RD | SEDONA | AZ | 86336 | Coconino | 6 | Perm Closure | 1980-01-01 | 1000 | Unidentified | COMPARTMENT A | Double Walled | Asphalt coated or Bare Steel |  |  |  | Removal | 2001-11-28
0-001106 | EXPRESS STOP #127 | 403 S BEELINE HWY | PAYSON | AZ | 85541 | Gila | 9 | Perm Closure | 1994-05-01 | 12000 | Diesel | COMPARTMENT A | Double Walled | Fiberglass Reinforced Plastic | Pressure | Double Walled | Fiberglass Reinforced Plastic | Removal | 2008-12-17
0-009510 | LOVE'S TRAVEL STOP | 5000 N SUNLAND GIN RD | ELOY | AZ | 85131 | Pinal | 6 | Open | 2015-12-21 | 20000 | Biodiesel | COMPARTMENT A | Double Walled | Fiberglass Reinforced Plastic | Pressure | Double Walled | Fiberglass Reinforced Plastic
0-009510 | LOVE'S TRAVEL STOP | 5000 N SUNLAND GIN RD | ELOY | AZ | 85131 | Pinal | 5 | Open | 2012-05-01 | 20000 | Diesel | COMPARTMENT A | Double Walled | Fiberglass Reinforced Plastic | Pressure | Double Walled | Flexible
0-009510 | LOVE'S TRAVEL STOP | 5000 N SUNLAND GIN RD | ELOY | AZ | 85131 | Pinal | 4 | Open | 1999-03-05 | 20000 | Diesel | COMPARTMENT A | Double Walled | Composite (Steel/Fiberglass) | Pressure | Double Walled | Flexible
0-001096 | CHEVRON #9-0860 | 6502 N 7TH ST | PHOENIX | AZ | 85014 | Maricopa | 3 | Perm Closure | 1968-01-01 | 10000 | Gasoline | COMPARTMENT A |  | Asphalt coated or Bare Steel | Pressure |  | Fiberglass Reinforced Plastic | Removal | 1993-12-08
0-002663 | PIMA WELDING SUPPLY INC | 727 E EVANS BLVD | TUCSON | AZ | 85713 | Pima | 1 | Perm Closure | 1980-01-01 | 3000 | Gasoline | COMPARTMENT A | Double Walled | Asphalt coated or Bare Steel |  |  |  | Removal | 1989-03-01
0-009719 | WALMART SUPERCENTER #2778 | 1695 N ARIZONA BLVD | COOLIDGE | AZ | 85128 | Pinal | 2 | Perm Closure | 2001-01-22 | 12000 | Gasoline | COMPARTMENT A | Double Walled | Fiberglass Reinforced Plastic | Pressure | Double Walled | Fiberglass Reinforced Plastic | Removal | 2008-12-05
0-004986 | FLYERS ENERGY 3057 | 3555 S RICHEY BLVD | TUCSON | AZ | 85713 | Pima | 9 | Perm Closure | 1979-05-01 | 12000 | New Oil | COMPARTMENT A | Double Walled | Asphalt coated or Bare Steel | Suction - Check Valve at the Tank Top |  |  | Removal | 1998-12-15
0-001888 | CIRCLE K #2705537 | 4900 W INA RD | MARANA | AZ | 85743 | Pima | 4 | Perm Closure | 1970-04-26 | 1000 | Used Oil/Waste Oil | COMPARTMENT A | Single Walled | Asphalt coated or Bare Steel | Pressure | Single Walled | Bare or Galvanized Steel | Removal | 1992-12-17
0-001888 | CIRCLE K #2705537 | 4900 W INA RD | MARANA | AZ | 85743 | Pima | 3 | Perm Closure | 1970-04-26 | 10000 | Gasoline | COMPARTMENT A | Single Walled | Asphalt coated or Bare Steel | Pressure | Single Walled | Bare or Galvanized Steel | Removal | 1997-10-01
0-000909 | CIRCLE K STORE #2706644 | 1850 W UNION HILLS DR | PHOENIX | AZ | 85027 | Maricopa | 3 | Perm Closure | 1975-01-01 | 12000 | Gasoline | COMPARTMENT A |  | Asphalt coated or Bare Steel | Pressure |  | Fiberglass Reinforced Plastic | Removal | 1991-06-11
0-000909 | CIRCLE K STORE #2706644 | 1850 W UNION HILLS DR | PHOENIX | AZ | 85027 | Maricopa | 10 | Open | 1991-06-30 | 10000 | Diesel | COMPARTMENT A | Double Walled | Fiberglass Reinforced Plastic | Pressure | Double Walled | Fiberglass Reinforced Plastic
0-004357 | RAMADA LIMITED | 1701 W BASELINE RD | GUADALUPE | AZ | 85283 | Maricopa | 1 | Perm Closure | 1982-01-24 | 10000 | Gasoline | COMPARTMENT A | Double Walled | Asphalt coated or Bare Steel | Pressure |  | Bare or Galvanized Steel | Removal | 1991-12-19
0-004913 | TEXACO #60-349-0097 | 630 E MAIN ST | MESA | AZ | 85203 | Maricopa | 1 | Perm Closure | 1970-05-07 | 10000 | Gasoline | COMPARTMENT A | Unknown | Asphalt coated or Bare Steel | Pressure |  | Bare or Galvanized Steel | Removal | 1991-08-23
0-005306 | MCAFEE CONSOLIDATED | 840 E SOUTHERN AVE | MESA | AZ | 85204 | Maricopa | 2 | Perm Closure | 1965-01-01 | 5000 | Gasoline | COMPARTMENT A | Double Walled | Asphalt coated or Bare Steel | Suction - Check Valve at the Tank Top |  |  | Removal | 1991-12-09
0-005580 | MATHESON TRI-GAS INC | 2615 S 40TH ST | PHOENIX | AZ | 85034 | Maricopa | 2 | Perm Closure | 1966-01-09 | 7000 | Diesel | COMPARTMENT A | Double Walled | Asphalt coated or Bare Steel |  |  |  | Removal | 1990-08-09
0-007002 | STONESIFER | 2236 MONTECITO DR | BULLHEAD CITY | AZ | 86442 | Mohave | 1 | Perm Closure | 2005-06-17 |  | Unidentified | COMPARTMENT A | Single Walled | Asphalt coated or Bare Steel |  |  |  | Removal | 1990-08-31
0-010567 | QUIKTRIP #476 | 4011 E GREENWAY RD | PHOENIX | AZ | 85032 | Maricopa | 1 | Open | 2016-03-26 | 10000 | Other | COMPARTMENT B | Double Walled | Fiberglass Reinforced Plastic | Pressure |  | Flexible
0-010567 | QUIKTRIP #476 | 4011 E GREENWAY RD | PHOENIX | AZ | 85032 | Maricopa | 1 | Open | 2016-03-26 | 12000 | Diesel | COMPARTMENT A | Double Walled | Fiberglass Reinforced Plastic | Pressure
0-006894 | FORT MOHAVE TEXACO | 4508 S HIGHWAY 95 | MOHAVE VALLEY | AZ | 86426 | Mohave | 1 | Perm Closure | 1989-01-01 | 12000 | Gasoline | COMPARTMENT A | Double Walled | Fiberglass Reinforced Plastic | Pressure |  | Fiberglass Reinforced Plastic | Removal | 1999-05-28
0-003227 | MOBIL 18-AYC | 2750 E UNIVERSITY DR | MESA | AZ | 85213 | Maricopa | 3 | Perm Closure | 1985-01-01 | 12000 | Gasoline | COMPARTMENT A |  | Fiberglass Reinforced Plastic | Pressure |  | Fiberglass Reinforced Plastic | Removal | 2004-05-11
0-010014 | UPS MESA | 5552 E INVERNESS AVE | MESA | AZ | 85206 | Maricopa | 1 | Open | 2004-02-04 | 12000 | Gasoline | COMPARTMENT A | Double Walled | Fiberglass Reinforced Plastic | Pressure | Double Walled | Fiberglass Reinforced Plastic
0-004582 | SONOITA SERVICE |  | SONOITA |  |  | Santa Cruz | 2 | Perm Closure | 1964-04-24 | 6000 | Diesel | COMPARTMENT A | Double Walled | Asphalt coated or Bare Steel |  |  |  | Removal | 1990-01-23
0-006752 | ALPINE MARKET | 42651 HIGHWAY 180 | ALPINE | AZ | 85920 | Apache | 2 | Perm Closure | 1965-01-01 |  | Gasoline | COMPARTMENT A | Unknown | Unknown |  |  |  | Removal | 1990-08-10
0-008322 | THE SNAK SHAK | 1113 S TILBURY DR | KEARNY | AZ | 85137 | Pinal | 1 | Temp Closure | 1990-04-01 | 10000 | Gasoline | COMPARTMENT A | Single Walled | Asphalt coated or Bare Steel | Pressure | Single Walled | Fiberglass Reinforced Plastic |  | 2019-03-21
0-008115 | ALL VALLEY WRECKER | 3401 S 39TH AVE | PHOENIX | AZ | 85009 | Maricopa | 2 | Perm Closure | 1983-01-01 | 10000 | Diesel | COMPARTMENT A | Double Walled | Asphalt coated or Bare Steel | Pressure |  |  | Removal | 1993-02-05
0-004841 | BCW INC | 14152 N ATTAWAY RD | COOLIDGE | AZ | 85128 | Pinal | 4 | Perm Closure | 2005-06-17 | 10000 | Diesel | COMPARTMENT A | Single Walled | Asphalt coated or Bare Steel |  |  |  | Removal | 1989-12-01
0-009041 | SCOTT'S AUTO |  | CONGRESS |  |  | Yavapai | 3 | Perm Closure | 2007-10-29 | 8000 | Gasoline | COMPARTMENT A |  | Asphalt coated or Bare Steel |  |  |  | Removal | 2007-08-22
0-009924 | SIGNATURE FLIGHT SUPPORT | 15290 N 78TH WAY | SCOTTSDALE | AZ | 85260 | Maricopa | 1 | Open | 2003-02-17 | 20000 | Gasoline | COMPARTMENT A | Double Walled | Fiberglass Reinforced Plastic | Suction - Check Valve at the Dispenser | Double Walled | Fiberglass Reinforced Plastic
0-006147 | COTTONWOOD COUNTRY CLUB | 25612 E J ROBSON BLVD | SUN LAKES | AZ | 85248 | Maricopa | 1 | Perm Closure | 1981-04-23 | 900 | Gasoline | COMPARTMENT A | Unknown | Asphalt coated or Bare Steel |  |  |  | Removal | 1990-03-15
0-001638 | CONSOLIDATED GROVES | 2210 E MCDOWELL RD | MESA | AZ | 85203 | Maricopa | 1 | Perm Closure | 1976-01-01 | 6000 | Gasoline | COMPARTMENT A |  | Asphalt coated or Bare Steel |  |  |  | Removal | 1991-06-01
0-005601 | COOLIDGE FARM | 8830 N CLEMANS RD | COOLIDGE | AZ | 85128 | Pinal | 2 | Perm Closure | 1976-03-20 | 10000 | Diesel | COMPARTMENT A | Double Walled | Asphalt coated or Bare Steel |  |  |  | Removal | 1988-10-01
0-010589 | FRY'S FUEL CENTER #657 | 25371 N LAKE PLEASANT PKWY | PEORIA | AZ | 85383 | Maricopa | 2 | Open | 2016-11-17 | 12000 | Diesel | COMPARTMENT B | Double Walled | Fiberglass Reinforced Plastic | Pressure | Double Walled | Fiberglass Reinforced Plastic
0-008829 | CIRCLE K #2700085 | 1154 W RIO SALADO PKWY | MESA | AZ | 85201 | Maricopa | 2 | Open | 1995-11-01 | 10000 | Gasoline | COMPARTMENT A | Single Walled | Fiberglass Reinforced Plastic | Pressure | Double Walled | Fiberglass Reinforced Plastic
0-001342 | CIRCLE K #2700905 | 498 S ARIZONA AVE | CHANDLER | AZ | 85225 | Maricopa | 3 | Open | 1985-01-01 | 10000 | Gasoline | COMPARTMENT A | Double Walled | Fiberglass Reinforced Plastic | Pressure | Single Walled | Fiberglass Reinforced Plastic
0-001483 | CIRCLE K #2701792 | 1009 S BEELINE HWY | PAYSON | AZ | 85541 | Gila | 2 | Perm Closure | 1985-01-01 | 10000 | Gasoline | COMPARTMENT A | Double Walled | Fiberglass Reinforced Plastic | Pressure |  | Fiberglass Reinforced Plastic | Removal | 2019-10-16
0-006601 | CIRCLE K #2705024 | 5105 W MCDOWELL RD | PHOENIX | AZ | 85035 | Maricopa | 1 | Open | 1989-01-21 | 10000 | Gasoline | COMPARTMENT A | Double Walled | Fiberglass Reinforced Plastic | Pressure | Single Walled | Fiberglass Reinforced Plastic
0-006418 | CIRCLE K #2708746 | 85 W SUPERSTITION BLVD | APACHE JUNCTION | AZ | 85120 | Pinal | 1 | Open | 1987-10-07 | 10000 | Gasoline | COMPARTMENT A | Double Walled | Fiberglass Reinforced Plastic | Pressure |  | Fiberglass Reinforced Plastic
0-006418 | CIRCLE K #2708746 | 85 W SUPERSTITION BLVD | APACHE JUNCTION | AZ | 85120 | Pinal | 2 | Open | 1987-10-07 | 10000 | Gasoline | COMPARTMENT A | Double Walled | Fiberglass Reinforced Plastic | Pressure |  | Fiberglass Reinforced Plastic
0-004553 | CIRCLE K #2701953 | 1395 W MIRACLE MILE | TUCSON | AZ | 85705 | Pima | 3 | Perm Closure | 1986-01-01 | 10000 | Gasoline | COMPARTMENT A | Single Walled | Fiberglass Reinforced Plastic | Pressure | Single Walled | Fiberglass Reinforced Plastic | Removal | 2013-10-30
0-005427 | CIRCLE K #2702872 | 602 N 1ST AVE | PHOENIX | AZ | 85003 | Maricopa | 3 | Open | 1985-04-24 | 10000 | Gasoline | COMPARTMENT A | Single Walled | Fiberglass Reinforced Plastic | Pressure | Single Walled | Fiberglass Reinforced Plastic
0-005427 | CIRCLE K #2702872 | 602 N 1ST AVE | PHOENIX | AZ | 85003 | Maricopa | 4 | Open | 1985-04-24 | 10000 | Gasoline | COMPARTMENT A | Single Walled | Fiberglass Reinforced Plastic | Pressure | Single Walled | Fiberglass Reinforced Plastic
0-005442 | CIRCLE K #2702902 | 7022 E SPEEDWAY BLVD | TUCSON | AZ | 85710 | Pima | 3 | Open | 1985-01-01 | 10000 | Gasoline | COMPARTMENT A | Double Walled | Fiberglass Reinforced Plastic | Pressure | Single Walled | Fiberglass Reinforced Plastic
0-005442 | CIRCLE K #2702902 | 7022 E SPEEDWAY BLVD | TUCSON | AZ | 85710 | Pima | 5 | Open | 1985-01-01 | 10000 | Gasoline | COMPARTMENT A | Double Walled | Fiberglass Reinforced Plastic | Pressure | Single Walled | Fiberglass Reinforced Plastic
0-005943 | FEDERAL EXPRESS STATION | 3340 E THOMAS RD | PHOENIX | AZ | 85018 | Maricopa | 1 | Perm Closure | 1987-12-24 | 10000 | Gasoline | COMPARTMENT A | Double Walled | Fiberglass Reinforced Plastic |  |  |  | Removal | 1991-06-03
0-000786 | FERRELLGAS | 3111 GRAND AVE | PHOENIX | AZ | 85017 | Maricopa | 1 | Perm Closure | 1968-01-01 | 10500 | Diesel | COMPARTMENT A |  | Asphalt coated or Bare Steel |  |  |  | Removal | 1994-04-29
0-007396 | FARMS ALONG THE SAN PEDRO RIVER |  | FAIRBANK |  |  | Cochise | 1 | Perm Closure | 1973-01-01 | 1100 | Diesel | COMPARTMENT A | Unknown | Unknown |  |  |  | Removal | 1994-10-05
0-007396 | FARMS ALONG THE SAN PEDRO RIVER |  | FAIRBANK |  |  | Cochise | 2 | Perm Closure | 1973-01-01 | 1100 | Diesel | COMPARTMENT A | Unknown | Unknown |  |  |  | Removal | 1994-10-05
0-010512 | CIRCLE K STORE #3442 | 1550 W APACHE TRL | APACHE JUNCTION | AZ | 85120 | Pinal | 2 | Open | 2014-09-19 | 12000 | Gasoline (PUL) | COMPARTMENT A | Double Walled | Fiberglass Reinforced Plastic | Pressure | Double Walled | Fiberglass Reinforced Plastic
0-010523 | LEGACY RECEPTION HALL | 130 N 35TH AVE | PHOENIX | AZ | 85009 | Maricopa | 1 | Temp Closure | 2002-01-01 | 18000 | Diesel | COMPARTMENT A |  | Unknown |  |  |  |  | 2003-01-01
0-010531 | CIRCLE K STORE #2705301 | 6015 S ARIZONA AVE | CHANDLER | AZ | 85248 | Maricopa | 2 | Open | 2015-06-04 | 12000 | Gasoline (PUL) | COMPARTMENT A | Double Walled | Fiberglass Reinforced Plastic | Pressure | Double Walled | Fiberglass Reinforced Plastic
0-004169 | YRC INC - #841 | 2021 S 51ST AVE | PHOENIX | AZ | 85043 | Maricopa | 11 | Perm Closure | 1981-01-01 | 10000 | Unidentified | COMPARTMENT A | Single Walled | Fiberglass Reinforced Plastic | Suction - Check Valve at the Tank Top |  |  | Removal | 1994-02-01
0-004169 | YRC INC - #841 | 2021 S 51ST AVE | PHOENIX | AZ | 85043 | Maricopa | 5 | Open | 1981-01-01 | 12000 | Diesel | COMPARTMENT A | Single Walled | Fiberglass Reinforced Plastic | Pressure | Double Walled | Fiberglass Reinforced Plastic
0-010617 | QUIKTRIP #451 | 6702 W MCDOWELL RD | PHOENIX | AZ | 85035 | Maricopa | 1 | Open | 2018-02-26 | 10000 | Other | COMPARTMENT B | Double Walled | Fiberglass Reinforced Plastic | Pressure | Double Walled | Fiberglass Reinforced Plastic
0-000213 | ADPS | 2319 E ANDY DEVINE AVE | KINGMAN | AZ | 86401 | Mohave | 1 | Perm Closure | 1971-01-01 | 10000 | Gasoline | COMPARTMENT A |  | Asphalt coated or Bare Steel |  |  |  | Removal | 1997-10-29
0-000746 | BORDER PRODUCTS CORP | 3880 E BROADWAY RD | PHOENIX | AZ | 85040 | Maricopa | 1 | Perm Closure | 1982-01-01 | 5000 | Gasoline | COMPARTMENT A |  | Asphalt coated or Bare Steel |  |  |  | Removal | 1990-11-29
0-004486 | HOLBROOK CHEVRON | 2702 NAVAJO BLVD | HOLBROOK | AZ | 86025 | Navajo | 2 | Open | 1986-06-27 | 20000 | Gasoline | COMPARTMENT A | Double Walled | Composite (Steel/Fiberglass) | Pressure | Double Walled | Fiberglass Reinforced Plastic
0-010621 | CIRCLE K STORE | 5725 W INA RD | TUCSON | AZ | 85743 | Pima | 2 | Open | 2018-11-13 | 12000 | Gasoline (PUL) | COMPARTMENT A | Double Walled | Fiberglass Reinforced Plastic | Pressure | Double Walled | Fiberglass Reinforced Plastic
0-007056 | DUVAL PENNZOIL FARM |  | THREE POINTS |  |  | Pima | 1 | Perm Closure | 2005-06-17 | 1000 | Gasoline | COMPARTMENT A | Unknown | Asphalt coated or Bare Steel | Suction - Check Valve at the Tank Top |  | Bare or Galvanized Steel | Removal | 1990-12-19
0-005503 | AGASSIZ LANDSCAPE GROUP | 210 W BENTON AVE | FLAGSTAFF | AZ | 86001 | Coconino | 2 | Perm Closure | 1968-01-01 | 8000 | Gasoline | COMPARTMENT A |  | Asphalt coated or Bare Steel |  |  |  | Closed in Place | 1988-06-20
0-003433 | PHOENIX SUNNYSLOPE CO #165210 | 18 W DUNLAP AVE | PHOENIX | AZ | 85021 | Maricopa | 1 | Perm Closure | 1981-01-06 | 1000 | Diesel | COMPARTMENT A | Double Walled | Asphalt coated or Bare Steel |  |  |  | Removal | 1990-01-13
0-003677 | PEP BOYS | 5813 S CENTRAL AVE | PHOENIX | AZ | 85040 | Maricopa | 1 | Perm Closure | 1980-01-01 | 750 | Used Oil/Waste Oil | COMPARTMENT A | Single Walled | Asphalt coated or Bare Steel |  |  |  | Removal | 1995-01-26
0-003618 | PARKER BROS CONCRETE INC | 2021 W CHERYL DR | PHOENIX | AZ | 85021 | Maricopa | 2 | Perm Closure | 2005-06-17 | 500 | Gasoline | COMPARTMENT A |  | Asphalt coated or Bare Steel |  |  |  | Removal | 1991-11-15
0-002156 | NELSON PLANT |  | NELSON |  |  | Yavapai | 5 | Perm Closure | 1963-01-01 | 500 | Gasoline | COMPARTMENT A | Single Walled | Asphalt coated or Bare Steel |  |  |  | Removal | 1989-12-15
0-006102 | MOBIL STATION/W. CHANDLER TAVERN | 6000 W CHANDLER BLVD | CHANDLER | AZ | 85226 | Maricopa | 2 | Perm Closure | 2005-06-17 | 2000 | Diesel | COMPARTMENT A |  | Asphalt coated or Bare Steel |  |  |  | Removal | 1992-02-20
0-003729 | SAVON TRANSMISSION | 3701 N 43RD AVE | PHOENIX | AZ | 85031 | Maricopa | 1 | Perm Closure | 1967-01-01 | 6000 | Gasoline | COMPARTMENT A |  | Asphalt coated or Bare Steel |  |  |  | Removal | 1990-01-01
0-003729 | SAVON TRANSMISSION | 3701 N 43RD AVE | PHOENIX | AZ | 85031 | Maricopa | 3 | Perm Closure | 1974-01-01 | 10000 | Gasoline | COMPARTMENT A |  | Asphalt coated or Bare Steel |  |  |  | Removal | 1990-01-01
0-007213 | SPEEDWAY STORE #2984 | 750 S 8TH AVE | SAFFORD | AZ | 85546 | Graham | 2 | Open | 1989-01-01 | 10000 | Gasoline | COMPARTMENT A | Single Walled | Fiberglass Reinforced Plastic | Pressure |  | Fiberglass Reinforced Plastic
0-004143 | RIGGS BROTHERS FARMS | 5061 S GILBERT RD | CHANDLER | AZ | 85249 | Maricopa | 2 | Perm Closure | 1961-05-23 | 1000 | Diesel | COMPARTMENT A | Double Walled | Asphalt coated or Bare Steel |  |  |  | Removal | 1988-11-22
0-009874 | SPEEDWAY STORE #2959 | 11200 S SIERRITA MOUNTAIN RD | TUCSON | AZ | 85736 | Pima | 1 | Open | 2002-07-22 | 6000 | Diesel | COMPARTMENT A | Double Walled | Composite (Steel/Fiberglass)
0-009874 | SPEEDWAY STORE #2959 | 11200 S SIERRITA MOUNTAIN RD | TUCSON | AZ | 85736 | Pima | 2 | Open | 2002-07-22 | 12000 | Gasoline (UL) | COMPARTMENT A | Double Walled | Composite (Steel/Fiberglass) | Pressure | Double Walled | Flexible
0-004507 | CITY OF SHOW LOW - PUBLIC WORKS YARD | 120 N 6TH ST | SHOW LOW | AZ | 85901 | Navajo | 4 | Perm Closure | 1962-05-13 | 500 | Diesel | COMPARTMENT A | Unknown | Asphalt coated or Bare Steel |  |  |  | Removal | 1988-12-11
0-004003 | Q LUBE #1125 | 4020 N 43RD AVE | PHOENIX | AZ | 85031 | Maricopa | 2 | Perm Closure | 1980-04-03 | 3000 | Unidentified | COMPARTMENT A | Unknown | Asphalt coated or Bare Steel | Suction - Check Valve at the Tank Top |  | Bare or Galvanized Steel | Removal | 1995-12-19
0-005806 | JIFFY LUBE #2442 | 6686 E TANQUE VERDE RD | TUCSON | AZ | 85715 | Pima | 1 | Perm Closure | 1988-11-28 | 0 | Used Oil/Waste Oil | COMPARTMENT A | Double Walled | Asphalt coated or Bare Steel | Suction - Check Valve at the Tank Top |  | Fiberglass Reinforced Plastic | Removal | 1996-02-01
0-005336 | AVIS LUBE #122 | 3620 E INDIAN SCHOOL RD | PHOENIX | AZ | 85018 | Maricopa | 1 | Perm Closure | 1989-08-01 | 2000 | Used Oil/Waste Oil | COMPARTMENT A | Double Walled | Composite (Steel/Fiberglass) | Gravity Feed |  |  | Removal | 2014-10-09
0-002229 | BARNEYS #34 - ULTRAMAR | 1610 S MAPLE AVE | YUMA | AZ | 85364 | Yuma | 1 | Perm Closure | 1970-01-01 | 15000 | Gasoline | COMPARTMENT A |  | Asphalt coated or Bare Steel |  |  |  | Removal | 1989-06-26
0-002608 | ARIZONA AUTO CLINIC INC | 1001 S 4TH AVE | YUMA | AZ | 85364 | Yuma | 1 | Perm Closure | 1974-01-01 | 500 | Used Oil/Waste Oil | COMPARTMENT A | Single Walled | Asphalt coated or Bare Steel |  |  |  | Removal | 1990-01-25
0-000450 | ARIZONA WATER CO - FULLER #4 | 77 CALLE PORTAL | SIERRA VISTA | AZ | 85635 | Cochise | 1 | Perm Closure | 1982-01-01 | 1000 | Gasoline | COMPARTMENT A |  | Asphalt coated or Bare Steel |  |  |  | Removal | 1988-12-22
0-007209 | AMERICA WEST ARENA/FRMR STATION | 102 W MADISON ST | PHOENIX | AZ | 85003 | Maricopa | 6 | Perm Closure | 2005-06-17 | 750 | Gasoline | COMPARTMENT A | Single Walled | Asphalt coated or Bare Steel |  |  |  | Removal | 1989-10-20
0-007209 | AMERICA WEST ARENA/FRMR STATION | 102 W MADISON ST | PHOENIX | AZ | 85003 | Maricopa | 11 | Perm Closure | 2005-06-17 | 3500 | Unidentified | COMPARTMENT A | Single Walled | Asphalt coated or Bare Steel |  |  |  | Removal | 1989-10-20
0-001208 | AMERICAN INTERNATIONAL RENT-A-CAR | 6627 S TUCSON BLVD | TUCSON | AZ | 85756 | Pima | 1 | Perm Closure | 1984-01-01 | 6000 | Gasoline | COMPARTMENT A | Single Walled | Asphalt coated or Bare Steel |  |  |  | Removal | 1993-05-13
0-000272 | ADOT - WICKENBURG MAINTENANCE YARD | 52417 NW GRAND AVE | WICKENBURG | AZ | 85390 | Maricopa | 1 | Perm Closure | 1983-01-01 | 12000 | Gasoline | COMPARTMENT A | Single Walled | Fiberglass Reinforced Plastic | Suction - Check Valve at the Dispenser | Single Walled | Bare or Galvanized Steel | Removal | 1999-11-16
0-004667 | 7-ELEVEN #24210 | 1545 E THOMAS RD | PHOENIX | AZ | 85014 | Maricopa | 1 | Perm Closure | 1984-01-01 | 10000 | Gasoline | COMPARTMENT A |  | Fiberglass Reinforced Plastic | Pressure |  | Fiberglass Reinforced Plastic | Removal | 2008-09-16
0-006363 | A-1 PLUMBING | 5200 W BETHANY HOME RD | GLENDALE | AZ | 85301 | Maricopa | 4 | Perm Closure | 1990-07-31 | 10000 | Diesel | COMPARTMENT A | Double Walled | Fiberglass Reinforced Plastic | Pressure |  | Fiberglass Reinforced Plastic | Removal | 2004-04-07
0-007531 | CHEVRON - SIGNAL BULK PLANT | 115 W 35TH ST | TUCSON | AZ | 85713 | Pima | 1 | Perm Closure | 2005-06-17 |  | Unidentified | COMPARTMENT A | Double Walled | Fiberglass Reinforced Plastic |  |  |  | Removal | 1967-01-01
0-006238 | CHRISTMAS MINE FACILITY |  | CHRISTMAS |  |  | Gila | 2 | Perm Closure | 1960-06-27 | 1000 | Gasoline | COMPARTMENT A | Double Walled | Asphalt coated or Bare Steel |  |  |  | Removal | 1988-10-01
0-001091 | 4 SONS FOOD STORES #801 | 10444 N 32ND ST | PHOENIX | AZ | 85028 | Maricopa | 8 | Open | 1988-02-01 | 10000 | Gasoline | COMPARTMENT A | Single Walled | Fiberglass Reinforced Plastic | Pressure |  | Fiberglass Reinforced Plastic
0-000972 | USDOI NPS - CASA GRANDE RUINS NATIONAL MONUMENT | 1100 W RUINS DR | COOLIDGE | AZ | 85128 | Pinal | 1 | Perm Closure | 1940-01-01 | 575 | Gasoline | COMPARTMENT A |  | Asphalt coated or Bare Steel |  |  |  | Removal | 1990-09-05
0-000168 | CASA GRANDE PLANT FOOD CO | 447 W 1ST ST | CASA GRANDE | AZ | 85122 | Pinal | 1 | Perm Closure | 1966-01-01 | 550 | Gasoline | COMPARTMENT A |  | Asphalt coated or Bare Steel |  |  |  | Removal | 1986-12-01
0-001016 | CHANDLER GINNING CO | 16601 S HIGLEY RD | GILBERT | AZ | 85295 | Maricopa | 1 | Perm Closure | 1976-01-01 | 8000 | Diesel | COMPARTMENT A |  | Asphalt coated or Bare Steel |  |  |  | Removal | 1991-09-16
0-007204 | CHAPOS SHELL OIL PUCHIS WAREHOUSE | 460 N GRAND AVE | NOGALES | AZ | 85621 | Santa Cruz | 2 | Perm Closure | 2005-06-17 |  | Gasoline | COMPARTMENT A | Double Walled | Asphalt coated or Bare Steel | Suction - Check Valve at the Tank Top |  | Bare or Galvanized Steel | Removal | 1987-12-10
0-003060 | MARICOPA COUNTY - CANYON LAKE AID STATION |  | CANYON LAKE |  |  | Maricopa | 1 | Perm Closure | 1981-04-13 | 1000 | Gasoline | COMPARTMENT A | Double Walled | Asphalt coated or Bare Steel |  |  |  | Closed in Place | 1988-01-01
0-000772 | APACHE COUNTY - ROAD DEPARTMENT | 405 W 4TH N ST | SAINT JOHNS | AZ | 85936 | Apache | 1 | Perm Closure | 1986-01-01 | 5000 | Gasoline | COMPARTMENT A |  | Asphalt coated or Bare Steel | Suction - Check Valve at the Tank Top |  |  | Removal | 1990-03-15
0-001726 | EA SERVICE & FUEL | 4047 W MAIN ST | THATCHER | AZ | 85552 | Graham | 7 | Perm Closure | 1990-06-01 | 6000 | Gasoline | COMPARTMENT A | Single Walled | Fiberglass Reinforced Plastic | Pressure |  | Fiberglass Reinforced Plastic | Removal | 2016-10-13
0-001726 | EA SERVICE & FUEL | 4047 W MAIN ST | THATCHER | AZ | 85552 | Graham | 2 | Perm Closure | 1968-01-01 | 6000 | Gasoline | COMPARTMENT A |  | Asphalt coated or Bare Steel |  |  |  | Removal | 1990-03-13
0-005343 | USDA - AGRICULTURAL RESEARCH SERVICE | 2000 E ALLEN RD | TUCSON | AZ | 85719 | Pima | 1 | Perm Closure | 1976-04-30 | 1000 | Gasoline | COMPARTMENT A | Double Walled | Asphalt coated or Bare Steel |  |  |  | Removal | 1988-11-14
0-009708 | BROMAX #604 | 15505 W BELL RD | SURPRISE | AZ | 85374 | Maricopa | 3 | Open | 2000-10-01 | 15000 | Gasoline | COMPARTMENT A | Double Walled | Fiberglass Reinforced Plastic | Pressure | Double Walled | Fiberglass Reinforced Plastic
0-009708 | BROMAX #604 | 15505 W BELL RD | SURPRISE | AZ | 85374 | Maricopa | 2 | Open | 2000-10-01 | 15000 | Gasoline | COMPARTMENT A | Double Walled | Fiberglass Reinforced Plastic | Pressure | Double Walled | Fiberglass Reinforced Plastic
0-009708 | BROMAX #604 | 15505 W BELL RD | SURPRISE | AZ | 85374 | Maricopa | 1 | Open | 2000-10-01 | 8000 | Diesel | COMPARTMENT A | Double Walled | Fiberglass Reinforced Plastic | Pressure | Double Walled | Fiberglass Reinforced Plastic
0-008468 | BUCKEYE GAS & FOOD | 105 E MONROE AVE | BUCKEYE | AZ | 85326 | Maricopa | 3 | Perm Closure | 2005-06-17 | 8000 | Gasoline | COMPARTMENT A | Single Walled | Asphalt coated or Bare Steel | Pressure | Single Walled | Fiberglass Reinforced Plastic | Removal | 2014-05-22
0-006023 | BUCKEYE MUNICIPAL AIRPORT | 3004 S PALO VERDE RD | BUCKEYE | AZ | 85326 | Maricopa | 2 | Perm Closure | 1983-03-31 | 10000 | Gasoline | COMPARTMENT A | Unknown | Asphalt coated or Bare Steel |  |  |  | Removal | 1988-01-01
0-005831 | TUMACACORI MINI MARKET | 1968 NOGALES HWY | TUMACACORI | AZ | 85640 | Santa Cruz | 2 | Perm Closure | 1984-01-01 | 4000 | Gasoline | COMPARTMENT A |  | Asphalt coated or Bare Steel | Pressure |  | Bare or Galvanized Steel | Removal | 2006-06-30
0-006312 | THE WHY NOT TRAVEL STORE | 230 S SONOYTA WAY | WHY | AZ | 85321 | Pima | 1 | Perm Closure | 1986-08-29 | 8000 | Gasoline | COMPARTMENT A | Unknown | Asphalt coated or Bare Steel | Pressure |  |  | Removal | 2000-02-15
0-000877 | CIRCLE K STORE #2706658 | 5881 W CACTUS RD | GLENDALE | AZ | 85304 | Maricopa | 3 | Open | 1986-01-01 | 20000 | Gasoline | COMPARTMENT A | Double Walled | Fiberglass Reinforced Plastic | Pressure | Double Walled | Fiberglass Reinforced Plastic
0-004816 | SUPER STOP #752 | 861 W GILA BEND HWY | CASA GRANDE | AZ | 85122 | Pinal | 2 | Perm Closure | 1984-01-01 | 12000 | Gasoline | COMPARTMENT A |  | Asphalt coated or Bare Steel | Pressure | Double Walled | Fiberglass Reinforced Plastic | Removal | 2013-11-27
0-004795 | SUPERIOR MATERIALS CV PLANT | 4175 W 1ST ST | THATCHER | AZ | 85552 | Graham | 1 | Perm Closure | 2005-06-17 | 10000 | Diesel | COMPARTMENT A | Double Walled | Asphalt coated or Bare Steel |  |  |  | Removal | 1988-12-08
0-004795 | SUPERIOR MATERIALS CV PLANT | 4175 W 1ST ST | THATCHER | AZ | 85552 | Graham | 3 | Perm Closure | 2005-06-17 | 3000 | Gasoline | COMPARTMENT A | Double Walled | Asphalt coated or Bare Steel |  |  |  | Removal | 1988-12-08
0-002826 | KE&G DEVELOPMENT COMPANY |  | SIERRA VISTA |  |  | Cochise | 1 | Perm Closure | 1971-02-22 | 10000 | Gasoline | COMPARTMENT A | Double Walled | Asphalt coated or Bare Steel | Suction - Check Valve at the Tank Top |  |  | Removal | 1993-03-04
0-009655 | 7-ELEVEN #32824 | 9910 W INDIAN SCHOOL RD | PHOENIX | AZ | 85037 | Maricopa | 4 | Open | 2020-12-10 | 12000 | Diesel #2 | COMPARTMENT B | Double Walled | Fiberglass Reinforced Plastic | Pressure | Double Walled | Flexible
0-009655 | 7-ELEVEN #32824 | 9910 W INDIAN SCHOOL RD | PHOENIX | AZ | 85037 | Maricopa | 3 | Open | 2020-12-10 | 20000 | Gasoline (UL) | COMPARTMENT A | Double Walled | Fiberglass Reinforced Plastic | Pressure | Double Walled | Flexible
0-001402 | CIRCLE K #1384 | 3198 S AVENUE B | YUMA | AZ | 85364 | Yuma | 3 | Perm Closure | 1985-01-01 | 10000 | Gasoline | COMPARTMENT A | Double Walled | Fiberglass Reinforced Plastic | Pressure |  | Fiberglass Reinforced Plastic | Removal | 2000-08-15
0-007236 | BELL MART | 3641 HIGHWAY 85 | AJO | AZ | 85321 | Pima | 2 | Perm Closure | 1965-01-01 | 10000 | Gasoline | COMPARTMENT A | Unknown | Asphalt coated or Bare Steel | Pressure |  |  | Removal | 1997-02-13
0-001360 | CIRCLE K #2701065 | 9049 W PEORIA AVE | PEORIA | AZ | 85345 | Maricopa | 2 | Perm Closure | 1969-01-01 | 10000 | Gasoline | COMPARTMENT A |  | Asphalt coated or Bare Steel | Pressure |  | Fiberglass Reinforced Plastic | Removal | 1994-09-25
0-002096 | CAMELBACK HYUNDAI | 1500 E CAMELBACK RD | PHOENIX | AZ | 85014 | Maricopa | 4 | Perm Closure | 1975-05-13 | 3000 | Gasoline | COMPARTMENT A | Single Walled | Asphalt coated or Bare Steel | Suction - Check Valve at the Tank Top | Single Walled | Bare or Galvanized Steel | Removal | 1990-01-29
0-001518 | CIRCLE K #3743 | 5350 N 27TH AVE | PHOENIX | AZ | 85017 | Maricopa | 1 | Perm Closure | 1974-01-01 | 10000 | Gasoline | COMPARTMENT A |  | Asphalt coated or Bare Steel |  |  |  | Removal | 1994-10-18
0-001518 | CIRCLE K #3743 | 5350 N 27TH AVE | PHOENIX | AZ | 85017 | Maricopa | 3 | Open | 1994-10-18 | 10000 | Gasoline | COMPARTMENT A | Double Walled | Fiberglass Reinforced Plastic | Pressure |  | Fiberglass Reinforced Plastic
0-002233 | JERRY'S ACCURATE AUTO AC | 3955 E MAIN ST | MESA | AZ | 85205 | Maricopa | 1 | Perm Closure | 1976-05-02 | 10000 | Gasoline | COMPARTMENT A | Single Walled | Asphalt coated or Bare Steel |  |  |  | Removal | 1995-10-12
0-002233 | JERRY'S ACCURATE AUTO AC | 3955 E MAIN ST | MESA | AZ | 85205 | Maricopa | 4 | Perm Closure | 1976-05-02 | 10000 | Diesel | COMPARTMENT A | Single Walled | Asphalt coated or Bare Steel |  |  |  | Removal | 1995-10-12
0-002059 | LUBE PIT #1 | 3815 E GRANT RD | TUCSON | AZ | 85716 | Pima | 1 | Perm Closure | 1980-04-27 | 10000 | Gasoline | COMPARTMENT A | Single Walled | Asphalt coated or Bare Steel |  |  |  | Removal | 1988-06-01
0-009892 | SUPERPUMPER #12 | 15550 N THOMPSON PEAK PKWY | SCOTTSDALE | AZ | 85260 | Maricopa | 1 | Open | 2000-06-22 | 12000 | Gasoline | COMPARTMENT A | Double Walled | Fiberglass Reinforced Plastic | Pressure | Double Walled | Fiberglass Reinforced Plastic
0-005802 | SUPERPUMPER #16 | 4223 E BELL RD | PHOENIX | AZ | 85032 | Maricopa | 3 | Perm Closure | 1986-01-15 | 10000 | Gasoline | COMPARTMENT A | Double Walled | Fiberglass Reinforced Plastic | Pressure |  | Fiberglass Reinforced Plastic | Removal | 2007-01-30
0-005802 | SUPERPUMPER #16 | 4223 E BELL RD | PHOENIX | AZ | 85032 | Maricopa | 4 | Perm Closure | 1986-01-15 | 10000 | Diesel | COMPARTMENT A | Double Walled | Fiberglass Reinforced Plastic | Pressure |  | Fiberglass Reinforced Plastic | Removal | 2007-01-30
0-004806 | SUPERPUMPER #1 | 4934 E SHEA BLVD | PHOENIX | AZ | 85028 | Maricopa | 2 | Perm Closure | 1983-01-01 | 12000 | Gasoline | COMPARTMENT A | Single Walled | Asphalt coated or Bare Steel | Suction - Check Valve at the Tank Top |  | Fiberglass Reinforced Plastic | Removal | 2020-08-20
0-004806 | SUPERPUMPER #1 | 4934 E SHEA BLVD | PHOENIX | AZ | 85028 | Maricopa | 6 | Perm Closure | 1983-01-01 | 12000 | Diesel | COMPARTMENT A | Single Walled | Asphalt coated or Bare Steel | Suction - Check Valve at the Tank Top |  | Fiberglass Reinforced Plastic | Removal | 2020-08-20
0-004806 | SUPERPUMPER #1 | 4934 E SHEA BLVD | PHOENIX | AZ | 85028 | Maricopa | 5 | Perm Closure | 1983-01-01 | 12000 | Gasoline | COMPARTMENT A | Single Walled | Asphalt coated or Bare Steel | Suction - Check Valve at the Tank Top |  | Fiberglass Reinforced Plastic | Removal | 2020-08-20
0-003387 | SUPERSTITION MAIN #141240 | 9639 E MAIN ST | MESA | AZ | 85207 | Maricopa | 1 | Perm Closure | 1973-01-06 | 2000 | Diesel | COMPARTMENT A | Double Walled | Asphalt coated or Bare Steel | Suction - Check Valve at the Tank Top |  |  | Removal | 1992-10-15
0-004748 | STERN PRODUCE CO INC | 601 W JACKSON ST | PHOENIX | AZ | 85003 | Maricopa | 2 | Perm Closure | 2005-06-17 | 5000 | Diesel | COMPARTMENT A | Unknown | Asphalt coated or Bare Steel |  |  |  | Removal | 1995-10-02
0-004586 | SOUTHERN ARIZONA AUTO CO | 1200 N G AVE | DOUGLAS | AZ | 85607 | Cochise | 1 | Perm Closure | 1973-12-11 | 1000 | Gasoline | COMPARTMENT A | Double Walled | Asphalt coated or Bare Steel |  |  |  | Removal | 1989-12-01
0-002622 | SOUTHWEST GAS | 5705 S KYRENE RD | TEMPE | AZ | 85283 | Maricopa | 4 | Perm Closure | 1989-05-23 | 550 | Used Oil/Waste Oil | COMPARTMENT A | Unknown | Fiberglass Reinforced Plastic |  |  |  | Removal | 1997-10-01
0-002101 | FAA SAINT JOHNS VOR |  | SAINT JOHNS |  |  | Apache | 1 | Perm Closure | 1960-04-22 | 550 | Gasoline | COMPARTMENT A | Single Walled | Asphalt coated or Bare Steel |  |  |  | Removal | 1992-05-21
0-002030 | WOODYS FOOD STORE #134 | 281 LAKE HAVASU AVE S | LAKE HAVASU CITY | AZ | 86403 | Mohave | 1 | Temp Closure | 1974-01-01 | 10000 | Gasoline (UL) | COMPARTMENT A | Single Walled | Asphalt coated or Bare Steel | Pressure |  | Fiberglass Reinforced Plastic |  | 2020-03-31
0-008198 | WESTERN FARM CREDIT |  | LAVEEN |  |  | Maricopa | 1 | Perm Closure | 1975-01-01 | 2000 | Gasoline | COMPARTMENT A | Unknown | Unknown |  |  |  | Removal | 1993-05-20
0-002415 | BN&SF - HADLEY YARD | 4705 W PASADENA AVE | GLENDALE | AZ | 85301 | Maricopa | 1 | Perm Closure | 1971-01-01 | 10000 | Diesel | COMPARTMENT A | Double Walled | Composite (Steel/Fiberglass) | Suction - Check Valve at the Tank Top | Single Walled | Bare or Galvanized Steel | Removal | 1998-11-24
0-007874 | TRAVEL CENTERS OF AMERICA | 2949 N TOLTEC RD | ELOY | AZ | 85131 | Pinal | 1 | Open | 1989-08-01 | 20000 | Diesel | COMPARTMENT A | Double Walled | Fiberglass Reinforced Plastic | Pressure |  | Fiberglass Reinforced Plastic
0-007874 | TRAVEL CENTERS OF AMERICA | 2949 N TOLTEC RD | ELOY | AZ | 85131 | Pinal | 3 | Open | 1989-08-01 | 20000 | Diesel | COMPARTMENT A | Double Walled | Fiberglass Reinforced Plastic | Pressure |  | Fiberglass Reinforced Plastic
0-000243 | ADOT - TUCSON SHOP | 1444 W GRANT RD | TUCSON | AZ | 85745 | Pima | 1 | Perm Closure | 1972-01-01 | 2000 | Diesel | COMPARTMENT A | Single Walled | Asphalt coated or Bare Steel | Suction - Check Valve at the Dispenser | Single Walled | Bare or Galvanized Steel | Removal | 1987-01-01
0-005391 | USPS - VEHICLE MAINTENANCE GARAGE | 4949 E VAN BUREN ST | PHOENIX | AZ | 85026 | Maricopa | 8 | Open | 1994-11-07 | 4000 | New Oil | COMPARTMENT B | Double Walled | Fiberglass Reinforced Plastic | Gravity Feed | Double Walled | Fiberglass Reinforced Plastic
0-000405 | APS - YUMA GARAGE | 190 W 14TH ST | YUMA | AZ | 85364 | Yuma | 6 | Perm Closure | 1986-01-01 | 12000 | Diesel | COMPARTMENT A | Single Walled | Fiberglass Reinforced Plastic | Pressure | Single Walled | Bare or Galvanized Steel | Removal | 1994-12-29
0-005467 | CIRCLE K #2931 | 1503 E FLORENCE BLVD | CASA GRANDE | AZ | 85122 | Pinal | 4 | Perm Closure | 1995-03-27 | 10000 | Gasoline | COMPARTMENT A | Single Walled | Fiberglass Reinforced Plastic | Pressure | Double Walled | Fiberglass Reinforced Plastic | Removal | 2017-02-07
0-005469 | CIRCLE K #2934 | 36935 W HIGHWAY 84 | STANFIELD | AZ | 85172 | Pinal | 4 | Perm Closure | 1995-03-27 | 10000 | Gasoline | COMPARTMENT A | Single Walled | Fiberglass Reinforced Plastic | Pressure | Double Walled | Fiberglass Reinforced Plastic | Removal | 2020-03-25
0-000215 | ADOT - BLUE RIDGE MAINTENANCE CAMP |  | BLUE RIDGE |  |  | Coconino | 2 | Perm Closure | 1986-03-19 | 1000 | Diesel | COMPARTMENT A |  | Asphalt coated or Bare Steel |  |  |  | Removal | 1989-12-11
0-002772 | KAIBAB INDUSTRIES | 850 E HIGHWAY 89A | FREDONIA | AZ | 86022 | Coconino | 5 | Perm Closure | 1975-01-01 | 10000 | Diesel | COMPARTMENT A | Double Walled | Asphalt coated or Bare Steel |  |  |  | Removal | 1988-12-01
0-009787 | WALMART DISTRIBUTION CENTER #6031 | 23701 W SOUTHERN AVE | BUCKEYE | AZ | 85326 | Maricopa | 4 | Open | 2000-07-17 | 20000 | Diesel | COMPARTMENT A | Double Walled | Fiberglass Reinforced Plastic | Pressure | Double Walled | Fiberglass Reinforced Plastic
0-007250 | VACANT LOT | 1916 E MCDOWELL RD | PHOENIX | AZ | 85006 | Maricopa | 1 | Perm Closure | 2005-06-17 | 500 | Gasoline | COMPARTMENT A | Unknown | Asphalt coated or Bare Steel | Gravity Feed |  | Bare or Galvanized Steel | Removal | 1991-04-17
0-003103 | MCKESSON WINE & SPIRITS | 700 E ANDY DEVINE AVE | KINGMAN | AZ | 86401 | Mohave | 1 | Perm Closure | 1976-05-05 | 500 | Gasoline | COMPARTMENT A | Unknown | Asphalt coated or Bare Steel |  |  |  | Removal | 1986-05-07
0-006932 | GRAND AVENUE TRANSMISSION/TEXACO | 5832 NW GRAND AVE | GLENDALE | AZ | 85301 | Maricopa | 3 | Perm Closure | 2005-06-17 | 6000 | Gasoline | COMPARTMENT A | Unknown | Unknown | Suction - Check Valve at the Tank Top |  |  | Removal | 1996-07-16
0-007459 | H W JOHNSON INC | 1824 S 19TH AVE | PHOENIX | AZ | 85009 | Maricopa | 1 | Perm Closure | 2005-06-17 | 8000 | Unidentified | COMPARTMENT A | Unknown | Asphalt coated or Bare Steel |  |  |  | Removal | 1991-05-31
0-002293 | GILA FEED YARDS INC/DON MARTIN |  | GILA BEND |  |  | Maricopa | 1 | Perm Closure | 1966-04-23 | 7500 | Diesel | COMPARTMENT A | Single Walled | Asphalt coated or Bare Steel | Pressure |  |  | Removal | 1988-10-01
0-007751 | CITY OF BULLHEAD CITY - FUEL FACILITY | 1285 ALONAS WAY | BULLHEAD CITY | AZ | 86442 | Mohave | 3 | Open | 2020-04-15 | 12000 | Diesel | COMPARTMENT B | Double Walled | Fiberglass Reinforced Plastic | Pressure | Double Walled | Flexible
0-003004 | LYREEDALE DAIRY FARMS | 14626 E PECOS RD | GILBERT | AZ | 85296 | Maricopa | 3 | Perm Closure | 1974-04-05 | 10000 | Diesel | COMPARTMENT A | Double Walled | Asphalt coated or Bare Steel |  |  |  | Removal | 1987-11-16
0-005735 | YUMA UNION HIGH SCHOOL DISTRICT #70 | 400 S 9TH AVE | YUMA | AZ | 85364 | Yuma | 4 | Perm Closure | 1954-10-06 | 1000 | Unidentified | COMPARTMENT A | Unknown | Asphalt coated or Bare Steel |  |  |  | Closed in Place | 1977-07-01
0-003309 | MORGANS STORE | 11120 S SOMERTON AVE | YUMA | AZ | 85365 | Yuma | 2 | Perm Closure | 1960-01-01 | 1000 | Gasoline | COMPARTMENT A | Double Walled | Asphalt coated or Bare Steel | Suction - Check Valve at the Tank Top |  | Bare or Galvanized Steel | Removal | 1993-04-23
0-005736 | MAYER TRANSFER STATION | 11130 S ANTELOPE CREEK RD | MAYER | AZ | 86333 | Yavapai | 1 | Perm Closure | 1977-05-28 | 5000 | Diesel | COMPARTMENT A | Unknown | Asphalt coated or Bare Steel |  |  |  | Removal | 1995-03-03
0-006771 | CLASSIC GAS STATION | 1310 W IRON SPRINGS RD | PRESCOTT | AZ | 86305 | Yavapai | 7 | Perm Closure | 2005-06-17 | 10000 | Gasoline | COMPARTMENT A | Double Walled | Asphalt coated or Bare Steel |  |  |  | Removal | 1989-01-12
0-006771 | CLASSIC GAS STATION | 1310 W IRON SPRINGS RD | PRESCOTT | AZ | 86305 | Yavapai | 5 | Perm Closure | 2005-06-17 | 10000 | Gasoline | COMPARTMENT A | Double Walled | Asphalt coated or Bare Steel |  |  |  | Removal | 1989-01-12
0-006771 | CLASSIC GAS STATION | 1310 W IRON SPRINGS RD | PRESCOTT | AZ | 86305 | Yavapai | 6 | Perm Closure | 2005-06-17 | 6000 | Gasoline | COMPARTMENT A | Double Walled | Asphalt coated or Bare Steel |  |  |  | Removal | 1989-01-12
0-001308 | CIRCLE K #786 | 1460 W GURLEY ST | PRESCOTT | AZ | 86305 | Yavapai | 2 | Perm Closure | 1972-01-01 | 8000 | Gasoline | COMPARTMENT A | Single Walled | Asphalt coated or Bare Steel | Pressure | Single Walled | Bare or Galvanized Steel | Removal | 1993-04-16
0-002942 | VERDE VALLEY MEDICAL CENTER | 269 S CANDY LN | COTTONWOOD | AZ | 86326 | Yavapai | 1 | Perm Closure | 1980-01-01 | 4000 | Diesel | COMPARTMENT A |  | Fiberglass Reinforced Plastic | Suction - Check Valve at the Tank Top | Double Walled | Fiberglass Reinforced Plastic | Removal | 2012-02-01
0-003526 | AC'S TRUCK STOP | 2651 N GRAND AVE | NOGALES | AZ | 85621 | Santa Cruz | 6 | Perm Closure | 1976-01-01 | 10000 | Gasoline | COMPARTMENT A |  | Asphalt coated or Bare Steel | Suction - Check Valve at the Tank Top |  | Bare or Galvanized Steel | Closed in Place | 1995-08-09
0-003526 | AC'S TRUCK STOP | 2651 N GRAND AVE | NOGALES | AZ | 85621 | Santa Cruz | 8 | Perm Closure | 1976-01-01 | 10000 | Diesel | COMPARTMENT A |  | Asphalt coated or Bare Steel |  |  |  | Removal | 1985-06-01
0-003526 | AC'S TRUCK STOP | 2651 N GRAND AVE | NOGALES | AZ | 85621 | Santa Cruz | 5 | Perm Closure | 1976-01-01 | 10000 | Diesel | COMPARTMENT A |  | Asphalt coated or Bare Steel | Suction - Check Valve at the Tank Top |  | Bare or Galvanized Steel | Closed in Place | 1995-08-09
0-001050 | CHEVRON #9-9237 | 4590 E BROADWAY BLVD | TUCSON | AZ | 85711 | Pima | 4 | Perm Closure | 1959-01-01 | 2000 | Gasoline | COMPARTMENT A |  | Asphalt coated or Bare Steel |  |  |  | Removal | 1988-09-30
0-001050 | CHEVRON #9-9237 | 4590 E BROADWAY BLVD | TUCSON | AZ | 85711 | Pima | 1 | Perm Closure | 1959-01-01 | 5000 | Gasoline | COMPARTMENT A |  | Asphalt coated or Bare Steel |  |  |  | Removal | 1988-09-30
0-001050 | CHEVRON #9-9237 | 4590 E BROADWAY BLVD | TUCSON | AZ | 85711 | Pima | 5 | Perm Closure | 1959-01-01 | 550 | Used Oil/Waste Oil | COMPARTMENT A |  | Asphalt coated or Bare Steel |  |  |  | Removal | 1988-09-30
0-005083 | UNOCAL #7365 | 3460 S 6TH AVE | TUCSON | AZ | 85713 | Pima | 7 | Perm Closure | 1990-03-01 | 12000 | Gasoline | COMPARTMENT A | Double Walled | Composite (Steel/Fiberglass) | Pressure |  | Fiberglass Reinforced Plastic | Removal | 1998-02-05
0-005083 | UNOCAL #7365 | 3460 S 6TH AVE | TUCSON | AZ | 85713 | Pima | 8 | Perm Closure | 1990-03-01 | 12000 | Gasoline | COMPARTMENT A | Double Walled | Composite (Steel/Fiberglass) | Pressure |  | Fiberglass Reinforced Plastic | Removal | 1998-02-05
0-000083 | AERO RENTALS | 3808 E GOLF LINKS RD | TUCSON | AZ | 85713 | Pima | 4 | Perm Closure | 1973-01-01 | 5000 | Gasoline | COMPARTMENT A | Single Walled | Asphalt coated or Bare Steel | Pressure | Single Walled | Bare or Galvanized Steel | Removal | 1994-06-09
0-001730 | DAVIS-MONTHAN AFB | 3775 S 5TH ST | DAVIS MONTHAN AFB | AZ | 85707 | Pima | 102 | Perm Closure | 1965-01-01 | 3500 | Unidentified | COMPARTMENT A | Single Walled | Asphalt coated or Bare Steel |  |  |  | Closed in Place | 1985-07-01
0-001730 | DAVIS-MONTHAN AFB | 3775 S 5TH ST | DAVIS MONTHAN AFB | AZ | 85707 | Pima | 152 | Open | 2002-09-24 | 12000 | Gasoline | COMPARTMENT A | Double Walled | Composite (Steel/Fiberglass) | Pressure | Double Walled | Flexible
0-001730 | DAVIS-MONTHAN AFB | 3775 S 5TH ST | DAVIS MONTHAN AFB | AZ | 85707 | Pima | 25 | Perm Closure | 1955-01-01 | 275 | Diesel | COMPARTMENT A | Single Walled | Asphalt coated or Bare Steel |  |  |  | Removal | 1994-12-21
0-001730 | DAVIS-MONTHAN AFB | 3775 S 5TH ST | DAVIS MONTHAN AFB | AZ | 85707 | Pima | 50 | Open | 1963-01-01 | 3000 | Diesel | COMPARTMENT A | Single Walled | Asphalt coated or Bare Steel
0-001730 | DAVIS-MONTHAN AFB | 3775 S 5TH ST | DAVIS MONTHAN AFB | AZ | 85707 | Pima | 133 | Perm Closure | 1940-01-01 | 12000 | Used Oil/Waste Oil | COMPARTMENT A | Single Walled | Asphalt coated or Bare Steel |  |  |  | Removal | 1992-01-15
0-001730 | DAVIS-MONTHAN AFB | 3775 S 5TH ST | DAVIS MONTHAN AFB | AZ | 85707 | Pima | 28 | Perm Closure | 2005-06-17 | 300 | Diesel | COMPARTMENT A | Single Walled | Asphalt coated or Bare Steel |  |  |  | Removal | 1994-12-21
0-001730 | DAVIS-MONTHAN AFB | 3775 S 5TH ST | DAVIS MONTHAN AFB | AZ | 85707 | Pima | 49 | Open | 1963-01-01 | 3000 | Gasoline | COMPARTMENT A | Single Walled | Asphalt coated or Bare Steel
0-001730 | DAVIS-MONTHAN AFB | 3775 S 5TH ST | DAVIS MONTHAN AFB | AZ | 85707 | Pima | 118 | Perm Closure | 1940-01-01 | 25000 | Gasoline | COMPARTMENT A | Single Walled | Asphalt coated or Bare Steel |  |  |  | Removal | 1992-01-15
0-001730 | DAVIS-MONTHAN AFB | 3775 S 5TH ST | DAVIS MONTHAN AFB | AZ | 85707 | Pima | 132 | Perm Closure | 1940-01-01 | 12000 | Used Oil/Waste Oil | COMPARTMENT A | Single Walled | Asphalt coated or Bare Steel |  |  |  | Removal | 1992-01-15
0-001730 | DAVIS-MONTHAN AFB | 3775 S 5TH ST | DAVIS MONTHAN AFB | AZ | 85707 | Pima | 93 | Perm Closure | 1971-01-01 | 10000 | Unidentified | COMPARTMENT A | Single Walled | Asphalt coated or Bare Steel |  |  |  | Removal | 1995-01-15
0-001730 | DAVIS-MONTHAN AFB | 3775 S 5TH ST | DAVIS MONTHAN AFB | AZ | 85707 | Pima | 41 | Open | 1971-01-01 | 5000 | Jet Fuel | COMPARTMENT A | Single Walled | Asphalt coated or Bare Steel | Pressure | Single Walled | Bare or Galvanized Steel
0-001730 | DAVIS-MONTHAN AFB | 3775 S 5TH ST | DAVIS MONTHAN AFB | AZ | 85707 | Pima | 53 | Perm Closure | 1983-01-01 | 10000 | Gasoline | COMPARTMENT A | Unknown | Fiberglass Reinforced Plastic | Pressure |  | Fiberglass Reinforced Plastic | Removal | 2003-01-29
0-000813 | OLIVERS CLEANERS - FORMER | 300 E 7TH ST | TUCSON | AZ | 85705 | Pima | 4 | Perm Closure | 1951-01-01 | 1000 | Solvent | COMPARTMENT A | Single Walled | Asphalt coated or Bare Steel |  |  |  | Closed in Place | 1989-01-05
0-009056 | KEMPTON'S CAR DEALERSHIP |  | SAFFORD |  |  | Graham | 1 | Perm Closure | 2005-06-17 | 1000 | Unidentified | COMPARTMENT A | Single Walled | Asphalt coated or Bare Steel |  |  |  | Removal | 1997-01-24
0-009056 | KEMPTON'S CAR DEALERSHIP |  | SAFFORD |  |  | Graham | 2 | Perm Closure | 2005-06-17 | 250 | Unidentified | COMPARTMENT A | Single Walled | Asphalt coated or Bare Steel |  |  |  | Removal | 1997-01-24
0-009765 | MAVERIK COUNTRY STORE #398 | 701 TUNNEL RD | PAGE | AZ | 86040 | Coconino | 4 | Open | 2001-05-03 | 12000 | Gasoline | COMPARTMENT A | Double Walled | Composite (Steel/Fiberglass) | Pressure | Double Walled | Flexible
0-007925 | MAYORGA'S WELDING INC | 120 S ELDEN ST | FLAGSTAFF | AZ | 86001 | Coconino | 1 | Perm Closure | 1991-05-05 | 1000 | Gasoline | COMPARTMENT A | Double Walled | Asphalt coated or Bare Steel | Suction - Check Valve at the Tank Top |  |  | Removal | 1992-07-27
0-002572 | INTERNATIONAL MILL SERVICE | 1393 S REEMS RD | GOODYEAR | AZ | 85338 | Maricopa | 1 | Perm Closure | 1981-04-21 | 5000 | Diesel | COMPARTMENT A | Unknown | Unknown |  |  |  | Removal | 1993-12-28
0-005952 | JACK ROSS LINCOLN MERCURY | 2700 N SCOTTSDALE RD | TEMPE | AZ | 85281 | Maricopa | 1 | Perm Closure | 1973-12-28 | 500 | Used Oil/Waste Oil | COMPARTMENT A | Unknown | Asphalt coated or Bare Steel |  |  |  | Removal | 1992-12-13
0-002456 | HEATHMAN COTTON HARVESTING |  | AGUILA |  |  | Maricopa | 3 | Perm Closure | 2005-06-17 |  | Unidentified | COMPARTMENT A |  | Asphalt coated or Bare Steel |  |  |  | Removal | 1988-05-01
0-004504 | HOPI TRAVEL PLAZA | 1851 SR 77 | HOLBROOK | AZ | 86025 | Navajo | 2 | Perm Closure | 1978-01-01 | 12000 | Gasoline | COMPARTMENT A | Single Walled | Asphalt coated or Bare Steel |  |  |  | Removal | 1990-09-01
0-004504 | HOPI TRAVEL PLAZA | 1851 SR 77 | HOLBROOK | AZ | 86025 | Navajo | 7 | Open | 1990-09-01 | 12000 | Gasoline | COMPARTMENT A | Double Walled | Fiberglass Reinforced Plastic | Pressure | Double Walled | Flexible
0-003614 | TWIN BUTTES MINE #2 |  | GREEN VALLEY |  |  | Pima | 2 | Perm Closure | 1974-01-01 | 10000 | Diesel | COMPARTMENT A |  | Asphalt coated or Bare Steel |  |  |  | Removal | 1990-07-01
0-008837 | CITY OF SOUTH TUCSON - GOVERNMENT COMPLEX | 1810 S 6TH AVE | TUCSON | AZ | 85713 | Pima | 1 | Perm Closure | 1978-01-01 | 6000 | Gasoline | COMPARTMENT A |  | Asphalt coated or Bare Steel | Suction - Check Valve at the Tank Top |  |  | Removal | 1997-02-06
0-002552 | MV TRANSPORTATION | 1001 S 4TH ST | PHOENIX | AZ | 85004 | Maricopa | 1 | Perm Closure | 1982-01-01 | 10000 | Diesel | COMPARTMENT A | Single Walled | Asphalt coated or Bare Steel | Pressure |  | Fiberglass Reinforced Plastic | Removal | 2007-06-01
0-002552 | MV TRANSPORTATION | 1001 S 4TH ST | PHOENIX | AZ | 85004 | Maricopa | 5 | Perm Closure | 1982-01-01 | 1000 | Used Oil/Waste Oil | COMPARTMENT A | Single Walled | Asphalt coated or Bare Steel |  |  |  | Removal | 1995-08-01
0-000873 | SPEEDSMART #111 | 1981 N ALMA SCHOOL RD | CHANDLER | AZ | 85224 | Maricopa | 8 | Open | 1997-05-27 | 10000 | Gasoline | COMPARTMENT A | Double Walled | Fiberglass Reinforced Plastic | Pressure | Double Walled | Fiberglass Reinforced Plastic
0-000852 | CALZONA TANKWAYS | 842 N 59TH LN | PHOENIX | AZ | 85043 | Maricopa | 1 | Perm Closure | 1980-01-01 | 10000 | Diesel | COMPARTMENT A |  | Asphalt coated or Bare Steel | Pressure | Single Walled | Bare or Galvanized Steel | Removal | 1993-10-05
0-002479 | HERTZ RENT-A-CAR | 1215 S 27TH ST | PHOENIX | AZ | 85034 | Maricopa | 2 | Perm Closure | 1966-05-02 | 10000 | Gasoline | COMPARTMENT A | Single Walled | Asphalt coated or Bare Steel |  |  |  | Removal | 1980-05-01
0-004699 | WESTERN FUEL INC | 1895 W BUCKEYE RD | PHOENIX | AZ | 85007 | Maricopa | 1 | Perm Closure | 2005-06-17 | 10000 | Gasoline | COMPARTMENT A | Unknown | Asphalt coated or Bare Steel |  |  |  | Removal | 1987-10-01
0-001275 | CIRCLE K #2700652 | 1908 W GREENWAY RD | PHOENIX | AZ | 85023 | Maricopa | 5 | Perm Closure | 1994-03-01 | 10000 | Gasoline | COMPARTMENT A | Double Walled | Fiberglass Reinforced Plastic | Pressure |  | Fiberglass Reinforced Plastic | Removal | 2017-04-27
0-001433 | CIRCLE K #2701570 | 4401 S 7TH AVE | PHOENIX | AZ | 85041 | Maricopa | 2 | Perm Closure | 1969-01-01 | 10000 | Gasoline | COMPARTMENT A |  | Asphalt coated or Bare Steel | Pressure |  | Fiberglass Reinforced Plastic | Removal | 1993-12-04
0-001433 | CIRCLE K #2701570 | 4401 S 7TH AVE | PHOENIX | AZ | 85041 | Maricopa | 6 | Open | 1993-11-01 | 12000 | Gasoline | COMPARTMENT A | Single Walled | Fiberglass Reinforced Plastic | Pressure | Single Walled | Fiberglass Reinforced Plastic
0-003024 | RESOLUTION COPPER MINING - SUPERIOR OPERATIONS | 102 W MAGMA HEIGHTS DR | SUPERIOR | AZ | 85173 | Pinal | 1 | Perm Closure | 2009-02-04 | 10000 | Gasoline | COMPARTMENT A |  | Asphalt coated or Bare Steel |  |  |  | Removal | 1990-01-18
0-006817 | DRIVE TIME CAR SALES | 333 S ALMA SCHOOL RD | MESA | AZ | 85210 | Maricopa | 5 | Perm Closure | 1967-01-01 | 3000 | Gasoline | COMPARTMENT A | Double Walled | Asphalt coated or Bare Steel |  |  |  | Removal | 1991-01-19
0-006817 | DRIVE TIME CAR SALES | 333 S ALMA SCHOOL RD | MESA | AZ | 85210 | Maricopa | 3 | Perm Closure | 1967-01-01 | 3000 | Gasoline | COMPARTMENT A | Double Walled | Asphalt coated or Bare Steel |  |  |  | Removal | 1991-01-19
0-005437 | CIRCLE K #2891 | 5146 E MCDOWELL RD | PHOENIX | AZ | 85008 | Maricopa | 2 | Perm Closure | 1980-01-01 | 10000 | Gasoline | COMPARTMENT A |  | Asphalt coated or Bare Steel | Pressure |  | Fiberglass Reinforced Plastic | Removal | 2004-06-12
0-005437 | CIRCLE K #2891 | 5146 E MCDOWELL RD | PHOENIX | AZ | 85008 | Maricopa | 4 | Perm Closure | 2004-05-28 | 12000 | Gasoline | COMPARTMENT A | Double Walled | Fiberglass Reinforced Plastic | Pressure | Double Walled | Fiberglass Reinforced Plastic | Removal | 2015-03-03
0-005333 | SAVCO #11 | 748 E MAIN ST | AVONDALE | AZ | 85323 | Maricopa | 4 | Perm Closure | 1987-05-01 | 10000 | Gasoline | COMPARTMENT A |  | Asphalt coated or Bare Steel | Pressure |  |  | Removal | 1992-12-15
0-000521 | ARCO #5251 | 4647 W INDIAN SCHOOL RD | PHOENIX | AZ | 85031 | Maricopa | 2 | Perm Closure | 2005-06-17 | 10000 | Gasoline | COMPARTMENT A |  | Asphalt coated or Bare Steel | Pressure |  |  | Removal | 1991-11-13
0-000521 | ARCO #5251 | 4647 W INDIAN SCHOOL RD | PHOENIX | AZ | 85031 | Maricopa | 5 | Perm Closure | 2005-06-17 | 10000 | Gasoline | COMPARTMENT A |  | Asphalt coated or Bare Steel |  |  |  | Removal | 1991-11-19
0-000521 | ARCO #5251 | 4647 W INDIAN SCHOOL RD | PHOENIX | AZ | 85031 | Maricopa | 1 | Perm Closure | 2005-06-17 | 10000 | Gasoline | COMPARTMENT A |  | Asphalt coated or Bare Steel | Pressure |  |  | Removal | 1991-11-13
0-005808 | GILA BEND AIR FORCE AUXILLARY FIELD |  | GILA BEND |  |  | Maricopa | 2 | Perm Closure | 1977-01-01 | 300 | Diesel | COMPARTMENT A |  | Asphalt coated or Bare Steel |  |  |  | Removal | 1992-12-30
0-005808 | GILA BEND AIR FORCE AUXILLARY FIELD |  | GILA BEND |  |  | Maricopa | 9 | Perm Closure | 1975-01-01 | 250 | Used Oil/Waste Oil | COMPARTMENT A |  | Asphalt coated or Bare Steel |  |  |  | Removal | 1996-01-17
0-005812 | QUIK FILL | 8296 W CAMELBACK RD | GLENDALE | AZ | 85303 | Maricopa | 5 | Open | 2019-11-21 | 12000 | Gasoline (UL) | COMPARTMENT A | Double Walled | Fiberglass Reinforced Plastic | Pressure | Double Walled | Fiberglass Reinforced Plastic
0-000657 | HUNT-WESSON GROCERY PRODUCTS | 310 S EXTENSION RD | MESA | AZ | 85210 | Maricopa | 1 | Perm Closure | 1966-01-01 | 4000 | Gasoline | COMPARTMENT A | Single Walled | Asphalt coated or Bare Steel |  |  |  | Removal | 1991-07-18
0-008364 | DYNASTY AUTO | 16416 N CAVE CREEK RD | PHOENIX | AZ | 85032 | Maricopa | 3 | Perm Closure | 1960-01-01 | 4000 | Gasoline | COMPARTMENT A | Double Walled | Fiberglass Reinforced Plastic | Pressure |  |  | Removal | 1994-06-24
0-006488 | HAVASU SPRINGS RESORT | 2581 N HIGHWAY 95 | PARKER | AZ | 85344 | La Paz | 9 | Perm Closure | 1981-01-01 | 16000 | Gasoline | COMPARTMENT A | Double Walled | Asphalt coated or Bare Steel |  |  |  | Closed in Place | 1996-04-29
0-006488 | HAVASU SPRINGS RESORT | 2581 N HIGHWAY 95 | PARKER | AZ | 85344 | La Paz | 2 | Perm Closure | 1976-10-12 | 8000 | Gasoline | COMPARTMENT A | Double Walled | Asphalt coated or Bare Steel | Pressure |  |  | Removal | 1989-11-06
0-006488 | HAVASU SPRINGS RESORT | 2581 N HIGHWAY 95 | PARKER | AZ | 85344 | La Paz | 8 | Perm Closure | 1981-01-01 | 8000 | Gasoline | COMPARTMENT A | Double Walled | Asphalt coated or Bare Steel |  |  |  | Closed in Place | 1996-04-29
0-003996 | JIFFY LUBE #2088 | 1202 E NORTHERN AVE | PHOENIX | AZ | 85020 | Maricopa | 1 | Perm Closure | 1980-04-03 | 4000 | Unidentified | COMPARTMENT A | Unknown | Asphalt coated or Bare Steel | Suction - Check Valve at the Tank Top |  | Bare or Galvanized Steel | Removal | 1995-11-15
0-005614 | NUTRIEN AG SOLUTIONS | 28493 ARIZONA AVE | WELLTON | AZ | 85356 | Yuma | 2 | Perm Closure | 1977-05-05 | 12000 | Gasoline | COMPARTMENT A | Double Walled | Asphalt coated or Bare Steel |  |  |  | Removal | 1987-11-17
0-010083 | DAVIS ENTERPRISES | 405 E BUCHANAN ST | PHOENIX | AZ | 85004 | Maricopa | 2 | Perm Closure | 2005-10-27 | 550 | Diesel | COMPARTMENT A | Single Walled | Asphalt coated or Bare Steel | Suction - Check Valve at the Dispenser |  | Bare or Galvanized Steel | Removal | 2005-09-30
0-010090 | RIO NUEVO SOUTH | 825 W CONGRESS ST | TUCSON | AZ | 85745 | Pima | 2 | Perm Closure | 2008-10-02 | 4400 | Unidentified | COMPARTMENT A | Single Walled | Asphalt coated or Bare Steel |  |  |  | Removal | 2005-08-22
0-000696 | BLUE BEACON OF KINGMAN TRUCK WASH | 9465 E NELLIE DR | KINGMAN | AZ | 86411 | Mohave | 1 | Perm Closure | 1981-01-01 | 20000 | Gasoline | COMPARTMENT A | Single Walled | Asphalt coated or Bare Steel | Pressure |  |  | Removal | 2004-07-14
0-008109 | NISSAN TEST CENTER NORTH AMERICA | 7815 N WHITE AND PARKER RD | STANFIELD | AZ | 85172 | Pinal | 22 | Open | 2008-01-15 | 4000 | E-85 | COMPARTMENT A | Double Walled | Fiberglass Reinforced Plastic | Pressure | Double Walled | Fiberglass Reinforced Plastic
0-008109 | NISSAN TEST CENTER NORTH AMERICA | 7815 N WHITE AND PARKER RD | STANFIELD | AZ | 85172 | Pinal | 8 | Perm Closure | 1987-05-01 | 4000 | Diesel | COMPARTMENT A | Single Walled | Fiberglass Reinforced Plastic | Pressure |  |  | Removal | 2008-01-10
0-008109 | NISSAN TEST CENTER NORTH AMERICA | 7815 N WHITE AND PARKER RD | STANFIELD | AZ | 85172 | Pinal | 15 | Open | 2008-01-15 | 6000 | Gasoline | COMPARTMENT A | Double Walled | Fiberglass Reinforced Plastic | Pressure | Double Walled | Fiberglass Reinforced Plastic
0-008109 | NISSAN TEST CENTER NORTH AMERICA | 7815 N WHITE AND PARKER RD | STANFIELD | AZ | 85172 | Pinal | 7 | Perm Closure | 1987-05-01 | 4000 | Gasoline | COMPARTMENT A | Single Walled | Fiberglass Reinforced Plastic | Pressure |  |  | Removal | 2008-01-10
0-006296 | EL PUEBLO TIRE SHOP | 302 N GRAND AVE | NOGALES | AZ | 85621 | Santa Cruz | 2 | Perm Closure | 1974-08-12 | 4000 | Gasoline | COMPARTMENT A | Double Walled | Asphalt coated or Bare Steel |  |  |  | Removal | 1990-10-19
0-007407 | RIO VERDE COUNTRY CLUB | 18731 E FOUR PEAKS BLVD | RIO VERDE | AZ | 85263 | Maricopa | 2 | Perm Closure | 1991-01-07 | 1000 | Gasoline | COMPARTMENT A | Double Walled | Fiberglass Reinforced Plastic | Pressure |  |  | Removal | 2013-01-30
0-003857 | DEL RIO LANDFILL |  | PHOENIX |  |  | Maricopa | 1 | Perm Closure | 2005-06-17 | 3000 | Diesel | COMPARTMENT A | Single Walled | Asphalt coated or Bare Steel |  |  |  | Removal | 1981-02-01
0-010464 | FIREBIRD FUEL COMPANY #6196 | 11171 N SOLAR CANYON WAY | SURPRISE | AZ | 85379 | Maricopa | 2 | Open | 2013-01-04 | 12000 | Diesel | COMPARTMENT A | Double Walled | Composite (Steel/Fiberglass) | Pressure | Double Walled | Fiberglass Reinforced Plastic
0-005718 | ESTES EXPRESS LINES INC | 2425 S 43RD AVE | PHOENIX | AZ | 85009 | Maricopa | 2 | Open | 1978-01-01 | 40000 | Diesel | COMPARTMENT A | Single Walled | Fiberglass Reinforced Plastic | Pressure | Single Walled | Fiberglass Reinforced Plastic
0-000089 | AIR PRODUCTS & CHEMICALS INC | 275 S PRICE RD | CHANDLER | AZ | 85224 | Maricopa | 4 | Perm Closure | 1981-01-01 | 1000 | Used Oil/Waste Oil | COMPARTMENT A | Single Walled | Asphalt coated or Bare Steel | Gravity Feed | Single Walled | Bare or Galvanized Steel | Removal | 1993-03-17
0-006181 | CANYON STATE ELECTRIC | 4343 E MAGNOLIA ST | PHOENIX | AZ | 85034 | Maricopa | 1 | Perm Closure | 1980-01-01 | 1000 | Gasoline | COMPARTMENT A | Single Walled | Asphalt coated or Bare Steel |  |  |  | Removal | 1991-01-29
0-000868 | 88 TRAILS CORP | 1571 W APACHE TRL | APACHE JUNCTION | AZ | 85120 | Pinal | 5 | Perm Closure | 1981-01-01 | 12000 | Gasoline | COMPARTMENT A |  | Asphalt coated or Bare Steel | Pressure |  | Fiberglass Reinforced Plastic | Removal | 1995-11-07
0-001598 | COCONINO COUNTY PUBLIC WORKS | 5600 E COMMERCE AVE | FLAGSTAFF | AZ | 86004 | Coconino | 6 | Open | 2017-10-12 | 12000 | Gasoline (UL) | COMPARTMENT A | Double Walled | Fiberglass Reinforced Plastic | Pressure | Double Walled | Fiberglass Reinforced Plastic
0-001598 | COCONINO COUNTY PUBLIC WORKS | 5600 E COMMERCE AVE | FLAGSTAFF | AZ | 86004 | Coconino | 1 | Perm Closure | 1984-01-01 | 10000 | Gasoline | COMPARTMENT A |  | Asphalt coated or Bare Steel |  |  |  | Removal | 1993-09-29
0-001557 | TUCSON OIL PRODUCTS INC | 1057 E MILL ST | TUCSON | AZ | 85719 | Pima | 8 | Perm Closure | 1989-12-01 | 10000 | New Oil | COMPARTMENT A | Single Walled | Asphalt coated or Bare Steel | Suction - Check Valve at the Tank Top |  |  | Removal | 1999-01-15
0-001557 | TUCSON OIL PRODUCTS INC | 1057 E MILL ST | TUCSON | AZ | 85719 | Pima | 5 | Perm Closure | 1985-01-01 | 6000 | New Oil | COMPARTMENT A | Single Walled | Asphalt coated or Bare Steel | Suction - Check Valve at the Tank Top | Single Walled | Bare or Galvanized Steel | Removal | 1998-12-04
0-009567 | SUPER PLUS CHEVRON | 4356 E UNIVERSITY DR | MESA | AZ | 85205 | Maricopa | 2 | Open | 1999-05-01 | 12000 | Gasoline (UL) | COMPARTMENT A | Double Walled | Fiberglass Reinforced Plastic | Pressure | Double Walled | Fiberglass Reinforced Plastic
0-002410 | DOLLAR GENERAL | 21749 NW GRAND | WITTMANN | AZ | 85361 | Maricopa | 2 | Perm Closure | 1971-04-25 | 2000 | Gasoline | COMPARTMENT A | Single Walled | Asphalt coated or Bare Steel |  |  |  | Removal | 1988-01-01
0-002410 | DOLLAR GENERAL | 21749 NW GRAND | WITTMANN | AZ | 85361 | Maricopa | 4 | Perm Closure | 1983-04-25 | 5000 | Unidentified | COMPARTMENT A | Single Walled | Asphalt coated or Bare Steel |  |  |  | Removal | 1988-01-01
0-005628 | BOB'S SHELL AND FOOD MART | 981 S ARIZONA BLVD | COOLIDGE | AZ | 85128 | Pinal | 3 | Perm Closure | 1978-01-01 | 3000 | Gasoline | COMPARTMENT A | Double Walled | Asphalt coated or Bare Steel | Pressure |  | Fiberglass Reinforced Plastic | Removal | 2009-07-23
0-001653 | CITY OF COOLIDGE - MUNICIPAL AIRPORT | 6300 N AIRPORT RD | COOLIDGE | AZ | 85128 | Pinal | 2 | Perm Closure | 1982-01-01 | 10000 | Jet A (Kerosene-type Jet Fuel) | COMPARTMENT A | Single Walled | Fiberglass Reinforced Plastic | Pressure | Single Walled | Bare or Galvanized Steel | Removal | 2015-10-06
0-001653 | CITY OF COOLIDGE - MUNICIPAL AIRPORT | 6300 N AIRPORT RD | COOLIDGE | AZ | 85128 | Pinal | 3 | Perm Closure | 1950-01-01 | 1000 | Gasoline | COMPARTMENT A |  | Asphalt coated or Bare Steel | Suction - Check Valve at the Tank Top | Single Walled | Bare or Galvanized Steel | Removal | 1996-01-30
0-010253 | SAM'S CLUB #4977 | 5757 E STATE ROUTE 69 | PRESCOTT VALLEY | AZ | 86314 | Yavapai | 3 | Perm Closure | 2008-07-25 | 10000 | Gasoline | COMPARTMENT A | Double Walled | Fiberglass Reinforced Plastic | Pressure |  | Flexible | Removal | 2018-08-22
0-006946 | AFCO #020103 | 2392 N COUNTRY CLUB RD | TUCSON | AZ | 85716 | Pima | 2 | Perm Closure | 1990-06-01 | 12000 | Gasoline | COMPARTMENT A | Single Walled | Fiberglass Reinforced Plastic | Pressure | Single Walled | Fiberglass Reinforced Plastic | Removal | 1994-02-16
0-006946 | AFCO #020103 | 2392 N COUNTRY CLUB RD | TUCSON | AZ | 85716 | Pima | 1 | Perm Closure | 1990-06-01 | 12000 | Gasoline | COMPARTMENT A | Single Walled | Fiberglass Reinforced Plastic | Pressure |  | Fiberglass Reinforced Plastic | Removal | 1994-02-16
0-010276 | QUIKTRIP #474 | 22185 S ELLSWORTH LOOP RD | QUEEN CREEK | AZ | 85142 | Maricopa | 4 | Open | 2013-12-20 | 12000 | Diesel | COMPARTMENT A | Double Walled | Fiberglass Reinforced Plastic | Pressure | Double Walled | Fiberglass Reinforced Plastic
0-010276 | QUIKTRIP #474 | 22185 S ELLSWORTH LOOP RD | QUEEN CREEK | AZ | 85142 | Maricopa | 1 | Open | 2008-10-02 | 20000 | Gasoline | COMPARTMENT A | Double Walled | Fiberglass Reinforced Plastic | Pressure | Double Walled | Fiberglass Reinforced Plastic
0-010379 | CITY OF PRESCOTT MAINTENANCE | 812 DOUGLAS AVE | PRESCOTT | AZ | 86301 | Yavapai | 1 | Perm Closure | 1947-01-01 | 1000 | Diesel | COMPARTMENT A |  | Asphalt coated or Bare Steel |  |  |  | Removal | 2009-05-15
0-006329 | JAKE'S CORNER STORE | 57510 N SR 188 | JAKES CORNER | AZ | 85541 | Gila | 1 | Perm Closure | 1984-01-01 | 10000 | Gasoline | COMPARTMENT A |  | Asphalt coated or Bare Steel | Pressure | Double Walled | Fiberglass Reinforced Plastic | Removal | 2009-05-28
0-006329 | JAKE'S CORNER STORE | 57510 N SR 188 | JAKES CORNER | AZ | 85541 | Gila | 2 | Perm Closure | 1984-01-01 | 7500 | Diesel | COMPARTMENT A |  | Asphalt coated or Bare Steel | Pressure | Double Walled | Fiberglass Reinforced Plastic | Removal | 2009-05-28
0-010311 | 503-22-013 | 41203 NW GRAND AVE | MORRISTOWN | AZ | 85342 | Maricopa | 3 | Perm Closure | 2009-07-27 | 500 | Gasoline | COMPARTMENT A | Single Walled | Asphalt coated or Bare Steel |  |  |  | Removal | 2009-05-27
0-010327 | FRYS FUEL CENTER #48 | 1349 E FLORENCE BLVD | CASA GRANDE | AZ | 85122 | Pinal | 1 | Open | 2009-09-29 | 20000 | Gasoline | COMPARTMENT A | Double Walled | Fiberglass Reinforced Plastic | Pressure | Double Walled | Flexible
0-006589 | DESERT OASIS RV PARK | 24275 NW GRAND AVE | MORRISTOWN | AZ | 85342 | Maricopa | 1 | Perm Closure | 1989-01-11 | 10000 | Gasoline | COMPARTMENT A | Double Walled | Fiberglass Reinforced Plastic | Suction - Check Valve at the Tank Top |  | Fiberglass Reinforced Plastic | Removal | 2000-12-20
0-001556 | CLARK'S AUTOMOTIVE SERVICE | 9123 W VAN BUREN ST | TOLLESON | AZ | 85353 | Maricopa | 2 | Perm Closure | 1966-01-01 | 6000 | Gasoline | COMPARTMENT A |  | Asphalt coated or Bare Steel |  |  |  | Removal | 1988-12-01
0-005592 | WEIK RANCHES | 9341 S WEIK RANCHES RD | HEREFORD | AZ | 85615 | Cochise | 1 | Perm Closure | 1976-08-19 | 3000 | Diesel | COMPARTMENT A | Unknown | Asphalt coated or Bare Steel |  |  |  | Removal | 1990-09-22
0-005894 | CIRCLE K #2708841 | 966 E VAN BUREN ST | PHOENIX | AZ | 85006 | Maricopa | 3 | Temp Closure | 1986-11-10 | 10000 | Gasoline | COMPARTMENT A | Double Walled | Fiberglass Reinforced Plastic | Pressure |  | Fiberglass Reinforced Plastic |  | 2020-12-11
0-004998 | M & P TRANSPORT | 3635 S 43RD AVE | PHOENIX | AZ | 85009 | Maricopa | 6 | Perm Closure | 1985-01-01 | 10000 | Diesel | COMPARTMENT A |  | Fiberglass Reinforced Plastic | Pressure |  | Fiberglass Reinforced Plastic | Removal | 1998-10-07
0-001539 | CITIZENS UTILITIES - VALENCIA | 1741 N GRAND AVE | NOGALES | AZ | 85621 | Santa Cruz | 5 | Perm Closure | 1988-07-01 | 2000 | Gasoline | COMPARTMENT A |  | Fiberglass Reinforced Plastic | Suction - Check Valve at the Tank Top |  | Fiberglass Reinforced Plastic | Removal | 2006-12-11
0-001134 | DEBONA ENTERPRISES | 5848 N 16TH ST | PHOENIX | AZ | 85016 | Maricopa | 3 | Perm Closure | 1961-01-01 | 8000 | Gasoline | COMPARTMENT A |  | Asphalt coated or Bare Steel |  |  |  | Removal | 1990-05-30
0-004221 | RUCKER MOTORS | 2106 HIGHWAY 95 | BULLHEAD CITY | AZ | 86442 | Mohave | 1 | Perm Closure | 1981-11-11 | 4000 | Gasoline | COMPARTMENT A | Double Walled | Asphalt coated or Bare Steel |  |  |  | Removal | 1995-08-08
0-006283 | THE FILLING STATION | 1149 E FLORENCE BLVD | CASA GRANDE | AZ | 85122 | Pinal | 2 | Perm Closure | 1977-01-01 | 4000 | Gasoline | COMPARTMENT A |  | Asphalt coated or Bare Steel | Pressure |  | Fiberglass Reinforced Plastic | Removal | 2017-07-12
0-006283 | THE FILLING STATION | 1149 E FLORENCE BLVD | CASA GRANDE | AZ | 85122 | Pinal | 4 | Perm Closure | 1985-01-01 | 500 | Used Oil/Waste Oil | COMPARTMENT A |  | Asphalt coated or Bare Steel |  |  |  | Removal | 2004-07-27
0-005056 | TIERNAY PRROPERTIES INC | 1301 E JACKSON ST | PHOENIX | AZ | 85034 | Maricopa | 4 | Perm Closure | 1975-01-01 | 10000 | Kerosene | COMPARTMENT A |  | Asphalt coated or Bare Steel |  |  |  | Removal | 1988-11-23
0-004349 | 66 FINANCE | 2610 E ANDY DEVINE AVE | KINGMAN | AZ | 86401 | Mohave | 1 | Perm Closure | 2005-06-17 | 10000 | Diesel | COMPARTMENT A | Double Walled | Asphalt coated or Bare Steel | Suction - Check Valve at the Tank Top |  | Bare or Galvanized Steel | Removal | 1996-08-06
0-004349 | 66 FINANCE | 2610 E ANDY DEVINE AVE | KINGMAN | AZ | 86401 | Mohave | 3 | Perm Closure | 2005-06-17 | 6000 | Gasoline | COMPARTMENT B | Double Walled | Asphalt coated or Bare Steel |  |  |  | Removal | 1996-08-06
0-001155 | BILL LUKE DODGE | 2331 W CAMELBACK RD | PHOENIX | AZ | 85015 | Maricopa | 3 | Perm Closure | 1965-01-01 | 10000 | Gasoline | COMPARTMENT A |  | Asphalt coated or Bare Steel |  |  |  | Removal | 1989-09-05
0-002720 | TIRE CENTERS WEST, LLC | 111 E MARICOPA FWY | PHOENIX | AZ | 85004 | Maricopa | 2 | Perm Closure | 1976-02-26 | 10000 | Gasoline | COMPARTMENT A | Single Walled | Asphalt coated or Bare Steel |  |  |  | Removal | 1996-07-23
0-002568 | MIAMI-INSPIRATION- REDUCTION PLANT |  | MIAMI |  |  | Gila | 2 | Perm Closure | 1973-04-22 | 4000 | Gasoline | COMPARTMENT A | Single Walled | Asphalt coated or Bare Steel |  |  |  | Removal | 1988-06-24
0-004708 | BROWN TIRE - PHOENIX | 1904 E BUCHANAN ST | PHOENIX | AZ | 85034 | Maricopa | 1 | Perm Closure | 2005-06-17 | 1000 | Gasoline | COMPARTMENT A | Unknown | Unknown |  |  |  | Removal | 1991-04-03
0-007437 | EXXONMOBIL OIL CORP #12060 | 353 E BROWN RD | MESA | AZ | 85201 | Maricopa | 3 | Perm Closure | 1989-06-01 | 10000 | Gasoline | COMPARTMENT A |  | Fiberglass Reinforced Plastic | Pressure |  | Fiberglass Reinforced Plastic | Removal | 2007-07-18
0-006774 | DOUGLAS, CITY OF - MAINTENANCE YARD | 101 E 7TH ST | DOUGLAS | AZ | 85607 | Cochise | 1 | Perm Closure | 1980-01-01 | 2000 | Gasoline | COMPARTMENT A | Double Walled | Asphalt coated or Bare Steel |  |  |  | Removal | 1995-04-10
0-004505 | CITY OF PHOENIX - POLICE SOUTH RESOURCE BUREAU | 3443 S CENTRAL AVE | PHOENIX | AZ | 85040 | Maricopa | 1 | Perm Closure | 1949-01-01 | 500 | Unidentified | COMPARTMENT A | Single Walled | Asphalt coated or Bare Steel |  |  |  | Removal | 1989-06-02
0-004505 | CITY OF PHOENIX - POLICE SOUTH RESOURCE BUREAU | 3443 S CENTRAL AVE | PHOENIX | AZ | 85040 | Maricopa | 6 | Open | 1990-01-01 | 12000 | Gasoline | COMPARTMENT A | Double Walled | Fiberglass Reinforced Plastic | Pressure | Double Walled | Fiberglass Reinforced Plastic
0-001489 | CIRCLE K #2701797 | 7602 E MCKELLIPS RD | SCOTTSDALE | AZ | 85257 | Maricopa | 3 | Open | 1985-01-01 | 10000 | Gasoline | COMPARTMENT A | Double Walled | Fiberglass Reinforced Plastic | Pressure | Single Walled | Fiberglass Reinforced Plastic
0-004627 | 7-ELEVEN #18031 | 3602 E INDIAN SCHOOL RD | PHOENIX | AZ | 85018 | Maricopa | 4 | Perm Closure | 1976-05-05 | 4000 | Gasoline | COMPARTMENT A | Unknown | Asphalt coated or Bare Steel |  |  |  | Removal | 1988-03-01
0-004627 | 7-ELEVEN #18031 | 3602 E INDIAN SCHOOL RD | PHOENIX | AZ | 85018 | Maricopa | 5 | Perm Closure | 2005-06-17 | 120 | Used Oil/Waste Oil | COMPARTMENT A | Unknown | Asphalt coated or Bare Steel |  |  |  | Removal | 2002-11-05
0-005958 | SUN CITY LAKES EAST/WEST GOLF COURSE | 10406 W CAMEO DR | SUN CITY | AZ | 85351 | Maricopa | 1 | Perm Closure | 1969-01-01 | 1000 | Gasoline | COMPARTMENT A | Unknown | Asphalt coated or Bare Steel | Suction - Check Valve at the Tank Top |  |  | Removal | 1991-01-23
0-000538 | ARCO AM/PM | 10601 N SCOTTSDALE RD | SCOTTSDALE | AZ | 85254 | Maricopa | 5 | Perm Closure | 1969-01-01 | 6000 | Gasoline | COMPARTMENT A |  | Asphalt coated or Bare Steel |  |  |  | Removal | 1990-08-06
0-000538 | ARCO AM/PM | 10601 N SCOTTSDALE RD | SCOTTSDALE | AZ | 85254 | Maricopa | 4 | Perm Closure | 1969-01-01 | 6000 | Gasoline | COMPARTMENT A |  | Asphalt coated or Bare Steel |  |  |  | Removal | 1990-08-06
0-000538 | ARCO AM/PM | 10601 N SCOTTSDALE RD | SCOTTSDALE | AZ | 85254 | Maricopa | 13 | Open | 2010-07-28 | 8000 | Gasoline | COMPARTMENT B | Double Walled | Fiberglass Reinforced Plastic | Pressure | Double Walled | Fiberglass Reinforced Plastic
0-000659 | CHAPMAN AUTOMOTIVE GROUP - STRIP | 4646 E 22ND ST | TUCSON | AZ | 85711 | Pima | 6 | Open | 1996-09-17 | 4000 | Gasoline | COMPARTMENT A | Double Walled | Composite (Steel/Fiberglass) | Pressure | Double Walled | Fiberglass Reinforced Plastic
0-000935 | UNOCAL #9647 | 6666 W BELL RD | GLENDALE | AZ | 85308 | Maricopa | 3 | Perm Closure | 1978-01-01 | 10000 | Gasoline | COMPARTMENT A |  | Asphalt coated or Bare Steel | Pressure |  | Fiberglass Reinforced Plastic | Removal | 1996-12-30
0-000935 | UNOCAL #9647 | 6666 W BELL RD | GLENDALE | AZ | 85308 | Maricopa | 4 | Perm Closure | 1978-01-01 | 10000 | Diesel | COMPARTMENT A |  | Asphalt coated or Bare Steel | Pressure |  | Fiberglass Reinforced Plastic | Removal | 1996-12-30
0-001878 | CIRCLE K STORE #2705400 | 7351 W CHANDLER BLVD | CHANDLER | AZ | 85226 | Maricopa | 11 | Open | 1998-11-17 | 15000 | Gasoline | COMPARTMENT A | Double Walled | Fiberglass Reinforced Plastic | Pressure | Double Walled | Fiberglass Reinforced Plastic
0-001878 | CIRCLE K STORE #2705400 | 7351 W CHANDLER BLVD | CHANDLER | AZ | 85226 | Maricopa | 7 | Perm Closure | 1989-01-15 | 10000 | Gasoline | COMPARTMENT A | Double Walled | Fiberglass Reinforced Plastic | Pressure |  | Fiberglass Reinforced Plastic | Removal | 1998-07-17
0-006965 | SCOTTSDALE, CITY OF - OLD CORPORATION YARD | 1323 E MCKELLIPS RD | SCOTTSDALE | AZ | 85257 | Maricopa | 3 | Perm Closure | 2005-06-17 | 10000 | Diesel | COMPARTMENT A | Double Walled | Asphalt coated or Bare Steel | Pressure |  | Bare or Galvanized Steel | Removal | 1990-05-31
0-006965 | SCOTTSDALE, CITY OF - OLD CORPORATION YARD | 1323 E MCKELLIPS RD | SCOTTSDALE | AZ | 85257 | Maricopa | 5 | Perm Closure | 2005-06-17 | 250 | Used Oil/Waste Oil | COMPARTMENT A | Double Walled | Asphalt coated or Bare Steel | Gravity Feed |  |  | Removal | 1990-05-31
0-005936 | TUCSON NEWSPAPERS INC | 4850 S PARK AVE | TUCSON | AZ | 85714 | Pima | 3 | Perm Closure | 1987-12-20 | 4000 | Diesel | COMPARTMENT A | Double Walled | Fiberglass Reinforced Plastic | Pressure | Double Walled | Fiberglass Reinforced Plastic | Removal | 1997-03-17
0-000502 | ARCO AM/PM #5286 | 1201 E NORTHERN AVE | PHOENIX | AZ | 85020 | Maricopa | 10 | Open | 1993-09-01 | 10000 | Gasoline | COMPARTMENT A | Double Walled | Fiberglass Reinforced Plastic | Pressure | Double Walled | Fiberglass Reinforced Plastic
0-000502 | ARCO AM/PM #5286 | 1201 E NORTHERN AVE | PHOENIX | AZ | 85020 | Maricopa | 5 | Perm Closure | 1971-01-01 | 4000 | Gasoline | COMPARTMENT A |  | Asphalt coated or Bare Steel | Pressure |  |  | Removal | 1986-10-12
0-007854 | CHAPMAN HYUNDAI OF SCOTTSDALE | 6601 E MCDOWELL RD | SCOTTSDALE | AZ | 85257 | Maricopa | 1 | Perm Closure | 1987-01-01 | 6000 | Gasoline | COMPARTMENT A | Double Walled | Fiberglass Reinforced Plastic | Pressure |  | Fiberglass Reinforced Plastic | Removal | 1992-08-27
0-006512 | CORNS FUEL & TIRES | 825 N NAVAJO DR | PAGE | AZ | 86040 | Coconino | 3 | Perm Closure | 1971-11-15 | 4000 | Diesel | COMPARTMENT A | Double Walled | Asphalt coated or Bare Steel |  |  |  | Removal | 1991-12-17
0-003232 | MOBIL 18-KPD | 730 E BETHANY HOME RD | PHOENIX | AZ | 85014 | Maricopa | 3 | Perm Closure | 1988-01-01 | 6000 | Gasoline | COMPARTMENT A | Double Walled | Fiberglass Reinforced Plastic | Pressure | Double Walled | Fiberglass Reinforced Plastic | Removal | 2003-09-11
0-004987 | FIREBIRD FUEL COMPANY #304 | 2343 N 27TH AVE | PHOENIX | AZ | 85009 | Maricopa | 12 | Perm Closure | 1983-05-01 | 6000 | New Oil | COMPARTMENT A | Double Walled | Asphalt coated or Bare Steel |  |  |  | Removal | 1998-10-07
0-004987 | FIREBIRD FUEL COMPANY #304 | 2343 N 27TH AVE | PHOENIX | AZ | 85009 | Maricopa | 4 | Open | 1974-01-01 | 10000 | Diesel | COMPARTMENT A |  | Asphalt coated or Bare Steel | Pressure |  | Fiberglass Reinforced Plastic
0-004987 | FIREBIRD FUEL COMPANY #304 | 2343 N 27TH AVE | PHOENIX | AZ | 85009 | Maricopa | 16 | Perm Closure | 1974-04-30 | 2000 | Used Oil/Waste Oil | COMPARTMENT A | Double Walled | Asphalt coated or Bare Steel | Suction - Check Valve at the Tank Top |  | Bare or Galvanized Steel | Removal | 1998-10-06
0-005392 | USPS - RIO SALADO FACILITY | 1441 E BUCKEYE RD | PHOENIX | AZ | 85034 | Maricopa | 2 | Perm Closure | 1966-05-01 | 5000 | Gasoline | COMPARTMENT A | Unknown | Asphalt coated or Bare Steel |  |  |  | Removal | 1989-04-05
0-001112 | CHEVRON | 310 W MAIN ST | MESA | AZ | 85201 | Maricopa | 7 | Perm Closure | 1992-05-01 | 10000 | Gasoline | COMPARTMENT A | Double Walled | Fiberglass Reinforced Plastic | Pressure | Double Walled | Fiberglass Reinforced Plastic | Removal | 2004-11-03
0-001112 | CHEVRON | 310 W MAIN ST | MESA | AZ | 85201 | Maricopa | 3 | Perm Closure | 1983-01-01 | 10000 | Gasoline | COMPARTMENT A | Double Walled | Fiberglass Reinforced Plastic | Pressure |  | Fiberglass Reinforced Plastic | Removal | 1992-05-27
0-001112 | CHEVRON | 310 W MAIN ST | MESA | AZ | 85201 | Maricopa | 4 | Perm Closure | 1983-01-01 | 1000 | Used Oil/Waste Oil | COMPARTMENT A | Double Walled | Fiberglass Reinforced Plastic |  |  |  | Removal | 1999-01-25
0-006830 | TRW AUTOMOTIVE SYSTEMS | 11202 E GERMANN RD | MESA | AZ | 85212 | Maricopa | 1 | Perm Closure | 1953-01-01 | 1000 | Gasoline | COMPARTMENT A | Double Walled | Asphalt coated or Bare Steel | Pressure |  | Bare or Galvanized Steel | Removal | 1990-04-10
0-006429 | F1 FOOD & FUEL LLC | 8941 N 12TH ST | PHOENIX | AZ | 85020 | Maricopa | 6 | Open | 1998-03-10 | 10000 | Gasoline | COMPARTMENT A | Double Walled | Composite (Steel/Fiberglass) | Pressure
0-006429 | F1 FOOD & FUEL LLC | 8941 N 12TH ST | PHOENIX | AZ | 85020 | Maricopa | 4 | Perm Closure | 1983-09-02 | 4000 | Gasoline | COMPARTMENT A | Double Walled | Asphalt coated or Bare Steel |  |  |  | Removal | 1998-03-05
0-008188 | CATALINA ROOFING | 3635 E REFINERY WAY | TUCSON | AZ | 85713 | Pima | 3 | Perm Closure | 1970-01-01 | 500 | Gasoline | COMPARTMENT A | Unknown | Asphalt coated or Bare Steel | Suction - Check Valve at the Tank Top |  |  | Removal | 1993-05-07
0-003171 | RE MILLER PAVING AND CONSTRUCTION | 4102 E ILLINOIS ST | TUCSON | AZ | 85714 | Pima | 5 | Perm Closure | 1980-01-14 | 10000 | Diesel | COMPARTMENT A | Double Walled | Asphalt coated or Bare Steel | Suction - Check Valve at the Tank Top |  |  | Removal | 1990-02-01
0-004669 | 7-ELEVEN #25078 | 1405 N SCOTTSDALE RD | TEMPE | AZ | 85281 | Maricopa | 3 | Perm Closure | 1984-05-05 | 9728 | Gasoline | COMPARTMENT A | Unknown | Fiberglass Reinforced Plastic |  |  |  | Removal | 1991-12-05
0-001565 | EAST SIDE SHELL - FORMER | 2837 E ANDY DEVINE AVE | KINGMAN | AZ | 86401 | Mohave | 1 | Perm Closure | 1977-01-01 | 2000 | Gasoline | COMPARTMENT A | Single Walled | Asphalt coated or Bare Steel | Suction - Check Valve at the Tank Top |  |  | Removal | 1995-04-19
0-004812 | TERRA DESIGNS | 5425 E PIMA ST | TUCSON | AZ | 85712 | Pima | 1 | Perm Closure | 1967-01-01 | 12000 | Gasoline | COMPARTMENT A | Single Walled | Asphalt coated or Bare Steel |  |  |  | Removal | 1986-01-01
0-002284 | GILLIGANS ON IRON SPRINGS LLC | 1253 W IRON SPRINGS RD | PRESCOTT | AZ | 86305 | Yavapai | 4 | Open | 1985-03-17 | 10000 | Diesel | COMPARTMENT A | Single Walled | Fiberglass Reinforced Plastic | Pressure |  | Fiberglass Reinforced Plastic
0-002284 | GILLIGANS ON IRON SPRINGS LLC | 1253 W IRON SPRINGS RD | PRESCOTT | AZ | 86305 | Yavapai | 3 | Open | 1985-03-17 | 10000 | Gasoline | COMPARTMENT A | Single Walled | Fiberglass Reinforced Plastic | Pressure |  | Fiberglass Reinforced Plastic
0-009777 | PARCEL 103-17-042 | 200 E SECOND ST | WINSLOW | AZ | 86047 | Navajo | 2 | Perm Closure | 2005-06-17 | 2000 | Gasoline | COMPARTMENT A | Double Walled | Asphalt coated or Bare Steel | Suction - Check Valve at the Dispenser |  | Bare or Galvanized Steel | Removal | 2002-02-01
0-001099 | VALERO FOOD MART | 1949 E OSBORN RD | PHOENIX | AZ | 85016 | Maricopa | 3 | Perm Closure | 1968-01-01 | 10000 | Gasoline | COMPARTMENT A |  | Asphalt coated or Bare Steel |  |  |  | Removal | 1990-05-17
0-001099 | VALERO FOOD MART | 1949 E OSBORN RD | PHOENIX | AZ | 85016 | Maricopa | 5 | Open | 1990-06-15 | 10000 | Diesel | COMPARTMENT A | Double Walled | Composite (Steel/Fiberglass) | Pressure | Double Walled | Fiberglass Reinforced Plastic
0-007097 | TISEO RESIDENCE | 2330 E COLTER ST | PHOENIX | AZ | 85016 | Maricopa | 1 | Perm Closure | 2005-06-17 | 150 | Unidentified | COMPARTMENT A | Double Walled | Asphalt coated or Bare Steel |  |  |  | Removal | 1991-07-16
0-006152 | AMAZON.COM SERVICES LLC - AZA3 | 1665 W ALAMEDA DR | TEMPE | AZ | 85282 | Maricopa | 1 | Perm Closure | 1973-05-03 | 12000 | Diesel | COMPARTMENT A | Unknown | Asphalt coated or Bare Steel | Suction - Check Valve at the Tank Top |  | Fiberglass Reinforced Plastic | Removal | 1994-07-16
0-004944 | 22ND & CRAYCROFT SHELL | 5502 E 22ND ST | TUCSON | AZ | 85711 | Pima | 5 | Perm Closure | 1984-05-07 | 550 | Used Oil/Waste Oil | COMPARTMENT A |  | Fiberglass Reinforced Plastic |  |  |  | Removal | 1995-11-06
0-001048 | CHEVRON PROPERTY | 203 E SPEEDWAY BLVD | TUCSON | AZ | 85705 | Pima | 4 | Perm Closure | 1967-01-01 | 1000 | Used Oil/Waste Oil | COMPARTMENT A | Single Walled | Asphalt coated or Bare Steel | Gravity Feed | Single Walled | Bare or Galvanized Steel | Removal | 1998-01-23
0-000262 | ADOT - SAFFORD #1 MAINTENANCE CAMP |  | SAFFORD |  |  | Graham | 2 | Perm Closure | 1972-01-01 | 1500 | Gasoline | COMPARTMENT A |  | Asphalt coated or Bare Steel |  |  |  | Removal | 1987-04-07
0-000262 | ADOT - SAFFORD #1 MAINTENANCE CAMP |  | SAFFORD |  |  | Graham | 3 | Perm Closure | 1961-01-01 | 1000 | Gasoline | COMPARTMENT A |  | Asphalt coated or Bare Steel |  |  |  | Removal | 1987-04-07
0-003799 | MIDWAY AUTO TEAM | 2201 W BELL RD | PHOENIX | AZ | 85023 | Maricopa | 3 | Perm Closure | 1984-06-11 | 1000 | Used Oil/Waste Oil | COMPARTMENT A | Unknown | Asphalt coated or Bare Steel | Gravity Feed |  |  | Removal | 1997-01-22
0-000112 | GRAND VIEW DAIRY | 5202 S AIRPORT RD | BUCKEYE | AZ | 85326 | Maricopa | 4 | Perm Closure | 1987-01-01 | 10000 | Diesel | COMPARTMENT A | Double Walled | Fiberglass Reinforced Plastic | Pressure |  | Fiberglass Reinforced Plastic | Removal | 2020-09-10
0-010038 | J & S SERVICE CENTER | 4226 E MCDOWELL RD | PHOENIX | AZ | 85008 | Maricopa | 2 | Perm Closure | 1982-01-01 | 5000 | Diesel | COMPARTMENT A | Unknown | Asphalt coated or Bare Steel | Pressure |  | Bare or Galvanized Steel | Removal | 2005-03-22
0-006648 | CAMP VERDE SCHOOL DISTRICT #28 - SCHOOL BUS BARN | 418 APACHE TRAIL | CAMP VERDE | AZ | 86322 | Yavapai | 2 | Perm Closure | 1986-02-15 | 1000 | Diesel | COMPARTMENT A | Unknown | Asphalt coated or Bare Steel |  |  |  | Removal | 1991-10-22
0-009531 | PARCEL 121-62-101 | 2515 E MADISON ST | PHOENIX | AZ | 85034 | Maricopa | 1 | Perm Closure | 2005-06-17 |  | Gasoline | COMPARTMENT A | Unknown | Asphalt coated or Bare Steel | Pressure |  | Bare or Galvanized Steel | Removal | 1999-11-02
0-006770 | CREOLA DUNGEN | 15062 S HIGHWAY 77 | MAMMOTH | AZ | 85618 | Pinal | 1 | Perm Closure | 1968-01-01 | 8000 | Gasoline | COMPARTMENT A | Double Walled | Asphalt coated or Bare Steel |  |  |  | Removal | 1990-02-15
0-000706 | LARRY H MILLER DODGE RAM TUCSON | 4220 E 22ND ST | TUCSON | AZ | 85711 | Pima | 10 | Perm Closure | 2005-06-17 |  | Diesel | COMPARTMENT A | Unknown | Unknown |  |  |  | Removal | 1989-11-03
0-000706 | LARRY H MILLER DODGE RAM TUCSON | 4220 E 22ND ST | TUCSON | AZ | 85711 | Pima | 2 | Perm Closure | 1971-03-25 | 5000 | Gasoline | COMPARTMENT A | Single Walled | Asphalt coated or Bare Steel |  |  |  | Removal | 1989-11-03
0-000706 | LARRY H MILLER DODGE RAM TUCSON | 4220 E 22ND ST | TUCSON | AZ | 85711 | Pima | 8 | Perm Closure | 1971-03-25 | 500 | Used Oil/Waste Oil | COMPARTMENT A | Single Walled | Asphalt coated or Bare Steel |  |  |  | Removal | 1989-11-03
0-008670 | AMERICAN AIRLINES | 4000 E SKY HARBOR BLVD | PHOENIX | AZ | 85034 | Maricopa | 1 | Perm Closure | 2005-06-17 | 500 | Used Oil/Waste Oil | COMPARTMENT A | Unknown | Fiberglass Reinforced Plastic | Gravity Feed |  | Bare or Galvanized Steel | Removal | 1995-07-19
0-004897 | TERRIBLE HERBST #101 | 60 LAKE HAVASU AVE N | LAKE HAVASU CITY | AZ | 86403 | Mohave | 1 | Perm Closure | 1972-04-22 | 10000 | Gasoline | COMPARTMENT A | Double Walled | Asphalt coated or Bare Steel |  |  |  | Removal | 1991-12-11
0-005809 | ARCO #5486 | 1602 E BELL RD | PHOENIX | AZ | 85022 | Maricopa | 3 | Open | 1987-11-19 | 12000 | Gasoline | COMPARTMENT A | Double Walled | Fiberglass Reinforced Plastic | Pressure |  | Fiberglass Reinforced Plastic
0-008620 | CITY OF CHANDLER - MUNICIPAL WATER DEPARTMENT | 1475 E PECOS RD | CHANDLER | AZ | 85225 | Maricopa | 1 | Perm Closure | 1989-01-01 | 10000 | Diesel | COMPARTMENT A | Double Walled | Fiberglass Reinforced Plastic | Suction - Check Valve at the Tank Top | Double Walled | Fiberglass Reinforced Plastic | Removal | 2017-06-22
0-002520 | DEER VALLEY COMPUTER PARK | 2929 W THUNDERBIRD RD | PHOENIX | AZ | 85053 | Maricopa | 10 | Perm Closure | 1962-01-01 | 1000 | Used Oil/Waste Oil | COMPARTMENT A | Single Walled | Concrete |  |  |  | Closed in Place | 1965-01-01
0-002520 | DEER VALLEY COMPUTER PARK | 2929 W THUNDERBIRD RD | PHOENIX | AZ | 85053 | Maricopa | 2 | Perm Closure | 1973-01-01 | 1000 | Unidentified | COMPARTMENT A | Single Walled | Asphalt coated or Bare Steel |  |  |  | Removal | 1986-02-01
0-007373 | DARRELL STUART CONTRACTORS OF ARIZONA | 3048 N 27TH AVE | PHOENIX | AZ | 85017 | Maricopa | 1 | Perm Closure | 1975-01-01 | 500 | Other | COMPARTMENT A | Single Walled | Asphalt coated or Bare Steel |  |  |  | Removal | 1991-07-16
0-005460 | CIRCLE K #2922 | 3280 W VALENCIA RD | TUCSON | AZ | 85746 | Pima | 2 | Perm Closure | 1972-04-04 | 6000 | Gasoline | COMPARTMENT A | Double Walled | Asphalt coated or Bare Steel |  |  |  | Removal | 1995-12-05
0-001903 | CITY OF ELOY - CITY AIRPORT | 2030 W AIRPORT DR | ELOY | AZ | 85131 | Pinal | 1 | Perm Closure | 1966-01-01 | 1500 | Gasoline | COMPARTMENT A |  | Asphalt coated or Bare Steel | Suction - Check Valve at the Tank Top |  | Bare or Galvanized Steel | Removal | 1993-05-06
0-000107 | VULCAN MATERIALS COMPANY- LITCHFIELD FACILITY | 11923 W INDIAN SCHOOL RD | AVONDALE | AZ | 85392 | Maricopa | 3 | Perm Closure | 1980-01-01 | 4000 | Gasoline | COMPARTMENT A |  | Asphalt coated or Bare Steel |  |  |  | Removal | 1990-01-04
0-005082 | 22ND ST SELF SERVE | 1105 E 22ND ST | TUCSON | AZ | 85713 | Pima | 8 | Perm Closure | 1987-01-01 | 12000 | Diesel | COMPARTMENT A | Double Walled | Composite (Steel/Fiberglass) | Pressure | Double Walled | Fiberglass Reinforced Plastic | Removal | 2017-08-24
0-005082 | 22ND ST SELF SERVE | 1105 E 22ND ST | TUCSON | AZ | 85713 | Pima | 3 | Perm Closure | 1978-04-01 | 10000 | Gasoline | COMPARTMENT A | Double Walled | Asphalt coated or Bare Steel | Pressure |  | Fiberglass Reinforced Plastic | Removal | 1987-01-01
0-006625 | INTER-TEL - EXECUTIVE AUTO WASH | 232 E MCDOWELL RD | PHOENIX | AZ | 85004 | Maricopa | 1 | Perm Closure | 2005-06-17 | 8000 | Gasoline | COMPARTMENT A | Unknown | Asphalt coated or Bare Steel |  |  |  | Removal | 1989-02-06
0-004926 | CIRCLE K STORE #2708517 | 7601 S CENTRAL AVE | PHOENIX | AZ | 85042 | Maricopa | 4 | Perm Closure | 1971-05-08 | 550 | Used Oil/Waste Oil | COMPARTMENT A | Double Walled | Asphalt coated or Bare Steel |  |  |  | Removal | 1987-09-24
0-003246 | MOBIL 18-MOL | 9850 W GRAND AVE | SUN CITY | AZ | 85351 | Maricopa | 3 | Perm Closure | 1973-01-01 | 5000 | Gasoline | COMPARTMENT A |  | Asphalt coated or Bare Steel | Pressure |  |  | Removal | 1989-01-01
0-003226 | MOBIL 18-AKN | 6606 W CAMELBACK RD | GLENDALE | AZ | 85301 | Maricopa | 2 | Perm Closure | 2005-06-17 | 10000 | Gasoline | COMPARTMENT A |  | Asphalt coated or Bare Steel | Pressure |  |  | Removal | 1989-12-31
0-003226 | MOBIL 18-AKN | 6606 W CAMELBACK RD | GLENDALE | AZ | 85301 | Maricopa | 3 | Perm Closure | 2005-06-17 | 10000 | Gasoline | COMPARTMENT A |  | Asphalt coated or Bare Steel | Pressure |  |  | Removal | 1989-12-31
0-007573 | CHUY'S MESQUITE BROILER | 7101 E 22ND ST | TUCSON | AZ | 85710 | Pima | 1 | Perm Closure | 2005-06-17 |  | Unidentified | COMPARTMENT A | Unknown | Asphalt coated or Bare Steel |  |  |  | Removal | 1988-01-01
0-001179 | CIRCLE K #118 | 3531 W BETHANY HOME RD | PHOENIX | AZ | 85019 | Maricopa | 1 | Perm Closure | 1968-01-01 | 10000 | Gasoline | COMPARTMENT A |  | Asphalt coated or Bare Steel |  |  |  | Removal | 1988-08-26
0-001175 | CIRCLE K #91 | 2620 E 22ND ST | TUCSON | AZ | 85713 | Pima | 2 | Perm Closure | 1968-04-08 | 10000 | Gasoline | COMPARTMENT A | Single Walled | Asphalt coated or Bare Steel |  |  |  | Removal | 1991-03-25
0-002789 | CIRCLE K STORE #2741652 | 5049 W BUCKEYE RD | PHOENIX | AZ | 85043 | Maricopa | 8 | Open | 1988-03-21 | 12000 | Diesel | COMPARTMENT A | Double Walled | Fiberglass Reinforced Plastic | Pressure | Double Walled | Fiberglass Reinforced Plastic
0-002789 | CIRCLE K STORE #2741652 | 5049 W BUCKEYE RD | PHOENIX | AZ | 85043 | Maricopa | 2 | Perm Closure | 1971-01-01 | 10000 | Gasoline | COMPARTMENT A |  | Asphalt coated or Bare Steel |  |  |  | Removal | 1988-09-01
0-002789 | CIRCLE K STORE #2741652 | 5049 W BUCKEYE RD | PHOENIX | AZ | 85043 | Maricopa | 9 | Open | 1988-01-01 | 12000 | Diesel | COMPARTMENT A | Double Walled | Fiberglass Reinforced Plastic | Pressure | Double Walled | Fiberglass Reinforced Plastic
0-002626 | AMERICAN FINE FOOD INC | 2423 E UNIVERSITY DR | PHOENIX | AZ | 85034 | Maricopa | 2 | Perm Closure | 1973-06-02 | 10000 | Gasoline | COMPARTMENT A | Single Walled | Asphalt coated or Bare Steel |  |  |  | Removal | 1983-09-01
0-002626 | AMERICAN FINE FOOD INC | 2423 E UNIVERSITY DR | PHOENIX | AZ | 85034 | Maricopa | 3 | Perm Closure | 1971-06-03 | 10000 | Diesel | COMPARTMENT A | Single Walled | Asphalt coated or Bare Steel |  |  |  | Removal | 1983-09-01
0-000954 | CARNATION DAIRIES | 4140 N CENTRAL AVE | PHOENIX | AZ | 85012 | Maricopa | 4 | Perm Closure | 1971-01-01 | 2000 | Used Oil/Waste Oil | COMPARTMENT A | Single Walled | Asphalt coated or Bare Steel |  |  |  | Removal | 1997-12-10
0-004247 | SPEEDWAY STORE #2976 | 101 E 16TH ST | DOUGLAS | AZ | 85607 | Cochise | 4 | Open | 1986-10-27 | 10000 | Gasoline | COMPARTMENT A | Double Walled | Fiberglass Reinforced Plastic | Pressure |  | Fiberglass Reinforced Plastic
0-000833 | AFCO #020214 | 1851 S 19TH AVE | PHOENIX | AZ | 85009 | Maricopa | 5 | Perm Closure | 1982-08-01 | 12000 | Gasoline | COMPARTMENT A |  | Asphalt coated or Bare Steel | Pressure |  | Fiberglass Reinforced Plastic | Removal | 2005-05-25
0-002486 | HIGH COUNTRY MARKET | 102 N 1ST ST | WILLIAMS | AZ | 86046 | Coconino | 3 | Perm Closure | 1977-01-01 | 8000 | Gasoline | COMPARTMENT A |  | Asphalt coated or Bare Steel | Pressure | Single Walled | Bare or Galvanized Steel | Removal | 1995-06-01
0-002486 | HIGH COUNTRY MARKET | 102 N 1ST ST | WILLIAMS | AZ | 86046 | Coconino | 5 | Perm Closure | 1950-01-01 | 500 | Used Oil/Waste Oil | COMPARTMENT A |  | Asphalt coated or Bare Steel |  |  |  | Removal | 1995-06-01
0-004228 | RYDER TRANSPORTATION SERVICES #0128 | 2301 N BLACK CANYON HWY | PHOENIX | AZ | 85009 | Maricopa | 3 | Perm Closure | 1974-01-01 | 10000 | Diesel | COMPARTMENT A |  | Asphalt coated or Bare Steel | Pressure |  | Fiberglass Reinforced Plastic | Removal | 1994-07-26
0-009580 | SOUTHWEST TRANSMISSION | 1318 E WHITE MOUNTAIN BLVD | PINETOP-LAKESIDE | AZ | 85935 | Navajo | 3 | Perm Closure | 2005-06-17 | 6000 | Gasoline | COMPARTMENT A | Unknown | Unknown |  |  |  | Removal | 1988-01-01
0-009580 | SOUTHWEST TRANSMISSION | 1318 E WHITE MOUNTAIN BLVD | PINETOP-LAKESIDE | AZ | 85935 | Navajo | 5 | Perm Closure | 2005-06-17 | 500 | Used Oil/Waste Oil | COMPARTMENT A | Unknown | Unknown |  |  |  | Removal | 1988-01-01
0-004401 | APACHE ALTERNATIVE SCHOOL | 1201 N 85TH PL | SCOTTSDALE | AZ | 85257 | Maricopa | 4 | Open | 1996-05-16 | 12000 | Diesel | COMPARTMENT A | Double Walled | Fiberglass Reinforced Plastic | Pressure | Double Walled | Fiberglass Reinforced Plastic
0-002357 | NEENAH FOUNDRY CO | 4107 E MADISON ST | PHOENIX | AZ | 85034 | Maricopa | 2 | Perm Closure | 1978-08-10 | 500 | Gasoline | COMPARTMENT A | Single Walled | Asphalt coated or Bare Steel | Suction - Check Valve at the Tank Top |  |  | Removal | 1993-03-05
0-009746 | SAFEWAY #1747 | 1031 N STATE ROUTE 89 | CHINO VALLEY | AZ | 86323 | Yavapai | 1 | Open | 2001-01-05 | 10000 | Gasoline | COMPARTMENT B | Double Walled | Composite (Steel/Fiberglass)
0-002514 | GILA BEND PILOT TRAVEL CENTER | 3006 S BUTTERFIELD TRL | GILA BEND | AZ | 85337 | Maricopa | 5 | Perm Closure | 1972-01-01 | 4000 | Gasoline | COMPARTMENT A |  | Asphalt coated or Bare Steel |  |  |  | Closed in Place | 1986-05-01
0-002514 | GILA BEND PILOT TRAVEL CENTER | 3006 S BUTTERFIELD TRL | GILA BEND | AZ | 85337 | Maricopa | 15 | Open | 2020-09-17 | 20000 | Gasoline (PUL) | COMPARTMENT A | Double Walled | Fiberglass Reinforced Plastic | Pressure | Double Walled | Fiberglass Reinforced Plastic
0-000456 | PHOENIX ZOO | 455 N GALVIN PKWY | PHOENIX | AZ | 85008 | Maricopa | 1 | Perm Closure | 1962-01-01 | 1000 | Gasoline | COMPARTMENT A |  | Asphalt coated or Bare Steel |  |  |  | Removal | 1988-07-08
0-009878 | MOBIL STATION - FORMER | 40184 E HIGHWAY 80 | TACNA | AZ | 85352 | Yuma | 2 | Perm Closure | 1956-01-01 | 10000 | Gasoline | COMPARTMENT A |  | Asphalt coated or Bare Steel |  |  |  | Removal | 2010-08-26
0-009878 | MOBIL STATION - FORMER | 40184 E HIGHWAY 80 | TACNA | AZ | 85352 | Yuma | 1 | Perm Closure | 1956-01-01 | 10000 | Gasoline | COMPARTMENT A |  | Asphalt coated or Bare Steel |  |  |  | Removal | 2010-08-26
0-009776 | BENDERS SERVICE STATION | 705 NAVAJO BLVD | HOLBROOK | AZ | 86025 | Navajo | 1 | Perm Closure | 1955-01-01 | 2500 | Unidentified | COMPARTMENT A | Single Walled | Asphalt coated or Bare Steel |  |  |  | Removal | 1988-01-01
0-003323 | NXP USA, INC. - TEMPE | 2100 E ELLIOT RD | TEMPE | AZ | 85284 | Maricopa | 2 | Perm Closure | 1978-01-01 | 500 | Diesel | COMPARTMENT A | Single Walled | Asphalt coated or Bare Steel |  |  |  | Removal | 1987-12-01
0-000076 | SCOTT BUICK OLDSMOBILE ISUZU | 1901 E BELL RD | PHOENIX | AZ | 85022 | Maricopa | 5 | Perm Closure | 1987-12-07 | 500 | New Oil | COMPARTMENT A | Unknown | Fiberglass Reinforced Plastic | Suction - Check Valve at the Tank Top |  |  | Removal | 2009-02-04
0-009961 | MAVERIK COUNTRY STORE #288 | 1690 W ROUTE 66 | FLAGSTAFF | AZ | 86001 | Coconino | 1 | Open | 2003-05-30 | 12000 | Gasoline | COMPARTMENT A | Single Walled | Fiberglass Reinforced Plastic | Pressure | Double Walled | Flexible
0-009074 | GPM #4593 | 20205 N CAVE CREEK RD | PHOENIX | AZ | 85024 | Maricopa | 2 | Open | 1997-01-08 | 12000 | Gasoline (PUL) | COMPARTMENT A | Double Walled | Composite (Steel/Fiberglass) | Pressure | Double Walled | Fiberglass Reinforced Plastic
0-009774 | CIRCLE K #2706361 | 2760 E BASELINE RD | MESA | AZ | 85204 | Maricopa | 3 | Open | 2001-03-01 | 10000 | Gasoline | COMPARTMENT A | Double Walled | Fiberglass Reinforced Plastic | Pressure | Double Walled | Flexible
0-001193 | CIRCLE K #2700212 | 3640 W 8TH ST | YUMA | AZ | 85364 | Yuma | 1 | Open | 1986-01-01 | 10000 | Gasoline | COMPARTMENT A | Double Walled | Fiberglass Reinforced Plastic | Pressure |  | Fiberglass Reinforced Plastic
0-009629 | PARCEL 104-53-327 | 7502 W BROADWAY RD | PHOENIX | AZ | 85043 | Maricopa | 1 | Perm Closure | 2005-06-17 | 5000 | Gasoline | COMPARTMENT A | Double Walled | Asphalt coated or Bare Steel |  |  |  | Removal | 2000-06-12
0-003511 | EASTPOINT MARKETPLACE/FED MART | 7030 E 22ND ST | TUCSON | AZ | 85710 | Pima | 4 | Perm Closure | 1970-01-01 | 1000 | Used Oil/Waste Oil | COMPARTMENT A |  | Asphalt coated or Bare Steel |  |  |  | Removal | 1987-03-01
0-009176 | CITY OF PHOENIX - FIRE OPERATIONS CENTER | 1201 E MADISON ST | PHOENIX | AZ | 85034 | Maricopa | 3 | Open | 1997-06-01 | 12000 | Diesel | COMPARTMENT A | Double Walled | Fiberglass Reinforced Plastic | Suction - Check Valve at the Tank Top | Double Walled | Fiberglass Reinforced Plastic
0-008593 | PINETOP LAKES COUNTRY CLUB ASSOCIATION INC | 4643 BUCK SPRINGS RD | PINETOP-LAKESIDEN | AZ | 85935 |  | 1 | Perm Closure | 1974-01-01 | 1000 | Gasoline | COMPARTMENT A | Double Walled | Asphalt coated or Bare Steel | Suction - Check Valve at the Tank Top |  |  | Removal | 1995-11-02
0-006179 | ORR CONSTRUCTION INC | 1212 GORDON DR | KINGMAN | AZ | 86409 | Mohave | 1 | Perm Closure | 1980-05-16 | 1000 | Unidentified | COMPARTMENT A | Unknown | Asphalt coated or Bare Steel |  |  |  | Closed in Place | 1983-09-01
0-003563 | O''MALLEY BUILDING MATERIALS - TEMPE | 1840 E BROADWAY RD | TEMPE | AZ | 85282 | Maricopa | 1 | Perm Closure | 1973-01-01 | 6000 | Gasoline | COMPARTMENT A |  | Asphalt coated or Bare Steel |  |  |  | Removal | 1988-09-01
0-008347 | RIGHT OF WAY | 334 S MONTEZUMA ST | PRESCOTT | AZ | 86303 | Yavapai | 1 | Perm Closure | 2005-06-17 | 170 | Gasoline | COMPARTMENT A | Double Walled | Asphalt coated or Bare Steel |  |  |  | Removal | 1994-04-14
0-001398 | CIRCLE K #2701346 | 1350 W UNIVERSITY DR | TEMPE | AZ | 85281 | Maricopa | 2 | Open | 1980-01-01 | 10000 | Gasoline | COMPARTMENT A |  | Asphalt coated or Bare Steel | Pressure |  | Fiberglass Reinforced Plastic
0-005421 | CIRCLE K #2855 | 2602 W DEER VALLEY RD | PHOENIX | AZ | 85027 | Maricopa | 1 | Perm Closure | 1983-03-19 | 10000 | Gasoline | COMPARTMENT A | Double Walled | Asphalt coated or Bare Steel |  |  |  | Removal | 1988-05-29
0-009409 | ARCO AM/PM | 1990 W STATE ROUTE 89A | SEDONA | AZ | 86336 | Yavapai | 1 | Open | 1998-08-26 | 10000 | Gasoline (UL) | COMPARTMENT B | Double Walled | Fiberglass Reinforced Plastic | Pressure | Double Walled | Fiberglass Reinforced Plastic
0-004927 | ADOT / TEXACO # 7-6270 | 3339 E SHEA BLVD | PHOENIX | AZ | 85028 | Maricopa | 1 | Perm Closure | 1974-05-07 | 10000 | Gasoline | COMPARTMENT A | Double Walled | Asphalt coated or Bare Steel | Pressure |  | Fiberglass Reinforced Plastic | Removal | 1991-06-19
0-004927 | ADOT / TEXACO # 7-6270 | 3339 E SHEA BLVD | PHOENIX | AZ | 85028 | Maricopa | 6 | Perm Closure | 1985-05-07 | 550 | Used Oil/Waste Oil | COMPARTMENT A | Double Walled | Fiberglass Reinforced Plastic | Pressure |  | Fiberglass Reinforced Plastic | Removal | 1991-06-19
0-004675 | 7-ELEVEN #25577 | 18480 N 7TH ST | PHOENIX | AZ | 85022 | Maricopa | 2 | Perm Closure | 1985-02-04 | 10000 | Gasoline | COMPARTMENT A | Unknown | Fiberglass Reinforced Plastic | Pressure |  | Fiberglass Reinforced Plastic | Removal | 2003-08-19
0-005496 | USVA - CARL T HAYDEN VAMC RMS-138 | 650 E INDIAN SCHOOL RD | PHOENIX | AZ | 85012 | Maricopa | 4 | Perm Closure | 1976-07-01 | 15000 | Diesel | COMPARTMENT A | Double Walled | Asphalt coated or Bare Steel | Suction - Check Valve at the Tank Top |  |  | Removal | 1993-04-29
0-001049 | CHEVRON #9-4036 | 1031 N WILMOT RD | TUCSON | AZ | 85711 | Pima | 3 | Perm Closure | 1963-01-01 | 3000 | Gasoline | COMPARTMENT A |  | Asphalt coated or Bare Steel |  |  |  | Removal | 1987-11-01
0-009351 | BRAKE MASTERS | 7085 E 22ND ST | TUCSON | AZ | 85710 | Pima | 1 | Perm Closure | 2005-06-17 | 500 | Used Oil/Waste Oil | COMPARTMENT A | Double Walled | Composite (Steel/Fiberglass) | Gravity Feed |  | Bare or Galvanized Steel | Removal | 1999-03-10
0-006526 | TATEL INC | 5250 S 43RD AVE | PHOENIX | AZ | 85041 | Maricopa | 1 | Perm Closure | 1988-11-30 | 3000 | Gasoline | COMPARTMENT A |  | Fiberglass Reinforced Plastic |  |  |  | Removal | 2019-01-04
0-009651 | STERLING PROPERTY | 66673 HWY 60 | SALOME | AZ | 85348 | La Paz | 4 | Perm Closure | 2006-09-26 | 2000 | Gasoline | COMPARTMENT A | Single Walled | Asphalt coated or Bare Steel |  |  |  | Removal | 2005-10-21
0-009651 | STERLING PROPERTY | 66673 HWY 60 | SALOME | AZ | 85348 | La Paz | 3 | Perm Closure | 2006-09-26 | 2000 | Gasoline | COMPARTMENT A | Single Walled | Asphalt coated or Bare Steel |  |  |  | Removal | 2005-10-21
0-005550 | FORD MOTOR CO - AZ PROVING GROUND | 20715 W HAPPY VALLEY RD | WITTMANN | AZ | 85361 | Maricopa | 1 | Perm Closure | 1985-01-01 | 2000 | Gasoline | COMPARTMENT A |  | Asphalt coated or Bare Steel |  |  |  | Removal | 1998-02-12
0-007169 | WAYNE OXYGEN CO | 601 W GRANT RD | TUCSON | AZ | 85705 | Pima | 1 | Perm Closure | 1976-01-01 | 1000 | Gasoline | COMPARTMENT A | Unknown | Asphalt coated or Bare Steel | Suction - Check Valve at the Tank Top |  | Bare or Galvanized Steel | Removal | 1991-01-23
0-009657 | TUCSON CHEVRON GAS | 1570 W GRANT RD | TUCSON | AZ | 85745 | Pima | 2 | Open | 1998-10-20 | 10000 | Gasoline (PUL) | COMPARTMENT A | Double Walled | Fiberglass Reinforced Plastic | Pressure |  | Fiberglass Reinforced Plastic
0-003106 | MCKESSON DRUG CO | 2323 N 27TH AVE | PHOENIX | AZ | 85009 | Maricopa | 2 | Perm Closure | 1981-12-02 | 12000 | Gasoline | COMPARTMENT A | Unknown | Asphalt coated or Bare Steel |  |  |  | Removal | 1989-09-01
0-009100 | LOVE'S TRAVEL STOP #280 | 1610 S MILLER RD | BUCKEYE | AZ | 85326 | Maricopa | 5 | Open | 1996-10-17 | 12000 | Gasoline | COMPARTMENT A | Double Walled | Composite (Steel/Fiberglass) | Pressure |  | Fiberglass Reinforced Plastic
0-009100 | LOVE'S TRAVEL STOP #280 | 1610 S MILLER RD | BUCKEYE | AZ | 85326 | Maricopa | 4 | Open | 1996-10-17 | 20000 | Gasoline | COMPARTMENT A | Double Walled | Composite (Steel/Fiberglass) | Pressure |  | Fiberglass Reinforced Plastic
0-006856 | HOLBROOK 76 | 1300 NAVAJO BLVD | HOLBROOK | AZ | 86025 | Navajo | 3 | Open | 1989-09-01 | 10000 | Gasoline | COMPARTMENT A | Double Walled | Composite (Steel/Fiberglass) | Pressure |  | Fiberglass Reinforced Plastic
0-006856 | HOLBROOK 76 | 1300 NAVAJO BLVD | HOLBROOK | AZ | 86025 | Navajo | 4 | Open | 1989-09-01 | 10000 | Gasoline | COMPARTMENT A | Double Walled | Composite (Steel/Fiberglass) | Pressure |  | Fiberglass Reinforced Plastic
0-009543 | I-10 EB INA RAMP | 7050 N CASA GRANDE HWY | MARANA | AZ | 85743 | Pima | 1 | Perm Closure | 2005-06-17 | 1500 | Gasoline | COMPARTMENT A | Unknown | Asphalt coated or Bare Steel | Suction - Check Valve at the Dispenser |  | Bare or Galvanized Steel | Removal | 2000-03-15
0-005834 | IMPERIAL MACHINERY | 400 E 16TH ST | YUMA | AZ | 85364 | Yuma | 1 | Perm Closure | 1985-09-14 | 500 | Used Oil/Waste Oil | COMPARTMENT A | Double Walled | Asphalt coated or Bare Steel |  |  |  | Removal | 1989-12-27
0-009640 | INDY CAR WASH | 245 S POWER RD | MESA | AZ | 85206 | Maricopa | 1 | Temp Closure | 1999-05-06 | 15000 | Gasoline | COMPARTMENT A | Double Walled | Composite (Steel/Fiberglass) | Pressure | Double Walled | Fiberglass Reinforced Plastic |  | 2016-12-16
0-008393 | CITY OF PHOENIX - MUNICIPAL PARKING LOT | 12 N 4TH AVE | PHOENIX | AZ | 85003 | Maricopa | 3 | Perm Closure | 2005-06-17 | 500 | Gasoline | COMPARTMENT A | Unknown | Asphalt coated or Bare Steel |  |  |  | Removal | 1994-08-01
0-002094 | WOODYS FOOD STORE #131 | 1000 W BEALE ST | KINGMAN | AZ | 86401 | Mohave | 5 | Perm Closure | 1964-01-01 | 500 | Used Oil/Waste Oil | COMPARTMENT A |  | Asphalt coated or Bare Steel | Gravity Feed | Single Walled | Bare or Galvanized Steel | Removal | 1998-09-22
0-004660 | 7-ELEVEN #23223 | 1501 W INDIAN SCHOOL RD | PHOENIX | AZ | 85015 | Maricopa | 3 | Perm Closure | 1981-01-01 | 10000 | Gasoline | COMPARTMENT A | Single Walled | Fiberglass Reinforced Plastic | Pressure |  | Fiberglass Reinforced Plastic | Removal | 2014-03-18
0-004389 | SCOTTSDALE AIR CONDOS I OWNERS ASSOCIATION | 15035 N 73RD ST | SCOTTSDALE | AZ | 85260 | Maricopa | 3 | Open | 2020-11-17 | 12000 | Jet A (Kerosene-type Jet Fuel) | COMPARTMENT A | Double Walled | Fiberglass Reinforced Plastic | Pressure | Double Walled | Fiberglass Reinforced Plastic
0-009448 | GALLOPING GOOSE/ADOT RIGHT-OF-WA | 162 S MONTEZUMA ST | PRESCOTT | AZ | 86303 | Yavapai | 4 | Perm Closure | 2005-06-17 | 250 | (Null) | COMPARTMENT A | Double Walled | Asphalt coated or Bare Steel |  |  |  | Closed in Place | 1999-03-03
0-009448 | GALLOPING GOOSE/ADOT RIGHT-OF-WA | 162 S MONTEZUMA ST | PRESCOTT | AZ | 86303 | Yavapai | 2 | Perm Closure | 2005-06-17 | 500 | Diesel | COMPARTMENT A | Double Walled | Asphalt coated or Bare Steel |  |  |  | Removal | 1999-03-03
0-003648 | MOHAVE ELECTRIC COOPERATIVE INC | 1999 ARENA DR | BULLHEAD CITY | AZ | 86442 | Mohave | 3 | Perm Closure | 2005-06-17 | 2000 | Gasoline | COMPARTMENT A | Double Walled | Composite (Steel/Fiberglass) |  |  |  | Removal | 1990-12-10
0-001392 | CIRCLE K #1293 | 2189 E UNIVERSITY DR | TEMPE | AZ | 85281 | Maricopa | 2 | Perm Closure | 1979-04-25 | 10000 | Gasoline | COMPARTMENT A | Single Walled | Asphalt coated or Bare Steel |  |  |  | Removal | 1988-02-27
0-002485 | LMC STATION | 26120 N PIERCE FERRY RD | MEADVIEW | AZ | 86444 | Mohave | 1 | Perm Closure | 1976-06-18 | 2000 | Gasoline | COMPARTMENT A | Single Walled | Asphalt coated or Bare Steel | Suction - Check Valve at the Tank Top |  | Bare or Galvanized Steel | Removal | 1996-06-08
0-005477 | CIRCLE K #2702942 | 2701 N ORACLE RD | TUCSON | AZ | 85705 | Pima | 2 | Perm Closure | 1981-01-01 | 10000 | Gasoline | COMPARTMENT A |  | Asphalt coated or Bare Steel | Pressure |  | Bare or Galvanized Steel | Removal | 2018-09-13
0-006395 | BOB'S QUALITY RV | 9085 W GRAND AVE | PEORIA | AZ | 85345 | Maricopa | 2 | Perm Closure | 2005-06-17 | 8000 | Gasoline | COMPARTMENT A | Unknown | Fiberglass Reinforced Plastic |  |  |  | Removal | 1992-01-08
0-005340 | USAF - LUKE AFB - 56 CES/CEV | 13970 GILLESPIE ST | LUKE AFB | AZ | 85309 | Maricopa | 54 | Perm Closure | 1987-01-01 | 2000 | Used Oil/Waste Oil | COMPARTMENT A | Double Walled | Fiberglass Reinforced Plastic | Gravity Feed |  | Fiberglass Reinforced Plastic | Removal | 1999-03-01
0-005340 | USAF - LUKE AFB - 56 CES/CEV | 13970 GILLESPIE ST | LUKE AFB | AZ | 85309 | Maricopa | 58 | Perm Closure | 1975-01-01 | 280 | Used Oil/Waste Oil | COMPARTMENT A | Single Walled | Asphalt coated or Bare Steel | Gravity Feed |  | Bare or Galvanized Steel | Removal | 1993-12-14
0-005340 | USAF - LUKE AFB - 56 CES/CEV | 13970 GILLESPIE ST | LUKE AFB | AZ | 85309 | Maricopa | 4 | Perm Closure | 1958-01-01 | 6000 | Gasoline | COMPARTMENT A | Single Walled | Asphalt coated or Bare Steel | Suction - Check Valve at the Tank Top |  | Bare or Galvanized Steel | Removal | 1995-11-15
0-005340 | USAF - LUKE AFB - 56 CES/CEV | 13970 GILLESPIE ST | LUKE AFB | AZ | 85309 | Maricopa | 27 | Perm Closure | 1976-01-01 | 280 | Diesel | COMPARTMENT A | Double Walled | Asphalt coated or Bare Steel | Suction - Check Valve at the Tank Top |  | Bare or Galvanized Steel | Removal | 1996-09-27
0-005340 | USAF - LUKE AFB - 56 CES/CEV | 13970 GILLESPIE ST | LUKE AFB | AZ | 85309 | Maricopa | 46 | Perm Closure | 1975-01-01 | 750 | Used Oil/Waste Oil | COMPARTMENT A | Single Walled | Asphalt coated or Bare Steel | Gravity Feed |  | Bare or Galvanized Steel | Removal | 1993-12-14
0-005340 | USAF - LUKE AFB - 56 CES/CEV | 13970 GILLESPIE ST | LUKE AFB | AZ | 85309 | Maricopa | 90 | Perm Closure | 1978-01-01 | 10000 | Gasoline | COMPARTMENT A | Single Walled | Asphalt coated or Bare Steel |  |  |  | Removal | 1988-08-01
0-005340 | USAF - LUKE AFB - 56 CES/CEV | 13970 GILLESPIE ST | LUKE AFB | AZ | 85309 | Maricopa | 41 | Perm Closure | 2005-06-17 | 10000 | Gasoline | COMPARTMENT A | Double Walled | Asphalt coated or Bare Steel | Gravity Feed |  | Bare or Galvanized Steel | Removal | 1992-12-17
0-005340 | USAF - LUKE AFB - 56 CES/CEV | 13970 GILLESPIE ST | LUKE AFB | AZ | 85309 | Maricopa | 45 | Perm Closure | 1975-01-01 | 550 | Used Oil/Waste Oil | COMPARTMENT A | Double Walled | Asphalt coated or Bare Steel | Gravity Feed |  | Bare or Galvanized Steel | Removal | 1992-12-16
0-005340 | USAF - LUKE AFB - 56 CES/CEV | 13970 GILLESPIE ST | LUKE AFB | AZ | 85309 | Maricopa | 40 | Perm Closure | 1971-01-01 | 300 | Diesel | COMPARTMENT A | Double Walled | Asphalt coated or Bare Steel | Suction - Check Valve at the Tank Top |  | Bare or Galvanized Steel | Removal | 1993-04-05
0-005340 | USAF - LUKE AFB - 56 CES/CEV | 13970 GILLESPIE ST | LUKE AFB | AZ | 85309 | Maricopa | 87 | Perm Closure | 1988-01-01 | 30000 | Diesel | COMPARTMENT A | Unknown | Asphalt coated or Bare Steel |  |  |  | Removal | 1989-02-01
0-010477 | CARIOCA #70 | 1515 E BUCKEYE RD | PHOENIX | AZ | 85034 | Maricopa | 2 | Open | 2013-03-01 | 8000 | Diesel | COMPARTMENT A | Double Walled | Fiberglass Reinforced Plastic | Pressure | Double Walled | Fiberglass Reinforced Plastic
0-010570 | FRY'S FUEL #112 | 2915 N DYSART RD | AVONDALE | AZ | 85392 | Maricopa | 1 | Open | 2016-07-01 | 20000 | Gasoline (UL) | COMPARTMENT A | Double Walled | Fiberglass Reinforced Plastic | Pressure | Double Walled | Fiberglass Reinforced Plastic
0-004946 | CHEVRON | 1345 N STONE AVE | TUCSON | AZ | 85705 | Pima | 4 | Open | 1983-01-01 | 8000 | Diesel | COMPARTMENT A | Double Walled | Fiberglass Reinforced Plastic | Pressure | Double Walled | Fiberglass Reinforced Plastic
0-010430 | FRYS FUEL CENTER #27 | 3616 E RAY RD | PHOENIX | AZ | 85044 | Maricopa | 2 | Open | 2011-09-01 | 10000 | Diesel | COMPARTMENT A | Double Walled | Fiberglass Reinforced Plastic | Pressure | Double Walled | Fiberglass Reinforced Plastic
0-010438 | FRYS FUEL CENTER #621 | 9350 N 90TH ST | SCOTTSDALE | AZ | 85258 | Maricopa | 2 | Open | 2012-02-01 | 10000 | Diesel | COMPARTMENT B | Double Walled | Fiberglass Reinforced Plastic | Pressure | Double Walled | Flexible
0-009115 | MARLATTS GARAGE | 1249 E 8TH ST | TEMPE | AZ | 85281 | Maricopa | 2 | Perm Closure | 1940-01-01 | 550 | Gasoline | COMPARTMENT A | Single Walled | Asphalt coated or Bare Steel |  |  |  | Removal | 2014-04-04
0-002345 | PEP BOYS #6477 | 3735 N KASPER AVE | FLAGSTAFF | AZ | 86004 | Coconino | 1 | Perm Closure | 1984-04-15 | 550 | Used Oil/Waste Oil | COMPARTMENT A | Double Walled | Composite (Steel/Fiberglass) | Gravity Feed |  | Bare or Galvanized Steel | Removal | 1995-06-30
0-010641 | CIRCLE K STORE | 15935 N ORACLE RD | CATALINA | AZ | 85739 | Pima | 3 | Open | 2019-10-01 | 12000 | Diesel | COMPARTMENT A | Double Walled | Fiberglass Reinforced Plastic | Pressure | Double Walled | Fiberglass Reinforced Plastic
0-010156 | FRYS FUEL CENTER #84 | 606 E HUNT HWY | QUEEN CREEK | AZ | 85143 | Pinal | 1 | Open | 2006-08-01 | 8000 | Diesel | COMPARTMENT A | Double Walled | Fiberglass Reinforced Plastic | Pressure |  | Flexible
0-000114 | TUCSON INTERNATIONAL AIRPORT | 7005 S PLUMER AVE | TUCSON | AZ | 85756 | Pima | 5 | Perm Closure | 1976-01-01 | 10000 | Gasoline | COMPARTMENT A | Single Walled | Asphalt coated or Bare Steel | Suction - Check Valve at the Tank Top | Single Walled | Bare or Galvanized Steel | Removal | 1987-11-01
0-000114 | TUCSON INTERNATIONAL AIRPORT | 7005 S PLUMER AVE | TUCSON | AZ | 85756 | Pima | 15 | Perm Closure | 1985-01-01 | 6000 | Gasoline | COMPARTMENT A | Single Walled | Asphalt coated or Bare Steel | Pressure | Single Walled | Bare or Galvanized Steel | Removal | 1991-01-16
0-000114 | TUCSON INTERNATIONAL AIRPORT | 7005 S PLUMER AVE | TUCSON | AZ | 85756 | Pima | 12 | Perm Closure | 1984-04-01 | 2000 | Diesel | COMPARTMENT A | Double Walled | Fiberglass Reinforced Plastic | Suction - Check Valve at the Dispenser | Single Walled | Bare or Galvanized Steel | Closed in Place | 1999-02-17
0-000114 | TUCSON INTERNATIONAL AIRPORT | 7005 S PLUMER AVE | TUCSON | AZ | 85756 | Pima | 30 | Perm Closure | 1948-01-01 | 500 | Diesel | COMPARTMENT A | Double Walled | Composite (Steel/Fiberglass) |  |  |  | Removal | 1963-12-01
0-009763 | DOLLAR RENT A CAR | 3748 E WASHINGTON ST | PHOENIX | AZ | 85034 | Maricopa | 1 | Perm Closure | 2001-03-05 | 3000 | Diesel | COMPARTMENT A | Double Walled | Composite (Steel/Fiberglass) | Pressure |  | Fiberglass Reinforced Plastic | Removal | 2006-02-08
0-010673 | CIRCLE K STORE #9526 |  | SHOW LOW |  |  | Navajo | 1 | Open | 2019-12-19 | 20000 | Gasoline (UL) | COMPARTMENT A | Double Walled | Fiberglass Reinforced Plastic | Pressure | Double Walled | Fiberglass Reinforced Plastic
0-000980 | CATERPILLAR - PHOENIX PROVING GROUNDS | 4106 N 195TH AVE | BUCKEYE | AZ | 85396 | Maricopa | 2 | Perm Closure | 1960-01-01 | 12000 | Diesel | COMPARTMENT A |  | Asphalt coated or Bare Steel |  |  |  | Removal | 1990-07-18
0-000418 | 411 BUILDING AND PARKING GARAGE | 411 N CENTRAL AVE | PHOENIX | AZ | 85004 | Maricopa | 3 | Perm Closure | 1966-01-01 | 250 | Used Oil/Waste Oil | COMPARTMENT A |  | Asphalt coated or Bare Steel | Gravity Feed |  |  | Removal | 1992-11-25
0-008950 | SHELL OIL | 521 E ROUTE 66 | FLAGSTAFF | AZ | 86001 | Coconino | 1 | Perm Closure | 2005-06-17 | 1500 | Unidentified | COMPARTMENT A | Single Walled | Asphalt coated or Bare Steel | Suction - Check Valve at the Tank Top | Single Walled | Bare or Galvanized Steel | Removal | 1996-08-06
0-010216 | QUIK MART | 10265 E IRVINGTON RD | TUCSON | AZ | 85730 | Pima | 1 | Open | 2008-02-01 | 14000 | Gasoline | COMPARTMENT A | Double Walled | Composite (Steel/Fiberglass) | Pressure | Double Walled | Flexible
0-010241 | MAVERIK COUNTRY STORE #388 | 901 N PENROD RD | SHOW LOW | AZ | 85901 | Navajo | 1 | Open | 2007-12-01 | 12000 | Gasoline | COMPARTMENT A | Double Walled | Fiberglass Reinforced Plastic | Pressure |  | Flexible
0-010241 | MAVERIK COUNTRY STORE #388 | 901 N PENROD RD | SHOW LOW | AZ | 85901 | Navajo | 4 | Open | 2007-12-01 | 12000 | Diesel | COMPARTMENT A | Double Walled | Fiberglass Reinforced Plastic | Pressure |  | Flexible
0-010246 | QUIKTRIP #459 | 1141 S CRISMON RD | MESA | AZ | 85208 | Maricopa | 1 | Open | 2008-05-29 | 12000 | Gasoline | COMPARTMENT A | Double Walled | Fiberglass Reinforced Plastic | Pressure | Double Walled | Fiberglass Reinforced Plastic
0-010269 | LOVE'S TRAVEL STOP #386 | 14875 S HWY 95 | LAKE HAVASU CITY | AZ | 86404 | Mohave | 1 | Open | 2008-11-03 | 12000 | Diesel | COMPARTMENT B | Double Walled | Fiberglass Reinforced Plastic | Pressure | Double Walled | Fiberglass Reinforced Plastic
0-010269 | LOVE'S TRAVEL STOP #386 | 14875 S HWY 95 | LAKE HAVASU CITY | AZ | 86404 | Mohave | 2 | Open | 2008-11-03 | 20000 | Gasoline | COMPARTMENT A | Double Walled | Fiberglass Reinforced Plastic | Pressure | Double Walled | Fiberglass Reinforced Plastic
0-010274 | CIRCLE K STORE #2705187 | 2600 S ARABY RD | YUMA | AZ | 85365 | Yuma | 1 | Open | 2007-04-02 | 15000 | Gasoline | COMPARTMENT A | Double Walled | Fiberglass Reinforced Plastic | Pressure | Double Walled | Fiberglass Reinforced Plastic
0-010274 | CIRCLE K STORE #2705187 | 2600 S ARABY RD | YUMA | AZ | 85365 | Yuma | 2 | Open | 2007-04-02 | 12000 | Gasoline | COMPARTMENT A | Double Walled | Fiberglass Reinforced Plastic | Pressure | Double Walled | Fiberglass Reinforced Plastic
0-010290 | QUIKTRIP #420 | 2450 E UNION HILLS DR | PHOENIX | AZ | 85050 | Maricopa | 3 | Open | 2008-12-23 | 12000 | Gasoline | COMPARTMENT A | Double Walled | Fiberglass Reinforced Plastic | Pressure | Double Walled | Fiberglass Reinforced Plastic
0-010305 | FRYS FUEL CENTER #680 | 15215 N COTTON LN | SURPRISE | AZ | 85388 | Maricopa | 2 | Open | 2009-05-20 | 8000 | Diesel | COMPARTMENT A | Double Walled | Fiberglass Reinforced Plastic | Pressure | Double Walled | Flexible
0-009427 | ASU - POLYTECHNIC CAMPUS | 7041 E WILLIAMS CAMPUS LOOP S | MESA | AZ | 85212 | Maricopa | 3 | Perm Closure | 2005-06-17 | 6000 | Gasoline | COMPARTMENT A | Unknown | Asphalt coated or Bare Steel |  |  |  | Removal | 2000-02-01
0-005017 | TEXMO OIL CO 160364 |  | PAGE |  |  | Coconino | 1 | Perm Closure | 1968-01-01 | 6000 | Diesel | COMPARTMENT A | Single Walled | Asphalt coated or Bare Steel |  |  |  | Removal | 1988-01-01
0-007499 | MCMULLEN VALLEY SITE 9 |  | SALOME |  |  | La Paz | 1 | Perm Closure | 2005-06-17 | 1000 | Gasoline | COMPARTMENT A |  | Asphalt coated or Bare Steel | Suction - Check Valve at the Tank Top |  | Bare or Galvanized Steel | Removal | 1992-04-08
0-005782 | BOORE'S MOBIL SERVICE STATION | 226 W 4TH ST | BENSON | AZ | 85602 | Cochise | 1 | Perm Closure | 2005-06-17 | 20000 | Diesel | COMPARTMENT A | Unknown | Asphalt coated or Bare Steel |  |  |  | Removal | 1989-04-10
0-005782 | BOORE'S MOBIL SERVICE STATION | 226 W 4TH ST | BENSON | AZ | 85602 | Cochise | 4 | Perm Closure | 1950-09-12 | 1500 | Gasoline | COMPARTMENT A | Unknown | Asphalt coated or Bare Steel |  |  |  | Removal | 1988-12-22
0-006129 | ACE ASPHALT OF ARIZONA INC | 895 W ELWOOD ST | PHOENIX | AZ | 85041 | Maricopa | 4 | Perm Closure | 1987-01-14 | 12000 | Diesel | COMPARTMENT A | Double Walled | Composite (Steel/Fiberglass) | Pressure |  |  | Removal | 2003-09-12
0-006985 | RYE BAR AND STEAKHOUSE | 16557 N AZ HIGHWAY 87 | PAYSON | AZ | 85541 | Gila | 1 | Perm Closure | 1987-04-01 | 8000 | Gasoline | COMPARTMENT A | Unknown | Asphalt coated or Bare Steel | Pressure |  | Fiberglass Reinforced Plastic | Removal | 1990-09-27
0-010394 | GRAHAM COUNTY APN #102-28-007 | 704 E US HIGHWAY 70 | SAFFORD | AZ | 85546 | Graham | 1 | Perm Closure | 2011-03-17 | 5000 | Gasoline | COMPARTMENT A | Single Walled | Asphalt coated or Bare Steel |  |  |  | Removal | 2010-12-06
0-010405 | CIRCLE K STORE #2703403 | 1850 W HAPPY VALLEY RD | PHOENIX | AZ | 85085 | Maricopa | 2 | Open | 2011-02-15 | 12000 | Gasoline | COMPARTMENT A | Double Walled | Fiberglass Reinforced Plastic | Pressure | Double Walled | Fiberglass Reinforced Plastic
0-010412 | QUIKTRIP #1420 | 1190 W ELLIOT RD | TEMPE | AZ | 85284 | Maricopa | 3 | Open | 2011-01-26 | 12000 | Gasoline | COMPARTMENT A | Double Walled | Fiberglass Reinforced Plastic | Pressure | Double Walled | Fiberglass Reinforced Plastic
0-010412 | QUIKTRIP #1420 | 1190 W ELLIOT RD | TEMPE | AZ | 85284 | Maricopa | 1 | Open | 2011-01-26 | 20000 | Gasoline | COMPARTMENT A | Double Walled | Fiberglass Reinforced Plastic | Pressure | Double Walled | Fiberglass Reinforced Plastic
0-007251 | YUMA SCHOOL DISTRICT #1 TRANS TOWN Y | 1250 W 11TH ST | YUMA | AZ | 85364 | Yuma | 2 | Perm Closure | 2005-06-17 | 1000 | Gasoline | COMPARTMENT A | Double Walled | Asphalt coated or Bare Steel | Suction - Check Valve at the Tank Top |  | Bare or Galvanized Steel | Removal | 1994-11-07
0-010435 | QUIKTRIP #1400 | 2150 E UNIVERSITY DR | TEMPE | AZ | 85281 | Maricopa | 2 | Open | 2011-09-22 | 20000 | Gasoline | COMPARTMENT A | Double Walled | Fiberglass Reinforced Plastic | Pressure | Double Walled | Fiberglass Reinforced Plastic
0-008720 | 4U USED CAR & TIRE | 2428 W GLENDALE AVE | PHOENIX | AZ | 85021 | Maricopa | 2 | Perm Closure | 1960-01-01 | 10000 | Gasoline | COMPARTMENT A | Unknown | Asphalt coated or Bare Steel | Pressure |  | Bare or Galvanized Steel | Removal | 1998-10-02
0-008720 | 4U USED CAR & TIRE | 2428 W GLENDALE AVE | PHOENIX | AZ | 85021 | Maricopa | 3 | Perm Closure | 1960-01-01 | 8000 | Gasoline | COMPARTMENT A | Unknown | Asphalt coated or Bare Steel | Pressure |  | Bare or Galvanized Steel | Removal | 1998-10-02
0-002847 | MOHAVE FORD LINCOLN & MERCURY | 3505 N STOCKTON HILL RD | KINGMAN | AZ | 86409 | Mohave | 3 | Perm Closure | 1976-05-08 | 2000 | Used Oil/Waste Oil | COMPARTMENT A | Double Walled | Asphalt coated or Bare Steel |  |  |  | Removal | 1995-02-15
0-002391 | GARDENER'S WORLD | 3401 E BASELINE RD | PHOENIX | AZ | 85042 | Maricopa | 1 | Perm Closure | 1981-12-19 | 10000 | Diesel | COMPARTMENT A | Single Walled | Asphalt coated or Bare Steel | Suction - Check Valve at the Tank Top |  |  | Removal | 1996-12-27
0-000233 | ADOT - TUCSON EAST CONSTRUCTION | 633 E 22ND ST | TUCSON | AZ | 85713 | Pima | 6 | Perm Closure | 1964-01-01 | 1000 | Unidentified | COMPARTMENT A | Single Walled | Asphalt coated or Bare Steel |  |  |  | Removal | 1991-10-24
0-001860 | NORTHERN SERVICE | 3502 W NORTHERN AVE | PHOENIX | AZ | 85051 | Maricopa | 5 | Temp Closure | 1962-01-01 | 550 | Used Oil/Waste Oil | COMPARTMENT A |  | Asphalt coated or Bare Steel | Gravity Feed | Single Walled | Bare or Galvanized Steel |  | 2020-10-15
0-001860 | NORTHERN SERVICE | 3502 W NORTHERN AVE | PHOENIX | AZ | 85051 | Maricopa | 1 | Perm Closure | 1962-01-01 | 3000 | Gasoline | COMPARTMENT A |  | Asphalt coated or Bare Steel | Pressure |  | Fiberglass Reinforced Plastic | Removal | 1997-05-28
0-005016 | GRAVES GAS STATION & MINI-MART | 425 E ANDY DEVINE AVE | KINGMAN | AZ | 86401 | Mohave | 3 | Perm Closure | 1981-01-01 | 4000 | Gasoline | COMPARTMENT A |  | Asphalt coated or Bare Steel | Suction - Check Valve at the Tank Top |  |  | Removal | 2006-05-11
0-005818 | SUNDANCE COUNTRY | 121 LAKE HAVASU AVE N | LAKE HAVASU CITY | AZ | 86403 | Mohave | 2 | Perm Closure | 1989-03-01 | 12000 | Gasoline | COMPARTMENT A | Single Walled | Asphalt coated or Bare Steel |  |  |  | Removal | 2020-11-19
0-005818 | SUNDANCE COUNTRY | 121 LAKE HAVASU AVE N | LAKE HAVASU CITY | AZ | 86403 | Mohave | 4 | Perm Closure | 1989-03-01 | 6000 | Gasoline | COMPARTMENT A | Single Walled | Asphalt coated or Bare Steel |  |  |  | Removal | 2020-11-19
0-007658 | D G & P TRUCKING | 1601 W GRANT ST | PHOENIX | AZ | 85007 | Maricopa | 1 | Perm Closure | 2005-06-17 | 10000 | Unidentified | COMPARTMENT A | Double Walled | Asphalt coated or Bare Steel | Suction - Check Valve at the Tank Top |  |  | Removal | 1992-01-15
0-000327 | HAMMER INDUSTRIES | 335 W ELWOOD ST | PHOENIX | AZ | 85041 | Maricopa | 2 | Perm Closure | 2005-06-17 | 280 | Used Oil/Waste Oil | COMPARTMENT A |  | Asphalt coated or Bare Steel |  |  |  | Removal | 1990-09-06
0-008752 | SUNSET OIL - FORMER | 620 E BUCKEYE RD | PHOENIX | AZ | 85004 | Maricopa | 1 | Perm Closure | 1940-01-01 | 1000 | Gasoline | COMPARTMENT A |  | Asphalt coated or Bare Steel |  |  |  | Removal | 1997-09-01
0-010489 | GUNNELL'S TIRE AND AUTO | 420 E MAIN ST | MESA | AZ | 85203 | Maricopa | 1 | Perm Closure | 1996-01-01 | 500 | Unidentified | COMPARTMENT A |  | Asphalt coated or Bare Steel |  |  |  | Removal | 2014-03-07
0-010447 | QUIKTRIP #1479 | 3636 N CRAYCROFT RD | TUCSON | AZ | 85718 | Pima | 2 | Open | 2012-03-08 | 20000 | Gasoline | COMPARTMENT A | Double Walled | Fiberglass Reinforced Plastic | Pressure | Double Walled | Fiberglass Reinforced Plastic
0-001117 | FASTRIP #9906/9907 | 1891 N GRAND AVE | NOGALES | AZ | 85621 | Santa Cruz | 6 | Open | 1996-03-22 | 12000 | Gasoline (UL) | COMPARTMENT A | Double Walled | Fiberglass Reinforced Plastic | Pressure | Double Walled | Fiberglass Reinforced Plastic
0-010493 | FRYS FOOD & DRUG #0052 | 855 W WARNER RD | GILBERT | AZ | 85233 | Maricopa | 1 | Open | 2014-01-03 | 20000 | Gasoline (UL) | COMPARTMENT A | Double Walled | Fiberglass Reinforced Plastic | Pressure | Double Walled | Fiberglass Reinforced Plastic
0-010467 | QUIKTRIP STORE #492 | 1850 S MILLER RD | BUCKEYE | AZ | 85326 | Maricopa | 6 | Open | 2012-08-20 | 20000 | Diesel | COMPARTMENT A | Double Walled | Fiberglass Reinforced Plastic | Pressure | Double Walled | Fiberglass Reinforced Plastic
0-010542 | CIRCLE K STORE #2741668 | 2182 E FLORENCE BLVD | CASA GRANDE | AZ | 85122 | Pinal | 2 | Open | 2015-05-19 | 8000 | Gasoline (PUL) | COMPARTMENT A | Double Walled | Fiberglass Reinforced Plastic | Pressure | Double Walled | Fiberglass Reinforced Plastic
0-009542 | CIRCLE SEVEN MART | 415 E MCKELLIPS RD | MESA | AZ | 85203 | Maricopa | 2 | Open | 1999-03-23 | 12000 | Gasoline | COMPARTMENT A | Double Walled | Fiberglass Reinforced Plastic | Pressure | Double Walled | Fiberglass Reinforced Plastic
0-005519 | FRANCIS & SONS CAR WASH | 1266 N ARIZONA AVE | CHANDLER | AZ | 85225 | Maricopa | 3 | Perm Closure | 1966-01-01 | 4000 | Gasoline | COMPARTMENT A |  | Asphalt coated or Bare Steel |  |  |  | Removal | 1987-01-01
0-006089 | AQUA SENTRY OF SCOTTSDALE INC | 2142 E JEFFERSON ST | PHOENIX | AZ | 85034 | Maricopa | 1 | Perm Closure | 1984-04-04 | 5000 | Gasoline | COMPARTMENT A | Unknown | Asphalt coated or Bare Steel |  |  |  | Removal | 1991-11-01
0-010070 | SAFEWAY FUEL #2699 | 13884 W WADDELL RD | SURPRISE | AZ | 85379 | Maricopa | 1 | Open | 2005-07-12 | 10000 | Gasoline | COMPARTMENT A | Double Walled | Composite (Steel/Fiberglass) | Pressure | Double Walled | Fiberglass Reinforced Plastic
0-005966 | CIRCLE K #2708556 | 2702 W DEER VALLEY RD | PHOENIX | AZ | 85027 | Maricopa | 3 | Open | 1988-02-25 | 10000 | Gasoline | COMPARTMENT A | Double Walled | Fiberglass Reinforced Plastic | Pressure |  | Fiberglass Reinforced Plastic
0-004152 | DAVE'S FAST STOP | 727 W LIVE OAK ST | MIAMI | AZ | 85539 | Gila | 6 | Open | 2020-08-12 | 7000 | Gasoline (PUL) | COMPARTMENT B | Double Walled | Fiberglass Reinforced Plastic
0-002105 | USDOJ FCI - PHOENIX | 37900 N 45TH AVE | PHOENIX | AZ | 85086 | Maricopa | 3 | Perm Closure | 1987-12-05 | 5000 | Diesel | COMPARTMENT A | Double Walled | Fiberglass Reinforced Plastic | Pressure |  | Bare or Galvanized Steel | Closed in Place | 1998-12-17
0-004532 | ADOT/E-Z FILL | 3345 S PARK AVE | TUCSON | AZ | 85713 | Pima | 3 | Perm Closure | 1966-04-21 | 6000 | Gasoline | COMPARTMENT A | Double Walled | Asphalt coated or Bare Steel |  |  |  | Removal | 1990-12-28
0-005791 | EAST MESA SERVICE CENTER | 7115 E ADOBE ST | MESA | AZ | 85207 | Maricopa | 8 | Open | 1991-01-01 | 12000 | Gasoline | COMPARTMENT A | Double Walled | Fiberglass Reinforced Plastic | Pressure |  | Fiberglass Reinforced Plastic
0-002598 | DRAPERS TIRE SERVICE | 8334 W GLENDALE AVE | GLENDALE | AZ | 85305 | Maricopa | 2 | Perm Closure | 1969-09-13 | 4000 | Gasoline | COMPARTMENT A | Single Walled | Asphalt coated or Bare Steel |  |  |  | Removal | 1989-09-01
0-006559 | PIMA COUNTY - CORRECTIONAL FACILITY | 1270 W SILVERLAKE RD | TUCSON | AZ | 85713 | Pima | 1 | Perm Closure | 1986-12-28 | 2500 | Diesel | COMPARTMENT A | Double Walled | Asphalt coated or Bare Steel |  |  |  | Removal | 1990-05-04
0-006559 | PIMA COUNTY - CORRECTIONAL FACILITY | 1270 W SILVERLAKE RD | TUCSON | AZ | 85713 | Pima | 3 | Open | 1990-05-01 | 2500 | Diesel | COMPARTMENT A | Double Walled | Asphalt coated or Bare Steel | Suction - Check Valve at the Tank Top | Double Walled
0-003789 | PHILLIPS 66 COMPANY #0718 | 1890 S 4TH AVE | YUMA | AZ | 85364 | Yuma | 1 | Perm Closure | 1967-01-01 | 550 | Used Oil/Waste Oil | COMPARTMENT A | Single Walled | Asphalt coated or Bare Steel |  |  |  | Removal | 1987-05-01
0-002747 | PAK-N-PAY | 11001 W BUCKEYE RD | AVONDALE | AZ | 85323 | Maricopa | 2 | Perm Closure | 1974-01-01 | 10000 | Gasoline | COMPARTMENT A | Single Walled | Asphalt coated or Bare Steel |  |  |  | Removal | 1990-09-25
0-008827 | CIRCLE K STORE #2709177 | 1264 N LITCHFIELD RD | GOODYEAR | AZ | 85395 | Maricopa | 2 | Open | 1995-10-18 | 20000 | Gasoline | COMPARTMENT A | Double Walled | Fiberglass Reinforced Plastic | Pressure | Double Walled | Fiberglass Reinforced Plastic
0-007214 | GIANT #670 | 105 E US HIGHWAY 70 | SAFFORD | AZ | 85546 | Graham | 2 | Open | 1989-01-01 | 10000 | Gasoline | COMPARTMENT A | Double Walled | Composite (Steel/Fiberglass) | Pressure |  | Fiberglass Reinforced Plastic
0-005789 | CIRCLE K STORE #2709151 | 13801 N TATUM BLVD | PHOENIX | AZ | 85032 | Maricopa | 1 | Open | 1987-09-24 | 10000 | Gasoline | COMPARTMENT A | Single Walled | Fiberglass Reinforced Plastic | Pressure | Single Walled | Fiberglass Reinforced Plastic
0-005789 | CIRCLE K STORE #2709151 | 13801 N TATUM BLVD | PHOENIX | AZ | 85032 | Maricopa | 3 | Open | 1987-09-24 | 10000 | Gasoline | COMPARTMENT A | Single Walled | Fiberglass Reinforced Plastic | Pressure | Single Walled | Fiberglass Reinforced Plastic
0-005789 | CIRCLE K STORE #2709151 | 13801 N TATUM BLVD | PHOENIX | AZ | 85032 | Maricopa | 2 | Open | 1987-09-24 | 10000 | Gasoline | COMPARTMENT A | Single Walled | Fiberglass Reinforced Plastic | Pressure | Single Walled | Fiberglass Reinforced Plastic
0-006174 | ROADWAY EQUIPMENT CO INC | 22233 N 23RD AVE | PHOENIX | AZ | 85027 | Maricopa | 3 | Perm Closure | 1979-05-11 | 5000 | Diesel | COMPARTMENT A | Double Walled | Asphalt coated or Bare Steel | Suction - Check Valve at the Tank Top |  |  | Removal | 1993-09-29
0-002043 | QUIK MART #100908/E-Z SERVE | 6852 E TANQUE VERDE RD | TUCSON | AZ | 85715 | Pima | 2 | Perm Closure | 1969-04-27 | 10000 | Gasoline | COMPARTMENT A | Single Walled | Asphalt coated or Bare Steel | Pressure |  |  | Removal | 1992-08-31
0-002069 | QUIK MART #26 | 15840 N ORACLE RD | CATALINA | AZ | 85739 | Pima | 2 | Perm Closure | 1984-01-01 | 10000 | Gasoline | COMPARTMENT A |  | Asphalt coated or Bare Steel | Pressure | Double Walled | Fiberglass Reinforced Plastic | Removal | 2009-03-04
0-008518 | YUMA COUNTY WATER USERS ASSOCIATION | 3800 W COUNTY 15TH ST | SOMERTON | AZ | 85350 | Yuma | 3 | Perm Closure | 1986-01-01 | 6000 | Gasoline | COMPARTMENT A | Single Walled | Fiberglass Reinforced Plastic | Pressure |  | Fiberglass Reinforced Plastic | Removal | 2018-05-09
0-005432 | CIRCLE K #2884 | 1150 W MCLELLAN RD | MESA | AZ | 85201 | Maricopa | 1 | Perm Closure | 1976-04-24 | 10000 | Gasoline | COMPARTMENT A | Double Walled | Asphalt coated or Bare Steel | Pressure |  |  | Removal | 1993-10-19
0-000581 | AT&T - SOUTH PHOENIX |  | PHOENIX |  |  | Maricopa | 1 | Perm Closure | 1972-01-01 | 3000 | Diesel | COMPARTMENT A | Single Walled | Asphalt coated or Bare Steel | Suction - Check Valve at the Tank Top | Single Walled | Bare or Galvanized Steel | Removal | 1992-04-29
0-006952 | AMPHITHEATER HIGH SCHOOL | 125 W YAVAPAI RD | TUCSON | AZ | 85705 | Pima | 1 | Perm Closure | 1976-01-01 | 500 | Used Oil/Waste Oil | COMPARTMENT A | Unknown | Unknown | Gravity Feed |  |  | Removal | 1990-09-25
0-008123 | M & G CASA GRANDE LLC | 2245 E FLORENCE BLVD | CASA GRANDE | AZ | 85122 | Pinal | 1 | Open | 1992-12-01 | 10000 | Gasoline | COMPARTMENT A | Double Walled | Fiberglass Reinforced Plastic | Suction - Check Valve at the Tank Top | Double Walled | Fiberglass Reinforced Plastic
0-000255 | ADOT - PARKER CREEK MAINTENANCE |  | YOUNG |  |  | Gila | 1 | Perm Closure | 1980-01-01 | 2500 | Diesel | COMPARTMENT A |  | Asphalt coated or Bare Steel | Suction - Check Valve at the Tank Top | Single Walled | Bare or Galvanized Steel | Removal | 1996-08-22
0-000255 | ADOT - PARKER CREEK MAINTENANCE |  | YOUNG |  |  | Gila | 2 | Perm Closure | 1980-01-01 | 2500 | Diesel | COMPARTMENT A |  | Asphalt coated or Bare Steel | Suction - Check Valve at the Tank Top | Single Walled | Bare or Galvanized Steel | Removal | 1996-08-22
0-009025 | A&F TRAILER PARK/POOR BOYS GAS | 502 S ARIZONA AVE | CHANDLER | AZ | 85225 | Maricopa | 1 | Perm Closure | 2005-06-17 | 280 | Gasoline | COMPARTMENT A | Unknown | Fiberglass Reinforced Plastic |  |  |  | Removal | 1996-11-02
0-009025 | A&F TRAILER PARK/POOR BOYS GAS | 502 S ARIZONA AVE | CHANDLER | AZ | 85225 | Maricopa | 3 | Perm Closure | 2005-06-17 | 1000 | Gasoline | COMPARTMENT A | Unknown | Fiberglass Reinforced Plastic |  |  |  | Removal | 1997-03-14
0-009722 | AJO CHEVRON | 2001 N AJO GILA BEND HWY | AJO | AZ | 85321 | Pima | 2 | Open | 1999-10-19 | 6000 | Gasoline | COMPARTMENT A | Double Walled | Composite (Steel/Fiberglass) | Pressure | Double Walled | Flexible
0-000785 | BUCKEYE MIDDLE SCHOOL | 210 S 6TH ST | BUCKEYE | AZ | 85326 | Maricopa | 4 | Perm Closure | 1946-01-01 | 500 | Gasoline | COMPARTMENT A |  | Asphalt coated or Bare Steel |  |  |  | Removal | 1986-07-01
0-005979 | BUD HANSEN'S GARAGE INC | 5715 W MARYLAND AVE | GLENDALE | AZ | 85301 | Maricopa | 1 | Perm Closure | 1973-03-24 | 1000 | Gasoline | COMPARTMENT A | Unknown | Asphalt coated or Bare Steel |  |  |  | Removal | 1987-04-01
0-000761 | BRING FUNERAL HOME INC | 236 S SCOTT AVE | TUCSON | AZ | 85701 | Pima | 1 | Perm Closure | 1974-01-01 | 2000 | Gasoline | COMPARTMENT A |  | Asphalt coated or Bare Steel |  |  |  | Removal | 1991-12-23
0-009835 | CIRCLE K STORE #2706652 | 10989 E DYNAMITE BLVD | SCOTTSDALE | AZ | 85262 | Maricopa | 3 | Open | 2002-01-14 | 20000 | Gasoline (UL) | COMPARTMENT A | Double Walled | Fiberglass Reinforced Plastic | Pressure | Double Walled | Fiberglass Reinforced Plastic
0-009835 | CIRCLE K STORE #2706652 | 10989 E DYNAMITE BLVD | SCOTTSDALE | AZ | 85262 | Maricopa | 2 | Open | 2002-01-14 | 12000 | Gasoline (PUL) | COMPARTMENT A | Double Walled | Fiberglass Reinforced Plastic | Pressure | Double Walled | Fiberglass Reinforced Plastic
0-008091 | TANGLEWOOD APARTMENTS | 5050 E 5TH ST | TUCSON | AZ | 85711 | Pima | 1 | Perm Closure | 1977-07-01 | 10000 | (Null) | COMPARTMENT A | Unknown | Unknown |  |  |  | Removal | 1993-01-11
0-006334 | SUPER STOP #763 | 8980 E TANQUE VERDE RD | TUCSON | AZ | 85749 | Pima | 5 | Perm Closure | 2003-12-24 | 6000 | Diesel | COMPARTMENT B | Double Walled | Fiberglass Reinforced Plastic |  |  |  | Removal | 2013-01-17
0-004788 | SUNSTATE EQUIPMENT CORP | 4146 E WASHINGTON ST | PHOENIX | AZ | 85034 | Maricopa | 2 | Perm Closure | 1981-02-10 | 4000 | Gasoline | COMPARTMENT A | Unknown | Asphalt coated or Bare Steel | Suction - Check Valve at the Tank Top |  |  | Removal | 1993-12-09
0-005868 | SRP - 27TH STREET FACILITY | 2727 E WASHINGTON ST | PHOENIX | AZ | 85034 | Maricopa | 1 | Perm Closure | 2005-06-17 | 10000 | Diesel | COMPARTMENT A | Unknown | Asphalt coated or Bare Steel |  |  |  | Removal | 1989-04-24
0-004380 | STOP BY #3 | 7865 N OVERFIELD RD | CASA GRANDE | AZ | 85194 | Pinal | 1 | Open | 1972-01-01 | 6000 | Gasoline | COMPARTMENT A |  | Fiberglass Reinforced Plastic | Pressure |  | Fiberglass Reinforced Plastic
0-009908 | SOBLEY PROPERTY | 9550 E CORNVILLE RD | CORNVILLE | AZ | 86325 | Yavapai | 2 | Perm Closure | 1960-01-01 | 500 | Gasoline | COMPARTMENT A | Unknown | Asphalt coated or Bare Steel | Suction - Check Valve at the Dispenser |  | Bare or Galvanized Steel | Removal | 2003-01-30
0-005071 | CAMELBACK COLLISION CENTER | 4635 N 7TH ST | PHOENIX | AZ | 85014 | Maricopa | 3 | Perm Closure | 1957-01-01 | 500 | Unidentified | COMPARTMENT A |  | Asphalt coated or Bare Steel |  |  |  | Removal | 1990-11-20
0-008389 | DIEL EQUIPMENT | 3775 N 36TH AVE | PHOENIX | AZ | 85019 | Maricopa | 1 | Perm Closure | 1950-01-01 |  | Gasoline | COMPARTMENT A | Unknown | Unknown |  |  |  | Removal | 1994-08-11
0-008134 | HACKBERRY GENERAL STORE |  | HACKBERRY |  |  | Mohave | 2 | Perm Closure | 2005-06-17 | 1000 | Gasoline | COMPARTMENT A | Unknown | Unknown |  |  |  | Removal | 1993-02-25
0-009551 | SPEEDWAY STORE #2985 | 7810 N SILVERBELL RD | MARANA | AZ | 85743 | Pima | 2 | Open | 1999-04-05 | 12000 | Gasoline | COMPARTMENT A | Double Walled | Fiberglass Reinforced Plastic | Pressure | Double Walled | Fiberglass Reinforced Plastic
0-006609 | PARCEL 201-06-009 | 341 W ROUTE 66 | WILLIAMS | AZ | 86046 | Coconino | 2 | Perm Closure | 1984-01-01 | 4000 | Gasoline | COMPARTMENT A | Single Walled | Asphalt coated or Bare Steel |  |  |  | Removal | 1988-12-09
0-006609 | PARCEL 201-06-009 | 341 W ROUTE 66 | WILLIAMS | AZ | 86046 | Coconino | 3 | Perm Closure | 1984-01-01 | 4000 | Gasoline | COMPARTMENT A | Single Walled | Asphalt coated or Bare Steel |  |  |  | Removal | 1988-12-09
0-006609 | PARCEL 201-06-009 | 341 W ROUTE 66 | WILLIAMS | AZ | 86046 | Coconino | 7 | Perm Closure | 1963-01-01 | 1000 | Gasoline | COMPARTMENT A | Single Walled | Asphalt coated or Bare Steel |  |  |  | Removal | 1988-12-09
0-004085 | LAKESIDE BELL | 3557 W WHITE MOUNTAIN BLVD | PINETOP-LAKESIDE | AZ | 85929 | Navajo | 2 | Perm Closure | 1982-01-01 | 10000 | Gasoline | COMPARTMENT A | Single Walled | Asphalt coated or Bare Steel | Pressure |  | Bare or Galvanized Steel | Removal | 2018-09-13
0-005673 | LONGS PEAK CONVENIENCE MARKET |  | PICACHO |  |  | Pinal | 2 | Perm Closure | 1978-04-17 | 8000 | Gasoline | COMPARTMENT A | Unknown | Asphalt coated or Bare Steel | Pressure |  | Fiberglass Reinforced Plastic | Removal | 1997-11-05
0-009728 | 4 SONS FOOD STORES #509 | 1442 E CHANDLER BLVD | PHOENIX | AZ | 85048 | Maricopa | 2 | Open | 2000-11-30 | 15000 | Gasoline | COMPARTMENT A | Single Walled | Fiberglass Reinforced Plastic | Pressure | Double Walled | Fiberglass Reinforced Plastic
0-007473 | LAST CHANCE TRADING POST | 26427 S ARIZONA AVE | CHANDLER | AZ | 85248 | Maricopa | 4 | Perm Closure | 2005-06-17 | 1000 | Kerosene | COMPARTMENT A | Unknown | Asphalt coated or Bare Steel | Suction - Check Valve at the Tank Top |  | Bare or Galvanized Steel | Removal | 1991-10-08
0-006751 | KIEWIT COMPANIES | 3888 E BROADWAY RD | PHOENIX | AZ | 85040 | Maricopa | 1 | Perm Closure | 1990-01-30 | 10000 | Diesel | COMPARTMENT A | Double Walled | Composite (Steel/Fiberglass) | Pressure |  | Fiberglass Reinforced Plastic | Removal | 2013-06-26
0-007763 | JONES/SPEEDWAY | 3427 E SPEEDWAY BLVD | TUCSON | AZ | 85716 | Pima | 1 | Perm Closure | 2005-06-17 | 150 | Gasoline | COMPARTMENT A | Unknown | Asphalt coated or Bare Steel |  |  |  | Removal | 1993-08-20
0-008149 | JR FOOD MART | 4636 N 12TH ST | PHOENIX | AZ | 85014 | Maricopa | 5 | Open | 2018-11-23 | 5000 | Diesel | COMPARTMENT B | Double Walled | Fiberglass Reinforced Plastic
0-008152 | JEFFERIES PROPERTY | 3255 E SPEEDWAY BLVD | TUCSON | AZ | 85716 | Pima | 1 | Perm Closure | 2005-06-17 | 750 | Gasoline | COMPARTMENT A |  | Asphalt coated or Bare Steel |  |  |  | Removal | 1993-02-25
0-006292 | JIM CLICK FORD INC | 6420 E 22ND ST | TUCSON | AZ | 85710 | Pima | 1 | Perm Closure | 1978-08-11 | 1000 | Used Oil/Waste Oil | COMPARTMENT A | Unknown | Unknown |  |  |  | Removal | 1990-03-23
0-007630 | HOBART CORPORATION | 929 S HOHOKAM DR | TEMPE | AZ | 85281 | Maricopa | 1 | Perm Closure | 1978-01-01 | 4000 | Gasoline | COMPARTMENT A | Double Walled | Asphalt coated or Bare Steel | Pressure |  | Bare or Galvanized Steel | Removal | 1991-12-20
0-010055 | CIRCLE K #2706639 | 21212 N JOHN WAYNE PKWY | MARICOPA | AZ | 85139 | Pinal | 3 | Open | 2005-04-12 | 20000 | Gasoline | COMPARTMENT A | Double Walled | Fiberglass Reinforced Plastic | Pressure | Double Walled | Fiberglass Reinforced Plastic
0-003866 | CITY OF PHOENIX - GLENROSA SERVICE CENTER | 4020 W GLENROSA AVE | PHOENIX | AZ | 85019 | Maricopa | 3 | Perm Closure | 1964-01-01 | 10000 | Gasoline | COMPARTMENT A | Single Walled | Asphalt coated or Bare Steel |  |  |  | Removal | 1990-09-13
0-005147 | 3BS TRUCK & AUTO PLAZA #2 | 2201 N PARK DR | WINSLOW | AZ | 86047 | Navajo | 4 | Perm Closure | 1990-06-01 | 20000 | Diesel | COMPARTMENT A |  | Fiberglass Reinforced Plastic | Pressure |  | Fiberglass Reinforced Plastic | Closed in Place | 2002-04-04
0-001810 | DOUGLAS MUNICIPAL AIRPORT | 3200 E 10TH ST | DOUGLAS | AZ | 85607 | Cochise | 1 | Perm Closure | 1980-01-01 | 12000 | Gasoline | COMPARTMENT A |  | Asphalt coated or Bare Steel |  |  |  | Removal | 1992-08-17
0-004991 | PHOENIX LINEN & TOWEL SUPPLY | 710 S 3RD ST | PHOENIX | AZ | 85004 | Maricopa | 1 | Perm Closure | 1980-02-13 | 8000 | Gasoline | COMPARTMENT A | Unknown | Asphalt coated or Bare Steel |  |  |  | Removal | 1987-10-01
0-003738 | PHILLIPS 66 COMPANY #016494 | 6802 E THOMAS RD | SCOTTSDALE | AZ | 85251 | Maricopa | 1 | Perm Closure | 1967-01-01 | 6000 | Gasoline | COMPARTMENT A | Single Walled | Asphalt coated or Bare Steel |  |  |  | Removal | 2015-08-04
0-006912 | ORANGEWOOD APARTMENTS | 444 W ORANGE GROVE RD | TUCSON | AZ | 85704 | Pima | 1 | Perm Closure | 1979-01-01 | 10000 | Unidentified | COMPARTMENT A | Double Walled | Asphalt coated or Bare Steel |  |  |  | Removal | 1990-11-29
0-009877 | ORPHAN UST SITE | 2501 E BASELINE RD | PHOENIX | AZ | 85042 | Maricopa | 1 | Perm Closure | 2005-06-17 | 500 | Gasoline | COMPARTMENT A | Unknown | Asphalt coated or Bare Steel |  |  |  | Removal | 2002-08-27
0-004764 | PAINTED HILLS SERVICE |  | GOODWATER |  |  | Navajo | 1 | Perm Closure | 1966-01-01 | 5000 | Gasoline | COMPARTMENT A | Single Walled | Asphalt coated or Bare Steel |  |  |  | Removal | 1988-11-01
0-003532 | NORTHERN CONTRACTING COMPANY | 1833 S 59TH AVE | PHOENIX | AZ | 85043 | Maricopa | 2 | Perm Closure | 1978-01-01 | 10000 | Gasoline | COMPARTMENT A |  | Asphalt coated or Bare Steel |  |  |  | Removal | 1990-07-11
0-000962 | MENDEZ CAR WASH | 237 W CENTER ST | PIMA | AZ | 85543 | Graham | 1 | Perm Closure | 1966-01-01 | 1000 | Gasoline | COMPARTMENT A |  | Asphalt coated or Bare Steel |  |  |  | Removal | 1990-04-17
0-000962 | MENDEZ CAR WASH | 237 W CENTER ST | PIMA | AZ | 85543 | Graham | 3 | Perm Closure | 1976-01-01 | 1000 | Gasoline | COMPARTMENT A |  | Asphalt coated or Bare Steel |  |  |  | Removal | 1990-04-17
0-003435 | MOUNTAIN STATE WHOLESALE NURSERY | 10020 W GLENDALE AVE | GLENDALE | AZ | 85307 | Maricopa | 1 | Perm Closure | 1971-01-01 | 2000 | Diesel | COMPARTMENT A | Unknown | Asphalt coated or Bare Steel |  |  |  | Removal | 1998-03-03
0-003245 | EXXONMOBIL OIL CORP #12665 | 350 E SOUTHERN AVE | MESA | AZ | 85210 | Maricopa | 5 | Perm Closure | 1988-09-01 | 10000 | Gasoline | COMPARTMENT A | Double Walled | Fiberglass Reinforced Plastic | Pressure |  | Fiberglass Reinforced Plastic | Removal | 2004-07-27
0-004829 | GIANT #6668 | 94 BISBEE RD | BISBEE | AZ | 85603 | Cochise | 1 | Perm Closure | 1976-01-01 | 8000 | Gasoline (UL) | COMPARTMENT A | Single Walled | Asphalt coated or Bare Steel | Pressure | Single Walled | Bare or Galvanized Steel | Removal | 2017-11-07
0-004233 | POOL WATER PRODUCTS | 3340 W MCDOWELL RD | PHOENIX | AZ | 85009 | Maricopa | 7 | Perm Closure | 1976-10-24 | 10000 | Diesel | COMPARTMENT A | Double Walled | Asphalt coated or Bare Steel |  |  |  | Removal | 1990-11-28
0-004233 | POOL WATER PRODUCTS | 3340 W MCDOWELL RD | PHOENIX | AZ | 85009 | Maricopa | 5 | Perm Closure | 1971-10-25 | 1000 | Unidentified | COMPARTMENT A | Double Walled | Asphalt coated or Bare Steel |  |  |  | Removal | 1990-11-28
0-004233 | POOL WATER PRODUCTS | 3340 W MCDOWELL RD | PHOENIX | AZ | 85009 | Maricopa | 6 | Perm Closure | 1976-10-24 | 10000 | Gasoline | COMPARTMENT A | Double Walled | Asphalt coated or Bare Steel |  |  |  | Removal | 1990-11-28
0-000718 | SALOME SHOPPING CENTER | 67230 HIGHWAY 60 | SALOME | AZ | 85348 | La Paz | 4 | Open | 2019-11-22 | 7000 | Gasoline (PUL) | COMPARTMENT B | Double Walled | Fiberglass Reinforced Plastic | Pressure | Double Walled | Flexible
0-009461 | SALOMON'S AUTO SERVICE, INC | 9119 N CAVE CREEK RD | PHOENIX | AZ | 85020 | Maricopa | 2 | Perm Closure | 2005-06-17 | 8000 | Gasoline | COMPARTMENT A | Single Walled | Asphalt coated or Bare Steel |  |  |  | Removal | 1999-07-15
0-002837 | REED J KERBY | 11631 E APPLEBY RD | CHANDLER | AZ | 85286 | Maricopa | 3 | Perm Closure | 1964-06-11 | 550 | Gasoline | COMPARTMENT A | Single Walled | Asphalt coated or Bare Steel |  |  |  | Removal | 1988-12-01
0-002100 | RAY & PAULINE FEAGAN TEXACO | 315 HWY 95 | BULLHEAD CITY | AZ | 86429 | Mohave | 2 | Perm Closure | 1966-05-28 | 6000 | Gasoline | COMPARTMENT A | Unknown | Unknown |  |  |  | Closed in Place | 1989-04-27
0-009592 | PRESCOTT UNIFIED SCHOOL DISTRICT | 146 S GRANITE ST | PRESCOTT | AZ | 86303 | Yavapai | 1 | Perm Closure | 2005-06-17 | 500 | Gasoline | COMPARTMENT A | Unknown | Asphalt coated or Bare Steel |  |  |  | Closed in Place | 1980-01-01
0-001456 | CIRCLE K #2701632 | 5505 E GRANT RD | TUCSON | AZ | 85712 | Pima | 1 | Open | 1985-01-01 | 10000 | Gasoline | COMPARTMENT A | Double Walled | Fiberglass Reinforced Plastic | Pressure |  | Fiberglass Reinforced Plastic
0-000171 | ARIZONA BAG CO INC | 2530 W BUCKEYE RD | PHOENIX | AZ | 85009 | Maricopa | 3 | Perm Closure | 1966-01-01 | 12000 | Gasoline | COMPARTMENT A |  | Asphalt coated or Bare Steel |  |  |  | Removal | 1986-08-18
0-000395 | APS - GLOBE |  | SENECA |  |  | Gila | 1 | Perm Closure | 1986-01-01 | 6000 | Diesel | COMPARTMENT A | Single Walled | Fiberglass Reinforced Plastic | Suction - Check Valve at the Tank Top |  |  | Removal | 1993-12-01
0-006494 | AMERICAN EXPRESS INFORMATION | 3151 W BEHREND DR | PHOENIX | AZ | 85027 | Maricopa | 3 | Open | 1988-11-08 | 30000 | Diesel | COMPARTMENT A | Single Walled | Fiberglass Reinforced Plastic
0-009622 | CIRCLE K STORE #2703476 | 415 N STAPLEY DR | MESA | AZ | 85203 | Maricopa | 1 | Open | 2000-02-04 | 15000 | Gasoline | COMPARTMENT A | Double Walled | Fiberglass Reinforced Plastic | Pressure | Double Walled | Flexible
0-009622 | CIRCLE K STORE #2703476 | 415 N STAPLEY DR | MESA | AZ | 85203 | Maricopa | 2 | Open | 2000-02-04 | 10000 | Gasoline | COMPARTMENT A | Double Walled | Fiberglass Reinforced Plastic | Pressure | Double Walled | Flexible
0-009991 | ALMA SCHOOL/GERMANN PETRO LLC | 1990 S ALMA SCHOOL RD | CHANDLER | AZ | 85286 | Maricopa | 1 | Open | 2002-05-08 | 5000 | Diesel | COMPARTMENT A | Double Walled | Fiberglass Reinforced Plastic | Pressure | Double Walled | Fiberglass Reinforced Plastic
0-003704 | ACE AVIATION INC | 7 N MAIN ST | PIMA | AZ | 85543 | Graham | 2 | Perm Closure | 1987-01-01 | 10000 | Gasoline | COMPARTMENT A | Single Walled | Asphalt coated or Bare Steel | Suction - Check Valve at the Tank Top | Single Walled | Bare or Galvanized Steel | Removal | 1990-09-05
0-004623 | 7-ELEVEN #17312 | 1592 N CASA GRANDE AVE | CASA GRANDE | AZ | 85122 | Pinal | 2 | Perm Closure | 1985-01-01 | 10000 | Gasoline | COMPARTMENT A | Single Walled | Fiberglass Reinforced Plastic | Pressure |  | Fiberglass Reinforced Plastic | Removal | 2012-10-09
0-004623 | 7-ELEVEN #17312 | 1592 N CASA GRANDE AVE | CASA GRANDE | AZ | 85122 | Pinal | 3 | Perm Closure | 1985-01-01 | 10000 | Gasoline | COMPARTMENT A | Single Walled | Fiberglass Reinforced Plastic | Pressure |  | Fiberglass Reinforced Plastic | Removal | 2012-10-09
0-009255 | CHEVRON | 5002 E CHANDLER BLVD | PHOENIX | AZ | 85048 | Maricopa | 1 | Open | 1998-02-26 | 12000 | Gasoline | COMPARTMENT A | Double Walled | Fiberglass Reinforced Plastic | Pressure | Double Walled | Fiberglass Reinforced Plastic
0-004071 | BULLHEAD BAIT & TACKLE #444 | 1010 HIGHWAY 95 | BULLHEAD CITY | AZ | 86429 | Mohave | 2 | Perm Closure | 1974-04-22 | 6000 | Gasoline | COMPARTMENT A | Double Walled | Asphalt coated or Bare Steel | Suction - Check Valve at the Tank Top |  | Bare or Galvanized Steel | Removal | 1993-09-30
0-000824 | A.G. LAYNE PHOENIX, INC. | 3800 S 16TH ST | PHOENIX | AZ | 85040 | Maricopa | 2 | Perm Closure | 1977-01-01 | 7000 | Other | COMPARTMENT A | Single Walled | Asphalt coated or Bare Steel | Suction - Check Valve at the Tank Top | Single Walled | Bare or Galvanized Steel | Removal | 1993-04-29
0-006416 | BOB TEXACO STATION | 22593 E SASCO RD | RED ROCK | AZ | 85145 | Pinal | 4 | Perm Closure | 2014-05-30 | 500 | Used Oil/Waste Oil | COMPARTMENT A |  | Asphalt coated or Bare Steel |  |  |  | Removal | 2014-04-09
0-006416 | BOB TEXACO STATION | 22593 E SASCO RD | RED ROCK | AZ | 85145 | Pinal | 1 | Perm Closure | 1973-01-01 | 8000 | Gasoline | COMPARTMENT A |  | Asphalt coated or Bare Steel |  |  |  | Removal | 2014-04-09
0-000770 | BRADLEY INVESTMENT | 17090 S 54TH ST | CHANDLER | AZ | 85226 | Maricopa | 3 | Perm Closure | 1981-01-01 | 500 | Unidentified | COMPARTMENT A | Single Walled | Asphalt coated or Bare Steel |  |  |  | Removal | 1988-06-24
0-000295 | BRAKE MASTERS | 4260 E GRANT RD | TUCSON | AZ | 85712 | Pima | 3 | Perm Closure | 2005-06-17 | 4000 | Gasoline | COMPARTMENT A | Unknown | Unknown |  |  |  | Removal | 1989-03-03
0-004958 | R & D UNION | 4701 E 29TH ST | TUCSON | AZ | 85711 | Pima | 5 | Perm Closure | 1983-05-08 | 550 | Used Oil/Waste Oil | COMPARTMENT A | Double Walled | Fiberglass Reinforced Plastic | Gravity Feed |  | Fiberglass Reinforced Plastic | Removal | 2008-09-10
0-007758 | TERRIBLE HERBST #180 | 1815 HIGHWAY 95 | BULLHEAD CITY | AZ | 86442 | Mohave | 1 | Open | 1993-08-01 | 10000 | Gasoline | COMPARTMENT A | Double Walled | Fiberglass Reinforced Plastic | Pressure |  | Fiberglass Reinforced Plastic
0-007758 | TERRIBLE HERBST #180 | 1815 HIGHWAY 95 | BULLHEAD CITY | AZ | 86442 | Mohave | 9 | Open | 1993-08-01 | 4000 | New Oil | COMPARTMENT A | Double Walled | Fiberglass Reinforced Plastic | Suction - Check Valve at the Dispenser |  | Fiberglass Reinforced Plastic
0-006217 | BELL CREEK SHELL | 17027 N CAVE CREEK RD | PHOENIX | AZ | 85032 | Maricopa | 1 | Perm Closure | 1987-06-01 | 10000 | Gasoline (UL) | COMPARTMENT A | Single Walled | Fiberglass Reinforced Plastic | Pressure |  | Fiberglass Reinforced Plastic | Removal | 2020-11-19
0-004834 | TAMARISK ENTERPRISES INC |  | MARBLE CANYON |  |  | Coconino | 1 | Perm Closure | 2005-06-17 | 3000 | Gasoline | COMPARTMENT A | Unknown | Unknown |  |  |  | Removal | 1990-08-10
0-009867 | PARCEL 600-09-007C |  | FREDONIA |  |  | Coconino | 3 | Perm Closure | 1935-01-01 | 550 | Gasoline | COMPARTMENT A | Unknown | Asphalt coated or Bare Steel |  |  |  | Removal | 2002-08-12
0-006408 | SUNSET COURT | 708 W GILA BEND HWY | CASA GRANDE | AZ | 85122 | Pinal | 3 | Perm Closure | 2020-04-02 | 550 | Gasoline (UL) | COMPARTMENT A |  | Unknown |  |  |  | Removal | 2020-06-23
0-003144 | MESA UNIFIED SCHOOL DISTRICT - STAPLEY ADMINISTRATION | 549 N STAPLEY DR | MESA | AZ | 85203 | Maricopa | 8 | Perm Closure | 1998-07-01 | 20000 | Diesel | COMPARTMENT A | Double Walled | Fiberglass Reinforced Plastic | Pressure | Double Walled | Fiberglass Reinforced Plastic | Removal | 2019-07-10
0-003144 | MESA UNIFIED SCHOOL DISTRICT - STAPLEY ADMINISTRATION | 549 N STAPLEY DR | MESA | AZ | 85203 | Maricopa | 10 | Open | 2019-07-31 | 15000 | Diesel | COMPARTMENT A | Double Walled | Polyethylene Jacketed Steel | Pressure | Double Walled | Fiberglass Reinforced Plastic
0-005672 | WILLIAMS UNFIED SCHOOL DISTRICT - BUS BARN | 575 N 7TH | WILLIAMS | AZ | 86046 | Coconino | 4 | Perm Closure | 1993-06-02 | 2000 | Gasoline (UL) | COMPARTMENT A | Double Walled | Composite (Steel/Fiberglass) | Pressure |  | Fiberglass Reinforced Plastic | Removal | 2020-02-06
0-004146 | WM M RIGGS JR OAK RANCH |  | SUNIZONA |  |  | Cochise | 3 | Perm Closure | 1984-02-18 | 1000 | Gasoline | COMPARTMENT A | Unknown | Asphalt coated or Bare Steel |  |  |  | Removal | 1989-10-01
0-002179 | WAYNE FREEMAN FARM | 16235 E OCOTILLO RD | GILBERT | AZ | 85298 | Maricopa | 2 | Perm Closure | 1970-12-19 | 1000 | Gasoline | COMPARTMENT A | Single Walled | Asphalt coated or Bare Steel |  |  |  | Removal | 1989-03-15
0-009756 | HAVA GAS | 2085 PALO VERDE BLVD N | LAKE HAVASU CITY | AZ | 86404 | Mohave | 1 | Open | 2001-04-12 | 3000 | Gasoline | COMPARTMENT C | Double Walled | Asphalt coated or Bare Steel
0-009401 | MCCORMICK RANCH GOLF CLUB | 7900 MCCORMICK PARKWAY | SCOTTSDALE | AZ | 85258 | Maricopa | 1 | Perm Closure | 1976-01-01 | 2000 | Gasoline | COMPARTMENT A | Double Walled | Asphalt coated or Bare Steel | Suction - Check Valve at the Tank Top |  |  | Removal | 1999-01-22
0-009401 | MCCORMICK RANCH GOLF CLUB | 7900 MCCORMICK PARKWAY | SCOTTSDALE | AZ | 85258 | Maricopa | 2 | Perm Closure | 1978-07-01 | 550 | Diesel | COMPARTMENT A | Double Walled | Asphalt coated or Bare Steel | Suction - Check Valve at the Tank Top |  |  | Removal | 1999-01-22
0-002259 | GIANT #6006 | 1205 S MILTON RD | FLAGSTAFF | AZ | 86001 | Coconino | 4 | Perm Closure | 1979-01-01 | 12000 | Diesel | COMPARTMENT A | Single Walled | Asphalt coated or Bare Steel | Pressure |  | Fiberglass Reinforced Plastic | Removal | 2018-11-07
0-006193 | SPEEDWAY STORE #2885 | 2300 E BUTLER AVE | FLAGSTAFF | AZ | 86004 | Coconino | 2 | Open | 1988-04-20 | 10000 | Gasoline (Mid-Grade UL) | COMPARTMENT A | Double Walled | Fiberglass Reinforced Plastic | Pressure | Double Walled | Fiberglass Reinforced Plastic
0-004205 | GLENN ROYSTER |  | BOWIE |  |  | Cochise | 3 | Perm Closure | 1979-01-13 | 3000 | Gasoline | COMPARTMENT A | Double Walled | Asphalt coated or Bare Steel |  |  |  | Removal | 1990-09-27
0-005144 | GLOBE PLANT | 842 S HIGHLAND DR | GLOBE | AZ | 85501 | Gila | 4 | Perm Closure | 1980-05-01 | 12000 | Gasoline | COMPARTMENT A | Double Walled | Asphalt coated or Bare Steel |  |  |  | Removal | 1990-12-22
0-008588 | FULLMER COMPANY |  | WENDEN |  |  | La Paz | 1 | Perm Closure | 2005-06-17 | 1000 | Gasoline | COMPARTMENT A | Unknown | Asphalt coated or Bare Steel |  |  |  | Removal | 1990-01-01
0-002212 | GALPIN FORD INC | 1000 SANDRETTO DR | PRESCOTT | AZ | 86305 | Yavapai | 2 | Perm Closure | 1985-05-06 | 1000 | Gasoline | COMPARTMENT A | Single Walled | Asphalt coated or Bare Steel |  |  |  | Removal | 1986-11-01
0-007212 | SPRING CREEK STORE #13 | 18749 N AZ HIGHWAY 188 | ROOSEVELT | AZ | 85545 | Gila | 4 | Open | 1994-03-01 | 6000 | Gasoline | COMPARTMENT A | Double Walled | Composite (Steel/Fiberglass) | Pressure | Double Walled | Flexible
0-002777 | WHITING STATION #153 | 804 S BEELINE HWY | PAYSON | AZ | 85541 | Gila | 10 | Perm Closure | 1960-01-01 | 250 | Unidentified | COMPARTMENT A | Single Walled | Asphalt coated or Bare Steel | Suction - Check Valve at the Dispenser |  |  | Removal | 1995-02-01
0-004171 | SUNMART #605 | 2521 W BUSINESS 1-10 | SAN SIMON | AZ | 85632 | Cochise | 5 | Open | 1985-01-01 | 10000 | Biodiesel | COMPARTMENT A | Double Walled | Asphalt coated or Bare Steel | Pressure | Single Walled | Fiberglass Reinforced Plastic
0-000358 | ARIZONA ELECTRIC POWER COOP | 1401 S HIGHWAY 80 | BENSON | AZ | 85602 | Cochise | 1 | Perm Closure | 1972-01-01 | 3000 | Gasoline | COMPARTMENT A |  | Asphalt coated or Bare Steel |  |  |  | Removal | 1986-04-16
0-001030 | DUNLAP CHEVRON | 6 W HIGHWAY 80 | BISBEE | AZ | 85603 | Cochise | 5 | Perm Closure | 2019-11-26 | 250 | Used Oil/Waste Oil | COMPARTMENT A | Single Walled | Asphalt coated or Bare Steel |  |  |  | Removal | 2019-10-31
0-005652 | D&J SERVICE CENTER | 1246 W BEALE ST | KINGMAN | AZ | 86401 | Mohave | 5 | Perm Closure | 1961-05-07 | 3000 | Gasoline | COMPARTMENT A | Unknown | Asphalt coated or Bare Steel | Suction - Check Valve at the Tank Top |  | Bare or Galvanized Steel | Removal | 1995-09-13
0-007723 | LARRY & HAL ADAMSON | 4441 E SPEEDWAY BLVD | TUCSON | AZ | 85712 | Pima | 4 | Perm Closure | 1965-01-01 | 6000 | Gasoline | COMPARTMENT A | Unknown | Asphalt coated or Bare Steel |  |  |  | Removal | 1980-06-01
0-004183 | BENSON FUEL | 103 W 4TH ST | BENSON | AZ | 85602 | Cochise | 3 | Perm Closure | 1972-05-05 | 3000 | Gasoline | COMPARTMENT A | Unknown | Asphalt coated or Bare Steel | Pressure |  | Fiberglass Reinforced Plastic | Removal | 1994-09-22
0-004183 | BENSON FUEL | 103 W 4TH ST | BENSON | AZ | 85602 | Cochise | 1 | Perm Closure | 1972-05-05 | 8000 | Gasoline | COMPARTMENT A | Unknown | Asphalt coated or Bare Steel | Pressure | Double Walled | Fiberglass Reinforced Plastic | Removal | 1994-09-22
0-004183 | BENSON FUEL | 103 W 4TH ST | BENSON | AZ | 85602 | Cochise | 5 | Open | 1994-09-26 | 10000 | Gasoline (UL) | COMPARTMENT A | Double Walled | Composite (Steel/Fiberglass) | Pressure | Double Walled | Fiberglass Reinforced Plastic
0-004196 | KAY BEES | 4401 N US HIGHWAY 89 | FLAGSTAFF | AZ | 86004 | Coconino | 2 | Perm Closure | 1971-05-01 | 10000 | Gasoline | COMPARTMENT A | Unknown | Asphalt coated or Bare Steel | Suction - Check Valve at the Tank Top |  |  | Removal | 1993-11-18
0-002886 | KENNYS FLEET SERVICE | 701 N 22ND AVE | PHOENIX | AZ | 85009 | Maricopa | 1 | Perm Closure | 1971-01-01 | 4000 | Diesel | COMPARTMENT A |  | Asphalt coated or Bare Steel |  |  |  | Removal | 1989-12-14
0-000565 | KINGMAN POP | 501 N 3RD ST | KINGMAN | AZ | 86401 | Mohave | 2 | Perm Closure | 1930-01-01 | 550 | Kerosene | COMPARTMENT A |  | Asphalt coated or Bare Steel |  |  |  | Removal | 1991-10-24
0-003074 | MARVEL BUILDING & MASONRY SUPPLY | 2606 E INDIAN SCHOOL RD | PHOENIX | AZ | 85016 | Maricopa | 1 | Perm Closure | 1970-12-25 | 500 | Gasoline | COMPARTMENT A | Unknown | Asphalt coated or Bare Steel |  |  |  | Closed in Place | 1979-01-01
0-003090 | MAYER SCHOOL BUS YARD |  | MAYER |  |  | Yavapai | 2 | Perm Closure | 1966-01-01 | 2000 | Diesel | COMPARTMENT A | Single Walled | Asphalt coated or Bare Steel |  |  |  | Removal | 1988-05-01
0-008775 | JOHN MERCER CONSTRUCTION | 360 TERRACE DR | GLOBE | AZ | 85501 | Gila | 1 | Temp Closure | 2005-06-17 | 550 | Used Oil/Waste Oil | COMPARTMENT A | Unknown | Unknown | Gravity Feed |  |  |  | 2020-09-14
0-002776 | SUN CITY AUTO SPA | 11049 GRAND AVE | SUN CITY | AZ | 85351 | Maricopa | 6 | Perm Closure | 1988-02-01 | 12000 | Gasoline | COMPARTMENT A | Single Walled | Fiberglass Reinforced Plastic | Pressure |  | Fiberglass Reinforced Plastic | Removal | 2016-05-19
0-004432 | JACK SELLERS PROPERTY | 215 W PIMA ST | GILA BEND | AZ | 85337 | Maricopa | 4 | Perm Closure | 1956-04-07 | 50 | Used Oil/Waste Oil | COMPARTMENT A | Unknown | Unknown |  |  |  | Closed in Place | 1980-01-01
0-002317 | HAY BARNS |  | GOODYEAR |  |  | Maricopa | 1 | Perm Closure | 1981-04-29 | 12000 | Diesel | COMPARTMENT A | Single Walled | Asphalt coated or Bare Steel |  |  |  | Removal | 1990-12-18
0-008672 | HILLSIDE GAP FILLER ANNEX |  | HILLSIDE |  |  | Yavapai | 2 | Perm Closure | 1942-01-01 | 15000 | Diesel | COMPARTMENT A | Double Walled | Asphalt coated or Bare Steel | Suction - Check Valve at the Tank Top |  | Bare or Galvanized Steel | Removal | 1995-10-06
0-008672 | HILLSIDE GAP FILLER ANNEX |  | HILLSIDE |  |  | Yavapai | 1 | Perm Closure | 1942-01-01 | 15000 | Diesel | COMPARTMENT A | Double Walled | Asphalt coated or Bare Steel | Suction - Check Valve at the Tank Top |  | Bare or Galvanized Steel | Removal | 1995-10-06
0-005159 | CITY OF TUCSON - SERVICE CENTER - COMM | 4004 S PARK AVE | TUCSON | AZ | 85714 | Pima | 1 | Perm Closure | 1981-01-10 | 500 | Diesel | COMPARTMENT A | Double Walled | Asphalt coated or Bare Steel | Pressure |  |  | Removal | 1996-09-27
0-000436 | CITY OF TUCSON - SERVICE CENTER - FLEET SERVICE | 4004 S PARK AVE | TUCSON | AZ | 85714 | Pima | 2 | Perm Closure | 1979-01-01 | 2000 | New Oil | COMPARTMENT A | Single Walled | Asphalt coated or Bare Steel | Pressure | Single Walled | Bare or Galvanized Steel | Removal | 1995-06-22
0-003928 | PIONEER DISTRIBUTING | 1300 N 24TH AVE | PHOENIX | AZ | 85009 | Maricopa | 11 | Perm Closure | 1982-01-01 | 4000 | New Oil | COMPARTMENT A | Single Walled | Asphalt coated or Bare Steel | Suction - Check Valve at the Tank Top | Single Walled | Bare or Galvanized Steel | Removal | 1999-08-06
0-003928 | PIONEER DISTRIBUTING | 1300 N 24TH AVE | PHOENIX | AZ | 85009 | Maricopa | 10 | Perm Closure | 1982-01-01 | 4000 | New Oil | COMPARTMENT A | Single Walled | Asphalt coated or Bare Steel | Suction - Check Valve at the Tank Top | Single Walled | Bare or Galvanized Steel | Removal | 1999-08-06
0-003928 | PIONEER DISTRIBUTING | 1300 N 24TH AVE | PHOENIX | AZ | 85009 | Maricopa | 13 | Perm Closure | 1982-01-01 | 5000 | New Oil | COMPARTMENT A | Single Walled | Asphalt coated or Bare Steel | Suction - Check Valve at the Tank Top | Single Walled | Bare or Galvanized Steel | Removal | 1999-08-06
0-000973 | JI CASE COMPANY | 19501 W NORTHERN AVE | SURPRISE | AZ | 85396 | Maricopa | 3 | Perm Closure | 1958-01-01 | 1000 | Diesel | COMPARTMENT A |  | Asphalt coated or Bare Steel |  |  |  | Removal | 1988-10-24
0-003293 | OCTOPUS CAR WASH | 6042 E SPEEDWAY BLVD | TUCSON | AZ | 85712 | Pima | 3 | Perm Closure | 1979-01-01 | 5000 | Gasoline | COMPARTMENT A | Single Walled | Asphalt coated or Bare Steel | Pressure | Single Walled | Bare or Galvanized Steel | Removal | 1997-07-07
0-003228 | ADOT - YUMA SHOP | 2435 E GILA RIDGE RD | YUMA | AZ | 85365 | Yuma | 1 | Open | 1990-07-19 | 12000 | Gasoline | COMPARTMENT A | Double Walled | Composite (Steel/Fiberglass) | Pressure | Double Walled | Fiberglass Reinforced Plastic
0-004964 | TEXACO #60-351-0042 | 3050 E FORT LOWELL RD | TUCSON | AZ | 85716 | Pima | 2 | Perm Closure | 1979-05-07 | 10000 | Gasoline | COMPARTMENT A | Double Walled | Asphalt coated or Bare Steel | Pressure |  | Bare or Galvanized Steel | Removal | 1996-12-20
0-004964 | TEXACO #60-351-0042 | 3050 E FORT LOWELL RD | TUCSON | AZ | 85716 | Pima | 9 | Perm Closure | 2003-12-08 | 6000 | Gasoline | COMPARTMENT A | Double Walled | Fiberglass Reinforced Plastic |  |  |  | Removal | 2015-03-11
0-004964 | TEXACO #60-351-0042 | 3050 E FORT LOWELL RD | TUCSON | AZ | 85716 | Pima | 7 | Perm Closure | 1996-12-20 | 10000 | Gasoline | COMPARTMENT A | Double Walled | Fiberglass Reinforced Plastic | Pressure | Double Walled | Fiberglass Reinforced Plastic | Removal | 2003-10-28
0-004964 | TEXACO #60-351-0042 | 3050 E FORT LOWELL RD | TUCSON | AZ | 85716 | Pima | 4 | Perm Closure | 1979-01-01 | 10000 | Diesel | COMPARTMENT A | Double Walled | Asphalt coated or Bare Steel | Pressure |  | Bare or Galvanized Steel | Removal | 1996-12-20
0-008489 | ROUTE 66 CHEVRON | 1979 OLD HIGHWAY 66 | WINSLOW | AZ | 86047 | Navajo | 1 | Perm Closure | 1974-01-01 | 10000 | Gasoline | COMPARTMENT A | Unknown | Asphalt coated or Bare Steel | Pressure |  | Bare or Galvanized Steel | Removal | 1999-10-13
0-007782 | DEL WEBB OLD CONSTRUCTION YARD | 17200 N DYSART RD | SURPRISE | AZ | 85375 | Maricopa | 1 | Perm Closure | 2005-06-17 | 3000 | Gasoline | COMPARTMENT A | Unknown | Asphalt coated or Bare Steel | Suction - Check Valve at the Tank Top |  | Bare or Galvanized Steel | Removal | 1993-09-09
0-002158 | GREASE N GO | 5090 W BETHANY HOME RD | GLENDALE | AZ | 85301 | Maricopa | 1 | Perm Closure | 1986-04-09 | 2000 | New Oil | COMPARTMENT A | Single Walled | Asphalt coated or Bare Steel | Suction - Check Valve at the Tank Top |  |  | Removal | 1999-09-21
0-001894 | CIRCLE K STORE #2703424 | 5502 E SPEEDWAY BLVD | TUCSON | AZ | 85712 | Pima | 5 | Open | 2012-10-16 | 20000 | Gasoline | COMPARTMENT A | Double Walled | Fiberglass Reinforced Plastic | Pressure | Double Walled | Fiberglass Reinforced Plastic
0-001894 | CIRCLE K STORE #2703424 | 5502 E SPEEDWAY BLVD | TUCSON | AZ | 85712 | Pima | 3 | Perm Closure | 1970-01-01 | 10000 | Gasoline | COMPARTMENT A |  | Asphalt coated or Bare Steel | Pressure | Single Walled | Bare or Galvanized Steel | Removal | 1996-06-12
0-001894 | CIRCLE K STORE #2703424 | 5502 E SPEEDWAY BLVD | TUCSON | AZ | 85712 | Pima | 4 | Perm Closure | 1970-01-01 | 1000 | Used Oil/Waste Oil | COMPARTMENT A |  | Asphalt coated or Bare Steel | Pressure | Single Walled | Bare or Galvanized Steel | Removal | 1996-06-12
0-005195 | TUCSON PLUMBING & HEATING INC | 3322 N RICHEY BLVD | TUCSON | AZ | 85716 | Pima | 2 | Perm Closure | 1983-04-05 | 2000 | Diesel | COMPARTMENT A | Double Walled | Asphalt coated or Bare Steel | Pressure |  |  | Removal | 1991-01-01
0-000698 | MARICOPA COUNTY - EQUIPMENT SERVICES - FORMER | 4701 E WASHINGTON ST | PHOENIX | AZ | 85034 | Maricopa | 6 | Perm Closure | 2005-06-17 |  | Used Oil/Waste Oil | COMPARTMENT A | Single Walled | Asphalt coated or Bare Steel |  |  |  | Removal | 2000-01-19
0-001090 | CHEVRON #9-2599 | 3148 E INDIAN SCHOOL RD | PHOENIX | AZ | 85016 | Maricopa | 1 | Perm Closure | 1982-01-01 | 10000 | Gasoline | COMPARTMENT A | Double Walled | Fiberglass Reinforced Plastic | Pressure | Double Walled | Fiberglass Reinforced Plastic | Removal | 2006-07-20
0-000376 | VICKSBURG RANCH | 44376 VICKSBURG RD | SALOME | AZ | 85348 | La Paz | 15 | Perm Closure | 1974-01-01 | 6000 | Diesel | COMPARTMENT A |  | Asphalt coated or Bare Steel |  |  |  | Removal | 1988-10-01
0-000376 | VICKSBURG RANCH | 44376 VICKSBURG RD | SALOME | AZ | 85348 | La Paz | 14 | Perm Closure | 1974-01-01 | 6000 | Diesel | COMPARTMENT A |  | Asphalt coated or Bare Steel |  |  |  | Removal | 1988-10-01
0-000057 | MOHAVE CONCRETE & MATERIALS | 4502 S HIGHWAY 95 | BULLHEAD CITY | AZ | 86426 | Mohave | 3 | Perm Closure | 1966-01-01 | 1000 | Gasoline | COMPARTMENT A |  | Asphalt coated or Bare Steel |  |  |  | Removal | 1994-02-03
0-007446 | CIRCLE K STORE #2709174 | 10050 E MOUNTAIN VIEW RD | SCOTTSDALE | AZ | 85258 | Maricopa | 3 | Open | 1988-06-01 | 10000 | Gasoline | COMPARTMENT A | Double Walled | Fiberglass Reinforced Plastic | Pressure |  | Fiberglass Reinforced Plastic
0-005528 | ALPINE GARAGE | 42694 HIGHWAY 180 | ALPINE | AZ | 85920 | Apache | 2 | Perm Closure | 1956-01-01 | 4000 | Diesel | COMPARTMENT A | Single Walled | Asphalt coated or Bare Steel |  |  |  | Removal | 1990-03-15
0-002365 | GRAND CANYON AIRLINES |  | TUSAYAN |  |  | Coconino | 2 | Perm Closure | 1967-01-01 | 12000 | Jet Fuel | COMPARTMENT A | Single Walled | Concrete | Suction - Check Valve at the Tank Top |  | Bare or Galvanized Steel | Removal | 1999-05-05
0-002365 | GRAND CANYON AIRLINES |  | TUSAYAN |  |  | Coconino | 3 | Perm Closure | 1967-01-01 | 12000 | Jet Fuel | COMPARTMENT A | Single Walled | Concrete | Suction - Check Valve at the Tank Top |  | Bare or Galvanized Steel | Removal | 1999-05-05
0-002365 | GRAND CANYON AIRLINES |  | TUSAYAN |  |  | Coconino | 10 | Perm Closure | 1977-01-01 | 1000 | Used Oil/Waste Oil | COMPARTMENT A | Single Walled | Asphalt coated or Bare Steel | Suction - Check Valve at the Tank Top |  | Bare or Galvanized Steel | Removal | 1992-05-05
0-002365 | GRAND CANYON AIRLINES |  | TUSAYAN |  |  | Coconino | 7 | Perm Closure | 1967-01-01 | 10000 | Gasoline | COMPARTMENT A | Single Walled | Asphalt coated or Bare Steel |  |  |  | Removal | 1999-05-04
0-003480 | CAMP NAVAJO |  | BELLEMONT |  | 86015 | Coconino | 1 | Perm Closure | 1962-01-01 | 12000 | Gasoline | COMPARTMENT A | Single Walled | Asphalt coated or Bare Steel | Pressure |  | Bare or Galvanized Steel | Removal | 1988-05-19
0-001130 | TUNE-UP MASTERS #632 | 103 W BIRCH AVE | FLAGSTAFF | AZ | 86001 | Coconino | 4 | Perm Closure | 2005-06-17 | 4000 | Gasoline | COMPARTMENT A | Unknown | Unknown |  |  |  | Removal | 1978-09-01
0-002760 | EXXONMOBIL OIL CORP | 100 S 4TH AVE | YUMA | AZ | 85364 | Yuma | 1 | Perm Closure | 2005-06-17 | 5000 | Gasoline | COMPARTMENT A | Unknown | Unknown | Pressure |  |  | Removal | 1988-09-15
0-002075 | #1 FOOD STORE | 755 HIGHWAY 89A | CLARKDALE | AZ | 86324 | Yavapai | 2 | Perm Closure | 1984-01-01 | 10000 | Diesel | COMPARTMENT A | Single Walled | Asphalt coated or Bare Steel | Pressure |  |  | Removal | 2019-04-09
0-006121 | PENSKE TRUCK LEASING CO | 3519 E 34TH ST | TUCSON | AZ | 85713 | Pima | 5 | Open | 2000-05-10 | 20000 | Diesel #2 | COMPARTMENT A | Double Walled | Composite (Steel/Fiberglass) | Pressure | Double Walled | Flexible
0-008584 | MID POINT BUSINESS PLAZA |  | TUCSON |  |  | Pima | 2 | Perm Closure | 2005-06-17 | 10000 | Gasoline | COMPARTMENT A | Double Walled | Asphalt coated or Bare Steel |  |  |  | Removal | 1974-01-01
0-001276 | RONTORI DRIVE THRU | 2526 W VALENCIA RD | TUCSON | AZ | 85746 | Pima | 2 | Perm Closure | 1971-04-05 | 10000 | Gasoline | COMPARTMENT A | Single Walled | Asphalt coated or Bare Steel | Suction - Check Valve at the Tank Top | Single Walled | Bare or Galvanized Steel | Removal | 1992-08-11
0-002022 | EXXON #7-6390 | 5471 E BENSON HWY | TUCSON | AZ | 85756 | Pima | 2 | Perm Closure | 1966-01-01 | 8000 | Gasoline | COMPARTMENT A | Single Walled | Asphalt coated or Bare Steel | Pressure |  | Fiberglass Reinforced Plastic | Removal | 1992-02-01
0-005162 | TUCSON TRANSIT MANAGEMENT LLC, DBA SUN TRAN | 4220 S PARK AVE | TUCSON | AZ | 85714 | Pima | 6 | Perm Closure | 1976-01-01 | 6000 | Used Oil/Waste Oil | COMPARTMENT A | Single Walled | Fiberglass Reinforced Plastic | Suction - Check Valve at the Tank Top |  | Bare or Galvanized Steel | Removal | 1996-04-16
0-005162 | TUCSON TRANSIT MANAGEMENT LLC, DBA SUN TRAN | 4220 S PARK AVE | TUCSON | AZ | 85714 | Pima | 4 | Perm Closure | 1976-01-01 | 12000 | Diesel | COMPARTMENT A | Single Walled | Fiberglass Reinforced Plastic |  |  |  | Removal | 1988-12-01
0-005077 | UNOCAL #7360 | 3825 E GRANT RD | TUCSON | AZ | 85716 | Pima | 4 | Perm Closure | 1973-04-01 | 10000 | Gasoline | COMPARTMENT A | Double Walled | Asphalt coated or Bare Steel | Pressure |  | Fiberglass Reinforced Plastic | Removal | 1989-01-01
0-005077 | UNOCAL #7360 | 3825 E GRANT RD | TUCSON | AZ | 85716 | Pima | 5 | Perm Closure | 1988-01-01 | 12000 | Gasoline | COMPARTMENT A | Double Walled | Composite (Steel/Fiberglass) | Pressure | Double Walled | Fiberglass Reinforced Plastic | Removal | 2003-05-20
0-000480 | ASHTON CO | 2727 S COUNTRY CLUB RD | TUCSON | AZ | 85713 | Pima | 1 | Perm Closure | 1975-01-01 | 1000 | Gasoline | COMPARTMENT A |  | Asphalt coated or Bare Steel |  |  |  | Removal | 1990-05-07
0-001224 | CIRCLE K #2700415 | 110 S MAIN ST | SNOWFLAKE | AZ | 85937 | Navajo | 3 | Perm Closure | 1969-01-01 | 10000 | Gasoline | COMPARTMENT A |  | Asphalt coated or Bare Steel | Pressure |  |  | Removal | 1995-03-07
0-001224 | CIRCLE K #2700415 | 110 S MAIN ST | SNOWFLAKE | AZ | 85937 | Navajo | 5 | Open | 1995-03-07 | 10000 | Gasoline | COMPARTMENT A | Double Walled | Fiberglass Reinforced Plastic | Pressure | Double Walled | Fiberglass Reinforced Plastic
0-004499 | HOLBROOK TRUCK TERMINAL |  | SUN VALLEY |  |  | Navajo | 1 | Perm Closure | 1977-01-29 | 8000 | Used Oil/Waste Oil | COMPARTMENT A | Unknown | Asphalt coated or Bare Steel | Suction - Check Valve at the Tank Top |  | Bare or Galvanized Steel | Removal | 1994-06-14
0-005935 | PETRO STOPPING CENTER | 970 S BLAKE RANCH RD | KINGMAN | AZ | 86401 | Mohave | 5 | Open | 1987-12-15 | 10000 | Gasoline | COMPARTMENT A | Single Walled | Fiberglass Reinforced Plastic | Pressure |  | Fiberglass Reinforced Plastic
0-004358 | SAVCO #5 | 15 E BASELINE RD | PHOENIX | AZ | 85042 | Maricopa | 1 | Perm Closure | 1979-01-24 | 10000 | Gasoline | COMPARTMENT A | Double Walled | Asphalt coated or Bare Steel |  |  |  | Removal | 1991-11-18
0-002621 | BST MANAGEMENT - VACANT LAND | 5954 NW GRAND AVE | GLENDALE | AZ | 85301 | Maricopa | 2 | Perm Closure | 1964-01-01 | 10000 | Gasoline | COMPARTMENT A | Single Walled | Asphalt coated or Bare Steel |  |  |  | Removal | 1988-04-01
0-002828 | EDWARD S KELTON CONTRACTING |  | PHOENIX |  |  | Maricopa | 2 | Perm Closure | 1976-05-06 | 5000 | Diesel | COMPARTMENT A | Double Walled | Asphalt coated or Bare Steel |  |  |  | Removal | 1991-04-04
0-002999 | BAX GLOBAL | 4031 S 37TH ST | PHOENIX | AZ | 85040 | Maricopa | 2 | Perm Closure | 1979-01-01 | 5000 | Diesel | COMPARTMENT A | Unknown | Asphalt coated or Bare Steel |  |  |  | Removal | 1990-01-04
0-004634 | 7-ELEVEN #19092 | 3501 W BETHANY HOME RD | PHOENIX | AZ | 85019 | Maricopa | 1 | Perm Closure | 1977-02-04 | 10000 | Gasoline | COMPARTMENT A | Double Walled | Asphalt coated or Bare Steel |  |  |  | Removal | 1991-12-17
0-005312 | CONOCOPHILLIPS #256059 | 4250 W DUNLAP AVE | PHOENIX | AZ | 85051 | Maricopa | 3 | Perm Closure | 1969-01-01 | 550 | Used Oil/Waste Oil | COMPARTMENT A |  | Asphalt coated or Bare Steel | Gravity Feed |  |  | Removal | 1990-10-07
0-002072 | R & S MATTRESS LIQUIDATORS | 15225 N FOUNTAIN HILLS BLVD | FOUNTAIN HILLS | AZ | 85268 | Maricopa | 1 | Perm Closure | 1982-04-27 | 10000 | Gasoline | COMPARTMENT A | Single Walled | Asphalt coated or Bare Steel |  |  |  | Removal | 1990-08-01
0-003860 | CITY OF PHOENIX - UNION HILLS SERVICE CENTER | 138 E UNION HILLS DR | PHOENIX | AZ | 85024 | Maricopa | 3 | Perm Closure | 1973-01-01 | 12000 | Diesel | COMPARTMENT A | Single Walled | Asphalt coated or Bare Steel | Pressure | Single Walled | Bare or Galvanized Steel | Removal | 1992-08-01
0-003860 | CITY OF PHOENIX - UNION HILLS SERVICE CENTER | 138 E UNION HILLS DR | PHOENIX | AZ | 85024 | Maricopa | 5 | Perm Closure | 1973-01-01 | 550 | Unidentified | COMPARTMENT A | Single Walled | Asphalt coated or Bare Steel | Suction - Check Valve at the Tank Top |  | Bare or Galvanized Steel | Removal | 1992-02-01
0-003860 | CITY OF PHOENIX - UNION HILLS SERVICE CENTER | 138 E UNION HILLS DR | PHOENIX | AZ | 85024 | Maricopa | 10 | Perm Closure | 1973-01-01 | 550 | Unidentified | COMPARTMENT A | Single Walled | Asphalt coated or Bare Steel | Suction - Check Valve at the Tank Top |  | Bare or Galvanized Steel | Removal | 1992-02-01
0-003860 | CITY OF PHOENIX - UNION HILLS SERVICE CENTER | 138 E UNION HILLS DR | PHOENIX | AZ | 85024 | Maricopa | 9 | Perm Closure | 1973-01-01 | 550 | Unidentified | COMPARTMENT A | Single Walled | Asphalt coated or Bare Steel | Suction - Check Valve at the Tank Top |  | Bare or Galvanized Steel | Removal | 1992-02-01
0-003860 | CITY OF PHOENIX - UNION HILLS SERVICE CENTER | 138 E UNION HILLS DR | PHOENIX | AZ | 85024 | Maricopa | 16 | Open | 1992-01-01 | 12000 | Diesel | COMPARTMENT A | Double Walled | Fiberglass Reinforced Plastic | Pressure | Double Walled | Fiberglass Reinforced Plastic
0-003860 | CITY OF PHOENIX - UNION HILLS SERVICE CENTER | 138 E UNION HILLS DR | PHOENIX | AZ | 85024 | Maricopa | 19 | Open | 1992-01-01 | 550 | Antifreeze / Ethylene Glycol | COMPARTMENT A | Double Walled | Fiberglass Reinforced Plastic | Suction - Check Valve at the Tank Top | Double Walled | Fiberglass Reinforced Plastic
0-002186 | FRITO-LAY - PHOENIX PLANT | 2639 W LONE CACTUS DR | PHOENIX | AZ | 85027 | Maricopa | 1 | Perm Closure | 1980-01-01 | 15000 | Diesel | COMPARTMENT A | Single Walled | Asphalt coated or Bare Steel |  |  |  | Removal | 1997-11-21
0-004599 | SOUTHERN PACIFIC TRANSPORTATION - 13TH STREET |  | PHOENIX |  |  | Maricopa | 2 | Perm Closure | 1971-01-01 | 1000 | Gasoline | COMPARTMENT A | Single Walled | Asphalt coated or Bare Steel |  |  |  | Removal | 1990-03-02
0-000119 | ALLIED TUBE & CONDUIT | 2525 N 27TH AVE | PHOENIX | AZ | 85009 | Maricopa | 3 | Perm Closure | 1981-01-01 | 10000 | Gasoline | COMPARTMENT A | Single Walled | Asphalt coated or Bare Steel |  |  |  | Removal | 1990-01-26
0-004134 | REUTER EQUIPMENT COMPANY | 3816 W LOWER BUCKEYE RD | PHOENIX | AZ | 85009 | Maricopa | 1 | Perm Closure | 1978-05-07 | 5000 | Gasoline | COMPARTMENT A | Double Walled | Asphalt coated or Bare Steel |  |  |  | Removal | 1990-09-01
0-004134 | REUTER EQUIPMENT COMPANY | 3816 W LOWER BUCKEYE RD | PHOENIX | AZ | 85009 | Maricopa | 2 | Perm Closure | 1978-05-07 | 3000 | Gasoline | COMPARTMENT A | Double Walled | Asphalt coated or Bare Steel |  |  |  | Removal | 1990-09-01
0-006889 | BUCKSKIN FIRE DEPARTMENT | 8500 RIVERSIDE DR | PARKER | AZ | 85344 | La Paz | 1 | Perm Closure | 1983-01-01 | 1000 | Gasoline | COMPARTMENT A | Double Walled | Asphalt coated or Bare Steel |  |  |  | Removal | 1992-10-22
0-006889 | BUCKSKIN FIRE DEPARTMENT | 8500 RIVERSIDE DR | PARKER | AZ | 85344 | La Paz | 2 | Perm Closure | 1983-01-01 | 500 | Gasoline | COMPARTMENT A | Double Walled | Asphalt coated or Bare Steel |  |  |  | Removal | 1992-10-22
0-001990 | SHELL #72 | 2401 E VAN BUREN ST | PHOENIX | AZ | 85008 | Maricopa | 4 | Perm Closure | 1987-04-26 | 8000 | Gasoline (PUL) | COMPARTMENT A | Double Walled | Fiberglass Reinforced Plastic | Pressure |  | Fiberglass Reinforced Plastic | Removal | 2020-01-16
0-001990 | SHELL #72 | 2401 E VAN BUREN ST | PHOENIX | AZ | 85008 | Maricopa | 5 | Perm Closure | 1985-04-26 | 1000 | Used Oil/Waste Oil | COMPARTMENT A | Double Walled | Fiberglass Reinforced Plastic |  |  |  | Removal | 1987-01-01
0-000967 | THE CARWASHER | 324 N COUNTRY CLUB DR | MESA | AZ | 85201 | Maricopa | 1 | Perm Closure | 1976-01-01 | 10000 | Gasoline | COMPARTMENT A | Single Walled | Asphalt coated or Bare Steel | Suction - Check Valve at the Tank Top |  | Fiberglass Reinforced Plastic | Removal | 2012-06-06
0-004498 | TWO GUNS TRADING POST |  | TWO GUNS |  |  | Coconino | 1 | Perm Closure | 1973-01-01 | 10000 | Gasoline | COMPARTMENT A |  | Asphalt coated or Bare Steel | Pressure |  | Fiberglass Reinforced Plastic | Removal | 2007-03-27
0-001886 | BILL'S GHOST & SPIRITS #101 | 1350 W BROADWAY RD | TEMPE | AZ | 85282 | Maricopa | 1 | Perm Closure | 1984-01-01 | 8000 | Diesel | COMPARTMENT A | Single Walled | Fiberglass Reinforced Plastic | Pressure | Single Walled | Fiberglass Reinforced Plastic | Removal | 2013-03-13
0-003893 | CITY OF PHOENIX - DEER VALLEY AIRPORT | 702 W DEER VALLEY RD | PHOENIX | AZ | 85027 | Maricopa | 3 | Perm Closure | 1975-01-01 | 20000 | Jet Fuel | COMPARTMENT A | Double Walled | Fiberglass Reinforced Plastic | Pressure |  | Bare or Galvanized Steel | Removal | 1996-12-10
0-004410 | VACANT LOT | 1313 N SCOTTSDALE RD | SCOTTSDALE | AZ | 85257 | Maricopa | 1 | Perm Closure | 1969-05-07 | 10000 | Gasoline | COMPARTMENT A | Unknown | Asphalt coated or Bare Steel |  |  |  | Removal | 1975-01-01
0-004168 | FAST TOWING | 616 S SMITH RD | TEMPE | AZ | 85281 | Maricopa | 1 | Perm Closure | 1980-01-01 | 10000 | Diesel | COMPARTMENT A | Unknown | Asphalt coated or Bare Steel | Suction - Check Valve at the Tank Top |  | Bare or Galvanized Steel | Removal | 1995-10-11
0-003053 | MARICOPA COUNTY MUNICIPAL WATER DISTRICT | 14825 W GRAND AVE | SURPRISE | AZ | 85374 | Maricopa | 1 | Perm Closure | 1979-05-30 | 10000 | Gasoline | COMPARTMENT A | Unknown | Asphalt coated or Bare Steel | Suction - Check Valve at the Tank Top |  |  | Removal | 1990-08-09
0-001620 | BAGDAD CONOCO | 117 MAIN ST | BAGDAD | AZ | 86321 | Yavapai | 3 | Open | 1971-01-01 | 7500 | Gasoline | COMPARTMENT A |  | Asphalt coated or Bare Steel | Pressure |  | Fiberglass Reinforced Plastic
0-001385 | CIRCLE K #2701225 | 12301 W LOWER BUCKEYE RD | AVONDALE | AZ | 85323 | Maricopa | 2 | Perm Closure | 1977-01-01 | 10000 | Gasoline | COMPARTMENT A |  | Asphalt coated or Bare Steel | Pressure |  |  | Removal | 1995-01-19
0-007292 | PAGE ICE INC | 820 VISTA AVE | PAGE | AZ | 86040 | Coconino | 1 | Perm Closure | 2005-06-17 | 3000 | Diesel | COMPARTMENT A | Unknown | Unknown |  |  |  | Removal | 1991-05-01
0-002434 | HAPPY AUTO SALES INC | 2331 N STONE AVE | TUCSON | AZ | 85705 | Pima | 7 | Perm Closure | 1977-01-01 | 500 | Used Oil/Waste Oil | COMPARTMENT A |  | Asphalt coated or Bare Steel |  |  |  | Removal | 1993-10-30
0-003229 | EXXONMOBIL OIL CORP #12728 | 3141 E THOMAS RD | PHOENIX | AZ | 85016 | Maricopa | 7 | Perm Closure | 1987-07-01 | 1000 | Used Oil/Waste Oil | COMPARTMENT A | Double Walled | Fiberglass Reinforced Plastic | Gravity Feed |  | Fiberglass Reinforced Plastic | Removal | 1996-07-03
0-003229 | EXXONMOBIL OIL CORP #12728 | 3141 E THOMAS RD | PHOENIX | AZ | 85016 | Maricopa | 6 | Perm Closure | 1987-07-01 | 10000 | Gasoline | COMPARTMENT A | Double Walled | Fiberglass Reinforced Plastic | Pressure |  | Fiberglass Reinforced Plastic | Removal | 2006-09-13
0-000678 | AUTOMAT QUICK LUBE | 928 WILLOW CREEK RD | PRESCOTT | AZ | 86301 | Yavapai | 2 | Perm Closure | 1971-01-01 | 10000 | Kerosene | COMPARTMENT A | Single Walled | Asphalt coated or Bare Steel |  |  |  | Removal | 1989-12-01
0-010629 | QUIKTRIP #426 | 19815 N 7TH ST | PHOENIX | AZ | 85024 | Maricopa | 1 | Open | 2017-12-13 | 12000 | Diesel #2 | COMPARTMENT A | Double Walled | Fiberglass Reinforced Plastic | Pressure | Double Walled | Fiberglass Reinforced Plastic
0-009792 | CIRCLE K #5766 | 6972 N 83RD AVE | GLENDALE | AZ | 85303 | Maricopa | 1 | Open | 2001-06-01 | 15000 | Gasoline | COMPARTMENT A | Double Walled | Fiberglass Reinforced Plastic | Pressure | Double Walled | Fiberglass Reinforced Plastic
0-000867 | TEXACO #60-349-0324 | 9948 E MAIN ST | MESA | AZ | 85207 | Maricopa | 9 | Perm Closure | 1997-10-10 | 10000 | Diesel | COMPARTMENT A | Double Walled | Fiberglass Reinforced Plastic | Pressure | Double Walled | Fiberglass Reinforced Plastic | Removal | 2002-10-21
0-003100 | GOLDEN STATE FOODS | 5524 W BUCHANAN ST | PHOENIX | AZ | 85043 | Maricopa | 1 | Perm Closure | 1987-01-01 | 12000 | Gasoline | COMPARTMENT A | Single Walled | Asphalt coated or Bare Steel | Pressure |  | Fiberglass Reinforced Plastic | Removal | 1997-10-01
0-003100 | GOLDEN STATE FOODS | 5524 W BUCHANAN ST | PHOENIX | AZ | 85043 | Maricopa | 4 | Perm Closure | 1987-01-01 | 2000 | Used Oil/Waste Oil | COMPARTMENT A | Single Walled | Asphalt coated or Bare Steel | Gravity Feed |  | Fiberglass Reinforced Plastic | Removal | 1994-04-28
0-005793 | EXXONMOBIL #18-JA4 | 4310 W INDIAN SCHOOL RD | PHOENIX | AZ | 85031 | Maricopa | 3 | Perm Closure | 1987-01-01 | 10000 | Gasoline | COMPARTMENT A | Double Walled | Fiberglass Reinforced Plastic | Pressure |  | Fiberglass Reinforced Plastic | Removal | 2006-11-29
0-002645 | CITY OF PHOENIX - MARYVALE PRECINCT | 6180 W ENCANTO BLVD | PHOENIX | AZ | 85035 | Maricopa | 3 | Perm Closure | 1989-09-11 | 550 | New Oil | COMPARTMENT A | Double Walled | Fiberglass Reinforced Plastic | Suction - Check Valve at the Tank Top | Double Walled | Fiberglass Reinforced Plastic | Removal | 2019-02-14
0-002645 | CITY OF PHOENIX - MARYVALE PRECINCT | 6180 W ENCANTO BLVD | PHOENIX | AZ | 85035 | Maricopa | 1 | Open | 1989-09-11 | 12000 | Gasoline | COMPARTMENT A | Double Walled | Fiberglass Reinforced Plastic | Pressure | Double Walled | Fiberglass Reinforced Plastic
0-006510 | PRIDE ENERGY | 1100 W HOPI DR | HOLBROOK | AZ | 86025 | Navajo | 3 | Perm Closure | 1976-11-09 | 3000 | Gasoline | COMPARTMENT A | Double Walled | Asphalt coated or Bare Steel |  |  |  | Removal | 1995-10-26
0-004968 | APACHE SHELL | 8291 E 22ND ST | TUCSON | AZ | 85710 | Pima | 6 | Perm Closure | 1988-01-24 | 10000 | Diesel | COMPARTMENT A | Double Walled | Fiberglass Reinforced Plastic | Pressure |  | Fiberglass Reinforced Plastic | Removal | 2003-05-07
0-002291 | GILA COUNTY - PAYSON HIGHWAY MAINTENANCE |  | PAYSON |  |  | Gila | 2 | Perm Closure | 1975-01-01 | 5000 | Gasoline | COMPARTMENT A | Single Walled | Asphalt coated or Bare Steel |  |  |  | Removal | 1990-08-29
0-001301 | CIRCLE K #761 | 899 E 4TH ST | BENSON | AZ | 85602 | Cochise | 5 | Open | 1995-02-24 | 10000 | Gasoline (UL) | COMPARTMENT A |  | Fiberglass Reinforced Plastic | Pressure | Double Walled | Fiberglass Reinforced Plastic
0-000302 | ADOT - GRAY MOUNTAIN MAINTENANCE YARD |  | GRAY MOUNTAIN |  |  | Coconino | 1 | Perm Closure | 1980-01-01 | 6000 | Diesel | COMPARTMENT A |  | Asphalt coated or Bare Steel | Suction - Check Valve at the Tank Top | Single Walled | Bare or Galvanized Steel | Removal | 1999-10-26
0-000302 | ADOT - GRAY MOUNTAIN MAINTENANCE YARD |  | GRAY MOUNTAIN |  |  | Coconino | 3 | Perm Closure | 1980-01-01 | 900 | Used Oil/Waste Oil | COMPARTMENT A |  | Asphalt coated or Bare Steel | Gravity Feed |  |  | Removal | 1990-06-21
0-000715 | BEST BLOCK & PIPE | 1775 E 16TH ST | YUMA | AZ | 85365 | Yuma | 1 | Perm Closure | 1981-01-01 | 280 | Diesel | COMPARTMENT A | Single Walled | Asphalt coated or Bare Steel |  |  |  | Removal | 1990-08-20
0-000715 | BEST BLOCK & PIPE | 1775 E 16TH ST | YUMA | AZ | 85365 | Yuma | 5 | Perm Closure | 2005-06-17 | 2000 | Gasoline | COMPARTMENT A | Single Walled | Asphalt coated or Bare Steel |  |  |  | Removal | 1990-08-22
0-000883 | MOBIL | 2015 W UNIVERSITY DR | MESA | AZ | 85201 | Maricopa | 5 | Open | 1991-01-01 | 10000 | Gasoline | COMPARTMENT A | Double Walled | Fiberglass Reinforced Plastic | Pressure | Double Walled | Fiberglass Reinforced Plastic
0-000883 | MOBIL | 2015 W UNIVERSITY DR | MESA | AZ | 85201 | Maricopa | 1 | Perm Closure | 1966-01-01 | 10000 | Gasoline | COMPARTMENT A | Single Walled | Asphalt coated or Bare Steel |  |  |  | Removal | 1990-11-08
0-000883 | MOBIL | 2015 W UNIVERSITY DR | MESA | AZ | 85201 | Maricopa | 3 | Perm Closure | 1976-01-01 | 12000 | Gasoline | COMPARTMENT A | Single Walled | Asphalt coated or Bare Steel |  |  |  | Removal | 1990-11-08
0-007901 | VNB - COMMERCIAL PROPERTY | 430 S 59TH AVE | PHOENIX | AZ | 85043 | Maricopa | 1 | Perm Closure | 2005-06-17 | 1000 | Gasoline | COMPARTMENT A | Unknown | Asphalt coated or Bare Steel | Suction - Check Valve at the Tank Top |  | Bare or Galvanized Steel | Removal | 1992-05-29
0-006396 | FRY'S FUEL #698 | 1311 E BELL RD | PHOENIX | AZ | 85022 | Maricopa | 7 | Open | 2016-03-10 | 10000 | Diesel | COMPARTMENT B | Double Walled | Fiberglass Reinforced Plastic | Pressure | Double Walled | Fiberglass Reinforced Plastic
0-003863 | CITY OF PHOENIX - SOUTHEAST SERVICE CENTER | 2525 E HESS AVE | PHOENIX | AZ | 85034 | Maricopa | 9 | Perm Closure | 1963-01-01 | 1000 | New Oil | COMPARTMENT A | Single Walled | Asphalt coated or Bare Steel |  |  |  | Removal | 1994-05-10
0-003863 | CITY OF PHOENIX - SOUTHEAST SERVICE CENTER | 2525 E HESS AVE | PHOENIX | AZ | 85034 | Maricopa | 3 | Perm Closure | 1963-01-01 | 10000 | Gasoline | COMPARTMENT A | Single Walled | Asphalt coated or Bare Steel | Pressure |  |  | Removal | 1996-08-20
0-000801 | CAP - SALT/GILA PUMPING PLANT | 23636 N 7TH ST | PHOENIX | AZ | 85024 | Maricopa | 2 | Perm Closure | 1984-01-01 | 2000 | Diesel | COMPARTMENT A |  | Fiberglass Reinforced Plastic | Pressure |  |  | Removal | 1990-03-12
0-004178 | KINETIC SYSTEMS, INC. | 2825 W THOMAS RD | PHOENIX | AZ | 85017 | Maricopa | 3 | Perm Closure | 1982-02-24 | 1000 | Used Oil/Waste Oil | COMPARTMENT A | Double Walled | Asphalt coated or Bare Steel |  |  |  | Removal | 1988-06-01
0-005117 | SUNLAND GIN SHELL | 5005 S SUNLAND GIN RD | ELOY | AZ | 85131 | Pinal | 3 | Perm Closure | 1984-01-01 | 5000 | Gasoline | COMPARTMENT A |  | Asphalt coated or Bare Steel | Pressure |  | Bare or Galvanized Steel | Removal | 1998-12-15
0-006207 | FALCON FIELD AIRPORT | 4800 E FALCON DR | MESA | AZ | 85215 | Maricopa | 3 | Perm Closure | 1980-01-01 | 12000 | Gasoline | COMPARTMENT A | Unknown | Fiberglass Reinforced Plastic | Pressure | Aboveground Piping |  | Removal | 2000-12-13
0-006207 | FALCON FIELD AIRPORT | 4800 E FALCON DR | MESA | AZ | 85215 | Maricopa | 5 | Perm Closure | 1980-01-01 | 12000 | Gasoline | COMPARTMENT A | Unknown | Fiberglass Reinforced Plastic | Pressure | Aboveground Piping |  | Removal | 2000-12-13
0-003752 | PHILLIPS 66 COMPANY #017874 | 15243 N CAVE CREEK RD | PHOENIX | AZ | 85032 | Maricopa | 1 | Perm Closure | 1964-01-01 | 4000 | Gasoline | COMPARTMENT A |  | Asphalt coated or Bare Steel |  |  |  | Removal | 1979-01-01
0-004468 | SHAY MART #11 | 1825 S 4TH AVE | YUMA | AZ | 85364 | Yuma | 2 | Open | 1986-10-01 | 12000 | Gasoline | COMPARTMENT A | Double Walled | Fiberglass Reinforced Plastic | Pressure |  | Fiberglass Reinforced Plastic
0-006765 | WEBB WAYS INC | 6072 SUTTER DR | PINETOP-LAKESIDE | AZ | 85929 | Navajo | 1 | Perm Closure | 1975-01-01 | 10000 | Gasoline | COMPARTMENT A | Unknown | Asphalt coated or Bare Steel | Suction - Check Valve at the Tank Top |  |  | Removal | 1998-10-19
0-009167 | CIRCLE K STORE #2741626 | 6691 W GREENWAY RD | GLENDALE | AZ | 85306 | Maricopa | 2 | Open | 1997-09-12 | 12000 | Gasoline | COMPARTMENT A | Double Walled | Composite (Steel/Fiberglass) | Pressure | Double Walled | Fiberglass Reinforced Plastic
0-008596 | CJZ AUTOMOTIVE INC | 1000 E 32ND ST | YUMA | AZ | 85365 | Yuma | 2 | Perm Closure | 2005-06-17 | 1500 | Gasoline | COMPARTMENT A |  | Asphalt coated or Bare Steel | Suction - Check Valve at the Tank Top |  |  | Removal | 1994-09-01
0-002618 | TOWN OF CLIFTON - YARD | 400 SHANNON HILL | CLIFTON | AZ | 85533 | Greenlee | 3 | Perm Closure | 1969-06-26 | 500 | Gasoline | COMPARTMENT A | Single Walled | Asphalt coated or Bare Steel | Pressure |  |  | Removal | 1992-03-04
0-001237 | CIRCLE K #2700492 | 401 S ALVERNON WAY | TUCSON | AZ | 85711 | Pima | 1 | Perm Closure | 1970-01-01 | 6000 | Gasoline | COMPARTMENT A |  | Asphalt coated or Bare Steel |  |  |  | Removal | 1987-03-01
0-001237 | CIRCLE K #2700492 | 401 S ALVERNON WAY | TUCSON | AZ | 85711 | Pima | 3 | Perm Closure | 1970-01-01 | 8000 | Gasoline | COMPARTMENT A |  | Asphalt coated or Bare Steel |  |  |  | Removal | 1987-03-01
0-008933 | CIRCLE K #2708648 | 977 E SPEEDWAY BLVD | TUCSON | AZ | 85719 | Pima | 1 | Open | 1995-12-28 | 10000 | Diesel | COMPARTMENT A | Double Walled | Fiberglass Reinforced Plastic | Pressure | Double Walled | Fiberglass Reinforced Plastic
0-001510 | CIRCLE K #2702927 | 19864 N JOHN WAYNE PKWY | MARICOPA | AZ | 85139 | Pinal | 3 | Perm Closure | 1986-11-01 | 10000 | Gasoline | COMPARTMENT A | Double Walled | Fiberglass Reinforced Plastic | Pressure |  | Fiberglass Reinforced Plastic | Removal | 2014-12-11
0-001510 | CIRCLE K #2702927 | 19864 N JOHN WAYNE PKWY | MARICOPA | AZ | 85139 | Pinal | 2 | Perm Closure | 1986-11-01 | 10000 | Gasoline | COMPARTMENT A | Double Walled | Fiberglass Reinforced Plastic | Pressure |  | Fiberglass Reinforced Plastic | Removal | 2014-12-11
0-001666 | ROUTE 66 AUTO CARE | 801 W ROUTE 66 | WILLIAMS | AZ | 86046 | Coconino | 1 | Perm Closure | 1971-01-01 | 10000 | Gasoline | COMPARTMENT A |  | Asphalt coated or Bare Steel |  |  |  | Removal | 1991-03-13
0-006140 | FISHEL CO | 1819 S 27TH AVE | PHOENIX | AZ | 85009 | Maricopa | 2 | Perm Closure | 1983-04-16 | 6000 | Diesel | COMPARTMENT A | Unknown | Asphalt coated or Bare Steel |  |  |  | Removal | 1990-03-16
0-001857 | ELLSWORTH MOTORS |  |  |  | 85501 | Gila | 2 | Perm Closure | 1974-01-01 | 3000 | Diesel | COMPARTMENT A |  | Asphalt coated or Bare Steel |  |  |  | Removal | 1988-12-19
0-001857 | ELLSWORTH MOTORS |  |  |  | 85501 | Gila | 4 | Perm Closure | 1974-01-01 | 3000 | Diesel | COMPARTMENT A |  | Asphalt coated or Bare Steel |  |  |  | Removal | 1988-12-19
0-001516 | CIRCLE K #2703740 | 8955 N 19TH AVE | PHOENIX | AZ | 85021 | Maricopa | 3 | Open | 1983-01-01 | 10000 | Gasoline | COMPARTMENT A | Double Walled | Fiberglass Reinforced Plastic | Pressure |  | Fiberglass Reinforced Plastic
0-001516 | CIRCLE K #2703740 | 8955 N 19TH AVE | PHOENIX | AZ | 85021 | Maricopa | 1 | Open | 1983-01-01 | 10000 | Gasoline | COMPARTMENT A | Double Walled | Fiberglass Reinforced Plastic | Pressure |  | Fiberglass Reinforced Plastic
0-009083 | CHEVRON | 2459 W 32ND ST | YUMA | AZ | 85364 | Yuma | 2 | Open | 1996-12-29 | 12000 | Gasoline | COMPARTMENT A | Double Walled | Fiberglass Reinforced Plastic | Pressure
0-001773 | DESERT BUILDING MATERIALS | 2310 W GARDNER LN | TUCSON | AZ | 85705 | Pima | 1 | Perm Closure | 1974-01-01 | 6000 | Gasoline | COMPARTMENT A |  | Asphalt coated or Bare Steel |  |  |  | Removal | 1989-01-09
0-000808 | SOUTHWEST METALS | 6210 N 55TH AVE | GLENDALE | AZ | 85301 | Maricopa | 1 | Perm Closure | 1971-01-01 | 1000 | Gasoline | COMPARTMENT A |  | Asphalt coated or Bare Steel |  |  |  | Removal | 1991-02-11
0-002227 | HONEYWELL ENGINES - SYSTEMS & SERVICES | 111 S 34TH ST | PHOENIX | AZ | 85034 | Maricopa | 20 | Perm Closure | 1986-01-01 | 20000 | Gasoline | COMPARTMENT A | Double Walled | Fiberglass Reinforced Plastic | Suction - Check Valve at the Tank Top | Double Walled | Fiberglass Reinforced Plastic | Removal | 2001-12-06
0-002227 | HONEYWELL ENGINES - SYSTEMS & SERVICES | 111 S 34TH ST | PHOENIX | AZ | 85034 | Maricopa | 5 | Perm Closure | 1986-01-01 | 10000 | Jet Fuel | COMPARTMENT A | Double Walled | Fiberglass Reinforced Plastic | Suction - Check Valve at the Tank Top | Double Walled | Fiberglass Reinforced Plastic | Removal | 1987-02-01
0-002227 | HONEYWELL ENGINES - SYSTEMS & SERVICES | 111 S 34TH ST | PHOENIX | AZ | 85034 | Maricopa | 31 | Open | 2012-01-14 | 10000 | Jet Fuel | COMPARTMENT A | Double Walled | Fiberglass Reinforced Plastic | Pressure | Double Walled | Fiberglass Reinforced Plastic
0-003804 | PHOENIX, CITY OF - FIRE STATION #6 | 368 W APACHE ST | PHOENIX | AZ | 85003 | Maricopa | 1 | Perm Closure | 1966-01-01 | 280 | Diesel | COMPARTMENT A |  | Asphalt coated or Bare Steel | Suction - Check Valve at the Tank Top |  | Bare or Galvanized Steel | Removal | 1993-09-08
0-009431 | UNION PACIFIC RAILROAD |  | HYDER |  |  | Yuma | 1 | Perm Closure | 1966-01-01 | 500 | Gasoline | COMPARTMENT A |  | Asphalt coated or Bare Steel |  |  |  | Removal | 1986-01-01
0-000231 | ADOT - CASA GRANDE MAINTENANCE | 613 W 1ST ST | CASA GRANDE | AZ | 85122 | Pinal | 4 | Perm Closure | 1961-01-01 | 1000 | Used Oil/Waste Oil | COMPARTMENT A | Single Walled | Asphalt coated or Bare Steel |  |  |  | Removal | 1990-01-25
0-000231 | ADOT - CASA GRANDE MAINTENANCE | 613 W 1ST ST | CASA GRANDE | AZ | 85122 | Pinal | 5 | Perm Closure | 1989-12-01 | 550 | Gasoline | COMPARTMENT A | Single Walled | Asphalt coated or Bare Steel | Pressure |  | Bare or Galvanized Steel | Removal | 1995-10-18
0-002632 | UNCLE TOM'S KWIK STOP 1029 | 4102 HWY 87 | PINE | AZ | 85544 | Gila | 2 | Open | 1989-01-01 | 6000 | Gasoline | COMPARTMENT A | Double Walled | Composite (Steel/Fiberglass) | Pressure |  | Fiberglass Reinforced Plastic
0-004453 | EASY MART EAST | 3126 E ROUTE 66 | FLAGSTAFF | AZ | 86004 | Coconino | 1 | Perm Closure | 1968-01-01 | 12000 | Gasoline | COMPARTMENT A | Single Walled | Asphalt coated or Bare Steel | Pressure |  | Bare or Galvanized Steel | Removal | 1995-12-01
0-005629 | FUELCO #107 | 3839 S 7TH ST | PHOENIX | AZ | 85040 | Maricopa | 1 | Perm Closure | 1985-01-01 | 2000 | Kerosene | COMPARTMENT A |  | Asphalt coated or Bare Steel | Pressure |  | Bare or Galvanized Steel | Removal | 1995-11-08
0-001650 | CONTRERAS CONTRACTORS | 2110 N COUNTRY CLUB DR | MESA | AZ | 85201 | Maricopa | 1 | Perm Closure | 1970-01-01 | 500 | Gasoline | COMPARTMENT A |  | Asphalt coated or Bare Steel | Suction - Check Valve at the Tank Top |  |  | Removal | 1994-07-06
0-002190 | LANE OPERATINE SALES INC | 1000 S AVENUE A | YUMA | AZ | 85364 | Yuma | 3 | Perm Closure | 1971-01-01 | 500 | Gasoline | COMPARTMENT A | Single Walled | Asphalt coated or Bare Steel |  |  |  | Removal | 1992-02-13
0-005801 | GILLIGANS ON 69 LLC | 7849 E STATE ROUTE 69 | PRESCOTT VALLEY | AZ | 86314 | Yavapai | 3 | Open | 1989-02-27 | 8000 | Gasoline | COMPARTMENT A | Single Walled | Fiberglass Reinforced Plastic | Pressure |  | Fiberglass Reinforced Plastic
0-006288 | AMADO MINI MARKET | 28760 S NOGALES HWY | AMADO | AZ | 85645 | Pima | 2 | Perm Closure | 1958-01-01 | 6000 | Gasoline | COMPARTMENT A |  | Asphalt coated or Bare Steel |  |  |  | Removal | 1988-12-01
0-006288 | AMADO MINI MARKET | 28760 S NOGALES HWY | AMADO | AZ | 85645 | Pima | 4 | Perm Closure | 1988-12-01 | 6000 | Gasoline | COMPARTMENT A | Single Walled | Composite (Steel/Fiberglass) | Pressure |  | Fiberglass Reinforced Plastic | Removal | 2020-09-16
0-005660 | BLUE RIBBON AUTOMOTIVE | 235 E ROUTE 66 | WILLIAMS | AZ | 86046 | Coconino | 2 | Perm Closure | 1972-01-01 | 4000 | Gasoline | COMPARTMENT A | Single Walled | Asphalt coated or Bare Steel |  |  |  | Removal | 1989-10-25
0-003638 | TOWN OF PAYSON - MAINTENANCE YARD | 500 S GREEN VALLEY PKWY | PAYSON | AZ | 85541 | Gila | 6 | Perm Closure | 1972-01-01 | 4000 | Gasoline | COMPARTMENT A |  | Asphalt coated or Bare Steel |  |  |  | Removal | 1987-01-01
0-003638 | TOWN OF PAYSON - MAINTENANCE YARD | 500 S GREEN VALLEY PKWY | PAYSON | AZ | 85541 | Gila | 2 | Perm Closure | 1987-01-01 | 10000 | Gasoline | COMPARTMENT A | Double Walled | Fiberglass Reinforced Plastic | Pressure |  | Fiberglass Reinforced Plastic | Removal | 1998-09-16
0-004963 | TEXACO #60-351-0044 | 3520 N ORACLE RD | TUCSON | AZ | 85705 | Pima | 5 | Perm Closure | 1996-12-27 | 10000 | Diesel | COMPARTMENT A | Double Walled | Fiberglass Reinforced Plastic | Pressure | Double Walled | Fiberglass Reinforced Plastic | Removal | 2003-09-26
0-004963 | TEXACO #60-351-0044 | 3520 N ORACLE RD | TUCSON | AZ | 85705 | Pima | 2 | Perm Closure | 1979-05-08 | 10000 | Gasoline | COMPARTMENT A | Double Walled | Asphalt coated or Bare Steel | Pressure |  |  | Removal | 1996-12-20
0-009635 | TEXACO CRESCENT | 1821 S COUNTRY CLUB DR | MESA | AZ | 85210 | Maricopa | 3 | Perm Closure | 2000-04-14 | 12000 | Gasoline | COMPARTMENT A | Double Walled | Fiberglass Reinforced Plastic | Pressure | Double Walled | Fiberglass Reinforced Plastic | Removal | 2014-11-13
0-009635 | TEXACO CRESCENT | 1821 S COUNTRY CLUB DR | MESA | AZ | 85210 | Maricopa | 2 | Perm Closure | 2000-04-14 | 12000 | Diesel | COMPARTMENT A | Double Walled | Composite (Steel/Fiberglass) | Pressure | Double Walled | Fiberglass Reinforced Plastic | Removal | 2014-11-13
0-009635 | TEXACO CRESCENT | 1821 S COUNTRY CLUB DR | MESA | AZ | 85210 | Maricopa | 2 | Perm Closure | 2000-04-14 | 0 | Unidentified | COMPARTMENT B | Double Walled | Composite (Steel/Fiberglass) |  |  |  | Removal | 2014-11-13
0-002283 | GREENWAY HIGH SCHOOL | 3930 W GREENWAY RD | PHOENIX | AZ | 85053 | Maricopa | 1 | Perm Closure | 1973-04-09 | 1000 | Gasoline | COMPARTMENT A | Single Walled | Asphalt coated or Bare Steel |  |  |  | Removal | 1989-07-17
0-000897 | TWO BROTHERS X | 1163 W BROADWAY RD | MESA | AZ | 85210 | Maricopa | 6 | Open | 2000-03-01 | 10000 | Gasoline | COMPARTMENT A | Double Walled | Fiberglass Reinforced Plastic | Pressure | Double Walled | Fiberglass Reinforced Plastic
0-006561 | PIMA COUNTY - JUVENILE COURT CENTER | 2225 E AJO WAY | TUCSON | AZ | 85713 | Pima | 2 | Perm Closure | 1991-07-05 | 516 | Diesel | COMPARTMENT A | Double Walled | Asphalt coated or Bare Steel | Suction - Check Valve at the Tank Top | Double Walled |  | Removal | 1998-06-10
0-003064 | MARSH AVIATION AIRSTRIP | 15201 N WENTZ RD | MARANA | AZ | 85653 | Pima | 2 | Perm Closure | 1970-07-05 | 3000 | Gasoline | COMPARTMENT A | Unknown | Asphalt coated or Bare Steel |  |  |  | Removal | 1983-01-01
0-004455 | SHELL FOOD MART | 2120 S MILTON RD | FLAGSTAFF | AZ | 86001 | Coconino | 5 | Perm Closure | 1969-01-01 | 10000 | Gasoline | COMPARTMENT A | Double Walled | Asphalt coated or Bare Steel |  |  |  | Removal | 1987-01-01
0-006707 | JONES & JONES INC | 950 E 17TH ST | TUCSON | AZ | 85719 | Pima | 1 | Perm Closure | 2005-06-17 | 2000 | Gasoline | COMPARTMENT A | Unknown | Asphalt coated or Bare Steel |  |  |  | Removal | 1989-11-29
0-008925 | NAVY GOODYEAR AIRPORT | 550 S LITCHFIELD RD | GOODYEAR | AZ | 85338 | Maricopa | 3 | Perm Closure | 2005-06-17 | 25000 | Diesel | COMPARTMENT A | Single Walled | Concrete |  |  |  | Removal | 1999-09-22
0-006687 | TUNEUP MASTERS #618 | 9401 N CAVE CREEK RD | PHOENIX | AZ | 85020 | Maricopa | 2 | Perm Closure | 1964-04-02 | 4000 | Gasoline | COMPARTMENT A | Unknown | Asphalt coated or Bare Steel |  |  |  | Removal | 1978-01-01
0-005498 | UPS TUCSON | 899 E SILVERLAKE RD | TUCSON | AZ | 85713 | Pima | 1 | Perm Closure | 1980-07-11 | 10000 | Gasoline | COMPARTMENT A | Double Walled | Asphalt coated or Bare Steel | Pressure |  | Bare or Galvanized Steel | Removal | 1993-09-01
0-004742 | STAR LIQUOR INC - FORMER | 701 E MOHAVE ST | PHOENIX | AZ | 85034 | Maricopa | 1 | Perm Closure | 1973-05-04 | 10000 | Gasoline | COMPARTMENT A | Unknown | Asphalt coated or Bare Steel | Pressure |  | Bare or Galvanized Steel | Removal | 1996-03-27
0-003005 | CITY OF GOODYEAR - PUBLIC WORKS YARD | 200 S CALLE DEL PUEBLO | GOODYEAR | AZ | 85338 | Maricopa | 2 | Perm Closure | 1977-01-01 | 550 | Gasoline | COMPARTMENT A |  | Asphalt coated or Bare Steel |  |  |  | Removal | 1990-07-23
0-004419 | SUBURBAN PROPANE | 3550 W BETHANY HOME RD | PHOENIX | AZ | 85019 | Maricopa | 2 | Perm Closure | 1973-01-01 | 10000 | Gasoline | COMPARTMENT A |  | Asphalt coated or Bare Steel |  |  |  | Removal | 1993-12-15
0-001319 | CIRCLE K #811 | 4875 S PARK AVE | TUCSON | AZ | 85714 | Pima | 3 | Perm Closure | 1972-01-01 | 10000 | Gasoline | COMPARTMENT A |  | Asphalt coated or Bare Steel |  |  |  | Removal | 1995-10-17
0-001444 | CIRCLE K #1583 | 1401 W GRANT RD | TUCSON | AZ | 85745 | Pima | 7 | Open | 1995-02-08 | 12000 | Gasoline (UL) | COMPARTMENT A | Double Walled | Fiberglass Reinforced Plastic | Pressure | Double Walled | Fiberglass Reinforced Plastic
0-001444 | CIRCLE K #1583 | 1401 W GRANT RD | TUCSON | AZ | 85745 | Pima | 2 | Perm Closure | 1969-01-01 | 8000 | Gasoline | COMPARTMENT A |  | Asphalt coated or Bare Steel | Pressure |  |  | Removal | 1995-02-07
0-002935 | LAVEEN ELEMENTARY SCHOOL | 9401 S 51ST AVE | LAVEEN | AZ | 85339 | Maricopa | 1 | Perm Closure | 1983-01-01 | 12000 | Diesel | COMPARTMENT A |  | Asphalt coated or Bare Steel | Pressure |  | Bare or Galvanized Steel | Removal | 1993-06-08
0-001621 | ARIZONA TRAINING PROGRAM | 2800 N HIGHWAY 87 | COOLIDGE | AZ | 85128 | Pinal | 3 | Perm Closure | 1970-01-01 | 4000 | Gasoline | COMPARTMENT A |  | Asphalt coated or Bare Steel | Pressure |  |  | Removal | 1997-12-17
0-003877 | CITY OF PHOENIX - SOUTH TRANSIT FACILITY | 2225 W LOWER BUCKEYE RD | PHOENIX | AZ | 85009 | Maricopa | 5 | Perm Closure | 1982-01-01 | 20000 | Diesel | COMPARTMENT A | Double Walled | Fiberglass Reinforced Plastic | Pressure | Single Walled | Bare or Galvanized Steel | Removal | 2016-09-14
0-003877 | CITY OF PHOENIX - SOUTH TRANSIT FACILITY | 2225 W LOWER BUCKEYE RD | PHOENIX | AZ | 85009 | Maricopa | 20 | Open | 2016-02-01 | 2500 | Automatic Transmission Fluid | COMPARTMENT A | Double Walled | Fiberglass Reinforced Plastic | Suction - Check Valve at the Tank Top | Double Walled | Fiberglass Reinforced Plastic
0-003877 | CITY OF PHOENIX - SOUTH TRANSIT FACILITY | 2225 W LOWER BUCKEYE RD | PHOENIX | AZ | 85009 | Maricopa | 23 | Open | 2016-09-30 | 20000 | Diesel | COMPARTMENT A | Double Walled | Fiberglass Reinforced Plastic | Pressure | Double Walled | Fiberglass Reinforced Plastic
0-006268 | IDEAL CARS LLC | 837 W MAIN ST | MESA | AZ | 85201 | Maricopa | 1 | Perm Closure | 1973-08-03 | 200 | Used Oil/Waste Oil | COMPARTMENT A | Unknown | Unknown |  |  |  | Removal | 1994-12-27
0-006134 | ARMORED TRANSPORT SOUTHWEST | 219 W FLORES ST | TUCSON | AZ | 85705 | Pima | 2 | Perm Closure | 1971-04-15 | 1000 | Gasoline | COMPARTMENT A | Unknown | Asphalt coated or Bare Steel |  |  |  | Removal | 1989-06-27
0-000644 | CHEVRON #9-6526 | 5927 N 27TH AVE | PHOENIX | AZ | 85017 | Maricopa | 3 | Perm Closure | 1985-01-01 | 10000 | Gasoline | COMPARTMENT A | Double Walled | Fiberglass Reinforced Plastic | Suction - Check Valve at the Tank Top |  | Fiberglass Reinforced Plastic | Removal | 1998-03-03
0-005300 | ZAINAB 76 UNION | 6401 N ORACLE RD | TUCSON | AZ | 85704 | Pima | 1 | Perm Closure | 1967-01-01 | 10000 | Gasoline | COMPARTMENT A |  | Asphalt coated or Bare Steel | Pressure |  | Fiberglass Reinforced Plastic | Removal | 1989-01-01
0-005300 | ZAINAB 76 UNION | 6401 N ORACLE RD | TUCSON | AZ | 85704 | Pima | 3 | Perm Closure | 1967-01-01 | 280 | Used Oil/Waste Oil | COMPARTMENT A |  | Asphalt coated or Bare Steel | Gravity Feed |  |  | Removal | 1989-01-01
0-005300 | ZAINAB 76 UNION | 6401 N ORACLE RD | TUCSON | AZ | 85704 | Pima | 6 | Perm Closure | 1989-01-01 | 12000 | Gasoline | COMPARTMENT A | Double Walled | Composite (Steel/Fiberglass) | Pressure |  | Fiberglass Reinforced Plastic | Removal | 2015-04-22
0-005341 | USARMY - YUMA PROVING GROUNDS | 301 C ST | YUMA | AZ | 85365 | Yuma | 30 | Open | 2005-02-02 | 5000 | Gasoline | COMPARTMENT A | Double Walled | Fiberglass Reinforced Plastic | Pressure | Double Walled | Flexible
0-005341 | USARMY - YUMA PROVING GROUNDS | 301 C ST | YUMA | AZ | 85365 | Yuma | 1 | Perm Closure | 1955-01-01 | 10000 | Gasoline | COMPARTMENT A |  | Asphalt coated or Bare Steel |  |  |  | Removal | 1991-02-19
0-005341 | USARMY - YUMA PROVING GROUNDS | 301 C ST | YUMA | AZ | 85365 | Yuma | 7 | Perm Closure | 1971-01-01 | 10000 | Gasoline | COMPARTMENT A |  | Asphalt coated or Bare Steel | Pressure |  |  | Removal | 1994-11-15
0-005341 | USARMY - YUMA PROVING GROUNDS | 301 C ST | YUMA | AZ | 85365 | Yuma | 13 | Perm Closure | 1961-01-01 | 12000 | Gasoline | COMPARTMENT A |  | Asphalt coated or Bare Steel |  |  |  | Removal | 1994-11-16
0-005341 | USARMY - YUMA PROVING GROUNDS | 301 C ST | YUMA | AZ | 85365 | Yuma | 4 | Perm Closure | 1963-01-01 | 10000 | Gasoline | COMPARTMENT A |  | Asphalt coated or Bare Steel |  |  |  | Removal | 1990-12-18
0-005341 | USARMY - YUMA PROVING GROUNDS | 301 C ST | YUMA | AZ | 85365 | Yuma | 18 | Perm Closure | 1961-01-01 | 10000 | Gasoline | COMPARTMENT A |  | Asphalt coated or Bare Steel |  |  |  | Removal | 1991-10-01
0-004646 | 7-ELEVEN #20622 | 646 W INDIAN SCHOOL RD | PHOENIX | AZ | 85013 | Maricopa | 2 | Perm Closure | 1978-02-04 | 8000 | Gasoline | COMPARTMENT A | Unknown | Asphalt coated or Bare Steel |  |  |  | Removal | 1991-12-12
0-009483 | SANDERS FARM |  | GILBERT |  |  | Maricopa | 2 | Perm Closure | 2005-06-17 | 2500 | Gasoline | COMPARTMENT A | Single Walled | Asphalt coated or Bare Steel | Suction - Check Valve at the Tank Top | Single Walled | Bare or Galvanized Steel | Removal | 1999-06-30
0-001203 | CIRCLE K #2700241 | 730 N F AVE | DOUGLAS | AZ | 85607 | Cochise | 3 | Perm Closure | 1978-01-01 | 4000 | Gasoline | COMPARTMENT A | Single Walled | Asphalt coated or Bare Steel | Pressure | Single Walled | Fiberglass Reinforced Plastic | Removal | 2017-10-05
0-000441 | ARIZONA TRANSPORT REFRIGERATION | 830 S 23RD AVE | PHOENIX | AZ | 85009 | Maricopa | 1 | Perm Closure | 1977-01-01 | 1000 | Diesel | COMPARTMENT A |  | Asphalt coated or Bare Steel |  |  |  | Removal | 1989-07-05
0-000494 | BROADWAY REAL ESTATE LLC | 363 S GILBERT RD | MESA | AZ | 85204 | Maricopa | 2 | Perm Closure | 1976-01-01 | 10000 | Gasoline (UL) | COMPARTMENT A | Single Walled | Fiberglass Reinforced Plastic | Pressure | Double Walled | Fiberglass Reinforced Plastic | Removal | 1999-12-29
0-000494 | BROADWAY REAL ESTATE LLC | 363 S GILBERT RD | MESA | AZ | 85204 | Maricopa | 7 | Open | 2019-01-28 | 12000 | Gasoline (UL) | COMPARTMENT A | Double Walled | Fiberglass Reinforced Plastic
0-000497 | ARCO #5291 | 9805 W PEORIA AVE | PEORIA | AZ | 85345 | Maricopa | 7 | Perm Closure | 1989-09-01 | 10000 | Gasoline | COMPARTMENT A | Double Walled | Fiberglass Reinforced Plastic | Pressure | Double Walled | Fiberglass Reinforced Plastic | Removal | 1993-10-26
0-002939 | PENSKE TRUCK LEASING CO | 1541 W BELL DE MAR DR | TEMPE | AZ | 85283 | Maricopa | 5 | Open | 1995-10-17 | 12000 | Gasoline | COMPARTMENT A | Double Walled | Composite (Steel/Fiberglass) | Pressure | Double Walled
0-002939 | PENSKE TRUCK LEASING CO | 1541 W BELL DE MAR DR | TEMPE | AZ | 85283 | Maricopa | 6 | Open | 1995-10-17 | 20000 | Diesel | COMPARTMENT A | Double Walled | Composite (Steel/Fiberglass) | Pressure | Double Walled
0-001430 | CIRCLE K #27001574 | 2012 W SOUTHERN AVE | MESA | AZ | 85202 | Maricopa | 7 | Perm Closure | 1992-12-01 | 10000 | Gasoline | COMPARTMENT A | Double Walled | Fiberglass Reinforced Plastic | Pressure |  | Fiberglass Reinforced Plastic | Removal | 2010-02-09
0-004618 | 7-ELEVEN #16553 | 8700 N ORACLE RD | ORO VALLEY | AZ | 85704 | Pima | 1 | Perm Closure | 1973-03-25 | 8000 | Gasoline | COMPARTMENT A | Unknown | Asphalt coated or Bare Steel |  |  |  | Removal | 1991-02-04
0-005485 | CIRCLE K #2950 | 3651 S HIGHWAY 92 | SIERRA VISTA | AZ | 85650 | Cochise | 4 | Open | 1996-01-23 | 10000 | Gasoline | COMPARTMENT A | Double Walled | Fiberglass Reinforced Plastic | Pressure | Double Walled | Fiberglass Reinforced Plastic
0-006128 | TUMBLEWEED SERVICE | 7145 S 51ST AVE | PHOENIX | AZ | 85339 | Maricopa | 3 | Perm Closure | 1984-01-01 | 10000 | Diesel | COMPARTMENT A | Double Walled | Asphalt coated or Bare Steel | Suction - Check Valve at the Tank Top |  |  | Removal | 1994-04-12
0-006128 | TUMBLEWEED SERVICE | 7145 S 51ST AVE | PHOENIX | AZ | 85339 | Maricopa | 1 | Perm Closure | 1984-01-01 | 4000 | Kerosene | COMPARTMENT A | Double Walled | Asphalt coated or Bare Steel | Suction - Check Valve at the Tank Top |  |  | Removal | 1994-04-12
0-007039 | PIMA COUNTY - HIGHWAY DEPARTMENT | 2900 S 6TH AVE | TUCSON | AZ | 85713 | Pima | 1 | Perm Closure | 2005-06-17 |  | Gasoline | COMPARTMENT A | Unknown | Unknown |  |  |  | Removal | 1984-01-01
0-004597 | BOWIE DEPOT | 1 RAILROAD AVE | BOWIE | AZ | 85605 | Cochise | 2 | Perm Closure | 2005-06-17 | 150 | Kerosene | COMPARTMENT A | Unknown | Unknown |  |  |  | Removal | 1990-02-07
0-001980 | COXCO DORADO | 6302 E SPEEDWAY BLVD | TUCSON | AZ | 85710 | Pima | 3 | Perm Closure | 1968-01-01 | 10000 | Gasoline | COMPARTMENT A |  | Asphalt coated or Bare Steel |  |  |  | Removal | 1991-11-01
0-001980 | COXCO DORADO | 6302 E SPEEDWAY BLVD | TUCSON | AZ | 85710 | Pima | 1 | Perm Closure | 1968-01-01 | 6000 | Gasoline | COMPARTMENT A |  | Asphalt coated or Bare Steel |  |  |  | Removal | 1991-11-01
0-000847 | VULCAN MATERIALS - CALMAT DIVISION | 1801 E UNIVERSITY DR | PHOENIX | AZ | 85034 | Maricopa | 1 | Perm Closure | 1966-01-01 | 10000 | Gasoline | COMPARTMENT A |  | Asphalt coated or Bare Steel |  |  |  | Removal | 1989-09-05
0-000847 | VULCAN MATERIALS - CALMAT DIVISION | 1801 E UNIVERSITY DR | PHOENIX | AZ | 85034 | Maricopa | 10 | Perm Closure | 2005-06-17 | 10000 | Diesel | COMPARTMENT A |  | Asphalt coated or Bare Steel | Suction - Check Valve at the Tank Top | Single Walled | Bare or Galvanized Steel | Removal | 2002-02-22
0-007564 | DAIRY ARIZONA CORPORATE PARK - FORMER | 3000 N COLORADO ST | CHANDLER | AZ | 85225 | Maricopa | 2 | Perm Closure | 1950-01-01 | 3000 | Gasoline | COMPARTMENT A | Unknown | Asphalt coated or Bare Steel | Suction - Check Valve at the Tank Top |  | Bare or Galvanized Steel | Removal | 1991-12-17
0-000604 | RAYS TIRE SERVICE | 202 E BROADWAY RD | MESA | AZ | 85210 | Maricopa | 4 | Perm Closure | 1968-01-01 | 500 | Gasoline | COMPARTMENT A | Single Walled | Asphalt coated or Bare Steel | Suction - Check Valve at the Tank Top |  | Fiberglass Reinforced Plastic | Closed in Place | 1997-02-20
0-001617 | W J COLLUM ROOFING CO | 3928 E ANNE ST | PHOENIX | AZ | 85040 | Maricopa | 1 | Perm Closure | 1983-01-01 | 8000 | Gasoline | COMPARTMENT A |  | Asphalt coated or Bare Steel |  |  |  | Removal | 1990-03-19
0-004826 | RICK MURPHY'S SHELL | 1198 W OLD HWY 66 | ASH FORK | AZ | 86320 | Yavapai | 4 | Perm Closure | 1985-01-01 | 6000 | Diesel | COMPARTMENT A | Single Walled | Asphalt coated or Bare Steel | Pressure |  | Fiberglass Reinforced Plastic | Removal | 2017-11-30
0-004826 | RICK MURPHY'S SHELL | 1198 W OLD HWY 66 | ASH FORK | AZ | 86320 | Yavapai | 10 | Open | 2018-03-30 | 7000 | Gasoline (PUL) | COMPARTMENT A | Double Walled | Fiberglass Reinforced Plastic | Pressure | Double Walled | Flexible
0-004826 | RICK MURPHY'S SHELL | 1198 W OLD HWY 66 | ASH FORK | AZ | 86320 | Yavapai | 9 | Open | 2018-03-30 | 20000 | Gasoline (UL) | COMPARTMENT A | Double Walled | Fiberglass Reinforced Plastic | Pressure | Double Walled | Flexible
0-002203 | PAULEY CONSTRUCTION | 2041 W ADOBE DR | PHOENIX | AZ | 85027 | Maricopa | 3 | Perm Closure | 1981-01-01 | 12000 | Gasoline | COMPARTMENT A |  | Fiberglass Reinforced Plastic | Pressure | Double Walled | Fiberglass Reinforced Plastic | Removal | 2020-01-30
0-006503 | DESERT VIDEOLAND OASIS | 10338 N HIGHWAY 191 | ELFRIDA | AZ | 85610 | Cochise | 2 | Perm Closure | 1976-01-01 | 3000 | Gasoline | COMPARTMENT A |  | Asphalt coated or Bare Steel | Suction - Check Valve at the Dispenser |  | Fiberglass Reinforced Plastic | Removal | 1999-09-14
0-004099 | BLUE RIDGE MARKET | 210 S STATE ROUTE 69 | DEWEY | AZ | 86327 | Yavapai | 7 | Open | 1996-09-13 | 12000 | Gasoline | COMPARTMENT A | Double Walled | Fiberglass Reinforced Plastic | Pressure | Double Walled | Fiberglass Reinforced Plastic
0-004099 | BLUE RIDGE MARKET | 210 S STATE ROUTE 69 | DEWEY | AZ | 86327 | Yavapai | 6 | Open | 1996-05-17 | 12000 | Diesel | COMPARTMENT A | Double Walled | Fiberglass Reinforced Plastic | Pressure | Double Walled | Fiberglass Reinforced Plastic
0-005716 | YAVAPAI COUNTY - HIGHWAY DEPARTMENT DISTRICT #3 |  | COTTONWOOD |  |  | Yavapai | 1 | Perm Closure | 1982-01-01 | 10000 | Gasoline | COMPARTMENT A |  | Asphalt coated or Bare Steel | Suction - Check Valve at the Tank Top |  | Bare or Galvanized Steel | Removal | 1993-03-31
0-005433 | CIRCLE K #2885 | 3618 W BUCKEYE RD | PHOENIX | AZ | 85009 | Maricopa | 1 | Perm Closure | 1979-01-01 | 10000 | Gasoline | COMPARTMENT A | Single Walled | Asphalt coated or Bare Steel | Pressure |  | Fiberglass Reinforced Plastic | Removal | 2005-01-26
0-004649 | 7-ELEVEN #21022 | 1210 W GUADALUPE RD | MESA | AZ | 85202 | Maricopa | 1 | Perm Closure | 1984-05-05 | 10000 | Gasoline | COMPARTMENT A | Double Walled | Fiberglass Reinforced Plastic | Pressure |  | Fiberglass Reinforced Plastic | Removal | 2014-03-25
0-000101 | ALEXANDER FORD | 801 E 32ND ST | YUMA | AZ | 85365 | Yuma | 1 | Perm Closure | 2005-06-17 | 2000 | Gasoline | COMPARTMENT A |  | Asphalt coated or Bare Steel |  |  |  | Removal | 1990-06-30
0-005072 | CHAPMAN MAZDA HYUNDAI | 1234 W BELL RD | PHOENIX | AZ | 85023 | Maricopa | 1 | Perm Closure | 1986-01-01 | 2000 | Gasoline | COMPARTMENT A | Single Walled | Fiberglass Reinforced Plastic | Pressure |  | Fiberglass Reinforced Plastic | Removal | 2009-01-08
0-009662 | US WASTE TRANSFER STATION | 3912 E MIAMI AVE | PHOENIX | AZ | 85040 | Maricopa | 2 | Perm Closure | 1974-01-01 | 5000 | Gasoline | COMPARTMENT A |  | Asphalt coated or Bare Steel |  |  |  | Removal | 1989-01-01
0-000382 | ARIZONA LABORERS JOINT TRAINING CENTER | 2501 W ROAD 5 N | CHINO VALLEY | AZ | 86323 | Yavapai | 1 | Perm Closure | 1972-01-01 | 1000 | Gasoline | COMPARTMENT A |  | Asphalt coated or Bare Steel | Suction - Check Valve at the Tank Top | Single Walled | Bare or Galvanized Steel | Removal | 1992-06-03
0-001002 | CITY OF CHANDLER - AIRPORT | 1725 E RYAN RD | CHANDLER | AZ | 85286 | Maricopa | 6 | Perm Closure | 2005-06-17 | 1100 | Unidentified | COMPARTMENT A |  | Asphalt coated or Bare Steel | Pressure | Single Walled | Fiberglass Reinforced Plastic | Removal | 1991-09-10
0-001002 | CITY OF CHANDLER - AIRPORT | 1725 E RYAN RD | CHANDLER | AZ | 85286 | Maricopa | 9 | Perm Closure | 2005-06-17 | 5000 | Unidentified | COMPARTMENT A |  | Asphalt coated or Bare Steel | Pressure | Single Walled | Fiberglass Reinforced Plastic | Removal | 1991-09-10
0-001002 | CITY OF CHANDLER - AIRPORT | 1725 E RYAN RD | CHANDLER | AZ | 85286 | Maricopa | 2 | Perm Closure | 1976-01-01 | 8000 | Gasoline | COMPARTMENT A |  | Asphalt coated or Bare Steel | Pressure | Single Walled | Fiberglass Reinforced Plastic | Removal | 2008-03-25
0-001469 | CIRCLE K #1737 | 3845 S COUNTRY CLUB RD | TUCSON | AZ | 85714 | Pima | 2 | Open | 1987-01-08 | 10000 | Gasoline | COMPARTMENT A | Single Walled | Fiberglass Reinforced Plastic | Pressure |  | Fiberglass Reinforced Plastic
0-003452 | TEXACO - GRANT STONE TEXACO | 1 E GRANT RD | TUCSON | AZ | 85705 | Pima | 2 | Perm Closure | 1959-01-16 | 4000 | Gasoline | COMPARTMENT A | Double Walled | Asphalt coated or Bare Steel |  |  |  | Removal | 1992-01-29
0-006607 | SATNAM LLC MINIMARKET | 2308 GRAND AVE | PHOENIX | AZ | 85009 | Maricopa | 1 | Perm Closure | 1988-12-01 | 12000 | Gasoline | COMPARTMENT A | Double Walled | Fiberglass Reinforced Plastic | Pressure |  | Fiberglass Reinforced Plastic | Removal | 2020-04-01
0-002174 | FOXWORTH-GALBRAITH LUMBER | 245 S NEELY ST | GILBERT | AZ | 85233 | Maricopa | 1 | Perm Closure | 1975-12-14 | 1000 | Diesel | COMPARTMENT A | Unknown | Unknown |  |  |  | Removal | 1988-09-30
0-003172 | R E MILLER PAVING & CONST INC | 800 W NARANJA DR | ORO VALLEY | AZ | 85737 | Pima | 1 | Perm Closure | 1966-01-01 | 2000 | Gasoline | COMPARTMENT A | Single Walled | Asphalt coated or Bare Steel | Pressure |  | Bare or Galvanized Steel | Removal | 1988-04-01
0-009645 | COUNCIL HOUSE APARTMENTS | 2323 E 10TH ST | TUCSON | AZ | 85719 | Pima | 1 | Perm Closure | 1982-01-01 | 500 | Diesel | COMPARTMENT A | Unknown | Asphalt coated or Bare Steel | Suction - Check Valve at the Dispenser |  |  | Removal | 2001-02-05
0-002661 | LEWIS R PYLE MEMORIAL HOSPITAL | 807 S PONDEROSA ST | PAYSON | AZ | 85541 | Gila | 1 | Perm Closure | 1978-06-20 | 280 | Diesel | COMPARTMENT A | Double Walled | Asphalt coated or Bare Steel | Suction - Check Valve at the Tank Top |  | Bare or Galvanized Steel | Removal | 1997-11-04
0-003912 | ASCENT AVIATION SERVICES | 24641 E PINAL AIR PARK RD | MARANA | AZ | 85653 | Pinal | 1 | Perm Closure | 1942-01-01 | 25000 | Jet A (Kerosene-type Jet Fuel) | COMPARTMENT A | Single Walled | Asphalt coated or Bare Steel |  |  |  | Removal | 1997-01-08
0-003912 | ASCENT AVIATION SERVICES | 24641 E PINAL AIR PARK RD | MARANA | AZ | 85653 | Pinal | 4 | Perm Closure | 1942-01-01 | 25000 | Jet A (Kerosene-type Jet Fuel) | COMPARTMENT A | Single Walled | Asphalt coated or Bare Steel |  |  |  | Removal | 1997-01-03
0-003912 | ASCENT AVIATION SERVICES | 24641 E PINAL AIR PARK RD | MARANA | AZ | 85653 | Pinal | 12 | Perm Closure | 1942-01-01 | 2000 | Gasoline | COMPARTMENT A | Single Walled | Asphalt coated or Bare Steel |  |  |  | Removal | 1993-10-20
0-007124 | YOUNG BLOCK CO | 2200 W GARDNER LN | TUCSON | AZ | 85705 | Pima | 2 | Perm Closure | 1986-11-04 | 2000 | Gasoline | COMPARTMENT A | Double Walled | Composite (Steel/Fiberglass) | Suction - Check Valve at the Tank Top |  |  | Removal | 1997-11-18
0-005319 | VIKING CLEANERS | 3201 E INDIAN SCHOOL RD | PHOENIX | AZ | 85018 | Maricopa | 6 | Perm Closure | 1989-06-01 | 10000 | Gasoline | COMPARTMENT A | Double Walled | Asphalt coated or Bare Steel | Pressure |  | Fiberglass Reinforced Plastic | Removal | 1994-05-05
0-001887 | CIRCLE K #5951 | 8702 E BROADWAY BLVD | TUCSON | AZ | 85710 | Pima | 5 | Perm Closure | 1989-04-01 | 12000 | Gasoline | COMPARTMENT A | Double Walled | Fiberglass Reinforced Plastic | Pressure | Double Walled | Fiberglass Reinforced Plastic | Removal | 2008-03-26
0-003147 | MESA MATERIALS | 3410 N HIGLEY RD | MESA | AZ | 85215 | Maricopa | 5 | Perm Closure | 1981-12-08 | 6000 | Unidentified | COMPARTMENT A | Double Walled | Asphalt coated or Bare Steel |  |  |  | Removal | 1989-07-28
0-003147 | MESA MATERIALS | 3410 N HIGLEY RD | MESA | AZ | 85215 | Maricopa | 6 | Perm Closure | 1981-12-08 | 1000 | Used Oil/Waste Oil | COMPARTMENT A | Double Walled | Asphalt coated or Bare Steel |  |  |  | Removal | 1990-03-01
0-000109 | VANS EXXON | 3761 S MISSION RD | TUCSON | AZ | 85713 | Pima | 3 | Perm Closure | 1975-01-01 | 10000 | Gasoline | COMPARTMENT A |  | Asphalt coated or Bare Steel |  |  |  | Removal | 1990-02-26
0-001679 | MOBIL - CANYON GATEWAY MOBIL | 711 N GRAND CANYON BLVD | WILLIAMS | AZ | 86046 | Coconino | 5 | Perm Closure | 1986-01-01 | 1000 | Used Oil/Waste Oil | COMPARTMENT A |  | Asphalt coated or Bare Steel | Pressure | Single Walled | Bare or Galvanized Steel | Removal | 1995-10-10
0-001432 | CIRCLE K #2701569 | 699 E BUCKEYE RD | PHOENIX | AZ | 85004 | Maricopa | 6 | Perm Closure | 1992-02-01 | 10000 | Gasoline | COMPARTMENT A | Double Walled | Fiberglass Reinforced Plastic | Pressure |  | Fiberglass Reinforced Plastic | Removal | 2009-01-21
0-001343 | CIRCLE K #916 | 2911 N GRAND AVE | NOGALES | AZ | 85621 | Santa Cruz | 2 | Perm Closure | 1973-01-01 | 10000 | Gasoline | COMPARTMENT A |  | Asphalt coated or Bare Steel |  |  |  | Removal | 1995-09-21
0-001257 | CIRCLE K #576 | 100 EL CAMINO REAL | SIERRA VISTA | AZ | 85635 | Cochise | 2 | Perm Closure | 1972-01-01 | 10000 | Gasoline | COMPARTMENT A |  | Asphalt coated or Bare Steel | Pressure |  |  | Removal | 1993-10-22
0-002823 | GAS-N-LUBE - FORMER | 5340 N 7TH AVE | PHOENIX | AZ | 85013 | Maricopa | 1 | Perm Closure | 2005-06-17 | 4000 | Gasoline | COMPARTMENT A |  | Asphalt coated or Bare Steel |  |  |  | Removal | 1991-01-08
0-001187 | CIRCLE K #2700166 | 130 E SPEEDWAY BLVD | TUCSON | AZ | 85705 | Pima | 1 | Open | 1986-01-01 | 10000 | Gasoline (UL) | COMPARTMENT A | Single Walled | Fiberglass Reinforced Plastic | Pressure | Single Walled | Fiberglass Reinforced Plastic
0-001413 | CIRCLE K #2701445 | 4303 E US HIGHWAY 60 | CLAYPOOL | AZ | 85532 | Gila | 2 | Open | 1982-01-01 | 10000 | Diesel | COMPARTMENT A | Single Walled | Fiberglass Reinforced Plastic | Pressure | Double Walled | Fiberglass Reinforced Plastic
0-001413 | CIRCLE K #2701445 | 4303 E US HIGHWAY 60 | CLAYPOOL | AZ | 85532 | Gila | 3 | Open | 1982-01-01 | 10000 | Gasoline (UL) | COMPARTMENT A | Single Walled | Fiberglass Reinforced Plastic | Pressure | Double Walled | Fiberglass Reinforced Plastic
0-002698 | CIRCLE K #2705070 | 1851 W NORTHERN AVE | PHOENIX | AZ | 85021 | Maricopa | 1 | Perm Closure | 1989-06-22 | 10000 | Gasoline | COMPARTMENT A | Double Walled | Fiberglass Reinforced Plastic | Pressure |  | Fiberglass Reinforced Plastic | Removal | 2011-01-19
0-009873 | FORMER SHELL |  | WICKENBURG |  |  | Maricopa | 2 | Perm Closure | 1950-01-01 | 1000 | Gasoline | COMPARTMENT A | Unknown | Asphalt coated or Bare Steel |  |  |  | Removal | 2002-08-16
0-001478 | CIRCLE K #2701779 | 5041 W LOWER BUCKEYE RD | PHOENIX | AZ | 85043 | Maricopa | 1 | Open | 1986-01-01 | 10000 | Gasoline | COMPARTMENT A | Single Walled | Fiberglass Reinforced Plastic | Pressure |  | Fiberglass Reinforced Plastic
0-009913 | PHELPS DODGE PECKS LAKE |  | CLARKDALE |  |  | Yavapai | 1 | Perm Closure | 1990-01-01 | 750 | Gasoline | COMPARTMENT A |  | Asphalt coated or Bare Steel |  |  |  | Removal | 1999-03-19
0-003720 | PHILLIPS 66 COMPANY #014437 | 7538 E MCDOWELL RD | SCOTTSDALE | AZ | 85257 | Maricopa | 2 | Perm Closure | 1964-01-01 | 6000 | Gasoline | COMPARTMENT A |  | Asphalt coated or Bare Steel |  |  |  | Removal | 2015-08-04
0-006107 | PALOMA MOTORS | 308 W PIMA ST | GILA BEND | AZ | 85337 | Maricopa | 3 | Perm Closure | 1973-01-01 | 4000 | Gasoline | COMPARTMENT A | Single Walled | Asphalt coated or Bare Steel | Pressure |  | Bare or Galvanized Steel | Removal | 1995-01-10
0-004212 | RUFF R J & CO | 3883 W LOWER BUCKEYE RD | PHOENIX | AZ | 85009 | Maricopa | 1 | Perm Closure | 1973-01-01 | 1000 | Diesel | COMPARTMENT A | Single Walled | Asphalt coated or Bare Steel | Suction - Check Valve at the Tank Top |  |  | Removal | 1994-07-06
0-000876 | NEW EASY TRIP/SHELL STATION | 5059 W OLIVE AVE | GLENDALE | AZ | 85302 | Maricopa | 5 | Open | 1991-03-01 | 12000 | Gasoline | COMPARTMENT A | Double Walled | Fiberglass Reinforced Plastic | Pressure | Double Walled | Fiberglass Reinforced Plastic
0-002480 | PENSKE TRUCK LEASING CO | 2219 S 2ND PL | PHOENIX | AZ | 85004 | Maricopa | 7 | Perm Closure | 1987-06-07 | 10000 | Gasoline | COMPARTMENT A | Double Walled | Composite (Steel/Fiberglass) | Pressure |  | Fiberglass Reinforced Plastic | Removal | 2013-07-10
0-009032 | TOM'S CORNER STORE | 2214 N WEST ST | FLAGSTAFF | AZ | 86004 | Coconino | 3 | Perm Closure | 1973-01-01 | 10000 | Gasoline (UL) | COMPARTMENT A | Single Walled | Asphalt coated or Bare Steel | Pressure | Single Walled | Fiberglass Reinforced Plastic | Removal | 2016-06-23
0-005463 | SAMROSE MARKET | 5710 S CAMINO VERDE | TUCSON | AZ | 85757 | Pima | 2 | Perm Closure | 1972-04-04 | 6000 | Gasoline | COMPARTMENT A | Double Walled | Asphalt coated or Bare Steel |  |  |  | Removal | 1994-08-09
0-005463 | SAMROSE MARKET | 5710 S CAMINO VERDE | TUCSON | AZ | 85757 | Pima | 1 | Perm Closure | 1972-04-04 | 10000 | Gasoline | COMPARTMENT A | Double Walled | Asphalt coated or Bare Steel |  |  |  | Removal | 1994-08-09
0-005688 | SKY HARBOR MOTOR SALES | 2201 E VAN BUREN ST | PHOENIX | AZ | 85006 | Maricopa | 1 | Perm Closure | 1966-02-21 | 4000 | Gasoline | COMPARTMENT A | Unknown | Asphalt coated or Bare Steel | Suction - Check Valve at the Tank Top |  |  | Removal | 1993-08-04
0-003730 | LLANTERA HISPANA #1 | 640 W BASELINE RD | PHOENIX | AZ | 85041 | Maricopa | 3 | Perm Closure | 1964-04-02 | 560 | Used Oil/Waste Oil | COMPARTMENT A | Unknown | Asphalt coated or Bare Steel |  |  |  | Removal | 1988-04-12
0-006117 | ORA B HOPPER & SON INC | 202 S 30TH ST | PHOENIX | AZ | 85034 | Maricopa | 1 | Perm Closure | 1978-04-12 | 2500 | Diesel | COMPARTMENT A | Unknown | Asphalt coated or Bare Steel |  |  |  | Removal | 1993-09-16
0-009701 | MOHAVE MOBILE MART | 10420 S HARBOR AVE | MOHAVE VALLEY | AZ | 86440 | Mohave | 1 | Open | 2000-05-18 | 10000 | Gasoline | COMPARTMENT A | Double Walled | Asphalt coated or Bare Steel | Pressure | Double Walled | Flexible
0-000936 | SHELL #20 | 942 E PIMA ST | GILA BEND | AZ | 85337 | Maricopa | 4 | Open | 1993-01-01 | 10000 | Gasoline | COMPARTMENT A | Double Walled | Fiberglass Reinforced Plastic | Pressure |  | Fiberglass Reinforced Plastic
0-000936 | SHELL #20 | 942 E PIMA ST | GILA BEND | AZ | 85337 | Maricopa | 2 | Perm Closure | 1984-01-01 | 12000 | Gasoline | COMPARTMENT A |  | Asphalt coated or Bare Steel | Pressure |  |  | Removal | 1999-01-21
0-008470 | RED MOUNTAIN RANCH COUNTRY CLUB | 6425 E TETON CIR | MESA | AZ | 85215 | Maricopa | 2 | Perm Closure | 1986-05-01 | 1000 | Diesel | COMPARTMENT A | Double Walled | Fiberglass Reinforced Plastic | Suction - Check Valve at the Dispenser | Single Walled | Fiberglass Reinforced Plastic | Removal | 2020-03-20
0-004454 | RANDY CHAVEZ TEXACO | 302 E ROUTE 66 | FLAGSTAFF | AZ | 86001 | Coconino | 3 | Perm Closure | 1950-05-06 | 4000 | Gasoline | COMPARTMENT A | Unknown | Asphalt coated or Bare Steel |  |  |  | Removal | 1989-05-01
0-005857 | YUMA SOC #129599 | 1850 E 20TH ST | YUMA | AZ | 85365 | Yuma | 1 | Perm Closure | 1986-10-05 | 10000 | Gasoline | COMPARTMENT A | Double Walled | Fiberglass Reinforced Plastic | Pressure | Double Walled | Fiberglass Reinforced Plastic | Removal | 2013-12-12
0-005857 | YUMA SOC #129599 | 1850 E 20TH ST | YUMA | AZ | 85365 | Yuma | 2 | Perm Closure | 1986-10-05 | 5000 | Gasoline | COMPARTMENT A | Double Walled | Fiberglass Reinforced Plastic | Pressure | Double Walled | Fiberglass Reinforced Plastic | Removal | 2013-12-12
0-001524 | CIRCLE K #3756 | 4435 N 27TH AVE | PHOENIX | AZ | 85017 | Maricopa | 4 | Perm Closure | 1994-11-01 | 10000 | Gasoline (PUL) | COMPARTMENT A | Double Walled | Fiberglass Reinforced Plastic | Pressure | Double Walled | Fiberglass Reinforced Plastic | Removal | 2015-08-26
0-001524 | CIRCLE K #3756 | 4435 N 27TH AVE | PHOENIX | AZ | 85017 | Maricopa | 5 | Perm Closure | 1994-11-01 | 10000 | Gasoline (PUL) | COMPARTMENT A | Double Walled | Fiberglass Reinforced Plastic | Pressure | Double Walled | Fiberglass Reinforced Plastic | Removal | 2015-08-26
0-001639 | UNIVERSITY EXXON | 1020 S MILTON RD | FLAGSTAFF | AZ | 86001 | Coconino | 3 | Perm Closure | 1961-01-01 | 10000 | Gasoline | COMPARTMENT A |  | Asphalt coated or Bare Steel | Pressure |  |  | Removal | 1996-10-21
0-001639 | UNIVERSITY EXXON | 1020 S MILTON RD | FLAGSTAFF | AZ | 86001 | Coconino | 2 | Perm Closure | 1961-01-01 | 10000 | Gasoline | COMPARTMENT A |  | Asphalt coated or Bare Steel | Pressure |  |  | Removal | 1996-10-21
0-004077 | JOBI'S CONVENIENCE MARKET | 4520 S US HIGHWAY | SAFFORD | AZ | 85546 | Graham | 3 | Open | 1998-08-01 | 6000 | Gasoline | COMPARTMENT B | Double Walled | Fiberglass Reinforced Plastic | Pressure |  | Fiberglass Reinforced Plastic
0-001201 | CIRCLE K #230 | 401 GARDEN AVE | BISBEE | AZ | 85603 | Cochise | 2 | Perm Closure | 1977-01-01 | 10000 | Gasoline | COMPARTMENT A |  | Asphalt coated or Bare Steel | Pressure |  |  | Removal | 1998-12-01
0-002370 | STILLWELL GRAND PRIX | 4633 E 22ND ST | TUCSON | AZ | 85711 | Pima | 1 | Perm Closure | 1966-05-12 | 400 | Used Oil/Waste Oil | COMPARTMENT A | Single Walled | Asphalt coated or Bare Steel | Gravity Feed |  | Bare or Galvanized Steel | Removal | 1993-11-09
0-002370 | STILLWELL GRAND PRIX | 4633 E 22ND ST | TUCSON | AZ | 85711 | Pima | 3 | Perm Closure | 1987-01-01 | 5000 | Gasoline | COMPARTMENT A | Single Walled | Asphalt coated or Bare Steel | Pressure |  |  | Removal | 1993-11-09
0-001789 | WICKENBURG SHELL/PACK PRIDE | 30210 W HIGHWAY 60 | WICKENBURG | AZ | 85390 | Maricopa | 4 | Temp Closure | 1986-01-01 | 8000 | Diesel | COMPARTMENT A | Single Walled | Asphalt coated or Bare Steel | Pressure |  | Fiberglass Reinforced Plastic |  | 2019-03-01
0-006138 | LITTLETON ELEMENTARY SCHOOL | 1252 S AVONDALE BLVD | AVONDALE | AZ | 85323 | Maricopa | 1 | Perm Closure | 1983-04-16 | 12000 | Gasoline | COMPARTMENT A | Unknown | Asphalt coated or Bare Steel | Suction - Check Valve at the Tank Top |  |  | Removal | 1994-06-24
0-001164 | WESTERN TIRE CENTER | 7050 E BROADWAY BLVD | TUCSON | AZ | 85710 | Pima | 1 | Perm Closure | 1969-01-01 | 10000 | Gasoline | COMPARTMENT A |  | Asphalt coated or Bare Steel | Pressure |  |  | Removal | 1992-07-23
0-007675 | SQUAW PEAK EXXON | 707 E GLENDALE AVE | PHOENIX | AZ | 85020 | Maricopa | 2 | Perm Closure | 1987-01-01 | 10000 | Gasoline | COMPARTMENT A | Single Walled | Fiberglass Reinforced Plastic | Pressure |  | Fiberglass Reinforced Plastic | Removal | 2008-03-19
0-007625 | BARBARA NICHOLSON | 624 E ROUTE 66 | FLAGSTAFF | AZ | 86001 | Coconino | 3 | Perm Closure | 2005-06-17 | 500 | Used Oil/Waste Oil | COMPARTMENT A | Double Walled | Asphalt coated or Bare Steel |  |  |  | Removal | 1991-11-19
0-007261 | ARIZONA TELEVISION CO KTVK-TV 3 | 3435 N 16TH ST | PHOENIX | AZ | 85016 | Maricopa | 1 | Perm Closure | 1980-01-01 | 500 | Diesel | COMPARTMENT A | Unknown | Asphalt coated or Bare Steel | Suction - Check Valve at the Tank Top |  |  | Removal | 1997-02-06
0-005804 | BROMAX #601 | 12299 W BELL RD | SURPRISE | AZ | 85378 | Maricopa | 1 | Open | 1989-03-09 | 10000 | Gasoline | COMPARTMENT A | Double Walled | Fiberglass Reinforced Plastic | Pressure | Double Walled | Fiberglass Reinforced Plastic
0-005804 | BROMAX #601 | 12299 W BELL RD | SURPRISE | AZ | 85378 | Maricopa | 2 | Open | 1989-03-09 | 10000 | Gasoline | COMPARTMENT A | Double Walled | Fiberglass Reinforced Plastic | Pressure | Double Walled | Fiberglass Reinforced Plastic
0-001056 | CHEVRON #9-1652 | 92 E CENTER | WICKENBURG | AZ | 85390 | Maricopa | 1 | Perm Closure | 1964-01-01 | 10000 | Gasoline | COMPARTMENT A |  | Asphalt coated or Bare Steel |  |  |  | Removal | 1986-12-31
0-001056 | CHEVRON #9-1652 | 92 E CENTER | WICKENBURG | AZ | 85390 | Maricopa | 2 | Perm Closure | 1964-01-01 | 6000 | Gasoline | COMPARTMENT A |  | Asphalt coated or Bare Steel |  |  |  | Removal | 1986-12-31
0-006090 | CANNON & WENDT ELECTRIC CO INC | 4020 N 16TH ST | PHOENIX | AZ | 85016 | Maricopa | 2 | Perm Closure | 2005-06-17 | 10000 | Gasoline | COMPARTMENT A | Double Walled | Fiberglass Reinforced Plastic |  |  |  | Removal | 1988-11-01
0-004159 | CASEY, DOUGLAS & CO | 106 MOUNTAINAIRE RD | FLAGSTAFF | AZ | 86005 | Coconino | 2 | Perm Closure | 1984-02-19 | 6000 | Gasoline | COMPARTMENT A | Double Walled | Asphalt coated or Bare Steel |  |  |  | Removal | 1990-09-20
0-008991 | AUTOMOTIVE SERVICE CENTER | 1636 N 43RD AVE | PHOENIX | AZ | 85009 | Maricopa | 1 | Perm Closure | 1988-10-01 | 550 | Used Oil/Waste Oil | COMPARTMENT A |  | Asphalt coated or Bare Steel | Gravity Feed |  | Bare or Galvanized Steel | Removal | 1999-05-04
0-004892 | BUFFALO SOLDIER TRAIL QUARRY | 5231 E BUFFALO SOLDIER TRL | SIERRA VISTA | AZ | 85650 | Cochise | 3 | Perm Closure | 2005-06-17 | 6000 | Diesel | COMPARTMENT A | Double Walled | Asphalt coated or Bare Steel |  |  |  | Removal | 1996-11-05
0-008819 | SILVERADO RADIATOR & MUFFLER SHOP | 2801 W VAN BUREN ST | PHOENIX | AZ | 85009 | Maricopa | 2 | Temp Closure | 2005-06-17 |  | Unidentified | COMPARTMENT A | Single Walled | Asphalt coated or Bare Steel |  |  |  |  | 1980-04-01
0-005924 | CITY OF KINGMAN - MAINTENANCE YARD | 1020 BUCHANAN ST | KINGMAN | AZ | 86401 | Mohave | 3 | Perm Closure | 1967-12-06 | 1000 | Gasoline | COMPARTMENT A | Double Walled | Asphalt coated or Bare Steel |  |  |  | Closed in Place | 1983-08-01
0-001534 | CIRCLE K #2701968 | 4305 S 19TH AVE | PHOENIX | AZ | 85041 | Maricopa | 2 | Open | 1986-01-01 | 10000 | Gasoline (PUL) | COMPARTMENT A | Double Walled | Fiberglass Reinforced Plastic | Pressure |  | Fiberglass Reinforced Plastic
0-002107 | FEEDERS GRAIN CO | 310 S 24TH AVE | PHOENIX | AZ | 85009 | Maricopa | 2 | Perm Closure | 1974-01-01 | 1000 | Gasoline | COMPARTMENT A | Single Walled | Asphalt coated or Bare Steel |  |  |  | Removal | 1989-12-19
0-002107 | FEEDERS GRAIN CO | 310 S 24TH AVE | PHOENIX | AZ | 85009 | Maricopa | 3 | Perm Closure | 1974-01-01 | 1000 | Gasoline | COMPARTMENT A | Single Walled | Asphalt coated or Bare Steel |  |  |  | Removal | 1989-12-19
0-002121 | FIRESTONE #2632/013897 | 8545 N 7TH ST | PHOENIX | AZ | 85020 | Maricopa | 1 | Perm Closure | 1976-10-08 | 550 | Used Oil/Waste Oil | COMPARTMENT A | Unknown | Unknown |  |  |  | Removal | 1991-07-18
0-006984 | FOOD N THINGS | 4995 N GRANITE REEF RD | SCOTTSDALE | AZ | 85251 | Maricopa | 3 | Perm Closure | 1986-01-01 | 10000 | Gasoline | COMPARTMENT A | Double Walled | Fiberglass Reinforced Plastic | Pressure |  | Fiberglass Reinforced Plastic | Removal | 1990-12-27
0-009783 | THRIFTWAY | 2300 NAVAJO BLVD | HOLBROOK | AZ | 86025 | Navajo | 1 | Perm Closure | 2005-06-17 | 5000 | Unidentified | COMPARTMENT A | Single Walled | Asphalt coated or Bare Steel |  |  |  | Removal | 2001-10-17
0-004912 | TEXACO #60-349-0055 | 417 E SOUTHERN AVE | MESA | AZ | 85204 | Maricopa | 2 | Perm Closure | 1986-05-07 | 10000 | Gasoline | COMPARTMENT A | Double Walled | Fiberglass Reinforced Plastic | Pressure | Double Walled | Fiberglass Reinforced Plastic | Removal | 2005-05-31
0-006939 | CIRCLE K STORE #2706647 | 3449 W GREENWAY RD | PHOENIX | AZ | 85053 | Maricopa | 11 | Open | 2000-12-01 | 20000 | Gasoline | COMPARTMENT A | Double Walled | Fiberglass Reinforced Plastic | Pressure | Double Walled | Fiberglass Reinforced Plastic
0-006939 | CIRCLE K STORE #2706647 | 3449 W GREENWAY RD | PHOENIX | AZ | 85053 | Maricopa | 3 | Perm Closure | 2005-06-17 | 12000 | Gasoline | COMPARTMENT A | Double Walled | Asphalt coated or Bare Steel |  |  |  | Removal | 1990-09-10
0-006939 | CIRCLE K STORE #2706647 | 3449 W GREENWAY RD | PHOENIX | AZ | 85053 | Maricopa | 4 | Perm Closure | 2005-06-17 | 12000 | Gasoline | COMPARTMENT A | Double Walled | Asphalt coated or Bare Steel |  |  |  | Removal | 1990-09-10
0-006153 | SUPERSTITION SPRINGS GOLF COURSE | 6542 E BASELINE RD | MESA | AZ | 85206 | Maricopa | 1 | Perm Closure | 1986-04-28 | 2000 | Gasoline | COMPARTMENT A | Double Walled | Fiberglass Reinforced Plastic | Suction - Check Valve at the Tank Top |  | Fiberglass Reinforced Plastic | Removal | 1999-03-16
0-002321 | WIGWAM GOLF COURSE WEST | 4344 N LITCHFIELD RD | LITCHFIELD PARK | AZ | 85340 | Maricopa | 1 | Perm Closure | 1980-05-01 | 500 | Gasoline | COMPARTMENT A | Single Walled | Asphalt coated or Bare Steel | Suction - Check Valve at the Tank Top |  |  | Removal | 1992-02-27
0-006583 | HOLBROOK CHEVRON | 950 NAVAJO BLVD | HOLBROOK | AZ | 86025 | Navajo | 3 | Open | 1988-12-19 | 8000 | Gasoline (UL) | COMPARTMENT A | Single Walled | Fiberglass Reinforced Plastic | Pressure |  | Fiberglass Reinforced Plastic
0-003488 | CITY OF PRESCOTT | 700 E GURLEY ST | PRESCOTT | AZ | 86301 | Yavapai | 1 | Perm Closure | 2005-06-17 |  | Gasoline | COMPARTMENT A | Double Walled | Asphalt coated or Bare Steel |  |  |  | Removal | 1989-06-14
0-003957 | POPE LIME CO | 1101 E OCOTILLO RD | PHOENIX | AZ | 85014 | Maricopa | 1 | Perm Closure | 2005-06-17 | 1000 | Gasoline | COMPARTMENT A | Double Walled | Asphalt coated or Bare Steel |  |  |  | Removal | 1990-01-17
0-003590 | PAGE CHEVRON/KAR MART | 153 S LAKE POWELL BLVD | PAGE | AZ | 86040 | Coconino | 5 | Perm Closure | 1982-01-01 | 10000 | Gasoline | COMPARTMENT A |  | Asphalt coated or Bare Steel | Pressure |  | Fiberglass Reinforced Plastic | Removal | 2004-09-16
0-000138 | YES! MART - SHELL GAS STATION | 5448 S CENTRAL AVE | PHOENIX | AZ | 85040 | Maricopa | 7 | Open | 1988-09-01 | 12000 | Gasoline | COMPARTMENT A |  | Fiberglass Reinforced Plastic | Pressure |  | Fiberglass Reinforced Plastic
0-000138 | YES! MART - SHELL GAS STATION | 5448 S CENTRAL AVE | PHOENIX | AZ | 85040 | Maricopa | 8 | Open | 1988-09-01 | 12000 | Gasoline | COMPARTMENT A |  | Fiberglass Reinforced Plastic | Pressure |  | Fiberglass Reinforced Plastic
0-003716 | RECYCO #2 | 5851 E 22ND ST | TUCSON | AZ | 85711 | Pima | 5 | Perm Closure | 1964-04-02 | 3000 | Gasoline | COMPARTMENT A | Unknown | Asphalt coated or Bare Steel |  |  |  | Removal | 1977-08-30
0-003716 | RECYCO #2 | 5851 E 22ND ST | TUCSON | AZ | 85711 | Pima | 3 | Perm Closure | 1964-04-02 | 550 | Used Oil/Waste Oil | COMPARTMENT A | Unknown | Asphalt coated or Bare Steel |  |  |  | Removal | 1977-08-30
0-010012 | SAFEWAY #2618 - FUELING STATION | 440 N ESTRELLA PKWY | GOODYEAR | AZ | 85338 | Maricopa | 2 | Open | 2004-01-08 | 20000 | Gasoline | COMPARTMENT A | Double Walled | Composite (Steel/Fiberglass) | Pressure | Double Walled | Fiberglass Reinforced Plastic
0-001461 | CIRCLE K #2701637 | 2402 E SOUTHERN AVE | PHOENIX | AZ | 85040 | Maricopa | 1 | Open | 1984-01-01 | 10000 | Gasoline (UL) | COMPARTMENT A | Double Walled | Fiberglass Reinforced Plastic | Pressure |  | Fiberglass Reinforced Plastic
0-006253 | SPEEDWAY STORE #2998 | 2750 S KOLB RD | TUCSON | AZ | 85730 | Pima | 1 | Open | 1988-07-14 | 10000 | Gasoline | COMPARTMENT A | Double Walled | Composite (Steel/Fiberglass) | Pressure |  | Fiberglass Reinforced Plastic
0-002189 | FRITO-LAY DISTRIBUTION CENTER | 1831 E 1ST ST | TEMPE | AZ | 85281 | Maricopa | 1 | Perm Closure | 1974-01-01 | 10000 | Gasoline | COMPARTMENT A | Single Walled | Asphalt coated or Bare Steel |  |  |  | Removal | 1988-02-01
0-002973 | LIQUINOX CO | 425 E ANDY DEVINE AVE | KINGMAN | AZ | 86401 | Mohave | 1 | Perm Closure | 1962-05-08 | 800 | Gasoline | COMPARTMENT A | Single Walled | Asphalt coated or Bare Steel |  |  |  | Removal | 1990-09-05
0-007979 | L & J TIRE COMPANY | 3435 W VAN BUREN ST | PHOENIX | AZ | 85009 | Maricopa | 4 | Perm Closure | 2005-06-17 | 6000 | Used Oil/Waste Oil | COMPARTMENT A | Unknown | Asphalt coated or Bare Steel |  |  |  | Removal | 1993-07-12
0-002941 | LEON E LEFFEL | 2743 W 1ST ST | YUMA | AZ | 85364 | Yuma | 1 | Perm Closure | 1976-01-01 | 5000 | Diesel | COMPARTMENT A |  | Asphalt coated or Bare Steel | Suction - Check Valve at the Tank Top |  |  | Removal | 1991-10-17
0-004076 | HUALAPAI KWIK STOP #451 | 2500 HUALAPAI MOUNTAIN RD | KINGMAN | AZ | 86401 | Mohave | 1 | Open | 1979-01-01 | 10000 | Gasoline (UL) | COMPARTMENT A | Single Walled | Asphalt coated or Bare Steel | Pressure | Double Walled | Flexible
0-001399 | CIRCLE K #2701347 | 4502 N 19TH AVE | PHOENIX | AZ | 85015 | Maricopa | 2 | Perm Closure | 1979-01-01 | 10000 | Gasoline | COMPARTMENT A |  | Asphalt coated or Bare Steel | Pressure |  | Fiberglass Reinforced Plastic | Removal | 2004-06-22
0-008474 | ARCO AM/PM | 2785 W BASELINE RD | TEMPE | AZ | 85283 | Maricopa | 1 | Open | 1993-12-29 | 10000 | Gasoline | COMPARTMENT A | Double Walled | Fiberglass Reinforced Plastic | Pressure | Double Walled | Fiberglass Reinforced Plastic
0-008474 | ARCO AM/PM | 2785 W BASELINE RD | TEMPE | AZ | 85283 | Maricopa | 4 | Open | 1993-12-29 | 10000 | Gasoline | COMPARTMENT A | Double Walled | Fiberglass Reinforced Plastic | Pressure | Double Walled | Fiberglass Reinforced Plastic
0-008474 | ARCO AM/PM | 2785 W BASELINE RD | TEMPE | AZ | 85283 | Maricopa | 3 | Open | 1993-12-29 | 10000 | Diesel | COMPARTMENT A | Double Walled | Fiberglass Reinforced Plastic | Pressure | Double Walled | Fiberglass Reinforced Plastic
0-009724 | CIRCLE K STORE #2741712 | 14559 W GRAND AVE | SURPRISE | AZ | 85374 | Maricopa | 2 | Open | 2000-11-29 | 10000 | Gasoline (PUL) | COMPARTMENT A | Double Walled | Fiberglass Reinforced Plastic | Pressure | Double Walled | Flexible
0-001075 | CHEVRON #9-5880 | 517 S 5TH AVE | SAFFORD | AZ | 85546 | Graham | 1 | Perm Closure | 1982-01-01 | 10000 | Gasoline | COMPARTMENT A | Double Walled | Fiberglass Reinforced Plastic |  |  |  | Removal | 1989-12-27
0-004324 | 4 SONS FOOD STORES #503 | 13779 N FOUNTAIN HILLS BLVD | FOUNTAIN HILLS | AZ | 85268 | Maricopa | 1 | Open | 1992-05-01 | 12000 | Gasoline | COMPARTMENT A | Double Walled | Fiberglass Reinforced Plastic | Pressure | Double Walled | Fiberglass Reinforced Plastic
0-006383 | TUCSON WEST ADMIN 123003 | 333 E WETMORE RD | TUCSON | AZ | 85705 | Pima | 1 | Perm Closure | 1986-09-08 | 960 | Diesel | COMPARTMENT A | Unknown | Asphalt coated or Bare Steel |  |  |  | Removal | 1996-02-01
0-006994 | JACKSON OIL #5818 | 680 N OCOTILLO RD | BENSON | AZ | 85602 | Cochise | 1 | Open | 1990-09-01 | 10000 | Gasoline | COMPARTMENT A | Double Walled | Composite (Steel/Fiberglass) | Pressure |  | Fiberglass Reinforced Plastic
0-000722 | CITY OF BISBEE - FIRE STATION #2 | 404 BISBEE RD | BISBEE | AZ | 85603 | Cochise | 1 | Perm Closure | 1976-01-01 | 1000 | Gasoline | COMPARTMENT A |  | Asphalt coated or Bare Steel | Suction - Check Valve at the Tank Top | Single Walled | Bare or Galvanized Steel | Removal | 1996-07-16
0-005135 | BLOCK-LITE | 3900 E INDUSTRIAL DR | FLAGSTAFF | AZ | 86004 | Coconino | 5 | Perm Closure | 1976-01-01 | 5000 | Diesel | COMPARTMENT A | Single Walled | Asphalt coated or Bare Steel |  |  |  | Removal | 1991-11-15
0-006597 | BINGHAM FORD-NEW HOLLAND | 4838 S AVENUE 38 E | ROLL | AZ | 85347 | Yuma | 1 | Perm Closure | 2005-06-17 | 550 | Gasoline | COMPARTMENT A | Double Walled | Asphalt coated or Bare Steel |  |  |  | Removal | 1987-08-01
0-001581 | COCA-COLA BOTTLING CO | 439 S GILA ST | YUMA | AZ | 85364 | Yuma | 1 | Perm Closure | 1971-01-01 | 1000 | Gasoline | COMPARTMENT A |  | Asphalt coated or Bare Steel |  |  |  | Removal | 1988-06-16
0-001344 | CIRCLE K #918 | 432 W MAIN ST | SOMERTON | AZ | 85350 | Yuma | 2 | Perm Closure | 1984-01-01 | 10000 | Gasoline | COMPARTMENT A | Single Walled | Fiberglass Reinforced Plastic |  |  |  | Removal | 1988-04-18
0-004460 | MIKE'S MINI MARKET | 924 E GURLEY ST | PRESCOTT | AZ | 86301 | Yavapai | 9 | Open | 2020-06-18 | 12000 | Gasoline (UL) | COMPARTMENT A | Double Walled | Fiberglass Reinforced Plastic | Pressure | Double Walled | Fiberglass Reinforced Plastic
0-004460 | MIKE'S MINI MARKET | 924 E GURLEY ST | PRESCOTT | AZ | 86301 | Yavapai | 7 | Perm Closure | 1986-12-01 | 8000 | Gasoline | COMPARTMENT A | Double Walled | Composite (Steel/Fiberglass) | Pressure | Double Walled | Fiberglass Reinforced Plastic | Removal | 2020-05-20
0-004460 | MIKE'S MINI MARKET | 924 E GURLEY ST | PRESCOTT | AZ | 86301 | Yavapai | 10 | Open | 2020-06-18 | 5000 | Gasoline (UL) | COMPARTMENT A | Double Walled | Fiberglass Reinforced Plastic | Pressure | Double Walled | Fiberglass Reinforced Plastic
0-004460 | MIKE'S MINI MARKET | 924 E GURLEY ST | PRESCOTT | AZ | 86301 | Yavapai | 10 | Open | 2020-06-18 | 5000 | Diesel | COMPARTMENT B | Double Walled | Fiberglass Reinforced Plastic | Pressure | Double Walled | Fiberglass Reinforced Plastic
0-008239 | CHEVRON - TUCSON TERMINAL | 3865 E REFINERY WAY | TUCSON | AZ | 85713 | Pima | 1 | Perm Closure | 2005-06-17 | 10000 | Unidentified | COMPARTMENT A |  | Fiberglass Reinforced Plastic | Gravity Feed |  | Bare or Galvanized Steel | Removal | 1993-11-18
0-000878 | SUNSHINE SUN VALLEY |  | SUN VALLEY |  |  | Navajo | 2 | Perm Closure | 2005-06-17 | 8000 | Gasoline | COMPARTMENT A |  | Asphalt coated or Bare Steel |  |  |  | Removal | 1990-10-20
0-006587 | SUPER STOP | 10485 S BARRACKMAN RD | MOHAVE VALLEY | AZ | 86440 | Mohave | 1 | Perm Closure | 1975-12-25 | 10000 | Gasoline | COMPARTMENT A | Unknown | Unknown |  |  |  | Removal | 1988-12-21
0-010355 | MAVERIK COUNTRY STORE #387 | 2110 N PARK DR | WINSLOW | AZ | 86047 | Navajo | 4 | Open | 2010-03-01 | 12000 | Diesel | COMPARTMENT A | Double Walled | Fiberglass Reinforced Plastic | Pressure | Double Walled | Flexible
0-005783 | ARCO #5433 | 320 E BASELINE RD | MESA | AZ | 85210 | Maricopa | 3 | Perm Closure | 1987-01-01 | 12000 | Gasoline | COMPARTMENT A | Double Walled | Fiberglass Reinforced Plastic | Pressure | Double Walled | Fiberglass Reinforced Plastic | Removal | 2007-11-07
0-010366 | FORMER MOHAWK MINI-MART | 1221 STATE ROUTE 89A | JEROME | AZ | 86331 | Yavapai | 1 | Perm Closure | 2010-10-27 | 500 | Gasoline | COMPARTMENT A |  | Asphalt coated or Bare Steel |  |  |  | Closed in Place | 2010-09-09
0-003399 | PARADISE VALLEY SOC #142185 | 4150 E BELL RD | PHOENIX | AZ | 85032 | Maricopa | 1 | Perm Closure | 1978-01-01 | 10000 | Gasoline | COMPARTMENT A |  | Asphalt coated or Bare Steel | Pressure |  |  | Removal | 1995-11-22
0-008311 | WEST END SERVICE | 621 W DEUCE OF CLUBS | SHOW LOW | AZ | 85901 | Navajo | 3 | Perm Closure | 1982-01-01 | 2000 | Diesel | COMPARTMENT A | Unknown | Asphalt coated or Bare Steel | Pressure |  |  | Removal | 1998-03-17
0-005836 | ARCO #5321 | 13801 N 19TH AVE | PHOENIX | AZ | 85023 | Maricopa | 7 | Perm Closure | 1986-08-01 | 12000 | Gasoline | COMPARTMENT A | Unknown | Fiberglass Reinforced Plastic | Pressure |  | Fiberglass Reinforced Plastic | Removal | 2013-02-28
0-002682 | CHEVRON #705 | 3445 W VAN BUREN ST | PHOENIX | AZ | 85009 | Maricopa | 3 | Perm Closure | 1968-11-01 | 500 | Used Oil/Waste Oil | COMPARTMENT A | Double Walled | Asphalt coated or Bare Steel |  |  |  | Removal | 1990-08-01
0-002682 | CHEVRON #705 | 3445 W VAN BUREN ST | PHOENIX | AZ | 85009 | Maricopa | 4 | Perm Closure | 1999-06-01 | 12000 | Gasoline | COMPARTMENT A | Double Walled | Fiberglass Reinforced Plastic | Pressure | Double Walled | Fiberglass Reinforced Plastic | Removal | 2016-12-14
0-002800 | WHITING STATION #120 | 945 N ARIZONA AVE | CHANDLER | AZ | 85225 | Maricopa | 1 | Perm Closure | 1971-01-01 | 10000 | Gasoline | COMPARTMENT A |  | Asphalt coated or Bare Steel |  |  |  | Removal | 1988-03-30
0-006306 | NATIONAL CAR RENTAL | 2246 E WASHINGTON ST | PHOENIX | AZ | 85034 | Maricopa | 3 | Perm Closure | 1980-01-01 | 12000 | Gasoline | COMPARTMENT A |  | Asphalt coated or Bare Steel |  |  |  | Removal | 1989-09-01
0-006306 | NATIONAL CAR RENTAL | 2246 E WASHINGTON ST | PHOENIX | AZ | 85034 | Maricopa | 5 | Perm Closure | 1989-10-01 | 12000 | Gasoline | COMPARTMENT A | Double Walled | Fiberglass Reinforced Plastic | Pressure | Double Walled | Fiberglass Reinforced Plastic | Removal | 2006-04-26
0-006306 | NATIONAL CAR RENTAL | 2246 E WASHINGTON ST | PHOENIX | AZ | 85034 | Maricopa | 6 | Perm Closure | 1989-10-01 | 1000 | Used Oil/Waste Oil | COMPARTMENT A | Double Walled | Fiberglass Reinforced Plastic |  |  |  | Removal | 1997-10-02
0-004839 | QUANTUMCLEAN | 3925 E WATKINS ST | PHOENIX | AZ | 85034 | Maricopa | 6 | Perm Closure | 2005-06-17 | 500 | Unidentified | COMPARTMENT A | Unknown | Asphalt coated or Bare Steel | Suction - Check Valve at the Tank Top |  | Bare or Galvanized Steel | Removal | 1990-08-03
0-004839 | QUANTUMCLEAN | 3925 E WATKINS ST | PHOENIX | AZ | 85034 | Maricopa | 7 | Perm Closure | 1960-01-01 | 4000 | Diesel | COMPARTMENT A | Unknown | Asphalt coated or Bare Steel | Suction - Check Valve at the Tank Top |  | Bare or Galvanized Steel | Removal | 1992-01-22
0-004839 | QUANTUMCLEAN | 3925 E WATKINS ST | PHOENIX | AZ | 85034 | Maricopa | 2 | Perm Closure | 1966-03-21 | 10000 | Gasoline | COMPARTMENT A | Unknown | Asphalt coated or Bare Steel |  |  |  | Removal | 1991-01-08
0-004839 | QUANTUMCLEAN | 3925 E WATKINS ST | PHOENIX | AZ | 85034 | Maricopa | 4 | Perm Closure | 1966-03-21 | 8000 | Diesel | COMPARTMENT A | Unknown | Asphalt coated or Bare Steel |  |  |  | Removal | 1991-01-08
0-008066 | NUTRIEN AG SOLUTIONS 7521 | 121 W PIMA ST | GILA BEND | AZ | 85337 | Maricopa | 3 | Perm Closure | 2005-06-17 | 10000 | Gasoline | COMPARTMENT A |  | Asphalt coated or Bare Steel | Suction - Check Valve at the Tank Top |  |  | Removal | 1996-02-21
0-003051 | MARICOPA COUNTY - WEST JACKSON FACILITY | 101 W JACKSON ST | PHOENIX | AZ | 85003 | Maricopa | 1 | Perm Closure | 1965-03-07 | 10000 | Diesel | COMPARTMENT A | Unknown | Asphalt coated or Bare Steel | Pressure |  |  | Removal | 1990-12-28
0-005270 | VACANT LOT - FORMER UNOCAL | 701 W THOMAS RD | PHOENIX | AZ | 85013 | Maricopa | 1 | Perm Closure | 1968-01-01 | 10000 | Gasoline | COMPARTMENT A | Single Walled | Asphalt coated or Bare Steel | Pressure | Single Walled | Bare or Galvanized Steel | Removal | 1995-10-17
0-005270 | VACANT LOT - FORMER UNOCAL | 701 W THOMAS RD | PHOENIX | AZ | 85013 | Maricopa | 2 | Perm Closure | 1968-01-01 | 10000 | Gasoline | COMPARTMENT A | Single Walled | Asphalt coated or Bare Steel | Pressure | Single Walled | Bare or Galvanized Steel | Removal | 1995-10-17
0-000500 | VACANT LOT - FORMER ARCO #6107 | 3202 E SHEA BLVD | PHOENIX | AZ | 85028 | Maricopa | 2 | Perm Closure | 1984-01-01 | 12000 | Gasoline | COMPARTMENT A | Double Walled | Fiberglass Reinforced Plastic | Pressure |  | Fiberglass Reinforced Plastic | Removal | 2002-11-05
0-005321 | DOTTLINGS PASEO VILLAGE SHELL | 8225 E VIA PASEO DEL NORTE | SCOTTSDALE | AZ | 85258 | Maricopa | 6 | Open | 1989-01-01 | 10000 | Diesel | COMPARTMENT A | Double Walled | Composite (Steel/Fiberglass) | Pressure |  | Fiberglass Reinforced Plastic
0-005589 | WEISS GUYS CAR WASH #2 | 15 W CAMELBACK RD | PHOENIX | AZ | 85013 | Maricopa | 3 | Perm Closure | 1967-01-01 | 10000 | Gasoline | COMPARTMENT A | Single Walled | Asphalt coated or Bare Steel | Suction - Check Valve at the Tank Top |  |  | Removal | 1991-04-30
0-005589 | WEISS GUYS CAR WASH #2 | 15 W CAMELBACK RD | PHOENIX | AZ | 85013 | Maricopa | 2 | Perm Closure | 1967-01-01 | 10000 | Gasoline | COMPARTMENT A | Single Walled | Asphalt coated or Bare Steel | Suction - Check Valve at the Tank Top |  |  | Removal | 1991-04-30
0-003851 | CITY OF PHOENIX - SQUAW PEAK STATION | 6206 N 24TH ST | PHOENIX | AZ | 85016 | Maricopa | 1 | Perm Closure | 1974-01-01 | 12000 | Gasoline | COMPARTMENT A | Single Walled | Asphalt coated or Bare Steel |  |  |  | Removal | 1991-06-03
0-003851 | CITY OF PHOENIX - SQUAW PEAK STATION | 6206 N 24TH ST | PHOENIX | AZ | 85016 | Maricopa | 2 | Perm Closure | 1974-01-01 | 12000 | Gasoline | COMPARTMENT A | Single Walled | Asphalt coated or Bare Steel |  |  |  | Removal | 1991-06-03
0-003851 | CITY OF PHOENIX - SQUAW PEAK STATION | 6206 N 24TH ST | PHOENIX | AZ | 85016 | Maricopa | 7 | Perm Closure | 1991-01-01 | 1000 | New Oil | COMPARTMENT A | Double Walled | Fiberglass Reinforced Plastic | Suction - Check Valve at the Tank Top | Double Walled | Fiberglass Reinforced Plastic | Removal | 2011-08-12
0-005338 | PHOENIX-MESA GATEWAY AIRPORT | 5835 S SOSSAMAN RD | MESA | AZ | 85212 | Maricopa | 8 | Perm Closure | 1974-01-01 | 10000 | Diesel | COMPARTMENT A | Single Walled | Asphalt coated or Bare Steel |  |  |  | Removal | 1993-10-07
0-005338 | PHOENIX-MESA GATEWAY AIRPORT | 5835 S SOSSAMAN RD | MESA | AZ | 85212 | Maricopa | 14 | Perm Closure | 1969-01-01 | 6000 | Diesel | COMPARTMENT A | Single Walled | Asphalt coated or Bare Steel |  |  |  | Removal | 1993-08-15
0-005338 | PHOENIX-MESA GATEWAY AIRPORT | 5835 S SOSSAMAN RD | MESA | AZ | 85212 | Maricopa | 25 | Perm Closure | 1942-01-01 | 25000 | Jet Fuel | COMPARTMENT A | Single Walled | Asphalt coated or Bare Steel |  |  |  | Removal | 1991-04-22
0-005338 | PHOENIX-MESA GATEWAY AIRPORT | 5835 S SOSSAMAN RD | MESA | AZ | 85212 | Maricopa | 87 | Perm Closure | 2005-06-17 | 12000 | Unidentified | COMPARTMENT A | Single Walled | Asphalt coated or Bare Steel | Suction - Check Valve at the Tank Top |  | Bare or Galvanized Steel | Removal | 1990-12-10
0-005338 | PHOENIX-MESA GATEWAY AIRPORT | 5835 S SOSSAMAN RD | MESA | AZ | 85212 | Maricopa | 17 | Perm Closure | 1942-01-01 | 50000 | Jet Fuel | COMPARTMENT A | Single Walled | Asphalt coated or Bare Steel |  |  |  | Removal | 1991-06-03
0-005338 | PHOENIX-MESA GATEWAY AIRPORT | 5835 S SOSSAMAN RD | MESA | AZ | 85212 | Maricopa | 26 | Perm Closure | 1942-01-01 | 25000 | Jet Fuel | COMPARTMENT A | Single Walled | Asphalt coated or Bare Steel |  |  |  | Removal | 1991-04-22
0-005338 | PHOENIX-MESA GATEWAY AIRPORT | 5835 S SOSSAMAN RD | MESA | AZ | 85212 | Maricopa | 59 | Perm Closure | 1990-05-11 | 500 | Used Oil/Waste Oil | COMPARTMENT A | Double Walled | Composite (Steel/Fiberglass) | Gravity Feed |  | Bare or Galvanized Steel | Removal | 1993-08-15
0-005338 | PHOENIX-MESA GATEWAY AIRPORT | 5835 S SOSSAMAN RD | MESA | AZ | 85212 | Maricopa | 86 | Perm Closure | 2005-06-17 | 12000 | Unidentified | COMPARTMENT A | Single Walled | Asphalt coated or Bare Steel | Suction - Check Valve at the Tank Top |  | Bare or Galvanized Steel | Removal | 1990-12-10
0-005338 | PHOENIX-MESA GATEWAY AIRPORT | 5835 S SOSSAMAN RD | MESA | AZ | 85212 | Maricopa | 96 | Perm Closure | 1961-01-01 | 10000 | Gasoline | COMPARTMENT A | Single Walled | Asphalt coated or Bare Steel | Pressure |  | Bare or Galvanized Steel | Removal | 1993-09-30
0-005338 | PHOENIX-MESA GATEWAY AIRPORT | 5835 S SOSSAMAN RD | MESA | AZ | 85212 | Maricopa | 88 | Perm Closure | 1971-01-01 | 280 | Solvent | COMPARTMENT A | Single Walled | Asphalt coated or Bare Steel | Gravity Feed |  | Bare or Galvanized Steel | Removal | 1990-12-10
0-005338 | PHOENIX-MESA GATEWAY AIRPORT | 5835 S SOSSAMAN RD | MESA | AZ | 85212 | Maricopa | 90 | Perm Closure | 1971-01-01 | 600 | Unidentified | COMPARTMENT A | Single Walled | Concrete | Gravity Feed |  |  | Removal | 1989-01-01
0-005338 | PHOENIX-MESA GATEWAY AIRPORT | 5835 S SOSSAMAN RD | MESA | AZ | 85212 | Maricopa | 39 | Perm Closure | 1942-01-01 | 500 | Diesel | COMPARTMENT A | Single Walled | Asphalt coated or Bare Steel | Gravity Feed |  | Bare or Galvanized Steel | Removal | 1993-10-29
0-005338 | PHOENIX-MESA GATEWAY AIRPORT | 5835 S SOSSAMAN RD | MESA | AZ | 85212 | Maricopa | 44 | Perm Closure | 1974-01-01 | 550 | Diesel | COMPARTMENT A | Single Walled | Asphalt coated or Bare Steel |  |  |  | Removal | 1993-11-02
0-001161 | SPEEDWAY CONVENIENCE | 3202 E MCDOWELL RD | PHOENIX | AZ | 85008 | Maricopa | 1 | Perm Closure | 1969-01-01 | 10000 | Gasoline | COMPARTMENT A |  | Asphalt coated or Bare Steel | Pressure |  |  | Removal | 1995-02-06
0-004821 | SWENGEL-ROBBINS | 837 E SOUTHERN AVE | PHOENIX | AZ | 85040 | Maricopa | 2 | Perm Closure | 1976-01-01 | 10000 | Diesel | COMPARTMENT A | Single Walled | Asphalt coated or Bare Steel |  |  |  | Closed in Place | 1985-10-25
0-006643 | UNOCAL #5974 | 4002 E VAN BUREN ST | PHOENIX | AZ | 85008 | Maricopa | 3 | Perm Closure | 1969-02-13 | 550 | Used Oil/Waste Oil | COMPARTMENT A | Double Walled | Asphalt coated or Bare Steel |  |  |  | Removal | 1988-09-01
0-005010 | UPS PHOENIX HUB | 3150 N 31ST AVE | PHOENIX | AZ | 85017 | Maricopa | 9 | Perm Closure | 1976-01-01 | 1000 | Used Oil/Waste Oil | COMPARTMENT A | Single Walled | Asphalt coated or Bare Steel |  |  |  | Removal | 1990-11-29
0-008206 | BOUSE ELEMENTARY SCHOOL | 44031 E BOUSE AVE | BOUSE | AZ | 85325 | La Paz | 1 | Perm Closure | 1986-05-01 | 1000 | Gasoline | COMPARTMENT A | Double Walled | Asphalt coated or Bare Steel | Suction - Check Valve at the Tank Top |  |  | Removal | 1995-07-20
0-003813 | PHOENIX, CITY OF - FIRE STATION #15 | 4730 N 43RD AVE | PHOENIX | AZ | 85031 | Maricopa | 1 | Perm Closure | 1985-01-01 | 1000 | Diesel | COMPARTMENT A | Single Walled | Fiberglass Reinforced Plastic | Suction - Check Valve at the Tank Top | Single Walled | Fiberglass Reinforced Plastic | Removal | 1997-03-08
0-003236 | MOBIL 18-MCQ | 3202 E CACTUS RD | PHOENIX | AZ | 85032 | Maricopa | 5 | Perm Closure | 1987-04-01 | 10000 | Gasoline | COMPARTMENT A | Double Walled | Fiberglass Reinforced Plastic | Pressure | Double Walled | Fiberglass Reinforced Plastic | Removal | 2003-05-28
0-000338 | PARKER OIL PRODUCTS | 785 KIOWA AVE | LAKE HAVASU CITY | AZ | 86403 | Mohave | 2 | Perm Closure | 1983-01-01 | 10000 | Gasoline | COMPARTMENT A |  | Asphalt coated or Bare Steel | Pressure |  |  | Removal | 1998-01-30
0-006142 | CASHION TANK & STEEL | 12505 W BUCKEYE RD | AVONDALE | AZ | 85323 | Maricopa | 2 | Perm Closure | 1978-04-21 | 3500 | Gasoline | COMPARTMENT A | Double Walled | Asphalt coated or Bare Steel |  |  |  | Closed in Place | 1982-01-01
0-006909 | BERGE FORD | 460 E AUTO CENTER DR | MESA | AZ | 85204 | Maricopa | 1 | Open | 1990-01-01 | 12000 | Gasoline | COMPARTMENT A | Double Walled | Composite (Steel/Fiberglass) | Suction - Check Valve at the Tank Top | Double Walled | Fiberglass Reinforced Plastic
0-005569 | WASH WORLD INC | 2425 W MCDOWELL RD | PHOENIX | AZ | 85009 | Maricopa | 1 | Perm Closure | 1978-01-01 | 12000 | Diesel | COMPARTMENT A | Single Walled | Asphalt coated or Bare Steel |  |  |  | Removal | 1991-06-03
0-010409 | SHELL #34 | 24805 N LAKE PLEASANT PKWY | PEORIA | AZ | 85383 | Maricopa | 2 | Open | 2011-05-30 | 7000 | Gasoline | COMPARTMENT B | Double Walled | Fiberglass Reinforced Plastic | Pressure | Double Walled | Fiberglass Reinforced Plastic
0-004289 | PHOENIX TERMINAL - SRP |  | PHOENIX |  |  | Maricopa | 1 | Perm Closure | 1973-05-01 | 2000 | Diesel | COMPARTMENT A | Double Walled | Asphalt coated or Bare Steel |  |  |  | Removal | 1990-05-16
0-002241 | GM DESERT PROVING GROUND | 13303 S ELLSWORTH RD | MESA | AZ | 85212 | Maricopa | 22 | Perm Closure | 1976-01-01 | 2000 | Gasoline | COMPARTMENT A |  | Asphalt coated or Bare Steel |  |  |  | Removal | 1990-05-07
0-002241 | GM DESERT PROVING GROUND | 13303 S ELLSWORTH RD | MESA | AZ | 85212 | Maricopa | 25 | Perm Closure | 1976-01-01 | 10000 | Gasoline | COMPARTMENT A |  | Asphalt coated or Bare Steel |  |  |  | Removal | 1990-05-10
0-002241 | GM DESERT PROVING GROUND | 13303 S ELLSWORTH RD | MESA | AZ | 85212 | Maricopa | 40 | Perm Closure | 1976-01-01 | 550 | Used Oil/Waste Oil | COMPARTMENT A |  | Asphalt coated or Bare Steel | Gravity Feed |  |  | Removal | 1992-03-09
0-002241 | GM DESERT PROVING GROUND | 13303 S ELLSWORTH RD | MESA | AZ | 85212 | Maricopa | 61 | Perm Closure | 1997-01-09 | 12000 | Gasoline | COMPARTMENT A | Double Walled | Fiberglass Reinforced Plastic | Pressure | Double Walled | Fiberglass Reinforced Plastic | Removal | 2014-02-13
0-002241 | GM DESERT PROVING GROUND | 13303 S ELLSWORTH RD | MESA | AZ | 85212 | Maricopa | 1 | Perm Closure | 1976-01-01 | 10000 | Gasoline | COMPARTMENT A |  | Asphalt coated or Bare Steel |  |  |  | Removal | 1990-05-07
0-002241 | GM DESERT PROVING GROUND | 13303 S ELLSWORTH RD | MESA | AZ | 85212 | Maricopa | 62 | Perm Closure | 1997-01-09 | 12000 | Gasoline | COMPARTMENT A | Double Walled | Fiberglass Reinforced Plastic | Pressure | Double Walled | Fiberglass Reinforced Plastic | Removal | 2014-02-13
0-008486 | SOFT TOUCH CAR WASH | 4925 N 40TH ST | PHOENIX | AZ | 85018 | Maricopa | 4 | Perm Closure | 2005-06-17 | 1000 | Used Oil/Waste Oil | COMPARTMENT A | Unknown | Asphalt coated or Bare Steel | Gravity Feed |  |  | Removal | 1998-07-22
0-005143 | BAIT SHOP | 1740 E ASH ST | GLOBE | AZ | 85501 | Gila | 1 | Perm Closure | 1976-05-01 | 6000 | Gasoline | COMPARTMENT A | Double Walled | Asphalt coated or Bare Steel | Pressure |  |  | Removal | 1998-12-02
0-005143 | BAIT SHOP | 1740 E ASH ST | GLOBE | AZ | 85501 | Gila | 4 | Perm Closure | 1976-05-01 | 6000 | Diesel | COMPARTMENT A | Double Walled | Asphalt coated or Bare Steel | Pressure |  |  | Removal | 1998-12-02
0-004193 | TERMINEX INTERNATIONAL | 1527 W HATCHER RD | PHOENIX | AZ | 85021 | Maricopa | 1 | Perm Closure | 1966-04-25 | 10000 | Gasoline | COMPARTMENT A | Unknown | Asphalt coated or Bare Steel | Gravity Feed |  | Bare or Galvanized Steel | Removal | 1992-08-21
0-001719 | MOBIL - FORMER | 1621 N 24TH ST | PHOENIX | AZ | 85008 | Maricopa | 2 | Perm Closure | 1954-01-01 | 5000 | Diesel | COMPARTMENT A |  | Asphalt coated or Bare Steel | Suction - Check Valve at the Tank Top |  | Fiberglass Reinforced Plastic | Removal | 1990-12-18
0-005627 | AMIGO FUELS | 801 N 16TH ST | PHOENIX | AZ | 85006 | Maricopa | 4 | Perm Closure | 1985-01-01 | 2000 | Gasoline | COMPARTMENT A |  | Asphalt coated or Bare Steel | Pressure |  |  | Removal | 1998-12-30
0-005627 | AMIGO FUELS | 801 N 16TH ST | PHOENIX | AZ | 85006 | Maricopa | 1 | Open | 1981-01-01 | 10000 | Gasoline (UL) | COMPARTMENT A |  | Asphalt coated or Bare Steel | Pressure |  | Fiberglass Reinforced Plastic
0-003146 | MESA UNIFIED SCHOOL DISTRICT - MAINTENANCE FACILITY | 837 S POWER RD | MESA | AZ | 85206 | Maricopa | 4 | Perm Closure | 1982-05-01 | 500 | Used Oil/Waste Oil | COMPARTMENT A | Double Walled | Asphalt coated or Bare Steel | Gravity Feed |  | Bare or Galvanized Steel | Removal | 1997-08-13
0-007392 | SANDERS UNIFIED SCHOOL DISTRICT - MAINTENANCE YARD |  | SANDERS |  |  | Apache | 3 | Perm Closure | 1985-01-01 | 2000 | Gasoline | COMPARTMENT A | Single Walled | Asphalt coated or Bare Steel | Suction - Check Valve at the Tank Top |  |  | Removal | 1998-12-09
0-001156 | R14 INVESTMENT PARTNERS LLC | 33040 N 203RD AVE | WITTMANN | AZ | 85361 | Maricopa | 1 | Perm Closure | 1984-01-01 | 12000 | Gasoline | COMPARTMENT A | Double Walled | Fiberglass Reinforced Plastic | Pressure |  | Fiberglass Reinforced Plastic | Removal | 1995-06-06
0-001156 | R14 INVESTMENT PARTNERS LLC | 33040 N 203RD AVE | WITTMANN | AZ | 85361 | Maricopa | 2 | Perm Closure | 1984-01-01 | 12000 | Gasoline | COMPARTMENT A | Double Walled | Fiberglass Reinforced Plastic | Pressure |  | Fiberglass Reinforced Plastic | Removal | 1995-06-06
0-001156 | R14 INVESTMENT PARTNERS LLC | 33040 N 203RD AVE | WITTMANN | AZ | 85361 | Maricopa | 12 | Perm Closure | 1995-02-01 | 6000 | Gasoline | COMPARTMENT B | Double Walled | Composite (Steel/Fiberglass) | Pressure | Double Walled | Fiberglass Reinforced Plastic | Removal | 2006-09-01
0-010049 | PARK PLACE TRAVEL CENTER | 185 N RIGGLES RD | QUARTZSITE | AZ | 85346 | La Paz | 1 | Open | 2005-01-06 | 7000 | Diesel | COMPARTMENT A | Double Walled | Fiberglass Reinforced Plastic | Pressure | Double Walled | Flexible
0-009069 | AIRWAYS EXPRESS | 3461 E ANDY DEVINE AVE | KINGMAN | AZ | 86401 | Mohave | 1 | Open | 1997-05-22 | 12000 | Gasoline | COMPARTMENT A | Single Walled | Asphalt coated or Bare Steel | Pressure | Double Walled | Fiberglass Reinforced Plastic
0-010041 | QUIKTRIP #409 | 6705 W BUCKEYE RD | PHOENIX | AZ | 85043 | Maricopa | 1 | Open | 2004-06-04 | 12000 | Gasoline | COMPARTMENT A | Double Walled | Fiberglass Reinforced Plastic | Pressure | Double Walled | Flexible
0-010041 | QUIKTRIP #409 | 6705 W BUCKEYE RD | PHOENIX | AZ | 85043 | Maricopa | 4 | Open | 2016-07-15 | 10000 | Other | COMPARTMENT B | Double Walled | Fiberglass Reinforced Plastic | Pressure |  | Flexible
0-010041 | QUIKTRIP #409 | 6705 W BUCKEYE RD | PHOENIX | AZ | 85043 | Maricopa | 4 | Open | 2016-07-15 | 12000 | Diesel | COMPARTMENT A | Double Walled | Fiberglass Reinforced Plastic | Pressure |  | Flexible
0-000192 | ARIZONA DEPARTMENT OF PUBLIC SAFETY | 2411 NAVAJO BLVD | HOLBROOK | AZ | 86025 | Navajo | 1 | Perm Closure | 1971-01-01 | 10000 | Gasoline | COMPARTMENT A |  | Asphalt coated or Bare Steel | Pressure |  |  | Removal | 1997-10-15
0-003589 | CROPPERS CHEVROLET | 1831 N GRAND AVE | NOGALES | AZ | 85621 | Santa Cruz | 1 | Perm Closure | 1975-01-01 | 1500 | Unidentified | COMPARTMENT A | Single Walled | Asphalt coated or Bare Steel |  |  |  | Removal | 1986-01-01
0-004445 | SHAMROCK FOODS COMPANY | 425 N WILLOW ST | GLOBE | AZ | 85501 | Gila | 1 | Perm Closure | 1966-01-01 | 1000 | Gasoline | COMPARTMENT A | Single Walled | Asphalt coated or Bare Steel |  |  |  | Removal | 1988-12-30
0-009197 | CIRCLE K STORE #2741634 | 6310 E GOLF LINKS RD | TUCSON | AZ | 85730 | Pima | 1 | Open | 1997-07-21 | 15000 | Gasoline (UL) | COMPARTMENT A | Double Walled | Composite (Steel/Fiberglass) | Pressure | Double Walled | Fiberglass Reinforced Plastic
0-009378 | CIRCLE K STORE #2741647 | 2341 S IRONWOOD DR | APACHE JUNCTION | AZ | 85120 | Pinal | 1 | Open | 1998-05-22 | 15000 | Gasoline (UL) | COMPARTMENT A | Double Walled | Composite (Steel/Fiberglass) | Pressure | Double Walled | Fiberglass Reinforced Plastic
0-002092 | ROSS AVIATION | 14700 N AIRPORT DR | SCOTTSDALE | AZ | 85260 | Maricopa | 1 | Open | 1983-01-01 | 20000 | Gasoline | COMPARTMENT A |  | Fiberglass Reinforced Plastic | Pressure | Double Walled | Fiberglass Reinforced Plastic
0-009009 | CROWN DANCER | 2088 E WHITE MOUNTAIN BLVD | PINETOP-LAKESIDE | AZ | 85935 | Navajo | 1 | Perm Closure | 2005-06-17 | 500 | Gasoline | COMPARTMENT A | Unknown | Asphalt coated or Bare Steel |  |  |  | Removal | 2004-12-09
0-008247 | CONELLY CONSTRUCTION | 320 W ALTURAS ST | TUCSON | AZ | 85705 | Pima | 2 | Perm Closure | 2005-06-17 | 3000 | Diesel | COMPARTMENT A | Double Walled | Asphalt coated or Bare Steel | Suction - Check Valve at the Tank Top |  | Bare or Galvanized Steel | Removal | 1993-12-15
0-005706 | JACKSONS ENERGY #6796 | 4127 N 411TH AVE | TONOPAH | AZ | 85354 | Maricopa | 5 | Open | 2013-12-27 | 6000 | Gasoline (PUL) | COMPARTMENT A | Double Walled | Polyethylene Jacketed Steel | Pressure | Double Walled | Fiberglass Reinforced Plastic
0-005706 | JACKSONS ENERGY #6796 | 4127 N 411TH AVE | TONOPAH | AZ | 85354 | Maricopa | 2 | Perm Closure | 1974-01-01 | 3000 | Gasoline (UL) | COMPARTMENT A |  | Asphalt coated or Bare Steel | Pressure |  | Fiberglass Reinforced Plastic | Removal | 2014-01-09
0-010437 | QUIKTRIP #1408 | 2250 E THOMAS RD | PHOENIX | AZ | 85016 | Maricopa | 2 | Open | 2011-09-27 | 20000 | Gasoline | COMPARTMENT A | Double Walled | Fiberglass Reinforced Plastic | Pressure | Double Walled | Fiberglass Reinforced Plastic
0-007546 | USDA FS - CORONADO NF - FLORIDA WORK CENTER | 27000 S FLORIDA CANYON RD | GREEN VALLEY | AZ | 85614 | Pima | 1 | Perm Closure | 1979-01-01 | 1000 | Gasoline | COMPARTMENT A |  | Asphalt coated or Bare Steel |  |  |  | Removal | 1988-11-11
0-000439 | ASU | 651 E UNIVERSITY DR | TEMPE | AZ | 85281 | Maricopa | 3 | Perm Closure | 1966-01-01 | 1000 | Diesel | COMPARTMENT A |  | Asphalt coated or Bare Steel |  |  |  | Removal | 1990-01-30
0-000439 | ASU | 651 E UNIVERSITY DR | TEMPE | AZ | 85281 | Maricopa | 16 | Perm Closure | 1989-01-25 | 2000 | Diesel | COMPARTMENT A | Unknown | Fiberglass Reinforced Plastic | Suction - Check Valve at the Tank Top |  | Fiberglass Reinforced Plastic | Removal | 2007-04-04
0-000277 | ADOT - KINGMAN MAINTENANCE | 3670 E ANDY DEVINE AVE | KINGMAN | AZ | 86401 | Mohave | 6 | Open | 1981-06-01 | 12000 | Gasoline | COMPARTMENT A | Single Walled | Fiberglass Reinforced Plastic | Pressure | Double Walled | Flexible
0-006114 | BAGEL BAKER | 1919 W NORTH LN | PHOENIX | AZ | 85021 | Maricopa | 1 | Perm Closure | 2005-06-17 | 2000 | Gasoline | COMPARTMENT A | Unknown | Unknown |  |  |  | Removal | 1988-06-01
0-000799 | 10TH STREET TEXACO | 1800 E 10TH ST | DOUGLAS | AZ | 85607 | Cochise | 4 | Perm Closure | 2005-06-17 | 250 | Used Oil/Waste Oil | COMPARTMENT A | Double Walled | Composite (Steel/Fiberglass) | Gravity Feed |  | Fiberglass Reinforced Plastic | Removal | 1998-07-01
0-000341 | CIRCLE K #2708750 | 5555 E BELL RD | PHOENIX | AZ | 85254 | Maricopa | 3 | Open | 1988-01-01 | 10000 | Gasoline | COMPARTMENT A | Double Walled | Fiberglass Reinforced Plastic | Pressure |  | Fiberglass Reinforced Plastic
0-000829 | CTI TRUCKING INC | 3625 E INDUSTRIAL DR | FLAGSTAFF | AZ | 86004 | Coconino | 2 | Perm Closure | 2005-06-17 | 4000 | Diesel | COMPARTMENT A |  | Asphalt coated or Bare Steel | Suction - Check Valve at the Tank Top |  |  | Closed in Place | 1989-11-01
0-009493 | CONTINENTAL EAGLE | 1805 E JEFFERSON ST | PHOENIX | AZ | 85034 | Maricopa | 1 | Perm Closure | 1957-01-01 | 550 | Gasoline | COMPARTMENT A | Double Walled | Asphalt coated or Bare Steel |  |  |  | Removal | 1999-07-02
0-003689 | CITY CAFE | 1929 E ANDY DEVINE AVE | KINGMAN | AZ | 86401 | Mohave | 3 | Perm Closure | 1970-01-01 | 1000 | Gasoline | COMPARTMENT A | Single Walled | Asphalt coated or Bare Steel |  |  |  | Removal | 1990-03-16
0-009963 | CITY OF TOLLESON - EDR 7 | 202 S 96TH AVE | TOLLESON | AZ | 85353 | Maricopa | 1 | Perm Closure | 2005-06-17 | 250 | Diesel | COMPARTMENT A | Double Walled | Asphalt coated or Bare Steel | Suction - Check Valve at the Dispenser |  |  | Removal | 2003-10-30
0-001560 | CLAYTON MECHANICAL INC | 4143 E SPEEDWAY BLVD | TUCSON | AZ | 85712 | Pima | 1 | Perm Closure | 1981-01-01 | 1000 | Gasoline | COMPARTMENT A | Single Walled | Asphalt coated or Bare Steel |  |  |  | Removal | 1991-06-26
0-001560 | CLAYTON MECHANICAL INC | 4143 E SPEEDWAY BLVD | TUCSON | AZ | 85712 | Pima | 2 | Perm Closure | 1981-01-01 | 2000 | Gasoline | COMPARTMENT A | Single Walled | Asphalt coated or Bare Steel |  |  |  | Removal | 1991-06-26
0-008967 | CORNER MARKET | 15111 N HAYDEN RD | SCOTTSDALE | AZ | 85260 | Maricopa | 2 | Perm Closure | 1988-09-01 | 12000 | Gasoline (UL) | COMPARTMENT A | Single Walled | Fiberglass Reinforced Plastic | Pressure |  | Fiberglass Reinforced Plastic | Removal | 2018-07-13
0-008967 | CORNER MARKET | 15111 N HAYDEN RD | SCOTTSDALE | AZ | 85260 | Maricopa | 1 | Perm Closure | 1988-09-01 | 12000 | Gasoline (UL) | COMPARTMENT A | Single Walled | Fiberglass Reinforced Plastic | Pressure |  | Fiberglass Reinforced Plastic | Removal | 2018-07-13
0-001435 | CIRCLE K #2701572 | 904 W BROADWAY RD | TEMPE | AZ | 85282 | Maricopa | 5 | Perm Closure | 1971-01-01 | 6000 | (Null) | COMPARTMENT B |  | Asphalt coated or Bare Steel |  |  |  | Removal | 1987-01-01
0-001435 | CIRCLE K #2701572 | 904 W BROADWAY RD | TEMPE | AZ | 85282 | Maricopa | 1 | Open | 1986-01-01 | 10000 | Gasoline | COMPARTMENT A | Double Walled | Fiberglass Reinforced Plastic | Pressure | Single Walled | Fiberglass Reinforced Plastic
0-001435 | CIRCLE K #2701572 | 904 W BROADWAY RD | TEMPE | AZ | 85282 | Maricopa | 4 | Perm Closure | 1971-01-01 | 10000 | Gasoline | COMPARTMENT A |  | Asphalt coated or Bare Steel |  |  |  | Removal | 1987-01-01
0-009520 | CIRCLE K #2706346 | 1810 S COUNTRY CLUB DR | MESA | AZ | 85210 | Maricopa | 1 | Open | 1999-08-11 | 10000 | Gasoline | COMPARTMENT A | Single Walled | Fiberglass Reinforced Plastic | Pressure | Double Walled | Fiberglass Reinforced Plastic
0-009821 | CIRCLE K #2706461 | 2808 S DOBSON RD | MESA | AZ | 85202 | Maricopa | 3 | Open | 2001-07-26 | 10000 | Diesel | COMPARTMENT A | Double Walled | Fiberglass Reinforced Plastic | Pressure | Double Walled | Flexible
0-006434 | FOREST LAKES MERCANTILE |  | FOREST LAKES |  |  | Coconino | 2 | Perm Closure | 1980-09-06 | 2000 | Gasoline | COMPARTMENT A | Unknown | Asphalt coated or Bare Steel |  |  |  | Removal | 1991-11-01
0-001702 | CIRCLE K #2701918 | 3151 E BROADWAY RD | PHOENIX | AZ | 85040 | Maricopa | 2 | Open | 1987-01-01 | 10000 | Gasoline (PUL) | COMPARTMENT A | Single Walled | Fiberglass Reinforced Plastic | Pressure |  | Fiberglass Reinforced Plastic
0-001664 | CIRCLE K #2701944 | 3031 E 22ND ST | TUCSON | AZ | 85713 | Pima | 1 | Open | 1985-01-01 | 10000 | Gasoline | COMPARTMENT A | Single Walled | Fiberglass Reinforced Plastic | Pressure |  | Fiberglass Reinforced Plastic
0-000359 | APACHE GENERATING STATION | 3525 N HIGHWAY 191 | COCHISE | AZ | 85606 | Cochise | 3 | Perm Closure | 1973-01-01 | 300 | Used Oil/Waste Oil | COMPARTMENT A |  | Asphalt coated or Bare Steel |  |  |  | Removal | 1988-07-01
0-010455 | EDDIE'S TOWING YARD | 5810 E EISENHOWER ST | PICACHO | AZ | 85141 | Pinal | 2 | Perm Closure | 1930-01-01 | 1000 | Gasoline | COMPARTMENT A | Single Walled | Asphalt coated or Bare Steel |  |  |  | Removal | 2012-10-16
0-010455 | EDDIE'S TOWING YARD | 5810 E EISENHOWER ST | PICACHO | AZ | 85141 | Pinal | 1 | Perm Closure | 1930-01-01 | 1000 | Gasoline | COMPARTMENT A | Single Walled | Asphalt coated or Bare Steel |  |  |  | Removal | 2012-10-16
0-003902 | WINONA TRADING POST | 13644 TOWNSEND WINONA RD | FLAGSTAFF | AZ | 86004 | Coconino | 9 | Open | 2020-01-30 | 8000 | Diesel | COMPARTMENT A | Double Walled | Fiberglass Reinforced Plastic | Pressure
0-002796 | SPEEDWAY STORE #2989 | 2946 W US HIGHWAY 70 | THATCHER | AZ | 85552 | Graham | 5 | Open | 2006-06-30 | 15000 | Gasoline (UL) | COMPARTMENT A | Double Walled | Composite (Steel/Fiberglass) | Pressure | Double Walled | Fiberglass Reinforced Plastic
0-002796 | SPEEDWAY STORE #2989 | 2946 W US HIGHWAY 70 | THATCHER | AZ | 85552 | Graham | 1 | Perm Closure | 1976-01-01 | 10000 | Gasoline | COMPARTMENT A | Double Walled | Fiberglass Reinforced Plastic | Pressure |  | Fiberglass Reinforced Plastic | Removal | 2006-05-31
0-002831 | KEMPER MARLEY FARMS |  | SURPRISE |  |  | Maricopa | 5 | Perm Closure | 1982-03-04 | 2000 | Diesel | COMPARTMENT A | Single Walled | Asphalt coated or Bare Steel |  |  |  | Removal | 1986-11-01
0-001629 | CONCHO PETROLEUM INC |  | BOWIE |  |  | Cochise | 5 | Perm Closure | 1977-01-01 | 10000 | Gasoline | COMPARTMENT A |  | Asphalt coated or Bare Steel |  |  |  | Removal | 1996-02-02
0-001926 | MERCEDES BENZ OF TUCSON | 6350 E GRANT RD | TUCSON | AZ | 85715 | Pima | 2 | Perm Closure | 1985-01-01 | 550 | Used Oil/Waste Oil | COMPARTMENT A | Single Walled | Asphalt coated or Bare Steel | Suction - Check Valve at the Tank Top |  |  | Removal | 1990-12-26
0-004073 | RAY BELL #448 - H D M CORB VILLAGE LIQUOR S | 1995 W AMERICAN AVE | ORACLE | AZ | 85623 | Pinal | 2 | Perm Closure | 1976-04-22 | 10000 | Gasoline | COMPARTMENT A | Unknown | Asphalt coated or Bare Steel |  |  |  | Removal | 1990-08-15
0-004367 | ECONO LUBE N TUNE | 1730 W BELL RD | PHOENIX | AZ | 85023 | Maricopa | 1 | Perm Closure | 1976-02-26 | 10000 | Gasoline | COMPARTMENT A | Double Walled | Asphalt coated or Bare Steel |  |  |  | Removal | 1987-06-03
0-004367 | ECONO LUBE N TUNE | 1730 W BELL RD | PHOENIX | AZ | 85023 | Maricopa | 3 | Perm Closure | 1976-02-26 | 10000 | Diesel | COMPARTMENT A | Double Walled | Asphalt coated or Bare Steel |  |  |  | Removal | 1987-06-03
0-010516 | QUIKTRIP #446 | 550 N DYSART RD | GOODYEAR | AZ | 85338 | Maricopa | 1 | Open | 2014-11-24 | 10000 | Other | COMPARTMENT B | Double Walled | Fiberglass Reinforced Plastic | Pressure | Double Walled | Fiberglass Reinforced Plastic
0-006177 | ORACLE ROAD RENT-ALL & SALES INC | 3909 N ORACLE RD | TUCSON | AZ | 85705 | Pima | 3 | Perm Closure | 1968-01-01 | 1000 | Diesel | COMPARTMENT A | Single Walled | Asphalt coated or Bare Steel |  |  |  | Removal | 1989-06-01
0-001101 | SETTING SUN SERVICES | 11113 W MICHIGAN AVE | YOUNGTOWN | AZ | 85363 | Maricopa | 2 | Perm Closure | 1975-01-01 | 10000 | Gasoline | COMPARTMENT A |  | Asphalt coated or Bare Steel | Suction - Check Valve at the Tank Top |  |  | Removal | 1996-10-16
0-010001 | QUIKTRIP #448 | 9910 W CAMELBACK RD | PHOENIX | AZ | 85037 | Maricopa | 3 | Open | 2003-08-21 | 20000 | Gasoline | COMPARTMENT A | Double Walled | Fiberglass Reinforced Plastic | Pressure | Double Walled | Flexible
0-004406 | GRIGGS PAINT | 3635 S 16TH ST | PHOENIX | AZ | 85040 | Maricopa | 1 | Perm Closure | 1966-05-02 | 1000 | Gasoline | COMPARTMENT A | Double Walled | Asphalt coated or Bare Steel |  |  |  | Removal | 1991-11-08
0-000764 | BENJAMIN BROCK | 105 E ANDY DEVINE AVE | KINGMAN | AZ | 86401 | Mohave | 1 | Perm Closure | 2005-06-17 |  | Gasoline | COMPARTMENT A | Single Walled | Asphalt coated or Bare Steel |  |  |  | Change in Service | 1986-01-01
0-006690 | LAKE SHORE INC | 400 E 38TH ST | TUCSON | AZ | 85713 | Pima | 3 | Perm Closure | 2005-06-17 | 10000 | Gasoline | COMPARTMENT A | Unknown | Unknown |  |  |  | Removal | 1990-01-31
0-002194 | DAN FULLER CONCRETE DRILLING | 826 E BASELINE RD | BUCKEYE | AZ | 85326 | Maricopa | 1 | Perm Closure | 1956-02-25 | 1000 | Gasoline | COMPARTMENT A | Single Walled | Asphalt coated or Bare Steel |  |  |  | Removal | 1988-12-01
0-010107 | SUPERSTAR CHEVRON | 1615 N 99TH AVE | AVONDALE | AZ | 85037 | Maricopa | 1 | Open | 2005-07-27 | 12000 | Gasoline | COMPARTMENT B | Double Walled | Composite (Steel/Fiberglass) | Pressure |  | Fiberglass Reinforced Plastic
0-008021 | VELMAR FOODS | 3125 N 29TH AVE | PHOENIX | AZ | 85017 | Maricopa | 1 | Perm Closure | 2005-06-17 | 2000 | Unidentified | COMPARTMENT A | Unknown | Asphalt coated or Bare Steel |  |  |  | Removal | 1989-09-06
0-008021 | VELMAR FOODS | 3125 N 29TH AVE | PHOENIX | AZ | 85017 | Maricopa | 2 | Perm Closure | 2005-06-17 | 2000 | Unidentified | COMPARTMENT A | Unknown | Asphalt coated or Bare Steel |  |  |  | Removal | 1989-09-06
0-008021 | VELMAR FOODS | 3125 N 29TH AVE | PHOENIX | AZ | 85017 | Maricopa | 10 | Perm Closure | 2005-06-17 | 3000 | Unidentified | COMPARTMENT A | Unknown | Asphalt coated or Bare Steel |  |  |  | Removal | 1989-09-06
0-008021 | VELMAR FOODS | 3125 N 29TH AVE | PHOENIX | AZ | 85017 | Maricopa | 6 | Perm Closure | 2005-06-17 | 2000 | Unidentified | COMPARTMENT A | Unknown | Asphalt coated or Bare Steel |  |  |  | Removal | 1989-09-06
0-010113 | FLOJO LLC | 21294 E US HIGHWAY 60 | FLORENCE JUNCTION | AZ | 85118 | Pinal | 3 | Perm Closure | 2006-05-01 | 3000 | Gasoline | COMPARTMENT A |  | Asphalt coated or Bare Steel |  |  |  | Removal | 2006-04-05
0-010471 | CHEVRON FOOD MART | 3160 E CHANDLER HEIGHTS RD | GILBERT | AZ | 85298 | Maricopa | 2 | Open | 2013-02-01 | 8000 | Diesel | COMPARTMENT B | Double Walled | Fiberglass Reinforced Plastic | Pressure | Double Walled | Fiberglass Reinforced Plastic
0-001678 | MOTEL 6 PREMIER | 831 W ROUTE 66 | WILLIAMS | AZ | 86046 | Coconino | 4 | Perm Closure | 1966-04-25 | 500 | Used Oil/Waste Oil | COMPARTMENT A | Single Walled | Asphalt coated or Bare Steel |  |  |  | Removal | 1988-01-01
0-002280 | GLENDALE UNION HIGH SCHOOL DISTRICT | 7650 N 43RD AVE | GLENDALE | AZ | 85301 | Maricopa | 1 | Perm Closure | 1972-05-06 | 6000 | Gasoline | COMPARTMENT A | Single Walled | Asphalt coated or Bare Steel |  |  |  | Removal | 1990-05-07
0-006793 | JACKSONS #808 | 12020 N TATUM BLVD | PHOENIX | AZ | 85028 | Maricopa | 4 | Perm Closure | 1990-01-01 | 6000 | Used Oil/Waste Oil | COMPARTMENT A | Double Walled | Composite (Steel/Fiberglass) | Gravity Feed |  | Fiberglass Reinforced Plastic | Removal | 2002-11-26
0-006263 | SPEEDWAY STORE #2889 | 1790 S WHITE MOUNTAIN RD | SHOW LOW | AZ | 85901 | Navajo | 2 | Open | 1988-07-10 | 12000 | Gasoline (PUL) | COMPARTMENT A | Single Walled | Asphalt coated or Bare Steel | Pressure | Single Walled | Bare or Galvanized Steel
0-006263 | SPEEDWAY STORE #2889 | 1790 S WHITE MOUNTAIN RD | SHOW LOW | AZ | 85901 | Navajo | 3 | Open | 1988-07-10 | 12000 | Diesel | COMPARTMENT A | Single Walled | Asphalt coated or Bare Steel | Pressure | Single Walled | Bare or Galvanized Steel
0-001680 | ARIZONA AUTO AUCTION | 3420 S 48TH ST | PHOENIX | AZ | 85040 | Maricopa | 2 | Perm Closure | 1978-01-01 | 8000 | Gasoline | COMPARTMENT A | Single Walled | Fiberglass Reinforced Plastic |  |  |  | Removal | 1990-04-05
0-004293 | PAPAGO PARK CENTER | 1655 N 56TH ST | TEMPE | AZ | 85281 | Maricopa | 6 | Perm Closure | 1966-11-21 | 1000 | Gasoline | COMPARTMENT A | Unknown | Asphalt coated or Bare Steel |  |  |  | Removal | 1986-11-21
0-000731 | AZ-TECH COLLISION CENTER | 9018 N 7TH ST | PHOENIX | AZ | 85020 | Maricopa | 1 | Perm Closure | 2005-06-17 | 500 | Used Oil/Waste Oil | COMPARTMENT A | Single Walled | Asphalt coated or Bare Steel | Gravity Feed | Single Walled | Bare or Galvanized Steel | Removal | 1993-12-28
0-003506 | TARGET STORE #T0209 | 740 W CAMELBACK RD | PHOENIX | AZ | 85013 | Maricopa | 1 | Perm Closure | 1965-01-01 | 12000 | Gasoline | COMPARTMENT A |  | Asphalt coated or Bare Steel |  |  |  | Removal | 1990-03-12
0-003525 | NOGALES HWY IRON & STEEL INC | 9421 S NOGALES HWY | TUCSON | AZ | 85756 | Pima | 3 | Perm Closure | 1975-01-01 | 1000 | Gasoline | COMPARTMENT A | Single Walled | Asphalt coated or Bare Steel |  |  |  | Removal | 1975-12-01
0-003279 | EXXONMOBIL OIL CORP #12070 | 9906 W THUNDERBIRD BLVD | SUN CITY | AZ | 85351 | Maricopa | 3 | Perm Closure | 1972-01-01 | 8000 | Gasoline | COMPARTMENT A | Single Walled | Asphalt coated or Bare Steel |  |  |  | Removal | 1987-04-29
0-003696 | Q1 GAS AND MART | 3926 N 19TH AVE | PHOENIX | AZ | 85015 | Maricopa | 3 | Perm Closure | 1959-01-01 | 10000 | Gasoline | COMPARTMENT A | Double Walled | Asphalt coated or Bare Steel |  |  |  | Removal | 1989-12-21
0-003696 | Q1 GAS AND MART | 3926 N 19TH AVE | PHOENIX | AZ | 85015 | Maricopa | 2 | Perm Closure | 1959-01-01 | 8000 | Gasoline | COMPARTMENT A |  | Asphalt coated or Bare Steel |  |  |  | Removal | 1989-12-21
0-009989 | SAM'S CLUB #4830 | 1459 N DYSART RD | AVONDALE | AZ | 85323 | Maricopa | 1 | Open | 2004-01-29 | 20000 | Gasoline | COMPARTMENT A | Double Walled | Fiberglass Reinforced Plastic | Pressure |  | Flexible
0-003774 | RENT-A-RIDE | 5635 E BROADWAY BLVD | TUCSON | AZ | 85711 | Pima | 1 | Perm Closure | 1964-04-02 | 4000 | Gasoline | COMPARTMENT A | Double Walled | Asphalt coated or Bare Steel |  |  |  | Removal | 1992-02-15
0-006945 | REUTER EQUIPMENT COMPANY | 1835 W GRANT RD | TUCSON | AZ | 85745 | Pima | 1 | Perm Closure | 1981-10-01 | 1000 | Gasoline | COMPARTMENT A | Double Walled | Asphalt coated or Bare Steel | Suction - Check Valve at the Tank Top |  |  | Removal | 1990-09-27
0-009848 | QUIK MART #33 | 5642 S ALVERNON WAY | TUCSON | AZ | 85706 | Pima | 2 | Open | 2002-03-01 | 14000 | Gasoline | COMPARTMENT A | Double Walled | Composite (Steel/Fiberglass) | Pressure | Double Walled | Flexible
0-002046 | QUIK MART #9 | 4611 N FLOWING WELLS RD | TUCSON | AZ | 85705 | Pima | 2 | Perm Closure | 1972-04-27 | 4000 | Gasoline | COMPARTMENT A | Single Walled | Asphalt coated or Bare Steel | Suction - Check Valve at the Tank Top |  |  | Removal | 1999-12-14
0-010552 | CIRCLE K STORE #2703477 | 13051 W GLENDALE AVE | GLENDALE | AZ | 85307 | Maricopa | 3 | Open | 2015-12-03 | 10000 | Diesel | COMPARTMENT A | Double Walled | Fiberglass Reinforced Plastic | Pressure | Double Walled | Fiberglass Reinforced Plastic
0-002740 | RALPH HANSON DBA QUICK STOP | 17005 E SHEA BLVD | FOUNTAIN HILLS | AZ | 85268 | Maricopa | 2 | Perm Closure | 1976-03-15 | 10000 | Gasoline | COMPARTMENT A | Single Walled | Asphalt coated or Bare Steel | Pressure |  |  | Removal | 1992-07-21
0-002740 | RALPH HANSON DBA QUICK STOP | 17005 E SHEA BLVD | FOUNTAIN HILLS | AZ | 85268 | Maricopa | 1 | Perm Closure | 1976-03-15 | 10000 | Gasoline | COMPARTMENT A | Single Walled | Asphalt coated or Bare Steel | Pressure |  |  | Removal | 1992-07-15
0-002636 | QUICK AND EASY SHELL | 7602 S MCCLINTOCK DR | TEMPE | AZ | 85284 | Maricopa | 1 | Open | 1988-10-13 | 10000 | Gasoline (UL) | COMPARTMENT A | Single Walled | Fiberglass Reinforced Plastic | Pressure |  | Fiberglass Reinforced Plastic
0-008896 | LLANTERA EL CACHANILLA | 986 W 3RD ST | YUMA | AZ | 85364 | Yuma | 1 | Perm Closure | 2005-06-17 | 3000 | Gasoline | COMPARTMENT A | Single Walled | Asphalt coated or Bare Steel |  |  |  | Removal | 2008-11-26
0-007649 | AT&T - FLAGSTAFF - AZ2160 |  | FLAGSTAFF |  |  | Coconino | 1 | Perm Closure | 1968-01-01 | 8000 | Gasoline | COMPARTMENT A | Unknown | Asphalt coated or Bare Steel |  |  |  | Removal | 1994-09-01
0-000209 | ARIZONA DEPARTMENT OF PUBLIC SAFETY | 380 W MCNEIL ST | SHOW LOW | AZ | 85901 | Navajo | 1 | Perm Closure | 1985-01-01 | 10000 | Gasoline | COMPARTMENT A |  | Asphalt coated or Bare Steel | Pressure |  |  | Removal | 1997-08-21
0-008194 | ARCO AM/PM #42423 | 7601 E TANQUE VERDE RD | TUCSON | AZ | 85715 | Pima | 1 | Open | 1991-07-15 | 10000 | Gasoline | COMPARTMENT A | Double Walled | Fiberglass Reinforced Plastic | Pressure |  | Fiberglass Reinforced Plastic
0-008194 | ARCO AM/PM #42423 | 7601 E TANQUE VERDE RD | TUCSON | AZ | 85715 | Pima | 4 | Open | 1991-07-15 | 10000 | Gasoline | COMPARTMENT A | Double Walled | Fiberglass Reinforced Plastic | Pressure |  | Fiberglass Reinforced Plastic
0-008232 | BULLHEAD SERVICE | 1126 HIGHWAY 95 | BULLHEAD CITY | AZ | 86429 | Mohave | 2 | Perm Closure | 1966-01-01 | 2000 | Gasoline | COMPARTMENT A | Double Walled | Asphalt coated or Bare Steel | Suction - Check Valve at the Tank Top |  | Bare or Galvanized Steel | Removal | 1995-09-29
0-007522 | HATTAR CHEVRON | 6261 E BENSON HWY | TUCSON | AZ | 85756 | Pima | 12 | Perm Closure | 1963-01-01 | 12000 | Diesel | COMPARTMENT A | Double Walled | Composite (Steel/Fiberglass) | Pressure |  | Fiberglass Reinforced Plastic | Removal | 1998-12-04
0-007522 | HATTAR CHEVRON | 6261 E BENSON HWY | TUCSON | AZ | 85756 | Pima | 17 | Open | 1999-12-22 | 20000 | Gasoline | COMPARTMENT A | Double Walled | Fiberglass Reinforced Plastic | Pressure | Double Walled | Flexible
0-005330 | UNITED DAIRYMEN OF ARIZONA - DAIRY | 2008 S HARDY DR | TEMPE | AZ | 85282 | Maricopa | 2 | Perm Closure | 1966-01-01 | 3000 | Gasoline | COMPARTMENT A |  | Asphalt coated or Bare Steel |  |  |  | Removal | 1989-12-27
0-009749 | SAFEWAY FUEL - SHOW LOW | 900 W DEUCE OF CLUBS | SHOW LOW | AZ | 85901 | Navajo | 1 | Open | 2000-12-08 | 10000 | Gasoline | COMPARTMENT A | Double Walled | Fiberglass Reinforced Plastic
0-009042 | CIRCLE K STORES #2741612 | 5850 W MCDOWELL RD | PHOENIX | AZ | 85035 | Maricopa | 2 | Open | 1996-10-20 | 12000 | Gasoline (PUL) | COMPARTMENT A | Double Walled | Fiberglass Reinforced Plastic | Pressure | Double Walled | Fiberglass Reinforced Plastic
0-003070 | PHOENIX 21, GLENDALE, AGUA FRIA WARD | 8702 W CAMPBELL AVE | PHOENIX | AZ | 85037 | Maricopa | 1 | Perm Closure | 1978-01-01 | 10000 | (Null) | COMPARTMENT A | Double Walled | Fiberglass Reinforced Plastic | Suction - Check Valve at the Tank Top |  | Bare or Galvanized Steel | Removal | 1992-10-20
0-003379 | CHANDLER MAIN CO #141060 | 151 N OREGON ST | CHANDLER | AZ | 85225 | Maricopa | 2 | Open | 2004-08-30 | 3000 | Diesel | COMPARTMENT A | Double Walled | Fiberglass Reinforced Plastic | Suction - Check Valve at the Tank Top |  | Flexible
0-001057 | MICKS AUTO CARE CHEVRON # 9-1235 | 102 N HASKELL AVE | WILLCOX | AZ | 85643 | Cochise | 4 | Perm Closure | 1981-01-01 | 1000 | Used Oil/Waste Oil | COMPARTMENT A | Single Walled | Fiberglass Reinforced Plastic | Gravity Feed |  | Fiberglass Reinforced Plastic | Removal | 2016-06-01
0-002553 | MELROSE GAS & FOOD | 4405 N 7TH AVE | PHOENIX | AZ | 85013 | Maricopa | 1 | Perm Closure | 1969-01-01 | 10000 | Gasoline | COMPARTMENT A |  | Asphalt coated or Bare Steel | Pressure |  | Fiberglass Reinforced Plastic | Removal | 2014-03-26
0-001191 | CIRCLE K #187 | 8720 E SPEEDWAY BLVD | TUCSON | AZ | 85710 | Pima | 1 | Perm Closure | 1969-01-01 | 10000 | Gasoline | COMPARTMENT A |  | Asphalt coated or Bare Steel |  |  |  | Removal | 1987-05-01
0-006246 | C&T OIL #3 | 550 N ALVERNON WAY | TUCSON | AZ | 85711 | Pima | 6 | Perm Closure | 1991-01-01 | 12000 | Gasoline | COMPARTMENT A | Single Walled | Fiberglass Reinforced Plastic | Pressure |  | Fiberglass Reinforced Plastic | Removal | 2012-10-16
0-005521 | CARIOCA #56 | 1325 W IRON SPRINGS RD | PRESCOTT | AZ | 86305 | Yavapai | 2 | Open | 1989-04-19 | 20000 | Gasoline | COMPARTMENT A | Single Walled | Fiberglass Reinforced Plastic | Pressure |  | Fiberglass Reinforced Plastic
0-010163 | PARCEL #110-09-032B | 5450 E FORT LOWELL RD | TUCSON | AZ | 85712 | Pima | 2 | Perm Closure | 2007-08-06 | 3000 | Gasoline | COMPARTMENT A | Single Walled | Asphalt coated or Bare Steel |  |  |  | Removal | 2007-08-16
0-006139 | BELLAIR GOLF COURSE | 17233 N 45TH AVE | GLENDALE | AZ | 85308 | Maricopa | 1 | Perm Closure | 1978-04-19 | 3000 | Gasoline | COMPARTMENT A | Double Walled | Asphalt coated or Bare Steel |  |  |  | Removal | 1990-04-01
0-000714 | BERGEN BRUNSWIG DRUG COMPANY | 2102 W ROOSEVELT ST | PHOENIX | AZ | 85009 | Maricopa | 1 | Perm Closure | 1981-04-03 | 10000 | Gasoline | COMPARTMENT A | Single Walled | Asphalt coated or Bare Steel |  |  |  | Removal | 1988-06-01
0-009503 | TUFA TAVERN |  | KIRKLAND JUNCTION |  |  | Yavapai | 1 | Perm Closure | 2005-06-17 | 1000 | Gasoline | COMPARTMENT A | Unknown | Asphalt coated or Bare Steel | Suction - Check Valve at the Dispenser |  | Bare or Galvanized Steel | Removal | 1999-09-02
0-004947 | BLUE STAR GAS STATION | 3774 S 6TH AVE | TUCSON | AZ | 85713 | Pima | 1 | Perm Closure | 1984-01-01 | 12000 | Gasoline | COMPARTMENT A | Double Walled | Fiberglass Reinforced Plastic | Pressure | Double Walled | Fiberglass Reinforced Plastic | Removal | 2016-01-26
0-004974 | THE MARKET | 4811 E SUNRISE DR | TUCSON | AZ | 85718 | Pima | 1 | Perm Closure | 1986-06-11 | 6000 | Diesel | COMPARTMENT A | Double Walled | Asphalt coated or Bare Steel | Pressure |  | Bare or Galvanized Steel | Removal | 1998-12-24
0-000893 | CIRCLE K STORE #2706656 | 2011 E MCKELLIPS RD | MESA | AZ | 85213 | Maricopa | 3 | Perm Closure | 1985-01-01 | 20000 | Gasoline | COMPARTMENT A | Double Walled | Fiberglass Reinforced Plastic | Pressure |  | Fiberglass Reinforced Plastic | Removal | 1997-09-16
0-000893 | CIRCLE K STORE #2706656 | 2011 E MCKELLIPS RD | MESA | AZ | 85213 | Maricopa | 4 | Open | 1998-02-02 | 12000 | Gasoline | COMPARTMENT A | Double Walled | Fiberglass Reinforced Plastic | Pressure | Double Walled | Fiberglass Reinforced Plastic
0-010628 | BLOCK 23 COMMERICIAL | 125 E WASHINGTON ST | PHOENIX | AZ | 85004 | Maricopa | 1 | Perm Closure | 2017-11-21 | 2000 | Unidentified | COMPARTMENT A | Single Walled | Asphalt coated or Bare Steel |  |  |  | Removal | 2017-10-02
0-000896 | SUNSHINE TIRE | 8055 E MAIN ST | MESA | AZ | 85207 | Maricopa | 2 | Perm Closure | 1966-01-01 | 5000 | Unidentified | COMPARTMENT A |  | Asphalt coated or Bare Steel |  |  |  | Removal | 1988-08-13
0-003507 | TARGET FORMER FED-MART | 66 S DOBSON RD | MESA | AZ | 85202 | Maricopa | 2 | Perm Closure | 1969-01-01 | 10000 | Gasoline | COMPARTMENT A |  | Asphalt coated or Bare Steel |  |  |  | Removal | 1990-12-06
0-003507 | TARGET FORMER FED-MART | 66 S DOBSON RD | MESA | AZ | 85202 | Maricopa | 1 | Perm Closure | 1969-01-01 | 12000 | Gasoline | COMPARTMENT A |  | Asphalt coated or Bare Steel |  |  |  | Removal | 1990-12-06
0-004720 | TOWN OF SPRINGERVILLE - TOWN YARD | 285 N PAPAGO | SPRINGERVILLE | AZ | 85938 | Apache | 1 | Perm Closure | 1976-05-30 | 2000 | Gasoline | COMPARTMENT A | Unknown | Asphalt coated or Bare Steel | Suction - Check Valve at the Dispenser |  | Bare or Galvanized Steel | Removal | 2000-01-12
0-003287 | KINGMAN TIRE | 1302 W BEALE ST | KINGMAN | AZ | 86401 | Mohave | 6 | Perm Closure | 1999-12-07 | 10000 | Gasoline (UL) | COMPARTMENT A | Double Walled | Fiberglass Reinforced Plastic | Pressure | Double Walled | Flexible | Removal | 2017-11-01
0-007363 | SILVER SADDLE TRADING POST | 9001 N US HIGHWAY 89 | FLAGSTAFF | AZ | 86004 | Coconino | 5 | Open | 2015-01-22 | 6000 | Gasoline (PUL) | COMPARTMENT B | Double Walled | Fiberglass Reinforced Plastic | Pressure | Double Walled | Fiberglass Reinforced Plastic
0-007183 | WILBUR H WUERTZ |  | ELEVEN MILE CORNER |  |  | Pinal | 1 | Perm Closure | 1969-01-01 | 4000 | Diesel | COMPARTMENT A | Unknown | Asphalt coated or Bare Steel |  |  |  | Removal | 1985-12-05
0-010206 | MANOR MOBIL REPAIR | 10214 RIVERSIDE DR | PARKER | AZ | 85344 | La Paz | 4 | Perm Closure | 1966-01-01 | 10000 | Gasoline | COMPARTMENT A |  | Asphalt coated or Bare Steel |  |  |  | Removal | 2007-12-05
0-010206 | MANOR MOBIL REPAIR | 10214 RIVERSIDE DR | PARKER | AZ | 85344 | La Paz | 1 | Perm Closure | 1966-01-01 | 280 | Used Oil/Waste Oil | COMPARTMENT A |  | Asphalt coated or Bare Steel |  |  |  | Removal | 2007-12-05
0-010672 | QUIKTRIP #1407 | 900 S WATSON RD | BUCKEYE | AZ | 85326 | Maricopa | 3 | Open | 2019-10-16 | 12000 | Diesel #2 | COMPARTMENT A | Double Walled | Fiberglass Reinforced Plastic | Pressure | Double Walled | Fiberglass Reinforced Plastic
0-002134 | WELLS FARGO BANK | 1305 W 23RD ST | TEMPE | AZ | 85282 | Maricopa | 6 | Open | 2005-05-01 | 30000 | Diesel | COMPARTMENT A | Double Walled | Fiberglass Reinforced Plastic | Pressure | Double Walled | Fiberglass Reinforced Plastic
0-005415 | UNITED PARCEL SERVICE | 1350 W 23RD ST | TEMPE | AZ | 85282 | Maricopa | 1 | Perm Closure | 1968-04-11 | 10000 | Unidentified | COMPARTMENT A | Unknown | Asphalt coated or Bare Steel |  |  |  | Removal | 1987-12-16
0-005839 | HANKS TRADING POST | 31926 N US HIGHWAY 89 | FLAGSTAFF | AZ | 86004 | Coconino | 4 | Open | 1999-03-03 | 10000 | Gasoline | COMPARTMENT A | Double Walled | Composite (Steel/Fiberglass) | Pressure | Double Walled | Flexible
0-002526 | MCNEECE MART #21 | 796 S 4TH AVE | YUMA | AZ | 85364 | Yuma | 1 | Perm Closure | 1966-05-05 | 6250 | Gasoline | COMPARTMENT A | Single Walled | Asphalt coated or Bare Steel |  |  |  | Removal | 1990-09-13
0-010210 | WELLTON CHEVRON | 28864 COMMERCE WAY | WELLTON | AZ | 85356 | Yuma | 2 | Open | 2007-11-08 | 15000 | Gasoline (PUL) | COMPARTMENT A | Double Walled | Fiberglass Reinforced Plastic | Pressure | Double Walled | Fiberglass Reinforced Plastic
0-002784 | SPEEDWAY #2996 | 6500 S 12TH AVE | TUCSON | AZ | 85756 | Pima | 4 | Open | 1976-04-08 | 12000 | Gasoline | COMPARTMENT A | Single Walled | Asphalt coated or Bare Steel | Pressure |  | Fiberglass Reinforced Plastic
0-002269 | CITY OF GLENDALE - FIRE STATION #153 | 14061 N 59TH AVE | GLENDALE | AZ | 85306 | Maricopa | 1 | Perm Closure | 1972-01-01 | 2000 | Diesel | COMPARTMENT A |  | Asphalt coated or Bare Steel | Pressure |  | Bare or Galvanized Steel | Removal | 1992-08-06
0-004427 | QUIK MART #31 | 2200 E BROADWAY BLVD | TUCSON | AZ | 85719 | Pima | 2 | Perm Closure | 1956-01-01 | 1000 | Used Oil/Waste Oil | COMPARTMENT A |  | Asphalt coated or Bare Steel |  |  |  | Removal | 1992-06-04
0-004427 | QUIK MART #31 | 2200 E BROADWAY BLVD | TUCSON | AZ | 85719 | Pima | 3 | Open | 1992-05-01 | 10000 | Gasoline | COMPARTMENT A | Double Walled | Fiberglass Reinforced Plastic | Pressure | Double Walled | Fiberglass Reinforced Plastic
0-004427 | QUIK MART #31 | 2200 E BROADWAY BLVD | TUCSON | AZ | 85719 | Pima | 4 | Open | 1992-05-01 | 10000 | Gasoline | COMPARTMENT A | Double Walled | Fiberglass Reinforced Plastic | Pressure | Double Walled | Fiberglass Reinforced Plastic
0-004718 | FREDONIA SHORTSTOP | 10 N MAIN ST | FREDONIA | AZ | 86022 | Coconino | 2 | Perm Closure | 1981-02-26 | 10000 | Gasoline | COMPARTMENT A | Unknown | Asphalt coated or Bare Steel |  |  |  | Removal | 1991-09-24
0-002482 | PARCEL #122-16-171A | 3701 E SENECA ST | TUCSON | AZ | 85716 | Pima | 1 | Perm Closure | 1959-01-01 | 500 | Diesel | COMPARTMENT A | Single Walled | Asphalt coated or Bare Steel | Suction - Check Valve at the Dispenser |  |  | Removal | 2001-09-25
0-005785 | LAKE INVESTMENT COMPANY |  | CONCHO |  |  | Apache | 1 | Perm Closure | 1981-05-02 | 1000 | Gasoline | COMPARTMENT A | Double Walled | Asphalt coated or Bare Steel |  |  |  | Removal | 1989-06-01
0-003111 | LAKE PLEASANT REGIONAL PARK |  | PEORIA |  |  | Maricopa | 1 | Perm Closure | 1967-04-01 | 5000 | Gasoline | COMPARTMENT A | Double Walled | Asphalt coated or Bare Steel | Suction - Check Valve at the Tank Top |  |  | Removal | 1990-12-19
0-009441 | TL QIK GAS & FOOD MART | 1000 E OLD WEST HWY | APACHE JUNCTION | AZ | 85119 | Pinal | 3 | Open | 1989-01-01 | 8000 | Gasoline | COMPARTMENT A | Double Walled | Composite (Steel/Fiberglass) | Pressure |  | Fiberglass Reinforced Plastic
0-001834 | ALVERNON SHELL | 1711 N ALVERNON WAY | TUCSON | AZ | 85712 | Pima | 6 | Perm Closure | 1978-01-01 | 10000 | Diesel | COMPARTMENT A | Single Walled | Asphalt coated or Bare Steel | Pressure |  | Fiberglass Reinforced Plastic | Removal | 2015-01-20
0-001834 | ALVERNON SHELL | 1711 N ALVERNON WAY | TUCSON | AZ | 85712 | Pima | 1 | Perm Closure | 1978-01-01 | 12000 | Gasoline | COMPARTMENT A | Single Walled | Asphalt coated or Bare Steel | Pressure |  |  | Removal | 2015-01-20
0-004688 | QUIKTRIP #447 | 5957 E MCDOWELL RD | MESA | AZ | 85215 | Maricopa | 6 | Open | 2004-11-16 | 20000 | Gasoline | COMPARTMENT A | Double Walled | Fiberglass Reinforced Plastic | Pressure | Double Walled | Flexible
0-004688 | QUIKTRIP #447 | 5957 E MCDOWELL RD | MESA | AZ | 85215 | Maricopa | 5 | Open | 2004-11-16 | 20000 | Gasoline | COMPARTMENT A | Double Walled | Fiberglass Reinforced Plastic | Pressure | Double Walled | Flexible
0-010256 | QUIKTRIP #434 | 1915 W SOUTHERN AVE | PHOENIX | AZ | 85041 | Maricopa | 1 | Open | 2008-09-23 | 12000 | Gasoline | COMPARTMENT A | Double Walled | Fiberglass Reinforced Plastic | Pressure | Double Walled | Fiberglass Reinforced Plastic
0-010256 | QUIKTRIP #434 | 1915 W SOUTHERN AVE | PHOENIX | AZ | 85041 | Maricopa | 2 | Open | 2008-09-23 | 20000 | Gasoline | COMPARTMENT A | Double Walled | Fiberglass Reinforced Plastic | Pressure | Double Walled | Fiberglass Reinforced Plastic
0-010687 | COSTCO SURPRISE #1375 |  | SURPRISE |  |  | Maricopa | 2 | Open | 2020-08-05 | 40000 | Gasoline (UL) | COMPARTMENT A | Double Walled | Fiberglass Reinforced Plastic | Pressure | Double Walled | Fiberglass Reinforced Plastic
0-009970 | USDOI NPS - GRAND CANYON - SOUTH RIM MAINTENANCE FACILITY |  | GRAND CANYON |  |  | Coconino | 1 | Open | 2002-09-02 | 500 | Used Oil/Waste Oil | COMPARTMENT A | Double Walled | Fiberglass Reinforced Plastic | Gravity Feed
0-009330 | MARICOPA WATER DISTRICT | 18600 W GREENWAY RD | SURPRISE | AZ | 85388 | Maricopa | 2 | Perm Closure | 1986-12-01 | 8000 | Gasoline | COMPARTMENT A | Double Walled | Fiberglass Reinforced Plastic | Pressure |  | Bare or Galvanized Steel | Removal | 1998-09-09
0-009330 | MARICOPA WATER DISTRICT | 18600 W GREENWAY RD | SURPRISE | AZ | 85388 | Maricopa | 1 | Perm Closure | 1986-12-01 | 10000 | Gasoline | COMPARTMENT A | Double Walled | Fiberglass Reinforced Plastic | Pressure |  | Bare or Galvanized Steel | Removal | 1998-09-09
0-003063 | MARRIOTT IN-FLITE SERVICES | 3750 E SKY HARBOR BLVD | PHOENIX | AZ | 85034 | Maricopa | 1 | Perm Closure | 1974-04-22 | 4000 | Gasoline | COMPARTMENT A | Unknown | Asphalt coated or Bare Steel |  |  |  | Removal | 1989-08-22
0-003065 | MARSH AVIATION OF MARANA | 13330 N SANDARIO RD | MARANA | AZ | 85653 | Pima | 1 | Perm Closure | 1971-07-06 | 2000 | Gasoline | COMPARTMENT A | Unknown | Asphalt coated or Bare Steel |  |  |  | Removal | 1985-01-01
0-001941 | IMPERIAL MACHINERY | 601 W 11TH ST | PARKER | AZ | 85344 | La Paz | 1 | Perm Closure | 1980-01-01 | 500 | Used Oil/Waste Oil | COMPARTMENT A | Single Walled | Fiberglass Reinforced Plastic |  |  |  | Removal | 1988-12-19
0-006441 | HILLSIDE GROCERY |  | HILLSIDE |  |  | Yavapai | 2 | Perm Closure | 2005-06-17 | 500 | Gasoline | COMPARTMENT A | Double Walled | Asphalt coated or Bare Steel |  |  |  | Removal | 1991-01-21
0-005090 | SOUTHWEST PETROLEUM WASTE MANAGEMENT | 3839 W BUCKEYE RD | PHOENIX | AZ | 85009 | Maricopa | 1 | Perm Closure | 1971-01-01 | 13000 | Diesel | COMPARTMENT A | Double Walled | Composite (Steel/Fiberglass) | Pressure |  | Bare or Galvanized Steel | Removal | 1994-01-11
0-000315 | VIJA TRUCK STOP | 52745 W I-8 FRONTAGE RD | STANFIELD | AZ | 85139 | Pinal | 1 | Perm Closure | 1973-01-01 | 8000 | Diesel | COMPARTMENT A | Single Walled | Asphalt coated or Bare Steel |  |  |  | Removal | 1989-03-28
0-010264 | SAFEWAY FUEL #2709 | 5075 W BASELINE RD | PHOENIX | AZ | 85339 | Maricopa | 1 | Open | 2008-11-14 | 20000 | Gasoline | COMPARTMENT A | Double Walled | Fiberglass Reinforced Plastic | Pressure | Double Walled | Flexible
0-001165 | CIRCLE K #36 | 2098 W BELL RD | PHOENIX | AZ | 85023 | Maricopa | 2 | Perm Closure | 1982-01-01 | 10000 | Gasoline | COMPARTMENT A |  | Asphalt coated or Bare Steel |  |  |  | Removal | 1995-04-27
0-009598 | 7-ELEVEN #32392 | 3151 E CHANDLER BLVD | PHOENIX | AZ | 85048 | Maricopa | 2 | Perm Closure | 1999-08-01 | 10000 | Gasoline | COMPARTMENT A | Double Walled | Fiberglass Reinforced Plastic | Pressure | Double Walled | Flexible | Removal | 2003-11-08
0-001523 | CIRCLE K #3752 | 3246 E CACTUS RD | PHOENIX | AZ | 85032 | Maricopa | 4 | Perm Closure | 1995-01-12 | 10000 | Gasoline | COMPARTMENT A | Double Walled | Fiberglass Reinforced Plastic | Pressure |  | Fiberglass Reinforced Plastic | Removal | 2001-03-01
0-001523 | CIRCLE K #3752 | 3246 E CACTUS RD | PHOENIX | AZ | 85032 | Maricopa | 5 | Perm Closure | 1995-01-12 | 10000 | Gasoline | COMPARTMENT A | Double Walled | Fiberglass Reinforced Plastic | Pressure |  | Fiberglass Reinforced Plastic | Removal | 2001-03-01
0-003252 | CVS PHARMACY #9297 | 6002 N 7TH ST | PHOENIX | AZ | 85014 | Maricopa | 4 | Perm Closure | 1988-07-01 | 1000 | Used Oil/Waste Oil | COMPARTMENT A | Single Walled | Fiberglass Reinforced Plastic | Gravity Feed |  | Fiberglass Reinforced Plastic | Removal | 1998-04-18
0-003252 | CVS PHARMACY #9297 | 6002 N 7TH ST | PHOENIX | AZ | 85014 | Maricopa | 6 | Perm Closure | 1988-07-01 | 10000 | Gasoline | COMPARTMENT A | Single Walled | Fiberglass Reinforced Plastic | Pressure |  | Fiberglass Reinforced Plastic | Removal | 1998-04-18
0-010310 | QUIKTRIP #421 | 19990 N 19TH AVE | PHOENIX | AZ | 85027 | Maricopa | 2 | Open | 2009-05-04 | 20000 | Gasoline | COMPARTMENT A | Double Walled | Fiberglass Reinforced Plastic | Pressure | Double Walled | Fiberglass Reinforced Plastic
0-006373 | ANGEL'S CORNER | 5127 N STATE HIGHWAY 64 | WILLIAMS | AZ | 86046 | Coconino | 2 | Perm Closure | 1968-01-01 | 2000 | Gasoline | COMPARTMENT A | Single Walled | Asphalt coated or Bare Steel | Suction - Check Valve at the Tank Top | Double Walled | Fiberglass Reinforced Plastic | Removal | 2016-03-31
0-006171 | CATALINA MART #16 | 7090 E 22ND ST | TUCSON | AZ | 85710 | Pima | 3 | Perm Closure | 1988-05-11 | 10000 | Gasoline | COMPARTMENT A | Double Walled | Composite (Steel/Fiberglass) | Pressure | Double Walled | Fiberglass Reinforced Plastic | Removal | 2008-11-28
0-006171 | CATALINA MART #16 | 7090 E 22ND ST | TUCSON | AZ | 85710 | Pima | 1 | Perm Closure | 1988-08-11 | 10000 | Gasoline | COMPARTMENT A | Double Walled | Composite (Steel/Fiberglass) | Pressure | Double Walled | Fiberglass Reinforced Plastic | Removal | 2008-11-28
0-000397 | APS PRESCOTT MANUFACTURED GAS PLANT SUBSTATION | 300 N GRANITE ST | PRESCOTT | AZ | 86301 | Yavapai | 2 | Perm Closure | 1971-01-01 | 10000 | Gasoline | COMPARTMENT A |  | Asphalt coated or Bare Steel |  |  |  | Removal | 1991-02-21
0-003670 | PEP BOYS - DISTRIBUTION CENTER | 4202 W WASHINGTON ST | PHOENIX | AZ | 85009 | Maricopa | 1 | Perm Closure | 1983-01-01 | 1000 | Diesel | COMPARTMENT A | Single Walled | Asphalt coated or Bare Steel |  |  |  | Removal | 1998-07-23
0-000999 | BRUCE CHURCH INC | 6162 E BRUCE CHURCH LOOP | YUMA | AZ | 85365 | Yuma | 2 | Perm Closure | 1954-01-01 | 7500 | Gasoline | COMPARTMENT A |  | Asphalt coated or Bare Steel | Suction - Check Valve at the Tank Top |  |  | Removal | 1991-04-26
0-000999 | BRUCE CHURCH INC | 6162 E BRUCE CHURCH LOOP | YUMA | AZ | 85365 | Yuma | 8 | Perm Closure | 2005-06-17 | 300 | Used Oil/Waste Oil | COMPARTMENT A |  | Asphalt coated or Bare Steel |  |  |  | Removal | 1996-09-05
0-006340 | TAIN'T MUCH STORE |  | NOTHING |  |  | Mohave | 1 | Perm Closure | 1973-08-24 | 4000 | Gasoline | COMPARTMENT A |  | Asphalt coated or Bare Steel | Pressure | Single Walled | Fiberglass Reinforced Plastic | Removal | 2007-01-31
0-006340 | TAIN'T MUCH STORE |  | NOTHING |  |  | Mohave | 2 | Perm Closure | 1973-08-24 | 4000 | Gasoline | COMPARTMENT A |  | Asphalt coated or Bare Steel | Pressure | Single Walled | Fiberglass Reinforced Plastic | Removal | 2007-01-31
0-000713 | BERGE FORD | 260 E MAIN ST | MESA | AZ | 85201 | Maricopa | 6 | Perm Closure | 1961-01-01 | 300 | Unidentified | COMPARTMENT A | Single Walled | Asphalt coated or Bare Steel |  |  |  | Removal | 1991-07-12
0-003703 | WEIR SLURRY GROUP INC | 2665 N FLOWING WELLS RD | TUCSON | AZ | 85705 | Pima | 2 | Perm Closure | 1972-01-01 | 5000 | Gasoline | COMPARTMENT A |  | Asphalt coated or Bare Steel |  |  |  | Removal | 1987-03-01
0-001873 | EXXON #7-1485 | 909 E BROADWAY RD | TEMPE | AZ | 85282 | Maricopa | 4 | Perm Closure | 1972-01-01 | 10000 | Gasoline | COMPARTMENT A |  | Asphalt coated or Bare Steel |  |  |  | Removal | 1994-07-21
0-001873 | EXXON #7-1485 | 909 E BROADWAY RD | TEMPE | AZ | 85282 | Maricopa | 3 | Perm Closure | 1964-01-01 | 5000 | Gasoline | COMPARTMENT A |  | Asphalt coated or Bare Steel |  |  |  | Removal | 1994-07-21
0-002230 | GASAMAT #804 - FORMER | 1265 S MILTON RD | FLAGSTAFF | AZ | 86001 | Coconino | 2 | Perm Closure | 1967-02-11 | 15000 | Gasoline | COMPARTMENT A | Double Walled | Composite (Steel/Fiberglass) | Pressure |  |  | Removal | 1993-10-13
0-002091 | FLAGSTAFF GOLF MAINTENANCE | 2461 N OAKMONT DR | FLAGSTAFF | AZ | 86004 | Coconino | 2 | Perm Closure | 1972-03-11 | 1000 | Gasoline | COMPARTMENT A | Single Walled | Asphalt coated or Bare Steel | Pressure |  |  | Removal | 1997-11-04
0-002091 | FLAGSTAFF GOLF MAINTENANCE | 2461 N OAKMONT DR | FLAGSTAFF | AZ | 86004 | Coconino | 5 | Open | 1997-12-17 | 1000 | Diesel | COMPARTMENT A | Double Walled | Composite (Steel/Fiberglass) | Pressure
0-010331 | QUIKTRIP #1452 | 5151 E SPEEDWAY BLVD | TUCSON | AZ | 85712 | Pima | 1 | Open | 2009-10-01 | 20000 | Gasoline | COMPARTMENT A | Double Walled | Fiberglass Reinforced Plastic | Pressure | Double Walled | Fiberglass Reinforced Plastic
0-005568 | SQUARE G ENTERPRISES | 2357 W BROADWAY RD | MESA | AZ | 85202 | Maricopa | 2 | Perm Closure | 1985-01-01 | 1000 | Used Oil/Waste Oil | COMPARTMENT A | Single Walled | Asphalt coated or Bare Steel | Gravity Feed | Single Walled | Bare or Galvanized Steel | Removal | 1994-10-14
0-001988 | CASA ADOBE EXXON | 7201 N ORACLE RD | TUCSON | AZ | 85704 | Pima | 4 | Perm Closure | 1975-01-01 | 10000 | Gasoline | COMPARTMENT A |  | Asphalt coated or Bare Steel | Pressure | Single Walled | Bare or Galvanized Steel | Removal | 1999-01-07
0-006056 | ATKO BUILDING MATERIALS | 600 W 25TH ST | TUCSON | AZ | 85713 | Pima | 3 | Perm Closure | 1968-01-01 | 1000 | Diesel | COMPARTMENT A |  | Asphalt coated or Bare Steel |  |  |  | Removal | 1988-03-22
0-006304 | PIMA AUTOMOTIVE | 4702 E PIMA ST | TUCSON | AZ | 85712 | Pima | 5 | Perm Closure | 1999-01-01 | 8000 | Gasoline | COMPARTMENT A | Double Walled | Composite (Steel/Fiberglass) | Pressure | Double Walled | Fiberglass Reinforced Plastic | Removal | 2019-07-29
0-001351 | CIRCLE K #1001 | 20017 N 19TH AVE | PHOENIX | AZ | 85027 | Maricopa | 2 | Perm Closure | 1976-01-01 | 10000 | Gasoline | COMPARTMENT A |  | Asphalt coated or Bare Steel | Pressure |  | Fiberglass Reinforced Plastic | Removal | 1995-09-28
0-001853 | HANDY STOP | 2450 W BELL RD | PHOENIX | AZ | 85023 | Maricopa | 2 | Perm Closure | 1984-01-01 | 10000 | Diesel | COMPARTMENT A | Double Walled | Fiberglass Reinforced Plastic | Pressure |  | Fiberglass Reinforced Plastic | Removal | 2018-01-18
0-001853 | HANDY STOP | 2450 W BELL RD | PHOENIX | AZ | 85023 | Maricopa | 3 | Perm Closure | 1984-01-01 | 12000 | Gasoline (UL) | COMPARTMENT A | Double Walled | Fiberglass Reinforced Plastic | Pressure |  | Fiberglass Reinforced Plastic | Removal | 2018-01-18
0-000373 | AG&F - CANYON CREEK FISH HATCHERY | YOUNG RD S TO ST HWY 260 3 MI TO FOREST RD 33 | PAYSON | AZ | 85541 | Gila | 1 | Perm Closure | 1972-01-01 | 2000 | Gasoline | COMPARTMENT A | Single Walled | Asphalt coated or Bare Steel | Suction - Check Valve at the Tank Top | Single Walled | Bare or Galvanized Steel | Removal | 1992-05-01
0-006070 | OSCO DRUG | 1904 W GLENDALE AVE | PHOENIX | AZ | 85021 | Maricopa | 1 | Perm Closure | 1970-01-01 | 8000 | Diesel | COMPARTMENT A | Unknown | Asphalt coated or Bare Steel | Pressure |  |  | Removal | 1998-08-20
0-004101 | GIANT #667 | 6466 HIGHWAY 77 | DUDLEYVILLE | AZ | 85192 | Pinal | 1 | Perm Closure | 1976-01-01 | 10000 | Gasoline | COMPARTMENT A |  | Asphalt coated or Bare Steel | Pressure |  | Bare or Galvanized Steel | Removal | 1996-08-20
0-001384 | CIRCLE K #1217 | 500 N CLARK RD | SHOW LOW | AZ | 85901 | Navajo | 5 | Open | 1995-06-20 | 10000 | Gasoline (Mid-Grade UL) | COMPARTMENT A | Double Walled | Fiberglass Reinforced Plastic | Pressure | Double Walled | Fiberglass Reinforced Plastic
0-001384 | CIRCLE K #1217 | 500 N CLARK RD | SHOW LOW | AZ | 85901 | Navajo | 6 | Open | 1995-06-20 | 10000 | Gasoline (UL) | COMPARTMENT A | Double Walled | Fiberglass Reinforced Plastic | Pressure | Double Walled | Fiberglass Reinforced Plastic
0-003852 | CITY OF PHOENIX - CACTUS PARK POLICE STATION | 12220 N 39TH AVE | PHOENIX | AZ | 85029 | Maricopa | 6 | Open | 1995-02-10 | 12000 | Gasoline | COMPARTMENT A | Double Walled | Fiberglass Reinforced Plastic | Pressure | Double Walled | Fiberglass Reinforced Plastic
0-004130 | SUNBELT RENTALS PC #554 | 930 E FORT LOWELL RD | TUCSON | AZ | 85719 | Pima | 4 | Perm Closure | 1966-01-01 | 1000 | Gasoline | COMPARTMENT A | Double Walled | Asphalt coated or Bare Steel |  |  |  | Removal | 1987-12-17
0-005815 | MINUTE MAN TANK LINES | 4030 E MAGNOLIA ST | PHOENIX | AZ | 85034 | Maricopa | 1 | Perm Closure | 2005-06-17 | 5000 | Gasoline | COMPARTMENT A | Unknown | Asphalt coated or Bare Steel |  |  |  | Removal | 1989-11-01
0-006874 | TEXACO #60-349-0301 | 102 N GILBERT RD | GILBERT | AZ | 85234 | Maricopa | 7 | Perm Closure | 1975-01-01 | 5000 | Gasoline | COMPARTMENT A |  | Asphalt coated or Bare Steel |  |  |  | Removal | 1990-06-26
0-006702 | PARCEL 103-02-731G | 7880 E STATE ROUTE 69 | PRESCOTT VALLEY | AZ | 86314 | Yavapai | 6 | Perm Closure | 1994-06-23 | 12000 | Gasoline | COMPARTMENT A | Double Walled | Fiberglass Reinforced Plastic | Pressure | Double Walled | Fiberglass Reinforced Plastic | Removal | 2014-10-16
0-004337 | CIRCLE K #8553 | 1605 E BELL RD | PHOENIX | AZ | 85022 | Maricopa | 1 | Open | 1988-02-03 | 10000 | Gasoline | COMPARTMENT A | Double Walled | Fiberglass Reinforced Plastic | Pressure |  | Fiberglass Reinforced Plastic
0-003244 | MOBIL 18-MKH | 1960 E MAIN ST | MESA | AZ | 85203 | Maricopa | 1 | Perm Closure | 1972-01-01 | 6000 | Gasoline | COMPARTMENT A |  | Asphalt coated or Bare Steel | Pressure |  |  | Removal | 1988-09-02
0-003244 | MOBIL 18-MKH | 1960 E MAIN ST | MESA | AZ | 85203 | Maricopa | 2 | Perm Closure | 1968-01-01 | 8000 | Gasoline | COMPARTMENT A |  | Asphalt coated or Bare Steel | Pressure |  |  | Removal | 1988-09-02
0-001290 | CIRCLE K #701 | 3901 E BENSON HWY | TUCSON | AZ | 85706 | Pima | 4 | Perm Closure | 1994-07-21 | 10000 | Gasoline | COMPARTMENT A |  | Fiberglass Reinforced Plastic | Pressure | Double Walled | Fiberglass Reinforced Plastic | Removal | 2012-04-17
0-001081 | PEBBLESTONE MARKET | 3399 N SCOTTSDALE RD | SCOTTSDALE | AZ | 85251 | Maricopa | 6 | Open | 2001-09-20 | 20000 | Gasoline (UL) | COMPARTMENT A | Double Walled | Fiberglass Reinforced Plastic | Pressure | Double Walled | Flexible
0-001081 | PEBBLESTONE MARKET | 3399 N SCOTTSDALE RD | SCOTTSDALE | AZ | 85251 | Maricopa | 4 | Perm Closure | 1978-01-01 | 10000 | Gasoline | COMPARTMENT A |  | Asphalt coated or Bare Steel |  |  |  | Removal | 1999-01-27
0-004907 | CIRCLE K STORE #2706646 | 1619 W BASELINE RD | GUADALUPE | AZ | 85283 | Maricopa | 6 | Open | 2001-06-14 | 10000 | Diesel | COMPARTMENT A | Double Walled | Fiberglass Reinforced Plastic | Pressure | Double Walled | Fiberglass Reinforced Plastic
0-004907 | CIRCLE K STORE #2706646 | 1619 W BASELINE RD | GUADALUPE | AZ | 85283 | Maricopa | 3 | Perm Closure | 1984-05-03 | 10000 | Gasoline | COMPARTMENT A | Double Walled | Fiberglass Reinforced Plastic | Pressure |  | Fiberglass Reinforced Plastic | Removal | 2000-11-01
0-000885 | SPEEDY MARKET | 1510 S COUNTRY CLUB DR | MESA | AZ | 85210 | Maricopa | 9 | Open | 1994-01-13 | 12000 | Gasoline | COMPARTMENT A | Single Walled | Fiberglass Reinforced Plastic | Pressure |  | Fiberglass Reinforced Plastic
0-000885 | SPEEDY MARKET | 1510 S COUNTRY CLUB DR | MESA | AZ | 85210 | Maricopa | 3 | Perm Closure | 1980-01-01 | 12000 | Gasoline | COMPARTMENT A |  | Asphalt coated or Bare Steel | Pressure |  | Fiberglass Reinforced Plastic | Removal | 1994-01-13
0-003824 | CITY OF PHOENIX - FIRE STATION #26 | 3301 W ROSE LN | PHOENIX | AZ | 85017 | Maricopa | 1 | Perm Closure | 1963-01-01 | 300 | Diesel | COMPARTMENT A | Single Walled | Asphalt coated or Bare Steel |  |  |  | Removal | 1988-01-01
0-000274 | ADOT - GILA BEND MAINTENANCE YARD | 1300 E PIMA ST | GILA BEND | AZ | 85337 | Maricopa | 2 | Perm Closure | 1967-01-01 | 1000 | Diesel | COMPARTMENT A |  | Asphalt coated or Bare Steel | Suction - Check Valve at the Tank Top |  |  | Removal | 1993-12-14
0-005508 | BLUE RIDGE HIGH SCHOOL | 1002 E SCHOOL HOUSE DR | LAKESIDE | AZ | 85929 | Navajo | 4 | Perm Closure | 1975-01-01 | 4000 | Diesel | COMPARTMENT A | Unknown | Asphalt coated or Bare Steel | Suction - Check Valve at the Tank Top |  |  | Removal | 1992-08-05
0-005508 | BLUE RIDGE HIGH SCHOOL | 1002 E SCHOOL HOUSE DR | LAKESIDE | AZ | 85929 | Navajo | 3 | Perm Closure | 1980-01-01 | 10000 | Diesel | COMPARTMENT A | Unknown | Asphalt coated or Bare Steel | Suction - Check Valve at the Tank Top |  |  | Removal | 1992-08-05
0-001102 | CHEVRON FOOD MART #94781 | 2475 E GRANT RD | TUCSON | AZ | 85719 | Pima | 5 | Open | 1998-03-09 | 20000 | Gasoline | COMPARTMENT A | Double Walled | Fiberglass Reinforced Plastic | Pressure | Double Walled | Fiberglass Reinforced Plastic
0-001102 | CHEVRON FOOD MART #94781 | 2475 E GRANT RD | TUCSON | AZ | 85719 | Pima | 3 | Perm Closure | 1971-01-01 | 5000 | Gasoline | COMPARTMENT A |  | Asphalt coated or Bare Steel | Pressure |  |  | Removal | 1997-10-01
0-008559 | GREAT WESTERN PET SUPPLY | 2001 N BLACK CANYON HWY | PHOENIX | AZ | 85009 | Maricopa | 1 | Perm Closure | 2005-06-17 | 6000 | Gasoline | COMPARTMENT B | Single Walled | Asphalt coated or Bare Steel |  |  |  | Removal | 1995-02-24
0-006083 | SABANS RENT A CAR | 3625 W INDIAN SCHOOL RD | PHOENIX | AZ | 85019 | Maricopa | 1 | Perm Closure | 1978-01-01 | 5000 | Gasoline | COMPARTMENT A |  | Asphalt coated or Bare Steel | Suction - Check Valve at the Tank Top |  |  | Removal | 2009-06-24
0-004226 | RYDER TRUCK RENTAL AND LEASING #0489 | 1717 W RILLITO DR | TUCSON | AZ | 85745 | Pima | 6 | Open | 1998-11-01 | 20000 | Diesel | COMPARTMENT A | Double Walled | Fiberglass Reinforced Plastic | Pressure | Double Walled | Fiberglass Reinforced Plastic
0-004226 | RYDER TRUCK RENTAL AND LEASING #0489 | 1717 W RILLITO DR | TUCSON | AZ | 85745 | Pima | 4 | Perm Closure | 1986-02-17 | 6000 | Unidentified | COMPARTMENT A | Single Walled | Fiberglass Reinforced Plastic | Suction - Check Valve at the Tank Top | Single Walled | Fiberglass Reinforced Plastic | Removal | 1997-05-12
0-001335 | CIRCLE K #2700853 | 307 N HIGHWAY 77 | MAMMOTH | AZ | 85618 | Pinal | 4 | Open | 1995-12-08 | 10000 | Gasoline | COMPARTMENT A |  | Fiberglass Reinforced Plastic | Pressure | Double Walled | Fiberglass Reinforced Plastic
0-001335 | CIRCLE K #2700853 | 307 N HIGHWAY 77 | MAMMOTH | AZ | 85618 | Pinal | 1 | Perm Closure | 1973-01-01 | 10000 | Gasoline | COMPARTMENT A |  | Asphalt coated or Bare Steel |  |  |  | Removal | 1995-11-28
0-002347 | ROBERTS TIRE SALES | 2602 N 27TH AVE | PHOENIX | AZ | 85009 | Maricopa | 1 | Perm Closure | 1982-04-15 | 550 | Used Oil/Waste Oil | COMPARTMENT A | Single Walled | Asphalt coated or Bare Steel |  |  |  | Removal | 1990-03-08
0-000530 | SAL MARKETS | 1201 E MISSOURI AVE | PHOENIX | AZ | 85014 | Maricopa | 5 | Perm Closure | 1965-01-01 | 550 | Used Oil/Waste Oil | COMPARTMENT A |  | Asphalt coated or Bare Steel |  |  |  | Removal | 1985-10-19
0-000530 | SAL MARKETS | 1201 E MISSOURI AVE | PHOENIX | AZ | 85014 | Maricopa | 3 | Perm Closure | 1985-01-01 | 12000 | Gasoline | COMPARTMENT A | Double Walled | Fiberglass Reinforced Plastic | Pressure | Single Walled | Bare or Galvanized Steel | Removal | 1992-11-03
0-001229 | CIRCLE K #424 | 2483 E WHITE MOUNTAIN BLVD | PINETOP-LAKESIDE | AZ | 85935 | Navajo | 1 | Perm Closure | 1969-01-01 | 10000 | Gasoline | COMPARTMENT A |  | Asphalt coated or Bare Steel | Pressure |  |  | Removal | 1995-03-17
0-001229 | CIRCLE K #424 | 2483 E WHITE MOUNTAIN BLVD | PINETOP-LAKESIDE | AZ | 85935 | Navajo | 2 | Perm Closure | 1969-01-01 | 6000 | Gasoline | COMPARTMENT A |  | Asphalt coated or Bare Steel | Pressure |  |  | Removal | 1995-03-17
0-006427 | JUDD AUTO SERVICE | 623 S MAIN ST | FREDONIA | AZ | 86022 | Coconino | 5 | Open | 1999-02-17 | 10000 | Gasoline | COMPARTMENT A | Single Walled | Fiberglass Reinforced Plastic | Pressure | Single Walled | Fiberglass Reinforced Plastic
0-006427 | JUDD AUTO SERVICE | 623 S MAIN ST | FREDONIA | AZ | 86022 | Coconino | 3 | Perm Closure | 1978-01-01 | 4000 | Diesel | COMPARTMENT A | Single Walled | Asphalt coated or Bare Steel | Pressure | Single Walled | Bare or Galvanized Steel | Removal | 1999-01-19
0-003206 | MOBIL 18-606 | 4310 W PEORIA AVE | GLENDALE | AZ | 85302 | Maricopa | 2 | Perm Closure | 2005-06-17 | 10000 | Gasoline | COMPARTMENT A |  | Asphalt coated or Bare Steel | Pressure |  |  | Removal | 1989-02-28
0-003206 | MOBIL 18-606 | 4310 W PEORIA AVE | GLENDALE | AZ | 85302 | Maricopa | 6 | Perm Closure | 1986-04-01 | 12000 | Gasoline | COMPARTMENT A | Double Walled | Fiberglass Reinforced Plastic | Pressure |  | Fiberglass Reinforced Plastic | Removal | 1993-11-05
0-008067 | SPEEDWAY STORE #2887 | 1050 S MILTON RD | FLAGSTAFF | AZ | 86001 | Coconino | 4 | Perm Closure | 1962-07-01 | 500 | Used Oil/Waste Oil | COMPARTMENT A |  | Asphalt coated or Bare Steel | Gravity Feed |  |  | Removal | 1992-12-12
0-008067 | SPEEDWAY STORE #2887 | 1050 S MILTON RD | FLAGSTAFF | AZ | 86001 | Coconino | 3 | Perm Closure | 1962-07-01 | 6000 | Gasoline | COMPARTMENT A |  | Asphalt coated or Bare Steel | Pressure |  |  | Removal | 1992-12-12
0-000136 | ANDERSON NEWS OF ARIZONA | 1857 W GRANT RD | TUCSON | AZ | 85745 | Pima | 1 | Perm Closure | 1977-01-01 | 2000 | Gasoline | COMPARTMENT A |  | Asphalt coated or Bare Steel | Pressure |  |  | Removal | 1992-10-01
0-008521 | GPM #4595 | 4305 E RAY RD | PHOENIX | AZ | 85044 | Maricopa | 3 | Open | 1994-01-12 | 12000 | Gasoline | COMPARTMENT A | Double Walled | Fiberglass Reinforced Plastic | Pressure | Double Walled | Fiberglass Reinforced Plastic
0-004859 | DANNY'S FAMILY CAR WASH | 2824 W BELL RD | PHOENIX | AZ | 85053 | Maricopa | 2 | Perm Closure | 1989-08-01 | 12000 | Gasoline | COMPARTMENT A | Single Walled | Fiberglass Reinforced Plastic | Pressure | Double Walled | Fiberglass Reinforced Plastic | Removal | 2020-07-01
0-005253 | JACKSONS ENERGY #6785 | 3960 N COUNTRY CLUB DR | FLAGSTAFF | AZ | 86004 | Coconino | 5 | Open | 1990-05-22 | 10000 | Gasoline (UL) | COMPARTMENT A | Double Walled | Composite (Steel/Fiberglass) | Pressure |  | Fiberglass Reinforced Plastic
0-005253 | JACKSONS ENERGY #6785 | 3960 N COUNTRY CLUB DR | FLAGSTAFF | AZ | 86004 | Coconino | 3 | Perm Closure | 1971-01-01 | 10000 | Gasoline | COMPARTMENT A | Single Walled | Asphalt coated or Bare Steel |  |  |  | Removal | 1990-04-24
0-001674 | COURTESY RENTAL DEPARTMENT | 101 N 24TH ST | PHOENIX | AZ | 85034 | Maricopa | 1 | Perm Closure | 1978-01-01 | 12000 | Gasoline | COMPARTMENT A |  | Asphalt coated or Bare Steel | Pressure |  |  | Removal | 1999-04-22
0-006847 | COMMERCIAL BUILDINGS | 1548 S EUCLID AVE | TUCSON | AZ | 85713 | Pima | 2 | Perm Closure | 1980-01-01 | 10000 | Gasoline | COMPARTMENT A | Unknown | Asphalt coated or Bare Steel | Suction - Check Valve at the Tank Top |  |  | Removal | 1990-06-05
0-009899 | PHOENIX, CITY OF - AVIATION PROPERTY |  | PHOENIX |  |  | Maricopa | 16 | Perm Closure | 2005-06-17 | 250 | Gasoline | COMPARTMENT A | Single Walled | Asphalt coated or Bare Steel |  |  |  | Removal | 2004-11-09
0-009899 | PHOENIX, CITY OF - AVIATION PROPERTY |  | PHOENIX |  |  | Maricopa | 1 | Perm Closure | 2005-06-17 | 300 | Unidentified | COMPARTMENT A | Single Walled | Asphalt coated or Bare Steel |  |  |  | Removal | 2002-09-17
0-009899 | PHOENIX, CITY OF - AVIATION PROPERTY |  | PHOENIX |  |  | Maricopa | 2 | Perm Closure | 2005-06-17 | 550 | Unidentified | COMPARTMENT A | Single Walled | Asphalt coated or Bare Steel |  |  |  | Removal | 2003-01-15
0-001320 | CIRCLE K #2700813 | 7402 W THOMAS RD | PHOENIX | AZ | 85033 | Maricopa | 2 | Perm Closure | 1973-01-01 | 10000 | Gasoline | COMPARTMENT A |  | Asphalt coated or Bare Steel |  |  |  | Removal | 1987-11-07
0-004561 | CIRCLE K #2701995 | 3101 WILLOW CREEK RD | PRESCOTT | AZ | 86301 | Yavapai | 1 | Open | 1986-07-13 | 10000 | Gasoline | COMPARTMENT A | Double Walled | Fiberglass Reinforced Plastic | Pressure |  | Fiberglass Reinforced Plastic
0-009593 | A A S T R O TRANSMISSION & AUTO REPAIR | 5302 E SPEEDWAY BLVD | TUCSON | AZ | 85712 | Pima | 1 | Perm Closure | 2005-06-17 | 300 | Used Oil/Waste Oil | COMPARTMENT A | Unknown | Asphalt coated or Bare Steel | Gravity Feed |  | Bare or Galvanized Steel | Removal | 2000-03-09
0-001977 | EXPRESS TUNE-UP & LUBE | 777 E 22ND ST | TUCSON | AZ | 85713 | Pima | 1 | Perm Closure | 1983-01-01 | 500 | Used Oil/Waste Oil | COMPARTMENT A | Single Walled | Asphalt coated or Bare Steel |  |  |  | Removal | 1989-09-25
0-003557 | PETE'S DIESEL/COTTONWOOD TEXACO | 558 N MAIN ST | COTTONWOOD | AZ | 86326 | Yavapai | 2 | Perm Closure | 2005-06-17 | 1000 | Gasoline | COMPARTMENT A |  | Asphalt coated or Bare Steel |  |  |  | Removal | 1991-03-07
0-003709 | USDOI NPS - PETRIFIED FOREST NATIONAL PARK |  | PETRIFIED FOREST NATIONAL PARK |  |  | Navajo | 2 | Perm Closure | 2005-06-17 | 1000 | Gasoline | COMPARTMENT A | Unknown | Asphalt coated or Bare Steel |  |  |  | Removal | 1986-07-01
0-003746 | PHILLIPS 66 COMPANY #017018 | 5001 N GRANITE REEF RD | SCOTTSDALE | AZ | 85250 | Maricopa | 3 | Perm Closure | 1964-01-01 | 10000 | Gasoline | COMPARTMENT A |  | Asphalt coated or Bare Steel |  |  |  | Removal | 2016-02-11
0-000745 | NABISCO-BORDER BEVERAGES INC-TAK | 100 E 9TH ST | DOUGLAS | AZ | 85607 | Cochise | 1 | Perm Closure | 1977-02-06 | 5000 | Gasoline | COMPARTMENT A | Single Walled | Asphalt coated or Bare Steel |  |  |  | Removal | 1986-02-01
0-000745 | NABISCO-BORDER BEVERAGES INC-TAK | 100 E 9TH ST | DOUGLAS | AZ | 85607 | Cochise | 2 | Perm Closure | 1977-02-06 | 5000 | Diesel | COMPARTMENT A | Single Walled | Asphalt coated or Bare Steel |  |  |  | Removal | 1986-02-01
0-003200 | CIRCLE K STORE #2709168 | 4801 E THOMAS RD | PHOENIX | AZ | 85018 | Maricopa | 7 | Open | 1985-08-01 | 8000 | Gasoline (UL) | COMPARTMENT A | Double Walled | Fiberglass Reinforced Plastic | Pressure |  | Fiberglass Reinforced Plastic
0-003200 | CIRCLE K STORE #2709168 | 4801 E THOMAS RD | PHOENIX | AZ | 85018 | Maricopa | 2 | Perm Closure | 2005-06-17 | 10000 | Gasoline | COMPARTMENT A |  | Asphalt coated or Bare Steel | Pressure |  |  | Removal | 1985-07-31
0-003258 | PRIDE TRAVEL CENTER IV | 2440 W BETHANY HOME RD | PHOENIX | AZ | 85015 | Maricopa | 5 | Open | 1999-01-01 | 10000 | Diesel | COMPARTMENT A | Double Walled | Fiberglass Reinforced Plastic | Pressure | Double Walled | Fiberglass Reinforced Plastic
0-003577 | USDOI NPS - ORGAN PIPE CACTUS NATIONAL MONUMENT | 10 ORGAN PIPE DR | LUKEVILLE | AZ | 85341 | Pima | 1 | Perm Closure | 1964-01-01 | 2000 | Diesel | COMPARTMENT A |  | Asphalt coated or Bare Steel |  |  |  | Removal | 1990-11-27
0-008096 | WELLTON SCALE - LOS ANGELES WAY | 28509 LOS ANGELES AVE | WELLTON | AZ | 85356 | Yuma | 1 | Perm Closure | 2005-06-17 | 10000 | Gasoline | COMPARTMENT A |  | Asphalt coated or Bare Steel | Suction - Check Valve at the Tank Top |  | Bare or Galvanized Steel | Removal | 1996-03-26
0-007234 | ROUND TABLE SCHOOL | 2200 HAVASUPAI BLVD | LAKE HAVASU CITY | AZ | 86403 | Mohave | 2 | Perm Closure | 1974-01-01 | 2000 | Diesel | COMPARTMENT A | Unknown | Asphalt coated or Bare Steel | Suction - Check Valve at the Tank Top |  |  | Removal | 1991-06-28
0-008214 | AMERICAN BRAKE & AUTO | 2248 E MCDOWELL RD | PHOENIX | AZ | 85006 | Maricopa | 2 | Perm Closure | 1940-01-01 | 500 | Gasoline | COMPARTMENT A | Unknown | Asphalt coated or Bare Steel | Suction - Check Valve at the Tank Top |  |  | Removal | 1993-12-26
0-005544 | RESTONIC MATTRESS/WESTERN CHEMIC | 625 S 5TH ST | PHOENIX | AZ | 85004 | Maricopa | 3 | Perm Closure | 2005-06-17 | 1200 | Gasoline | COMPARTMENT A |  | Asphalt coated or Bare Steel |  |  |  | Removal | 2004-06-29
0-005544 | RESTONIC MATTRESS/WESTERN CHEMIC | 625 S 5TH ST | PHOENIX | AZ | 85004 | Maricopa | 1 | Perm Closure | 1974-01-01 | 20000 | Gasoline | COMPARTMENT A |  | Asphalt coated or Bare Steel |  |  |  | Removal | 1996-07-12
0-006183 | CIRCLE K #2700842 | 6649 W PEORIA AVE | GLENDALE | AZ | 85302 | Maricopa | 2 | Perm Closure | 1988-05-18 | 10000 | Gasoline | COMPARTMENT A | Double Walled | Fiberglass Reinforced Plastic | Pressure |  | Fiberglass Reinforced Plastic | Removal | 2004-10-19
0-007224 | AMERICAN MEAT CO INC | 1439 S 4TH AVE | TUCSON | AZ | 85713 | Pima | 2 | Perm Closure | 2005-06-17 | 740 | Gasoline | COMPARTMENT A | Unknown | Unknown |  |  |  | Removal | 1993-01-20
0-009442 | VALERO CORNER STORE #1700 | 1116 E FLORENCE BLVD | CASA GRANDE | AZ | 85122 | Pinal | 1 | Perm Closure | 1999-01-25 | 15000 | Gasoline | COMPARTMENT A | Double Walled | Fiberglass Reinforced Plastic | Pressure | Double Walled | Fiberglass Reinforced Plastic | Removal | 2014-01-15
0-007633 | ADA-BAK INC | 2800 W HWY 66 | WINSLOW | AZ | 86047 | Navajo | 2 | Perm Closure | 2005-06-17 | 1800 | Gasoline | COMPARTMENT A | Unknown | Asphalt coated or Bare Steel | Suction - Check Valve at the Tank Top |  |  | Removal | 1991-12-06
0-009706 | ADOT / EASEMENT | 21400 GRAND AVE | WITTMANN | AZ | 85361 | Maricopa | 3 | Perm Closure | 2005-06-17 | 550 | Gasoline | COMPARTMENT A | Double Walled | Asphalt coated or Bare Steel |  |  |  | Removal | 2001-01-17
0-009706 | ADOT / EASEMENT | 21400 GRAND AVE | WITTMANN | AZ | 85361 | Maricopa | 9 | Perm Closure | 2005-06-17 | 1000 | Gasoline | COMPARTMENT A | Double Walled | Asphalt coated or Bare Steel |  |  |  | Removal | 2001-01-17
0-007104 | CHEVRON - SHAY OIL CO INC #17 | 3919 S AVENUE 3 E | YUMA | AZ | 85365 | Yuma | 2 | Open | 1989-07-01 | 12000 | Gasoline | COMPARTMENT A | Double Walled | Fiberglass Reinforced Plastic | Pressure |  | Fiberglass Reinforced Plastic
0-006850 | PULL-N-SAVE | 320 S 27TH AVE | PHOENIX | AZ | 85009 | Maricopa | 1 | Perm Closure | 2005-06-17 | 1000 | Gasoline | COMPARTMENT A | Unknown | Unknown |  |  |  | Removal | 1990-06-25
0-004028 | FLYING J TRAVEL PLAZA #610 | 3300 E ANDY DEVINE AVE | KINGMAN | AZ | 86401 | Mohave | 10 | Open | 1989-01-01 | 12000 | Gasoline | COMPARTMENT A | Single Walled | Fiberglass Reinforced Plastic | Pressure |  | Fiberglass Reinforced Plastic
0-004028 | FLYING J TRAVEL PLAZA #610 | 3300 E ANDY DEVINE AVE | KINGMAN | AZ | 86401 | Mohave | 13 | Open | 1989-01-01 | 20000 | Diesel | COMPARTMENT A | Single Walled | Fiberglass Reinforced Plastic | Pressure |  | Fiberglass Reinforced Plastic
0-004028 | FLYING J TRAVEL PLAZA #610 | 3300 E ANDY DEVINE AVE | KINGMAN | AZ | 86401 | Mohave | 4 | Perm Closure | 1974-01-01 | 12000 | Gasoline | COMPARTMENT A | Single Walled | Asphalt coated or Bare Steel |  |  |  | Removal | 1988-06-01
0-004028 | FLYING J TRAVEL PLAZA #610 | 3300 E ANDY DEVINE AVE | KINGMAN | AZ | 86401 | Mohave | 8 | Open | 1989-01-01 | 12000 | Gasoline | COMPARTMENT A | Single Walled | Fiberglass Reinforced Plastic | Pressure |  | Fiberglass Reinforced Plastic
0-003915 | PINAL COUNTY - SUPERIOR MAINTENANCE YARD | 301 N PINAL AVE | SUPERIOR | AZ | 85173 | Pinal | 2 | Perm Closure | 1976-01-01 | 6000 | Diesel | COMPARTMENT A | Single Walled | Asphalt coated or Bare Steel | Suction - Check Valve at the Tank Top |  |  | Removal | 1994-01-19
0-000488 | ATSF - N 20TH AVE MOBEST YARD | 707 N 20TH AVE | PHOENIX | AZ | 85009 | Maricopa | 1 | Perm Closure | 1951-01-01 | 10000 | Diesel | COMPARTMENT A |  | Asphalt coated or Bare Steel |  |  |  | Removal | 1990-08-31
0-000488 | ATSF - N 20TH AVE MOBEST YARD | 707 N 20TH AVE | PHOENIX | AZ | 85009 | Maricopa | 2 | Perm Closure | 1960-01-01 | 6000 | Gasoline | COMPARTMENT A |  | Asphalt coated or Bare Steel |  |  |  | Removal | 1990-08-31
0-005317 | CIRCLE K #2705709 | 1415 E 16TH ST | YUMA | AZ | 85365 | Yuma | 3 | Perm Closure | 1974-01-01 | 550 | Used Oil/Waste Oil | COMPARTMENT A |  | Asphalt coated or Bare Steel | Gravity Feed |  |  | Removal | 1993-09-22
0-001986 | TIEMCO | 102 S 24TH ST | PHOENIX | AZ | 85034 | Maricopa | 1 | Perm Closure | 1970-01-01 | 8000 | Gasoline | COMPARTMENT A | Single Walled | Asphalt coated or Bare Steel | Pressure | Single Walled | Bare or Galvanized Steel | Removal | 1994-10-17
0-001986 | TIEMCO | 102 S 24TH ST | PHOENIX | AZ | 85034 | Maricopa | 4 | Perm Closure | 1974-01-01 | 8000 | Gasoline | COMPARTMENT A | Single Walled | Asphalt coated or Bare Steel |  |  |  | Removal | 1994-10-17
0-005225 | U-HAUL - 19TH AVE CENTER | 9435 N 19TH AVE | PHOENIX | AZ | 85021 | Maricopa | 3 | Perm Closure | 1980-11-17 | 550 | Used Oil/Waste Oil | COMPARTMENT A | Unknown | Asphalt coated or Bare Steel | Gravity Feed |  |  | Removal | 1994-03-16
0-006841 | ANBARDAN - TEXACO | 3115 N STOCKTON HILL RD | KINGMAN | AZ | 86401 | Mohave | 1 | Perm Closure | 1980-01-01 | 12000 | Gasoline | COMPARTMENT A | Double Walled | Asphalt coated or Bare Steel | Pressure |  | Fiberglass Reinforced Plastic | Removal | 2007-07-13
0-000160 | BASHAS -FORMER | 3435 W BUCKEYE RD | PHOENIX | AZ | 85009 | Maricopa | 3 | Perm Closure | 1972-01-01 | 12000 | Diesel | COMPARTMENT A | Single Walled | Asphalt coated or Bare Steel |  |  |  | Removal | 1991-12-12
0-000160 | BASHAS -FORMER | 3435 W BUCKEYE RD | PHOENIX | AZ | 85009 | Maricopa | 5 | Perm Closure | 1972-01-01 | 5000 | Gasoline | COMPARTMENT A | Single Walled | Asphalt coated or Bare Steel |  |  |  | Removal | 1991-12-12
0-000084 | AERO RENTAL INC | 2425 W CURTIS RD | TUCSON | AZ | 85705 | Pima | 1 | Perm Closure | 1983-01-01 | 10000 | Gasoline | COMPARTMENT A | Single Walled | Asphalt coated or Bare Steel | Pressure | Single Walled | Bare or Galvanized Steel | Removal | 1994-10-06
0-003239 | MOBIL 18-MEG | 904 E APACHE BLVD | TEMPE | AZ | 85281 | Maricopa | 1 | Perm Closure | 1976-01-01 | 6000 | Gasoline | COMPARTMENT A |  | Asphalt coated or Bare Steel |  |  |  | Removal | 1989-01-01
0-003239 | MOBIL 18-MEG | 904 E APACHE BLVD | TEMPE | AZ | 85281 | Maricopa | 6 | Perm Closure | 1988-03-01 | 10000 | Gasoline | COMPARTMENT A | Double Walled | Fiberglass Reinforced Plastic | Pressure |  | Fiberglass Reinforced Plastic | Removal | 1999-08-11
0-003207 | MOBIL 08-612 | 4427 N 16TH ST | PHOENIX | AZ | 85016 | Maricopa | 1 | Perm Closure | 1984-01-01 | 10000 | Gasoline | COMPARTMENT A | Double Walled | Fiberglass Reinforced Plastic |  |  |  | Removal | 1989-01-01
0-003207 | MOBIL 08-612 | 4427 N 16TH ST | PHOENIX | AZ | 85016 | Maricopa | 2 | Perm Closure | 1984-01-01 | 6000 | Gasoline | COMPARTMENT A | Double Walled | Fiberglass Reinforced Plastic |  |  |  | Removal | 1989-01-01
0-003199 | EXXONMOBIL OIL CORP #12045 | 1845 E UNIVERSITY DR | TEMPE | AZ | 85281 | Maricopa | 7 | Perm Closure | 1984-10-01 | 10000 | Gasoline | COMPARTMENT A | Double Walled | Fiberglass Reinforced Plastic | Pressure |  | Fiberglass Reinforced Plastic | Removal | 2003-10-02
0-000953 | CARLSON FREEWAY SERVICE | 4985 S SUNLAND GIN RD | ELOY | AZ | 85131 | Pinal | 3 | Perm Closure | 1985-01-01 | 6000 | Gasoline | COMPARTMENT A | Single Walled | Asphalt coated or Bare Steel | Pressure |  | Fiberglass Reinforced Plastic | Removal | 2004-08-13
0-004055 | TUCSON MOUNTAIN TRADING POST #476 | 3864 S KINNEY RD | TUCSON | AZ | 85713 | Pima | 2 | Perm Closure | 1984-01-01 | 6000 | Gasoline | COMPARTMENT A |  | Asphalt coated or Bare Steel | Pressure |  |  | Removal | 2008-01-29
0-004055 | TUCSON MOUNTAIN TRADING POST #476 | 3864 S KINNEY RD | TUCSON | AZ | 85713 | Pima | 1 | Perm Closure | 1984-01-01 | 10000 | Gasoline | COMPARTMENT A |  | Asphalt coated or Bare Steel | Pressure |  |  | Removal | 2008-01-29
0-004862 | TEDS TRUCK CENTER INC #2 |  | ASH FORK |  |  | Yavapai | 1 | Perm Closure | 1985-04-23 | 12000 | Diesel | COMPARTMENT A | Unknown | Asphalt coated or Bare Steel |  |  |  | Removal | 1999-07-21
0-006009 | SOUTHWEST HIDE CO | 1134 W LINCOLN ST | PHOENIX | AZ | 85007 | Maricopa | 2 | Perm Closure | 1971-01-01 | 4000 | Gasoline | COMPARTMENT A | Single Walled | Asphalt coated or Bare Steel |  |  |  | Removal | 1988-01-01
0-004480 | SHAY OIL CO #13 | 800 E 24TH ST | YUMA | AZ | 85365 | Yuma | 1 | Perm Closure | 1981-01-01 | 5000 | Gasoline | COMPARTMENT A |  | Asphalt coated or Bare Steel | Pressure | Double Walled | Fiberglass Reinforced Plastic | Removal | 2001-08-21
0-009357 | VAIL COMMERCE CENTER | 14200 E SUCCESS DR | VAIL | AZ | 85641 | Pima | 2 | Perm Closure | 1960-01-01 | 1880 | Diesel | COMPARTMENT A | Unknown | Asphalt coated or Bare Steel | Suction - Check Valve at the Tank Top |  | Bare or Galvanized Steel | Removal | 1998-12-08
0-001482 | SAHARA SHELL | 709 W SOUTHERN AVE | PHOENIX | AZ | 85041 | Maricopa | 1 | Open | 1988-01-01 | 6000 | Diesel | COMPARTMENT A | Double Walled | Fiberglass Reinforced Plastic | Pressure |  | Fiberglass Reinforced Plastic
0-001443 | CIRCLE K #1582 | 2351 N ALVERNON WAY | TUCSON | AZ | 85712 | Pima | 2 | Perm Closure | 1969-01-01 | 10000 | Gasoline | COMPARTMENT A |  | Asphalt coated or Bare Steel |  |  |  | Removal | 1986-06-01
0-004735 | CHEVRON - MARANA CHEVRON | 13960 N SANDARIO RD | MARANA | AZ | 85653 | Pima | 3 | Perm Closure | 1980-01-01 | 10000 | Gasoline | COMPARTMENT A | Single Walled | Asphalt coated or Bare Steel | Pressure |  |  | Removal | 1996-09-14
0-001372 | CIRCLE K #2701177 | 7610 E BASELINE RD | MESA | AZ | 85209 | Maricopa | 2 | Perm Closure | 1975-01-01 | 10000 | Gasoline | COMPARTMENT A | Single Walled | Asphalt coated or Bare Steel | Pressure | Double Walled | Fiberglass Reinforced Plastic | Removal | 2015-02-26
0-004689 | 7-ELEVEN #26900 | 2011 N RECKER RD | MESA | AZ | 85215 | Maricopa | 1 | Perm Closure | 1985-11-10 | 10000 | Gasoline | COMPARTMENT A | Unknown | Fiberglass Reinforced Plastic |  |  |  | Removal | 1994-12-06
0-004689 | 7-ELEVEN #26900 | 2011 N RECKER RD | MESA | AZ | 85215 | Maricopa | 2 | Perm Closure | 1985-11-10 | 10000 | Gasoline | COMPARTMENT A | Unknown | Fiberglass Reinforced Plastic |  |  |  | Removal | 1994-12-06
0-004666 | 7-ELEVEN #24169 | 850 E BELL RD | PHOENIX | AZ | 85022 | Maricopa | 1 | Perm Closure | 1984-01-01 | 10000 | Gasoline | COMPARTMENT A | Single Walled | Fiberglass Reinforced Plastic | Pressure |  | Fiberglass Reinforced Plastic | Removal | 2014-11-11
0-006210 | FLYING J TRAVEL PLAZA #609 | 16189 S SUNSHINE BLVD | ELOY | AZ | 85131 | Pinal | 6 | Open | 1988-01-01 | 12000 | Gasoline | COMPARTMENT A | Single Walled | Fiberglass Reinforced Plastic | Pressure |  | Fiberglass Reinforced Plastic
0-006088 | SMITH & GREEN CORP | 136 S 40TH PL | PHOENIX | AZ | 85034 | Maricopa | 3 | Perm Closure | 1982-03-31 | 8000 | Diesel | COMPARTMENT A | Double Walled | Asphalt coated or Bare Steel | Pressure |  |  | Removal | 1993-07-18
0-006088 | SMITH & GREEN CORP | 136 S 40TH PL | PHOENIX | AZ | 85034 | Maricopa | 2 | Perm Closure | 1980-03-30 | 2000 | Gasoline | COMPARTMENT A | Double Walled | Asphalt coated or Bare Steel | Suction - Check Valve at the Tank Top |  |  | Removal | 1993-07-18
0-001087 | CHEVRON #9-5694 | 3233 S MILL AVE | TEMPE | AZ | 85282 | Maricopa | 3 | Perm Closure | 1964-01-01 | 5000 | Gasoline | COMPARTMENT A | Single Walled | Asphalt coated or Bare Steel |  |  |  | Removal | 1989-08-18
0-007612 | ARIZONA SUPPLY CO | 122 E SANTA FE AVE | FLAGSTAFF | AZ | 86001 | Coconino | 3 | Perm Closure | 2005-06-17 | 6000 | Gasoline | COMPARTMENT A | Unknown | Unknown |  |  |  | Removal | 1991-11-21
0-007612 | ARIZONA SUPPLY CO | 122 E SANTA FE AVE | FLAGSTAFF | AZ | 86001 | Coconino | 5 | Perm Closure | 2005-06-17 | 550 | Used Oil/Waste Oil | COMPARTMENT A | Unknown | Asphalt coated or Bare Steel |  |  |  | Closed in Place | 1992-07-15
0-000948 | UNOCAL #6726 | 2810 E BELL RD | PHOENIX | AZ | 85032 | Maricopa | 5 | Perm Closure | 1994-11-01 | 10000 | Gasoline | COMPARTMENT A | Double Walled | Fiberglass Reinforced Plastic | Pressure | Double Walled | Fiberglass Reinforced Plastic | Removal | 2005-10-25
0-000932 | MAVERICK COUNTY STORE #37 | 824 N NAVAJO DR | PAGE | AZ | 86040 | Coconino | 2 | Perm Closure | 1972-01-01 | 12000 | Unidentified | COMPARTMENT A |  | Asphalt coated or Bare Steel |  |  |  | Closed in Place | 1987-01-01
0-002507 | UNION SUPPLY COMPANY | 703 E 17TH ST | TUCSON | AZ | 85719 | Pima | 1 | Perm Closure | 2005-06-17 |  | Unidentified | COMPARTMENT A | Unknown | Unknown |  |  |  | Removal | 1988-04-25
0-009436 | UPS YUMA | 2851 S AVENUE 2 1/2 E | YUMA | AZ | 85365 | Yuma | 1 | Open | 1989-11-17 | 10000 | Gasoline | COMPARTMENT A | Double Walled | Fiberglass Reinforced Plastic | Pressure | Double Walled | Fiberglass Reinforced Plastic
0-005364 | GOLDFIELD RANCH | 9210 N BUSH HWY | MESA | AZ | 85215 | Maricopa | 1 | Perm Closure | 1985-04-17 | 1000 | Gasoline | COMPARTMENT A | Double Walled | Asphalt coated or Bare Steel | Suction - Check Valve at the Tank Top |  |  | Removal | 1989-08-18
0-007116 | GOODYEAR TIRE & RUBBER | 2077 S HARDY DR | TEMPE | AZ | 85282 | Maricopa | 1 | Perm Closure | 2005-06-17 | 5000 | Used Oil/Waste Oil | COMPARTMENT A | Unknown | Unknown |  |  |  | Removal | 1989-02-05
0-006421 | GERARDO'S TRUCKING INC | 4120 OLD TUCSON RD | NOGALES | AZ | 85621 | Santa Cruz | 1 | Perm Closure | 1975-01-01 | 2000 | Gasoline | COMPARTMENT A | Single Walled | Asphalt coated or Bare Steel | Pressure |  |  | Closed in Place | 1988-12-22
0-002805 | GIANT #910 | 7450 W THOMAS RD | PHOENIX | AZ | 85033 | Maricopa | 3 | Perm Closure | 1976-04-08 | 10000 | Gasoline | COMPARTMENT A | Double Walled | Fiberglass Reinforced Plastic | Pressure | Double Walled | Flexible | Removal | 2002-03-27
0-002035 | LAVICIO'S #102/E-Z SERVE #100901 | 2510 E BROADWAY BLVD | TUCSON | AZ | 85716 | Pima | 1 | Perm Closure | 1979-04-28 | 8000 | Gasoline | COMPARTMENT A | Single Walled | Asphalt coated or Bare Steel | Pressure |  |  | Removal | 1993-04-30
0-005598 | LDS QUEEN CREEK FARM | 22010 S 228TH ST | QUEEN CREEK | AZ | 85142 | Maricopa | 2 | Perm Closure | 1979-01-01 | 10000 | Diesel | COMPARTMENT A | Double Walled | Composite (Steel/Fiberglass) | Suction - Check Valve at the Tank Top | Single Walled | Bare or Galvanized Steel | Removal | 1997-03-27
0-002839 | K4 RANCH |  | WALNUT CREEK |  |  | Yavapai | 1 | Perm Closure | 1981-04-19 | 4000 | Gasoline | COMPARTMENT A | Double Walled | Asphalt coated or Bare Steel | Suction - Check Valve at the Tank Top |  |  | Removal | 1992-06-22
0-006872 | JOHN HARTMAN | 929 E GILBERT DR | TEMPE | AZ | 85281 | Maricopa | 1 | Perm Closure | 2005-06-17 | 4000 | Gasoline | COMPARTMENT A | Double Walled | Asphalt coated or Bare Steel | Suction - Check Valve at the Tank Top |  | Bare or Galvanized Steel | Removal | 1990-06-27
0-004038 | HOSTESS CAKES | 101 N 35TH AVE | PHOENIX | AZ | 85009 | Maricopa | 3 | Perm Closure | 1989-01-01 | 12000 | Diesel | COMPARTMENT A | Double Walled | Fiberglass Reinforced Plastic | Suction - Check Valve at the Tank Top | Double Walled | Fiberglass Reinforced Plastic | Removal | 2007-10-23
0-002498 | HIDDEN SHORES RV VILLAGE - GAS STATION | 10300 IMPERIAL DAM RD | YUMA | AZ | 85365 | Yuma | 3 | Perm Closure | 1975-01-01 | 2000 | Gasoline | COMPARTMENT A |  | Asphalt coated or Bare Steel |  |  |  | Removal | 1988-03-21
0-002498 | HIDDEN SHORES RV VILLAGE - GAS STATION | 10300 IMPERIAL DAM RD | YUMA | AZ | 85365 | Yuma | 9 | Open | 1999-06-11 | 5000 | Gasoline | COMPARTMENT B |  | Fiberglass Reinforced Plastic
0-000777 | CITY OF SCOTTSDALE - CORPORATE YARD | 9191 E SAN SALVADOR DR | SCOTTSDALE | AZ | 85258 | Maricopa | 6 | Perm Closure | 1987-01-01 | 1000 | Used Oil/Waste Oil | COMPARTMENT A | Single Walled | Fiberglass Reinforced Plastic | Suction - Check Valve at the Tank Top |  |  | Removal | 1995-12-08
0-000777 | CITY OF SCOTTSDALE - CORPORATE YARD | 9191 E SAN SALVADOR DR | SCOTTSDALE | AZ | 85258 | Maricopa | 17 | Open | 2019-07-24 | 20000 | Gasoline (UL) | COMPARTMENT A | Double Walled | Fiberglass Reinforced Plastic | Pressure | Double Walled | Fiberglass Reinforced Plastic
0-008928 | COUNTRY STORE | 8750 E CONCHO HWY | SNOWFLAKE | AZ | 85937 | Navajo | 2 | Perm Closure | 1983-01-01 | 6000 | Gasoline | COMPARTMENT A | Single Walled | Asphalt coated or Bare Steel | Pressure | Single Walled | Bare or Galvanized Steel | Removal | 2017-03-21
0-003169 | K V AUTO REPAIR | 3909 W INDIAN SCHOOL RD | PHOENIX | AZ | 85019 | Maricopa | 1 | Perm Closure | 1971-05-13 | 550 | Used Oil/Waste Oil | COMPARTMENT A | Double Walled | Asphalt coated or Bare Steel | Gravity Feed |  | Bare or Galvanized Steel | Removal | 1992-09-16
0-003169 | K V AUTO REPAIR | 3909 W INDIAN SCHOOL RD | PHOENIX | AZ | 85019 | Maricopa | 5 | Perm Closure | 1971-05-13 | 550 | Unidentified | COMPARTMENT A | Double Walled | Asphalt coated or Bare Steel | Gravity Feed |  | Bare or Galvanized Steel | Removal | 1992-09-16
0-004108 | AUTOMOTIVE XPRESS | 7224 E MCDOWELL RD | SCOTTSDALE | AZ | 85257 | Maricopa | 1 | Perm Closure | 1966-01-01 | 500 | Used Oil/Waste Oil | COMPARTMENT A | Single Walled | Asphalt coated or Bare Steel |  |  |  | Removal | 1989-08-01
0-004108 | AUTOMOTIVE XPRESS | 7224 E MCDOWELL RD | SCOTTSDALE | AZ | 85257 | Maricopa | 11 | Perm Closure | 1967-01-01 | 500 | Solvent | COMPARTMENT A | Single Walled | Asphalt coated or Bare Steel |  |  |  | Closed in Place | 1986-09-01
0-006491 | SKULL VALLEY SERVICE | 2999 S IRON SPRINGS RD | SKULL VALLEY | AZ | 86338 | Yavapai | 3 | Perm Closure | 1978-01-01 | 3000 | Diesel | COMPARTMENT A | Single Walled | Asphalt coated or Bare Steel | Suction - Check Valve at the Tank Top |  | Fiberglass Reinforced Plastic | Removal | 2016-07-28
0-006302 | BANK OF AMERICA | 2500 W FRYE RD | CHANDLER | AZ | 85224 | Maricopa | 1 | Perm Closure | 1988-01-01 | 8000 | Hazardous Substance | COMPARTMENT A | Double Walled | Composite (Steel/Fiberglass) | Pressure | Single Walled | Bare or Galvanized Steel | Removal | 2003-12-16
0-006302 | BANK OF AMERICA | 2500 W FRYE RD | CHANDLER | AZ | 85224 | Maricopa | 2 | Perm Closure | 1988-01-01 | 3000 | Hazardous Substance | COMPARTMENT A | Double Walled | Composite (Steel/Fiberglass) | Pressure | Single Walled | Bare or Galvanized Steel | Removal | 2003-12-16
0-001425 | CIRCLE K #1556 | 2360 W BROADWAY AVE | APACHE JUNCTION | AZ | 85120 | Pinal | 5 | Open | 1996-02-21 | 12000 | Gasoline | COMPARTMENT A | Single Walled | Fiberglass Reinforced Plastic | Pressure | Double Walled | Fiberglass Reinforced Plastic
0-001943 | FLAGSTAFF FUELS | 4200 E US HIGHWAY 66 | FLAGSTAFF | AZ | 86004 | Coconino | 5 | Perm Closure | 1964-01-01 | 10000 | Diesel | COMPARTMENT A |  | Asphalt coated or Bare Steel |  |  |  | Removal | 1998-11-17
0-001659 | ROSS AVIATION | 14600 N AIRPORT DR | SCOTTSDALE | AZ | 85260 | Maricopa | 3 | Perm Closure | 1968-01-01 | 12000 | Jet Fuel | COMPARTMENT A |  | Asphalt coated or Bare Steel | Pressure | Single Walled | Bare or Galvanized Steel | Removal | 2010-02-23
0-001659 | ROSS AVIATION | 14600 N AIRPORT DR | SCOTTSDALE | AZ | 85260 | Maricopa | 7 | Perm Closure | 1968-01-01 | 550 | Used Oil/Waste Oil | COMPARTMENT A |  | Asphalt coated or Bare Steel |  |  |  | Removal | 1990-03-09
0-001989 | EXXON #7-3265 | 14626 N DEL WEBB BLVD | SUN CITY | AZ | 85351 | Maricopa | 4 | Perm Closure | 1969-01-01 | 1000 | Used Oil/Waste Oil | COMPARTMENT A |  | Asphalt coated or Bare Steel | Pressure | Single Walled | Bare or Galvanized Steel | Removal | 1993-07-15
0-003408 | QWEST | 21011 N 27TH AVE | PHOENIX | AZ | 85027 | Maricopa | 4 | Perm Closure | 1976-01-01 | 500 | Used Oil/Waste Oil | COMPARTMENT A |  | Asphalt coated or Bare Steel | Gravity Feed |  | Bare or Galvanized Steel | Removal | 1994-05-25
0-005237 | U-HAUL #723-23 | 1982 E HUNTINGTON DR | FLAGSTAFF | AZ | 86004 | Coconino | 1 | Perm Closure | 1980-01-01 | 10000 | Gasoline | COMPARTMENT A | Single Walled | Asphalt coated or Bare Steel | Pressure | Single Walled | Bare or Galvanized Steel | Removal | 1996-03-27
0-005180 | CITY OF TUCSON - EASTSIDE SERVICE CENTER FUEL | 7575 E SPEEDWAY BLVD | TUCSON | AZ | 85710 | Pima | 6 | Perm Closure | 1989-01-01 | 10000 | E-85 | COMPARTMENT A | Double Walled | Composite (Steel/Fiberglass) |  |  |  | Removal | 2012-02-08
0-005180 | CITY OF TUCSON - EASTSIDE SERVICE CENTER FUEL | 7575 E SPEEDWAY BLVD | TUCSON | AZ | 85710 | Pima | 11 | Perm Closure | 1974-01-01 | 6000 | New Oil | COMPARTMENT A | Single Walled | Asphalt coated or Bare Steel |  |  |  | Removal | 1996-06-14
0-005180 | CITY OF TUCSON - EASTSIDE SERVICE CENTER FUEL | 7575 E SPEEDWAY BLVD | TUCSON | AZ | 85710 | Pima | 8 | Perm Closure | 1989-01-01 | 10000 | Diesel | COMPARTMENT A | Double Walled | Composite (Steel/Fiberglass) | Pressure | Single Walled | Bare or Galvanized Steel | Removal | 2012-02-08
0-005180 | CITY OF TUCSON - EASTSIDE SERVICE CENTER FUEL | 7575 E SPEEDWAY BLVD | TUCSON | AZ | 85710 | Pima | 7 | Perm Closure | 1989-01-01 | 10000 | Gasoline | COMPARTMENT A | Double Walled | Composite (Steel/Fiberglass) |  |  |  | Removal | 2012-02-08
0-004712 | UA BIOSPHERE 2 | 32540 S BIOSPHERE RD | ORACLE | AZ | 85623 | Pinal | 8 | Open | 1991-01-01 | 15000 | Diesel | COMPARTMENT A | Double Walled | Fiberglass Reinforced Plastic | Suction - Check Valve at the Tank Top
0-004271 | SAINT VINCENT DE PAUL | 420 W WATKINS RD | PHOENIX | AZ | 85003 | Maricopa | 2 | Perm Closure | 2005-06-17 | 10000 | Gasoline | COMPARTMENT A | Unknown | Unknown |  |  |  | Removal | 1990-01-04
0-004456 | ARIZONA TRAILS INC | 820 RODEO DR | PRESCOTT | AZ | 86305 | Yavapai | 4 | Perm Closure | 1936-01-01 | 20000 | Gasoline | COMPARTMENT A | Single Walled | Asphalt coated or Bare Steel |  |  |  | Removal | 1987-08-01
0-003198 | SHELL GAS ON THE GO | 1961 E UNIVERSITY DR | MESA | AZ | 85203 | Maricopa | 4 | Perm Closure | 2005-06-17 | 12000 | Gasoline | COMPARTMENT A |  | Asphalt coated or Bare Steel |  |  |  | Removal | 1987-06-30
0-003198 | SHELL GAS ON THE GO | 1961 E UNIVERSITY DR | MESA | AZ | 85203 | Maricopa | 8 | Perm Closure | 1987-07-01 | 10000 | Gasoline | COMPARTMENT A | Double Walled | Fiberglass Reinforced Plastic | Suction - Check Valve at the Tank Top | Double Walled | Fiberglass Reinforced Plastic | Removal | 2006-04-19
0-003198 | SHELL GAS ON THE GO | 1961 E UNIVERSITY DR | MESA | AZ | 85203 | Maricopa | 7 | Perm Closure | 1987-07-01 | 10000 | Gasoline | COMPARTMENT A | Double Walled | Fiberglass Reinforced Plastic | Suction - Check Valve at the Tank Top | Double Walled | Fiberglass Reinforced Plastic | Removal | 2006-04-19
0-009978 | SAFEWAY FUEL | 3123 N STOCKTON HILL RD | KINGMAN | AZ | 86401 | Mohave | 2 | Open | 2003-07-01 | 10000 | Gasoline | COMPARTMENT B | Double Walled | Composite (Steel/Fiberglass)
0-006556 | PIMA COUNTY - INA ROAD AUTOMOTIVE SERVICES | 4901 W INA RD | MARANA | AZ | 85743 | Pima | 2 | Perm Closure | 1980-06-30 | 15000 | Gasoline | COMPARTMENT A | Double Walled | Asphalt coated or Bare Steel | Pressure | Double Walled |  | Removal | 1999-04-09
0-009753 | PACIFIC MOTEL & GAS | 4500 MAIN ST | JOSEPH CITY | AZ | 86032 | Navajo | 1 | Perm Closure | 1947-01-01 | 1000 | Gasoline | COMPARTMENT A | Unknown | Asphalt coated or Bare Steel | Suction - Check Valve at the Dispenser |  | Bare or Galvanized Steel | Removal | 2001-10-24
0-004674 | RED MESA EXPRESS #505 | 701 N NAVAJO DR | PAGE | AZ | 86040 | Coconino | 4 | Open | 2009-01-12 | 15000 | Gasoline | COMPARTMENT A | Double Walled | Fiberglass Reinforced Plastic | Pressure | Double Walled | Fiberglass Reinforced Plastic
0-004674 | RED MESA EXPRESS #505 | 701 N NAVAJO DR | PAGE | AZ | 86040 | Coconino | 5 | Open | 2009-01-12 | 6000 | Diesel | COMPARTMENT B | Double Walled | Fiberglass Reinforced Plastic | Pressure | Double Walled | Fiberglass Reinforced Plastic
0-005805 | ARCO #5376 | 1601 N 27TH AVE | PHOENIX | AZ | 85009 | Maricopa | 2 | Open | 1986-01-01 | 12000 | Gasoline | COMPARTMENT A | Double Walled | Fiberglass Reinforced Plastic | Pressure |  | Fiberglass Reinforced Plastic
0-003908 | PIMA COUNTY - WWMD - MOUNT LEMMON WWTP | 12633 N SABINO CANYON PARK | SUMMERHAVEN | AZ | 85619 | Pima | 1 | Perm Closure | 1982-01-01 | 1000 | Diesel | COMPARTMENT A | Single Walled | Asphalt coated or Bare Steel |  |  |  | Removal | 1991-09-09
0-008177 | MMERCI |  | PRESCOTT VALLEY |  |  | Yavapai | 2 | Perm Closure | 1973-01-01 | 1000 | Gasoline | COMPARTMENT A | Double Walled | Asphalt coated or Bare Steel | Gravity Feed |  |  | Removal | 1998-08-12
0-009323 | JACKSONS #805 | 16610 N SCOTTSDALE RD | PHOENIX | AZ | 85254 | Maricopa | 3 | Open | 1998-09-25 | 20000 | Gasoline | COMPARTMENT A | Single Walled | Fiberglass Reinforced Plastic | Pressure |  | Fiberglass Reinforced Plastic
0-008901 | DEL SOL IGA | 29854 E LOS ANGELES AVE | WELLTON | AZ | 85356 | Yuma | 1 | Open | 1993-09-01 | 8000 | Gasoline | COMPARTMENT A | Double Walled | Fiberglass Reinforced Plastic | Pressure | Double Walled | Fiberglass Reinforced Plastic
0-001422 | CIRCLE K #2701520 | 6090 S PARK AVE | TUCSON | AZ | 85706 | Pima | 3 | Open | 1984-04-04 | 10000 | Gasoline | COMPARTMENT A | Double Walled | Fiberglass Reinforced Plastic | Pressure |  | Fiberglass Reinforced Plastic
0-001422 | CIRCLE K #2701520 | 6090 S PARK AVE | TUCSON | AZ | 85706 | Pima | 1 | Open | 1984-04-04 | 10000 | Gasoline | COMPARTMENT A | Double Walled | Fiberglass Reinforced Plastic | Pressure |  | Fiberglass Reinforced Plastic
0-005916 | CITY OF WILLCOX | 250 N RAILROAD AVE | WILLCOX | AZ | 85643 | Cochise | 2 | Perm Closure | 1980-11-23 | 10000 | Gasoline | COMPARTMENT A | Double Walled | Asphalt coated or Bare Steel |  |  |  | Removal | 1994-08-23
0-006226 | CIRCLE K #2708694 | 1945 E VAN BUREN ST | PHOENIX | AZ | 85006 | Maricopa | 1 | Perm Closure | 1987-07-15 | 10000 | Gasoline | COMPARTMENT A | Double Walled | Fiberglass Reinforced Plastic | Pressure |  | Fiberglass Reinforced Plastic | Removal | 2018-08-16
0-003359 | FLAGSTAFF SOC #127149 | 1201 W ROUTE 66 | FLAGSTAFF | AZ | 86001 | Coconino | 2 | Perm Closure | 1985-01-01 | 10000 | Gasoline | COMPARTMENT A | Single Walled | Asphalt coated or Bare Steel |  |  |  | Removal | 1998-09-25
0-006469 | FOOD & THINGS | 1602 E BASELINE RD | PHOENIX | AZ | 85042 | Maricopa | 2 | Perm Closure | 1987-01-01 | 10000 | Gasoline | COMPARTMENT A | Double Walled | Fiberglass Reinforced Plastic | Pressure |  | Fiberglass Reinforced Plastic | Removal | 2013-10-11
0-001825 | DUNN-EDWARDS CORP | 3410 W BELL RD | PHOENIX | AZ | 85053 | Maricopa | 1 | Perm Closure | 2005-06-17 |  | Unidentified | COMPARTMENT A |  | Asphalt coated or Bare Steel |  |  |  | Removal | 1987-07-28
0-001701 | MALONE'S REPAIR SERVICE | 100 S HILL ST | GLOBE | AZ | 85501 | Gila | 4 | Perm Closure | 1972-01-01 | 3000 | Gasoline | COMPARTMENT A |  | Asphalt coated or Bare Steel |  |  |  | Removal | 1988-12-10
0-008001 | PHOENIX UNION HIGH SCHOOL DISTRICT | 2526 W OSBORN RD | PHOENIX | AZ | 85017 | Maricopa | 1 | Open | 1992-10-01 | 10000 | Gasoline | COMPARTMENT A | Double Walled | Fiberglass Reinforced Plastic | Pressure | Double Walled | Fiberglass Reinforced Plastic
0-009426 | MUSTANG MOUNTAIN TEXACO FOOD MART | 2222 N HIGHWAY 90 | HUACHUCA CITY | AZ | 85616 | Cochise | 1 | Open | 1998-06-01 | 12000 | Gasoline (UL) | COMPARTMENT A | Double Walled | Fiberglass Reinforced Plastic | Pressure | Double Walled | Fiberglass Reinforced Plastic
0-009426 | MUSTANG MOUNTAIN TEXACO FOOD MART | 2222 N HIGHWAY 90 | HUACHUCA CITY | AZ | 85616 | Cochise | 3 | Open | 1998-06-01 | 8000 | Diesel | COMPARTMENT A | Double Walled | Fiberglass Reinforced Plastic | Pressure | Double Walled | Fiberglass Reinforced Plastic
0-003179 | MISSION LINEN SUPPLY | 2450 E HUNTINGTON DR | FLAGSTAFF | AZ | 86004 | Coconino | 1 | Perm Closure | 1979-09-05 | 10000 | Gasoline | COMPARTMENT A | Double Walled | Asphalt coated or Bare Steel |  |  |  | Removal | 1988-12-16
0-009182 | CIRCLE K STORE #2709180 | 315 N LITCHFIELD RD | GOODYEAR | AZ | 85338 | Maricopa | 3 | Open | 1997-03-25 | 15000 | Gasoline | COMPARTMENT A | Double Walled | Fiberglass Reinforced Plastic | Pressure | Double Walled | Fiberglass Reinforced Plastic
0-007001 | ROY OLSEN'S UNION 76 | 1 W THOMAS RD | PHOENIX | AZ | 85013 | Maricopa | 1 | Perm Closure | 2005-06-17 |  | Gasoline | COMPARTMENT A | Unknown | Unknown |  |  |  | Removal | 1983-01-21
0-007428 | RURAL METRO | 660 E 18TH PL | YUMA | AZ | 85365 | Yuma | 1 | Perm Closure | 1980-01-01 | 500 | Diesel | COMPARTMENT A | Unknown | Unknown | Gravity Feed |  |  | Removal | 1991-08-26
0-008608 | SANDERSON LINCOLN/MERCURY | 2121 W BELL RD | PHOENIX | AZ | 85023 | Maricopa | 1 | Open | 1995-01-25 | 10000 | Gasoline | COMPARTMENT A | Double Walled | Fiberglass Reinforced Plastic | Pressure | Double Walled | Fiberglass Reinforced Plastic
0-000787 | TOWN OF BUCKEYE - PUBLIC WORKS YARD | 615 E ARIZONA EASTERN AVE | BUCKEYE | AZ | 85326 | Maricopa | 3 | Perm Closure | 2005-06-17 | 5000 | Unidentified | COMPARTMENT A |  | Asphalt coated or Bare Steel |  |  |  | Removal | 1988-09-01
0-000787 | TOWN OF BUCKEYE - PUBLIC WORKS YARD | 615 E ARIZONA EASTERN AVE | BUCKEYE | AZ | 85326 | Maricopa | 1 | Perm Closure | 1965-01-01 | 1000 | Gasoline | COMPARTMENT A |  | Asphalt coated or Bare Steel | Suction - Check Valve at the Tank Top |  |  | Removal | 1993-12-08
0-004008 | MOTORIST SERVICE | 2055 W MAIN ST | MESA | AZ | 85201 | Maricopa | 1 | Perm Closure | 1980-04-03 | 3000 | Unidentified | COMPARTMENT A | Unknown | Asphalt coated or Bare Steel | Suction - Check Valve at the Tank Top |  |  | Removal | 1995-11-09
0-004008 | MOTORIST SERVICE | 2055 W MAIN ST | MESA | AZ | 85201 | Maricopa | 2 | Perm Closure | 1980-04-03 | 3000 | Unidentified | COMPARTMENT A | Unknown | Asphalt coated or Bare Steel | Suction - Check Valve at the Tank Top |  |  | Removal | 1995-11-09
0-009008 | BANK ONE ARIZONA | 2 E CONGRESS ST | TUCSON | AZ | 85701 | Pima | 1 | Perm Closure | 1973-01-01 | 320 | Diesel | COMPARTMENT A | Double Walled | Asphalt coated or Bare Steel | Suction - Check Valve at the Tank Top |  |  | Removal | 1996-11-04
0-007944 | SPEEDWAY STORE #2952 | 2830 S PACIFIC AVE | YUMA | AZ | 85365 | Yuma | 4 | Open | 1992-08-30 | 8000 | Diesel | COMPARTMENT A | Double Walled | Fiberglass Reinforced Plastic | Pressure |  | Fiberglass Reinforced Plastic
0-000421 | APS | 502 S 2ND AVE | PHOENIX | AZ | 85003 | Maricopa | 1 | Perm Closure | 1982-01-01 | 4000 | Diesel | COMPARTMENT A |  | Asphalt coated or Bare Steel |  |  |  | Removal | 1994-04-26
0-003631 | ARIZONA TRUSS FABRICATORS INC | 3207 S 51ST AVE | PHOENIX | AZ | 85043 | Maricopa | 2 | Perm Closure | 1962-01-01 | 1000 | Gasoline | COMPARTMENT A |  | Asphalt coated or Bare Steel |  |  |  | Removal | 1989-01-05
0-003631 | ARIZONA TRUSS FABRICATORS INC | 3207 S 51ST AVE | PHOENIX | AZ | 85043 | Maricopa | 3 | Perm Closure | 1974-01-01 | 10000 | Diesel | COMPARTMENT A |  | Asphalt coated or Bare Steel |  |  |  | Removal | 1989-01-05
0-005376 | CIRCLE K STORE #2703480 | 4810 E WARNER RD | PHOENIX | AZ | 85044 | Maricopa | 1 | Open | 1991-06-01 | 10000 | Gasoline | COMPARTMENT A | Double Walled | Fiberglass Reinforced Plastic | Pressure | Double Walled | Fiberglass Reinforced Plastic
0-005376 | CIRCLE K STORE #2703480 | 4810 E WARNER RD | PHOENIX | AZ | 85044 | Maricopa | 3 | Open | 1991-06-01 | 10000 | Gasoline | COMPARTMENT A | Double Walled | Fiberglass Reinforced Plastic | Pressure | Double Walled | Fiberglass Reinforced Plastic
0-000027 | ACME TRANSMISSION | 402 E SHELDON ST | PRESCOTT | AZ | 86301 | Yavapai | 3 | Perm Closure | 2005-06-17 | 1000 | Gasoline | COMPARTMENT A | Single Walled | Asphalt coated or Bare Steel |  |  |  | Removal | 1989-07-15
0-007281 | 7-ELEVEN #26638 | 6720 W OLIVE AVE | PEORIA | AZ | 85345 | Maricopa | 1 | Perm Closure | 1986-09-01 | 10000 | Gasoline | COMPARTMENT A | Single Walled | Fiberglass Reinforced Plastic | Pressure |  | Fiberglass Reinforced Plastic | Removal | 2010-09-21
0-006016 | A & S ENTERPRISES INC | 2344 W SHERMAN ST | PHOENIX | AZ | 85009 | Maricopa | 2 | Perm Closure | 1981-03-30 | 1000 | Gasoline | COMPARTMENT A | Unknown | Asphalt coated or Bare Steel |  |  |  | Removal | 1988-08-01
0-009612 | STANFIELD FOOD MART | 36622 W HIGHWAY 84 | STANFIELD | AZ | 85172 | Pinal | 2 | Open | 1999-11-16 | 6000 | Gasoline (PUL) | COMPARTMENT A | Double Walled | Fiberglass Reinforced Plastic
0-007816 | SUNQUEST APARTMENTS | 445 N PANTANO RD | TUCSON | AZ | 85710 | Pima | 1 | Perm Closure | 2005-06-17 | 500 | Unidentified | COMPARTMENT A | Unknown | Asphalt coated or Bare Steel |  |  |  | Removal | 1989-01-25
0-004465 | SUNSHINE FUEL & PROPERTIES | 205 S LAKE POWELL BLVD | PAGE | AZ | 86040 | Coconino | 5 | Open | 1985-01-01 | 8000 | Gasoline | COMPARTMENT A | Single Walled | Asphalt coated or Bare Steel | Pressure | Double Walled | Flexible
0-004465 | SUNSHINE FUEL & PROPERTIES | 205 S LAKE POWELL BLVD | PAGE | AZ | 86040 | Coconino | 6 | Open | 1985-01-01 | 8000 | Gasoline | COMPARTMENT A | Single Walled | Asphalt coated or Bare Steel | Pressure | Double Walled | Flexible
0-004465 | SUNSHINE FUEL & PROPERTIES | 205 S LAKE POWELL BLVD | PAGE | AZ | 86040 | Coconino | 1 | Perm Closure | 1976-01-01 | 4000 | Gasoline | COMPARTMENT A |  | Asphalt coated or Bare Steel |  |  |  | Closed in Place | 1988-12-01
0-005941 | SUNSTATE EQUIPMENT | 7722 W OLIVE AVE | PEORIA | AZ | 85345 | Maricopa | 4 | Perm Closure | 1977-12-23 | 1000 | Unidentified | COMPARTMENT A | Unknown | Asphalt coated or Bare Steel |  |  |  | Removal | 1990-10-01
0-005697 | SKY RANCH AIRPORT AT CAREFREE | 8302 E CAVE CREEK RD | CAREFREE | AZ | 85377 | Maricopa | 2 | Perm Closure | 1976-05-08 | 10000 | Unidentified | COMPARTMENT A | Double Walled | Asphalt coated or Bare Steel | Pressure |  |  | Removal | 1989-09-11
0-003955 | WM R POWERS JR,WM R POWERS III | 1230 E 21ST ST | TUCSON | AZ | 85719 | Pima | 1 | Perm Closure | 1979-01-01 | 4000 | Gasoline | COMPARTMENT A | Single Walled | Asphalt coated or Bare Steel |  |  |  | Removal | 1990-04-26
0-002646 | UNOCCUPIED | 108 N ARIZONA BLVD | COOLIDGE | AZ | 85128 | Pinal | 1 | Perm Closure | 2005-06-17 |  | Unidentified | COMPARTMENT A | Unknown | Unknown |  |  |  | Removal | 1989-10-19
0-005357 | USDA FS | 445 E NAVAJO ST | SPRINGERVILLE | AZ | 85938 | Apache | 1 | Perm Closure | 1960-04-10 | 2000 | Diesel | COMPARTMENT A | Unknown | Asphalt coated or Bare Steel |  |  |  | Removal | 1988-04-07
0-005386 | UNITED RENTALS | 3266 E WASHINGTON ST | PHOENIX | AZ | 85034 | Maricopa | 3 | Perm Closure | 1971-01-07 | 500 | Gasoline | COMPARTMENT A | Unknown | Asphalt coated or Bare Steel |  |  |  | Removal | 1986-01-01
0-002423 | HALLUM STORES | 1307 S MILTON RD | FLAGSTAFF | AZ | 86001 | Coconino | 5 | Perm Closure | 2005-10-28 | 13000 | Unidentified | COMPARTMENT A | Single Walled | Asphalt coated or Bare Steel |  |  |  | Removal | 2005-11-02
0-008269 | BESST AUTO PARTS & TRANSMISSION | 1601 S 19TH AVE | PHOENIX | AZ | 85009 | Maricopa | 2 | Perm Closure | 2005-06-17 | 1000 | Diesel | COMPARTMENT A | Unknown | Asphalt coated or Bare Steel |  |  |  | Removal | 1977-01-01
0-008410 | MARKHAM CONTRACTING/CURTIS JONES | 2010 W IRONWOOD DR | PHOENIX | AZ | 85021 | Maricopa | 1 | Perm Closure | 1980-01-01 | 10000 | Diesel | COMPARTMENT A |  | Asphalt coated or Bare Steel |  |  |  | Removal | 1997-02-26
0-006724 | IMPERIAL LITHO & DRYOGRAPHY, INC | 210 S 4TH AVE | PHOENIX | AZ | 85003 | Maricopa | 5 | Perm Closure | 2005-06-17 | 500 | Used Oil/Waste Oil | COMPARTMENT A | Double Walled | Asphalt coated or Bare Steel |  |  |  | Removal | 1990-02-07
0-009860 | LIBERTY ELEMENTARY SCHOOL - BUS BARN | 19818 W US HIGHWAY 85 | BUCKEYE | AZ | 85326 | Maricopa | 4 | Open | 1987-11-01 | 10000 | Diesel | COMPARTMENT A | Single Walled | Fiberglass Reinforced Plastic | Pressure |  | Fiberglass Reinforced Plastic
0-009947 | FORMER CUMMINGS PLUMBING | 4950 N CASA GRANDE HWY | TUCSON | AZ | 85743 | Pima | 2 | Perm Closure | 2005-06-17 | 550 | Unidentified | COMPARTMENT A | Single Walled | Asphalt coated or Bare Steel |  |  |  | Removal | 2003-07-10
0-005280 | UNOCAL #3982 | 1538 E BUCKEYE RD | PHOENIX | AZ | 85034 | Maricopa | 3 | Perm Closure | 1956-04-15 | 280 | Used Oil/Waste Oil | COMPARTMENT A | Unknown | Unknown |  |  |  | Removal | 1990-05-30
0-007688 | TOOR ENTERPRISES | 710 E INDIAN SCHOOL RD | PHOENIX | AZ | 85014 | Maricopa | 2 | Perm Closure | 2007-01-08 | 2000 | Gasoline | COMPARTMENT A |  | Asphalt coated or Bare Steel |  |  |  | Removal | 1992-03-20
0-001225 | CIRCLE K #2700418 | 3320 W MAIN ST | THATCHER | AZ | 85552 | Graham | 2 | Perm Closure | 1981-01-01 | 10000 | Gasoline | COMPARTMENT A |  | Asphalt coated or Bare Steel | Pressure |  |  | Removal | 1996-06-12
0-002300 | FREEWAY CHEVRON | 2905 S HASKELL AVE | WILLCOX | AZ | 85643 | Cochise | 6 | Open | 2020-06-09 | 6000 | Gasoline (PUL) | COMPARTMENT B | Double Walled | Fiberglass Reinforced Plastic
0-002300 | FREEWAY CHEVRON | 2905 S HASKELL AVE | WILLCOX | AZ | 85643 | Cochise | 6 | Open | 2020-06-09 | 10000 | Gasoline (UL) | COMPARTMENT A | Double Walled | Fiberglass Reinforced Plastic
0-010266 | GREENLEE APN 200-78-030 | 20 N CORONADO BLVD | CLIFTON | AZ | 85533 | Greenlee | 1 | Perm Closure | 2009-01-09 | 500 | Used Oil/Waste Oil | COMPARTMENT A |  | Asphalt coated or Bare Steel |  |  |  | Removal | 2008-09-17
0-004200 | DOLLAR RENT A CAR | 6930 S TUCSON BLVD | TUCSON | AZ | 85756 | Pima | 3 | Perm Closure | 1965-01-01 | 7500 | Gasoline | COMPARTMENT A |  | Asphalt coated or Bare Steel |  |  |  | Removal | 1990-09-11
0-001673 | COURTESY CHEVROLET | 1233 E CAMELBACK RD | PHOENIX | AZ | 85014 | Maricopa | 10 | Perm Closure | 1979-01-01 | 550 | Antifreeze / Ethylene Glycol | COMPARTMENT A |  | Asphalt coated or Bare Steel | Suction - Check Valve at the Tank Top | Single Walled | Bare or Galvanized Steel | Removal | 1994-09-22
0-006605 | BUDGET RENT-A-CAR | 5045 N BLACK CANYON HWY | PHOENIX | AZ | 85015 | Maricopa | 3 | Perm Closure | 1979-01-01 | 8000 | Gasoline | COMPARTMENT A |  | Asphalt coated or Bare Steel |  |  |  | Removal | 1989-08-15
0-005301 | UNOCAL #5711 | 8401 E MCDOWELL RD | SCOTTSDALE | AZ | 85257 | Maricopa | 2 | Perm Closure | 1967-04-16 | 10000 | Gasoline | COMPARTMENT A | Double Walled | Asphalt coated or Bare Steel | Pressure |  | Fiberglass Reinforced Plastic | Closed in Place | 1991-06-19
0-005301 | UNOCAL #5711 | 8401 E MCDOWELL RD | SCOTTSDALE | AZ | 85257 | Maricopa | 1 | Perm Closure | 1967-04-16 | 10000 | Gasoline | COMPARTMENT A | Double Walled | Asphalt coated or Bare Steel | Pressure |  | Fiberglass Reinforced Plastic | Closed in Place | 1991-06-19
0-005586 | SAUNDERS SYSTEMS | 3220 E MCDOWELL RD | PHOENIX | AZ | 85008 | Maricopa | 2 | Perm Closure | 2006-08-07 | 500 | New Oil | COMPARTMENT A |  | Asphalt coated or Bare Steel |  |  |  | Removal | 1988-01-01
0-006232 | ARNOLD MACHINERY | 6024 W SOUTHERN AVE | PHOENIX | AZ | 85339 | Maricopa | 1 | Perm Closure | 1987-09-08 | 2000 | Diesel | COMPARTMENT A | Single Walled | Fiberglass Reinforced Plastic | Pressure | Single Walled | Fiberglass Reinforced Plastic | Removal | 2017-01-10
0-002736 | SUNWARD | 11701 W INDIAN SCHOOL RD | AVONDALE | AZ | 85392 | Maricopa | 7 | Perm Closure | 2005-06-17 | 500 | Used Oil/Waste Oil | COMPARTMENT A |  | Asphalt coated or Bare Steel |  |  |  | Removal | 1989-12-01
0-004065 | HAPPY FOOD MART | 6262 E MAIN ST | MESA | AZ | 85205 | Maricopa | 2 | Perm Closure | 1988-01-01 | 10000 | Gasoline | COMPARTMENT A |  | Fiberglass Reinforced Plastic | Pressure |  | Fiberglass Reinforced Plastic | Removal | 2019-11-07
0-004065 | HAPPY FOOD MART | 6262 E MAIN ST | MESA | AZ | 85205 | Maricopa | 4 | Open | 2019-12-09 | 12000 | Gasoline (UL) | COMPARTMENT A | Double Walled | Fiberglass Reinforced Plastic | Pressure | Double Walled | Fiberglass Reinforced Plastic
0-006084 | CARTWRIGHT SCHOOL DISTRICT #83 - MAINTENANCE FACILITY | 3401 N 67TH LN | PHOENIX | AZ | 85033 | Maricopa | 3 | Perm Closure | 1986-01-01 | 8000 | Diesel | COMPARTMENT A | Single Walled | Fiberglass Reinforced Plastic | Pressure |  | Fiberglass Reinforced Plastic | Removal | 2011-06-07
0-006084 | CARTWRIGHT SCHOOL DISTRICT #83 - MAINTENANCE FACILITY | 3401 N 67TH LN | PHOENIX | AZ | 85033 | Maricopa | 1 | Perm Closure | 1986-01-01 | 10000 | Gasoline | COMPARTMENT A | Single Walled | Fiberglass Reinforced Plastic | Pressure |  | Fiberglass Reinforced Plastic | Removal | 2011-06-07
0-005359 | USDA FS - APACHE SITGREAVES NF - CHEVELON RANGE |  | CHEVELON CROSSING |  |  | Coconino | 3 | Perm Closure | 1966-03-28 | 500 | Diesel | COMPARTMENT A | Unknown | Asphalt coated or Bare Steel |  |  |  | Removal | 1989-05-18
0-004630 | 7-ELEVEN #18487 | 1850 W INDIAN SCHOOL RD | PHOENIX | AZ | 85015 | Maricopa | 1 | Perm Closure | 1985-02-04 | 9700 | Gasoline | COMPARTMENT A | Unknown | Fiberglass Reinforced Plastic |  |  |  | Removal | 1991-12-10
0-004630 | 7-ELEVEN #18487 | 1850 W INDIAN SCHOOL RD | PHOENIX | AZ | 85015 | Maricopa | 2 | Perm Closure | 1985-02-04 | 9700 | Gasoline | COMPARTMENT A | Unknown | Fiberglass Reinforced Plastic |  |  |  | Removal | 1991-12-10
0-002455 | WHITE MOUNTAIN UNOCAL 76 | 1040 E DEUCE OF CLUBS | SHOW LOW | AZ | 85901 | Navajo | 2 | Perm Closure | 1961-01-01 | 10000 | Gasoline | COMPARTMENT A |  | Asphalt coated or Bare Steel | Pressure |  | Bare or Galvanized Steel | Removal | 1989-08-21
0-010647 | MAVERIK STORE #466-GAS STATION | 4100 E BUTLER AVE | FLAGSTAFF | AZ | 86004 | Coconino | 4 | Open | 2016-09-01 | 12000 | Diesel | COMPARTMENT A | Double Walled | Fiberglass Reinforced Plastic | Pressure | Double Walled | Flexible
0-010647 | MAVERIK STORE #466-GAS STATION | 4100 E BUTLER AVE | FLAGSTAFF | AZ | 86004 | Coconino | 3 | Open | 2016-09-01 | 12000 | Gasoline (PUL) | COMPARTMENT A | Double Walled | Fiberglass Reinforced Plastic | Pressure | Double Walled | Flexible
0-010581 | CIRCLE K STORE #2741610 | 35850 N GARY RD | QUEEN CREEK | AZ | 85142 | Pinal | 2 | Open | 2016-12-01 | 8000 | Gasoline (PUL) | COMPARTMENT A | Double Walled | Fiberglass Reinforced Plastic | Pressure | Double Walled | Flexible
0-010021 | FRY FUEL CENTER #137 | 7050 E 22ND ST | TUCSON | AZ | 85710 | Pima | 1 | Open | 2003-10-02 | 8000 | Gasoline | COMPARTMENT A | Double Walled | Asphalt coated or Bare Steel
0-009396 | SHELL FOOD MART | 530 E WICKENBURG WAY | WICKENBURG | AZ | 85390 | Maricopa | 2 | Open | 1998-07-30 | 12000 | Gasoline | COMPARTMENT A | Double Walled | Fiberglass Reinforced Plastic | Pressure | Double Walled | Fiberglass Reinforced Plastic
0-004131 | REPPEL STEEL & SUPPLY CO INC | 3119 E MADISON ST | PHOENIX | AZ | 85034 | Maricopa | 2 | Perm Closure | 1974-04-22 | 5000 | Gasoline | COMPARTMENT A | Double Walled | Asphalt coated or Bare Steel |  |  |  | Removal | 1991-03-19
0-009073 | VALERO #8034 | 480 W WARNER RD | TEMPE | AZ | 85284 | Maricopa | 1 | Open | 1997-02-01 | 12000 | Gasoline | COMPARTMENT A | Double Walled | Composite (Steel/Fiberglass) | Pressure | Double Walled | Fiberglass Reinforced Plastic
0-004372 | SCHMELZLA FARMS |  | BONITA |  |  | Graham | 1 | Perm Closure | 1974-10-08 | 4000 | Diesel | COMPARTMENT A | Unknown | Asphalt coated or Bare Steel | Suction - Check Valve at the Tank Top |  | Bare or Galvanized Steel | Removal | 1994-03-23
0-008156 | MOBIL FOOD MART | 304 N HAYDEN RD | SCOTTSDALE | AZ | 85257 | Maricopa | 2 | Open | 1988-10-12 | 12000 | Gasoline | COMPARTMENT A |  | Fiberglass Reinforced Plastic | Pressure | Single Walled | Fiberglass Reinforced Plastic
0-002958 | LEWIS PROPERTY | 19432 E DIVERSION DAM RD | FLORENCE | AZ | 85132 | Pinal | 1 | Perm Closure | 1977-01-01 | 5000 | Diesel | COMPARTMENT A |  | Asphalt coated or Bare Steel |  |  |  | Removal | 1988-12-01
0-002207 | DESERT TRANSFER INC | 3751 W LOWER BUCKEYE RD | PHOENIX | AZ | 85009 | Maricopa | 1 | Perm Closure | 1976-03-20 | 6000 | Gasoline | COMPARTMENT A | Single Walled | Asphalt coated or Bare Steel |  |  |  | Removal | 1992-10-28
0-002620 | DIAMOND MOTOR SPORTS | 4343 E WASHINGTON ST | PHOENIX | AZ | 85034 | Maricopa | 1 | Perm Closure | 1984-05-30 | 5000 | Gasoline | COMPARTMENT A | Unknown | Unknown |  |  |  | Removal | 1989-08-03
0-001785 | DIAMOND RIVER ADVENTURES | 916 VISTA AVE | PAGE | AZ | 86040 | Coconino | 1 | Perm Closure | 1974-01-01 | 10000 | Gasoline | COMPARTMENT A |  | Asphalt coated or Bare Steel | Suction - Check Valve at the Tank Top | Single Walled | Bare or Galvanized Steel | Removal | 1993-10-26
0-002709 | GAS-N-GRUB 5 | 2805 E NORTHERN AVE | KINGMAN | AZ | 86409 | Mohave | 5 | Open | 2019-04-08 | 5000 | Gasoline (PUL) | COMPARTMENT A | Double Walled | Fiberglass Reinforced Plastic | Pressure | Double Walled | Flexible
0-002631 | TOWN OF CLIFTON - GARAGE | 210 N CORONADO BLVD | CLIFTON | AZ | 85533 | Greenlee | 1 | Perm Closure | 1969-06-21 | 500 | Used Oil/Waste Oil | COMPARTMENT A | Unknown | Unknown | Pressure |  | Bare or Galvanized Steel | Removal | 1989-08-10
0-001395 | CIRCLE K #2701343 | 1550 N COUNTRY CLUB DR | MESA | AZ | 85201 | Maricopa | 1 | Open | 1985-04-01 | 10000 | Gasoline | COMPARTMENT A | Double Walled | Fiberglass Reinforced Plastic | Pressure | Single Walled | Fiberglass Reinforced Plastic
0-009786 | CIRCLE K #2706348 | 995 W ELLIOT RD | TEMPE | AZ | 85284 | Maricopa | 1 | Open | 2001-03-23 | 20000 | Gasoline | COMPARTMENT A | Double Walled | Fiberglass Reinforced Plastic | Pressure | Double Walled | Fiberglass Reinforced Plastic
0-009222 | CIRCLE K #2705540 | 1555 W VALENCIA RD | TUCSON | AZ | 85746 | Pima | 2 | Open | 1997-10-12 | 15000 | Gasoline (PUL) | COMPARTMENT A | Double Walled | Fiberglass Reinforced Plastic | Pressure | Double Walled | Fiberglass Reinforced Plastic
0-009623 | CIRCLE K #2705598 | 6210 E CAVE CREEK RD | CAVE CREEK | AZ | 85331 | Maricopa | 1 | Open | 1998-11-12 | 20000 | Gasoline | COMPARTMENT A | Double Walled | Fiberglass Reinforced Plastic | Pressure | Double Walled | Fiberglass Reinforced Plastic
0-001440 | FLOWING WELLS & PRINCE RD MOBIL | 1380 W PRINCE RD | TUCSON | AZ | 85705 | Pima | 1 | Perm Closure | 1970-01-01 | 10000 | Gasoline | COMPARTMENT A | Single Walled | Asphalt coated or Bare Steel |  |  |  | Removal | 1989-06-15
0-001472 | CIRCLE K #2701754 | 820 W 32ND ST | YUMA | AZ | 85364 | Yuma | 1 | Open | 1986-01-01 | 10000 | Gasoline | COMPARTMENT A | Single Walled | Fiberglass Reinforced Plastic | Pressure | Single Walled | Fiberglass Reinforced Plastic
0-001530 | CIRCLE K #2701938 | 2439 W UNION HILLS DR | PHOENIX | AZ | 85027 | Maricopa | 1 | Open | 1986-01-01 | 10000 | Diesel | COMPARTMENT A | Single Walled | Fiberglass Reinforced Plastic | Pressure |  | Fiberglass Reinforced Plastic
0-009477 | FIESTA SOFT CLOTH CAR WASH 109-1 | 900 S 4TH AVE | YUMA | AZ | 85364 | Yuma | 3 | Perm Closure | 2005-06-17 | 10000 | Unidentified | COMPARTMENT A | Double Walled | Composite (Steel/Fiberglass) |  |  |  | Closed in Place | 1987-08-24
0-002041 | E-Z SERVE #060140 |  | ORACLE JUNCTION |  |  | Pinal | 2 | Perm Closure | 1972-01-01 | 4000 | Gasoline | COMPARTMENT A | Single Walled | Asphalt coated or Bare Steel |  |  |  | Closed in Place | 1997-04-15
0-002053 | E-Z SERVE/QUIK MART #100918 | 1204 N ALVERNON WAY | TUCSON | AZ | 85712 | Pima | 2 | Perm Closure | 1979-01-01 | 10000 | Gasoline | COMPARTMENT A | Single Walled | Asphalt coated or Bare Steel | Pressure | Single Walled | Bare or Galvanized Steel | Removal | 1992-07-28
0-010631 | CIRCLE K STORE #3388 | 4295 W HUNT HWY | SAN TAN VALLEY | AZ | 85142 | Pinal | 2 | Open | 2020-03-10 | 12000 | Gasoline (PUL) | COMPARTMENT A | Double Walled | Fiberglass Reinforced Plastic | Pressure | Double Walled | Fiberglass Reinforced Plastic
0-010631 | CIRCLE K STORE #3388 | 4295 W HUNT HWY | SAN TAN VALLEY | AZ | 85142 | Pinal | 1 | Open | 2020-03-10 | 20000 | Gasoline (UL) | COMPARTMENT A | Double Walled | Fiberglass Reinforced Plastic | Pressure | Double Walled | Fiberglass Reinforced Plastic
0-010631 | CIRCLE K STORE #3388 | 4295 W HUNT HWY | SAN TAN VALLEY | AZ | 85142 | Pinal | 3 | Open | 2020-03-10 | 12000 | Diesel #2 | COMPARTMENT A | Double Walled | Fiberglass Reinforced Plastic | Pressure | Double Walled | Fiberglass Reinforced Plastic
0-010584 | CIRCLE K STORE #2703485 | 1415 E FLORENCE BLVD | CASA GRANDE | AZ | 85122 | Pinal | 2 | Open | 2016-10-24 | 12000 | Gasoline (UL) | COMPARTMENT A | Double Walled | Fiberglass Reinforced Plastic | Pressure | Double Walled | Fiberglass Reinforced Plastic
0-002502 | FARM HEADQUARTERS |  | YUMA |  |  | Yuma | 1 | Perm Closure | 1971-04-18 | 10000 | Gasoline | COMPARTMENT A | Unknown | Fiberglass Reinforced Plastic |  |  |  | Removal | 1989-11-01
0-008551 | BECKER SPECIALITIES | 3213 E 46TH ST | TUCSON | AZ | 85713 | Pima | 2 | Perm Closure | 2005-06-17 | 1000 | Diesel | COMPARTMENT A | Double Walled | Asphalt coated or Bare Steel |  |  |  | Removal | 1990-01-01
0-001938 | EMPIRE TRANSPORT | 34 W IRON AVE | MESA | AZ | 85210 | Maricopa | 12 | Perm Closure | 1969-01-01 | 1000 | Unidentified | COMPARTMENT A |  | Asphalt coated or Bare Steel | Suction - Check Valve at the Tank Top |  |  | Removal | 1988-07-25
0-006551 | EUROPEAN AUTO REFINISHERS | 718 W POLK ST | PHOENIX | AZ | 85007 | Maricopa | 1 | Perm Closure | 1973-12-24 | 5000 | Gasoline | COMPARTMENT A | Unknown | Asphalt coated or Bare Steel |  |  |  | Removal | 1988-12-16
0-007293 | PIMA PARK | 8600 E THOMAS RD | SCOTTSDALE | AZ | 85251 | Maricopa | 1 | Perm Closure | 1990-07-01 | 1000 | Diesel | COMPARTMENT A | Double Walled | Fiberglass Reinforced Plastic | Suction - Check Valve at the Tank Top |  | Bare or Galvanized Steel | Removal | 1998-11-19
0-003662 | PEORIA HIGH SCHOOL | 11200 N 83RD AVE | PEORIA | AZ | 85345 | Maricopa | 1 | Perm Closure | 1987-01-01 | 500 | Used Oil/Waste Oil | COMPARTMENT A | Double Walled | Fiberglass Reinforced Plastic |  |  |  | Removal | 1991-08-21
0-003727 | TED & BOB'S SERVICE | 6502 N 16TH ST | PHOENIX | AZ | 85016 | Maricopa | 3 | Perm Closure | 1978-01-01 | 6000 | Gasoline | COMPARTMENT A | Single Walled | Asphalt coated or Bare Steel | Pressure | Single Walled | Bare or Galvanized Steel | Closed in Place | 1999-11-17
0-010666 | CIRCLE K STORE #2741604 | 1015 S COOPER | CHANDLER | AZ | 85286 |  | 1 | Open | 2019-08-20 | 20000 | Gasoline (UL) | COMPARTMENT A | Double Walled | Fiberglass Reinforced Plastic | Pressure | Double Walled | Fiberglass Reinforced Plastic
0-010627 | CIRCLE K STORE #3492 | 255 S MAIN STREET | FLORENCE | AZ | 85132 | Pinal | 3 | Open | 2018-05-18 | 12000 | Diesel | COMPARTMENT A | Double Walled | Fiberglass Reinforced Plastic | Pressure | Double Walled | Fiberglass Reinforced Plastic
0-003474 | NATIONAL WEATHER SERVICE | 2633 E BUCKEYE RD | PHOENIX | AZ | 85034 | Maricopa | 1 | Perm Closure | 1979-07-28 | 480 | Diesel | COMPARTMENT A | Double Walled | Asphalt coated or Bare Steel | Suction - Check Valve at the Tank Top |  | Bare or Galvanized Steel | Removal | 1994-09-22
0-007433 | MOBIL 18-AX5 | 6690 W CACTUS RD | GLENDALE | AZ | 85304 | Maricopa | 3 | Perm Closure | 1988-06-01 | 10000 | Diesel | COMPARTMENT A | Double Walled | Fiberglass Reinforced Plastic | Pressure |  | Fiberglass Reinforced Plastic | Removal | 2003-11-20
0-006196 | CHEVRON | 18441 N 7TH ST | PHOENIX | AZ | 85022 | Maricopa | 2 | Perm Closure | 1987-01-01 | 10000 | Gasoline | COMPARTMENT A | Double Walled | Fiberglass Reinforced Plastic | Pressure |  | Fiberglass Reinforced Plastic | Removal | 2015-05-07
0-009018 | CIRCLE K STORE #2709178 | 7870 W BELL RD | GLENDALE | AZ | 85308 | Maricopa | 2 | Perm Closure | 1996-06-01 | 12000 | Gasoline | COMPARTMENT A | Double Walled | Fiberglass Reinforced Plastic | Pressure | Double Walled | Fiberglass Reinforced Plastic | Removal | 2016-08-01
0-007438 | EXXONMOBIL OIL CORP #17869 | 1221 N RECKER RD | MESA | AZ | 85205 | Maricopa | 2 | Perm Closure | 1989-06-01 | 10000 | Gasoline | COMPARTMENT A | Double Walled | Fiberglass Reinforced Plastic | Pressure |  | Fiberglass Reinforced Plastic | Removal | 2007-05-16
0-007424 | MOHAVE COUNTY AIR | 4900 COMMERICAL DR | KINGMAN | AZ | 86401 | Mohave | 1 | Perm Closure | 1978-01-01 | 10000 | Unidentified | COMPARTMENT A | Double Walled | Asphalt coated or Bare Steel | Pressure |  |  | Removal | 1991-10-30
0-009987 | SAFEWAY #1521 | 12122 N RANCHO VISTOSO BLVD | ORO VALLEY | AZ | 85755 | Pima | 2 | Open | 2003-10-01 | 20000 | Gasoline | COMPARTMENT A | Double Walled | Composite (Steel/Fiberglass) | Pressure | Double Walled | Fiberglass Reinforced Plastic
0-004238 | SAFEWAY - DISTRIBUTION CENTER | 1115 W ALAMEDA DR | TEMPE | AZ | 85282 | Maricopa | 3 | Perm Closure | 1972-04-23 | 2000 | Used Oil/Waste Oil | COMPARTMENT A | Double Walled | Asphalt coated or Bare Steel | Gravity Feed |  | Bare or Galvanized Steel | Removal | 1997-08-05
0-006380 | SAGUARO CORNERS RENTALS INC | 3750 S OLD SPANISH TRL | TUCSON | AZ | 85730 | Pima | 2 | Perm Closure | 1958-09-22 | 1000 | Gasoline | COMPARTMENT A | Double Walled | Asphalt coated or Bare Steel |  |  |  | Removal | 1989-02-27
0-008024 | SAGUARO SIGN CO | 3443 N 31ST AVE | PHOENIX | AZ | 85017 | Maricopa | 1 | Perm Closure | 2005-06-17 | 10000 | Unidentified | COMPARTMENT A | Double Walled | Asphalt coated or Bare Steel |  |  |  | Removal | 1989-12-04
0-006401 | MAGMA COPPER CO-SAN MANUEL AIRPORT |  | SAN MANUEL |  |  | Pinal | 1 | Perm Closure | 1978-10-08 | 1200 | Gasoline | COMPARTMENT A | Double Walled | Asphalt coated or Bare Steel | Suction - Check Valve at the Tank Top |  | Bare or Galvanized Steel | Removal | 1992-12-22
0-010653 | QUIKTRIP #431R | 1939 S MESA DR | MESA | AZ | 85210 | Maricopa | 1 | Open | 2019-04-23 | 20000 | Gasoline (UL) | COMPARTMENT A | Double Walled | Fiberglass Reinforced Plastic | Pressure | Double Walled | Fiberglass Reinforced Plastic
0-010675 | MAVERIK #562 | 650 WHIPPLE ST | PRESCOTT | AZ | 86301 | Yavapai | 1 | Open | 2017-02-13 | 12000 | Gasoline (UL) | COMPARTMENT A | Double Walled | Fiberglass Reinforced Plastic | Pressure | Double Walled | Flexible
0-010675 | MAVERIK #562 | 650 WHIPPLE ST | PRESCOTT | AZ | 86301 | Yavapai | 2 | Open | 2017-02-13 | 12000 | Gasoline (UL) | COMPARTMENT A | Double Walled | Fiberglass Reinforced Plastic | Pressure | Double Walled | Flexible
0-007690 | ROBERT C MILO | 610 E 22ND ST | TUCSON | AZ | 85713 | Pima | 1 | Perm Closure | 1975-01-01 | 1000 | Unidentified | COMPARTMENT A | Unknown | Unknown | Gravity Feed |  |  | Closed in Place | 1980-01-01
0-001230 | QUICK STOP & GAS | 14875 N CAVE CREEK RD | PHOENIX | AZ | 85032 | Maricopa | 1 | Perm Closure | 1970-01-01 | 10000 | Gasoline | COMPARTMENT A | Single Walled | Asphalt coated or Bare Steel | Pressure | Double Walled | Fiberglass Reinforced Plastic | Removal | 2017-07-27
0-004457 | PRESCOTTONIAN TEXACO | 1317 E GURLEY ST | PRESCOTT | AZ | 86301 | Yavapai | 2 | Perm Closure | 1985-05-06 | 6000 | Gasoline | COMPARTMENT A | Double Walled | Asphalt coated or Bare Steel |  |  |  | Removal | 1986-09-01
0-003989 | PUREGRO COMPANY |  | YUMA |  |  | Yuma | 1 | Perm Closure | 2005-06-17 | 550 | Gasoline | COMPARTMENT A | Unknown | Asphalt coated or Bare Steel |  |  |  | Removal | 1989-01-01
0-001366 | CIRCLE K #1123 | 8305 W GLENDALE AVE | GLENDALE | AZ | 85305 | Maricopa | 2 | Perm Closure | 1976-01-01 | 10000 | Gasoline | COMPARTMENT A | Single Walled | Asphalt coated or Bare Steel | Pressure | Single Walled | Bare or Galvanized Steel | Removal | 2000-09-18
0-001448 | CIRCLE K #2701613 | 8001E E THOMAS RD | SCOTTSDALE | AZ | 85251 | Maricopa | 3 | Open | 1985-01-01 | 10000 | Gasoline | COMPARTMENT A | Double Walled | Fiberglass Reinforced Plastic | Pressure |  | Fiberglass Reinforced Plastic
0-005540 | B & B FORD LINCOLN MERCURY | 2960 E FRY BLVD | SIERRA VISTA | AZ | 85635 | Cochise | 3 | Perm Closure | 2018-01-29 | 1000 | Used Oil/Waste Oil | COMPARTMENT A |  | Asphalt coated or Bare Steel |  |  |  | Removal | 2017-12-11
0-000175 | ARIZONA BOILER COMPANY INC | 8282 N 75TH AVE | PEORIA | AZ | 85345 | Maricopa | 2 | Perm Closure | 1976-01-01 | 1000 | Gasoline | COMPARTMENT A |  | Asphalt coated or Bare Steel |  |  |  | Removal | 1990-10-01
0-001710 | ANDY DEVINE 76 | 3041 E ANDY DEVINE AVE | KINGMAN | AZ | 86401 | Mohave | 5 | Open | 1973-01-01 | 10000 | Diesel | COMPARTMENT A | Single Walled | Asphalt coated or Bare Steel | Pressure | Double Walled | Flexible
0-009736 | FRY'S FOOD STORES | 7509 W CACTUS RD | PEORIA | AZ | 85381 | Maricopa | 2 | Perm Closure | 2001-01-18 | 15000 | Gasoline | COMPARTMENT A | Double Walled | Fiberglass Reinforced Plastic | Pressure | Double Walled | Flexible | Removal | 2013-12-12
0-001753 | ADJC - ADOBE MOUNTAIN | 2800 W PINNACLE PEAK RD | PHOENIX | AZ | 85027 | Maricopa | 1 | Perm Closure | 1982-01-01 | 550 | Diesel | COMPARTMENT A |  | Asphalt coated or Bare Steel |  |  |  | Removal | 1995-05-16
0-004645 | 7-ELEVEN #20433 | 12033 N 28TH DR | PHOENIX | AZ | 85029 | Maricopa | 2 | Perm Closure | 1978-02-04 | 10000 | Gasoline | COMPARTMENT A | Unknown | Asphalt coated or Bare Steel | Pressure |  | Fiberglass Reinforced Plastic | Removal | 2014-10-14
0-002712 | ABB'S TRENCHING SERVICE | 3025 S 40TH ST | PHOENIX | AZ | 85040 | Maricopa | 1 | Perm Closure | 1976-01-01 | 3000 | Gasoline | COMPARTMENT A |  | Asphalt coated or Bare Steel | Suction - Check Valve at the Tank Top |  |  | Removal | 2006-08-17
0-006973 | CHLORIDE UNION 76 |  | CHLORIDE |  |  | Mohave | 1 | Perm Closure | 2005-06-17 | 1500 | Gasoline | COMPARTMENT A |  | Asphalt coated or Bare Steel | Suction - Check Valve at the Tank Top |  |  | Removal | 1991-06-11
0-001172 | CIRCLE K #61 | 951 W APACHE TRL | APACHE JUNCTION | AZ | 85120 | Pinal | 1 | Perm Closure | 1977-01-01 | 10000 | Gasoline | COMPARTMENT A |  | Asphalt coated or Bare Steel |  |  |  | Removal | 1994-05-04
0-008907 | 4TH AVENUE SERVICE STATION | 802 N 4TH AVE | TUCSON | AZ | 85705 | Pima | 1 | Perm Closure | 1996-02-22 | 3000 | Gasoline | COMPARTMENT A | Double Walled | Composite (Steel/Fiberglass) | Pressure | Double Walled | Flexible | Removal | 2011-09-27
0-000977 | CATALINA FOOTHILLS UNIFIED SCHOOL DISTRICT - BUSYARD | 2101 E RIVER RD | TUCSON | AZ | 85718 | Pima | 1 | Perm Closure | 1985-01-01 | 12000 | Diesel | COMPARTMENT A | Single Walled | Fiberglass Reinforced Plastic | Suction - Check Valve at the Tank Top |  |  | Removal | 2011-07-13
0-008650 | CELENTANO PROPERTY | 2976 N 1ST AVE | TUCSON | AZ | 85719 | Pima | 1 | Perm Closure | 1960-12-01 | 3000 | Gasoline | COMPARTMENT A | Double Walled | Asphalt coated or Bare Steel | Suction - Check Valve at the Tank Top |  |  | Removal | 1995-06-08
0-009611 | CHARLES SCHWAB | 4701 E FRANCISCO DR | PHOENIX | AZ | 85044 | Maricopa | 1 | Open | 1992-10-01 | 10000 | Diesel | COMPARTMENT A | Double Walled | Fiberglass Reinforced Plastic | Suction - Check Valve at the Dispenser | Double Walled | Fiberglass Reinforced Plastic
0-000864 | CAPITAL LUMBER COMPANY | 11 N 45TH AVE | PHOENIX | AZ | 85043 | Maricopa | 2 | Perm Closure | 1980-01-01 | 10000 | Diesel | COMPARTMENT A |  | Asphalt coated or Bare Steel |  |  |  | Removal | 1991-01-08
0-004430 | SELLERS PETROLEUM | 490 S GILA ST | YUMA | AZ | 85364 | Yuma | 3 | Perm Closure | 1985-01-01 | 10000 | Gasoline | COMPARTMENT A | Double Walled | Fiberglass Reinforced Plastic | Pressure |  | Fiberglass Reinforced Plastic | Removal | 2012-03-22
0-002126 | BRIDGESTONE FIRESTONE INC | 791 S 4TH AVE | YUMA | AZ | 85364 | Yuma | 1 | Perm Closure | 1941-01-01 | 1500 | Gasoline | COMPARTMENT A |  | Asphalt coated or Bare Steel | Gravity Feed |  | Bare or Galvanized Steel | Closed in Place | 1971-06-01
0-001816 | BENSON LITTLE GENERAL | 696 N OCOTILLO RD | BENSON | AZ | 85602 | Cochise | 3 | Perm Closure | 1976-01-01 | 10000 | Gasoline | COMPARTMENT A |  | Asphalt coated or Bare Steel | Pressure |  |  | Removal | 1994-05-20
0-009443 | GILLIGAN'S SPRING VALLEY 76 | 17257 E SPRING VALLEY RD | SPRING VALLEY | AZ | 86333 | Yavapai | 2 | Open | 1998-02-05 | 6000 | Diesel | COMPARTMENT B | Double Walled | Fiberglass Reinforced Plastic | Pressure | Double Walled
0-001254 | CIRCLE K #549 | 16 N MAIN ST | EAGAR | AZ | 85925 | Apache | 2 | Perm Closure | 1977-01-01 | 6000 | Gasoline | COMPARTMENT A |  | Asphalt coated or Bare Steel | Pressure |  | Fiberglass Reinforced Plastic | Removal | 1996-01-03
0-004241 | CITY OF SAFFORD - PUBLIC WORKS YARD | 825 5TH AVE | SAFFORD | AZ | 85546 | Graham | 5 | Perm Closure | 2005-06-17 |  | Unidentified | COMPARTMENT A | Single Walled | Asphalt coated or Bare Steel |  |  |  | Removal | 1989-12-14
0-002141 | RUNDLE'S PERFORMANCE | 904 S BEELINE HWY | PAYSON | AZ | 85541 | Gila | 1 | Perm Closure | 1950-01-01 | 1000 | Gasoline | COMPARTMENT A | Single Walled | Asphalt coated or Bare Steel | Suction - Check Valve at the Tank Top |  |  | Removal | 1999-09-30
0-005484 | CIRCLE K #2949 | 796 BARTOW DR | SIERRA VISTA | AZ | 85635 | Cochise | 1 | Perm Closure | 1973-04-04 | 12000 | Gasoline | COMPARTMENT A | Unknown | Asphalt coated or Bare Steel | Pressure |  |  | Removal | 1993-10-20
0-005348 | USDA FS - CORONADO NF - COLUMBINE WORK STATION |  | TURKEY FLAT |  |  | Graham | 2 | Perm Closure | 1970-01-01 | 500 | Gasoline | COMPARTMENT A | Double Walled | Asphalt coated or Bare Steel | Suction - Check Valve at the Tank Top |  |  | Removal | 1990-09-06
0-000349 | ADOT - QUARTZSITE MAINTENANCE | 771 W KUEHN ST | QUARTZSITE | AZ | 85346 | La Paz | 4 | Perm Closure | 1976-01-01 | 1000 | Gasoline | COMPARTMENT A |  | Asphalt coated or Bare Steel |  |  |  | Removal | 1989-07-11
0-000349 | ADOT - QUARTZSITE MAINTENANCE | 771 W KUEHN ST | QUARTZSITE | AZ | 85346 | La Paz | 1 | Perm Closure | 1980-01-01 | 12000 | Gasoline | COMPARTMENT A |  | Asphalt coated or Bare Steel | Suction - Check Valve at the Tank Top | Double Walled | Fiberglass Reinforced Plastic | Removal | 2011-03-23
0-005371 | SYCAMORE WORK CENTER |  | DUGAS |  |  | Yavapai | 1 | Perm Closure | 1976-01-01 | 1000 | Gasoline | COMPARTMENT A |  | Asphalt coated or Bare Steel |  |  |  | Removal | 1991-12-09
0-005883 | STANLEY'S SERVICE CENTER | 1451 N 32ND ST | PHOENIX | AZ | 85008 | Maricopa | 1 | Perm Closure | 1967-11-07 | 6000 | Gasoline | COMPARTMENT A | Double Walled | Asphalt coated or Bare Steel |  |  |  | Removal | 1991-03-13
0-005883 | STANLEY'S SERVICE CENTER | 1451 N 32ND ST | PHOENIX | AZ | 85008 | Maricopa | 8 | Perm Closure | 1991-04-01 | 500 | Used Oil/Waste Oil | COMPARTMENT A | Double Walled | Composite (Steel/Fiberglass) | Pressure | Double Walled | Fiberglass Reinforced Plastic | Removal | 2006-09-08
0-006377 | STORMS TIRES INC |  | PINETOP-LAKESIDE |  |  | Navajo | 2 | Perm Closure | 1973-09-22 | 6000 | Gasoline | COMPARTMENT A | Unknown | Asphalt coated or Bare Steel |  |  |  | Removal | 1989-01-01
0-004722 | SPRINGERVILLE AUTO SUPPLY CO | 511 E MAIN ST | SPRINGERVILLE | AZ | 85938 | Apache | 3 | Perm Closure | 1990-08-01 | 6000 | Gasoline | COMPARTMENT A |  | Asphalt coated or Bare Steel | Pressure |  | Fiberglass Reinforced Plastic | Removal | 2008-11-17
0-009026 | SHIRLEY PROUTY PROPERTY |  | PHOENIX |  |  | Maricopa | 3 | Perm Closure | 1970-01-01 | 1000 | Gasoline | COMPARTMENT A |  | Asphalt coated or Bare Steel |  |  |  | Removal | 1996-12-12
0-006804 | SHAY OIL CO #6 | 39880 E HIGHWAY 80 | TACNA | AZ | 85352 | Yuma | 10 | Open | 2004-06-29 | 20000 | Gasoline | COMPARTMENT A | Double Walled | Fiberglass Reinforced Plastic | Pressure | Double Walled | Flexible
0-005634 | WESTERN STATES PETROLEUM TERMINAL #1 |  | PHOENIX |  |  | Maricopa | 3 | Perm Closure | 1966-05-01 | 500 | Used Oil/Waste Oil | COMPARTMENT A | Unknown | Asphalt coated or Bare Steel |  |  |  | Removal | 1987-12-01
0-005847 | CALMAT - VAL VISTA PLANT #15 | 3610 E LEHI RD | MESA | AZ | 85203 | Maricopa | 1 | Perm Closure | 1977-10-19 | 2000 | Diesel | COMPARTMENT A | Unknown | Asphalt coated or Bare Steel |  |  |  | Removal | 1990-01-01
0-006993 | VINTAGE PARTS OF ARIZONA | 3427 E MCDOWELL RD | PHOENIX | AZ | 85008 | Maricopa | 2 | Perm Closure | 2005-06-17 | 550 | Gasoline | COMPARTMENT A | Single Walled | Asphalt coated or Bare Steel | Suction - Check Valve at the Tank Top | Single Walled | Bare or Galvanized Steel | Removal | 1992-02-18
0-009347 | TRI-M MINI MART | 250 SWANSON AVE | LAKE HAVASU CITY | AZ | 86403 | Mohave | 2 | Perm Closure | 1987-01-01 | 10000 | Gasoline | COMPARTMENT A | Double Walled | Composite (Steel/Fiberglass) | Pressure | Double Walled | Fiberglass Reinforced Plastic | Removal | 2016-05-18
0-006697 | CITY OF TEMPE - FLEET MANAGEMENT GARAGE | 53 S PRIEST DR | TEMPE | AZ | 85281 | Maricopa | 4 | Perm Closure | 1975-01-01 | 10000 | Diesel | COMPARTMENT A | Single Walled | Asphalt coated or Bare Steel |  |  |  | Removal | 1996-09-20
0-006697 | CITY OF TEMPE - FLEET MANAGEMENT GARAGE | 53 S PRIEST DR | TEMPE | AZ | 85281 | Maricopa | 1 | Perm Closure | 1975-01-01 | 10000 | Diesel | COMPARTMENT A | Single Walled | Asphalt coated or Bare Steel |  |  |  | Removal | 1996-09-20
0-006697 | CITY OF TEMPE - FLEET MANAGEMENT GARAGE | 53 S PRIEST DR | TEMPE | AZ | 85281 | Maricopa | 3 | Perm Closure | 1975-01-01 | 10000 | Gasoline | COMPARTMENT A | Single Walled | Asphalt coated or Bare Steel |  |  |  | Removal | 1996-09-20
0-002013 | EXXON #7-4079 | 1903 E SPEEDWAY BLVD | TUCSON | AZ | 85719 | Pima | 3 | Perm Closure | 1967-01-01 | 8000 | Gasoline | COMPARTMENT A |  | Asphalt coated or Bare Steel |  |  |  | Removal | 1989-10-30
0-002013 | EXXON #7-4079 | 1903 E SPEEDWAY BLVD | TUCSON | AZ | 85719 | Pima | 2 | Perm Closure | 1967-01-01 | 8000 | Gasoline | COMPARTMENT A |  | Asphalt coated or Bare Steel |  |  |  | Removal | 1989-07-01
0-001231 | CIRCLE K #428 | 1953 HIGHWAY 260 | HEBER | AZ | 85928 | Navajo | 4 | Open | 1997-08-12 | 10000 | Diesel | COMPARTMENT A | Double Walled | Fiberglass Reinforced Plastic | Pressure | Double Walled | Fiberglass Reinforced Plastic
0-005097 | EXXON - PICACHO PEAK |  | PICACHO |  |  | Pinal | 3 | Perm Closure | 1972-04-22 | 6000 | Gasoline | COMPARTMENT A | Unknown | Asphalt coated or Bare Steel | Pressure |  | Bare or Galvanized Steel | Removal | 1993-04-01
0-007670 | CHEVRON | 592 E 16TH ST | YUMA | AZ | 85365 | Yuma | 2 | Perm Closure | 1979-01-01 | 550 | Gasoline | COMPARTMENT A |  | Asphalt coated or Bare Steel | Suction - Check Valve at the Tank Top |  | Bare or Galvanized Steel | Removal | 1992-08-06
0-001951 | EQUESTRIAN DEVELOPMENT CORP |  | PRESCOTT |  |  | Yavapai | 1 | Perm Closure | 1976-01-01 | 10000 | Diesel | COMPARTMENT A |  | Asphalt coated or Bare Steel |  |  |  | Removal | 1993-07-21
0-002580 | CC TIRES & RIMS | 1004 E GURLEY ST | PRESCOTT | AZ | 86301 | Yavapai | 5 | Perm Closure | 1968-06-01 | 500 | Used Oil/Waste Oil | COMPARTMENT A | Single Walled | Asphalt coated or Bare Steel | Pressure |  | Bare or Galvanized Steel | Removal | 1997-02-27
0-004213 | W R RYAN COMPANY | 3 BISBEE RD | BISBEE | AZ | 85603 | Cochise | 1 | Perm Closure | 1966-03-27 | 2000 | Gasoline | COMPARTMENT A | Unknown | Unknown |  |  |  | Removal | 1988-11-18
0-009372 | VACANT | 214 N 3RD AVE | TUCSON | AZ | 85705 | Pima | 2 | Perm Closure | 1920-01-01 | 550 | Gasoline | COMPARTMENT A | Double Walled | Asphalt coated or Bare Steel |  |  |  | Removal | 1999-05-14
0-005211 | TWIN PINES WASHER | 2614 N 4TH ST | FLAGSTAFF | AZ | 86004 | Coconino | 3 | Perm Closure | 1976-04-21 | 10000 | Gasoline | COMPARTMENT A | Double Walled | Asphalt coated or Bare Steel | Pressure |  |  | Removal | 1993-06-28
0-006446 | HAVASU SUPER FUELS LLC | 54 LAKE HAVASU AVE N | LAKE HAVASU CITY | AZ | 86403 | Mohave | 2 | Open | 1987-09-13 | 12000 | Gasoline | COMPARTMENT A | Double Walled | Composite (Steel/Fiberglass) | Pressure |  | Fiberglass Reinforced Plastic
0-002386 | GREENE ENTERPRISES DRYWALL CONSTRUCTION | 3819 E TECHNICAL DR | TUCSON | AZ | 85713 | Pima | 1 | Perm Closure | 1980-01-31 | 4000 | Gasoline | COMPARTMENT A | Single Walled | Asphalt coated or Bare Steel | Pressure |  |  | Removal | 1996-11-05
0-004329 | GLENDALE OUTPATIENT DIALYSIS | 6004 W NORTHERN AVE | GLENDALE | AZ | 85301 | Maricopa | 1 | Perm Closure | 1976-05-02 | 550 | Diesel | COMPARTMENT A | Double Walled | Asphalt coated or Bare Steel |  |  |  | Removal | 1990-03-27
0-002306 | GOETTL AIR CONDITIONING INC | 5353 E HARRISON ST | PHOENIX | AZ | 85034 | Maricopa | 2 | Perm Closure | 1971-04-03 | 1000 | Gasoline | COMPARTMENT A | Single Walled | Asphalt coated or Bare Steel |  |  |  | Removal | 1990-07-27
0-008018 | GAINEY RANCH MAINTENANCE FACILITY | 7281 E MOUNTAIN VIEW RD | SCOTTSDALE | AZ | 85258 | Maricopa | 4 | Perm Closure | 1985-12-01 | 500 | Used Oil/Waste Oil | COMPARTMENT A | Unknown | Asphalt coated or Bare Steel | Gravity Feed |  | Bare or Galvanized Steel | Removal | 1991-10-01
0-007162 | LUNA SERVICE STATION | 2877 E FRONTAGE RD | AMADO | AZ | 85645 | Santa Cruz | 4 | Perm Closure | 2005-06-17 | 500 | Used Oil/Waste Oil | COMPARTMENT A | Double Walled | Asphalt coated or Bare Steel | Gravity Feed |  | Bare or Galvanized Steel | Removal | 1990-12-28
0-003700 | FREEPORT MINERALS CORP - AJO OPERATIONS | NO ADDRESS ON RECORD | AJO | AZ | 85321 | Pima | 2 | Perm Closure | 1976-01-01 | 1762 | Gasoline | COMPARTMENT A | Single Walled | Asphalt coated or Bare Steel |  |  |  | Removal | 1989-12-22
0-008599 | VACANT LOT | 51 S PATANO ST | TUCSON | AZ | 85710 | Pima | 1 | Perm Closure | 2005-06-17 |  | Gasoline | COMPARTMENT A | Unknown | Asphalt coated or Bare Steel |  |  |  | Removal | 1970-01-01
0-008575 | UST FACILITY - FORMER | 340 W LIMBERLOST DR | TUCSON | AZ | 85705 | Pima | 1 | Perm Closure | 2005-06-17 |  | Gasoline | COMPARTMENT A | Unknown | Asphalt coated or Bare Steel |  |  |  | Removal | 1970-01-01
0-006357 | HATCH'S MARKET | 2310 NAVAJO BLVD | HOLBROOK | AZ | 86025 | Navajo | 6 | Open | 1992-03-01 | 15000 | Gasoline | COMPARTMENT A | Single Walled | Fiberglass Reinforced Plastic | Pressure |  | Fiberglass Reinforced Plastic
0-006357 | HATCH'S MARKET | 2310 NAVAJO BLVD | HOLBROOK | AZ | 86025 | Navajo | 1 | Perm Closure | 1978-01-01 | 10000 | Gasoline | COMPARTMENT A |  | Asphalt coated or Bare Steel |  |  |  | Removal | 1994-08-31
0-005372 | USDA FS - APACHE SITGREAVES NF - BLACK MESA RANGER DISTRICT | 2748 SR 260 | OVERGAARD | AZ | 85933 | Navajo | 1 | Perm Closure | 1981-01-01 | 2000 | Gasoline | COMPARTMENT A | Single Walled | Asphalt coated or Bare Steel |  |  |  | Removal | 1990-10-25
0-006703 | WHITING STATION - I-40 |  | YUCCA |  |  | Mohave | 2 | Perm Closure | 2005-06-17 |  | Unidentified | COMPARTMENT A | Unknown | Unknown |  |  |  | Removal | 1990-01-08
0-006200 | CANADA MART | 210 W ANDY DEVINE AVE | KINGMAN | AZ | 86401 | Mohave | 7 | Open | 1999-02-01 | 4000 | Gasoline | COMPARTMENT B | Double Walled | Fiberglass Reinforced Plastic | Pressure | Double Walled | Fiberglass Reinforced Plastic
0-006200 | CANADA MART | 210 W ANDY DEVINE AVE | KINGMAN | AZ | 86401 | Mohave | 7 | Open | 1999-02-01 | 8000 | Gasoline | COMPARTMENT A | Double Walled | Fiberglass Reinforced Plastic | Pressure | Double Walled | Fiberglass Reinforced Plastic
0-008446 | MOHAVE VALLEY ELEMENTARY SCHOOL | 1419 E WILLOW DR | MOHAVE VALLEY | AZ | 86440 | Mohave | 2 | Perm Closure | 1976-01-01 | 4000 | Diesel | COMPARTMENT A | Double Walled | Fiberglass Reinforced Plastic | Suction - Check Valve at the Tank Top |  |  | Removal | 1995-04-25
0-003574 | BOAT FUELS LLC | 125 LONG AVE | BULLHEAD CITY | AZ | 86429 | Mohave | 1 | Perm Closure | 1959-01-01 | 10000 | Gasoline | COMPARTMENT A |  | Asphalt coated or Bare Steel |  |  |  | Removal | 1989-07-15
0-003574 | BOAT FUELS LLC | 125 LONG AVE | BULLHEAD CITY | AZ | 86429 | Mohave | 3 | Perm Closure | 1959-01-01 | 8000 | Gasoline | COMPARTMENT A |  | Asphalt coated or Bare Steel |  |  |  | Removal | 1989-07-15
0-009218 | GERMAN AUTO SERVICE INC | 5244 N 7TH ST | PHOENIX | AZ | 85014 | Maricopa | 1 | Perm Closure | 2005-06-17 |  | Used Oil/Waste Oil | COMPARTMENT A | Unknown | Asphalt coated or Bare Steel |  |  |  | Removal | 1998-01-08
0-009218 | GERMAN AUTO SERVICE INC | 5244 N 7TH ST | PHOENIX | AZ | 85014 | Maricopa | 2 | Perm Closure | 2005-06-17 |  | Used Oil/Waste Oil | COMPARTMENT A | Unknown | Asphalt coated or Bare Steel |  |  |  | Removal | 1998-01-08
0-009884 | MADISON AVENUE & RIVERFRONT |  | YUMA |  |  | Yuma | 1 | Perm Closure | 2005-06-17 | 1500 | Diesel | COMPARTMENT A | Double Walled | Asphalt coated or Bare Steel |  |  |  | Removal | 2001-01-01
0-000844 | LAKESHORE EQUIPMENT | 1896 E UNIVERSITY DR | PHOENIX | AZ | 85034 | Maricopa | 1 | Perm Closure | 1971-01-01 | 1000 | Diesel | COMPARTMENT A |  | Asphalt coated or Bare Steel |  |  |  | Removal | 1989-09-21
0-002945 | LAZY Y RANCH | 25402 W US HIGHWAY 85 | BUCKEYE | AZ | 85326 | Maricopa | 1 | Perm Closure | 1969-01-01 | 1450 | Diesel | COMPARTMENT A |  | Asphalt coated or Bare Steel | Suction - Check Valve at the Tank Top |  |  | Removal | 1986-07-15
0-009794 | POWER & MCDOWELL SHELL | 2737 N POWER RD | MESA | AZ | 85215 | Maricopa | 3 | Open | 2000-11-20 | 20000 | Gasoline | COMPARTMENT A | Double Walled | Fiberglass Reinforced Plastic | Pressure | Double Walled | Fiberglass Reinforced Plastic
0-004125 | INGERSOLL-RAND | 820 N 17TH AVE | PHOENIX | AZ | 85007 | Maricopa | 2 | Perm Closure | 1974-01-01 | 500 | Diesel | COMPARTMENT A | Unknown | Unknown |  |  |  | Removal | 1990-09-13
0-007626 | HERSETH MEAT PACKING | 3201 W SOUTHERN AVE | PHOENIX | AZ | 85041 | Maricopa | 1 | Perm Closure | 1971-01-01 | 1000 | Used Oil/Waste Oil | COMPARTMENT A | Unknown | Asphalt coated or Bare Steel | Gravity Feed |  | Bare or Galvanized Steel | Removal | 1991-12-05
0-002518 | HOLT'S AJO SALES INC | 429 N 2ND AVE | AJO | AZ | 85321 | Pima | 1 | Perm Closure | 1960-01-01 | 10000 | Gasoline | COMPARTMENT A | Single Walled | Asphalt coated or Bare Steel |  |  |  | Removal | 1989-11-01
0-007776 | WARM SPRINGS RESORT | 850 HIGHWAY 68 | BULLHEAD CITY | AZ | 86429 | Mohave | 2 | Perm Closure | 1964-01-01 | 2000 | Gasoline | COMPARTMENT A | Double Walled | Asphalt coated or Bare Steel | Pressure |  |  | Closed in Place | 1997-10-20
0-000923 | JAPANESE AUTO | 1501 E APACHE BLVD | TEMPE | AZ | 85281 | Maricopa | 1 | Perm Closure | 1976-01-01 | 10000 | Gasoline | COMPARTMENT A |  | Asphalt coated or Bare Steel |  |  |  | Removal | 1988-08-23
0-000923 | JAPANESE AUTO | 1501 E APACHE BLVD | TEMPE | AZ | 85281 | Maricopa | 3 | Perm Closure | 1976-01-01 | 6000 | Gasoline | COMPARTMENT A |  | Asphalt coated or Bare Steel |  |  |  | Removal | 1988-08-23
0-000923 | JAPANESE AUTO | 1501 E APACHE BLVD | TEMPE | AZ | 85281 | Maricopa | 5 | Perm Closure | 2005-06-17 | 500 | Used Oil/Waste Oil | COMPARTMENT A |  | Asphalt coated or Bare Steel | Gravity Feed | Single Walled | Bare or Galvanized Steel | Removal | 1994-07-15
0-000915 | TEXACO #60-349-0300 | 2107 S 7TH AVE | PHOENIX | AZ | 85007 | Maricopa | 4 | Perm Closure | 1976-01-01 | 12000 | Gasoline | COMPARTMENT A |  | Asphalt coated or Bare Steel | Pressure |  |  | Removal | 1993-02-01
0-006131 | YELLOW CAB | 156 E MOHAVE ST | PHOENIX | AZ | 85004 | Maricopa | 5 | Perm Closure | 1968-01-01 | 5000 | Gasoline | COMPARTMENT A |  | Asphalt coated or Bare Steel | Pressure |  | Bare or Galvanized Steel | Removal | 1993-06-24
0-001113 | 4 SONS FOOD STORES #510 | 1205 W BASELINE RD | MESA | AZ | 85202 | Maricopa | 10 | Open | 2004-03-02 | 6000 | Diesel | COMPARTMENT A | Double Walled | Fiberglass Reinforced Plastic | Pressure | Double Walled | Fiberglass Reinforced Plastic
0-004650 | 7-ELEVEN #21041 | 4101 N 27TH AVE | PHOENIX | AZ | 85017 | Maricopa | 4 | Perm Closure | 1979-02-05 | 10000 | Gasoline | COMPARTMENT A | Unknown | Asphalt coated or Bare Steel | Pressure |  | Fiberglass Reinforced Plastic | Removal | 1992-12-04
0-003190 | CVS PHARMACY #9205 | 802 S MILL AVE | TEMPE | AZ | 85281 | Maricopa | 1 | Perm Closure | 1972-01-01 | 10000 | Gasoline | COMPARTMENT A | Double Walled | Asphalt coated or Bare Steel |  |  |  | Removal | 1992-01-07
0-001777 | HIGHLANDS DEVELOPMENT | 10040 E HAPPY VALLEY RD | SCOTTSDALE | AZ | 85255 | Maricopa | 2 | Perm Closure | 1983-01-01 | 2000 | Gasoline | COMPARTMENT A | Single Walled | Fiberglass Reinforced Plastic | Suction - Check Valve at the Tank Top |  |  | Removal | 1994-03-01
0-004934 | TEXACO #60-349-0028 | 4252 W BETHANY HOME RD | PHOENIX | AZ | 85019 | Maricopa | 1 | Perm Closure | 1982-05-07 | 12000 | Gasoline | COMPARTMENT A | Double Walled | Asphalt coated or Bare Steel | Pressure | Double Walled | Fiberglass Reinforced Plastic | Removal | 1995-11-28
0-004934 | TEXACO #60-349-0028 | 4252 W BETHANY HOME RD | PHOENIX | AZ | 85019 | Maricopa | 5 | Perm Closure | 1995-12-01 | 20000 | Gasoline | COMPARTMENT A | Double Walled | Fiberglass Reinforced Plastic | Pressure | Double Walled | Fiberglass Reinforced Plastic | Removal | 2004-12-14
0-004934 | TEXACO #60-349-0028 | 4252 W BETHANY HOME RD | PHOENIX | AZ | 85019 | Maricopa | 4 | Perm Closure | 1982-05-07 | 12000 | Diesel | COMPARTMENT A | Double Walled | Asphalt coated or Bare Steel | Pressure | Double Walled | Fiberglass Reinforced Plastic | Removal | 1995-11-28
0-005305 | UNOCAL #5910 | 1210 S COUNTRY CLUB DR | MESA | AZ | 85210 | Maricopa | 4 | Perm Closure | 1993-08-01 | 12000 | Gasoline | COMPARTMENT A | Double Walled | Composite (Steel/Fiberglass) | Pressure | Double Walled | Fiberglass Reinforced Plastic | Removal | 2003-06-25
0-002400 | POWER CHEVROLET CAMELBACK ROAD | 2646 W CAMELBACK RD | PHOENIX | AZ | 85017 | Maricopa | 10 | Perm Closure | 1966-05-08 | 1000 | Used Oil/Waste Oil | COMPARTMENT A | Single Walled | Asphalt coated or Bare Steel |  |  |  | Removal | 1989-11-01
0-002400 | POWER CHEVROLET CAMELBACK ROAD | 2646 W CAMELBACK RD | PHOENIX | AZ | 85017 | Maricopa | 13 | Perm Closure | 1966-05-08 | 1000 | Used Oil/Waste Oil | COMPARTMENT A | Single Walled | Asphalt coated or Bare Steel |  |  |  | Removal | 1989-11-01
0-006711 | ADOT - FLAGSTAFF MAINTENANCE | 5701 E RAILHEAD AVE | FLAGSTAFF | AZ | 86004 | Coconino | 2 | Open | 1986-06-01 | 12000 | Gasoline | COMPARTMENT A | Double Walled | Fiberglass Reinforced Plastic | Suction - Check Valve at the Tank Top | Single Walled | Fiberglass Reinforced Plastic
0-005316 | UNOCAL #6197 | 15001 N DEL WEBB BLVD | SUN CITY | AZ | 85351 | Maricopa | 3 | Perm Closure | 1972-04-15 | 550 | Used Oil/Waste Oil | COMPARTMENT A | Unknown | Asphalt coated or Bare Steel | Gravity Feed |  |  | Removal | 1995-03-10
0-004009 | MINIT LUBE 1134 | 1519 E MAIN ST | MESA | AZ | 85203 | Maricopa | 3 | Perm Closure | 1983-04-04 | 3000 | Used Oil/Waste Oil | COMPARTMENT A | Double Walled | Asphalt coated or Bare Steel | Suction - Check Valve at the Tank Top |  |  | Removal | 1995-11-07
0-005662 | WICKENBURG HIGH SCHOOL | 250 S TEGNER ST | WICKENBURG | AZ | 85390 | Maricopa | 2 | Perm Closure | 1974-05-20 | 500 | Used Oil/Waste Oil | COMPARTMENT A | Unknown | Unknown | Pressure |  |  | Removal | 1995-05-02
0-003881 | CITY OF PHOENIX - 24TH STREET WTP | 6202 N 24TH ST | PHOENIX | AZ | 85016 | Maricopa | 2 | Perm Closure | 1977-01-01 | 500 | Solvent | COMPARTMENT A | Single Walled | Asphalt coated or Bare Steel | Suction - Check Valve at the Tank Top | Single Walled | Bare or Galvanized Steel | Removal | 1992-04-15
0-006058 | DYSART HIGH SCHOOL | 11405 N DYSART RD | EL MIRAGE | AZ | 85335 | Maricopa | 3 | Perm Closure | 1980-01-01 | 10000 | Gasoline | COMPARTMENT A |  | Asphalt coated or Bare Steel | Suction - Check Valve at the Tank Top |  |  | Removal | 1994-06-02
0-004026 | UNITED RENTALS BRANCH J91 | 1770 W PRINCE RD | TUCSON | AZ | 85705 | Pima | 6 | Perm Closure | 1980-01-01 | 500 | Unidentified | COMPARTMENT A | Single Walled | Asphalt coated or Bare Steel |  |  |  | Removal | 1991-11-15
0-003871 | PHOENIX CONVENTION CENTER | 95 S 3RD ST | PHOENIX | AZ | 85004 | Maricopa | 1 | Perm Closure | 1985-01-01 | 1000 | Diesel | COMPARTMENT A | Single Walled | Asphalt coated or Bare Steel | Gravity Feed | Single Walled | Bare or Galvanized Steel | Removal | 1997-07-22
0-000483 | ASPHALT PRODUCTS TRANSPORT CO | 635 W 18TH ST | TUCSON | AZ | 85701 | Pima | 1 | Perm Closure | 1968-01-01 | 10000 | Diesel | COMPARTMENT A |  | Asphalt coated or Bare Steel |  |  |  | Removal | 1988-12-19
0-004887 | MARCOS DE NIZA HIGH SCHOOL | 6000 S LAKESHORE DR | TEMPE | AZ | 85283 | Maricopa | 1 | Perm Closure | 1975-01-01 | 1000 | Gasoline | COMPARTMENT A | Unknown | Asphalt coated or Bare Steel | Suction - Check Valve at the Tank Top |  |  | Removal | 1990-07-13
0-004840 | TANNER COMPANIES - PLANT 10 | 28000 W BASELINE RD | BUCKEYE | AZ | 85326 | Maricopa | 1 | Perm Closure | 1968-01-01 | 10000 | Diesel | COMPARTMENT A | Single Walled | Asphalt coated or Bare Steel |  |  |  | Removal | 1989-12-19
0-000471 | NESTLE WATERS NORTH AMERICA | 12815 N 39TH AVE | PHOENIX | AZ | 85029 | Maricopa | 3 | Perm Closure | 1981-01-01 | 250 | Used Oil/Waste Oil | COMPARTMENT A | Single Walled | Asphalt coated or Bare Steel |  |  |  | Removal | 1994-10-14
0-000236 | ADOT - 3 WAY MAINTENANCE |  | THREE WAY |  |  | Greenlee | 1 | Perm Closure | 1960-01-01 | 1000 | Gasoline | COMPARTMENT A | Single Walled | Asphalt coated or Bare Steel | Suction - Check Valve at the Tank Top | Single Walled | Bare or Galvanized Steel | Removal | 1992-02-06
0-004531 | SIMPSON CONCRETE CO | 22241 N 24TH AVE | PHOENIX | AZ | 85027 | Maricopa | 3 | Perm Closure | 1982-01-01 | 500 | Diesel | COMPARTMENT A | Single Walled | Asphalt coated or Bare Steel | Suction - Check Valve at the Tank Top |  |  | Removal | 1994-06-03
0-002371 | GRANITE CONSTRUCTION COMPANY | 4115 E ILLINOIS ST | TUCSON | AZ | 85714 | Pima | 6 | Perm Closure | 1976-02-28 | 750 | Used Oil/Waste Oil | COMPARTMENT A | Single Walled | Asphalt coated or Bare Steel |  |  |  | Removal | 1998-12-10
0-009784 | STUCKEYS | 3000 W THIRD ST | WINSLOW | AZ | 86047 | Navajo | 1 | Perm Closure | 2005-06-17 | 5000 | Unidentified | COMPARTMENT A | Double Walled | Fiberglass Reinforced Plastic |  |  |  | Removal
0-005335 | GETZ RECYCLING | 2800 W LINCOLN ST | PHOENIX | AZ | 85009 | Maricopa | 2 | Perm Closure | 1976-05-07 | 2000 | Diesel | COMPARTMENT A | Double Walled | Asphalt coated or Bare Steel |  |  |  | Removal | 1989-12-15
0-009681 | DOUBLE D TIRE CORRAL | 317 W HOPI DR | HOLBROOK | AZ | 86025 | Navajo | 3 | Perm Closure | 1966-01-01 | 6000 | Gasoline | COMPARTMENT A | Unknown | Unknown |  |  |  | Removal | 2000-10-25
0-003917 | PINAL COUNTY - HIGHWAY DEPARTMENT | 212 E BROADWAY AVE | COOLIDGE | AZ | 85128 | Pinal | 2 | Perm Closure | 1949-01-01 | 2000 | Gasoline | COMPARTMENT A | Single Walled | Asphalt coated or Bare Steel | Suction - Check Valve at the Tank Top |  | Bare or Galvanized Steel | Removal | 1996-09-12
0-004272 | SALOME ELEMENTARY SCHOOL | 30128 SAGUARO ST | SALOME | AZ | 85348 | La Paz | 1 | Perm Closure | 1972-02-19 | 1000 | Gasoline | COMPARTMENT A | Unknown | Asphalt coated or Bare Steel |  |  |  | Removal | 1991-10-28
0-002686 | NORTH RIM GENERATING BUILDING |  | NORTH RIM |  |  | Coconino | 2 | Open | 1976-01-01 | 10000 | Diesel | COMPARTMENT A | Single Walled | Fiberglass Reinforced Plastic | Pressure |  | Bare or Galvanized Steel
0-006404 | SONOITA MINI MARTS | 3160 STATE HIGHWAY 83 | SONOITA | AZ | 85637 | Santa Cruz | 2 | Perm Closure | 1975-09-22 | 10000 | Unidentified | COMPARTMENT A | Unknown | Asphalt coated or Bare Steel |  |  |  | Removal | 1989-12-12
0-006750 | PACIFIC PRIDE CARDLOCK | 1002 S WALNUT AVE | YUMA | AZ | 85364 | Yuma | 2 | Open | 1983-11-07 | 12000 | Gasoline | COMPARTMENT A | Double Walled | Fiberglass Reinforced Plastic | Pressure |  | Fiberglass Reinforced Plastic
0-003234 | QUIKTRIP STORE #405 | 9010 N 19TH AVE | PHOENIX | AZ | 85021 | Maricopa | 5 | Perm Closure | 1988-11-02 | 10000 | Gasoline | COMPARTMENT A | Double Walled | Fiberglass Reinforced Plastic | Pressure |  | Fiberglass Reinforced Plastic | Removal | 2013-11-20
0-004644 | 7-ELEVEN #20212 | 1950 E INDIAN SCHOOL RD | PHOENIX | AZ | 85016 | Maricopa | 1 | Perm Closure | 1980-01-01 | 10000 | Gasoline | COMPARTMENT A | Single Walled | Fiberglass Reinforced Plastic | Pressure |  | Fiberglass Reinforced Plastic | Removal | 2014-09-30
0-004145 | LYLE B RIGGS RANCH | 13103 E CHANDLER HEIGHTS RD | CHANDLER | AZ | 85249 | Maricopa | 1 | Perm Closure | 1971-11-16 | 5000 | Gasoline | COMPARTMENT A | Double Walled | Asphalt coated or Bare Steel |  |  |  | Removal | 1990-08-24
0-006947 | MOTT EQUIPMENT RENTAL INC | 661 W BROADWAY RD | MESA | AZ | 85210 | Maricopa | 1 | Perm Closure | 1979-01-01 | 1000 | Diesel | COMPARTMENT A | Unknown | Asphalt coated or Bare Steel | Pressure |  |  | Removal | 1991-09-25
0-002167 | WAUNETA TRADING POST |  | GRAY MOUNTAIN |  |  | Coconino | 1 | Perm Closure | 1960-01-01 | 3000 | Gasoline | COMPARTMENT A | Single Walled | Asphalt coated or Bare Steel | Suction - Check Valve at the Tank Top |  | Bare or Galvanized Steel | Removal | 1998-12-22
0-002810 | USDA FS - KAIBAB NF - BIG SPRINGS |  | BIG SPRINGS |  |  | Coconino | 2 | Perm Closure | 1953-01-01 | 1500 | Diesel | COMPARTMENT A | Single Walled | Asphalt coated or Bare Steel |  |  |  | Removal | 1991-06-06
0-005226 | ALLISON AUTOMOTIVE INC | 528 W GURLEY ST | PRESCOTT | AZ | 86301 | Yavapai | 3 | Perm Closure | 1966-04-25 | 2000 | Gasoline | COMPARTMENT A | Double Walled | Asphalt coated or Bare Steel |  |  |  | Removal | 1988-10-01
0-005226 | ALLISON AUTOMOTIVE INC | 528 W GURLEY ST | PRESCOTT | AZ | 86301 | Yavapai | 7 | Perm Closure | 1990-05-01 | 6000 | Gasoline | COMPARTMENT A | Unknown | Fiberglass Reinforced Plastic | Pressure |  | Fiberglass Reinforced Plastic | Removal | 2005-06-13
0-005226 | ALLISON AUTOMOTIVE INC | 528 W GURLEY ST | PRESCOTT | AZ | 86301 | Yavapai | 6 | Perm Closure | 1990-05-01 | 12000 | Gasoline | COMPARTMENT A | Unknown | Fiberglass Reinforced Plastic | Pressure |  | Fiberglass Reinforced Plastic | Removal | 2005-06-13
0-004093 | L W BUILDERS LLC | 3850 SUNSHINE DR | KINGMAN | AZ | 86409 | Mohave | 1 | Perm Closure | 1974-04-22 | 10000 | Gasoline | COMPARTMENT A | Double Walled | Asphalt coated or Bare Steel |  |  |  | Removal | 1985-10-01
0-002653 | WILLCOX EQUIPMENT - BODY SHOP & AUTO REPAIR | 463 N HASKELL AVE | WILLCOX | AZ | 85643 | Cochise | 1 | Perm Closure | 2005-06-17 |  | Unidentified | COMPARTMENT A | Unknown | Unknown |  |  |  | Removal
0-003470 | USDOI NPS - SUNSET CRATER NATIONAL MONUMENT |  | FLAGSTAFF |  |  | Coconino | 2 | Perm Closure | 1966-01-01 | 550 | Diesel | COMPARTMENT A | Unknown | Asphalt coated or Bare Steel | Suction - Check Valve at the Tank Top |  | Bare or Galvanized Steel | Removal | 1996-04-26
0-001995 | CAMELBACK MOUNTAIN SINCLAIR | 3940 E CAMELBACK RD | PHOENIX | AZ | 85018 | Maricopa | 7 | Open | 1997-05-14 | 12000 | Gasoline | COMPARTMENT A | Double Walled | Fiberglass Reinforced Plastic | Pressure | Double Walled | Fiberglass Reinforced Plastic
0-001995 | CAMELBACK MOUNTAIN SINCLAIR | 3940 E CAMELBACK RD | PHOENIX | AZ | 85018 | Maricopa | 3 | Perm Closure | 1969-04-26 | 10000 | Gasoline | COMPARTMENT A | Double Walled | Composite (Steel/Fiberglass) | Pressure | Single Walled | Bare or Galvanized Steel | Removal | 1997-04-02
0-003362 | US WEST #127642 - MORMON MOUNTAIN RADIO |  | MORMON LAKE |  |  | Coconino | 1 | Perm Closure | 1972-01-07 | 500 | Diesel | COMPARTMENT A | Unknown | Fiberglass Reinforced Plastic | Suction - Check Valve at the Tank Top |  |  | Removal | 1990-04-01
0-005604 | WELLTON-MOHAWK WTP | 30570 E WELLTON MOHAWK DR | WELLTON | AZ | 85356 | Yuma | 6 | Perm Closure | 1976-03-17 | 10000 | Gasoline | COMPARTMENT A | Unknown | Asphalt coated or Bare Steel | Suction - Check Valve at the Tank Top |  | Bare or Galvanized Steel | Removal | 1992-10-28
0-010444 | EDDIE'S TAVERN | 6365 E CAMINO ADELANTE | PICACHO | AZ | 85141 | Pinal | 2 | Perm Closure | 1930-01-01 | 300 | Gasoline | COMPARTMENT A |  | Asphalt coated or Bare Steel |  |  |  | Removal | 2012-07-11
0-001306 | CIRCLE K #2700781 | 10068 S STATE ROUTE 69 | MAYER | AZ | 86333 | Yavapai | 1 | Perm Closure | 1972-01-01 | 10000 | Gasoline | COMPARTMENT A |  | Asphalt coated or Bare Steel | Pressure |  |  | Removal | 1995-07-06
0-001306 | CIRCLE K #2700781 | 10068 S STATE ROUTE 69 | MAYER | AZ | 86333 | Yavapai | 3 | Open | 1995-07-04 | 10000 | Diesel | COMPARTMENT A | Double Walled | Fiberglass Reinforced Plastic | Pressure |  | Fiberglass Reinforced Plastic
0-003285 | KJS MINI MART | 1945 E ANDY DEVINE AVE | KINGMAN | AZ | 86401 | Mohave | 7 | Perm Closure | 1990-02-08 | 10000 | Gasoline | COMPARTMENT A |  | Fiberglass Reinforced Plastic | Pressure |  | Fiberglass Reinforced Plastic | Removal | 2010-05-20
0-003285 | KJS MINI MART | 1945 E ANDY DEVINE AVE | KINGMAN | AZ | 86401 | Mohave | 4 | Perm Closure | 1971-01-01 | 550 | Used Oil/Waste Oil | COMPARTMENT A |  | Asphalt coated or Bare Steel |  |  |  | Removal | 1989-12-12
0-010457 | QUIK TRIP #1461 | 1401 S ALVERNON WAY | TUCSON | AZ | 85711 | Pima | 1 | Open | 2012-06-01 | 20000 | Gasoline | COMPARTMENT A | Double Walled | Fiberglass Reinforced Plastic | Pressure | Double Walled | Fiberglass Reinforced Plastic
0-010457 | QUIK TRIP #1461 | 1401 S ALVERNON WAY | TUCSON | AZ | 85711 | Pima | 3 | Open | 2012-06-01 | 12000 | Gasoline | COMPARTMENT A | Double Walled | Fiberglass Reinforced Plastic | Pressure | Double Walled | Fiberglass Reinforced Plastic
0-010470 | MAVERIK #478 | 1301 NAVAJO BLVD | HOLBROOK | AZ | 86025 | Navajo | 2 | Open | 2012-12-19 | 12000 | Gasoline | COMPARTMENT A | Double Walled | Fiberglass Reinforced Plastic | Pressure | Double Walled | Flexible
0-010470 | MAVERIK #478 | 1301 NAVAJO BLVD | HOLBROOK | AZ | 86025 | Navajo | 3 | Open | 2012-12-19 | 12000 | Gasoline | COMPARTMENT A | Double Walled | Fiberglass Reinforced Plastic | Pressure | Double Walled | Flexible
0-002554 | HYDRO CONDUIT CORPORATION | 4242 W BUCKEYE RD | PHOENIX | AZ | 85009 | Maricopa | 3 | Perm Closure | 1958-01-01 | 1000 | Gasoline | COMPARTMENT A | Single Walled | Asphalt coated or Bare Steel |  |  |  | Removal | 1990-03-14
0-003597 | GIANT #928 | 6608 E MAIN ST | MESA | AZ | 85205 | Maricopa | 1 | Perm Closure | 1988-01-01 | 12000 | Gasoline | COMPARTMENT A | Double Walled | Fiberglass Reinforced Plastic | Pressure |  | Fiberglass Reinforced Plastic | Closed in Place | 2002-02-12
0-006502 | WALGREENS #09202 | 1142 W GUADALUPE RD | MESA | AZ | 85210 | Maricopa | 3 | Perm Closure | 1994-04-21 | 2000 | Unidentified | COMPARTMENT A | Unknown | Fiberglass Reinforced Plastic | Suction - Check Valve at the Tank Top |  | Fiberglass Reinforced Plastic | Removal | 2004-11-29
0-009530 | SPHARS AUTOMOTIVE | 340 N DOBSON RD | MESA | AZ | 85201 | Maricopa | 1 | Perm Closure | 1984-01-01 | 750 | Used Oil/Waste Oil | COMPARTMENT A | Unknown | Asphalt coated or Bare Steel |  |  |  | Removal | 1999-12-23
0-002594 | STA-RITE INDUSTRIES | 1146 W HILTON AVE | PHOENIX | AZ | 85007 | Maricopa | 1 | Perm Closure | 1974-08-02 | 5000 | Gasoline | COMPARTMENT A | Unknown | Unknown |  |  |  | Removal | 1989-10-17
0-002615 | SUZICO INC | 850 E STEWART ST | WILLCOX | AZ | 85643 | Cochise | 1 | Perm Closure | 1960-01-01 | 500 | Gasoline | COMPARTMENT A | Unknown | Unknown |  |  |  | Removal | 1991-04-10
0-001495 | CIRCLE K #2701840 | 6150 E STATE ROUTE 69 | PRESCOTT VALLEY | AZ | 86314 | Yavapai | 2 | Open | 1985-01-01 | 10000 | Gasoline | COMPARTMENT A | Single Walled | Fiberglass Reinforced Plastic | Pressure |  | Fiberglass Reinforced Plastic
0-005059 | COX COMMUNICATIONS | 17620 N BLACK CANYON HWY | PHOENIX | AZ | 85053 | Maricopa | 3 | Perm Closure | 1993-12-22 | 12000 | Gasoline | COMPARTMENT A | Double Walled | Fiberglass Reinforced Plastic | Pressure | Double Walled | Fiberglass Reinforced Plastic | Removal | 2006-05-18
0-010118 | COSTCO WHOLESALE #738 | 2450 E BEARDSLEY RD | PHOENIX | AZ | 85050 | Maricopa | 2 | Open | 2005-10-01 | 30000 | Gasoline | COMPARTMENT A | Double Walled | Fiberglass Reinforced Plastic | Pressure | Double Walled | Flexible
0-007238 | JANICE WALLACE | 2101 W ROUTE 66 | FLAGSTAFF | AZ | 86001 | Coconino | 3 | Perm Closure | 2005-06-17 | 1000 | Gasoline | COMPARTMENT A | Unknown | Asphalt coated or Bare Steel | Suction - Check Valve at the Tank Top |  |  | Removal | 1991-03-08
0-008744 | BRIARWOOD MAINTENANCE SHOP | 20800 N 135TH AVE | SUN CITY WEST | AZ | 85375 | Maricopa | 3 | Perm Closure | 1986-01-01 | 1000 | Used Oil/Waste Oil | COMPARTMENT A | Unknown | Asphalt coated or Bare Steel |  |  |  | Removal | 2003-02-20
0-004296 | SRP - WESTERN GARAGE | 4141 N 67TH AVE | PHOENIX | AZ | 85033 | Maricopa | 1 | Perm Closure | 1976-01-01 | 9000 | Unidentified | COMPARTMENT A |  | Asphalt coated or Bare Steel |  |  |  | Removal | 1987-07-08
0-000771 | SKY HARBOR TRANSFER STATION | 2425 S 40TH ST | PHOENIX | AZ | 85034 | Maricopa | 2 | Perm Closure | 1971-05-09 | 10000 | Diesel | COMPARTMENT A | Single Walled | Asphalt coated or Bare Steel |  |  |  | Removal | 1987-06-01
0-006802 | CONSTRUCTION YARD | 2850 W BROADWAY RD | PHOENIX | AZ | 85041 | Maricopa | 1 | Perm Closure | 1985-01-01 | 10000 | Diesel | COMPARTMENT A | Double Walled | Fiberglass Reinforced Plastic |  |  |  | Removal | 1990-04-04
0-000065 | ABRAMS ROADSIDING INC. | 6800 S AIRPORT RD | BUCKEYE | AZ | 85326 | Maricopa | 1 | Perm Closure | 1982-01-01 | 4000 | Diesel | COMPARTMENT A |  | Asphalt coated or Bare Steel |  |  |  | Removal | 1986-02-01
0-004462 | ARIZONA TRAILS INC CLARKDALE | 219 RINCON DR | CLARKDALE | AZ | 86324 | Yavapai | 3 | Perm Closure | 1976-01-01 | 8000 | Gasoline | COMPARTMENT A | Single Walled | Asphalt coated or Bare Steel |  |  |  | Removal | 1987-08-01
0-010496 | FRYS FUEL CENTER #87 | 7750 S 51ST AVE | LAVEEN | AZ | 85339 | Maricopa | 1 | Open | 2013-06-27 | 20000 | Gasoline | COMPARTMENT A | Double Walled | Fiberglass Reinforced Plastic | Pressure | Double Walled | Flexible
0-010515 | AMERICAN FURNITURE WAREHOUSE - #74 | 5801 N 99TH AVE | GLENDALE | AZ | 85305 | Maricopa | 1 | Open | 2014-09-05 | 12000 | Diesel | COMPARTMENT A | Double Walled | Fiberglass Reinforced Plastic | Pressure | Double Walled | Fiberglass Reinforced Plastic
0-001285 | CIRCLE K #678 | 1777 W 36TH ST | TUCSON | AZ | 85713 | Pima | 1 | Perm Closure | 1971-01-01 | 10000 | Gasoline | COMPARTMENT A |  | Asphalt coated or Bare Steel |  |  |  | Removal | 1987-11-23
0-009034 | CLIFTON HIGH SCHOOL | 110 HILL ST | CLIFTON | AZ | 85533 | Greenlee | 1 | Perm Closure | 1986-01-01 | 5000 | Gasoline | COMPARTMENT A | Double Walled | Fiberglass Reinforced Plastic | Suction - Check Valve at the Tank Top |  |  | Removal | 1997-01-02
0-006275 | WALTER LUDWIG'S SERVICE | 510 S ARIZONA BLVD | COOLIDGE | AZ | 85128 | Pinal | 2 | Perm Closure | 1968-08-08 | 10000 | Gasoline | COMPARTMENT A | Double Walled | Asphalt coated or Bare Steel | Pressure |  | Fiberglass Reinforced Plastic | Removal | 1998-12-10
0-000871 | BOWIE TRAVEL CENTER | 1275 E BUSINESS LOOP | BOWIE | AZ | 85605 | Cochise | 4 | Open | 2020-08-31 | 12000 | Gasoline (UL) | COMPARTMENT A | Double Walled | Fiberglass Reinforced Plastic
0-000871 | BOWIE TRAVEL CENTER | 1275 E BUSINESS LOOP | BOWIE | AZ | 85605 | Cochise | 5 | Open | 2020-08-31 | 5000 | Gasoline (PUL) | COMPARTMENT B | Double Walled | Fiberglass Reinforced Plastic
0-000871 | BOWIE TRAVEL CENTER | 1275 E BUSINESS LOOP | BOWIE | AZ | 85605 | Cochise | 5 | Open | 2020-08-31 | 7000 | Diesel | COMPARTMENT A | Double Walled | Fiberglass Reinforced Plastic
0-000871 | BOWIE TRAVEL CENTER | 1275 E BUSINESS LOOP | BOWIE | AZ | 85605 | Cochise | 3 | Perm Closure | 1971-01-01 | 8000 | Gasoline (PUL) | COMPARTMENT A | Single Walled | Asphalt coated or Bare Steel | Pressure | Double Walled | Flexible | Removal | 2019-10-03
0-010323 | FRYS FUEL CENTER #609 | 850 E HATCHER RD | PHOENIX | AZ | 85020 | Maricopa | 1 | Open | 2009-11-01 | 20000 | Gasoline | COMPARTMENT A | Double Walled | Fiberglass Reinforced Plastic | Pressure |  | Flexible
0-010486 | FRYS FUEL CENTER #117 | 10450 N LA CANADA DR | ORO VALLEY | AZ | 85737 | Pima | 1 | Open | 2013-02-07 | 20000 | Gasoline | COMPARTMENT A | Double Walled | Fiberglass Reinforced Plastic | Pressure | Double Walled | Flexible
0-005799 | JOHNNY A AVECHUCO MASONERY CONSTRUCTION | 2902 E JONES AVE | PHOENIX | AZ | 85040 | Maricopa | 1 | Perm Closure | 2005-06-17 |  | Unidentified | COMPARTMENT A | Unknown | Unknown |  |  |  | Removal | 1989-10-22
0-004192 | ROOSEVELT SCHOOL DISTRICT - MAINTENANCE FACILITY | 6000 S 7TH ST | PHOENIX | AZ | 85042 | Maricopa | 2 | Perm Closure | 1986-03-10 | 12000 | Diesel | COMPARTMENT A | Single Walled | Fiberglass Reinforced Plastic | Pressure | Double Walled | Fiberglass Reinforced Plastic | Removal | 2020-07-15
0-003687 | CHANDLER 202 AUTO PARK | 17606 S GILBERT RD | GILBERT | AZ | 85296 | Maricopa | 1 | Perm Closure | 1978-01-01 | 5000 | Gasoline | COMPARTMENT A |  | Asphalt coated or Bare Steel |  |  |  | Removal | 1987-11-24
0-007216 | TANNER MATERIALS | 10201 N 19TH AVE | PHOENIX | AZ | 85021 | Maricopa | 2 | Perm Closure | 1963-01-01 | 10000 | Gasoline | COMPARTMENT A |  | Asphalt coated or Bare Steel | Pressure |  | Bare or Galvanized Steel | Removal | 1992-03-03
0-007909 | DOUBLE ADOBE GENERAL STORE | 4293 W DOUBLE ADOBE RD | DOUBLE ADOBE | AZ | 85617 | Cochise | 1 | Perm Closure | 1987-01-01 | 8000 | Gasoline | COMPARTMENT A | Unknown | Asphalt coated or Bare Steel | Pressure |  | Fiberglass Reinforced Plastic | Removal | 1993-11-17
0-003643 | PEABODY PULLIAM AIRPORT |  | FLAGSTAFF |  |  | Coconino | 1 | Perm Closure | 1980-01-01 | 10000 | Jet Fuel | COMPARTMENT A | Single Walled | Fiberglass Reinforced Plastic |  |  |  | Removal | 1994-06-14
0-004914 | GRAND CHEVRON | 811 N GRAND AVE | NOGALES | AZ | 85621 | Santa Cruz | 4 | Open | 1984-05-08 | 8000 | Diesel | COMPARTMENT A | Double Walled | Fiberglass Reinforced Plastic | Pressure | Double Walled | Fiberglass Reinforced Plastic
0-004914 | GRAND CHEVRON | 811 N GRAND AVE | NOGALES | AZ | 85621 | Santa Cruz | 5 | Perm Closure | 1984-05-08 | 550 | Used Oil/Waste Oil | COMPARTMENT A | Double Walled | Fiberglass Reinforced Plastic | Gravity Feed |  | Fiberglass Reinforced Plastic | Removal | 2000-03-23
0-005981 | NADABURG ELEMENTARY SCHOOL | 32919 N CENTER ST | WITTMANN | AZ | 85361 | Maricopa | 1 | Perm Closure | 1986-01-01 | 10000 | Diesel | COMPARTMENT A |  | Asphalt coated or Bare Steel | Pressure |  | Bare or Galvanized Steel | Removal | 2018-11-07
0-005436 | CIRCLE K #2702890 | 3543 E OAK ST | PHOENIX | AZ | 85008 | Maricopa | 1 | Open | 1979-01-01 | 10000 | Gasoline | COMPARTMENT A |  | Asphalt coated or Bare Steel | Pressure |  | Fiberglass Reinforced Plastic
0-005475 | CIRCLE K #2940 | 330 N HUACHUCA BLVD | HUACHUCA CITY | AZ | 85616 | Cochise | 1 | Perm Closure | 1981-01-01 | 10000 | Gasoline | COMPARTMENT A |  | Asphalt coated or Bare Steel | Pressure |  | Fiberglass Reinforced Plastic | Removal | 2005-03-16
0-010157 | QUIKTRIP #486 | 726 S GILBERT RD | GILBERT | AZ | 85296 | Maricopa | 2 | Open | 2006-06-14 | 20000 | Gasoline | COMPARTMENT A | Double Walled | Fiberglass Reinforced Plastic | Pressure | Double Walled | Flexible
0-010291 | QUIKTRIP #487 | 9120 W INDIAN SCHOOL RD | PHOENIX | AZ | 85037 | Maricopa | 3 | Open | 2008-11-01 | 12000 | Gasoline | COMPARTMENT A | Double Walled | Fiberglass Reinforced Plastic | Pressure | Double Walled | Fiberglass Reinforced Plastic
0-006278 | JD PETERSON PRODUCTS, LLC | 1346 US HIGHWAY 89A | FREDONIA | AZ | 86022 | Coconino | 1 | Perm Closure | 1988-07-09 | 2000 | Used Oil/Waste Oil | COMPARTMENT A | Double Walled | Composite (Steel/Fiberglass) | Gravity Feed |  | Fiberglass Reinforced Plastic | Removal | 1993-12-08
0-010362 | QUIKTRIP #1460 | 1250 S PANTANO RD | TUCSON | AZ | 85710 | Pima | 1 | Open | 2010-04-15 | 20000 | Gasoline | COMPARTMENT A | Double Walled | Fiberglass Reinforced Plastic | Pressure | Double Walled | Fiberglass Reinforced Plastic
0-010362 | QUIKTRIP #1460 | 1250 S PANTANO RD | TUCSON | AZ | 85710 | Pima | 2 | Open | 2010-04-15 | 20000 | Gasoline | COMPARTMENT A | Double Walled | Fiberglass Reinforced Plastic | Pressure | Double Walled | Fiberglass Reinforced Plastic
0-010344 | MAVERIK COUNTRY STORE #350 | 1060 S STATE ROUTE 89 | CHINO VALLEY | AZ | 86323 | Yavapai | 4 | Open | 2009-09-01 | 12000 | Diesel | COMPARTMENT A | Double Walled | Fiberglass Reinforced Plastic | Pressure | Double Walled | Flexible
0-000642 | COBBLESTONE | 1901 W DUNLAP AVE | PHOENIX | AZ | 85021 | Maricopa | 4 | Perm Closure | 1986-01-01 | 1000 | Used Oil/Waste Oil | COMPARTMENT A |  | Fiberglass Reinforced Plastic |  |  |  | Removal | 1986-06-30
0-010426 | QUIKTRIP #1450 | 68 W RIVER RD | TUCSON | AZ | 85704 | Pima | 3 | Open | 2011-07-14 | 12000 | Gasoline | COMPARTMENT A | Double Walled | Fiberglass Reinforced Plastic | Pressure | Double Walled | Fiberglass Reinforced Plastic
0-010401 | QUIKTRIP #477 | 3806 W GREENWAY RD | PHOENIX | AZ | 85053 | Maricopa | 4 | Open | 2010-12-07 | 12000 | Diesel | COMPARTMENT A | Double Walled | Fiberglass Reinforced Plastic | Pressure | Double Walled | Fiberglass Reinforced Plastic
0-000130 | AMERON INTERNATIONAL CORPORATION | 2325 S 7TH ST | PHOENIX | AZ | 85034 | Maricopa | 1 | Perm Closure | 1961-01-01 | 10000 | Diesel | COMPARTMENT A | Single Walled | Asphalt coated or Bare Steel |  |  |  | Removal | 1990-10-30
0-000130 | AMERON INTERNATIONAL CORPORATION | 2325 S 7TH ST | PHOENIX | AZ | 85034 | Maricopa | 6 | Perm Closure | 1976-01-01 | 12000 | Other | COMPARTMENT A | Single Walled | Asphalt coated or Bare Steel |  |  |  | Removal | 1990-10-30
0-004696 | STONE FOREST INDUSTRIES | 825 E BUTLER AVE | FLAGSTAFF | AZ | 86001 | Coconino | 4 | Perm Closure | 2005-06-17 | 1000 | Gasoline | COMPARTMENT A | Unknown | Asphalt coated or Bare Steel | Suction - Check Valve at the Tank Top |  |  | Closed in Place | 1960-01-01
0-001055 | VENTURE WEST | 2402 N 1ST AVE | TUCSON | AZ | 85719 | Pima | 1 | Perm Closure | 1983-01-01 | 10000 | Gasoline | COMPARTMENT A | Double Walled | Fiberglass Reinforced Plastic | Pressure |  | Fiberglass Reinforced Plastic | Removal | 1997-03-05
0-001055 | VENTURE WEST | 2402 N 1ST AVE | TUCSON | AZ | 85719 | Pima | 3 | Perm Closure | 1983-01-01 | 10000 | Gasoline | COMPARTMENT A | Double Walled | Fiberglass Reinforced Plastic | Pressure |  | Fiberglass Reinforced Plastic | Removal | 1997-03-05
0-002044 | QUIK MART 100909 | 1890 S MISSION RD | TUCSON | AZ | 85713 | Pima | 3 | Perm Closure | 1969-01-01 | 6000 | Gasoline | COMPARTMENT A | Single Walled | Asphalt coated or Bare Steel | Pressure |  |  | Removal | 1992-09-15
0-002014 | EXXON #7-4095 | 2401 E BELL RD | PHOENIX | AZ | 85032 | Maricopa | 1 | Perm Closure | 1985-01-01 | 12000 | Gasoline | COMPARTMENT A | Double Walled | Fiberglass Reinforced Plastic | Pressure |  | Fiberglass Reinforced Plastic | Removal | 2012-10-25
0-005285 | MARINO'S AUTO REPAIR | 10701 GRAND AVE | SUN CITY | AZ | 85351 | Maricopa | 2 | Perm Closure | 1981-06-01 | 10000 | Gasoline | COMPARTMENT A | Single Walled | Fiberglass Reinforced Plastic | Pressure |  | Fiberglass Reinforced Plastic | Removal | 2015-04-02
0-005285 | MARINO'S AUTO REPAIR | 10701 GRAND AVE | SUN CITY | AZ | 85351 | Maricopa | 4 | Perm Closure | 1983-01-01 | 550 | Used Oil/Waste Oil | COMPARTMENT A | Single Walled | Fiberglass Reinforced Plastic | Gravity Feed | Double Walled | Fiberglass Reinforced Plastic | Removal | 2015-04-02
0-009303 | LOVE'S TRAVEL STOP #286 | 760 S QUARTZSITE BLVD | QUARTZSITE | AZ | 85346 | La Paz | 5 | Open | 1997-10-30 | 20000 | Gasoline | COMPARTMENT A | Double Walled | Composite (Steel/Fiberglass) | Pressure | Double Walled | Fiberglass Reinforced Plastic
0-009865 | ADOT / PROPERTY | 5000 NW GRAND AVE | GLENDALE | AZ | 85301 | Maricopa | 3 | Perm Closure | 2005-06-17 | 11300 | Unidentified | COMPARTMENT A | Single Walled | Asphalt coated or Bare Steel |  |  |  | Removal | 2002-07-23
0-007542 | COCHISE FUEL & OIL | 108 S HUACHUCA BLVD | HUACHUCA CITY | AZ | 85616 | Cochise | 4 | Perm Closure | 2012-12-18 | 8000 | Unidentified | COMPARTMENT A |  | Asphalt coated or Bare Steel |  |  |  | Removal | 2012-11-01
0-007542 | COCHISE FUEL & OIL | 108 S HUACHUCA BLVD | HUACHUCA CITY | AZ | 85616 | Cochise | 5 | Perm Closure | 2012-12-18 | 8000 | Unidentified | COMPARTMENT A |  | Asphalt coated or Bare Steel |  |  |  | Removal | 2012-11-01
0-002619 | JOHN'S TIRES & GARAGE | 26690 W HIGHWAY 84 | STANFIELD | AZ | 85172 | Pinal | 3 | Perm Closure | 1985-07-01 | 10000 | Gasoline | COMPARTMENT A | Double Walled | Composite (Steel/Fiberglass) | Pressure |  | Fiberglass Reinforced Plastic | Removal | 2005-02-03
0-006624 | CIRCLE K #2705318 | 7510 E 22ND ST | TUCSON | AZ | 85710 | Pima | 2 | Open | 1989-02-02 | 15000 | Gasoline | COMPARTMENT A | Double Walled | Fiberglass Reinforced Plastic | Pressure |  | Fiberglass Reinforced Plastic
0-001784 | DIAMOND ASPHALT & SEALING CO | 537 W MAHONEY AVE | MESA | AZ | 85210 | Maricopa | 2 | Perm Closure | 1978-01-01 | 10000 | Diesel | COMPARTMENT A | Single Walled | Asphalt coated or Bare Steel |  |  |  | Removal | 1987-01-01
0-001692 | CROSS FAMILY PROPERTIES INC | 31410 W OLD HWY 80 | HASSAYAMPA | AZ | 85343 | Maricopa | 2 | Perm Closure | 1969-01-01 | 2000 | Gasoline | COMPARTMENT A |  | Asphalt coated or Bare Steel |  |  |  | Removal | 1991-01-09
0-005603 | D V WELKER | 317 W BUSINESS LOOP | BOWIE | AZ | 85605 | Cochise | 4 | Perm Closure | 1966-05-01 | 7500 | Gasoline | COMPARTMENT A | Double Walled | Asphalt coated or Bare Steel |  |  |  | Removal | 1991-10-28
0-009479 | D&M HOTEL LIQUIDATORS | 2701 W THOMAS RD | PHOENIX | AZ | 85017 | Maricopa | 1 | Perm Closure | 2005-06-17 | 550 | Used Oil/Waste Oil | COMPARTMENT A | Double Walled | Asphalt coated or Bare Steel | Gravity Feed |  | Bare or Galvanized Steel | Removal | 1999-05-27
0-006619 | CITY OF TUCSON | 2544 E SPEEDWAY BLVD | TUCSON | AZ | 85716 | Pima | 1 | Perm Closure | 2005-06-17 | 2000 | Gasoline | COMPARTMENT A | Double Walled | Asphalt coated or Bare Steel |  |  |  | Removal | 1989-04-27
0-009643 | CIRCLE K #1025 | 3541 E FORT LOWELL RD | TUCSON | AZ | 85716 | Pima | 1 | Perm Closure | 2005-06-17 | 2000 | Unidentified | COMPARTMENT A | Single Walled | Asphalt coated or Bare Steel |  |  |  | Removal | 2000-06-06
0-000342 | CIRCLE K #2705027 | 7140 E SHEA BLVD | SCOTTSDALE | AZ | 85254 | Maricopa | 4 | Perm Closure | 1973-01-01 | 10000 | Gasoline | COMPARTMENT A |  | Asphalt coated or Bare Steel |  |  |  | Removal | 1988-09-01
0-000342 | CIRCLE K #2705027 | 7140 E SHEA BLVD | SCOTTSDALE | AZ | 85254 | Maricopa | 7 | Perm Closure | 1961-01-01 | 2000 | Gasoline | COMPARTMENT A |  | Asphalt coated or Bare Steel |  |  |  | Removal | 1988-09-01
0-002527 | CIRCLE K #2708689 | 2708 W BUCKEYE RD | PHOENIX | AZ | 85009 | Maricopa | 1 | Open | 1988-05-07 | 10000 | Gasoline | COMPARTMENT A | Double Walled | Fiberglass Reinforced Plastic | Pressure |  | Fiberglass Reinforced Plastic
0-009228 | FAA AIRWAY BEACON #43 |  | WINONA |  |  | Coconino | 1 | Perm Closure | 1942-01-01 | 500 | Gasoline | COMPARTMENT A | Double Walled | Asphalt coated or Bare Steel | Suction - Check Valve at the Tank Top |  |  | Removal | 1989-01-01
0-004158 | JB FARMERS CONVENIENCE STORE | 49301 W PAPAGO RD | MARICOPA | AZ | 85139 | Pinal | 2 | Perm Closure | 1985-01-01 | 10000 | Gasoline | COMPARTMENT A | Single Walled | Asphalt coated or Bare Steel | Pressure |  |  | Removal | 2019-01-10
0-003588 | FEDEX FREIGHT INC | 3333 S COUNTRY CLUB RD | TUCSON | AZ | 85713 | Pima | 2 | Perm Closure | 1965-01-01 | 10000 | Diesel | COMPARTMENT A | Single Walled | Asphalt coated or Bare Steel |  |  |  | Removal | 1993-06-25
0-003306 | MORENCI SCHOOL DISTRICT - BUS YARD |  | MORENCI |  |  | Greenlee | 2 | Perm Closure | 1980-01-01 | 1000 | Gasoline | COMPARTMENT A |  | Asphalt coated or Bare Steel | Suction - Check Valve at the Tank Top |  | Bare or Galvanized Steel | Removal | 1997-05-20
0-006074 | SANDVICK EQUIPMENT & SUPPLY CO | 1502 W BROADWAY RD | PHOENIX | AZ | 85041 | Maricopa | 1 | Perm Closure | 1973-04-01 | 2000 | Gasoline | COMPARTMENT A | Double Walled | Asphalt coated or Bare Steel | Suction - Check Valve at the Tank Top |  |  | Removal | 1993-10-21
0-009279 | QUICK LUBE | 5308 N 59TH AVE | GLENDALE | AZ | 85301 | Maricopa | 4 | Perm Closure | 2005-06-17 | 550 | Used Oil/Waste Oil | COMPARTMENT A | Single Walled | Asphalt coated or Bare Steel | Pressure | Single Walled | Bare or Galvanized Steel | Removal | 1998-08-21
0-009949 | QUIK MART #11 | 13142 E COLOSSAL CAVE RD | VAIL | AZ | 85641 | Pima | 1 | Open | 2003-05-23 | 6000 | Diesel | COMPARTMENT B | Double Walled | Asphalt coated or Bare Steel
0-005827 | YOUNG ELECTRIC SIGN COMPANY | 1309 JACKSON ST | KINGMAN | AZ | 86401 | Mohave | 1 | Perm Closure | 1978-09-20 | 1000 | Gasoline | COMPARTMENT A | Unknown | Asphalt coated or Bare Steel |  |  |  | Removal | 1992-12-03
0-010071 | CHEVRON - SELF SERVE #22 | 6440 E 32ND ST | YUMA | AZ | 85365 | Yuma | 1 | Open | 2005-07-01 | 12000 | Gasoline | COMPARTMENT B | Double Walled | Fiberglass Reinforced Plastic | Pressure | Double Walled | Fiberglass Reinforced Plastic
0-009233 | 7-ELEVEN #32253 | 8323 W PEORIA AVE | PEORIA | AZ | 85345 | Maricopa | 3 | Perm Closure | 1997-12-22 | 10000 | Gasoline | COMPARTMENT A |  | Asphalt coated or Bare Steel | Pressure | Double Walled | Flexible | Removal | 2001-09-13
0-009233 | 7-ELEVEN #32253 | 8323 W PEORIA AVE | PEORIA | AZ | 85345 | Maricopa | 1 | Perm Closure | 1997-12-22 | 15000 | Gasoline | COMPARTMENT A |  | Asphalt coated or Bare Steel | Pressure | Double Walled | Flexible | Removal | 2001-09-13
0-000060 | A TO Z EQUIPMENT RENTALS & SALES | 4050 E INDIAN SCHOOL RD | PHOENIX | AZ | 85018 | Maricopa | 3 | Perm Closure | 1974-01-01 | 1000 | Gasoline | COMPARTMENT A | Single Walled | Fiberglass Reinforced Plastic |  |  |  | Removal | 1986-08-01
0-008295 | CARTER-CARDLOCK INC | 2201 E HUNTINGTON DR | FLAGSTAFF | AZ | 86004 | Coconino | 3 | Open | 1993-12-01 | 6000 | Red Diesel | COMPARTMENT A | Double Walled | Fiberglass Reinforced Plastic | Pressure | Double Walled | Fiberglass Reinforced Plastic
0-000859 | C & H ROOFING INC | 2018 W JACKSON ST | PHOENIX | AZ | 85009 | Maricopa | 1 | Perm Closure | 1969-01-01 | 1000 | Gasoline | COMPARTMENT A |  | Asphalt coated or Bare Steel |  |  |  | Removal | 1998-12-08
0-002295 | C A GILBERT PLUMBING CO | 254 S MESA DR | MESA | AZ | 85210 | Maricopa | 3 | Perm Closure | 1979-05-02 | 2000 | Diesel | COMPARTMENT A | Single Walled | Asphalt coated or Bare Steel | Suction - Check Valve at the Tank Top | Double Walled | Fiberglass Reinforced Plastic | Removal | 2015-07-31
0-006719 | CIRCLE K STORE #2709529 | 5601 E BELL RD | SCOTTSDALE | AZ | 85254 | Maricopa | 1 | Open | 1990-07-24 | 12000 | Gasoline | COMPARTMENT A | Double Walled | Composite (Steel/Fiberglass) | Pressure |  | Fiberglass Reinforced Plastic
0-003861 | CITY OF PHOENIX - MUNICIPAL PARKING LOT | 301 W WASHINGTON ST | PHOENIX | AZ | 85003 | Maricopa | 1 | Perm Closure | 1975-01-01 | 10000 | Gasoline | COMPARTMENT A | Single Walled | Asphalt coated or Bare Steel |  |  |  | Removal | 1992-02-21
0-008522 | DESERT WINDS AUTOMOTIVE | 5710 W MARYLAND AVE | GLENDALE | AZ | 85301 | Maricopa | 1 | Perm Closure | 1974-01-01 | 1000 | Used Oil/Waste Oil | COMPARTMENT A | Unknown | Asphalt coated or Bare Steel | Suction - Check Valve at the Tank Top |  | Bare or Galvanized Steel | Removal | 1995-04-06
0-005766 | SFPP, LP PHOENIX TERMINAL RACK 9 & 10 | 10 S 51ST AVE | PHOENIX | AZ | 85043 | Maricopa | 2 | Perm Closure | 1980-01-01 | 6000 | Gasoline | COMPARTMENT A |  | Asphalt coated or Bare Steel |  |  |  | Removal | 1993-08-01
0-005487 | CIRCLE K #2816 | 640 W MARYLAND AVE | PHOENIX | AZ | 85013 | Maricopa | 2 | Perm Closure | 1976-03-25 | 6000 | Gasoline | COMPARTMENT A | Unknown | Asphalt coated or Bare Steel | Pressure |  |  | Removal | 1995-12-28
0-005098 | EXXON - PLAZA EXXON TIGERMART | 1131 E FLORENCE BLVD | CASA GRANDE | AZ | 85122 | Pinal | 6 | Perm Closure | 1990-09-01 | 10000 | Gasoline | COMPARTMENT A | Unknown | Fiberglass Reinforced Plastic | Pressure |  | Fiberglass Reinforced Plastic | Removal | 2000-09-07
0-002850 | TEXACO CERTIFIED TIRE | 1927 OLD HIGHWAY 66 | WINSLOW | AZ | 86047 | Navajo | 4 | Perm Closure | 1967-04-19 |  | Used Oil/Waste Oil | COMPARTMENT A | Unknown | Unknown | Gravity Feed |  |  | Removal | 1995-02-03
0-007190 | TEXACO X-PRESS LUBE | 6448 W INDIAN SCHOOL RD | PHOENIX | AZ | 85033 | Maricopa | 2 | Perm Closure | 1986-01-01 | 3000 | New Oil | COMPARTMENT A |  | Asphalt coated or Bare Steel | Pressure |  |  | Closed in Place | 1997-04-28
0-006052 | GILLS GAS & CARWASH | 4129 N 43RD AVE | PHOENIX | AZ | 85031 | Maricopa | 5 | Perm Closure | 1982-01-01 | 12000 | Diesel | COMPARTMENT A |  | Asphalt coated or Bare Steel | Pressure | Double Walled | Fiberglass Reinforced Plastic | Removal | 2011-08-11
0-004728 | STAN-AN DEVELOPMENT | 4615 W VAN BUREN ST | PHOENIX | AZ | 85043 | Maricopa | 3 | Perm Closure | 1978-05-07 | 4000 | Diesel | COMPARTMENT A | Unknown | Asphalt coated or Bare Steel |  |  |  | Removal | 1986-12-01
0-002642 | STAR AUTOMOTIVE INC | 25018 HWY 260 | STAR VALLEY | AZ | 85541 | Gila | 1 | Perm Closure | 1981-08-08 | 1000 | Gasoline | COMPARTMENT A | Double Walled | Asphalt coated or Bare Steel |  |  |  | Removal | 1989-09-01
0-002642 | STAR AUTOMOTIVE INC | 25018 HWY 260 | STAR VALLEY | AZ | 85541 | Gila | 2 | Perm Closure | 1981-08-08 | 1000 | Diesel | COMPARTMENT A | Double Walled | Asphalt coated or Bare Steel |  |  |  | Removal | 1989-09-01
0-007233 | STRAWBERRY AUTO SERVICE | 5080 N HIGHWAY 87 | STRAWBERRY | AZ | 85544 | Gila | 1 | Perm Closure | 1977-01-01 | 6000 | Diesel | COMPARTMENT A | Unknown | Unknown | Pressure |  |  | Removal | 1992-05-01
0-004776 | CLIFF FINDLAY AUTO CENTER | 3730 N STOCKTON HILL RD | KINGMAN | AZ | 86409 | Mohave | 3 | Perm Closure | 1979-01-01 | 5000 | Used Oil/Waste Oil | COMPARTMENT A |  | Asphalt coated or Bare Steel | Suction - Check Valve at the Tank Top |  |  | Removal | 1990-11-27
0-007174 | SHEPHERD EXPRESS #108 | 620 S MONTEZUMA ST | PRESCOTT | AZ | 86303 | Yavapai | 6 | Open | 1994-12-07 | 10000 | Gasoline | COMPARTMENT A | Double Walled | Composite (Steel/Fiberglass) | Pressure | Single Walled | Fiberglass Reinforced Plastic
0-005681 | SIERRA ADOBE STATION | 1902 W UNION HILLS DR | PHOENIX | AZ | 85027 | Maricopa | 1 | Perm Closure | 1986-06-16 | 10000 | Gasoline | COMPARTMENT A | Double Walled | Fiberglass Reinforced Plastic |  |  |  | Removal | 1993-10-14
0-005681 | SIERRA ADOBE STATION | 1902 W UNION HILLS DR | PHOENIX | AZ | 85027 | Maricopa | 2 | Perm Closure | 1986-06-16 | 10000 | Gasoline | COMPARTMENT A | Double Walled | Fiberglass Reinforced Plastic |  |  |  | Removal | 1993-10-14
0-004514 | SIERRA VISTA - MUNICIPAL AIRPORT | 2100 AIRPORT AVE | SIERRA VISTA | AZ | 85635 | Cochise | 4 | Perm Closure | 1969-05-28 | 25000 | Gasoline | COMPARTMENT A | Unknown | Unknown |  |  |  | Removal | 1990-03-08
0-007923 | MCMULLEN VALLEY SITE 15 |  | SALOME |  |  | La Paz | 1 | Perm Closure | 2005-06-17 | 1000 | Gasoline | COMPARTMENT A |  | Asphalt coated or Bare Steel |  |  |  | Removal | 1992-04-02
0-006803 | WELLTON ELEMENTARY SCHOOL | 29126 E SAN JOSE AVE | WELLTON | AZ | 85356 | Yuma | 1 | Perm Closure | 2005-06-17 | 1000 | Diesel | COMPARTMENT A | Unknown | Unknown | Pressure |  |  | Removal | 1990-04-01
0-001627 | COUNTRY PRIDE FOODS | 2350 W LINCOLN ST | PHOENIX | AZ | 85009 | Maricopa | 1 | Perm Closure | 1972-01-01 | 1000 | Gasoline | COMPARTMENT A |  | Asphalt coated or Bare Steel |  |  |  | Removal | 1988-12-07
0-004945 | TEXACO #60-351-0043 | 7425 E BROADWAY BLVD | TUCSON | AZ | 85710 | Pima | 3 | Perm Closure | 1985-01-01 | 10000 | Gasoline | COMPARTMENT A | Single Walled | Fiberglass Reinforced Plastic |  |  |  | Removal | 1994-02-17
0-004945 | TEXACO #60-351-0043 | 7425 E BROADWAY BLVD | TUCSON | AZ | 85710 | Pima | 2 | Perm Closure | 1985-01-01 | 10000 | Gasoline | COMPARTMENT A | Single Walled | Fiberglass Reinforced Plastic |  |  |  | Removal | 1994-02-17
0-006495 | WINSLOW ICE HOUSE | 1805 W SECOND ST | WINSLOW | AZ | 86047 | Navajo | 1 | Perm Closure | 1973-01-01 | 10000 | Gasoline | COMPARTMENT A |  | Asphalt coated or Bare Steel | Pressure |  |  | Removal | 2008-08-12
0-006384 | PARADISE CAR SPA | 12621 N PARADISE VILLAGE PKWY W | PHOENIX | AZ | 85032 | Maricopa | 8 | Open | 2019-05-17 | 15000 | Gasoline (UL) | COMPARTMENT A | Double Walled | Fiberglass Reinforced Plastic | Pressure | Double Walled | Fiberglass Reinforced Plastic
0-006384 | PARADISE CAR SPA | 12621 N PARADISE VILLAGE PKWY W | PHOENIX | AZ | 85032 | Maricopa | 6 | Perm Closure | 1983-01-01 | 12000 | Diesel | COMPARTMENT A | Single Walled | Asphalt coated or Bare Steel | Pressure |  | Fiberglass Reinforced Plastic | Closed in Place | 2013-05-31
0-002978 | LONDON BRIDGE LIQUORS INC | 781 LAKE HAVASU AVE N | LAKE HAVASU CITY | AZ | 86403 | Mohave | 2 | Perm Closure | 1981-01-01 | 10000 | Gasoline | COMPARTMENT A | Double Walled | Composite (Steel/Fiberglass) | Pressure |  | Fiberglass Reinforced Plastic | Removal | 2015-09-16
0-002956 | LEVITZ FURNITURE | 2801 W INDIAN SCHOOL RD | PHOENIX | AZ | 85017 | Maricopa | 1 | Perm Closure | 2005-06-17 | 10000 | Gasoline | COMPARTMENT A |  | Asphalt coated or Bare Steel |  |  |  | Removal | 1987-07-01
0-006247 | EAST LAWN CEMETERY | 5801 E GRANT RD | TUCSON | AZ | 85712 | Pima | 3 | Perm Closure | 1963-06-28 | 1000 | Gasoline | COMPARTMENT A | Unknown | Asphalt coated or Bare Steel |  |  |  | Removal | 1988-07-14
0-002691 | BROADWAY VOLVO | 948 E BROADWAY BLVD | TUCSON | AZ | 85719 | Pima | 1 | Perm Closure | 1978-05-11 |  | Gasoline | COMPARTMENT A | Double Walled | Asphalt coated or Bare Steel |  |  |  | Removal | 1988-09-27
0-000884 | TEXACO #60-349-0306 | 1210 E SOUTHERN AVE | MESA | AZ | 85204 | Maricopa | 6 | Perm Closure | 1990-09-10 | 10000 | Gasoline | COMPARTMENT A | Double Walled | Fiberglass Reinforced Plastic | Pressure | Double Walled | Fiberglass Reinforced Plastic | Removal | 2005-03-24
0-004165 | ROADRUNNER TRUCK STOP | 1902 N BLACK CANYON HWY | PHOENIX | AZ | 85009 | Maricopa | 18 | Perm Closure | 2009-12-11 | 1000 | Used Oil/Waste Oil | COMPARTMENT A |  | Asphalt coated or Bare Steel |  |  |  | Removal | 1995-03-23
0-004165 | ROADRUNNER TRUCK STOP | 1902 N BLACK CANYON HWY | PHOENIX | AZ | 85009 | Maricopa | 6 | Perm Closure | 1979-01-01 | 10000 | Diesel | COMPARTMENT A |  | Asphalt coated or Bare Steel |  |  |  | Removal | 1992-03-17
0-002421 | FILL SMART | 6930 E THOMAS RD | SCOTTSDALE | AZ | 85251 | Maricopa | 7 | Perm Closure | 1989-12-16 | 12000 | Gasoline | COMPARTMENT A |  | Asphalt coated or Bare Steel | Pressure |  | Fiberglass Reinforced Plastic | Removal | 2020-08-17
0-000176 | ARIZONA BUS LINES INC | 814 W JEFFERSON ST | PHOENIX | AZ | 85007 | Maricopa | 1 | Perm Closure | 1979-01-01 | 10000 | Diesel | COMPARTMENT A | Single Walled | Asphalt coated or Bare Steel | Pressure | Single Walled | Bare or Galvanized Steel | Removal | 1998-04-08
0-000176 | ARIZONA BUS LINES INC | 814 W JEFFERSON ST | PHOENIX | AZ | 85007 | Maricopa | 5 | Perm Closure | 1979-01-01 | 1000 | Used Oil/Waste Oil | COMPARTMENT A | Single Walled | Asphalt coated or Bare Steel |  |  |  | Removal | 1990-08-08
0-001519 | CIRCLE K #3744 | 630 E MISSOURI AVE | PHOENIX | AZ | 85012 | Maricopa | 5 | Open | 2015-05-06 | 12000 | Gasoline (PUL) | COMPARTMENT A | Double Walled | Fiberglass Reinforced Plastic | Pressure | Double Walled | Fiberglass Reinforced Plastic
0-004789 | SUNSTATE EQUIPMENT | 1945 S LEE CIR | MESA | AZ | 85204 | Maricopa | 4 | Perm Closure | 1986-04-10 | 500 | Unidentified | COMPARTMENT A | Double Walled | Fiberglass Reinforced Plastic | Suction - Check Valve at the Tank Top |  |  | Removal | 1997-06-05
0-005825 | HUTTIG BUILDING PRODUCTS | 3601 N 34TH AVE | PHOENIX | AZ | 85017 | Maricopa | 3 | Perm Closure | 1959-04-07 | 500 | Gasoline | COMPARTMENT A | Double Walled | Asphalt coated or Bare Steel |  |  |  | Removal | 1989-03-08
0-000509 | ARCO #5283 | 3342 N 7TH AVE | PHOENIX | AZ | 85013 | Maricopa | 2 | Perm Closure | 2005-06-17 | 12000 | Gasoline | COMPARTMENT A |  | Asphalt coated or Bare Steel | Pressure |  |  | Removal | 1999-01-08
0-001072 | CHEVRON #9-6180 | 1808 E BROADWAY RD | TEMPE | AZ | 85282 | Maricopa | 4 | Perm Closure | 1967-01-01 | 550 | Used Oil/Waste Oil | COMPARTMENT A |  | Asphalt coated or Bare Steel |  |  |  | Removal | 1993-11-10
0-001072 | CHEVRON #9-6180 | 1808 E BROADWAY RD | TEMPE | AZ | 85282 | Maricopa | 5 | Perm Closure | 1993-11-23 | 10000 | Gasoline | COMPARTMENT A | Double Walled | Fiberglass Reinforced Plastic | Pressure | Double Walled | Fiberglass Reinforced Plastic | Removal | 2000-07-25
0-001232 | CIRCLE K #431 | 7835 E GOLF LINKS RD | TUCSON | AZ | 85730 | Pima | 2 | Perm Closure | 1977-01-01 | 10000 | Gasoline | COMPARTMENT A |  | Asphalt coated or Bare Steel | Pressure |  | Fiberglass Reinforced Plastic | Removal | 1994-06-29
0-004594 | SOUTHERN PACIFIC MAINTENANCE YARD |  | TUCSON |  |  | Pima | 2 | Perm Closure | 1978-05-06 | 1000 | Gasoline | COMPARTMENT A | Double Walled | Asphalt coated or Bare Steel |  |  |  | Removal | 1990-02-14
0-008304 | FRAZIER'S AUTO - FORMER | 701 S BELMONT AVE | SUPERIOR | AZ | 85173 | Pinal | 3 | Perm Closure | 2005-06-17 | 3500 | Gasoline | COMPARTMENT A | Single Walled | Asphalt coated or Bare Steel | Suction - Check Valve at the Dispenser |  | Bare or Galvanized Steel | Removal | 1999-07-28
0-008304 | FRAZIER'S AUTO - FORMER | 701 S BELMONT AVE | SUPERIOR | AZ | 85173 | Pinal | 2 | Perm Closure | 2005-06-17 | 3500 | Gasoline | COMPARTMENT A | Single Walled | Asphalt coated or Bare Steel | Suction - Check Valve at the Dispenser |  | Bare or Galvanized Steel | Removal | 1999-07-28
0-006557 | PIMA COUNTY FLEET SERVICES | 1291 S MISSION RD | TUCSON | AZ | 85713 | Pima | 10 | Perm Closure | 1989-05-08 | 15000 | Gasoline | COMPARTMENT A | Double Walled | Composite (Steel/Fiberglass) | Pressure | Double Walled |  | Removal | 2017-01-12
0-006557 | PIMA COUNTY FLEET SERVICES | 1291 S MISSION RD | TUCSON | AZ | 85713 | Pima | 3 | Perm Closure | 1976-01-01 | 6000 | New Oil | COMPARTMENT A | Single Walled | Asphalt coated or Bare Steel | Pressure |  |  | Removal | 1991-10-30
0-005452 | CIRCLE K #2912 | 2405 N SILVERBELL RD | TUCSON | AZ | 85745 | Pima | 1 | Perm Closure | 1972-01-01 | 6000 | Gasoline | COMPARTMENT A |  | Asphalt coated or Bare Steel |  |  |  | Removal | 1995-11-10
0-001018 | SERAPE GIN | 23601 S ARIZONA AVE | CHANDLER | AZ | 85249 | Maricopa | 3 | Perm Closure | 1981-01-01 | 1000 | Gasoline | COMPARTMENT A |  | Asphalt coated or Bare Steel |  |  |  | Removal | 1992-12-10
0-003613 | TWIN BUTTES TECHNICAL CENTER | 18550 S LA CANADA RD | GREEN VALLEY | AZ | 85614 | Pima | 4 | Perm Closure | 1969-01-10 | 3000 | Used Oil/Waste Oil | COMPARTMENT A |  | Asphalt coated or Bare Steel | Suction - Check Valve at the Tank Top |  | Bare or Galvanized Steel | Removal | 1991-01-22
0-001998 | CARMEL AUTOMOTIVE | 1901 W THUNDERBIRD RD | PHOENIX | AZ | 85023 | Maricopa | 8 | Perm Closure | 1989-01-01 | 1000 | Used Oil/Waste Oil | COMPARTMENT A | Double Walled | Fiberglass Reinforced Plastic |  |  |  | Removal | 2014-10-08
0-001046 | JACKSON ENERGY #6790 | 4126 N 411TH AVE | TONOPAH | AZ | 85354 | Maricopa | 5 | Open | 2004-06-09 | 10000 | Gasoline (PUL) | COMPARTMENT A | Single Walled | Asphalt coated or Bare Steel
0-000506 | ARCO #5287 | 15401 N CAVE CREEK RD | PHOENIX | AZ | 85032 | Maricopa | 5 | Perm Closure | 2005-06-17 | 10000 | Diesel | COMPARTMENT A |  | Asphalt coated or Bare Steel |  |  |  | Removal | 1981-07-19
0-006270 | SEARS #1338/6621 | 5950 E BROADWAY BLVD | TUCSON | AZ | 85711 | Pima | 1 | Perm Closure | 1964-01-01 | 1000 | Used Oil/Waste Oil | COMPARTMENT A | Unknown | Asphalt coated or Bare Steel | Gravity Feed |  | Bare or Galvanized Steel | Removal | 1993-12-06
0-006270 | SEARS #1338/6621 | 5950 E BROADWAY BLVD | TUCSON | AZ | 85711 | Pima | 5 | Perm Closure | 1964-01-01 | 1000 | Used Oil/Waste Oil | COMPARTMENT A | Unknown | Asphalt coated or Bare Steel | Suction - Check Valve at the Tank Top |  |  | Removal | 1993-12-06
0-003262 | MOBIL 18-MB4 | 6750 E THOMAS RD | SCOTTSDALE | AZ | 85251 | Maricopa | 5 | Perm Closure | 1988-01-01 | 10000 | Gasoline | COMPARTMENT A | Double Walled | Fiberglass Reinforced Plastic | Pressure |  | Fiberglass Reinforced Plastic | Removal | 2003-11-14
0-009809 | EL CAMPO TIRE WAREHOUSE | 600 W 22ND ST | TUCSON | AZ | 85713 | Pima | 1 | Perm Closure | 2005-06-17 | 550 | Gasoline | COMPARTMENT A | Unknown | Asphalt coated or Bare Steel |  |  |  | Removal | 2001-10-23
0-000542 | ARCO #5280 | 2188 E SOUTHERN AVE | TEMPE | AZ | 85282 | Maricopa | 7 | Perm Closure | 1987-01-01 | 12000 | Gasoline | COMPARTMENT A | Double Walled | Fiberglass Reinforced Plastic | Pressure |  | Fiberglass Reinforced Plastic | Removal | 2012-02-14
0-006855 | TRIUMPH CORPORATION | 2130 S INDUSTRIAL PARK AVE | TEMPE | AZ | 85282 | Maricopa | 2 | Perm Closure | 1980-01-01 |  | Gasoline | COMPARTMENT A | Unknown | Unknown |  |  |  | Removal | 1990-07-16
0-007324 | DOBSON PATTERSON FARMS | 18603 S COOPER RD | CHANDLER | AZ | 85249 | Maricopa | 2 | Perm Closure | 2005-06-17 | 2000 | Diesel | COMPARTMENT A | Double Walled | Asphalt coated or Bare Steel | Suction - Check Valve at the Tank Top |  |  | Removal | 1991-06-07
0-010037 | CITY OF TUCSON - UST PROPERTY | 2 S 4TH AVE | TUCSON | AZ | 85705 | Pima | 3 | Perm Closure | 2005-06-17 | 6000 | Gasoline | COMPARTMENT A | Double Walled | Fiberglass Reinforced Plastic |  |  |  | Removal | 2005-03-08
0-008807 | TEXACO MAX MINI MART LTD | 1571 PALO VERDE BLVD S | LAKE HAVASU CITY | AZ | 86403 | Mohave | 3 | Perm Closure | 1988-06-01 | 10000 | Gasoline | COMPARTMENT A | Double Walled | Fiberglass Reinforced Plastic | Pressure |  | Fiberglass Reinforced Plastic | Removal | 2020-01-16
0-000102 | ALHAMBRA SCHOOL DISTRICT #68 | 3838 W GRANT ST | PHOENIX | AZ | 85009 | Maricopa | 2 | Perm Closure | 1965-01-01 | 1000 | Gasoline | COMPARTMENT A | Single Walled | Asphalt coated or Bare Steel |  |  |  | Removal | 1989-12-01
0-009120 | GPM #4604 | 6701 W OLIVE AVE | GLENDALE | AZ | 85345 | Maricopa | 1 | Open | 1997-05-15 | 15000 | Gasoline (UL) | COMPARTMENT A | Double Walled | Composite (Steel/Fiberglass) | Pressure | Double Walled | Fiberglass Reinforced Plastic
0-006474 | D & T GOLF CARS | 5602 E MCKELLIPS RD | MESA | AZ | 85215 | Maricopa | 3 | Perm Closure | 1966-10-12 | 500 | Used Oil/Waste Oil | COMPARTMENT A | Double Walled | Asphalt coated or Bare Steel |  |  |  | Removal | 1988-11-10
0-008937 | GRAB N GO #404 | 784 N MCQUEEN RD | GILBERT | AZ | 85233 | Maricopa | 1 | Open | 1996-03-12 | 12000 | Gasoline | COMPARTMENT A | Double Walled | Fiberglass Reinforced Plastic | Pressure | Double Walled | Fiberglass Reinforced Plastic
0-009440 | COSTCO WHOLESALE #466 | 3911 E STATE ROUTE 69 | PRESCOTT | AZ | 86301 | Yavapai | 2 | Perm Closure | 1998-10-01 | 20000 | Gasoline | COMPARTMENT A | Double Walled | Fiberglass Reinforced Plastic | Pressure | Double Walled |  | Removal | 2020-03-25
0-004391 | CITY OF SCOTTSDALE - MCKELLIPS | 7601 E MCKELLIPS RD | SCOTTSDALE | AZ | 85257 | Maricopa | 5 | Perm Closure | 2009-07-08 | 500 | Used Oil/Waste Oil | COMPARTMENT A |  | Asphalt coated or Bare Steel | Gravity Feed |  | Bare or Galvanized Steel | Removal | 1990-05-31
0-000725 | CIRCLE K #2705288 | 8749 S RURAL RD | TEMPE | AZ | 85284 | Maricopa | 1 | Perm Closure | 1988-01-01 | 15000 | Gasoline | COMPARTMENT A | Double Walled | Fiberglass Reinforced Plastic | Pressure |  | Fiberglass Reinforced Plastic | Removal | 2004-10-20
0-005405 | CIRCLE K #2708862 | 753 W BROADWAY RD | MESA | AZ | 85210 | Maricopa | 2 | Open | 1988-01-01 | 10000 | Gasoline | COMPARTMENT A | Double Walled | Fiberglass Reinforced Plastic | Pressure | Single Walled | Fiberglass Reinforced Plastic
0-009898 | COYOTE TOWING, L.L.C. | 748 E BROADWAY RD | PHOENIX | AZ | 85040 | Maricopa | 1 | Perm Closure | 1982-12-01 | 12000 | Gasoline | COMPARTMENT A | Unknown | Asphalt coated or Bare Steel | Pressure |  |  | Removal | 2002-12-13
0-005188 | DILLONS RV CITY | 10310 E APACHE TRL | APACHE JUNCTION | AZ | 85120 | Maricopa | 1 | Perm Closure | 1971-05-03 | 750 | Used Oil/Waste Oil | COMPARTMENT A | Unknown | Asphalt coated or Bare Steel | Gravity Feed |  |  | Removal | 1994-04-06
0-007276 | PHOENIX JOB CORPS CENTER | 211 E BUCHANAN ST | PHOENIX | AZ | 85004 | Maricopa | 1 | Perm Closure | 2005-06-17 | 1000 | Gasoline | COMPARTMENT A | Unknown | Asphalt coated or Bare Steel | Gravity Feed |  | Bare or Galvanized Steel | Removal | 1991-05-07
0-004387 | PARASOL LAUNDRY | 6313 W MARYLAND AVE | GLENDALE | AZ | 85301 | Maricopa | 1 | Perm Closure | 1968-01-01 | 10000 | Gasoline | COMPARTMENT A | Single Walled | Asphalt coated or Bare Steel |  |  |  | Removal | 1989-08-15
0-006886 | OLD CORP PENN SERVICE STATION | 124 W 4TH ST | SAFFORD | AZ | 85546 | Graham | 3 | Perm Closure | 1961-01-01 | 10000 | Gasoline | COMPARTMENT A | Unknown | Asphalt coated or Bare Steel | Pressure |  |  | Removal | 1993-04-20
0-008975 | OLD GAS STATION | 639 E CHINO AVE | SELIGMAN | AZ | 86337 | Yavapai | 4 | Perm Closure | 1972-01-01 | 10000 | Gasoline | COMPARTMENT A | Double Walled | Asphalt coated or Bare Steel | Suction - Check Valve at the Tank Top |  | Bare or Galvanized Steel | Removal | 1998-10-07
0-004831 | SPEEDWAY STORE #2968 | 101 W 2ND ST | WINKELMAN | AZ | 85192 | Pinal | 4 | Open | 1999-03-26 | 6000 | Diesel | COMPARTMENT B | Double Walled | Composite (Steel/Fiberglass)
0-004831 | SPEEDWAY STORE #2968 | 101 W 2ND ST | WINKELMAN | AZ | 85192 | Pinal | 2 | Perm Closure | 1981-04-28 | 10000 | Gasoline | COMPARTMENT A | Double Walled | Asphalt coated or Bare Steel |  |  |  | Removal | 1999-03-01
0-006158 | RITCHIE BROS AUCTIONEERS INTERNATIONAL | 1835 S 59TH AVE | PHOENIX | AZ | 85043 | Maricopa | 1 | Perm Closure | 1979-04-27 | 10000 | Diesel | COMPARTMENT A | Unknown | Unknown |  |  |  | Removal | 1990-07-11
0-001390 | CIRCLE K #2701286 | 104 E WICKENBURG WAY | WICKENBURG | AZ | 85390 | Maricopa | 3 | Open | 1978-01-01 | 10000 | Gasoline | COMPARTMENT A | Single Walled | Asphalt coated or Bare Steel | Pressure |  | Fiberglass Reinforced Plastic
0-001390 | CIRCLE K #2701286 | 104 E WICKENBURG WAY | WICKENBURG | AZ | 85390 | Maricopa | 2 | Open | 1978-01-01 | 10000 | Gasoline | COMPARTMENT A | Single Walled | Asphalt coated or Bare Steel | Pressure |  | Fiberglass Reinforced Plastic
0-002074 | QUIK COUNTRY STORE | 4100 E WESTERN DR | COTTONWOOD | AZ | 86326 | Yavapai | 4 | Open | 1998-04-01 | 6000 | Diesel | COMPARTMENT B | Double Walled | Composite (Steel/Fiberglass)
0-001394 | CIRCLE K #1342 | 989 S MAIN ST | COTTONWOOD | AZ | 86326 | Yavapai | 3 | Perm Closure | 1979-01-01 | 10000 | Gasoline | COMPARTMENT A |  | Asphalt coated or Bare Steel | Pressure |  |  | Closed in Place | 1995-07-07
0-000224 | CIRCLE K #2701668 | 4306 W MARYLAND AVE | GLENDALE | AZ | 85301 | Maricopa | 3 | Perm Closure | 1985-01-01 | 10000 | Gasoline | COMPARTMENT A |  | Fiberglass Reinforced Plastic | Pressure | Single Walled | Fiberglass Reinforced Plastic | Removal | 2014-05-08
0-006104 | AMERICAN EQUIPMENT RENTALS INC | 6239 N 7TH ST | PHOENIX | AZ | 85014 | Maricopa | 3 | Perm Closure | 1988-09-01 | 1000 | Diesel | COMPARTMENT A | Double Walled | Composite (Steel/Fiberglass) | Pressure |  | Fiberglass Reinforced Plastic | Removal | 2006-10-12
0-009028 | ARCO AM/PM #5983 | 786 W GUADALUPE RD | GILBERT | AZ | 85233 | Maricopa | 3 | Open | 1996-10-01 | 10000 | Gasoline | COMPARTMENT A | Double Walled | Fiberglass Reinforced Plastic | Pressure | Double Walled | Fiberglass Reinforced Plastic
0-003520 | S & H STEEL | 620 W COMMERCE AVE | GILBERT | AZ | 85233 | Maricopa | 2 | Perm Closure | 1978-01-01 | 10000 | Diesel | COMPARTMENT A |  | Asphalt coated or Bare Steel |  |  |  | Removal | 1995-01-12
0-008996 | 4 SONS FOOD STORES #505 | 75 E 29TH AVE | APACHE JUNCTION | AZ | 85119 | Pinal | 4 | Open | 1996-08-26 | 12000 | Gasoline | COMPARTMENT A | Double Walled | Fiberglass Reinforced Plastic | Pressure | Double Walled | Fiberglass Reinforced Plastic
0-004641 | 7-ELEVEN #20146 | 2880 W DREXEL RD | TUCSON | AZ | 85746 | Pima | 1 | Perm Closure | 1977-03-25 | 10000 | Gasoline | COMPARTMENT A | Unknown | Asphalt coated or Bare Steel | Pressure |  | Fiberglass Reinforced Plastic | Removal | 2001-05-17
0-000328 | PARCEL 149-11-001H | 2007 W MOUNTAIN VIEW RD | PHOENIX | AZ | 85021 | Maricopa | 1 | Perm Closure | 1975-01-01 | 1000 | Gasoline | COMPARTMENT A |  | Asphalt coated or Bare Steel |  |  |  | Removal | 1989-05-01
0-000121 | ARIZONA CHRISTIAN UNIVERSITY | 1 W FIRESTORM WAY | GLENDALE | AZ | 85306 | Maricopa | 1 | Perm Closure | 1941-01-01 | 500 | Gasoline | COMPARTMENT A |  | Asphalt coated or Bare Steel |  |  |  | Removal | 1990-01-16
0-000110 | TENENBOM FACILITY/WAREHOUSE | 1401 S 22ND AVE | PHOENIX | AZ | 85009 | Maricopa | 1 | Perm Closure | 1969-01-01 | 2000 | Gasoline | COMPARTMENT A |  | Asphalt coated or Bare Steel |  |  |  | Removal | 1990-04-25
0-004717 | SPECIALTY ROOFING INC | 7538 W HARMONT DR | PEORIA | AZ | 85345 | Maricopa | 1 | Perm Closure | 1983-03-12 | 1000 | Gasoline | COMPARTMENT A | Unknown | Asphalt coated or Bare Steel |  |  |  | Removal | 1992-06-04
0-002390 | GREEN VALLEY AUTO SERVICE | 261 W CALLE DE LAS TIENDAS | GREEN VALLEY | AZ | 85614 | Pima | 1 | Perm Closure | 1981-07-31 | 500 | Used Oil/Waste Oil | COMPARTMENT A | Single Walled | Asphalt coated or Bare Steel |  |  |  | Removal | 1988-01-01
0-009905 | FRYS FUEL CENTER #63 | 3100 N GLASSFORD HILL RD | PRESCOTT VALLEY | AZ | 86314 | Yavapai | 2 | Open | 2001-05-08 | 15000 | Gasoline | COMPARTMENT A | Double Walled | Fiberglass Reinforced Plastic | Pressure | Double Walled | Flexible
0-009579 | HLN INVESTMENTS | 1143 N ELLSWORTH RD | MESA | AZ | 85207 | Maricopa | 1 | Open | 1999-09-16 | 12000 | Gasoline | COMPARTMENT A | Double Walled | Fiberglass Reinforced Plastic | Pressure | Double Walled | Fiberglass Reinforced Plastic
0-004866 | HUDSON FARMS | 6301 W ELLIOT RD | LAVEEN | AZ | 85339 | Maricopa | 2 | Perm Closure | 1974-05-08 | 10000 | Diesel | COMPARTMENT A | Unknown | Asphalt coated or Bare Steel | Suction - Check Valve at the Tank Top |  |  | Removal | 1993-05-20
0-002562 | INDUSTRIAL ASPHALT | 1705 E UNIVERSITY DR | PHOENIX | AZ | 85034 | Maricopa | 2 | Perm Closure | 1970-01-01 | 5000 | Diesel | COMPARTMENT A | Single Walled | Asphalt coated or Bare Steel |  |  |  | Removal | 1989-12-12
0-006454 | SABAN RENT A CAR | 2934 E MCDOWELL RD | PHOENIX | AZ | 85008 | Maricopa | 1 | Perm Closure | 2005-06-17 | 10000 | Gasoline | COMPARTMENT A |  | Asphalt coated or Bare Steel | Pressure |  |  | Removal | 2010-02-12
0-002637 | CIRCLE K #2705284 | 410 N CENTER ST | MESA | AZ | 85201 | Maricopa | 3 | Open | 1987-01-01 | 8000 | Gasoline | COMPARTMENT A | Double Walled | Fiberglass Reinforced Plastic | Pressure |  | Fiberglass Reinforced Plastic
0-001723 | DAVIDSON CONCRETE INC | 5450 E COMMERCE AVE | FLAGSTAFF | AZ | 86004 | Coconino | 1 | Perm Closure | 1981-01-01 | 4000 | Gasoline | COMPARTMENT A |  | Asphalt coated or Bare Steel |  |  |  | Removal | 1991-06-27
0-005006 | HONORHEALTH SCOTTSDALE SHEA MEDICAL CENTER | 9003 E SHEA BLVD | SCOTTSDALE | AZ | 85260 | Maricopa | 3 | Open | 1989-08-22 | 12000 | Diesel | COMPARTMENT A | Double Walled | Fiberglass Reinforced Plastic | Pressure |  | Fiberglass Reinforced Plastic
0-001583 | FORMER COCA COLA BOTTLING CO | 936 N F AVE | DOUGLAS | AZ | 85607 | Cochise | 1 | Perm Closure | 1972-01-01 | 1000 | Gasoline | COMPARTMENT A |  | Asphalt coated or Bare Steel |  |  |  | Removal | 2004-07-15
0-007977 | PRESCOTT GOLF & COUNTRY CLUB | 965 N COTTONWOOD SPRING DR | DEWEY | AZ | 86327 | Yavapai | 3 | Perm Closure | 1972-05-01 | 650 | Unidentified | COMPARTMENT A | Unknown | Asphalt coated or Bare Steel | Suction - Check Valve at the Tank Top |  |  | Closed in Place | 1999-02-03
0-008411 | MODERN MODULAR INC | 3003 W THOMAS RD | PHOENIX | AZ | 85017 | Maricopa | 1 | Perm Closure | 1959-01-01 | 500 | Gasoline | COMPARTMENT A | Double Walled | Asphalt coated or Bare Steel |  |  |  | Removal | 1994-07-29
0-003712 | PHILLIPS 66 COMPANY #012263 | 2301 N 36TH ST | PHOENIX | AZ | 85008 | Maricopa | 2 | Perm Closure | 1958-01-01 | 3000 | Gasoline | COMPARTMENT A | Single Walled | Asphalt coated or Bare Steel |  |  |  | Removal | 1989-09-01
0-004219 | WARREN UNION SERVICE ST - FORMER | 402 BISBEE RD | BISBEE | AZ | 85603 | Cochise | 3 | Perm Closure | 1932-01-01 | 500 | Gasoline | COMPARTMENT A | Unknown | Asphalt coated or Bare Steel | Suction - Check Valve at the Tank Top |  |  | Removal | 1992-12-04
0-000866 | CARDLOCK - W TOLTEC ROAD - #14 | 2925 W TOLTEC RD | ELOY | AZ | 85131 | Pinal | 6 | Perm Closure | 1974-01-01 | 12000 | Diesel | COMPARTMENT A |  | Asphalt coated or Bare Steel |  |  |  | Removal | 1988-12-01
0-004239 | CITY OF SAFFORD - MUNICIPAL AIRPORT |  | SAFFORD |  |  | Graham | 3 | Perm Closure | 1971-05-15 | 12000 | Gasoline | COMPARTMENT A | Double Walled | Asphalt coated or Bare Steel | Suction - Check Valve at the Dispenser |  |  | Removal | 1999-06-17
0-004239 | CITY OF SAFFORD - MUNICIPAL AIRPORT |  | SAFFORD |  |  | Graham | 9 | Perm Closure | 2005-06-17 | 1000 | Diesel | COMPARTMENT A | Double Walled | Asphalt coated or Bare Steel |  |  |  | Removal | 1986-09-04
0-005947 | BIG TWO TOYOTA | 1301 W BROADWAY RD | MESA | AZ | 85202 | Maricopa | 7 | Perm Closure | 1982-01-01 | 500 | Unidentified | COMPARTMENT A | Double Walled | Asphalt coated or Bare Steel | Gravity Feed |  |  | Removal | 1991-09-10
0-003057 | MARKWOOD DAIRY | 21411 S COOPER RD | CHANDLER | AZ | 85249 | Maricopa | 1 | Perm Closure | 1976-05-02 | 3000 | Gasoline | COMPARTMENT A | Unknown | Asphalt coated or Bare Steel |  |  |  | Removal | 1985-01-01
0-001103 | CHEVRON #9-8544 | 7001 N 16TH ST | PHOENIX | AZ | 85020 | Maricopa | 2 | Perm Closure | 1960-01-01 | 2000 | Gasoline | COMPARTMENT A |  | Asphalt coated or Bare Steel |  |  |  | Removal | 1985-12-01
0-001103 | CHEVRON #9-8544 | 7001 N 16TH ST | PHOENIX | AZ | 85020 | Maricopa | 4 | Perm Closure | 1960-01-01 | 550 | Used Oil/Waste Oil | COMPARTMENT A |  | Asphalt coated or Bare Steel |  |  |  | Removal | 1985-12-01
0-002894 | DOUG KOHLER SERVICES | 665 N STATE ROUTE 89 | CHINO VALLEY | AZ | 86323 | Yavapai | 3 | Open | 1975-01-01 | 4000 | Gasoline | COMPARTMENT A | Double Walled | Composite (Steel/Fiberglass) | Pressure | Single Walled | Fiberglass Reinforced Plastic
0-002894 | DOUG KOHLER SERVICES | 665 N STATE ROUTE 89 | CHINO VALLEY | AZ | 86323 | Yavapai | 1 | Open | 1975-01-01 | 6000 | Gasoline | COMPARTMENT A | Double Walled | Composite (Steel/Fiberglass) | Pressure | Single Walled | Fiberglass Reinforced Plastic
0-004166 | YRC FREIGHT | 601 W FLORES ST | TUCSON | AZ | 85705 | Pima | 2 | Perm Closure | 1974-01-01 | 500 | Used Oil/Waste Oil | COMPARTMENT A | Unknown | Asphalt coated or Bare Steel | Gravity Feed |  | Bare or Galvanized Steel | Removal | 1991-05-20
0-005542 | NORTHERN ARIZONA VA HEALTHCARE SYSTEM | 500 N STATE ROUTE 89 | PRESCOTT | AZ | 86313 | Yavapai | 12 | Perm Closure | 1991-01-16 | 1000 | Diesel | COMPARTMENT A |  | Asphalt coated or Bare Steel | Suction - Check Valve at the Tank Top | Double Walled | Fiberglass Reinforced Plastic | Removal | 2008-06-19
0-005542 | NORTHERN ARIZONA VA HEALTHCARE SYSTEM | 500 N STATE ROUTE 89 | PRESCOTT | AZ | 86313 | Yavapai | 13 | Perm Closure | 1988-01-01 | 350 | Diesel | COMPARTMENT A |  | Asphalt coated or Bare Steel |  |  |  | Removal | 1998-12-17
0-003266 | WALGREEN #5504 | 4249 W GLENDALE AVE | PHOENIX | AZ | 85051 | Maricopa | 5 | Perm Closure | 1988-10-01 | 10000 | Gasoline | COMPARTMENT A | Double Walled | Fiberglass Reinforced Plastic | Pressure |  | Fiberglass Reinforced Plastic | Removal | 1996-04-18
0-004185 | ROLLINS LEASING | 2211 N 27TH PL | PHOENIX | AZ | 85008 | Maricopa | 6 | Perm Closure | 1971-04-11 | 1000 | Used Oil/Waste Oil | COMPARTMENT A | Double Walled | Asphalt coated or Bare Steel | Suction - Check Valve at the Tank Top |  | Bare or Galvanized Steel | Removal | 1992-12-22
0-004306 | SRP - TEMPE SERVICE CENTER | 110 W ELLIOT RD | TEMPE | AZ | 85283 | Maricopa | 8 | Perm Closure | 1981-05-07 | 500 | Used Oil/Waste Oil | COMPARTMENT A | Unknown | Fiberglass Reinforced Plastic |  |  |  | Removal | 1990-03-26
0-001299 | CIRCLE K STORE #2700754 | 230 N CORONADO BLVD | CLIFTON | AZ | 85533 | Greenlee | 1 | Perm Closure | 1972-01-01 | 10000 | Gasoline | COMPARTMENT A |  | Asphalt coated or Bare Steel |  |  |  | Removal | 1995-07-19
0-004916 | TEXACO #60-349-0165 | 8355 W GRAND AVE | PEORIA | AZ | 85345 | Maricopa | 4 | Perm Closure | 1984-01-01 | 8000 | Diesel | COMPARTMENT A | Single Walled | Fiberglass Reinforced Plastic | Pressure |  | Fiberglass Reinforced Plastic | Removal | 1994-11-01
0-003801 | PREMIER TOWING | 345 N 15TH AVE | PHOENIX | AZ | 85007 | Maricopa | 1 | Perm Closure | 1951-01-01 | 280 | Diesel | COMPARTMENT A |  | Asphalt coated or Bare Steel |  |  |  | Removal | 1990-01-04
0-001326 | CIRCLE K #823 | 18444 N CAVE CREEK RD | PHOENIX | AZ | 85032 | Maricopa | 1 | Perm Closure | 1973-01-01 | 10000 | Gasoline | COMPARTMENT A |  | Asphalt coated or Bare Steel | Pressure |  |  | Removal | 1994-09-28
0-005523 | OAK RIDGE DESIGNS | 2921 N WEST ST | FLAGSTAFF | AZ | 86004 | Coconino | 1 | Perm Closure | 2005-06-17 | 1500 | Gasoline | COMPARTMENT A | Unknown | Unknown |  |  |  | Closed in Place | 1990-03-22
0-007823 | SEDONA SPRINGS MOUNTAIN SPRING WATER | 951 W WATKINS ST | PHOENIX | AZ | 85007 | Maricopa | 1 | Perm Closure | 1976-01-01 | 1200 | Used Oil/Waste Oil | COMPARTMENT A | Single Walled | Concrete |  |  |  | Removal | 1994-12-22
0-004836 | CEMEX - 19TH AVE | 3640 S 19TH AVE | PHOENIX | AZ | 85009 | Maricopa | 3 | Perm Closure | 1972-01-01 | 10000 | Gasoline | COMPARTMENT A | Single Walled | Asphalt coated or Bare Steel |  |  |  | Removal | 1988-08-01
0-007657 | GRAND CANYON - PHANTOM RANCH |  | GRAND CANYON NATIONAL PARK |  |  | Coconino | 1 | Perm Closure | 2008-11-03 |  | Gasoline | COMPARTMENT A |  | Asphalt coated or Bare Steel |  |  |  | Removal | 2000-03-27
0-010519 | QUIKTRIP #401 | 517 W MCKELLIPS RD | MESA | AZ | 85201 | Maricopa | 1 | Open | 2014-12-09 | 10000 | Diesel | COMPARTMENT A | Double Walled | Fiberglass Reinforced Plastic | Pressure | Double Walled | Flexible
0-008478 | RZ MINI MARKET | 66785 HIGHWAY 60 | SALOME | AZ | 85348 | La Paz | 3 | Perm Closure | 1979-01-01 | 2000 | Diesel | COMPARTMENT A |  | Asphalt coated or Bare Steel | Suction - Check Valve at the Tank Top |  | Bare or Galvanized Steel | Removal | 2015-05-20
0-006082 | PORTER ARTUR R CONSTRUCTION | 11201 N 23RD AVE | PHOENIX | AZ | 85029 | Maricopa | 3 | Perm Closure | 1976-04-04 | 500 | Diesel | COMPARTMENT A | Double Walled | Asphalt coated or Bare Steel |  |  |  | Removal | 1990-05-08
0-006082 | PORTER ARTUR R CONSTRUCTION | 11201 N 23RD AVE | PHOENIX | AZ | 85029 | Maricopa | 1 | Perm Closure | 1976-04-04 | 10000 | Gasoline | COMPARTMENT A | Double Walled | Asphalt coated or Bare Steel |  |  |  | Removal | 1990-05-08
0-005657 | WICKENBURG, TOWN OF - MAINTENANCE YARD |  | WICKENBURG |  |  | Maricopa | 3 | Perm Closure | 1976-05-13 | 10000 | Gasoline | COMPARTMENT A | Unknown | Asphalt coated or Bare Steel |  |  |  | Removal | 1996-06-20
0-005657 | WICKENBURG, TOWN OF - MAINTENANCE YARD |  | WICKENBURG |  |  | Maricopa | 1 | Perm Closure | 1976-05-13 | 10000 | Diesel | COMPARTMENT A | Unknown | Asphalt coated or Bare Steel |  |  |  | Removal | 1996-06-20
0-005119 | GOOD 2 GO STORES #501 | 2632 E FRY BLVD | SIERRA VISTA | AZ | 85635 | Cochise | 6 | Open | 2008-04-17 | 10000 | Gasoline | COMPARTMENT A | Double Walled | Fiberglass Reinforced Plastic | Pressure | Double Walled | Fiberglass Reinforced Plastic
0-009596 | FRY'S FUEL #120 | 6347 E GREENWAY RD | PHOENIX | AZ | 85254 | Maricopa | 2 | Perm Closure | 1999-07-01 | 20000 | Gasoline | COMPARTMENT A | Double Walled | Fiberglass Reinforced Plastic | Pressure | Double Walled | Fiberglass Reinforced Plastic | Removal | 2016-04-05
0-009596 | FRY'S FUEL #120 | 6347 E GREENWAY RD | PHOENIX | AZ | 85254 | Maricopa | 4 | Open | 2016-04-01 | 10000 | Diesel | COMPARTMENT A | Double Walled | Fiberglass Reinforced Plastic | Pressure
0-003385 | QWEST | 1919 S LEE CIR | MESA | AZ | 85204 | Maricopa | 2 | Perm Closure | 1977-01-01 | 10000 | Gasoline | COMPARTMENT A | Single Walled | Asphalt coated or Bare Steel | Pressure |  | Fiberglass Reinforced Plastic | Removal | 1999-02-04
0-010650 | CIRCLE K STORE | 41433 W HONEYCUTT RD | MARICOPA | AZ | 85138 | Pinal | 1 | Open | 2019-05-16 | 20000 | Gasoline (UL) | COMPARTMENT A | Double Walled | Fiberglass Reinforced Plastic | Pressure | Double Walled | Fiberglass Reinforced Plastic
0-004864 | SUNMART TRAVEL CENTER & CONVENIENCE STORE | 18221 TOM WELLS RD | EHRENBERG | AZ | 85334 | La Paz | 11 | Perm Closure | 1990-01-01 | 20000 | Diesel | COMPARTMENT A | Double Walled | Composite (Steel/Fiberglass) | Pressure | Double Walled | Fiberglass Reinforced Plastic | Removal | 2005-08-10
0-004864 | SUNMART TRAVEL CENTER & CONVENIENCE STORE | 18221 TOM WELLS RD | EHRENBERG | AZ | 85334 | La Paz | 9 | Perm Closure | 1990-01-01 | 20000 | Diesel | COMPARTMENT A | Double Walled | Composite (Steel/Fiberglass) | Pressure | Double Walled | Fiberglass Reinforced Plastic | Removal | 2005-08-10
0-010199 | QUIKTRIP #471 | 297 N 99TH AVE | TOLLESON | AZ | 85353 | Maricopa | 2 | Open | 2007-06-26 | 20000 | Gasoline | COMPARTMENT A | Double Walled | Fiberglass Reinforced Plastic | Pressure | Double Walled | Fiberglass Reinforced Plastic
0-010200 | PARCEL #126-13-474A | 4559 E 22ND ST | TUCSON | AZ | 85711 | Pima | 1 | Perm Closure | 1959-01-01 | 300 | Used Oil/Waste Oil | COMPARTMENT A |  | Asphalt coated or Bare Steel |  |  |  | Removal | 2007-12-19
0-010693 | QUIKTRIP #1469 | 5050 W INA RD | TUCSON | AZ | 85743 | Pima | 8 | Open | 2020-09-04 | 10000 | Other | COMPARTMENT B | Double Walled | Fiberglass Reinforced Plastic
0-010683 | STATION 66 | 4115 E THOMPSON AVE | KINGMAN | AZ | 86409 | Mohave | 2 | Open | 2008-05-01 | 10000 | Diesel | COMPARTMENT B | Double Walled | Fiberglass Reinforced Plastic | Pressure | Double Walled | Fiberglass Reinforced Plastic
0-002833 | ASARCO - HAYDEN CONCENTRATOR | 100 HAYDEN AVE | HAYDEN | AZ | 85192 | Pinal | 3 | Perm Closure | 1973-01-01 | 5000 | Gasoline | COMPARTMENT A | Single Walled | Asphalt coated or Bare Steel |  |  |  | Removal | 1989-12-14
0-010257 | TUCSON POST 549 VFW POST | 1884 S CRAYCROFT RD | TUCSON | AZ | 85711 | Pima | 2 | Perm Closure | 1959-01-01 | 4000 | Gasoline | COMPARTMENT A |  | Asphalt coated or Bare Steel |  |  |  | Removal | 1985-07-15
0-010257 | TUCSON POST 549 VFW POST | 1884 S CRAYCROFT RD | TUCSON | AZ | 85711 | Pima | 4 | Perm Closure | 1959-01-01 | 6000 | Gasoline | COMPARTMENT A |  | Asphalt coated or Bare Steel |  |  |  | Removal | 1985-07-15
0-005911 | ABF FREIGHT SYSTEM INC | 1305 N 27TH AVE | PHOENIX | AZ | 85009 | Maricopa | 3 | Perm Closure | 1978-01-01 | 10000 | Gasoline | COMPARTMENT A | Single Walled | Asphalt coated or Bare Steel | Pressure |  |  | Removal | 1993-05-28
0-010277 | SAM'S CLUB #4955 | 16573 W BELL RD | SURPRISE | AZ | 85374 | Maricopa | 1 | Open | 2008-10-31 | 20000 | Gasoline | COMPARTMENT A | Double Walled | Fiberglass Reinforced Plastic | Pressure | Double Walled | Flexible
0-010265 | SERVICE STATION | 451 PARK AVE | ASH FORK | AZ | 86320 | Yavapai | 2 | Perm Closure | 2009-01-09 | 4000 | Gasoline | COMPARTMENT A |  | Asphalt coated or Bare Steel |  |  |  | Removal | 2008-09-30
0-009680 | CIRCLE K STORE #2706665 | 1600 W DEUCE OF CLUBS | SHOW LOW | AZ | 85901 | Navajo | 2 | Open | 1999-01-27 | 10000 | Diesel | COMPARTMENT B | Double Walled | Fiberglass Reinforced Plastic
0-010318 | T & M RECYCLING | 1860 W ROUTE 66 | FLAGSTAFF | AZ | 86001 | Coconino | 1 | Perm Closure | 2010-02-08 | 2000 | Gasoline | COMPARTMENT A |  | Asphalt coated or Bare Steel | Suction - Check Valve at the Dispenser |  | Bare or Galvanized Steel | Removal | 2009-12-10
0-010312 | COSTCO WHOLESALE #1058 | 4570 E CACTUS RD | PHOENIX | AZ | 85032 | Maricopa | 3 | Open | 2009-06-16 | 30000 | Gasoline | COMPARTMENT A | Double Walled | Fiberglass Reinforced Plastic | Pressure | Double Walled | Fiberglass Reinforced Plastic
0-001280 | CIRCLE K #2700661 | 105 S MAIN ST | FLORENCE | AZ | 85132 | Pinal | 4 | Perm Closure | 1996-05-20 | 10000 | Gasoline | COMPARTMENT A | Single Walled | Fiberglass Reinforced Plastic | Pressure | Double Walled | Fiberglass Reinforced Plastic | Removal | 2018-06-22
0-000541 | ARCO AM/PM | 3233 S MCCLINTOCK DR | TEMPE | AZ | 85282 | Maricopa | 5 | Open | 2009-10-28 | 20000 | Gasoline | COMPARTMENT A | Double Walled | Fiberglass Reinforced Plastic | Pressure | Double Walled | Fiberglass Reinforced Plastic
0-000541 | ARCO AM/PM | 3233 S MCCLINTOCK DR | TEMPE | AZ | 85282 | Maricopa | 2 | Perm Closure | 1986-01-01 | 12000 | Gasoline | COMPARTMENT A |  | Fiberglass Reinforced Plastic | Pressure | Double Walled | Fiberglass Reinforced Plastic | Removal | 2009-05-13
0-002666 | 4-J'S EXCAVATING | 2320 W LOUISE DR | PHOENIX | AZ | 85027 | Maricopa | 1 | Perm Closure | 1988-08-01 | 10000 | Diesel | COMPARTMENT A | Unknown | Fiberglass Reinforced Plastic | Pressure |  | Fiberglass Reinforced Plastic | Removal | 2006-07-05
0-009999 | SAFEWAY FUEL #1819 | 18495 E QUEEN CREEK RD | QUEEN CREEK | AZ | 85142 | Maricopa | 1 | Open | 2003-12-09 | 10000 | Gasoline | COMPARTMENT A | Double Walled | Composite (Steel/Fiberglass)
0-010423 | MAVERIK COUNTRY STORE #445 | 4555 W WHITE MOUNTAIN BLVD | LAKESIDE | AZ | 85929 | Navajo | 1 | Open | 2011-07-01 | 12000 | Gasoline | COMPARTMENT A | Double Walled | Fiberglass Reinforced Plastic | Pressure | Double Walled | Flexible
0-006533 | YAVAPAI COUNTY - SEDONA ARIZONA AIRPORT SERVICE |  | SEDONA |  |  | Yavapai | 2 | Perm Closure | 1977-12-17 | 6000 | Unidentified | COMPARTMENT A | Double Walled | Asphalt coated or Bare Steel | Pressure |  |  | Removal | 1991-05-21
0-006533 | YAVAPAI COUNTY - SEDONA ARIZONA AIRPORT SERVICE |  | SEDONA |  |  | Yavapai | 4 | Perm Closure | 1965-12-17 | 8000 | Unidentified | COMPARTMENT A | Double Walled | Asphalt coated or Bare Steel | Suction - Check Valve at the Tank Top |  |  | Removal | 1995-03-01
0-002185 | FIRE SUPPORT SERVICES | 2625 S 19TH AVE | PHOENIX | AZ | 85009 | Maricopa | 5 | Perm Closure | 1976-05-08 | 2000 | Diesel | COMPARTMENT A | Unknown | Unknown |  |  |  | Removal | 1989-12-19
0-008346 | SPEEDWAY STORE #2950 | 331 W DEUCE OF CLUBS | SHOW LOW | AZ | 85901 | Navajo | 4 | Open | 1993-08-01 | 12000 | Diesel | COMPARTMENT A | Double Walled | Fiberglass Reinforced Plastic | Pressure |  | Fiberglass Reinforced Plastic
0-008346 | SPEEDWAY STORE #2950 | 331 W DEUCE OF CLUBS | SHOW LOW | AZ | 85901 | Navajo | 1 | Open | 1993-08-01 | 12000 | Gasoline | COMPARTMENT A | Double Walled | Fiberglass Reinforced Plastic | Pressure |  | Fiberglass Reinforced Plastic
0-010452 | FRY'S FUEL CENTER #54 | 4235 E BELL RD | PHOENIX | AZ | 85032 | Maricopa | 2 | Open | 2012-06-01 | 10000 | Diesel | COMPARTMENT A | Double Walled | Fiberglass Reinforced Plastic | Pressure | Double Walled | Fiberglass Reinforced Plastic
0-010487 | CORNVILLE COUNTRY MARKET PLACE | 1220 S EASTERN DR | CORNVILLE | AZ | 86325 | Yavapai | 3 | Open | 2013-11-14 | 4000 | Diesel | COMPARTMENT A | Double Walled | Fiberglass Reinforced Plastic | Pressure | Double Walled | Fiberglass Reinforced Plastic
0-010488 | FRY'S FOOD DRUG 0010-660 | 4353 W BETHANY HOME RD | GLENDALE | AZ | 85301 | Maricopa | 2 | Open | 2013-09-19 | 8000 | Gasoline (PUL) | COMPARTMENT A | Double Walled | Fiberglass Reinforced Plastic | Pressure | Double Walled | Flexible
0-010547 | PURLIA FAMILY TRUST PROPERTY | 1930 W DURANGO ST | PHOENIX | AZ | 85009 | Maricopa | 1 | Perm Closure | 1975-01-01 | 5000 | Gasoline (UL) | COMPARTMENT A | Single Walled | Asphalt coated or Bare Steel |  |  |  | Removal | 2015-09-25
0-005114 | T & L CONVENIENCE | 411 N ARIZONA BLVD | COOLIDGE | AZ | 85128 | Pinal | 2 | Perm Closure | 1972-01-01 | 6000 | Gasoline | COMPARTMENT A |  | Asphalt coated or Bare Steel | Pressure |  |  | Removal | 1998-12-21
0-005114 | T & L CONVENIENCE | 411 N ARIZONA BLVD | COOLIDGE | AZ | 85128 | Pinal | 4 | Open | 1999-01-12 | 10000 | Gasoline | COMPARTMENT A | Double Walled | Fiberglass Reinforced Plastic | Pressure | Double Walled | Fiberglass Reinforced Plastic
0-003467 | WESTCO PETROLEUM | 320 S 19TH AVE | PHOENIX | AZ | 85009 | Maricopa | 1 | Perm Closure | 1962-04-24 | 1000 | Gasoline | COMPARTMENT A | Unknown | Unknown |  |  |  | Removal | 1988-12-01
0-000712 | BENNETTS & ASSSOCIATES | 997 MARINA BLVD | BULLHEAD CITY | AZ | 86442 | Mohave | 4 | Perm Closure | 1976-01-01 | 10000 | Gasoline | COMPARTMENT A |  | Composite (Steel/Fiberglass) | Pressure |  |  | Removal | 2004-04-07
0-008934 | CIRCLE K #2705307 | 3589 E BASELINE RD | GILBERT | AZ | 85234 | Maricopa | 2 | Open | 1995-12-20 | 10000 | Gasoline | COMPARTMENT A | Single Walled | Fiberglass Reinforced Plastic | Pressure | Double Walled | Fiberglass Reinforced Plastic
0-005638 | WESTBAR LIMITED PARTNERSHIP | 10221 N METRO PKWY W | PHOENIX | AZ | 85051 | Maricopa | 2 | Perm Closure | 1980-08-12 | 4000 | Unidentified | COMPARTMENT A | Unknown | Asphalt coated or Bare Steel |  |  |  | Removal | 1987-04-01
0-003268 | FRYS FUEL CENTER #136 | 4301 W NORTHERN AVE | GLENDALE | AZ | 85301 | Maricopa | 7 | Open | 1988-12-01 | 10000 | Gasoline | COMPARTMENT A | Double Walled | Fiberglass Reinforced Plastic | Pressure |  | Fiberglass Reinforced Plastic
0-007725 | DONALDSON EQUIPMENT SALES INC | 2149 W BUCKEYE RD | PHOENIX | AZ | 85009 | Maricopa | 2 | Perm Closure | 2005-06-17 | 500 | Gasoline | COMPARTMENT A | Unknown | Asphalt coated or Bare Steel | Suction - Check Valve at the Tank Top |  | Bare or Galvanized Steel | Removal | 1993-08-05
0-010506 | IRIS AUTO SERVICE | 51521 W HIGHWAY 60 | AGUILA | AZ | 85320 | Maricopa | 1 | Perm Closure | 2014-09-05 | 1000 | Gasoline | COMPARTMENT A |  | Asphalt coated or Bare Steel |  |  |  | Closed in Place | 2014-07-25
0-010576 | CIRCLE K STORE #2703472 | 1113 W US HIGHWAY 60 | SUPERIOR | AZ | 85173 | Pinal | 1 | Open | 2016-06-08 | 20000 | Gasoline (UL) | COMPARTMENT A | Double Walled | Fiberglass Reinforced Plastic | Pressure | Double Walled | Fiberglass Reinforced Plastic
0-001703 | BRAD'S DEER VALLEY COLLISION | 22202 N 19TH AVE | PHOENIX | AZ | 85027 | Maricopa | 4 | Perm Closure | 1980-01-01 | 500 | Unidentified | COMPARTMENT A |  | Asphalt coated or Bare Steel |  |  |  | Removal | 1995-06-01
0-003508 | FEDMART WAREHOUSE/SUNBELT STORES | 1720 E BROADWAY RD | TEMPE | AZ | 85282 | Maricopa | 2 | Perm Closure | 1968-01-01 | 12000 | Gasoline | COMPARTMENT A |  | Asphalt coated or Bare Steel |  |  |  | Removal | 1990-03-12
0-007134 | HUBBARD BROTHERS OF ARIZONA | 6123 N 56TH AVE | GLENDALE | AZ | 85301 | Maricopa | 1 | Perm Closure | 1971-11-01 | 2000 | Gasoline | COMPARTMENT A | Unknown | Unknown |  |  |  | Removal | 1991-01-23
0-010114 | SPEEDWAY STORE #2978 | 6225 W AJO HWY | TUCSON | AZ | 85735 | Pima | 1 | Open | 2002-10-13 | 6000 | Diesel | COMPARTMENT A | Double Walled | Fiberglass Reinforced Plastic | Pressure |  | Fiberglass Reinforced Plastic
0-001369 | CIRCLE K #2701140 | 9810 S NOGALES HWY | TUCSON | AZ | 85756 | Pima | 2 | Perm Closure | 1974-01-01 | 10000 | Gasoline | COMPARTMENT A |  | Asphalt coated or Bare Steel |  |  |  | Removal | 1995-07-18
0-000707 | 40TH STREET CHEVRON #308263 | 2711 S 40TH ST | PHOENIX | AZ | 85034 | Maricopa | 4 | Open | 2005-10-01 | 12000 | Gasoline | COMPARTMENT B | Double Walled | Fiberglass Reinforced Plastic | Pressure | Double Walled | Fiberglass Reinforced Plastic
0-008665 | AMERIGAS | 25102 W MONROE AVE | BUCKEYE | AZ | 85326 | Maricopa | 3 | Perm Closure | 2005-06-17 | 10000 | Gasoline | COMPARTMENT A |  | Asphalt coated or Bare Steel |  |  |  | Removal | 2014-08-13
0-001932 | MOUNT TIPTON SCHOOL |  | DOLAN SPRINGS |  |  | Mohave | 2 | Perm Closure | 1988-07-01 | 2000 | Gasoline | COMPARTMENT A |  | Asphalt coated or Bare Steel | Suction - Check Valve at the Tank Top |  |  | Removal | 1992-08-28
0-008224 | WHY CHEVRON # 315 | 201 S SONOYTA WAY | WHY | AZ | 85321 | Pima | 5 | Perm Closure | 1996-01-01 | 6000 | Diesel | COMPARTMENT B | Double Walled | Fiberglass Reinforced Plastic |  |  |  | Removal | 2017-01-26
0-010568 | FRY'S FUEL FACILITY #667 | 13710 W CAMELBACK RD | LITCHFIELD PARK | AZ | 85340 | Maricopa | 2 | Open | 2016-07-22 | 8000 | Gasoline (PUL) | COMPARTMENT B | Double Walled | Fiberglass Reinforced Plastic | Pressure | Double Walled | Fiberglass Reinforced Plastic
0-010580 | COPPERHEAD MILL SITE | NO ADDRESS LISTED | WIKIEUP | AZ | 85360 | Mohave | 1 | Perm Closure | 2016-11-01 | 1000 | Unidentified | COMPARTMENT A | Single Walled | Asphalt coated or Bare Steel |  |  |  | Removal | 2016-09-21
0-010135 | QUIKTRIP #444 | 1155 N 51ST AVE | PHOENIX | AZ | 85043 | Maricopa | 2 | Open | 2005-08-12 | 20000 | Gasoline | COMPARTMENT A | Double Walled | Fiberglass Reinforced Plastic | Pressure | Double Walled | Flexible
0-002123 | FIRESTONE #PN 127264 | 6932 E MCDOWELL RD | SCOTTSDALE | AZ | 85257 | Maricopa | 1 | Perm Closure | 1971-03-14 | 550 | Used Oil/Waste Oil | COMPARTMENT A | Single Walled | Asphalt coated or Bare Steel |  |  |  | Removal | 1997-07-17
0-009307 | SPEEDWAY STORE #2942 | 6855 E SUNRISE DR | TUCSON | AZ | 85750 | Pima | 1 | Open | 1997-06-01 | 12000 | Gasoline (UL) | COMPARTMENT A | Double Walled | Fiberglass Reinforced Plastic | Pressure | Double Walled | Fiberglass Reinforced Plastic
0-005178 | TUCSON COMMUNITY CENTER PARKING LOT | 333 S MAIN AVE | TUCSON | AZ | 85701 | Pima | 1 | Perm Closure | 1970-04-10 | 500 | Gasoline | COMPARTMENT A | Double Walled | Asphalt coated or Bare Steel |  |  |  | Removal | 1988-06-01
0-010162 | QUIKTRIP #433 | 414 S STAPLEY DR | MESA | AZ | 85204 | Maricopa | 2 | Open | 2006-07-19 | 20000 | Gasoline | COMPARTMENT A | Double Walled | Fiberglass Reinforced Plastic | Pressure | Double Walled | Flexible
0-010162 | QUIKTRIP #433 | 414 S STAPLEY DR | MESA | AZ | 85204 | Maricopa | 3 | Open | 2006-07-19 | 20000 | Gasoline | COMPARTMENT A | Double Walled | Fiberglass Reinforced Plastic | Pressure | Double Walled | Flexible
0-003153 | M&G UNION 76 | 901 S BEELINE HWY | PAYSON | AZ | 85541 | Gila | 1 | Perm Closure | 1967-02-14 | 10000 | Gasoline | COMPARTMENT A | Double Walled | Asphalt coated or Bare Steel |  |  |  | Removal | 1991-02-26
0-005412 | UNIVERSITY MECHANICAL CONT OF ARIZONA | 1215 E WAREHOUSE AVE | TUCSON | AZ | 85719 | Pima | 1 | Perm Closure | 1973-04-14 | 2000 | Gasoline | COMPARTMENT A | Unknown | Asphalt coated or Bare Steel |  |  |  | Removal | 1989-05-05
0-005267 | UNOCAL # 0991 | 625 E VAN BUREN ST | PHOENIX | AZ | 85004 | Maricopa | 3 | Perm Closure | 1972-05-08 | 550 | Used Oil/Waste Oil | COMPARTMENT A | Double Walled | Asphalt coated or Bare Steel |  |  |  | Removal | 1991-01-08
0-003997 | JUDSON EDGERTON BY JIM EDGERTON | 1 OLD DOUGLAS RD | BISBEE | AZ | 85603 | Cochise | 1 | Perm Closure | 1981-12-17 |  | Gasoline | COMPARTMENT A | Unknown | Asphalt coated or Bare Steel |  |  |  | Removal | 1988-12-16
0-006037 | HINCKLEY & SCHMITT INC | 315 S 57TH DR | PHOENIX | AZ | 85043 | Maricopa | 2 | Perm Closure | 1987-04-01 | 8000 | Gasoline | COMPARTMENT A | Double Walled | Fiberglass Reinforced Plastic | Pressure |  |  | Removal | 1999-03-31
0-004342 | INTERSTATE MOBIL | 56 W LEWIS AVE | ASH FORK | AZ | 86320 | Yavapai | 5 | Perm Closure | 1964-09-15 | 500 | Used Oil/Waste Oil | COMPARTMENT A | Unknown | Asphalt coated or Bare Steel | Gravity Feed |  |  | Removal | 1993-12-07
0-009321 | GIN'S OIL EXPRESS | 737 W SPEEDWAY BLVD | TUCSON | AZ | 85705 | Pima | 2 | Perm Closure | 2005-06-17 | 8000 | Gasoline | COMPARTMENT A | Unknown | Asphalt coated or Bare Steel |  |  |  | Removal | 1986-01-01
0-009660 | REEB FAMILY TRUST LLC | 3640 E MAIN ST | MESA | AZ | 85205 | Maricopa | 1 | Perm Closure | 1920-01-01 | 200 | Kerosene | COMPARTMENT A | Unknown | Asphalt coated or Bare Steel | Suction - Check Valve at the Dispenser |  | Bare or Galvanized Steel | Removal | 2000-09-14
0-009910 | RENCIA INVESTMENTS LLC PROPERTY | 117 N SACATON ST | CASA GRANDE | AZ | 85122 | Pinal | 2 | Perm Closure | 1919-01-01 | 500 | Gasoline | COMPARTMENT A | Unknown | Asphalt coated or Bare Steel |  |  |  | Closed in Place | 2003-02-26
0-009910 | RENCIA INVESTMENTS LLC PROPERTY | 117 N SACATON ST | CASA GRANDE | AZ | 85122 | Pinal | 1 | Perm Closure | 1919-01-01 | 500 | Gasoline | COMPARTMENT A | Unknown | Asphalt coated or Bare Steel |  |  |  | Closed in Place | 2003-02-26
0-006372 | ROCK HOUSE GROCERY |  | GLOBE |  |  | Gila | 3 | Perm Closure | 1990-01-16 | 5000 | Gasoline | COMPARTMENT A | Double Walled | Composite (Steel/Fiberglass) | Suction - Check Valve at the Tank Top |  | Fiberglass Reinforced Plastic | Removal | 2017-11-09
0-006372 | ROCK HOUSE GROCERY |  | GLOBE |  |  | Gila | 1 | Perm Closure | 1964-09-18 | 1000 | Gasoline | COMPARTMENT A | Double Walled | Asphalt coated or Bare Steel |  |  |  | Removal | 1990-03-27
0-009863 | DENMART CONVENIENCE STORES #8755 | 2733 N RECKER RD | MESA | AZ | 85215 | Maricopa | 1 | Perm Closure | 2000-01-12 | 8000 | Diesel | COMPARTMENT A | Double Walled | Fiberglass Reinforced Plastic | Pressure | Double Walled | Flexible | Removal | 2020-06-23
0-007650 | AT&T - KINGMAN - AZ2770 |  | GOLDEN VALLEY |  |  | Mohave | 3 | Perm Closure | 1965-01-01 | 8000 | Diesel | COMPARTMENT A | Unknown | Asphalt coated or Bare Steel |  |  |  | Removal | 1994-08-31
0-000006 | INTERSPEC INC | 3980 E ANDY DEVINE AVE | KINGMAN | AZ | 86401 | Mohave | 2 | Perm Closure | 1969-01-01 | 10000 | Diesel | COMPARTMENT A |  | Asphalt coated or Bare Steel |  |  |  | Removal | 1989-04-12
0-000304 | ADOT - FREDONIA SHOP |  | FREDONIA |  |  | Coconino | 2 | Perm Closure | 1981-01-01 | 1000 | Diesel | COMPARTMENT A |  | Asphalt coated or Bare Steel |  |  |  | Removal | 1990-06-19
0-009528 | DENMART #8093 | 5151 E MCKELLIPS RD | MESA | AZ | 85215 | Maricopa | 2 | Perm Closure | 1999-08-16 | 15000 | Gasoline | COMPARTMENT A | Double Walled | Fiberglass Reinforced Plastic | Pressure | Double Walled | Fiberglass Reinforced Plastic | Removal | 2020-08-14
0-004173 | CHAS ROBERTS AIR CONDITIONING | 9828 N 19TH AVE | PHOENIX | AZ | 85021 | Maricopa | 4 | Perm Closure | 2008-10-20 | 10000 | Gasoline | COMPARTMENT A | Double Walled | Fiberglass Reinforced Plastic |  |  |  | Removal | 2008-11-03
0-008856 | BRENCO CARDLOCK | 940 W BIRCHWOOD AVE | MESA | AZ | 85210 | Maricopa | 3 | Perm Closure | 1996-01-15 | 12000 | Gasoline | COMPARTMENT A | Single Walled | Fiberglass Reinforced Plastic | Pressure | Double Walled | Fiberglass Reinforced Plastic | Removal | 2016-12-07
0-006746 | BUCKEYE DEPOT |  | BUCKEYE |  |  | Maricopa | 1 | Perm Closure | 1980-01-01 | 1000 | Gasoline | COMPARTMENT A | Double Walled | Asphalt coated or Bare Steel |  |  |  | Removal | 1990-02-28
0-007108 | TUNEUP MASTERS | 3354 N 19TH AVE | PHOENIX | AZ | 85015 | Maricopa | 1 | Perm Closure | 1960-01-01 | 500 | Used Oil/Waste Oil | COMPARTMENT A | Unknown | Asphalt coated or Bare Steel |  |  |  | Removal | 1990-11-06
0-000612 | BFK COMPANY | 2521 N FAIRVIEW AVE | TUCSON | AZ | 85705 | Pima | 1 | Perm Closure | 1978-01-01 | 500 | Gasoline | COMPARTMENT A | Single Walled | Asphalt coated or Bare Steel | Suction - Check Valve at the Tank Top | Single Walled | Bare or Galvanized Steel | Removal | 1987-12-01
0-000612 | BFK COMPANY | 2521 N FAIRVIEW AVE | TUCSON | AZ | 85705 | Pima | 2 | Perm Closure | 1978-01-01 | 1000 | Diesel | COMPARTMENT A | Single Walled | Asphalt coated or Bare Steel | Suction - Check Valve at the Tank Top | Single Walled | Bare or Galvanized Steel | Removal | 1987-12-01
0-004970 | ADIBA FAS FUEL | 8530 E SPEEDWAY BLVD | TUCSON | AZ | 85710 | Pima | 1 | Perm Closure | 1964-01-01 | 6000 | Gasoline | COMPARTMENT A |  | Asphalt coated or Bare Steel | Pressure |  |  | Removal | 1992-06-01
0-001881 | EXXON #7-2467 | 1215 W BROADWAY RD | MESA | AZ | 85202 | Maricopa | 2 | Perm Closure | 1984-01-01 | 8000 | Gasoline | COMPARTMENT A | Double Walled | Fiberglass Reinforced Plastic | Pressure |  | Fiberglass Reinforced Plastic | Removal | 1996-04-09
0-008431 | MARICOPA CHEVRON | 19680 N JOHN WAYNE PKWY | MARICOPA | AZ | 85139 | Pinal | 2 | Open | 1994-08-01 | 6000 | Gasoline (UL) | COMPARTMENT A | Double Walled | Fiberglass Reinforced Plastic | Pressure | Double Walled | Fiberglass Reinforced Plastic
0-002892 | SUN WESTERN FLYERS | 3535 S FORTUNA AVE | YUMA | AZ | 85365 | Yuma | 7 | Perm Closure | 1972-01-01 | 12000 | Jet Fuel | COMPARTMENT A |  | Asphalt coated or Bare Steel | Pressure |  | Bare or Galvanized Steel | Removal | 2008-08-20
0-005961 | SOUTH GOLF COURSE | 10901 105TH AVE | SUN CITY | AZ | 85351 | Maricopa | 1 | Perm Closure | 1964-01-01 | 1000 | Gasoline | COMPARTMENT A | Unknown | Asphalt coated or Bare Steel | Suction - Check Valve at the Tank Top |  |  | Removal | 1991-01-23
0-006029 | SPELLMAN HARDWOODS INC | 4645 N 43RD AVE | PHOENIX | AZ | 85031 | Maricopa | 2 | Perm Closure | 1980-03-28 | 8000 | Diesel | COMPARTMENT A | Unknown | Asphalt coated or Bare Steel |  |  |  | Removal | 1988-08-14
0-006029 | SPELLMAN HARDWOODS INC | 4645 N 43RD AVE | PHOENIX | AZ | 85031 | Maricopa | 3 | Perm Closure | 1980-03-28 | 2000 | Gasoline | COMPARTMENT A |  | Asphalt coated or Bare Steel |  |  |  | Removal | 1988-08-14
0-000564 | SPIRIT AVIATION | 1921 E FLIGHTLINE DR | TUCSON | AZ | 85756 | Pima | 3 | Perm Closure | 1968-08-26 |  | Used Oil/Waste Oil | COMPARTMENT A | Single Walled | Asphalt coated or Bare Steel |  |  |  | Closed in Place | 1988-08-26
0-004510 | WELDON SHUMAKER |  | SAN SIMON |  |  | Cochise | 2 | Perm Closure | 1978-07-15 | 1000 | Gasoline | COMPARTMENT A | Double Walled | Asphalt coated or Bare Steel |  |  |  | Removal | 1986-01-01
0-005607 | WESTBROOK VILLAGE COUNTRY CLUB | 19260 N WESTBROOK PKWY | PEORIA | AZ | 85382 | Maricopa | 1 | Perm Closure | 1983-10-15 | 1000 | Diesel | COMPARTMENT A | Unknown | Asphalt coated or Bare Steel | Suction - Check Valve at the Tank Top |  | Fiberglass Reinforced Plastic | Removal | 1998-10-08
0-007327 | WHITES BLACK GOLD UNION 7 | 501 S CALIFORNIA AVE | PARKER | AZ | 85344 | La Paz | 4 | Perm Closure | 1979-09-01 | 10000 | Diesel | COMPARTMENT A | Double Walled | Asphalt coated or Bare Steel | Pressure |  |  | Removal | 1998-07-14
0-006546 | WHITING BROS STATION |  | KINGMAN |  |  | Mohave | 1 | Perm Closure | 2005-06-17 |  | Unidentified | COMPARTMENT A | Double Walled | Asphalt coated or Bare Steel |  |  |  | Removal | 1988-12-01
0-006034 | WARREN WOLF | 5648 N 54TH AVE | GLENDALE | AZ | 85301 | Maricopa | 2 | Perm Closure | 1980-01-01 | 550 | Gasoline | COMPARTMENT A | Single Walled | Asphalt coated or Bare Steel |  |  |  | Removal | 1991-03-25
0-001116 | CHEVRON #9-4427 | 210 LIVE OAK ST | MIAMI | AZ | 85539 | Gila | 4 | Perm Closure | 1975-01-01 | 10000 | Gasoline | COMPARTMENT A |  | Asphalt coated or Bare Steel |  |  |  | Removal | 1992-05-06
0-001586 | COCHISE COLLEGE - DOUGLAS CAMPUS | 4190 W HIGHWAY 80 | DOUGLAS | AZ | 85607 | Cochise | 7 | Perm Closure | 1983-01-01 | 700 | Diesel | COMPARTMENT A | Single Walled | Asphalt coated or Bare Steel |  |  |  | Closed in Place | 1985-01-01
0-006668 | SENOR BARRATO | 560 N G AVE | DOUGLAS | AZ | 85607 | Cochise | 2 | Perm Closure | 2005-06-17 | 1000 | Gasoline | COMPARTMENT A | Unknown | Asphalt coated or Bare Steel |  |  |  | Removal | 1989-11-17
0-006314 | CLIFF'S AUTOMOTIVE | 13221 S HIGHWAY 69 | MAYER | AZ | 86333 | Yavapai | 4 | Perm Closure | 1958-01-01 | 1500 | Gasoline | COMPARTMENT A |  | Asphalt coated or Bare Steel | Suction - Check Valve at the Tank Top |  |  | Closed in Place | 1999-01-13
0-001884 | CIRCLE K #2705409 | 8249 W INDIAN SCHOOL RD | PHOENIX | AZ | 85033 | Maricopa | 5 | Open | 1996-03-01 | 15000 | Gasoline | COMPARTMENT A | Double Walled | Fiberglass Reinforced Plastic | Pressure | Double Walled | Fiberglass Reinforced Plastic
0-001884 | CIRCLE K #2705409 | 8249 W INDIAN SCHOOL RD | PHOENIX | AZ | 85033 | Maricopa | 2 | Perm Closure | 1969-01-01 | 8000 | Gasoline | COMPARTMENT A |  | Asphalt coated or Bare Steel | Pressure |  | Fiberglass Reinforced Plastic | Removal | 1995-12-01
0-001086 | SANDHU CHEVRON | 808 E BASELINE RD | TEMPE | AZ | 85283 | Maricopa | 11 | Perm Closure | 1993-10-29 | 1000 | Used Oil/Waste Oil | COMPARTMENT A | Double Walled | Fiberglass Reinforced Plastic | Gravity Feed |  | Fiberglass Reinforced Plastic | Removal | 1998-12-04
0-002027 | CVS PHARMACY #7078 | 3303 S RURAL RD | TEMPE | AZ | 85282 | Maricopa | 1 | Perm Closure | 1967-01-01 | 10000 | Gasoline | COMPARTMENT A |  | Asphalt coated or Bare Steel | Pressure |  | Fiberglass Reinforced Plastic | Removal | 1999-02-03
0-001675 | COURY BUICK-PONTIAC-GMC | 525 W MAIN ST | MESA | AZ | 85201 | Maricopa | 2 | Perm Closure | 1973-01-01 | 500 | Used Oil/Waste Oil | COMPARTMENT A |  | Asphalt coated or Bare Steel |  |  |  | Removal | 1988-12-22
0-005424 | CIRCLE K #2862 | 2801 E THOMAS RD | PHOENIX | AZ | 85016 | Maricopa | 1 | Perm Closure | 1979-03-26 | 8000 | Gasoline | COMPARTMENT A | Double Walled | Asphalt coated or Bare Steel | Pressure |  | Fiberglass Reinforced Plastic | Removal | 2001-12-18
0-005061 | REDDAWAY - 314 | 2350 W WETMORE RD | TUCSON | AZ | 85705 | Pima | 1 | Perm Closure | 1980-01-01 | 10000 | Diesel | COMPARTMENT A | Single Walled | Asphalt coated or Bare Steel |  |  |  | Removal | 1990-01-31
0-005061 | REDDAWAY - 314 | 2350 W WETMORE RD | TUCSON | AZ | 85705 | Pima | 4 | Open | 1990-01-01 | 12000 | Diesel | COMPARTMENT A | Single Walled | Asphalt coated or Bare Steel | Pressure | Double Walled | Fiberglass Reinforced Plastic
0-007042 | USF&W - HAVASU NATIONAL WILDLIFE REFUGE |  | TOPOCK |  |  | Mohave | 1 | Perm Closure | 1962-01-01 | 500 | Gasoline | COMPARTMENT A | Double Walled | Asphalt coated or Bare Steel | Suction - Check Valve at the Tank Top |  | Bare or Galvanized Steel | Removal | 1991-01-19
0-003045 | MARICOPA COUNTY - MESA MAINTENANCE YARD | 155 E COURY AVE | MESA | AZ | 85210 | Maricopa | 2 | Perm Closure | 1984-03-07 | 10000 | Gasoline | COMPARTMENT A | Double Walled | Fiberglass Reinforced Plastic | Pressure |  | Fiberglass Reinforced Plastic | Removal | 2019-11-01
0-005104 | GRAHAM COUNTY - HIGHWAY DEPARTMENT | 3250 W 8TH ST | THATCHER | AZ | 85552 | Graham | 3 | Perm Closure | 1972-01-01 | 8500 | Diesel | COMPARTMENT A |  | Asphalt coated or Bare Steel |  |  |  | Removal | 1992-10-01
0-006256 | GAS-N-GRUB 1 | 4518 N STOCKTON HILL RD | KINGMAN | AZ | 86409 | Mohave | 4 | Open | 2019-05-10 | 12000 | Gasoline (UL) | COMPARTMENT A | Double Walled | Fiberglass Reinforced Plastic | Pressure | Double Walled | Flexible
0-000987 | MACCHIAROLI CITRUS CO | 1224 W FAIRMONT DR | TEMPE | AZ | 85282 | Maricopa | 2 | Perm Closure | 1984-01-01 | 10000 | Gasoline | COMPARTMENT A |  | Asphalt coated or Bare Steel | Pressure |  | Fiberglass Reinforced Plastic | Removal | 1994-01-14
0-001272 | CIRCLE K #2700612 | 3550 E BROADWAY RD | MESA | AZ | 85204 | Maricopa | 4 | Perm Closure | 1994-12-15 | 10000 | Gasoline | COMPARTMENT A | Double Walled | Fiberglass Reinforced Plastic | Pressure | Double Walled | Fiberglass Reinforced Plastic | Removal | 2011-01-11
0-007184 | TECHNICAL AIR BALANCE | 21602 N 21ST AVE | PHOENIX | AZ | 85027 | Maricopa | 1 | Perm Closure | 1988-06-09 | 8000 | Gasoline | COMPARTMENT A | Double Walled | Fiberglass Reinforced Plastic | Suction - Check Valve at the Tank Top |  | Fiberglass Reinforced Plastic | Removal | 2005-07-22
0-003015 | DON MACKEY OLDSMOBILE-CADILLAC-GMC - FORMER | 2121 E BROADWAY BLVD | TUCSON | AZ | 85719 | Pima | 3 | Perm Closure | 1956-01-01 | 2000 | Unidentified | COMPARTMENT A | Single Walled | Concrete |  |  |  | Removal | 1988-12-01
0-009377 | 7-ELEVEN #32319 | 19848 N 27TH AVE | PHOENIX | AZ | 85027 | Maricopa | 5 | Open | 2019-06-27 | 8000 | Gasoline (PUL) | COMPARTMENT A | Double Walled | Fiberglass Reinforced Plastic | Pressure | Single Walled | Fiberglass Reinforced Plastic
0-005680 | CITY OF WINSLOW - WINSLOW-LINDBERGH REGIONAL AIRPORT | NE CORNER OF AIRPORT RD AND HUMANE SOCIETY RD | WINSLOW | AZ | 86047 | Navajo | 3 | Perm Closure | 1980-01-03 | 10000 | Gasoline | COMPARTMENT A | Unknown | Asphalt coated or Bare Steel |  |  |  | Removal | 1998-07-29
0-005284 | UNOCAL #4529 | 755 NAVAJO BLVD | HOLBROOK | AZ | 86025 | Navajo | 1 | Perm Closure | 1985-01-01 | 12000 | Gasoline | COMPARTMENT A | Double Walled | Composite (Steel/Fiberglass) | Pressure | Single Walled | Fiberglass Reinforced Plastic | Removal | 2015-02-04
0-003412 | US WEST #143270 | 3532 W GREENWAY RD | PHOENIX | AZ | 85053 | Maricopa | 3 | Perm Closure | 1976-01-07 | 10000 | Gasoline | COMPARTMENT A | Double Walled | Asphalt coated or Bare Steel |  |  |  | Removal | 1989-12-13
0-002301 | TOLTEC MIDDLE SCHOOL | 3315 N TOLTEC RD | ELOY | AZ | 85131 | Pinal | 1 | Perm Closure | 1979-01-01 | 2000 | Gasoline | COMPARTMENT A | Single Walled | Asphalt coated or Bare Steel | Pressure |  |  | Removal | 1993-06-30
0-001549 | CITY OF LAKE HAVASU CITY - OPERATIONS CENTER | 830 ACOMA BLVD S | LAKE HAVASU CITY | AZ | 86406 | Mohave | 1 | Perm Closure | 1982-01-01 | 10000 | Gasoline | COMPARTMENT A |  | Asphalt coated or Bare Steel | Suction - Check Valve at the Tank Top |  | Fiberglass Reinforced Plastic | Removal | 1992-09-03
0-007020 | UNOCAL #4171 | 602 S 4TH AVE | YUMA | AZ | 85364 | Yuma | 2 | Perm Closure | 1956-01-13 | 7500 | Gasoline | COMPARTMENT A | Double Walled | Asphalt coated or Bare Steel | Pressure |  | Bare or Galvanized Steel | Removal | 1987-09-01
0-000156 | TEXACO - APPLE'S TEXACO SERVICE | 497 E 16TH ST | YUMA | AZ | 85364 | Yuma | 7 | Perm Closure | 1973-01-01 | 10000 | Gasoline | COMPARTMENT A |  | Asphalt coated or Bare Steel |  |  |  | Removal | 1991-10-24
0-000156 | TEXACO - APPLE'S TEXACO SERVICE | 497 E 16TH ST | YUMA | AZ | 85364 | Yuma | 4 | Perm Closure | 1964-01-01 | 6000 | Gasoline | COMPARTMENT A |  | Asphalt coated or Bare Steel |  |  |  | Closed in Place | 1970-01-01
0-000937 | PILOT TRAVEL CENTER #1175 | 14925 S STAGECOACH TRL | MAYER | AZ | 86333 | Yavapai | 2 | Perm Closure | 1979-01-01 | 12000 | Gasoline | COMPARTMENT A |  | Asphalt coated or Bare Steel | Pressure |  | Fiberglass Reinforced Plastic | Removal | 2004-03-18
0-007512 | LAWN & GARDEN SUPPLY | 5455 S NOGALES HWY | TUCSON | AZ | 85706 | Pima | 1 | Perm Closure | 1974-01-01 | 2000 | Gasoline | COMPARTMENT A | Unknown | Unknown |  |  |  | Removal | 1989-08-09
0-009159 | KPD APPRAISAL/L & W CONSTRUCTION | 180 N HARRISON RD | TUCSON | AZ | 85748 | Pima | 2 | Perm Closure | 1979-04-19 | 1000 | Gasoline | COMPARTMENT A | Double Walled | Asphalt coated or Bare Steel |  |  |  | Removal | 1985-12-30
0-005692 | JIM WOLFE AIR & HEATING INC | 743 E DUNLAP AVE | PHOENIX | AZ | 85020 | Maricopa | 1 | Perm Closure | 1972-01-16 | 2000 | Gasoline | COMPARTMENT A | Double Walled | Asphalt coated or Bare Steel |  |  |  | Closed in Place | 1986-12-01
0-007729 | JIM'S AIR COMPRESSOR | 3815 N 38TH AVE | PHOENIX | AZ | 85019 | Maricopa | 1 | Perm Closure | 2005-06-17 | 1000 | Gasoline | COMPARTMENT A | Double Walled | Asphalt coated or Bare Steel | Suction - Check Valve at the Tank Top |  | Bare or Galvanized Steel | Removal | 1993-07-22
0-001739 | DOW MANAGEMENT LLC | 10477 S AVENUE 4 E | YUMA | AZ | 85365 | Yuma | 3 | Perm Closure | 2005-06-17 |  | Gasoline | COMPARTMENT A | Single Walled | Asphalt coated or Bare Steel |  |  |  | Removal | 1990-12-21
0-001739 | DOW MANAGEMENT LLC | 10477 S AVENUE 4 E | YUMA | AZ | 85365 | Yuma | 1 | Perm Closure | 1968-01-01 | 10000 | Gasoline | COMPARTMENT A | Single Walled | Asphalt coated or Bare Steel |  |  |  | Removal | 1990-12-21
0-002437 | 89ER TRUCK STOP |  | PEEPLES VALLEY |  |  | Yavapai | 3 | Perm Closure | 1958-05-26 | 5000 | Diesel | COMPARTMENT A | Single Walled | Asphalt coated or Bare Steel |  |  |  | Removal | 1991-11-25
0-001331 | CIRCLE K #843 | 6750 S CRAYCROFT RD | TUCSON | AZ | 85756 | Pima | 3 | Open | 1995-06-30 | 10000 | Gasoline | COMPARTMENT A | Single Walled | Fiberglass Reinforced Plastic | Pressure | Double Walled | Fiberglass Reinforced Plastic
0-006763 | U OF A - MOTOR POOL | 411 N 5TH AVE | TUCSON | AZ | 85705 | Pima | 1 | Perm Closure | 1969-01-01 | 10000 | Gasoline | COMPARTMENT A | Unknown | Asphalt coated or Bare Steel |  |  |  | Removal | 1990-03-06
0-004949 | TEXACO #60-351-1030 | 8400 E BROADWAY BLVD | TUCSON | AZ | 85710 | Pima | 3 | Perm Closure | 1984-05-07 | 10000 | Gasoline | COMPARTMENT A | Unknown | Fiberglass Reinforced Plastic | Pressure |  | Fiberglass Reinforced Plastic | Removal | 2002-11-26
0-004949 | TEXACO #60-351-1030 | 8400 E BROADWAY BLVD | TUCSON | AZ | 85710 | Pima | 1 | Perm Closure | 1984-05-07 | 12000 | Gasoline | COMPARTMENT A | Unknown | Fiberglass Reinforced Plastic | Pressure |  | Fiberglass Reinforced Plastic | Removal | 2002-11-26
0-009514 | LAIDLAW CORPORATION | 4545 N INTERSTATE WAY | KINGMAN | AZ | 86401 | Mohave | 2 | Perm Closure | 1984-01-01 | 2000 | Hazardous Substance | COMPARTMENT A | Single Walled | Asphalt coated or Bare Steel |  |  |  | Removal | 1986-08-01
0-000803 | USDOI BR - DAVIS DAM | 1 DAVIS DM | BULLHEAD CITY | AZ | 86429 | Mohave | 2 | Perm Closure | 1950-01-01 | 2000 | Diesel | COMPARTMENT A |  | Asphalt coated or Bare Steel |  |  |  | Removal | 1989-04-01
0-008924 | ADOT - PORT OF ENTRY |  | KINGMAN |  |  | Mohave | 3 | Perm Closure | 2005-06-17 | 1000 | Gasoline | COMPARTMENT A |  | Asphalt coated or Bare Steel |  |  |  | Removal | 1996-06-25
0-008897 | MARANA ARMY AIRFIELD |  | MARANA |  |  | Pinal | 3 | Perm Closure | 1940-01-01 | 6900 | Used Oil/Waste Oil | COMPARTMENT A | Unknown | Asphalt coated or Bare Steel | Suction - Check Valve at the Dispenser |  |  | Removal | 1997-04-01
0-005837 | SUN TRANSMISSION & RADIATORS | 8135 W GRAND AVE | PEORIA | AZ | 85345 | Maricopa | 1 | Perm Closure | 1962-10-08 | 4000 | New Oil | COMPARTMENT A | Double Walled | Asphalt coated or Bare Steel | Pressure |  | Bare or Galvanized Steel | Removal | 2000-02-03
0-005837 | SUN TRANSMISSION & RADIATORS | 8135 W GRAND AVE | PEORIA | AZ | 85345 | Maricopa | 2 | Perm Closure | 1962-10-08 | 4000 | New Oil | COMPARTMENT A | Double Walled | Asphalt coated or Bare Steel | Pressure |  | Bare or Galvanized Steel | Removal | 2000-02-03
0-005837 | SUN TRANSMISSION & RADIATORS | 8135 W GRAND AVE | PEORIA | AZ | 85345 | Maricopa | 5 | Perm Closure | 1962-01-01 | 8000 | New Oil | COMPARTMENT A | Double Walled | Asphalt coated or Bare Steel | Pressure |  | Bare or Galvanized Steel | Removal | 2000-02-03
0-005837 | SUN TRANSMISSION & RADIATORS | 8135 W GRAND AVE | PEORIA | AZ | 85345 | Maricopa | 3 | Perm Closure | 1962-10-08 | 6000 | Gasoline | COMPARTMENT A | Double Walled | Asphalt coated or Bare Steel | Pressure |  | Bare or Galvanized Steel | Removal | 2000-02-03
0-000994 | NESBITT CONTRACTING COMPANY | 100 S PRICE RD | TEMPE | AZ | 85281 | Maricopa | 2 | Perm Closure | 1974-01-01 | 3000 | Gasoline | COMPARTMENT A |  | Asphalt coated or Bare Steel | Suction - Check Valve at the Tank Top | Single Walled | Bare or Galvanized Steel | Removal | 1991-10-10
0-002807 | WHITING STATION #35 | 5214 NW GRAND AVE | GLENDALE | AZ | 85301 | Maricopa | 5 | Perm Closure | 1971-04-09 | 6000 | Diesel | COMPARTMENT A | Single Walled | Asphalt coated or Bare Steel |  |  |  | Removal | 1988-07-01
0-005062 | REDDAWAY - PHOENIX TERMINAL | 3045 S 43RD AVE | PHOENIX | AZ | 85009 | Maricopa | 4 | Perm Closure | 1980-01-01 | 10000 | Gasoline | COMPARTMENT A | Single Walled | Asphalt coated or Bare Steel |  |  |  | Removal | 1990-04-01
0-003272 | EXXONMOBIL #18-M57 | 5843 W INDIAN SCHOOL RD | PHOENIX | AZ | 85031 | Maricopa | 5 | Perm Closure | 1987-01-01 | 10000 | Gasoline | COMPARTMENT A | Double Walled | Fiberglass Reinforced Plastic | Pressure |  | Fiberglass Reinforced Plastic | Removal | 2002-11-12
0-001898 | GRANITE REEF MOBIL | 6002 N GRANITE REEF RD | SCOTTSDALE | AZ | 85250 | Maricopa | 10 | Open | 2020-10-28 | 6000 | Gasoline (UL) | COMPARTMENT A | Double Walled | Fiberglass Reinforced Plastic | Pressure | Double Walled | Fiberglass Reinforced Plastic
0-001898 | GRANITE REEF MOBIL | 6002 N GRANITE REEF RD | SCOTTSDALE | AZ | 85250 | Maricopa | 6 | Perm Closure | 1989-01-01 | 12000 | Gasoline | COMPARTMENT A | Single Walled | Fiberglass Reinforced Plastic | Pressure |  | Fiberglass Reinforced Plastic | Removal | 2019-12-11
0-001877 | AUTO REPAIR N GAS | 7504 W GLENDALE AVE | GLENDALE | AZ | 85303 | Maricopa | 2 | Perm Closure | 1970-01-01 | 8000 | Gasoline | COMPARTMENT A |  | Asphalt coated or Bare Steel | Pressure | Single Walled | Bare or Galvanized Steel | Removal | 1991-11-04
0-005308 | UNOCAL #5972 | 209 N ARIZONA AVE | CHANDLER | AZ | 85225 | Maricopa | 2 | Perm Closure | 1968-04-15 | 10000 | Gasoline | COMPARTMENT A | Unknown | Asphalt coated or Bare Steel |  |  |  | Removal | 1990-10-29
0-000590 | CABLE SYSTEMS INTERNATIONAL | 505 N 51ST AVE | PHOENIX | AZ | 85043 | Maricopa | 3 | Perm Closure | 1973-01-01 | 50000 | Diesel | COMPARTMENT A | Single Walled | Asphalt coated or Bare Steel |  |  |  | Removal | 1988-03-20
0-000590 | CABLE SYSTEMS INTERNATIONAL | 505 N 51ST AVE | PHOENIX | AZ | 85043 | Maricopa | 4 | Perm Closure | 1967-01-01 | 10000 | Diesel | COMPARTMENT A | Single Walled | Asphalt coated or Bare Steel |  |  |  | Removal | 1988-03-01
0-003862 | CITY OF PHOENIX - EQUIPMENT MANAGEMENT | 2441 S 22ND AVE | PHOENIX | AZ | 85009 | Maricopa | 11 | Perm Closure | 1974-01-01 | 10000 | Used Oil/Waste Oil | COMPARTMENT A | Single Walled | Asphalt coated or Bare Steel | Pressure | Single Walled | Bare or Galvanized Steel | Removal | 1993-04-01
0-002192 | FRY'S CENTRAL BAKERY - FORMER | 1502 E BUCKEYE RD | PHOENIX | AZ | 85034 | Maricopa | 3 | Perm Closure | 1974-05-01 | 500 | Used Oil/Waste Oil | COMPARTMENT A | Unknown | Unknown |  |  |  | Removal | 1996-01-31
0-003971 | PROFESSIONAL AUTO REPAIR | Z | BUCKEYE | AZ | 85326 | Maricopa | 4 | Perm Closure | 2005-06-17 | 4000 | Gasoline | COMPARTMENT A | Single Walled | Asphalt coated or Bare Steel |  |  |  | Removal | 1997-08-05
0-005631 | FUELCO #105 | 3202 W VAN BUREN ST | PHOENIX | AZ | 85009 | Maricopa | 5 | Perm Closure | 1984-05-01 | 10000 | Diesel | COMPARTMENT A | Double Walled | Asphalt coated or Bare Steel | Suction - Check Valve at the Tank Top |  | Fiberglass Reinforced Plastic | Removal | 1993-08-25
0-002492 | HILL BROTHERS CHEMICAL | 4450 N 42ND AVE | PHOENIX | AZ | 85019 | Maricopa | 1 | Perm Closure | 1974-01-14 | 6000 | Diesel | COMPARTMENT A | Single Walled | Asphalt coated or Bare Steel | Pressure |  | Bare or Galvanized Steel | Removal | 1993-08-04
0-000739 | BOISE CASCADE WHOLESALE | 200 S 35TH AVE | PHOENIX | AZ | 85009 | Maricopa | 2 | Perm Closure | 1979-01-01 | 5000 | Diesel | COMPARTMENT A |  | Asphalt coated or Bare Steel |  |  |  | Removal | 1991-11-18
0-007115 | CITY OF PHOENIX - SKY HARBOR PARKING | 1219 S 23RD ST | PHOENIX | AZ | 85034 | Maricopa | 1 | Perm Closure | 1978-10-10 | 560 | Diesel | COMPARTMENT A | Double Walled | Asphalt coated or Bare Steel | Suction - Check Valve at the Tank Top |  | Bare or Galvanized Steel | Removal | 1990-10-31
0-002387 | GREENLEE COUNTY - DUNCAN YARD |  | DUNCAN |  |  | Greenlee | 5 | Perm Closure | 1975-01-01 | 6000 | Gasoline | COMPARTMENT A |  | Asphalt coated or Bare Steel |  |  |  | Removal | 1991-01-07
0-002387 | GREENLEE COUNTY - DUNCAN YARD |  | DUNCAN |  |  | Greenlee | 2 | Perm Closure | 1956-01-01 | 1000 | Gasoline | COMPARTMENT A |  | Asphalt coated or Bare Steel |  |  |  | Removal | 1991-01-07
0-002387 | GREENLEE COUNTY - DUNCAN YARD |  | DUNCAN |  |  | Greenlee | 1 | Perm Closure | 1956-01-01 | 1000 | Gasoline | COMPARTMENT A |  | Asphalt coated or Bare Steel |  |  |  | Removal | 1991-01-07
0-007614 | AT&T - QUARTZSITE |  | QUARTZSITE |  |  | La Paz | 1 | Perm Closure | 1962-01-01 | 5000 | Diesel | COMPARTMENT A | Unknown | Asphalt coated or Bare Steel |  |  |  | Removal | 1991-12-05
0-001291 | CIRCLE K #2700719 | 11271 E TANQUE VERDE RD | TUCSON | AZ | 85749 | Pima | 5 | Open | 1998-07-10 | 12000 | Gasoline | COMPARTMENT A | Double Walled | Fiberglass Reinforced Plastic | Pressure | Double Walled | Fiberglass Reinforced Plastic
0-008873 | GOOD 2 GO STORES #508 | 3179 WILLOW CREEK RD | PRESCOTT | AZ | 86301 | Yavapai | 6 | Open | 1996-03-01 | 12000 | Diesel | COMPARTMENT A | Single Walled | Fiberglass Reinforced Plastic | Pressure | Double Walled | Fiberglass Reinforced Plastic
0-001651 | CT PRICE CONTRACTING | 6509 W ORANGEWOOD AVE | GLENDALE | AZ | 85301 | Maricopa | 1 | Perm Closure | 1983-01-01 | 12000 | Diesel | COMPARTMENT A | Single Walled | Asphalt coated or Bare Steel | Pressure | Single Walled | Bare or Galvanized Steel | Removal | 1990-11-01
0-001651 | CT PRICE CONTRACTING | 6509 W ORANGEWOOD AVE | GLENDALE | AZ | 85301 | Maricopa | 4 | Perm Closure | 1973-01-01 | 500 | Used Oil/Waste Oil | COMPARTMENT A | Single Walled | Asphalt coated or Bare Steel |  |  |  | Removal | 1992-06-05
0-002070 | QUICK MART #3 | 1140 S 4TH AVE | TUCSON | AZ | 85701 | Pima | 3 | Perm Closure | 1983-04-28 | 10000 | Gasoline | COMPARTMENT A | Single Walled | Asphalt coated or Bare Steel | Pressure |  |  | Removal | 1998-08-31
0-004925 | TEXACO #60-349-0154 | 358 E UNIVERSITY DR | MESA | AZ | 85201 | Maricopa | 5 | Perm Closure | 1985-05-07 | 550 | Used Oil/Waste Oil | COMPARTMENT A | Unknown | Fiberglass Reinforced Plastic |  |  |  | Removal | 1991-11-26
0-003671 | PEP BOYS #684 | 2524 N SCOTTSDALE RD | SCOTTSDALE | AZ | 85257 | Maricopa | 1 | Perm Closure | 1984-01-01 | 550 | Used Oil/Waste Oil | COMPARTMENT A | Single Walled | Asphalt coated or Bare Steel |  |  |  | Removal | 1995-01-31
0-001186 | CIRCLE K #163 | 2901 N 4TH ST | FLAGSTAFF | AZ | 86004 | Coconino | 1 | Perm Closure | 1970-01-01 | 10000 | Gasoline | COMPARTMENT A |  | Asphalt coated or Bare Steel | Pressure |  |  | Removal | 1999-03-11
0-008435 | PHOENIX INDIAN MEDICAL CENTER | 4212 N 16TH ST | PHOENIX | AZ | 85016 | Maricopa | 3 | Perm Closure | 1960-01-01 | 750 | Gasoline | COMPARTMENT A |  | Asphalt coated or Bare Steel |  |  |  | Removal | 2011-03-24
0-000153 | USARMY - FORT HUACHUCA |  | FORT HUACHUCA |  |  | Cochise | 80 | Perm Closure | 1993-10-01 | 2000 | Used Oil/Waste Oil | COMPARTMENT A | Double Walled | Fiberglass Reinforced Plastic | Gravity Feed | Double Walled | Fiberglass Reinforced Plastic | Removal | 2008-03-20
0-000153 | USARMY - FORT HUACHUCA |  | FORT HUACHUCA |  |  | Cochise | 37 | Perm Closure | 1984-01-01 | 10000 | Gasoline | COMPARTMENT A | Double Walled | Fiberglass Reinforced Plastic | Pressure |  | Fiberglass Reinforced Plastic | Removal | 1992-06-24
0-000153 | USARMY - FORT HUACHUCA |  | FORT HUACHUCA |  |  | Cochise | 11 | Perm Closure | 1941-01-01 | 50000 | Diesel | COMPARTMENT A | Single Walled | Concrete |  |  |  | Removal | 1989-11-01
0-000153 | USARMY - FORT HUACHUCA |  | FORT HUACHUCA |  |  | Cochise | 14 | Perm Closure | 1916-01-01 | 12000 | Diesel | COMPARTMENT A | Single Walled | Asphalt coated or Bare Steel |  |  |  | Removal | 1989-11-01
0-000153 | USARMY - FORT HUACHUCA |  | FORT HUACHUCA |  |  | Cochise | 9 | Perm Closure | 1951-01-01 | 12000 | Diesel | COMPARTMENT A | Single Walled | Asphalt coated or Bare Steel |  |  |  | Removal | 1989-11-01
0-000153 | USARMY - FORT HUACHUCA |  | FORT HUACHUCA |  |  | Cochise | 49 | Perm Closure | 1942-01-01 | 12000 | Gasoline | COMPARTMENT A | Single Walled | Asphalt coated or Bare Steel |  |  |  | Removal | 1989-11-01
0-000153 | USARMY - FORT HUACHUCA |  | FORT HUACHUCA |  |  | Cochise | 75 | Perm Closure | 1994-01-01 | 400 | Jet Fuel | COMPARTMENT A | Double Walled | Fiberglass Reinforced Plastic | Pressure | Double Walled | Fiberglass Reinforced Plastic | Removal | 1998-03-24
0-000153 | USARMY - FORT HUACHUCA |  | FORT HUACHUCA |  |  | Cochise | 4 | Perm Closure | 1979-01-01 | 4000 | Used Oil/Waste Oil | COMPARTMENT A | Single Walled | Asphalt coated or Bare Steel | Suction - Check Valve at the Tank Top | Single Walled | Bare or Galvanized Steel | Removal | 1992-05-01
0-000153 | USARMY - FORT HUACHUCA |  | FORT HUACHUCA |  |  | Cochise | 52 | Perm Closure | 1988-01-01 | 2000 | Used Oil/Waste Oil | COMPARTMENT A | Double Walled | Composite (Steel/Fiberglass) | Gravity Feed | Single Walled | Bare or Galvanized Steel | Removal | 1994-10-13
0-000153 | USARMY - FORT HUACHUCA |  | FORT HUACHUCA |  |  | Cochise | 54 | Perm Closure | 1981-01-01 | 600 | Gasoline | COMPARTMENT A | Single Walled | Asphalt coated or Bare Steel | Suction - Check Valve at the Tank Top | Single Walled | Bare or Galvanized Steel | Removal | 1995-06-06
0-000153 | USARMY - FORT HUACHUCA |  | FORT HUACHUCA |  |  | Cochise | 42 | Perm Closure | 1992-04-01 | 10000 | Gasoline | COMPARTMENT A | Double Walled | Composite (Steel/Fiberglass) | Pressure | Double Walled | Fiberglass Reinforced Plastic | Removal | 1997-03-14
0-000153 | USARMY - FORT HUACHUCA |  | FORT HUACHUCA |  |  | Cochise | 87 | Open | 2004-02-12 | 20000 | Gasoline | COMPARTMENT A | Double Walled | Fiberglass Reinforced Plastic | Pressure | Double Walled | Flexible
0-003344 | BISBEE MAIN CO #125040 | 11 BISBEE RD | BISBEE | AZ | 85603 | Cochise | 1 | Perm Closure | 1970-01-01 | 1000 | Diesel | COMPARTMENT A | Single Walled | Asphalt coated or Bare Steel |  |  |  | Removal | 1986-06-01
0-004961 | PIONEER FUEL | 7095 E 22ND ST | TUCSON | AZ | 85710 | Pima | 4 | Perm Closure | 1970-01-01 | 8000 | Gasoline | COMPARTMENT A |  | Asphalt coated or Bare Steel |  |  |  | Removal | 1987-12-14
0-004961 | PIONEER FUEL | 7095 E 22ND ST | TUCSON | AZ | 85710 | Pima | 9 | Perm Closure | 1989-01-01 | 10000 | Gasoline | COMPARTMENT A |  | Fiberglass Reinforced Plastic | Pressure | Double Walled | Fiberglass Reinforced Plastic | Removal | 2012-12-11
0-000924 | CIRCLE K #5319 | 7900 E BROADWAY BLVD | TUCSON | AZ | 85710 | Pima | 3 | Open | 1985-01-01 | 20000 | Gasoline | COMPARTMENT A | Double Walled | Fiberglass Reinforced Plastic | Pressure |  | Fiberglass Reinforced Plastic
0-000924 | CIRCLE K #5319 | 7900 E BROADWAY BLVD | TUCSON | AZ | 85710 | Pima | 1 | Open | 1985-01-01 | 20000 | Gasoline (UL) | COMPARTMENT A | Double Walled | Fiberglass Reinforced Plastic | Pressure |  | Fiberglass Reinforced Plastic
0-010573 | QUIKTRIP #407 | 2750 W THUNDERBIRD RD | PHOENIX | AZ | 85053 | Maricopa | 1 | Open | 2016-08-19 | 10000 | Other | COMPARTMENT B | Double Walled | Fiberglass Reinforced Plastic | Pressure | Double Walled | Fiberglass Reinforced Plastic
0-005636 | BOEING AIRCRAFT FACILITY | 4100 S ARIZONA AVE | YUMA | AZ | 85365 | Yuma | 3 | Perm Closure | 1973-08-01 | 30000 | Gasoline | COMPARTMENT A | Unknown | Asphalt coated or Bare Steel | Pressure |  | Bare or Galvanized Steel | Removal | 2000-12-13
0-005636 | BOEING AIRCRAFT FACILITY | 4100 S ARIZONA AVE | YUMA | AZ | 85365 | Yuma | 4 | Perm Closure | 1977-03-01 | 30000 | Gasoline | COMPARTMENT A | Unknown | Asphalt coated or Bare Steel | Pressure |  | Bare or Galvanized Steel | Removal | 2000-12-13
0-002799 | WOODYS FOOD STORE #137 | 55 W PINEWOOD BLVD | MUNDS PARK | AZ | 86017 | Coconino | 2 | Perm Closure | 1971-04-09 | 10000 | Gasoline | COMPARTMENT A | Single Walled | Asphalt coated or Bare Steel | Pressure | Double Walled |  | Removal | 2016-07-07
0-000472 | CHARLES COURT CONSTRUCTION INC | 11036 N 23RD AVE | PHOENIX | AZ | 85029 | Maricopa | 2 | Perm Closure | 1979-01-01 | 4000 | Diesel | COMPARTMENT A |  | Asphalt coated or Bare Steel | Pressure |  |  | Removal | 1991-10-19
0-000407 | APS - BUCKEYE SERVICE CENTER | 615 N 4TH ST | BUCKEYE | AZ | 85326 | Maricopa | 2 | Perm Closure | 1985-01-01 | 5000 | Diesel | COMPARTMENT A |  | Asphalt coated or Bare Steel |  |  |  | Removal | 1988-06-07
0-003039 | MARCO CRANE & RIGGING CO | 221 S 35TH AVE | PHOENIX | AZ | 85009 | Maricopa | 4 | Perm Closure | 1980-12-16 | 10000 | Diesel | COMPARTMENT A | Double Walled | Asphalt coated or Bare Steel | Pressure |  |  | Removal | 1993-09-02
0-008638 | STRIPES LLC | 3597 N HIGHWAY 87 | PINE | AZ | 85544 | Gila | 5 | Open | 1998-01-01 | 3000 | Gasoline (PUL) | COMPARTMENT A | Double Walled | Composite (Steel/Fiberglass) | Pressure |  | Fiberglass Reinforced Plastic
0-008638 | STRIPES LLC | 3597 N HIGHWAY 87 | PINE | AZ | 85544 | Gila | 2 | Perm Closure | 2005-06-17 | 1000 | Gasoline | COMPARTMENT A | Single Walled | Asphalt coated or Bare Steel | Suction - Check Valve at the Tank Top |  | Bare or Galvanized Steel | Removal | 1997-12-11
0-000986 | CENTRAL ARIZONA COLLEGE - SIGNAL PEAK CAMPUS | 8470 N OVERFIELD RD | COOLIDGE | AZ | 85128 | Pinal | 1 | Perm Closure | 1966-01-01 | 1000 | Diesel | COMPARTMENT A |  | Asphalt coated or Bare Steel |  |  |  | Removal | 1994-06-20
0-000137 | AMPHITHEATER PUBLIC SCHOOLS - MAINTENANCE FACILITY | 241 E PASTIME RD | TUCSON | AZ | 85705 | Pima | 8 | Open | 1998-07-22 | 600 | Used Oil/Waste Oil | COMPARTMENT A | Double Walled | Fiberglass Reinforced Plastic
0-000137 | AMPHITHEATER PUBLIC SCHOOLS - MAINTENANCE FACILITY | 241 E PASTIME RD | TUCSON | AZ | 85705 | Pima | 7 | Open | 1998-07-22 | 20000 | Diesel | COMPARTMENT A | Single Walled | Fiberglass Reinforced Plastic | Pressure | Double Walled | Fiberglass Reinforced Plastic
0-002811 | CAMP CLOVER | 742 S CLOVER RD | WILLIAMS | AZ | 86046 | Coconino | 1 | Perm Closure | 1953-04-17 | 1500 | Gasoline | COMPARTMENT A | Double Walled | Asphalt coated or Bare Steel |  |  |  | Removal | 1991-05-21
0-002811 | CAMP CLOVER | 742 S CLOVER RD | WILLIAMS | AZ | 86046 | Coconino | 3 | Perm Closure | 1979-04-18 | 2000 | Diesel | COMPARTMENT A | Double Walled | Asphalt coated or Bare Steel |  |  |  | Removal | 1991-05-23
0-001737 | DEER VALLEY UNIFIED SCHOOL DISTRICT - MAINTENANCE | 20402 N 15TH AVE | PHOENIX | AZ | 85027 | Maricopa | 1 | Perm Closure | 1983-01-01 | 10000 | Gasoline | COMPARTMENT A | Double Walled | Fiberglass Reinforced Plastic | Pressure |  | Fiberglass Reinforced Plastic | Removal | 2003-01-07
0-009145 | R&B EXPRESS | 1035 N 2ND AVE | AJO | AZ | 85321 | Pima | 4 | Perm Closure | 2011-03-24 | 280 | Used Oil/Waste Oil | COMPARTMENT A | Single Walled | Asphalt coated or Bare Steel |  |  |  | Removal | 2010-01-26
0-009145 | R&B EXPRESS | 1035 N 2ND AVE | AJO | AZ | 85321 | Pima | 1 | Perm Closure | 1978-01-01 | 8000 | Gasoline | COMPARTMENT A | Single Walled | Asphalt coated or Bare Steel | Pressure |  | Fiberglass Reinforced Plastic | Removal | 2010-01-26
0-002090 | FAIRFIELD SNOWBOWL - FORMER FORT VALLEY LODGE | 8005 N SNOW BOWL ROAD | FLAGSTAFF | AZ | 86001 | Coconino | 3 | Perm Closure | 1981-01-01 | 8000 | Gasoline | COMPARTMENT A |  | Asphalt coated or Bare Steel |  |  |  | Removal | 1990-09-13
0-002090 | FAIRFIELD SNOWBOWL - FORMER FORT VALLEY LODGE | 8005 N SNOW BOWL ROAD | FLAGSTAFF | AZ | 86001 | Coconino | 2 | Perm Closure | 1981-01-01 | 4000 | Gasoline | COMPARTMENT A |  | Asphalt coated or Bare Steel |  |  |  | Removal | 1990-09-13
0-001248 | CIRCLE K #526 | 131 S CAMINO SECO | TUCSON | AZ | 85710 | Pima | 2 | Perm Closure | 1969-01-01 | 10000 | Gasoline | COMPARTMENT A |  | Asphalt coated or Bare Steel |  |  |  | Removal | 1991-02-08
0-005275 | UNOCAL #3842 | 2501 E 22ND ST | TUCSON | AZ | 85713 | Pima | 1 | Perm Closure | 1984-04-15 | 12000 | Gasoline | COMPARTMENT A | Double Walled | Fiberglass Reinforced Plastic | Pressure |  | Fiberglass Reinforced Plastic | Removal | 2002-04-02
0-001827 | DUNTON MOTORS | 119 E ANDY DEVINE AVE | KINGMAN | AZ | 86401 | Mohave | 2 | Perm Closure | 2005-06-17 | 1000 | Gasoline | COMPARTMENT A |  | Asphalt coated or Bare Steel |  |  |  | Removal | 1990-01-16
0-006043 | ARIZONA BLOCK 2000 | 4025 W WHITTON AVE | PHOENIX | AZ | 85019 | Maricopa | 1 | Perm Closure | 1963-04-02 | 1000 | Gasoline | COMPARTMENT A | Unknown | Asphalt coated or Bare Steel |  |  |  | Removal | 1989-12-06
0-004303 | SRP - SOUTHSIDE WATER SERVICE CENTER | 3160 S ALMA SCHOOL RD | MESA | AZ | 85210 | Maricopa | 4 | Perm Closure | 2005-06-17 | 280 | Used Oil/Waste Oil | COMPARTMENT A | Unknown | Asphalt coated or Bare Steel |  |  |  | Removal | 1989-01-11
0-004539 | CIRCLE K STORE #2706650 | 4760 E BROADWAY RD | PHOENIX | AZ | 85040 | Maricopa | 2 | Perm Closure | 1970-01-01 | 10000 | Gasoline | COMPARTMENT A |  | Asphalt coated or Bare Steel |  |  |  | Removal | 1990-11-05
0-001520 | CIRCLE K #2703745 | 3410 N HAYDEN RD | SCOTTSDALE | AZ | 85251 | Maricopa | 1 | Open | 1983-01-01 | 10000 | Gasoline | COMPARTMENT A |  | Fiberglass Reinforced Plastic | Pressure |  | Fiberglass Reinforced Plastic
0-005066 | TOLLESON UNION HIGH SCHOOL | 9419 W VAN BUREN ST | TOLLESON | AZ | 85353 | Maricopa | 1 | Perm Closure | 1982-06-01 | 10000 | Gasoline | COMPARTMENT A | Double Walled | Asphalt coated or Bare Steel | Suction - Check Valve at the Tank Top |  | Fiberglass Reinforced Plastic | Removal | 1995-03-14
0-003828 | PHOENIX, CITY OF - FIRE STATION #30 | 7717 N 27TH AVE | PHOENIX | AZ | 85051 | Maricopa | 1 | Perm Closure | 1966-01-01 | 280 | Diesel | COMPARTMENT A | Single Walled | Asphalt coated or Bare Steel | Suction - Check Valve at the Tank Top |  |  | Removal | 1995-09-28
0-003864 | CITY OF PHOENIX - SOUTHWEST SERVICE CENTER | 3045 S 22ND AVE | PHOENIX | AZ | 85009 | Maricopa | 23 | Perm Closure | 1991-01-01 | 550 | New Oil | COMPARTMENT A | Double Walled | Fiberglass Reinforced Plastic | Gravity Feed | Double Walled | Fiberglass Reinforced Plastic | Removal | 1998-01-22
0-003864 | CITY OF PHOENIX - SOUTHWEST SERVICE CENTER | 3045 S 22ND AVE | PHOENIX | AZ | 85009 | Maricopa | 21 | Perm Closure | 1991-01-01 | 550 | New Oil | COMPARTMENT A | Double Walled | Fiberglass Reinforced Plastic | Suction - Check Valve at the Tank Top | Double Walled | Fiberglass Reinforced Plastic | Removal | 1998-01-22
0-003864 | CITY OF PHOENIX - SOUTHWEST SERVICE CENTER | 3045 S 22ND AVE | PHOENIX | AZ | 85009 | Maricopa | 25 | Open | 2020-07-24 | 12000 | Gasoline | COMPARTMENT A | Double Walled | Composite (Steel/Fiberglass) | Pressure | Double Walled | Fiberglass Reinforced Plastic
0-007068 | SUPERLITE BLOCK | 4601 N 42ND AVE | PHOENIX | AZ | 85019 | Maricopa | 6 | Perm Closure | 1975-01-01 | 10000 | Diesel | COMPARTMENT A | Double Walled | Asphalt coated or Bare Steel | Suction - Check Valve at the Tank Top |  |  | Removal | 1991-03-15
0-001599 | COCONINO COUNTY - WEST HWY 66 FACILITY | 970 W ROUTE 66 | FLAGSTAFF | AZ | 86001 | Coconino | 2 | Perm Closure | 1966-01-01 | 8000 | Gasoline | COMPARTMENT A |  | Asphalt coated or Bare Steel |  |  |  | Removal | 1989-08-10
0-004677 | 7-ELEVEN #25845 | 8402 E MCDOWELL RD | SCOTTSDALE | AZ | 85257 | Maricopa | 1 | Perm Closure | 1985-05-05 | 10000 | Gasoline (PUL) | COMPARTMENT A | Double Walled | Fiberglass Reinforced Plastic | Pressure |  | Fiberglass Reinforced Plastic | Removal | 2014-09-23
0-005561 | WALKER CONSTRUCTION COMPANY | 391 N HASKELL AVE | WILLCOX | AZ | 85643 | Cochise | 1 | Perm Closure | 1971-10-27 | 7500 | Gasoline | COMPARTMENT A | Unknown | Unknown |  |  |  | Removal | 1985-10-01
0-001848 | AEROTEC INTERNATIONAL | 2949 E WASHINGTON ST | PHOENIX | AZ | 85034 | Maricopa | 1 | Perm Closure | 1976-01-01 | 500 | Gasoline | COMPARTMENT A |  | Asphalt coated or Bare Steel |  |  |  | Removal | 1989-09-01
0-003503 | PINNACLE PEAK GENERAL STORE | 8711 E PINNACLE PEAK RD | SCOTTSDALE | AZ | 85255 | Maricopa | 6 | Perm Closure | 1988-10-01 | 10000 | Gasoline | COMPARTMENT A | Double Walled | Fiberglass Reinforced Plastic | Suction - Check Valve at the Tank Top |  | Fiberglass Reinforced Plastic | Removal | 2019-06-19
0-007926 | DEERFIELD MOVING & STORAGE | 22201 N 23RD AVE | PHOENIX | AZ | 85027 | Maricopa | 1 | Perm Closure | 1973-10-10 | 1000 | Gasoline | COMPARTMENT A | Unknown | Asphalt coated or Bare Steel | Suction - Check Valve at the Tank Top |  | Bare or Galvanized Steel | Removal | 1992-07-02
0-004054 | CORRAL MARKET | 93 E LEWIS | ASH FORK | AZ | 86320 | Yavapai | 3 | Open | 2011-01-21 | 2500 | Gasoline | COMPARTMENT A | Double Walled | Fiberglass Reinforced Plastic | Pressure | Double Walled | Flexible
0-004054 | CORRAL MARKET | 93 E LEWIS | ASH FORK | AZ | 86320 | Yavapai | 1 | Open | 1980-04-22 | 10000 | Gasoline | COMPARTMENT A | Single Walled | Asphalt coated or Bare Steel | Pressure | Double Walled | Fiberglass Reinforced Plastic
0-006914 | COX COMMUNICATIONS | 115 N 51ST AVE | PHOENIX | AZ | 85043 | Maricopa | 1 | Perm Closure | 1990-07-19 | 10000 | Gasoline | COMPARTMENT A | Double Walled | Fiberglass Reinforced Plastic | Pressure | Double Walled | Fiberglass Reinforced Plastic | Removal | 2003-06-10
0-001704 | CURTIS ROOFING CO | 4574 S 12TH AVE | TUCSON | AZ | 85714 | Pima | 1 | Perm Closure | 1976-01-01 | 2550 | Gasoline | COMPARTMENT A |  | Asphalt coated or Bare Steel |  |  |  | Removal | 1989-05-01
0-001580 | COBRE VALLEY MOTORS INC | 1500 N BROAD ST | GLOBE | AZ | 85501 | Gila | 4 | Perm Closure | 1989-12-01 | 2000 | Gasoline | COMPARTMENT A | Double Walled | Composite (Steel/Fiberglass) | Suction - Check Valve at the Tank Top |  | Fiberglass Reinforced Plastic | Removal | 2017-01-06
0-002888 | CONTAINER EXPRESS | 811 S 59TH AVE | PHOENIX | AZ | 85043 | Maricopa | 2 | Perm Closure | 1976-01-01 | 500 | Unidentified | COMPARTMENT A |  | Asphalt coated or Bare Steel |  |  |  | Removal | 1989-12-12
0-001654 | COPELAND LUMBER YARD INC | 3060 AIRWAY AVE | KINGMAN | AZ | 86409 | Mohave | 1 | Perm Closure | 1976-01-01 |  | Gasoline | COMPARTMENT A |  | Asphalt coated or Bare Steel |  |  |  | Removal | 1988-05-10
0-006670 | CLEAR CREEK PINES BACKHOLE SERVICE |  | BLUE RIDGE |  |  | Coconino | 2 | Perm Closure | 1985-06-01 | 500 | Diesel | COMPARTMENT A | Double Walled | Asphalt coated or Bare Steel | Suction - Check Valve at the Tank Top |  |  | Removal | 1994-04-21
0-001318 | CIRCLE K #2700809 | 4395 N ROMERO RD | TUCSON | AZ | 85705 | Pima | 7 | Open | 2016-03-22 | 12000 | Gasoline (PUL) | COMPARTMENT A | Double Walled | Fiberglass Reinforced Plastic | Pressure | Double Walled | Fiberglass Reinforced Plastic
0-009843 | CITIZEN AUTO STAGE | 67 E BAFFERT DR | NOGALES | AZ | 85621 | Santa Cruz | 4 | Open | 2013-12-03 | 20000 | Diesel | COMPARTMENT A | Double Walled | Fiberglass Reinforced Plastic | Pressure | Double Walled | Fiberglass Reinforced Plastic
0-005927 | CIRCLE K #2701985 | 3055 E FORT LOWELL RD | TUCSON | AZ | 85716 | Pima | 3 | Open | 1986-11-30 | 10000 | Gasoline | COMPARTMENT A | Double Walled | Fiberglass Reinforced Plastic | Pressure |  | Fiberglass Reinforced Plastic
0-005438 | CIRCLE K #2702892 | 4501 N 16TH ST | PHOENIX | AZ | 85016 | Maricopa | 4 | Perm Closure | 2004-06-23 | 10000 | Gasoline | COMPARTMENT A | Double Walled | Fiberglass Reinforced Plastic | Pressure | Double Walled | Fiberglass Reinforced Plastic | Removal | 2005-05-10
0-002153 | FLEMING FARMS |  | AVONDALE |  |  | Maricopa | 2 | Perm Closure | 1966-05-14 | 1000 | Gasoline | COMPARTMENT A | Single Walled | Asphalt coated or Bare Steel |  |  |  | Removal | 1987-03-01
0-002155 | FLETCHER FARMS |  | PEORIA |  |  | Maricopa | 3 | Perm Closure | 1971-02-18 | 660 | Gasoline | COMPARTMENT A | Single Walled | Asphalt coated or Bare Steel |  |  |  | Removal | 1988-01-01
0-002155 | FLETCHER FARMS |  | PEORIA |  |  | Maricopa | 4 | Perm Closure | 2005-06-17 | 20000 | Gasoline | COMPARTMENT A | Single Walled | Asphalt coated or Bare Steel |  |  |  | Removal | 1988-01-01
0-002020 | EXXON #7-6364 |  | BULLHEAD CITY |  |  | Mohave | 1 | Perm Closure | 1966-01-01 | 8000 | Gasoline | COMPARTMENT A | Single Walled | Asphalt coated or Bare Steel |  |  |  | Removal | 1987-12-17
0-002020 | EXXON #7-6364 |  | BULLHEAD CITY |  |  | Mohave | 3 | Perm Closure | 1966-01-01 | 8000 | Gasoline | COMPARTMENT A | Single Walled | Asphalt coated or Bare Steel |  |  |  | Removal | 1987-12-17
0-001824 | DUNN-EDWARDS CORP | 1872 E BROADWAY RD | TEMPE | AZ | 85282 | Maricopa | 1 | Perm Closure | 2005-06-17 |  | Unidentified | COMPARTMENT A |  | Asphalt coated or Bare Steel |  |  |  | Removal | 1987-11-03
0-003652 | PHOENIX UNION PROPERTIES | 512 E VAN BUREN ST | PHOENIX | AZ | 85004 | Maricopa | 2 | Perm Closure | 1963-01-01 | 2000 | Used Oil/Waste Oil | COMPARTMENT A | Single Walled | Asphalt coated or Bare Steel | Suction - Check Valve at the Tank Top |  |  | Removal | 1990-06-23
0-000861 | PIC QUIC FOOD STORES | 730 W ROUTE 66 | WILLIAMS | AZ | 86046 | Coconino | 4 | Perm Closure | 1956-01-01 | 3000 | Gasoline | COMPARTMENT A | Single Walled | Asphalt coated or Bare Steel |  |  |  | Removal | 1988-12-01
0-007952 | O'RIELLY COURTESY RV | 4780 E 22ND ST | TUCSON | AZ | 85711 | Pima | 1 | Perm Closure | 2005-06-17 | 500 | Used Oil/Waste Oil | COMPARTMENT A | Unknown | Unknown | Gravity Feed |  | Bare or Galvanized Steel | Removal | 1992-08-29
0-003594 | ALL AMERICAN FUEL | 57 S LAKE POWELL BLVD | PAGE | AZ | 86040 | Coconino | 4 | Open | 1978-01-01 | 6000 | Diesel | COMPARTMENT A |  | Asphalt coated or Bare Steel | Pressure | Double Walled
0-003594 | ALL AMERICAN FUEL | 57 S LAKE POWELL BLVD | PAGE | AZ | 86040 | Coconino | 6 | Open | 1996-12-01 | 10000 | Gasoline | COMPARTMENT A | Double Walled | Fiberglass Reinforced Plastic | Pressure | Double Walled
0-003639 | PAYSON AIRPORT |  | PAYSON |  |  | Gila | 3 | Perm Closure | 1982-01-01 | 5000 | Gasoline | COMPARTMENT A | Single Walled | Asphalt coated or Bare Steel | Pressure |  |  | Removal | 1999-01-15
0-009101 | PAYSON MARKETPLACE | 1116 N BEELINE HWY | PAYSON | AZ | 85541 | Gila | 1 | Open | 1997-04-01 | 14000 | Gasoline (UL) | COMPARTMENT A | Double Walled | Composite (Steel/Fiberglass) | Pressure | Double Walled | Fiberglass Reinforced Plastic
0-003641 | PAYSON UNIFIED SCHOOL DISTRICT #10 | 202 S MEADOW ST | PAYSON | AZ | 85541 | Gila | 3 | Perm Closure | 1974-01-01 | 6000 | Diesel | COMPARTMENT A | Single Walled | Asphalt coated or Bare Steel | Suction - Check Valve at the Tank Top |  |  | Removal | 1998-06-09
0-003462 | ARIZONA ARMY NATIONAL GUARD - MAINTENANCE #6 |  | BELLEMONT |  |  | Coconino | 3 | Perm Closure | 1986-04-14 | 10000 | Diesel | COMPARTMENT A | Double Walled | Fiberglass Reinforced Plastic |  |  |  | Removal | 1994-10-03
0-006948 | EXXONMOBIL OIL CORP #10785 | 5958 E MCKELLIPS RD | MESA | AZ | 85215 | Maricopa | 2 | Perm Closure | 1990-05-17 | 10000 | Gasoline | COMPARTMENT A | Single Walled | Fiberglass Reinforced Plastic | Pressure |  | Fiberglass Reinforced Plastic | Removal | 2006-10-05
0-008098 | SALVATION ARMY BUILDING | 2347 W LINCOLN ST | PHOENIX | AZ | 85009 | Maricopa | 1 | Perm Closure | 2005-06-17 | 2000 | Gasoline | COMPARTMENT A | Unknown | Asphalt coated or Bare Steel | Suction - Check Valve at the Tank Top |  | Bare or Galvanized Steel | Removal | 1993-02-26
0-009985 | SAM'S CLUB GAS #6213 | 700 N 54TH ST | CHANDLER | AZ | 85226 | Maricopa | 3 | Open | 2003-11-21 | 20000 | Gasoline | COMPARTMENT A | Double Walled | Fiberglass Reinforced Plastic | Pressure | Double Walled | Flexible
0-002470 | MILLER BRANDS OF PHOENIX | 5061 N 51ST AVE | GLENDALE | AZ | 85301 | Maricopa | 6 | Perm Closure | 1981-03-17 | 2000 | Unidentified | COMPARTMENT A | Single Walled | Asphalt coated or Bare Steel | Suction - Check Valve at the Tank Top |  |  | Removal | 1993-10-08
0-000535 | MILLER DELINTING INC | 15790 S HIGHWAY 87 | ELOY | AZ | 85131 | Pinal | 2 | Perm Closure | 1979-01-01 | 500 | Gasoline | COMPARTMENT A |  | Asphalt coated or Bare Steel |  |  |  | Removal | 1988-10-19
0-007678 | RTC | 1307 E SOUTHERN AVE | MESA | AZ | 85204 | Maricopa | 1 | Perm Closure | 2005-06-17 | 1000 | Gasoline | COMPARTMENT A | Unknown | Asphalt coated or Bare Steel | Suction - Check Valve at the Tank Top |  | Bare or Galvanized Steel | Removal | 1992-03-03
0-007654 | FASTLAP EXPRESS CAR WASH | 3830 N 51ST AVE | PHOENIX | AZ | 85031 | Maricopa | 1 | Perm Closure | 1982-07-01 | 200 | Used Oil/Waste Oil | COMPARTMENT A | Unknown | Fiberglass Reinforced Plastic |  |  |  | Removal | 1992-01-23
0-005513 | VALLEY RENTALS | 19 E BROADWAY RD | MESA | AZ | 85210 | Maricopa | 2 | Perm Closure | 1966-05-05 | 12000 | Gasoline | COMPARTMENT A | Unknown | Unknown | Pressure |  |  | Removal | 1992-12-19
0-007215 | SUN CITY VISTOSO MINIT MARKET | 1171 E RANCHO VISTOSO BLVD | ORO VALLEY | AZ | 85755 | Pima | 2 | Perm Closure | 1990-01-01 | 10000 | Gasoline | COMPARTMENT A | Double Walled | Fiberglass Reinforced Plastic | Pressure | Double Walled | Fiberglass Reinforced Plastic | Removal | 2003-04-29
0-008106 | CARIOCA #32 | 3243 E INDIAN SCHOOL RD | PHOENIX | AZ | 85018 | Maricopa | 3 | Perm Closure | 1969-01-01 | 10000 | Gasoline | COMPARTMENT A |  | Asphalt coated or Bare Steel | Pressure | Double Walled | Fiberglass Reinforced Plastic | Removal | 2005-05-26
0-002193 | FRYS FOOD & DRUG STORES - DISTRIBUTION CENTER | 6101 W WASHINGTON ST | PHOENIX | AZ | 85043 | Maricopa | 3 | Perm Closure | 1975-05-02 | 12000 | Diesel | COMPARTMENT A | Single Walled | Asphalt coated or Bare Steel | Pressure |  | Bare or Galvanized Steel | Removal | 1999-10-19
0-010032 | QUIKTRIP #425 | 2941 E INDIAN SCHOOL RD | PHOENIX | AZ | 85016 | Maricopa | 3 | Open | 2004-05-14 | 20000 | Gasoline | COMPARTMENT A | Double Walled | Fiberglass Reinforced Plastic | Pressure | Double Walled | Flexible
0-010020 | FRYS FUEL CENTER #104 | 201 N SWITZER CANYON DR | FLAGSTAFF | AZ | 86001 | Coconino | 1 | Open | 2004-05-01 | 8000 | Gasoline | COMPARTMENT A | Double Walled | Fiberglass Reinforced Plastic
0-000645 | SPEEDWAY #2958 | 10800 E NORTH FRONTAGE RD | YUMA | AZ | 85367 | Yuma | 3 | Open | 1983-01-01 | 20000 | Gasoline (PUL) | COMPARTMENT A | Double Walled | Composite (Steel/Fiberglass) | Pressure | Single Walled | Fiberglass Reinforced Plastic
0-009265 | GPM #4606 | 5905 W CACTUS RD | GLENDALE | AZ | 85304 | Maricopa | 2 | Open | 1997-11-12 | 12000 | Gasoline (PUL) | COMPARTMENT A | Double Walled | Composite (Steel/Fiberglass) | Pressure | Double Walled | Fiberglass Reinforced Plastic
0-008451 | DILLON PRECISION PRODUCTS | 8009 E DILLONS WAY | SCOTTSDALE | AZ | 85260 | Maricopa | 1 | Open | 1994-08-09 | 12000 | Jet Fuel | COMPARTMENT A | Double Walled | Fiberglass Reinforced Plastic | Pressure | Double Walled | Fiberglass Reinforced Plastic
0-009302 | SCOTTSDALE AUTOMOTIVE SERVICE | 3715 N SCOTTSDALE RD | SCOTTSDALE | AZ | 85251 | Maricopa | 1 | Perm Closure | 2005-06-17 | 250 | Used Oil/Waste Oil | COMPARTMENT A | Single Walled | Concrete |  |  |  | Removal | 1999-09-22
0-002462 | RIM RESORT EXXON |  | FOREST LAKES |  |  | Coconino | 2 | Perm Closure | 1976-04-24 | 2000 | Gasoline | COMPARTMENT A | Unknown | Unknown |  |  |  | Removal | 1996-11-07
0-006870 | SAFEWAY FUEL #1684 | 1900 E BROADWAY BLVD | TUCSON | AZ | 85719 | Pima | 5 | Open | 2007-02-05 | 10000 | Gasoline | COMPARTMENT A | Double Walled | Composite (Steel/Fiberglass) | Pressure | Double Walled | Flexible
0-000157 | AMERIGAS FACILITY | 1101 LAKE HAVASU AVE N | LAKE HAVASU CITY | AZ | 86403 | Mohave | 3 | Perm Closure | 1984-01-01 | 12000 | Gasoline | COMPARTMENT A | Single Walled | Asphalt coated or Bare Steel | Pressure |  | Fiberglass Reinforced Plastic | Removal | 1998-07-16
0-009628 | AJO CHEVRON | 1285 W AJO WAY | TUCSON | AZ | 85713 | Pima | 1 | Perm Closure | 1999-03-26 | 15000 | Gasoline | COMPARTMENT A | Double Walled | Fiberglass Reinforced Plastic | Pressure | Double Walled | Fiberglass Reinforced Plastic | Removal | 2012-10-24
0-004679 | 7-ELEVEN #26085 | 1850 W GLENDALE AVE | PHOENIX | AZ | 85021 | Maricopa | 2 | Perm Closure | 1985-01-01 | 10000 | Gasoline | COMPARTMENT A | Single Walled | Fiberglass Reinforced Plastic | Pressure |  | Fiberglass Reinforced Plastic | Removal | 2012-09-11
0-009560 | CARTER TRAVEL CENTER | 7180 N US HIGHWAY 89 | FLAGSTAFF | AZ | 86004 | Coconino | 3 | Open | 1999-10-01 | 12000 | Diesel | COMPARTMENT B | Double Walled | Composite (Steel/Fiberglass)
0-007989 | BROADWAY EAST APARTMENTS LTD | 6199 E BROADWAY BLVD | TUCSON | AZ | 85711 | Pima | 1 | Perm Closure | 1973-01-01 | 12000 | (Null) | COMPARTMENT A | Unknown | Asphalt coated or Bare Steel | Pressure |  | Bare or Galvanized Steel | Removal | 1992-09-16
0-008063 | BELL ATLANTIC METRO SITE 10 | 902 E NORTHERN AVE | PHOENIX | AZ | 85020 | Maricopa | 1 | Perm Closure | 1985-01-01 | 300 | Diesel | COMPARTMENT A | Unknown | Asphalt coated or Bare Steel | Suction - Check Valve at the Tank Top |  | Bare or Galvanized Steel | Removal | 1993-10-29
0-003771 | TRAMPS AUTO | 4101 E 29TH ST | TUCSON | AZ | 85711 | Pima | 3 | Perm Closure | 1964-01-01 | 6000 | Gasoline | COMPARTMENT A |  | Asphalt coated or Bare Steel |  |  |  | Removal | 1991-10-17
0-005527 | THE TACKLE SHOP LLC | 25373 HIGHWAY 191 | ALPINE | AZ | 85920 | Apache | 4 | Open | 1990-05-12 | 8000 | Gasoline | COMPARTMENT A | Double Walled | Composite (Steel/Fiberglass) | Pressure | Single Walled | Fiberglass Reinforced Plastic
0-008708 | SUPERPUMPER #13 | 704 E GREENWAY PKWY | PHOENIX | AZ | 85022 | Maricopa | 3 | Open | 1995-08-01 | 12000 | Gasoline | COMPARTMENT A | Double Walled | Fiberglass Reinforced Plastic | Pressure | Double Walled | Fiberglass Reinforced Plastic
0-008882 | SUPERPUMPER #7 | 6324 E GREENWAY RD | PHOENIX | AZ | 85254 | Maricopa | 3 | Open | 1996-01-19 | 20000 | Gasoline | COMPARTMENT A | Double Walled | Fiberglass Reinforced Plastic | Pressure | Double Walled | Fiberglass Reinforced Plastic
0-004811 | SUPREME X SERVICE STATIONS INC | 7295 E 22ND ST | TUCSON | AZ | 85710 | Pima | 4 | Perm Closure | 1969-01-01 | 12000 | Gasoline | COMPARTMENT A | Single Walled | Asphalt coated or Bare Steel |  |  |  | Removal | 1985-06-01
0-006376 | SUZY Q MARKET | 962 S MAIN ST | COTTONWOOD | AZ | 86326 | Yavapai | 1 | Perm Closure | 1984-01-01 | 8000 | Gasoline | COMPARTMENT A | Single Walled | Asphalt coated or Bare Steel | Pressure | Double Walled |  | Removal | 2020-09-15
0-001541 | SILVER CREER UNIT | 1250 SILVER CREEK RD | BULLHEAD CITY | AZ | 86442 | Mohave | 1 | Perm Closure | 1983-01-01 | 500 | Diesel | COMPARTMENT A |  | Asphalt coated or Bare Steel | Suction - Check Valve at the Tank Top |  |  | Closed in Place | 1999-01-15
0-009931 | THE OUTPOST | 3685 US HIGHWAY 68 | GOLDEN VALLEY | AZ | 86413 | Mohave | 2 | Open | 1999-05-12 | 15000 | Gasoline | COMPARTMENT A | Double Walled | Composite (Steel/Fiberglass) | Pressure | Double Walled | Flexible
0-003093 | WINSLOW TEXACO J & M CARDLOCK | 700 E THIRD ST | WINSLOW | AZ | 86047 | Navajo | 1 | Perm Closure | 1985-01-01 | 1000 | Diesel | COMPARTMENT A |  | Asphalt coated or Bare Steel | Pressure |  |  | Removal | 2011-03-24
0-001648 | WOODRUFF MICROWAVE |  | WOODRUFF |  |  | Navajo | 1 | Perm Closure | 1975-01-01 | 500 | Diesel | COMPARTMENT A | Single Walled | Asphalt coated or Bare Steel | Suction - Check Valve at the Tank Top | Single Walled | Bare or Galvanized Steel | Removal | 1998-12-16
0-005533 | VASTCO INC | 3241 TOWER RD | PRESCOTT | AZ | 86305 | Yavapai | 2 | Perm Closure | 1984-04-09 | 1000 | Diesel | COMPARTMENT A | Unknown | Asphalt coated or Bare Steel | Suction - Check Valve at the Tank Top |  |  | Removal | 1993-12-07
0-008494 | VACANT PARCEL | 18605 S ARIZONA AVE | CHANDLER | AZ | 85286 | Maricopa | 1 | Perm Closure | 2005-06-17 | 4000 | Gasoline | COMPARTMENT A | Unknown | Asphalt coated or Bare Steel | Suction - Check Valve at the Tank Top |  | Bare or Galvanized Steel | Removal | 1994-12-22
0-002538 | HARVEY HUBBELL INC | 2522 W HOLLY ST | PHOENIX | AZ | 85009 | Maricopa | 1 | Perm Closure | 1983-04-16 | 500 | Used Oil/Waste Oil | COMPARTMENT A | Single Walled | Asphalt coated or Bare Steel |  |  |  | Removal | 1987-08-14
0-009082 | CIRCLE K STORES #2703499 | 7138 E US HIGHWAY 60 | GOLD CANYON | AZ | 85118 | Pinal | 2 | Open | 1996-08-05 | 10000 | Gasoline | COMPARTMENT A | Double Walled | Fiberglass Reinforced Plastic | Pressure | Double Walled | Fiberglass Reinforced Plastic
0-002287 | GILA COUNTY - SHERIFFS DEPARTMENT - GLOBE | 1100 E SOUTH ST | GLOBE | AZ | 85501 | Gila | 1 | Perm Closure | 2005-06-17 | 4000 | Gasoline | COMPARTMENT A | Single Walled | Asphalt coated or Bare Steel |  |  |  | Removal | 1993-09-29
0-009184 | GALAXY BUSINESS PARK | 1522 E SOUTHERN AVE | PHOENIX | AZ | 85040 | Maricopa | 1 | Perm Closure | 2005-06-17 |  | Gasoline | COMPARTMENT A | Unknown | Asphalt coated or Bare Steel |  |  |  | Removal | 1970-01-01
0-002929 | LARRY L LARREMORE |  | MAYER |  |  | Yavapai | 1 | Perm Closure | 1985-01-01 | 3000 | Gasoline | COMPARTMENT A |  | Asphalt coated or Bare Steel |  |  |  | Removal | 1992-05-12
0-000783 | YAVAPAI COUNTY CRIMINAL JUSTICE CENTER | 1455 SUNDOG RANCH RD | PRESCOTT | AZ | 86301 | Yavapai | 2 | Perm Closure | 1971-01-01 | 1000 | Diesel | COMPARTMENT A |  | Asphalt coated or Bare Steel |  |  |  | Removal | 1990-04-01
0-008859 | KELLY CLARK AUTOMOTIVE SPECIALISTS | 1201 E GLENDALE AVE | PHOENIX | AZ | 85020 | Maricopa | 1 | Perm Closure | 1982-01-01 | 500 | Used Oil/Waste Oil | COMPARTMENT A | Unknown | Asphalt coated or Bare Steel | Gravity Feed |  |  | Removal | 1996-05-13
0-001619 | MARTIN'S UNOCAL | 777 N MAIN ST | COTTONWOOD | AZ | 86326 | Yavapai | 1 | Perm Closure | 1956-01-01 | 6000 | Diesel | COMPARTMENT D |  | Asphalt coated or Bare Steel |  |  |  | Closed in Place | 1998-08-12
0-007202 | JOE'S GARAGE | 538 N GRAND AVE | NOGALES | AZ | 85621 | Santa Cruz | 2 | Perm Closure | 1966-05-01 | 8000 | Gasoline | COMPARTMENT A | Double Walled | Asphalt coated or Bare Steel | Pressure |  |  | Removal | 1991-04-01
0-004064 | DIAMOND DOT MARKET #431 | 25851 S POWER RD | QUEEN CREEK | AZ | 85142 | Maricopa | 5 | Open | 2019-10-10 | 5000 | Gasoline (PUL) | COMPARTMENT A | Double Walled | Fiberglass Reinforced Plastic | Pressure | Double Walled | Fiberglass Reinforced Plastic
0-004824 | COCA-COLA BOTTLING OF SHOW LOW | 701 N 6TH ST | SHOW LOW | AZ | 85901 | Navajo | 2 | Perm Closure | 1977-04-24 | 2000 | Gasoline | COMPARTMENT A | Double Walled | Asphalt coated or Bare Steel |  |  |  | Removal | 1991-09-02
0-004549 | CIRCLE K #2701834 | 4402 E WASHINGTON ST | PHOENIX | AZ | 85034 | Maricopa | 1 | Perm Closure | 1986-07-13 | 10000 | Gasoline | COMPARTMENT A | Double Walled | Fiberglass Reinforced Plastic | Pressure |  | Fiberglass Reinforced Plastic | Removal | 2006-08-11
0-002147 | CITY OF FLAGSTAFF - EAST-SIDE YARD | 5401 E COMMERCE AVE | FLAGSTAFF | AZ | 86004 | Coconino | 4 | Perm Closure | 1971-05-07 | 10000 | Gasoline | COMPARTMENT A | Single Walled | Asphalt coated or Bare Steel | Pressure |  |  | Removal | 1996-06-25
0-008030 | FED MART | 5115 N 27TH AVE | PHOENIX | AZ | 85017 | Maricopa | 2 | Perm Closure | 2005-06-17 | 8000 | Gasoline | COMPARTMENT A | Double Walled | Asphalt coated or Bare Steel |  |  |  | Removal | 1991-04-26
0-003240 | MOBIL 18-MEN | 7350 W CHANDLER BLVD | CHANDLER | AZ | 85226 | Maricopa | 8 | Perm Closure | 1987-11-01 | 10000 | Gasoline | COMPARTMENT A | Double Walled | Fiberglass Reinforced Plastic | Pressure | Double Walled | Fiberglass Reinforced Plastic | Removal | 2008-03-17
0-003240 | MOBIL 18-MEN | 7350 W CHANDLER BLVD | CHANDLER | AZ | 85226 | Maricopa | 11 | Perm Closure | 1987-11-01 | 10000 | Gasoline | COMPARTMENT A | Double Walled | Fiberglass Reinforced Plastic | Pressure | Double Walled | Fiberglass Reinforced Plastic | Removal | 2008-03-17
0-003299 | MONTGOMERY WARD | 4469 E THOMAS RD | PHOENIX | AZ | 85018 | Maricopa | 2 | Perm Closure | 1961-01-09 | 1000 | Used Oil/Waste Oil | COMPARTMENT A | Unknown | Asphalt coated or Bare Steel |  |  |  | Removal | 1989-07-14
0-008597 | MORROW'S AUTO REPAIR | 216 W 1ST AVE | MESA | AZ | 85210 | Maricopa | 1 | Perm Closure | 2005-06-17 |  | Unidentified | COMPARTMENT A | Double Walled | Asphalt coated or Bare Steel |  |  |  | Removal | 1960-01-01
0-005510 | RUTH D MATHEWS | 7949 E COCHISE RD | SCOTTSDALE | AZ | 85258 | Maricopa | 1 | Perm Closure | 1973-01-01 |  | Gasoline | COMPARTMENT A | Unknown | Asphalt coated or Bare Steel | Suction - Check Valve at the Tank Top |  | Bare or Galvanized Steel | Removal | 1990-10-09
0-005987 | RAIN FOR RENT INC | 26001 S ARIZONA AVE | CHANDLER | AZ | 85248 | Maricopa | 2 | Perm Closure | 1983-03-25 | 500 | Gasoline | COMPARTMENT A | Unknown | Asphalt coated or Bare Steel |  |  |  | Removal | 1993-04-20
0-006713 | RED MOUNTAIN TIRE & AUTO | 6033 E MCKELLIPS RD | MESA | AZ | 85215 | Maricopa | 1 | Perm Closure | 1990-01-01 | 500 | Used Oil/Waste Oil | COMPARTMENT A |  | Composite (Steel/Fiberglass) | Gravity Feed |  |  | Removal | 2008-06-12
0-002360 | RILLITO AUTO SERVICE | 11653 N CASA GRANDE DR | RILLITO | AZ | 85654 | Pima | 2 | Perm Closure | 1961-05-08 | 2000 | Gasoline | COMPARTMENT A | Single Walled | Asphalt coated or Bare Steel |  |  |  | Removal | 1996-04-01
0-008053 | ROBERT PETERSON''S GAS STATION | 773 N ROBSON | MESA | AZ | 85201 | Maricopa | 1 | Perm Closure | 1955-04-01 | 1000 | Gasoline | COMPARTMENT A | Unknown | Asphalt coated or Bare Steel | Suction - Check Valve at the Tank Top |  | Bare or Galvanized Steel | Removal | 1992-07-01
0-008453 | USDOI BR - QUARTERMASTER DEPOT | 270 N 2ND AVE | YUMA | AZ | 85364 | Yuma | 2 | Perm Closure | 2005-06-17 | 250 | Unidentified | COMPARTMENT A | Unknown | Unknown |  |  |  | Removal | 1995-08-07
0-005430 | CIRCLE K #2879 | 6659 W MCDOWELL RD | PHOENIX | AZ | 85035 | Maricopa | 1 | Perm Closure | 1974-04-23 | 10000 | Gasoline | COMPARTMENT A | Double Walled | Asphalt coated or Bare Steel |  |  |  | Removal | 1988-04-18
0-005459 | CIRCLE K #2921 | 3990 N STONE AVE | TUCSON | AZ | 85705 | Pima | 1 | Perm Closure | 1972-04-03 | 10000 | Gasoline | COMPARTMENT A | Double Walled | Asphalt coated or Bare Steel | Pressure |  | Bare or Galvanized Steel | Removal | 1999-01-19
0-003043 | ANDY'S BODY SHOP | 4000 E HUNTINGTON DR | FLAGSTAFF | AZ | 86004 | Coconino | 1 | Perm Closure | 2005-06-17 | 2000 | Gasoline | COMPARTMENT A | Unknown | Asphalt coated or Bare Steel | Suction - Check Valve at the Tank Top |  |  | Removal | 1991-02-18
0-007486 | APPOLO RADIATOR & SERVICE | 2202 E ROUTE 66 | FLAGSTAFF | AZ | 86004 | Coconino | 3 | Perm Closure | 1959-01-01 | 4000 | Gasoline | COMPARTMENT A | Single Walled | Asphalt coated or Bare Steel |  |  |  | Removal | 1991-10-21
0-009325 | ARCO AM/PM | 760 W RAY RD | GILBERT | AZ | 85233 | Maricopa | 1 | Perm Closure | 1998-06-26 | 20000 | Gasoline | COMPARTMENT A | Double Walled | Fiberglass Reinforced Plastic | Pressure | Double Walled | Fiberglass Reinforced Plastic | Removal | 2007-01-11
0-006913 | AIRPARK STATION | 8175 E EVANS RD | SCOTTSDALE | AZ | 85260 | Maricopa | 1 | Perm Closure | 1988-01-01 | 10000 | Gasoline | COMPARTMENT A | Double Walled | Fiberglass Reinforced Plastic | Pressure | Double Walled | Fiberglass Reinforced Plastic | Removal | 1998-03-11
0-002476 | 39TH AVENUE WAREHOUSE | 4233 N 39TH AVE | PHOENIX | AZ | 85019 | Maricopa | 1 | Perm Closure | 1978-04-26 | 1000 | Gasoline | COMPARTMENT A | Unknown | Unknown |  |  |  | Removal | 1997-08-26
0-002358 | CAVCO INDUSTRIES INC | 2502 W DURANGO ST | PHOENIX | AZ | 85009 | Maricopa | 1 | Perm Closure | 1969-05-08 | 2000 | Gasoline | COMPARTMENT A | Single Walled | Asphalt coated or Bare Steel | Pressure |  |  | Removal | 1988-01-01
0-002373 | GILA BEND FOOD MART LLC | 619 W PIMA ST | GILA BEND | AZ | 85337 | Maricopa | 5 | Open | 2019-08-08 | 12000 | Gasoline (UL) | COMPARTMENT A | Double Walled | Fiberglass Reinforced Plastic | Pressure | Double Walled | Fiberglass Reinforced Plastic
0-003131 | BOB'S AUTOMOTIVE | 100 E I-10B | BOWIE | AZ | 85605 | Cochise | 1 | Perm Closure | 1966-05-02 | 2000 | Gasoline | COMPARTMENT A | Unknown | Asphalt coated or Bare Steel |  |  |  | Removal | 2011-08-26
0-000946 | SHELL #31 | 6705 W BETHANY HOME RD | GLENDALE | AZ | 85303 | Maricopa | 6 | Open | 2020-11-06 | 6000 | Diesel | COMPARTMENT B | Double Walled | Fiberglass Reinforced Plastic | Pressure | Double Walled | Fiberglass Reinforced Plastic
0-006072 | TRUCK SALVAGE COMPANY | 1433 S 19TH AVE | PHOENIX | AZ | 85009 | Maricopa | 1 | Perm Closure | 1978-04-07 | 1000 | Gasoline | COMPARTMENT A | Double Walled | Asphalt coated or Bare Steel |  |  |  | Removal | 1988-04-01
0-005122 | GOOD 2 GO STORES #504 | 1000 W GILA BEND HWY | CASA GRANDE | AZ | 85122 | Pinal | 1 | Open | 1985-01-01 | 10000 | Gasoline | COMPARTMENT A | Double Walled | Composite (Steel/Fiberglass) | Pressure | Single Walled | Fiberglass Reinforced Plastic
0-005122 | GOOD 2 GO STORES #504 | 1000 W GILA BEND HWY | CASA GRANDE | AZ | 85122 | Pinal | 4 | Open | 1985-01-01 | 12000 | Diesel | COMPARTMENT A | Double Walled | Composite (Steel/Fiberglass) | Pressure | Single Walled | Fiberglass Reinforced Plastic
0-004537 | SKOUSEN & SON | 3111 N SKOUSEN RD | COOLIDGE | AZ | 85128 | Pinal | 1 | Perm Closure | 1980-05-07 | 10000 | Diesel | COMPARTMENT A | Double Walled | Asphalt coated or Bare Steel |  |  |  | Removal | 1988-12-01
0-006444 | SHELDON T. SHOFF TRUST | 2707 E VALENCIA RD | TUCSON | AZ | 85706 | Pima | 4 | Perm Closure | 1958-09-01 | 500 | Used Oil/Waste Oil | COMPARTMENT A | Double Walled | Asphalt coated or Bare Steel | Gravity Feed |  |  | Removal | 1996-01-18
0-006444 | SHELDON T. SHOFF TRUST | 2707 E VALENCIA RD | TUCSON | AZ | 85706 | Pima | 5 | Perm Closure | 2005-06-17 | 2000 | Gasoline | COMPARTMENT A | Double Walled | Asphalt coated or Bare Steel | Suction - Check Valve at the Tank Top |  |  | Removal | 1993-09-22
0-006444 | SHELDON T. SHOFF TRUST | 2707 E VALENCIA RD | TUCSON | AZ | 85706 | Pima | 3 | Perm Closure | 1958-09-01 | 4000 | Gasoline | COMPARTMENT A | Double Walled | Asphalt coated or Bare Steel | Gravity Feed |  |  | Removal | 1993-09-22
0-007664 | WANDA L BROWNING | 1200 W ARIVACA AVE | ARIVACA | AZ | 85601 | Pima | 2 | Perm Closure | 1985-01-01 | 2000 | Diesel | COMPARTMENT A | Double Walled | Asphalt coated or Bare Steel | Suction - Check Valve at the Tank Top |  | Bare or Galvanized Steel | Removal | 1992-04-09
0-005590 | WEISS GUYS CAR WASH #3 | 6149 N 7TH ST | PHOENIX | AZ | 85014 | Maricopa | 1 | Perm Closure | 1966-01-01 | 10000 | Gasoline | COMPARTMENT A |  | Asphalt coated or Bare Steel | Suction - Check Valve at the Tank Top |  | Fiberglass Reinforced Plastic | Removal | 1992-09-01
0-005590 | WEISS GUYS CAR WASH #3 | 6149 N 7TH ST | PHOENIX | AZ | 85014 | Maricopa | 2 | Perm Closure | 1966-01-01 | 10000 | Gasoline | COMPARTMENT A |  | Asphalt coated or Bare Steel | Suction - Check Valve at the Tank Top |  | Fiberglass Reinforced Plastic | Removal | 1992-09-01
0-005590 | WEISS GUYS CAR WASH #3 | 6149 N 7TH ST | PHOENIX | AZ | 85014 | Maricopa | 6 | Perm Closure | 1992-09-01 | 10000 | Gasoline | COMPARTMENT A |  | Fiberglass Reinforced Plastic | Pressure |  | Fiberglass Reinforced Plastic | Closed in Place | 2007-09-24
0-004560 | HOME DEPOT 5496 | 300 S 55TH AVE | PHOENIX | AZ | 85043 | Maricopa | 2 | Perm Closure | 1982-03-07 | 5000 | Gasoline | COMPARTMENT A | Unknown | Asphalt coated or Bare Steel | Pressure |  |  | Removal | 1992-10-15
0-004560 | HOME DEPOT 5496 | 300 S 55TH AVE | PHOENIX | AZ | 85043 | Maricopa | 3 | Perm Closure | 1982-03-07 | 5000 | Gasoline | COMPARTMENT A | Unknown | Asphalt coated or Bare Steel | Pressure |  |  | Removal | 1992-10-15
0-007406 | 507-07-037 | 312 W 2ND ST | CASA GRANDE | AZ | 85122 | Pinal | 2 | Perm Closure | 1936-01-01 | 500 | Gasoline | COMPARTMENT A | Double Walled | Asphalt coated or Bare Steel | Suction - Check Valve at the Tank Top |  | Bare or Galvanized Steel | Removal | 1991-09-25
0-007406 | 507-07-037 | 312 W 2ND ST | CASA GRANDE | AZ | 85122 | Pinal | 4 | Perm Closure | 1936-01-01 | 1000 | Gasoline | COMPARTMENT A | Double Walled | Asphalt coated or Bare Steel | Suction - Check Valve at the Tank Top |  | Bare or Galvanized Steel | Removal | 1991-09-25
0-007361 | FREDONIA SINCLAIR | 220 S MAIN ST | FREDONIA | AZ | 86022 | Coconino | 4 | Perm Closure | 1972-01-01 | 500 | Used Oil/Waste Oil | COMPARTMENT A | Single Walled | Asphalt coated or Bare Steel | Gravity Feed | Single Walled | Bare or Galvanized Steel | Removal | 1999-11-30
0-007490 | FORT MOHAVE MESA FIRE DEPARTMENT | 4621 S CALLE EL DORADO | MOHAVE VALLEY | AZ | 86426 | Mohave | 2 | Perm Closure | 2005-06-17 | 900 | Diesel | COMPARTMENT A | Unknown | Asphalt coated or Bare Steel | Pressure |  |  | Removal | 1992-03-03
0-000966 | METRO CAR WASH | 10066 N METRO PKWY W | PHOENIX | AZ | 85051 | Maricopa | 2 | Perm Closure | 1976-01-01 | 12000 | Gasoline | COMPARTMENT A |  | Asphalt coated or Bare Steel | Pressure |  | Fiberglass Reinforced Plastic | Closed in Place | 2014-04-08
0-005957 | SUZANNE SLATKIN | 3841 W INDIAN SCHOOL RD | PHOENIX | AZ | 85019 | Maricopa | 1 | Perm Closure | 2005-06-17 | 10000 | Gasoline | COMPARTMENT A | Unknown | Asphalt coated or Bare Steel | Pressure |  |  | Removal | 1991-03-05
0-005957 | SUZANNE SLATKIN | 3841 W INDIAN SCHOOL RD | PHOENIX | AZ | 85019 | Maricopa | 2 | Perm Closure | 2005-06-17 | 10000 | Gasoline | COMPARTMENT A | Unknown | Asphalt coated or Bare Steel | Pressure |  |  | Removal | 1991-03-05
0-009879 | 76 STATION - FORMER | 40160 E HIGHWAY 80 | TACNA | AZ | 85352 | Yuma | 2 | Perm Closure | 2005-06-17 | 2000 | Gasoline | COMPARTMENT A |  | Asphalt coated or Bare Steel |  |  |  | Removal | 2010-08-26
0-005932 | CAPITAL STATION | 2 S 35TH AVE | PHOENIX | AZ | 85009 | Maricopa | 1 | Perm Closure | 1986-12-18 | 10000 | Gasoline | COMPARTMENT A | Double Walled | Fiberglass Reinforced Plastic | Pressure |  | Fiberglass Reinforced Plastic | Removal | 1998-04-02
0-003061 | MOUNTAIN SHADOWS GOLF CLUB | 5641 E LINCOLN DR | PARADISE VALLEY | AZ | 85253 | Maricopa | 1 | Perm Closure | 1979-01-01 | 1000 | Gasoline | COMPARTMENT A | Single Walled | Asphalt coated or Bare Steel | Suction - Check Valve at the Tank Top |  |  | Removal | 1997-09-24
0-003561 | COUNTRY FARM SUPPLY INC | 7301 S RAINBOW RD | BUCKEYE | AZ | 85326 | Maricopa | 2 | Perm Closure | 2005-06-17 | 1000 | Gasoline | COMPARTMENT A |  | Asphalt coated or Bare Steel |  |  |  | Removal | 1988-11-01
0-004474 | EXXON - SHAY OIL CO INC EXXON SELF SERVE | 280 E MAIN ST | QUARTZSITE | AZ | 85346 | La Paz | 6 | Open | 2003-03-05 | 10000 | Diesel | COMPARTMENT A | Double Walled | Fiberglass Reinforced Plastic | Pressure | Double Walled | Flexible
0-002214 | JAGUAYS EQUIPMENT CO | 1219 S 19TH AVE | PHOENIX | AZ | 85009 | Maricopa | 1 | Perm Closure | 1966-03-24 | 1000 | Diesel | COMPARTMENT A | Single Walled | Asphalt coated or Bare Steel |  |  |  | Removal | 1986-05-25
0-003825 | CITY OF PHOENIX - FIRE STATION #27 | 12449 N 32ND ST | PHOENIX | AZ | 85032 | Maricopa | 1 | Perm Closure | 1967-01-01 | 280 | Diesel | COMPARTMENT A | Single Walled | Asphalt coated or Bare Steel | Pressure |  | Bare or Galvanized Steel | Removal | 1988-01-01
0-000226 | ADOT - SONOITA MAINTENANCE CAMP |  | SONOITA |  |  | Santa Cruz | 1 | Perm Closure | 1958-01-01 | 1000 | Gasoline | COMPARTMENT A | Single Walled | Asphalt coated or Bare Steel | Suction - Check Valve at the Tank Top | Single Walled | Bare or Galvanized Steel | Removal | 1993-12-07
0-004700 | SOUTHWEST GAS | 3401 E GAS RD | TUCSON | AZ | 85714 | Pima | 2 | Perm Closure | 1981-01-01 | 12000 | Gasoline | COMPARTMENT A | Unknown | Fiberglass Reinforced Plastic |  |  |  | Removal | 1997-10-16
0-002633 | ASP - FLORENCE COMPLEX | 1305 E BUTTE AVE | FLORENCE | AZ | 85132 | Pinal | 7 | Perm Closure | 1979-01-01 | 1000 | Diesel | COMPARTMENT A | Double Walled | Asphalt coated or Bare Steel |  |  |  | Removal | 1990-08-09
0-002633 | ASP - FLORENCE COMPLEX | 1305 E BUTTE AVE | FLORENCE | AZ | 85132 | Pinal | 4 | Perm Closure | 1963-01-01 | 1000 | Gasoline | COMPARTMENT A | Double Walled | Asphalt coated or Bare Steel |  |  |  | Removal | 1990-08-09
0-002633 | ASP - FLORENCE COMPLEX | 1305 E BUTTE AVE | FLORENCE | AZ | 85132 | Pinal | 6 | Perm Closure | 1963-01-01 | 1000 | Gasoline | COMPARTMENT A | Double Walled | Asphalt coated or Bare Steel |  |  |  | Removal | 1990-08-09
0-002633 | ASP - FLORENCE COMPLEX | 1305 E BUTTE AVE | FLORENCE | AZ | 85132 | Pinal | 10 | Perm Closure | 1982-01-01 | 1000 | Diesel | COMPARTMENT A | Double Walled | Asphalt coated or Bare Steel |  |  |  | Removal | 1990-08-09
0-000839 | AFCO #020210 | 3945 W INDIAN SCHOOL RD | PHOENIX | AZ | 85019 | Maricopa | 5 | Temp Closure | 1986-01-01 | 12000 | Diesel | COMPARTMENT A | Single Walled | Fiberglass Reinforced Plastic | Pressure | Single Walled | Bare or Galvanized Steel |  | 2000-11-22
0-000792 | LAUGHLIN/BULLHEAD INTERNATIONAL AIRPORT | 600 HIGHWAY 95 | BULLHEAD CITY | AZ | 86429 | Mohave | 1 | Perm Closure | 1982-01-01 | 12000 | Kerosene | COMPARTMENT A |  | Asphalt coated or Bare Steel |  |  |  | Removal | 2005-04-15
0-007727 | DEIBEL JEEP-EAGLE INC | 2608 N WEST ST | FLAGSTAFF | AZ | 86004 | Coconino | 1 | Perm Closure | 1972-01-01 | 3000 | Gasoline | COMPARTMENT A | Unknown | Asphalt coated or Bare Steel | Suction - Check Valve at the Tank Top |  |  | Removal | 1993-10-06
0-003414 | PAPE MATERIAL HANDLING INC | 3820 E WINSLOW AVE | PHOENIX | AZ | 85040 | Maricopa | 4 | Perm Closure | 1971-01-16 | 500 | Used Oil/Waste Oil | COMPARTMENT A | Double Walled | Asphalt coated or Bare Steel | Gravity Feed |  |  | Removal | 1994-07-01
0-005384 | USPS - VEHICLE MAINTENANCE FACILITY | 1501 S CHERRYBELL STRA | TUCSON | AZ | 85726 | Pima | 10 | Perm Closure | 1990-11-21 | 550 | Used Oil/Waste Oil | COMPARTMENT A | Double Walled | Composite (Steel/Fiberglass) | Gravity Feed | Double Walled | Fiberglass Reinforced Plastic | Removal | 1998-01-29
0-001582 | AEROMARITIME AMERICA INC | 4927 E FALCON DR | MESA | AZ | 85215 | Maricopa | 1 | Perm Closure | 1982-01-01 | 12000 | Diesel | COMPARTMENT A |  | Asphalt coated or Bare Steel | Pressure | Double Walled | Fiberglass Reinforced Plastic | Removal | 2005-12-08
0-007152 | DOUBLE D TIRE | 2160 E ROUTE 66 | FLAGSTAFF | AZ | 86004 | Coconino | 2 | Perm Closure | 2005-06-17 | 6000 | Gasoline | COMPARTMENT A | Unknown | Unknown |  |  |  | Closed in Place | 1990-09-01
0-003542 | NORTON CORP - TURF EQUIPMENT - FORMER | 2010 W PEORIA AVE | PHOENIX | AZ | 85029 | Maricopa | 1 | Perm Closure | 1974-01-01 | 2000 | Diesel | COMPARTMENT A |  | Asphalt coated or Bare Steel |  |  |  | Removal | 1990-05-21
0-004061 | AVERY'S | 262 W MAIN ST | SPRINGERVILLE | AZ | 85938 | Apache | 7 | Open | 2004-08-26 | 12000 | Diesel | COMPARTMENT A | Double Walled | Fiberglass Reinforced Plastic | Pressure | Double Walled | Fiberglass Reinforced Plastic
0-006883 | ATSF - SE001-2-10-11 | 100 RAILROAD AVE | SELIGMAN | AZ | 86337 | Yavapai | 1 | Perm Closure | 1956-01-01 | 10000 | Diesel | COMPARTMENT A | Double Walled | Asphalt coated or Bare Steel |  |  |  | Removal | 1990-08-17
0-001567 | PHOENIX BRICK YARD | 1814 S 7TH AVE | PHOENIX | AZ | 85007 | Maricopa | 4 | Perm Closure | 1966-01-01 | 1000 | Gasoline | COMPARTMENT A |  | Asphalt coated or Bare Steel |  |  |  | Removal | 1987-09-28
0-006808 | CITY OF GLENDALE - MUNICIPAL AIRPORT | 6801 N GLEN HARBOR BLVD | GLENDALE | AZ | 85307 | Maricopa | 2 | Perm Closure | 1986-01-01 | 10000 | Gasoline | COMPARTMENT A | Double Walled | Asphalt coated or Bare Steel | Suction - Check Valve at the Tank Top | Aboveground Piping | Bare or Galvanized Steel | Removal | 2008-05-21
0-001039 | SHELL #21 | 85 W PINEWOOD BLVD | MUNDS PARK | AZ | 86017 | Coconino | 5 | Perm Closure | 1993-08-05 | 12000 | Diesel | COMPARTMENT A | Double Walled | Fiberglass Reinforced Plastic | Pressure | Double Walled | Fiberglass Reinforced Plastic | Removal | 2020-08-26
0-001039 | SHELL #21 | 85 W PINEWOOD BLVD | MUNDS PARK | AZ | 86017 | Coconino | 8 | Perm Closure | 1993-08-05 | 12000 | Gasoline | COMPARTMENT A | Double Walled | Fiberglass Reinforced Plastic | Pressure | Double Walled | Fiberglass Reinforced Plastic | Removal | 2020-08-26
0-001892 | WALGREEN #10879 | 7111 E GOLF LINKS RD | TUCSON | AZ | 85730 | Pima | 5 | Perm Closure | 1970-01-01 | 1000 | Used Oil/Waste Oil | COMPARTMENT A |  | Asphalt coated or Bare Steel |  |  |  | Removal | 1989-02-15
0-003854 | CITY OF PHOENIX - PETROLUEM STORAGE | 2239 W LOWER BUCKEYE RD | PHOENIX | AZ | 85009 | Maricopa | 2 | Perm Closure | 1971-01-01 | 12000 | New Oil | COMPARTMENT A | Single Walled | Asphalt coated or Bare Steel | Suction - Check Valve at the Tank Top |  |  | Removal | 1992-04-30
0-003854 | CITY OF PHOENIX - PETROLUEM STORAGE | 2239 W LOWER BUCKEYE RD | PHOENIX | AZ | 85009 | Maricopa | 6 | Perm Closure | 1971-01-01 | 10000 | New Oil | COMPARTMENT A | Single Walled | Asphalt coated or Bare Steel | Suction - Check Valve at the Tank Top |  |  | Removal | 1992-04-30
0-000271 | FREEWAY SERVICE CENTERS |  | YUCCA |  |  | Mohave | 3 | Perm Closure | 1974-01-01 | 1000 | Used Oil/Waste Oil | COMPARTMENT A |  | Asphalt coated or Bare Steel |  |  |  | Removal | 1989-01-01
0-004971 | PARCEL 214-01-007C | 4905 W INA RD | MARANA | AZ | 85743 | Pima | 3 | Perm Closure | 1985-05-07 | 10000 | Gasoline | COMPARTMENT A | Unknown | Fiberglass Reinforced Plastic | Pressure |  | Fiberglass Reinforced Plastic | Removal | 2000-04-19
0-006976 | CITY OF PHOENIX - CENTRAL CITY PRECINCT | 1902 S 16TH ST | PHOENIX | AZ | 85034 | Maricopa | 5 | Open | 1991-01-01 | 12000 | Gasoline | COMPARTMENT A | Double Walled | Fiberglass Reinforced Plastic | Pressure | Double Walled | Fiberglass Reinforced Plastic
0-005833 | INDEPENDENCE HIGH SCHOOL | 6602 N 75TH AVE | GLENDALE | AZ | 85303 | Maricopa | 1 | Perm Closure | 1977-04-10 | 1000 | Gasoline | COMPARTMENT A | Double Walled | Asphalt coated or Bare Steel |  |  |  | Removal | 1989-07-07
0-009779 | POW WOW TRADING POST | 752 NAVAJO BLVD | HOLBROOK | AZ | 86025 | Navajo | 1 | Perm Closure | 2005-06-17 |  | Unidentified | COMPARTMENT A | Single Walled | Asphalt coated or Bare Steel |  |  |  | Removal
0-005183 | IRVINGTON GENERATING STATION | 3950 E IRVINGTON RD | TUCSON | AZ | 85714 | Pima | 4 | Perm Closure | 1968-04-23 | 5000 | Unidentified | COMPARTMENT A | Unknown | Asphalt coated or Bare Steel |  |  |  | Removal | 1987-01-01
0-010074 | BEST RADIATOR & REPAIR SERVICE | 2101 S 4TH AVE | TUCSON | AZ | 85713 | Pima | 2 | Perm Closure | 2005-12-16 | 1000 | Gasoline | COMPARTMENT A |  | Asphalt coated or Bare Steel |  |  |  | Removal | 2005-09-13
0-003610 | RYDER TRUCK RENTAL AND LEASING | 5502 W LATHAM ST | PHOENIX | AZ | 85043 | Maricopa | 2 | Perm Closure | 1988-01-01 | 12000 | Diesel | COMPARTMENT A | Single Walled | Fiberglass Reinforced Plastic | Pressure |  |  | Removal | 2001-04-04
0-003610 | RYDER TRUCK RENTAL AND LEASING | 5502 W LATHAM ST | PHOENIX | AZ | 85043 | Maricopa | 5 | Perm Closure | 1988-01-01 | 2500 | Used Oil/Waste Oil | COMPARTMENT A | Double Walled | Fiberglass Reinforced Plastic | Pressure | Double Walled | Fiberglass Reinforced Plastic | Removal | 2001-05-24
0-001709 | FREEPORT MCMORAN SIERRITA MINE | 6200 W DUVAL MINE RD | GREEN VALLEY | AZ | 85614 | Pima | 7 | Perm Closure | 1958-01-01 | 10000 | Gasoline | COMPARTMENT A |  | Asphalt coated or Bare Steel |  |  |  | Removal | 1985-05-01
0-002600 | CIRCLE K #2705292 | 750 E WARNER RD | GILBERT | AZ | 85296 | Maricopa | 1 | Open | 1989-01-01 | 15000 | Gasoline | COMPARTMENT A | Single Walled | Fiberglass Reinforced Plastic | Pressure | Single Walled | Fiberglass Reinforced Plastic
0-002388 | GREENLEE COUNTY - CLIFTON YARD |  | CLIFTON |  |  | Greenlee | 1 | Perm Closure | 1981-07-25 | 6000 | Gasoline | COMPARTMENT A | Single Walled | Asphalt coated or Bare Steel |  |  |  | Removal | 1991-01-07
0-002388 | GREENLEE COUNTY - CLIFTON YARD |  | CLIFTON |  |  | Greenlee | 4 | Perm Closure | 1958-07-25 | 1000 | Diesel | COMPARTMENT A | Single Walled | Asphalt coated or Bare Steel |  |  |  | Removal | 1991-01-07
0-006424 | WHITE MOUNTAIN FUELS | 610 MAIN ST | TAYLOR | AZ | 85939 | Navajo | 4 | Perm Closure | 1985-01-01 | 12000 | Diesel | COMPARTMENT A |  | Asphalt coated or Bare Steel | Pressure |  | Bare or Galvanized Steel | Removal | 2014-08-01
0-005492 | CIRCLE K #2842 | 7536 W GLENDALE AVE | GLENDALE | AZ | 85303 | Maricopa | 2 | Perm Closure | 1967-04-24 | 6000 | Gasoline | COMPARTMENT A | Unknown | Asphalt coated or Bare Steel | Pressure |  |  | Removal | 1994-11-29
0-008127 | I-40 MOBIL |  | SELIGMAN |  |  | Yavapai | 3 | Perm Closure | 1985-10-01 | 10000 | Gasoline | COMPARTMENT A | Double Walled | Asphalt coated or Bare Steel | Pressure |  |  | Closed in Place | 1994-12-01
0-000781 | WASTE MANAGEMENT-ELWOOD HAULING | 1580 E ELWOOD ST | PHOENIX | AZ | 85040 | Maricopa | 4 | Perm Closure | 1988-12-01 | 10000 | Diesel | COMPARTMENT A | Double Walled | Fiberglass Reinforced Plastic | Pressure | Double Walled | Fiberglass Reinforced Plastic | Removal | 2018-06-21
0-004255 | SPEEDWAY STORE #2973 | 5217 S HIGHWAY 92 | SIERRA VISTA | AZ | 85650 | Cochise | 7 | Open | 2003-11-10 | 12000 | Gasoline (UL) | COMPARTMENT A | Double Walled | Fiberglass Reinforced Plastic | Pressure | Double Walled | Flexible
0-003270 | EXXONMOBIL OIL CORP #12388 | 13404 N DEL WEBB BLVD | SUN CITY | AZ | 85351 | Maricopa | 7 | Perm Closure | 1987-12-01 | 12000 | Gasoline | COMPARTMENT A | Double Walled | Fiberglass Reinforced Plastic | Pressure |  | Fiberglass Reinforced Plastic | Removal | 2005-05-26
0-003270 | EXXONMOBIL OIL CORP #12388 | 13404 N DEL WEBB BLVD | SUN CITY | AZ | 85351 | Maricopa | 3 | Perm Closure | 1970-01-01 | 10000 | Gasoline | COMPARTMENT A |  | Asphalt coated or Bare Steel |  |  |  | Removal | 1987-07-02
0-008558 | E V HANCOCK | 10132 E PINNACLE PEAK RD | SCOTTSDALE | AZ | 85255 | Maricopa | 1 | Perm Closure | 1979-01-01 | 8000 | Gasoline | COMPARTMENT A |  | Asphalt coated or Bare Steel | Pressure |  | Bare or Galvanized Steel | Removal | 1995-02-17
0-006911 | K-S FAMILY STORE | 8198 S KANSAS SETTLEMENT RD | WILLCOX | AZ | 85643 | Cochise | 1 | Perm Closure | 1982-01-01 | 10000 | Gasoline | COMPARTMENT A |  | Asphalt coated or Bare Steel | Pressure | Single Walled | Bare or Galvanized Steel | Removal | 2014-08-13
0-006911 | K-S FAMILY STORE | 8198 S KANSAS SETTLEMENT RD | WILLCOX | AZ | 85643 | Cochise | 2 | Perm Closure | 1982-01-01 | 10000 | Gasoline | COMPARTMENT A |  | Asphalt coated or Bare Steel | Pressure | Single Walled | Bare or Galvanized Steel | Removal | 2014-08-13
0-000374 | AG&F - REGION IV HEADQUARTERS | 3005 S PACIFIC AVE | YUMA | AZ | 85365 | Yuma | 1 | Perm Closure | 1981-01-01 | 2000 | Gasoline | COMPARTMENT A | Single Walled | Asphalt coated or Bare Steel | Suction - Check Valve at the Tank Top | Single Walled | Bare or Galvanized Steel | Removal | 1991-03-21
0-007882 | DESERT WEST RESOURCES | 2880 W BROADWAY BLVD | TUCSON | AZ | 85745 | Pima | 2 | Perm Closure | 2005-06-17 | 10000 | Unidentified | COMPARTMENT A | Unknown | Unknown |  |  |  | Removal
0-003085 | MCCOY'S LAUNDRY & CLEANERS | 1624 E WASHINGTON ST | PHOENIX | AZ | 85034 | Maricopa | 3 | Perm Closure | 1954-04-29 | 250 | Unidentified | COMPARTMENT A | Double Walled | Asphalt coated or Bare Steel |  |  |  | Removal | 1992-03-24
0-005717 | YORK MOTORS INC | 209 N MONTEZUMA ST | PRESCOTT | AZ | 86301 | Yavapai | 1 | Perm Closure | 1965-12-10 | 1000 | Used Oil/Waste Oil | COMPARTMENT A | Unknown | Unknown |  |  |  | Removal | 1992-01-10
0-004018 | QUEBEDEAUX BUICK-GMC | 3566 E SPEEDWAY BLVD | TUCSON | AZ | 85716 | Pima | 1 | Perm Closure | 1968-04-29 | 1000 | Unidentified | COMPARTMENT A | Unknown | Asphalt coated or Bare Steel | Suction - Check Valve at the Tank Top |  |  | Removal | 1993-12-02
0-000666 | SPEEDWAY STORE #2953 | 3200 E 32ND ST | YUMA | AZ | 85365 | Yuma | 8 | Open | 1991-02-25 | 12000 | Gasoline | COMPARTMENT A | Double Walled | Composite (Steel/Fiberglass) | Pressure | Single Walled | Fiberglass Reinforced Plastic
0-000666 | SPEEDWAY STORE #2953 | 3200 E 32ND ST | YUMA | AZ | 85365 | Yuma | 2 | Perm Closure | 1975-01-01 | 10000 | Gasoline | COMPARTMENT A |  | Asphalt coated or Bare Steel |  |  |  | Removal | 1990-05-16
0-005653 | WHITING STATION #23 | 1402 E SECOND ST | WINSLOW | AZ | 86047 | Navajo | 9 | Perm Closure | 2005-06-17 | 3000 | Gasoline | COMPARTMENT A | Single Walled | Asphalt coated or Bare Steel | Suction - Check Valve at the Tank Top | Single Walled | Bare or Galvanized Steel | Removal | 1994-08-17
0-005653 | WHITING STATION #23 | 1402 E SECOND ST | WINSLOW | AZ | 86047 | Navajo | 3 | Perm Closure | 1971-01-01 | 2000 | Diesel | COMPARTMENT A | Single Walled | Asphalt coated or Bare Steel |  |  |  | Removal | 1994-08-17
0-003978 | B&D MOBILE | 4444 N 19TH AVE | PHOENIX | AZ | 85015 | Maricopa | 1 | Perm Closure | 1976-01-01 | 8000 | Gasoline | COMPARTMENT A |  | Asphalt coated or Bare Steel |  |  |  | Removal | 1989-07-25
0-003978 | B&D MOBILE | 4444 N 19TH AVE | PHOENIX | AZ | 85015 | Maricopa | 2 | Perm Closure | 1976-01-01 | 8000 | Gasoline | COMPARTMENT A |  | Asphalt coated or Bare Steel |  |  |  | Removal | 1989-07-25
0-003960 | PRECISION COMPONENTS INC | 1820 S 35TH AVE | PHOENIX | AZ | 85009 | Maricopa | 6 | Perm Closure | 2005-06-17 | 500 | Unidentified | COMPARTMENT A | Single Walled | Asphalt coated or Bare Steel |  |  |  | Closed in Place | 1989-04-10
0-000600 | AVIS RENT-A-CAR | 1440 S 23RD ST | PHOENIX | AZ | 85034 | Maricopa | 5 | Perm Closure | 1985-01-01 | 10000 | Gasoline | COMPARTMENT A | Double Walled | Fiberglass Reinforced Plastic | Pressure | Double Walled | Fiberglass Reinforced Plastic | Removal | 2006-03-22
0-008422 | WASTE MANAGEMENT - NORTHERN ARIZONA | 1475 E SPRUCE LN | PINETOP | AZ | 85935 | Navajo | 1 | Perm Closure | 1983-01-01 | 1000 | Gasoline | COMPARTMENT A | Double Walled | Asphalt coated or Bare Steel | Suction - Check Valve at the Tank Top |  | Bare or Galvanized Steel | Removal | 1994-10-04
0-005501 | VALDEZ TRANSFER | 421 S 33RD AVE | PHOENIX | AZ | 85009 | Maricopa | 3 | Perm Closure | 1980-05-06 | 8000 | Diesel | COMPARTMENT A | Double Walled | Asphalt coated or Bare Steel | Pressure |  |  | Removal | 1993-01-12
0-000505 | ARCO #5288 | 2001 E OSBORN RD | PHOENIX | AZ | 85016 | Maricopa | 3 | Perm Closure | 2005-06-17 | 6000 | Gasoline | COMPARTMENT A |  | Asphalt coated or Bare Steel |  |  |  | Removal | 1988-09-19
0-003829 | PHOENIX, CITY OF - FIRE STATION #31 | 5730 E THUNDERBIRD RD | PHOENIX | AZ | 85032 | Maricopa | 1 | Perm Closure | 1976-01-01 | 1000 | Diesel | COMPARTMENT A | Single Walled | Asphalt coated or Bare Steel | Suction - Check Valve at the Tank Top |  | Bare or Galvanized Steel | Removal | 1995-05-17
0-007131 | VIRCO MANUFACTURING | 23525 3RD ST | SAN LUIS | AZ | 85349 | Yuma | 1 | Perm Closure | 1985-06-01 | 8000 | Solvent | COMPARTMENT A | Single Walled | Asphalt coated or Bare Steel | Suction - Check Valve at the Tank Top | Single Walled | Bare or Galvanized Steel | Removal | 1991-02-14
0-005168 | SILVERBELL GOLF COURSE | 3600 N SILVERBELL RD | TUCSON | AZ | 85745 | Pima | 1 | Perm Closure | 1981-01-10 | 500 | Gasoline | COMPARTMENT A | Double Walled | Asphalt coated or Bare Steel | Suction - Check Valve at the Tank Top |  |  | Removal | 1994-06-07
0-003413 | SHAW BUTTE RADIO #143642 |  | PHOENIX |  |  | Maricopa | 1 | Perm Closure | 1972-01-07 | 500 | Diesel | COMPARTMENT A | Unknown | Unknown | Suction - Check Valve at the Tank Top |  | Bare or Galvanized Steel | Removal | 1993-12-15
0-009244 | JACKSONS #806 | 15515 N SCOTTSDALE RD | SCOTTSDALE | AZ | 85254 | Maricopa | 2 | Open | 1997-11-18 | 20000 | Gasoline | COMPARTMENT A | Double Walled | Fiberglass Reinforced Plastic | Pressure
0-001207 | CIRCLE K #2700057 | 3602 N ORACLE RD | TUCSON | AZ | 85705 | Pima | 4 | Open | 1989-01-01 | 10000 | Gasoline | COMPARTMENT A | Double Walled | Fiberglass Reinforced Plastic | Pressure |  | Fiberglass Reinforced Plastic
0-002163 | FOODMAKER INC | 4239 S 43RD PL | PHOENIX | AZ | 85040 | Maricopa | 1 | Perm Closure | 1974-01-01 | 6000 | Gasoline | COMPARTMENT A |  | Asphalt coated or Bare Steel |  |  |  | Removal | 1988-03-01
0-001505 | CIRCLE K #2701923 | 637 E 32ND ST | YUMA | AZ | 85365 | Yuma | 2 | Open | 1985-01-01 | 10000 | Gasoline | COMPARTMENT A | Single Walled | Fiberglass Reinforced Plastic | Pressure | Double Walled | Fiberglass Reinforced Plastic
0-001870 | EXXON #7-1405 | 3433 N 56TH ST | PHOENIX | AZ | 85018 | Maricopa | 4 | Perm Closure | 1961-01-01 | 550 | Used Oil/Waste Oil | COMPARTMENT A |  | Asphalt coated or Bare Steel |  |  |  | Removal | 1988-01-01
0-001870 | EXXON #7-1405 | 3433 N 56TH ST | PHOENIX | AZ | 85018 | Maricopa | 8 | Perm Closure | 1988-01-01 | 1000 | Used Oil/Waste Oil | COMPARTMENT A | Double Walled | Fiberglass Reinforced Plastic |  |  |  | Removal | 1990-06-06
0-009187 | FAA AIRWAY BEACON #007 |  | BUCKEYE |  |  | Maricopa | 1 | Perm Closure | 1942-01-01 | 500 | Gasoline | COMPARTMENT A | Double Walled | Asphalt coated or Bare Steel |  |  |  | Removal | 2001-07-10
0-007303 | FARNSWORTH CONSTRUCTION CO | 8355 E BASELINE RD | MESA | AZ | 85208 | Maricopa | 2 | Perm Closure | 1985-04-01 | 10000 | Gasoline | COMPARTMENT A | Unknown | Asphalt coated or Bare Steel | Pressure |  |  | Removal | 1998-09-28
0-009993 | GOOD 2 GO #526 | 4525 N US HIGHWAY 89 | FLAGSTAFF | AZ | 86004 | Coconino | 2 | Open | 2002-02-28 | 10000 | Gasoline | COMPARTMENT A | Single Walled | Fiberglass Reinforced Plastic | Pressure | Double Walled | Fiberglass Reinforced Plastic
0-009993 | GOOD 2 GO #526 | 4525 N US HIGHWAY 89 | FLAGSTAFF | AZ | 86004 | Coconino | 2 | Open | 2002-02-28 | 10000 | Diesel | COMPARTMENT B | Single Walled | Fiberglass Reinforced Plastic | Pressure | Double Walled | Fiberglass Reinforced Plastic
0-006483 | DUTCHMAN AUTO/RV | 770 S PINAL PKWY | FLORENCE | AZ | 85132 | Pinal | 1 | Perm Closure | 2005-06-17 | 2500 | Gasoline | COMPARTMENT A |  | Asphalt coated or Bare Steel |  |  |  | Removal | 1998-07-29
0-006755 | GURLEY SERVICE CENTER - FORMER | 1005 E GURLEY ST | PRESCOTT | AZ | 86301 | Yavapai | 2 | Perm Closure | 1967-01-01 | 3000 | Gasoline | COMPARTMENT A | Unknown | Asphalt coated or Bare Steel | Pressure |  |  | Removal | 1996-08-06
0-006755 | GURLEY SERVICE CENTER - FORMER | 1005 E GURLEY ST | PRESCOTT | AZ | 86301 | Yavapai | 3 | Perm Closure | 1967-01-01 | 8000 | Gasoline | COMPARTMENT A | Unknown | Asphalt coated or Bare Steel | Pressure |  |  | Removal | 1996-08-06
0-003763 | UNOCAL #7368 | 245 E FRY BLVD | SIERRA VISTA | AZ | 85635 | Cochise | 6 | Perm Closure | 1976-01-01 | 6000 | Diesel | COMPARTMENT A |  | Asphalt coated or Bare Steel | Pressure |  | Bare or Galvanized Steel | Removal | 1997-11-13
0-005014 | COBB'S AUTO SERVICE U-HAUL | 3137 E ANDY DEVINE AVE | KINGMAN | AZ | 86401 | Mohave | 9 | Perm Closure | 1982-01-01 | 12000 | Gasoline | COMPARTMENT A |  | Asphalt coated or Bare Steel | Pressure |  | Fiberglass Reinforced Plastic | Removal | 2015-09-23
0-003242 | MOBIL 18-M1F | 5549 E INDIAN SCHOOL RD | PHOENIX | AZ | 85018 | Maricopa | 9 | Perm Closure | 1991-05-08 | 1000 | Used Oil/Waste Oil | COMPARTMENT A | Double Walled | Fiberglass Reinforced Plastic | Gravity Feed |  | Fiberglass Reinforced Plastic | Removal | 2007-04-12
0-003242 | MOBIL 18-M1F | 5549 E INDIAN SCHOOL RD | PHOENIX | AZ | 85018 | Maricopa | 3 | Perm Closure | 1970-01-01 | 10000 | Gasoline | COMPARTMENT A |  | Asphalt coated or Bare Steel | Pressure |  |  | Removal | 1987-07-02
0-003201 | PMH FOOD MART | 5438 N 59TH AVE | GLENDALE | AZ | 85301 | Maricopa | 1 | Perm Closure | 1984-01-01 | 6000 | Gasoline (PUL) | COMPARTMENT A | Double Walled | Fiberglass Reinforced Plastic | Pressure |  | Fiberglass Reinforced Plastic | Closed in Place | 2014-02-07
0-003195 | MOBIL 08-576 | 3443 W THOMAS RD | PHOENIX | AZ | 85017 | Maricopa | 2 | Perm Closure | 2005-06-17 | 10000 | Gasoline | COMPARTMENT A |  | Asphalt coated or Bare Steel |  |  |  | Removal | 1989-09-22
0-003195 | MOBIL 08-576 | 3443 W THOMAS RD | PHOENIX | AZ | 85017 | Maricopa | 1 | Perm Closure | 2005-06-17 | 10000 | Gasoline | COMPARTMENT A |  | Asphalt coated or Bare Steel |  |  |  | Removal | 1989-09-22
0-003101 | GLENDALE SPRING | 5420 W MISSOURI AVE | GLENDALE | AZ | 85301 | Maricopa | 4 | Perm Closure | 1966-04-21 | 1000 | Used Oil/Waste Oil | COMPARTMENT A | Double Walled | Asphalt coated or Bare Steel |  |  |  | Removal | 1990-09-27
0-004749 | RAY STEVENS PAVING | 3526 N 42ND AVE | PHOENIX | AZ | 85019 | Maricopa | 5 | Perm Closure | 1980-05-07 | 3000 | Diesel | COMPARTMENT A | Unknown | Asphalt coated or Bare Steel |  |  |  | Removal | 1990-02-02
0-006339 | COMMANDER CONVENIENCE STORE | 1970 COMMANDER DR | LAKE HAVASU CITY | AZ | 86403 | Mohave | 2 | Perm Closure | 1980-01-01 | 10000 | Gasoline | COMPARTMENT A | Single Walled | Fiberglass Reinforced Plastic | Pressure |  | Fiberglass Reinforced Plastic | Removal | 2001-02-08
0-004655 | 7-ELEVEN #22553 | 3448 W GLENDALE AVE | PHOENIX | AZ | 85051 | Maricopa | 1 | Perm Closure | 1980-02-05 | 12000 | Gasoline | COMPARTMENT A | Unknown | Asphalt coated or Bare Steel |  |  |  | Removal | 1991-12-17
0-001312 | CIRCLE K #795 | 16054 N ORACLE RD | CATALINA | AZ | 85739 | Pima | 4 | Perm Closure | 1972-01-01 | 10000 | Diesel | COMPARTMENT A |  | Asphalt coated or Bare Steel | Pressure |  |  | Removal | 1994-01-19
0-001312 | CIRCLE K #795 | 16054 N ORACLE RD | CATALINA | AZ | 85739 | Pima | 3 | Perm Closure | 1972-01-01 | 10000 | Gasoline | COMPARTMENT A |  | Asphalt coated or Bare Steel | Pressure |  |  | Removal | 1994-01-19
0-004530 | PHELPS DODGE - MORENCI - UST FACILITY | 4251 US HIGHWAY 191 | MORENCI | AZ | 85540 | Greenlee | 10 | Perm Closure | 2005-06-17 |  | Unidentified | COMPARTMENT A | Unknown | Unknown |  |  |  | Removal | 1990-03-01
0-004530 | PHELPS DODGE - MORENCI - UST FACILITY | 4251 US HIGHWAY 191 | MORENCI | AZ | 85540 | Greenlee | 13 | Perm Closure | 1985-01-01 | 600 | Used Oil/Waste Oil | COMPARTMENT A | Unknown | Asphalt coated or Bare Steel |  |  |  | Removal | 2003-02-13
0-004354 | LONE STAR SERVICE | 1600 A AVE | DOUGLAS | AZ | 85607 | Cochise | 1 | Perm Closure | 1977-01-01 | 2000 | Gasoline | COMPARTMENT A |  | Asphalt coated or Bare Steel | Suction - Check Valve at the Tank Top |  |  | Removal | 1993-08-04
0-004354 | LONE STAR SERVICE | 1600 A AVE | DOUGLAS | AZ | 85607 | Cochise | 2 | Perm Closure | 1977-01-01 | 2000 | Gasoline | COMPARTMENT A |  | Asphalt coated or Bare Steel | Suction - Check Valve at the Tank Top |  |  | Removal | 1993-08-04
0-000940 | CONOCOPHILLIPS #257456 | 11503 W BELL RD | SURPRISE | AZ | 85378 | Maricopa | 7 | Perm Closure | 1994-11-18 | 10000 | Diesel | COMPARTMENT A | Double Walled | Fiberglass Reinforced Plastic | Pressure | Double Walled | Fiberglass Reinforced Plastic | Removal | 2005-01-11
0-000916 | CIRCLE K STORE #2706648 | 2311 W DEER VALLEY RD | PHOENIX | AZ | 85027 | Maricopa | 5 | Open | 1991-08-01 | 10000 | Gasoline | COMPARTMENT A | Double Walled | Fiberglass Reinforced Plastic | Pressure | Double Walled | Fiberglass Reinforced Plastic
0-001961 | PORTLAND CARDLOCK #19 | 1024 N 27TH AVE | PHOENIX | AZ | 85009 | Maricopa | 4 | Perm Closure | 2009-12-14 | 300 | Used Oil/Waste Oil | COMPARTMENT A |  | Asphalt coated or Bare Steel |  |  |  | Removal | 2009-09-30
0-004437 | CVS HEALTH | 9501 E SHEA BLVD | SCOTTSDALE | AZ | 85260 | Maricopa | 1 | Perm Closure | 1977-01-01 | 550 | Diesel | COMPARTMENT A |  | Asphalt coated or Bare Steel |  |  |  | Removal | 1988-01-01
0-003579 | OROWEAT FOODS CO | 1115 W BROADWAY RD | TEMPE | AZ | 85282 | Maricopa | 1 | Perm Closure | 1966-01-21 | 4000 | Diesel | COMPARTMENT A | Unknown | Unknown |  |  |  | Removal | 1989-08-09
0-006541 | THE W. W. WILLIAMS COMPANY LLC | 2602 S 19TH AVE | PHOENIX | AZ | 85009 | Maricopa | 2 | Perm Closure | 1974-12-21 | 1500 | Diesel | COMPARTMENT A | Unknown | Asphalt coated or Bare Steel |  |  |  | Removal | 1988-12-22
0-003350 | NOGALES SOC #125202 | 926 W BELL RD | NOGALES | AZ | 85621 | Santa Cruz | 2 | Perm Closure | 1979-01-01 | 2000 | Diesel | COMPARTMENT A |  | Asphalt coated or Bare Steel | Pressure |  | Fiberglass Reinforced Plastic | Removal | 1997-08-01
0-009044 | MISSION BELL PLAZA | 2501 E BELL RD | PHOENIX | AZ | 85032 | Maricopa | 1 | Perm Closure | 1970-01-01 | 10000 | Gasoline | COMPARTMENT A |  | Asphalt coated or Bare Steel | Pressure |  | Bare or Galvanized Steel | Removal | 1997-01-24
0-009823 | SAM'S CLUB #6692 | 4701 N STONE AVE | TUCSON | AZ | 85704 | Pima | 2 | Open | 2001-11-06 | 20000 | Gasoline | COMPARTMENT A | Double Walled | Fiberglass Reinforced Plastic | Pressure | Double Walled | Flexible
0-004126 | RED ROCK ELEMENTARY SCHOOL | 33656 S AGUIRRE LN | RED ROCK | AZ | 85145 | Pinal | 2 | Perm Closure | 1985-10-29 | 1000 | Gasoline | COMPARTMENT A | Double Walled | Asphalt coated or Bare Steel | Suction - Check Valve at the Tank Top |  | Fiberglass Reinforced Plastic | Removal | 1993-08-13
0-005404 | U OF A - EXPERIMENTAL FARM | 1601 W MAIN ST | MESA | AZ | 85201 | Maricopa | 1 | Perm Closure | 1981-05-05 | 1000 | Diesel | COMPARTMENT A | Unknown | Asphalt coated or Bare Steel |  |  |  | Removal | 1991-06-26
0-005323 | UNITED METRO MATERIALS | 2800 S CENTRAL AVE | PHOENIX | AZ | 85040 | Maricopa | 8 | Perm Closure | 1979-01-01 | 12000 | Diesel | COMPARTMENT A | Single Walled | Fiberglass Reinforced Plastic |  |  |  | Removal | 1989-12-19
0-001040 | CHEVRON #9-1549 | 4705 N US HIGHWAY 89 | FLAGSTAFF | AZ | 86004 | Coconino | 7 | Perm Closure | 1993-04-01 | 12000 | Gasoline | COMPARTMENT A | Double Walled | Fiberglass Reinforced Plastic | Pressure | Double Walled | Fiberglass Reinforced Plastic | Removal | 2002-03-05
0-008452 | GOODYEAR TIRE & RUBBER CENTER | 3515 W UNION HILLS DR | PHOENIX | AZ | 85308 | Maricopa | 1 | Perm Closure | 1987-01-01 | 550 | Used Oil/Waste Oil | COMPARTMENT A | Double Walled | Fiberglass Reinforced Plastic | Gravity Feed |  |  | Removal | 1995-02-10
0-004140 | RICE PLUMBING COMPANY | 3232 N STONE AVE | TUCSON | AZ | 85705 | Pima | 2 | Perm Closure | 1980-01-01 | 4000 | Gasoline | COMPARTMENT A | Single Walled | Asphalt coated or Bare Steel |  |  |  | Removal | 1995-08-22
0-000532 | ARCO #1403 | 7002 N 7TH ST | PHOENIX | AZ | 85020 | Maricopa | 2 | Perm Closure | 1966-01-01 | 6000 | Gasoline | COMPARTMENT A |  | Asphalt coated or Bare Steel |  |  |  | Removal | 1988-09-01
0-000532 | ARCO #1403 | 7002 N 7TH ST | PHOENIX | AZ | 85020 | Maricopa | 5 | Perm Closure | 1966-01-01 | 550 | Used Oil/Waste Oil | COMPARTMENT A |  | Asphalt coated or Bare Steel |  |  |  | Removal | 1988-09-01
0-003003 | MAACO AUTO PAINTING & BODYWORKS | 2222 W DEER VALLEY RD | PHOENIX | AZ | 85027 | Maricopa | 2 | Perm Closure | 1985-05-05 | 550 | Used Oil/Waste Oil | COMPARTMENT A | Double Walled | Fiberglass Reinforced Plastic |  |  |  | Removal | 1992-09-22
0-003003 | MAACO AUTO PAINTING & BODYWORKS | 2222 W DEER VALLEY RD | PHOENIX | AZ | 85027 | Maricopa | 1 | Perm Closure | 1985-05-05 | 550 | Unidentified | COMPARTMENT A | Double Walled | Fiberglass Reinforced Plastic |  |  |  | Removal | 1992-09-22
0-008179 | BUDGET AUTOMOTIVE CENTER | 2770 N ORACLE RD | TUCSON | AZ | 85705 | Pima | 1 | Perm Closure | 1983-01-01 | 4000 | Used Oil/Waste Oil | COMPARTMENT A | Double Walled | Asphalt coated or Bare Steel | Suction - Check Valve at the Tank Top |  |  | Removal | 1993-05-20
0-005545 | CENTRAL FREIGHT LINES | 2205 S 43RD AVE | PHOENIX | AZ | 85009 | Maricopa | 1 | Perm Closure | 1974-04-14 | 12000 | Diesel | COMPARTMENT A | Unknown | Asphalt coated or Bare Steel |  |  |  | Removal | 1987-03-01
0-005545 | CENTRAL FREIGHT LINES | 2205 S 43RD AVE | PHOENIX | AZ | 85009 | Maricopa | 2 | Perm Closure | 1974-04-14 | 12000 | Diesel | COMPARTMENT A | Unknown | Asphalt coated or Bare Steel |  |  |  | Removal | 1987-03-01
0-004263 | SPEEDWAY STORE #2974 | 1497 E FRY BLVD | SIERRA VISTA | AZ | 85635 | Cochise | 8 | Perm Closure | 1997-10-25 | 10000 | Gasoline | COMPARTMENT A | Double Walled | Fiberglass Reinforced Plastic | Pressure | Double Walled | Fiberglass Reinforced Plastic | Removal | 2003-11-13
0-000855 | CAMELBACK BMW | 1144 E CAMELBACK RD | PHOENIX | AZ | 85014 | Maricopa | 2 | Perm Closure | 2005-06-17 | 6000 | Diesel | COMPARTMENT A |  | Asphalt coated or Bare Steel |  |  |  | Removal | 1989-12-05
0-006859 | EHRENBERG ELEMENTARY SCHOOL | 49241 EHRENBERG-PARKER HWY | EHRENBERG | AZ | 85334 | La Paz | 1 | Perm Closure | 2005-06-17 | 6000 | Diesel | COMPARTMENT A | Unknown | Asphalt coated or Bare Steel | Suction - Check Valve at the Tank Top |  |  | Removal | 1990-10-20
0-006789 | GLENDALE PONTIAC GMC | 4510 W GLENDALE AVE | GLENDALE | AZ | 85301 | Maricopa | 2 | Perm Closure | 2005-06-17 | 250 | Used Oil/Waste Oil | COMPARTMENT A |  | Asphalt coated or Bare Steel | Gravity Feed |  | Bare or Galvanized Steel | Removal | 1992-08-14
0-006789 | GLENDALE PONTIAC GMC | 4510 W GLENDALE AVE | GLENDALE | AZ | 85301 | Maricopa | 1 | Perm Closure | 2005-06-17 | 500 | Used Oil/Waste Oil | COMPARTMENT A |  | Asphalt coated or Bare Steel | Gravity Feed |  | Bare or Galvanized Steel | Removal | 1992-08-14
0-001052 | GIANT 6619 | 1001 E BENSON HWY | TUCSON | AZ | 85713 | Pima | 4 | Perm Closure | 1972-01-01 | 1500 | Used Oil/Waste Oil | COMPARTMENT A |  | Asphalt coated or Bare Steel |  |  |  | Removal | 1988-05-01
0-001052 | GIANT 6619 | 1001 E BENSON HWY | TUCSON | AZ | 85713 | Pima | 3 | Perm Closure | 1972-01-01 | 5000 | Gasoline | COMPARTMENT A |  | Asphalt coated or Bare Steel |  |  |  | Removal | 1988-05-01
0-008493 | ARIZONA MOTOR CAR | 1501 W VAN BUREN ST | PHOENIX | AZ | 85007 | Maricopa | 2 | Perm Closure | 1963-12-05 | 4000 | Gasoline | COMPARTMENT A | Unknown | Asphalt coated or Bare Steel |  |  |  | Removal | 1979-06-11
0-008250 | EARNHARDT CHRYSLER PLYMOUTH | 577 E BASELINE RD | TEMPE | AZ | 85283 | Maricopa | 2 | Perm Closure | 1986-08-01 | 2000 | Unidentified | COMPARTMENT A | Double Walled | Asphalt coated or Bare Steel | Suction - Check Valve at the Tank Top |  |  | Removal | 1996-02-16
0-008250 | EARNHARDT CHRYSLER PLYMOUTH | 577 E BASELINE RD | TEMPE | AZ | 85283 | Maricopa | 1 | Perm Closure | 1986-08-01 | 2000 | Unidentified | COMPARTMENT A | Double Walled | Asphalt coated or Bare Steel | Suction - Check Valve at the Tank Top |  |  | Removal | 1996-02-16
0-001902 | CITY OF ELOY - PUBLIC WORKS YARD | 208 N MAIN ST | ELOY | AZ | 85131 | Pinal | 1 | Perm Closure | 1956-01-01 | 1000 | Gasoline | COMPARTMENT A |  | Asphalt coated or Bare Steel | Suction - Check Valve at the Tank Top | Single Walled | Bare or Galvanized Steel | Removal | 1993-05-06
0-010326 | QUIKTRIP #1490 | 2345 E IRVINGTON RD | TUCSON | AZ | 85714 | Pima | 3 | Open | 2009-12-29 | 8000 | Gasoline | COMPARTMENT A | Double Walled | Fiberglass Reinforced Plastic | Pressure | Double Walled | Fiberglass Reinforced Plastic
0-010326 | QUIKTRIP #1490 | 2345 E IRVINGTON RD | TUCSON | AZ | 85714 | Pima | 1 | Open | 2009-12-29 | 20000 | Gasoline | COMPARTMENT A | Double Walled | Fiberglass Reinforced Plastic | Pressure | Double Walled | Fiberglass Reinforced Plastic
0-010343 | QUIKTRIP #1453 | 1884 S CRAYCROFT RD | TUCSON | AZ | 85711 | Pima | 3 | Open | 2010-03-25 | 12000 | Gasoline | COMPARTMENT A | Double Walled | Fiberglass Reinforced Plastic | Pressure | Double Walled | Fiberglass Reinforced Plastic
0-001202 | CIRCLE K #2700233 | 817 N MAIN ST | ELOY | AZ | 85131 | Pinal | 2 | Perm Closure | 1977-01-01 | 8000 | Gasoline | COMPARTMENT A |  | Asphalt coated or Bare Steel | Pressure |  |  | Removal | 1996-04-30
0-004098 | RAY BELL #417 - FORMER | 107 N CASA GRANDE AVE | CASA GRANDE | AZ | 85122 | Pinal | 1 | Perm Closure | 1974-01-01 | 10000 | Gasoline | COMPARTMENT A | Double Walled | Asphalt coated or Bare Steel | Suction - Check Valve at the Tank Top |  | Bare or Galvanized Steel | Removal | 1994-03-19
0-003023 | SAN MANUEL MINE |  | MAMMOTH |  |  | Pinal | 2 | Perm Closure | 1986-02-11 | 1000 | Unidentified | COMPARTMENT A | Double Walled | Fiberglass Reinforced Plastic | Suction - Check Valve at the Tank Top |  | Bare or Galvanized Steel | Removal | 1995-03-20
0-003023 | SAN MANUEL MINE |  | MAMMOTH |  |  | Pinal | 5 | Perm Closure | 1986-02-11 | 1000 | Unidentified | COMPARTMENT A | Double Walled | Fiberglass Reinforced Plastic | Suction - Check Valve at the Tank Top |  | Bare or Galvanized Steel | Removal | 1995-03-19
0-007310 | ARIZONA EGG CO | 20265 W KORSTEN ST | CASA GRANDE | AZ | 85122 | Pinal | 1 | Perm Closure | 1974-01-01 | 10000 | Diesel | COMPARTMENT A | Unknown | Unknown |  |  |  | Removal | 1991-05-29
0-000427 | PARAMOUNT PETROLEUM CORP - FLAGSTAFF | 840 E BUTLER AVE | FLAGSTAFF | AZ | 86001 | Coconino | 3 | Perm Closure | 1975-01-01 | 1000 | Used Oil/Waste Oil | COMPARTMENT A |  | Asphalt coated or Bare Steel | Gravity Feed |  |  | Removal | 1990-02-12
0-001119 | CHEVRON #9-4567 | 1450 E 16TH ST | YUMA | AZ | 85365 | Yuma | 5 | Perm Closure | 1979-01-01 | 1000 | Used Oil/Waste Oil | COMPARTMENT A | Single Walled | Fiberglass Reinforced Plastic | Gravity Feed |  | Fiberglass Reinforced Plastic | Removal | 1994-02-17
0-008222 | SAM DAYS AUTO SALES & WRECKING | 3180 E US HIGHWAY 80 | YUMA | AZ | 85365 | Yuma | 3 | Perm Closure | 1960-01-01 | 10000 | Gasoline | COMPARTMENT A | Unknown | Asphalt coated or Bare Steel |  |  |  | Removal | 1997-08-28
0-008222 | SAM DAYS AUTO SALES & WRECKING | 3180 E US HIGHWAY 80 | YUMA | AZ | 85365 | Yuma | 8 | Perm Closure | 1970-01-01 | 10000 | Gasoline | COMPARTMENT A | Unknown | Asphalt coated or Bare Steel |  |  |  | Removal | 1997-08-27
0-008222 | SAM DAYS AUTO SALES & WRECKING | 3180 E US HIGHWAY 80 | YUMA | AZ | 85365 | Yuma | 12 | Perm Closure | 2005-06-17 | 8000 | Gasoline | COMPARTMENT A | Unknown | Asphalt coated or Bare Steel |  |  |  | Removal | 1997-08-27
0-002139 | FISHERS LANDING RESORT |  | MARTINEZ LAKE |  |  | Yuma | 3 | Perm Closure | 1978-08-13 | 5000 | Gasoline | COMPARTMENT A | Single Walled | Asphalt coated or Bare Steel |  |  |  | Removal | 1972-04-01
0-004752 | VILLAGE GASERY | 4101 VILLAGE DR | COTTONWOOD | AZ | 86326 | Yavapai | 3 | Perm Closure | 1970-01-01 | 5000 | Gasoline | COMPARTMENT A |  | Asphalt coated or Bare Steel | Pressure |  | Fiberglass Reinforced Plastic | Removal | 2010-10-28
0-008806 | MAYAN TACO | 1630 W STATE ROUTE 89A | SEDONA | AZ | 86336 | Yavapai | 1 | Perm Closure | 2005-06-17 | 10000 | Gasoline | COMPARTMENT A | Unknown | Asphalt coated or Bare Steel | Suction - Check Valve at the Tank Top |  | Bare or Galvanized Steel | Removal | 1996-01-23
0-000738 | UNION 76 - NOGALES | 981 N GRAND AVE | NOGALES | AZ | 85621 | Santa Cruz | 5 | Perm Closure | 1970-01-01 | 7500 | Diesel | COMPARTMENT A |  | Asphalt coated or Bare Steel |  |  |  | Removal | 1990-08-02
0-002786 | WHITING STATION #163 | 4479 W INA RD | MARANA | AZ | 85741 | Pima | 4 | Perm Closure | 1976-01-01 | 10000 | Gasoline | COMPARTMENT A |  | Asphalt coated or Bare Steel |  |  |  | Removal | 1988-01-01
0-002786 | WHITING STATION #163 | 4479 W INA RD | MARANA | AZ | 85741 | Pima | 7 | Perm Closure | 1976-01-01 | 10000 | Gasoline | COMPARTMENT A |  | Asphalt coated or Bare Steel |  |  |  | Removal | 1988-01-01
0-002786 | WHITING STATION #163 | 4479 W INA RD | MARANA | AZ | 85741 | Pima | 12 | Perm Closure | 1988-10-01 | 12000 | Gasoline | COMPARTMENT A |  | Asphalt coated or Bare Steel | Pressure | Double Walled | Flexible | Removal | 2010-12-14
0-002786 | WHITING STATION #163 | 4479 W INA RD | MARANA | AZ | 85741 | Pima | 3 | Perm Closure | 1976-01-01 | 10000 | Gasoline | COMPARTMENT A |  | Asphalt coated or Bare Steel |  |  |  | Removal | 1988-01-01
0-006345 | JIMMYS SERVICE | 2500 E 6TH ST | TUCSON | AZ | 85716 | Pima | 2 | Perm Closure | 1980-09-12 | 7000 | Unidentified | COMPARTMENT A | Unknown | Unknown |  |  |  | Removal | 1989-06-07
0-001303 | CIRCLE K #775 | 402 E PRINCE RD | TUCSON | AZ | 85705 | Pima | 2 | Perm Closure | 1972-01-01 | 10000 | Gasoline | COMPARTMENT A | Single Walled | Asphalt coated or Bare Steel | Pressure | Single Walled | Bare or Galvanized Steel | Removal | 1999-03-02
0-000608 | B&B LUMBER & HARDWARE CO | 3536 E WASHINGTON ST | PHOENIX | AZ | 85034 | Maricopa | 1 | Perm Closure | 1981-01-01 | 1000 | Gasoline | COMPARTMENT A |  | Asphalt coated or Bare Steel |  |  |  | Removal | 1991-06-01
0-005339 | USAF - WILLIAMS AFB - RECREATION ANNEX - WATERDOG |  | FISH CREEK (HISTORICAL) |  |  | Maricopa | 3 | Perm Closure | 1979-01-01 | 550 | Gasoline | COMPARTMENT A | Single Walled | Asphalt coated or Bare Steel |  |  |  | Removal | 1991-10-28
0-002543 | JIM'S SERVICES STATION | 6141 E CAVE CREEK RD | CAVE CREEK | AZ | 85331 | Maricopa | 3 | Perm Closure | 1965-12-28 | 5000 | Gasoline | COMPARTMENT A | Unknown | Unknown |  |  |  | Removal | 1991-03-01
0-002992 | LOVE'S AUTO REPAIR | 4505 W GLENDALE AVE | GLENDALE | AZ | 85301 | Maricopa | 2 | Perm Closure | 1984-01-01 | 10000 | Gasoline | COMPARTMENT A | Single Walled | Fiberglass Reinforced Plastic | Pressure |  | Bare or Galvanized Steel | Removal | 2002-06-27
0-003698 | PHELPS DODGE - DOUGLAS - REDUCTION WORKS |  | PAUL SPUR |  |  | Cochise | 1 | Perm Closure | 1971-01-01 | 1000 | Gasoline | COMPARTMENT A |  | Asphalt coated or Bare Steel |  |  |  | Removal | 1988-06-27
0-002988 | GARGIULO FOODS | 5119 W BETHANY HOME RD | GLENDALE | AZ | 85301 | Maricopa | 2 | Perm Closure | 1961-03-11 | 1000 | Gasoline | COMPARTMENT A | Single Walled | Asphalt coated or Bare Steel |  |  |  | Removal | 1991-12-24
0-010373 | FRYS FUEL CENTER #28 | 4315 W BELL RD | PHOENIX | AZ | 85308 | Maricopa | 2 | Open | 2009-12-03 | 8000 | Diesel | COMPARTMENT B | Double Walled | Fiberglass Reinforced Plastic | Pressure | Double Walled | Flexible
0-010380 | SPEEDSMART #112 | 2075 S MILLER RD | BUCKEYE | AZ | 85326 | Maricopa | 3 | Open | 2010-12-18 | 20000 | Diesel | COMPARTMENT A | Double Walled | Fiberglass Reinforced Plastic | Pressure | Double Walled | Fiberglass Reinforced Plastic
0-010386 | GREENLEE COUNTY APN 500-51-055 | 809 SE OLD WEST HWY | DUNCAN | AZ | 85534 | Greenlee | 1 | Perm Closure | 2011-02-07 | 500 | Gasoline | COMPARTMENT A |  | Asphalt coated or Bare Steel |  |  |  | Removal | 2010-11-30
0-010386 | GREENLEE COUNTY APN 500-51-055 | 809 SE OLD WEST HWY | DUNCAN | AZ | 85534 | Greenlee | 2 | Perm Closure | 2011-02-07 | 1000 | Gasoline | COMPARTMENT A |  | Asphalt coated or Bare Steel |  |  |  | Removal | 2010-11-30
0-002954 | R&G TIRE SHOP | 351 E GRANT RD | TUCSON | AZ | 85705 | Pima | 2 | Perm Closure | 1971-01-01 | 12000 | Gasoline | COMPARTMENT A |  | Asphalt coated or Bare Steel | Pressure |  |  | Removal | 1996-04-26
0-004613 | 7-ELEVEN #13048 | 5457 E PIMA ST | TUCSON | AZ | 85712 | Pima | 2 | Perm Closure | 1966-04-08 | 9940 | Gasoline | COMPARTMENT A | Double Walled | Asphalt coated or Bare Steel |  |  |  | Removal | 1991-01-28
0-005273 | UNOCAL #3818 | 1901 E FORT LOWELL RD | TUCSON | AZ | 85719 | Pima | 2 | Perm Closure | 1984-04-15 | 12000 | Gasoline | COMPARTMENT A | Double Walled | Fiberglass Reinforced Plastic |  |  |  | Removal | 1990-01-07
0-003580 | O'RIELLY CHEVROLET | 6100 E BROADWAY BLVD | TUCSON | AZ | 85711 | Pima | 3 | Perm Closure | 1966-01-01 | 500 | New Oil | COMPARTMENT A |  | Asphalt coated or Bare Steel | Pressure |  |  | Removal | 1988-04-12
0-003580 | O'RIELLY CHEVROLET | 6100 E BROADWAY BLVD | TUCSON | AZ | 85711 | Pima | 6 | Perm Closure | 1966-01-01 | 5000 | Gasoline | COMPARTMENT A |  | Asphalt coated or Bare Steel |  |  |  | Removal | 1994-01-14
0-005046 | PATIO POOLS & SPAS | 7960 E 22ND ST | TUCSON | AZ | 85710 | Pima | 1 | Perm Closure | 1974-01-01 | 5000 | Gasoline | COMPARTMENT A | Single Walled | Asphalt coated or Bare Steel | Pressure | Single Walled | Bare or Galvanized Steel | Removal | 1994-10-11
0-002000 | SHELL GAS MART | 2414 NAVAJO BLVD | HOLBROOK | AZ | 86025 | Navajo | 1 | Perm Closure | 1983-01-01 | 10000 | Gasoline | COMPARTMENT A | Single Walled | Asphalt coated or Bare Steel |  |  |  | Removal | 1990-09-24
0-002000 | SHELL GAS MART | 2414 NAVAJO BLVD | HOLBROOK | AZ | 86025 | Navajo | 7 | Perm Closure | 1991-01-01 | 10000 | Gasoline | COMPARTMENT A | Double Walled | Fiberglass Reinforced Plastic | Pressure |  | Fiberglass Reinforced Plastic | Removal | 2008-04-23
0-001584 | COCA-COLA BOTTLING CO | 1941 W SECOND ST | WINSLOW | AZ | 86047 | Navajo | 1 | Perm Closure | 1979-01-01 | 10000 | Diesel | COMPARTMENT A | Single Walled | Asphalt coated or Bare Steel |  |  |  | Removal | 1991-07-17
0-003079 | SHOW LOW QUICK STOP | 6934 HIGHWAY 260 | SHOW LOW | AZ | 85901 | Navajo | 1 | Perm Closure | 1984-01-01 | 6000 | Gasoline | COMPARTMENT A |  | Asphalt coated or Bare Steel | Pressure |  | Fiberglass Reinforced Plastic | Removal | 2011-11-14
0-003079 | SHOW LOW QUICK STOP | 6934 HIGHWAY 260 | SHOW LOW | AZ | 85901 | Navajo | 2 | Perm Closure | 1984-01-01 | 6000 | Gasoline | COMPARTMENT A |  | Asphalt coated or Bare Steel | Pressure |  | Fiberglass Reinforced Plastic | Removal | 2011-11-14
0-001700 | BENNETTS & SON INC | 1615 RAINBOW DR | BULLHEAD CITY | AZ | 86442 | Mohave | 4 | Perm Closure | 1981-01-01 | 10000 | Gasoline | COMPARTMENT A | Single Walled | Asphalt coated or Bare Steel | Pressure | Single Walled | Bare or Galvanized Steel | Removal | 2010-11-17
0-000906 | TEXACO #60-349-0309 | 1837 W VAN BUREN ST | PHOENIX | AZ | 85007 | Maricopa | 1 | Perm Closure | 1966-01-01 | 10000 | Gasoline | COMPARTMENT A |  | Asphalt coated or Bare Steel | Pressure |  | Fiberglass Reinforced Plastic | Removal | 1992-12-21
0-000906 | TEXACO #60-349-0309 | 1837 W VAN BUREN ST | PHOENIX | AZ | 85007 | Maricopa | 3 | Perm Closure | 1966-01-01 | 10000 | Diesel | COMPARTMENT A |  | Asphalt coated or Bare Steel | Pressure |  | Fiberglass Reinforced Plastic | Removal | 1992-12-21
0-004364 | SAVCO #10 | 1680 N DYSART RD | GOODYEAR | AZ | 85395 | Maricopa | 4 | Perm Closure | 1985-01-23 | 12000 | Diesel | COMPARTMENT A | Unknown | Asphalt coated or Bare Steel | Pressure |  | Bare or Galvanized Steel | Removal | 1992-11-19
0-004363 | BILL'S OAK GROVE GAS & FOODMART INC | 7000 W CHANDLER BLVD | CHANDLER | AZ | 85226 | Maricopa | 7 | Perm Closure | 1982-01-01 | 12000 | Diesel | COMPARTMENT A |  | Asphalt coated or Bare Steel | Pressure | Single Walled | Bare or Galvanized Steel | Removal | 1993-04-27
0-004363 | BILL'S OAK GROVE GAS & FOODMART INC | 7000 W CHANDLER BLVD | CHANDLER | AZ | 85226 | Maricopa | 12 | Open | 2001-07-03 | 12000 | Gasoline | COMPARTMENT B | Double Walled | Fiberglass Reinforced Plastic
0-007935 | QUALITY AUTO SALES | 598 E CHANDLER BLVD | CHANDLER | AZ | 85225 | Maricopa | 1 | Perm Closure | 1975-01-01 | 6000 | Gasoline | COMPARTMENT A | Double Walled | Asphalt coated or Bare Steel | Pressure |  | Bare or Galvanized Steel | Removal | 1992-08-20
0-003217 | ALLEN'S AUTO SERVICE | 18855 N R H JOHNSON BLVD | SUN CITY WEST | AZ | 85375 | Maricopa | 4 | Perm Closure | 1980-01-01 | 1000 | Used Oil/Waste Oil | COMPARTMENT A | Double Walled | Fiberglass Reinforced Plastic | Gravity Feed |  | Fiberglass Reinforced Plastic | Removal | 1992-01-15
0-001754 | SILVERBELL ARMY HELIPORT | 24641 E PINAL AIR PARK RD | MARANA | AZ | 85653 | Pinal | 1 | Perm Closure | 1986-06-11 | 2500 | Diesel | COMPARTMENT A |  | Asphalt coated or Bare Steel |  |  |  | Removal | 1996-03-27
0-001754 | SILVERBELL ARMY HELIPORT | 24641 E PINAL AIR PARK RD | MARANA | AZ | 85653 | Pinal | 4 | Perm Closure | 1986-08-28 | 15000 | Jet Fuel | COMPARTMENT A | Single Walled | Fiberglass Reinforced Plastic | Pressure | Single Walled | Bare or Galvanized Steel | Removal | 1998-09-03
0-000317 | ADOT - SHOW LOW MAINTENANCE FACILITY | 200 W MCNEIL | SHOW LOW | AZ | 85901 | Navajo | 3 | Perm Closure | 2005-06-17 | 250 | Used Oil/Waste Oil | COMPARTMENT A |  | Asphalt coated or Bare Steel | Gravity Feed | Single Walled | Bare or Galvanized Steel | Removal | 1990-11-01
0-003363 | CENTURYLINK #128417 | 1301 N HIGHWAY 89 | PRESCOTT | AZ | 86301 | Yavapai | 1 | Perm Closure | 1980-01-01 | 6000 | Gasoline | COMPARTMENT A |  | Asphalt coated or Bare Steel | Pressure |  |  | Removal | 1996-05-01
0-001354 | CIRCLE K #1011 | 3102 E BENSON HWY | TUCSON | AZ | 85706 | Pima | 2 | Open | 1979-01-01 | 10000 | Gasoline | COMPARTMENT A |  | Asphalt coated or Bare Steel | Pressure |  | Fiberglass Reinforced Plastic
0-002039 | VALLEY MART | 16560 W AVRA VALLEY RD | MARANA | AZ | 85653 | Pima | 2 | Perm Closure | 1979-01-01 | 4000 | Gasoline | COMPARTMENT A | Single Walled | Asphalt coated or Bare Steel | Suction - Check Valve at the Dispenser |  |  | Removal | 1999-08-02
0-001506 | CIRCLE K #2701930 | 379 W 1ST ST | YUMA | AZ | 85364 | Yuma | 3 | Open | 1985-01-01 | 10000 | Gasoline | COMPARTMENT A | Double Walled | Fiberglass Reinforced Plastic | Pressure |  | Fiberglass Reinforced Plastic
0-008420 | VALLEY STORE | 3748 W 8TH ST | YUMA | AZ | 85364 | Yuma | 1 | Perm Closure | 1948-01-01 | 300 | Gasoline | COMPARTMENT A | Unknown | Unknown |  |  |  | Removal | 1994-09-27
0-006547 | U-HAUL - SOUTHWEST CENTER | 32 W AJO WAY | TUCSON | AZ | 85713 | Pima | 1 | Perm Closure | 2005-06-17 | 10000 | Gasoline | COMPARTMENT A | Double Walled | Asphalt coated or Bare Steel | Pressure |  | Bare or Galvanized Steel | Removal | 1994-02-18
0-006249 | PRICE KING INC | 3700 E SPEEDWAY BLVD | TUCSON | AZ | 85716 | Pima | 1 | Perm Closure | 1983-06-29 | 10000 | Gasoline | COMPARTMENT A | Unknown | Unknown |  |  |  | Removal | 1991-07-10
0-008677 | JEFFS AUTO REPAIR | 155 LEE AVE | BULLHEAD CITY | AZ | 86429 | Mohave | 1 | Perm Closure | 2005-06-17 | 1000 | Gasoline | COMPARTMENT A | Unknown | Asphalt coated or Bare Steel |  |  |  | Removal | 1995-08-03
0-008677 | JEFFS AUTO REPAIR | 155 LEE AVE | BULLHEAD CITY | AZ | 86429 | Mohave | 2 | Perm Closure | 2005-06-17 | 1000 | Gasoline | COMPARTMENT A | Unknown | Asphalt coated or Bare Steel | Suction - Check Valve at the Tank Top |  |  | Removal | 1995-11-09
0-008533 | SR EXPRESS | 2910 HIGHWAY 68 | BULLHEAD CITY | AZ | 86429 | Mohave | 3 | Perm Closure | 1994-06-01 | 12000 | Gasoline | COMPARTMENT A | Double Walled | Fiberglass Reinforced Plastic | Pressure | Double Walled |  | Removal | 2016-01-27
0-003032 | JACKSON HEWITT TAX SERVICES | 6076 S CENTRAL AVE | PHOENIX | AZ | 85042 | Maricopa | 2 | Perm Closure | 1971-02-28 | 4000 | Gasoline | COMPARTMENT A | Unknown | Asphalt coated or Bare Steel | Pressure |  |  | Removal | 1993-08-19
0-003225 | MOBIL 08-995 | 976 W CHANDLER BLVD | CHANDLER | AZ | 85225 | Maricopa | 4 | Perm Closure | 1984-01-01 | 10000 | Gasoline | COMPARTMENT A | Double Walled | Fiberglass Reinforced Plastic | Pressure |  | Fiberglass Reinforced Plastic | Removal | 2007-06-14
0-005293 | UNOCAL #5073 | 1349 W BROADWAY RD | TEMPE | AZ | 85282 | Maricopa | 6 | Perm Closure | 1989-01-01 | 550 | Used Oil/Waste Oil | COMPARTMENT A | Double Walled | Composite (Steel/Fiberglass) | Gravity Feed |  | Fiberglass Reinforced Plastic | Removal | 1997-11-14
0-006986 | MARICOPA COUNTY - DOWNTOWN EQUIPMENT SERVICES | 120 S 4TH AVE | PHOENIX | AZ | 85003 | Maricopa | 1 | Open | 1990-01-01 | 12000 | Gasoline | COMPARTMENT A | Double Walled | Fiberglass Reinforced Plastic | Pressure |  | Fiberglass Reinforced Plastic
0-010388 | COCHISE COUNTY APN #408-28-071 & #408-28-072 | 685 E 16TH ST | DOUGLAS | AZ | 85607 | Cochise | 3 | Perm Closure | 2011-02-18 | 550 | Gasoline | COMPARTMENT A |  | Asphalt coated or Bare Steel |  |  |  | Removal | 2010-12-09
0-000155 | APACHE SANDS SERVICE CENTER | 7602 E MAIN ST | MESA | AZ | 85207 | Maricopa | 6 | Perm Closure | 1983-01-01 | 12000 | E-85 | COMPARTMENT A | Single Walled | Asphalt coated or Bare Steel | Pressure | Single Walled | Fiberglass Reinforced Plastic | Removal | 2020-12-03
0-000155 | APACHE SANDS SERVICE CENTER | 7602 E MAIN ST | MESA | AZ | 85207 | Maricopa | 8 | Perm Closure | 1975-01-01 | 10000 | Gasoline | COMPARTMENT A | Single Walled | Asphalt coated or Bare Steel | Pressure |  | Fiberglass Reinforced Plastic | Closed in Place | 2001-01-03
0-006794 | HILL PROPERTY | 500 W PIMA ST | GILA BEND | AZ | 85337 | Maricopa | 2 | Perm Closure | 1965-01-01 | 8000 | Gasoline | COMPARTMENT A | Single Walled | Asphalt coated or Bare Steel |  |  |  | Removal | 1991-01-23
0-004937 | BRIDWELL AUTO SERVICE | 7171 E LINCOLN DR | SCOTTSDALE | AZ | 85253 | Maricopa | 3 | Perm Closure | 1972-01-01 | 8000 | Gasoline | COMPARTMENT A |  | Asphalt coated or Bare Steel |  |  |  | Removal | 1990-09-24
0-001885 | BIG TIGER PUMP | 1919 S 7TH ST | PHOENIX | AZ | 85034 | Maricopa | 7 | Temp Closure | 1987-11-16 | 15000 | Gasoline | COMPARTMENT A | Single Walled | Fiberglass Reinforced Plastic | Pressure |  | Fiberglass Reinforced Plastic |  | 2013-05-16
0-000510 | ARCO #5282 | 4050 N 40TH ST | PHOENIX | AZ | 85018 | Maricopa | 2 | Perm Closure | 1971-01-01 | 12000 | Gasoline | COMPARTMENT A |  | Asphalt coated or Bare Steel | Pressure |  |  | Removal | 1993-03-26
0-005488 | CIRCLE K #2820 | 3122 W INDIAN SCHOOL RD | PHOENIX | AZ | 85017 | Maricopa | 1 | Perm Closure | 1971-04-25 | 8000 | Gasoline | COMPARTMENT A | Unknown | Asphalt coated or Bare Steel |  |  |  | Removal | 1992-06-18
0-000616 | BAIRS FUEL STOP | 3227 W MCDOWELL RD | PHOENIX | AZ | 85009 | Maricopa | 5 | Perm Closure | 1994-11-01 | 15000 | Diesel | COMPARTMENT A | Single Walled | Fiberglass Reinforced Plastic | Pressure |  | Fiberglass Reinforced Plastic | Removal | 2004-08-13
0-003895 | SKY HARBOR AIRPORT - AVIATION DEPARTMENT | 2908 E SKY HARBOR BLVD | PHOENIX | AZ | 85034 | Maricopa | 23 | Perm Closure | 1961-01-01 | 6000 | Jet Fuel | COMPARTMENT A |  | Asphalt coated or Bare Steel | Gravity Feed |  | Bare or Galvanized Steel | Removal | 1995-06-14
0-003895 | SKY HARBOR AIRPORT - AVIATION DEPARTMENT | 2908 E SKY HARBOR BLVD | PHOENIX | AZ | 85034 | Maricopa | 47 | Perm Closure | 1979-01-01 | 1000 | Jet Fuel | COMPARTMENT A |  | Asphalt coated or Bare Steel | Gravity Feed |  | Bare or Galvanized Steel | Removal | 1995-05-25
0-003895 | SKY HARBOR AIRPORT - AVIATION DEPARTMENT | 2908 E SKY HARBOR BLVD | PHOENIX | AZ | 85034 | Maricopa | 34 | Perm Closure | 1966-01-01 | 12000 | Jet Fuel | COMPARTMENT A |  | Asphalt coated or Bare Steel |  |  |  | Removal | 1990-03-01
0-003895 | SKY HARBOR AIRPORT - AVIATION DEPARTMENT | 2908 E SKY HARBOR BLVD | PHOENIX | AZ | 85034 | Maricopa | 8 | Perm Closure | 1976-01-01 | 20000 | Gasoline | COMPARTMENT A |  | Asphalt coated or Bare Steel | Pressure |  | Bare or Galvanized Steel | Removal | 1995-09-13
0-003895 | SKY HARBOR AIRPORT - AVIATION DEPARTMENT | 2908 E SKY HARBOR BLVD | PHOENIX | AZ | 85034 | Maricopa | 10 | Perm Closure | 1966-01-01 | 25000 | Jet Fuel | COMPARTMENT A |  | Asphalt coated or Bare Steel | Suction - Check Valve at the Tank Top |  | Bare or Galvanized Steel | Removal | 1997-08-05
0-003895 | SKY HARBOR AIRPORT - AVIATION DEPARTMENT | 2908 E SKY HARBOR BLVD | PHOENIX | AZ | 85034 | Maricopa | 39 | Perm Closure | 2005-06-17 | 1500 | Gasoline | COMPARTMENT A |  | Asphalt coated or Bare Steel |  |  |  | Removal | 1987-07-22
0-003895 | SKY HARBOR AIRPORT - AVIATION DEPARTMENT | 2908 E SKY HARBOR BLVD | PHOENIX | AZ | 85034 | Maricopa | 51 | Perm Closure | 1990-12-01 | 10000 | Gasoline | COMPARTMENT A | Double Walled | Fiberglass Reinforced Plastic | Pressure | Double Walled | Fiberglass Reinforced Plastic | Removal | 2004-05-06
0-003895 | SKY HARBOR AIRPORT - AVIATION DEPARTMENT | 2908 E SKY HARBOR BLVD | PHOENIX | AZ | 85034 | Maricopa | 53 | Perm Closure | 1990-12-01 | 10000 | Gasoline | COMPARTMENT A | Double Walled | Fiberglass Reinforced Plastic | Pressure | Double Walled | Fiberglass Reinforced Plastic | Removal | 2004-04-29
0-003895 | SKY HARBOR AIRPORT - AVIATION DEPARTMENT | 2908 E SKY HARBOR BLVD | PHOENIX | AZ | 85034 | Maricopa | 59 | Perm Closure | 1995-03-30 | 12000 | Gasoline | COMPARTMENT A | Double Walled | Fiberglass Reinforced Plastic | Pressure | Double Walled | Fiberglass Reinforced Plastic | Removal | 2002-12-06
0-003895 | SKY HARBOR AIRPORT - AVIATION DEPARTMENT | 2908 E SKY HARBOR BLVD | PHOENIX | AZ | 85034 | Maricopa | 11 | Perm Closure | 1966-01-01 | 25000 | Jet Fuel | COMPARTMENT A |  | Asphalt coated or Bare Steel | Suction - Check Valve at the Tank Top |  | Bare or Galvanized Steel | Removal | 1997-08-05
0-003887 | CITY OF PHOENIX - 91ST AVENUE WWTP | 5615 S 91ST AVE | PHOENIX | AZ | 85353 | Maricopa | 3 | Perm Closure | 1981-01-01 | 1000 | Diesel | COMPARTMENT A | Single Walled | Fiberglass Reinforced Plastic | Suction - Check Valve at the Tank Top |  | Fiberglass Reinforced Plastic | Removal | 1999-01-07
0-003887 | CITY OF PHOENIX - 91ST AVENUE WWTP | 5615 S 91ST AVE | PHOENIX | AZ | 85353 | Maricopa | 5 | Perm Closure | 1981-01-01 | 1000 | Diesel | COMPARTMENT A | Single Walled | Fiberglass Reinforced Plastic | Suction - Check Valve at the Tank Top |  | Fiberglass Reinforced Plastic | Removal | 1999-01-07
0-010369 | BEST CLEANERS | 1515 N 7TH AVE | PHOENIX | AZ | 85007 | Maricopa | 1 | Perm Closure | 1987-01-01 | 550 | Solvent | COMPARTMENT A | Single Walled | Fiberglass Reinforced Plastic |  |  |  | Removal | 2010-10-13
0-004341 | SANDERSON FORD SERVICE CENTER | 6400 N 51ST AVE | GLENDALE | AZ | 85301 | Maricopa | 6 | Perm Closure | 1964-01-01 | 500 | Used Oil/Waste Oil | COMPARTMENT A |  | Asphalt coated or Bare Steel |  |  |  | Removal | 1997-04-25
0-006036 | ROOSEVELT WATER CONSERVATION DISTRICT | 2366 S HIGLEY RD | GILBERT | AZ | 85295 | Maricopa | 2 | Perm Closure | 1974-03-31 | 10000 | Gasoline | COMPARTMENT A | Double Walled | Asphalt coated or Bare Steel |  |  |  | Removal | 1990-07-20
0-002586 | ASP - PERRYVILLE COMPLEX | 2455 N CITRUS RD | GOODYEAR | AZ | 85395 | Maricopa | 7 | Perm Closure | 1982-05-05 | 360 | Diesel | COMPARTMENT A | Single Walled | Asphalt coated or Bare Steel | Suction - Check Valve at the Tank Top |  |  | Removal | 1994-07-12
0-002586 | ASP - PERRYVILLE COMPLEX | 2455 N CITRUS RD | GOODYEAR | AZ | 85395 | Maricopa | 6 | Perm Closure | 1982-05-05 | 360 | Diesel | COMPARTMENT A | Single Walled | Asphalt coated or Bare Steel | Suction - Check Valve at the Tank Top |  |  | Removal | 1994-07-12
0-000660 | CHAPMAN USED CARS ON SPEEDWAY | 6001 E SPEEDWAY BLVD | TUCSON | AZ | 85712 | Pima | 2 | Perm Closure | 1980-01-01 | 4000 | Gasoline | COMPARTMENT A |  | Asphalt coated or Bare Steel | Pressure | Single Walled | Bare or Galvanized Steel | Removal | 1996-08-12
0-001149 | USDOI NPS - CHIRICAHUA NATIONAL MONUMENT |  | CHIRICAHUA NATIONAL MONUMENT |  |  | Cochise | 3 | Perm Closure | 1982-01-01 | 1000 | Gasoline | COMPARTMENT A |  | Asphalt coated or Bare Steel | Suction - Check Valve at the Tank Top |  |  | Removal | 1994-11-01
0-001149 | USDOI NPS - CHIRICAHUA NATIONAL MONUMENT |  | CHIRICAHUA NATIONAL MONUMENT |  |  | Cochise | 5 | Perm Closure | 2005-06-17 | 1000 | Gasoline | COMPARTMENT A |  | Asphalt coated or Bare Steel | Suction - Check Valve at the Tank Top |  |  | Removal | 1994-11-01
0-000261 | ADOT - ST DAVID MAINTENANCE |  | SAINT DAVID |  |  | Cochise | 4 | Perm Closure | 1951-01-01 | 550 | Gasoline | COMPARTMENT A |  | Asphalt coated or Bare Steel |  |  |  | Removal | 1989-10-12
0-000261 | ADOT - ST DAVID MAINTENANCE |  | SAINT DAVID |  |  | Cochise | 3 | Perm Closure | 1951-01-01 | 550 | Gasoline | COMPARTMENT A |  | Asphalt coated or Bare Steel |  |  |  | Removal | 1989-10-12
0-003238 | VALERO IN THE ZONE VII | 1925 N SCOTTSDALE RD | TEMPE | AZ | 85281 | Maricopa | 2 | Perm Closure | 1983-01-01 | 8000 | Gasoline | COMPARTMENT A | Double Walled | Fiberglass Reinforced Plastic | Pressure |  | Fiberglass Reinforced Plastic | Removal | 2005-06-08
0-003238 | VALERO IN THE ZONE VII | 1925 N SCOTTSDALE RD | TEMPE | AZ | 85281 | Maricopa | 7 | Open | 2009-06-01 | 10000 | Diesel | COMPARTMENT B | Double Walled | Fiberglass Reinforced Plastic | Pressure | Double Walled | Fiberglass Reinforced Plastic
0-001471 | CIRCLE K #2701752 | 4343 E CAMELBACK RD | PHOENIX | AZ | 85018 | Maricopa | 3 | Open | 1985-01-01 | 10000 | Gasoline | COMPARTMENT A | Double Walled | Fiberglass Reinforced Plastic | Pressure |  | Fiberglass Reinforced Plastic
0-000475 | SILVER BELL MINE | 25000 W AVRA VALLEY RD | MARANA | AZ | 85653 | Pima | 14 | Perm Closure | 1960-01-01 | 10000 | Unidentified | COMPARTMENT A |  | Asphalt coated or Bare Steel |  |  |  | Removal | 1990-01-09
0-003890 | CITY OF PHOENIX - AVIATION DEPARTMENT | 830 S 23RD AVE | PHOENIX | AZ | 85009 | Maricopa | 3 | Perm Closure | 2005-06-17 |  | Gasoline | COMPARTMENT A | Unknown | Unknown |  |  |  | Removal | 1987-05-01
0-010422 | PINAL APN #306-13-190 | 729 N HIGHWAY 77 | MAMMOTH | AZ | 85618 | Pinal | 1 | Perm Closure | 2011-11-15 | 550 | Gasoline | COMPARTMENT A |  | Asphalt coated or Bare Steel |  |  |  | Removal | 2011-05-03
0-000332 | PEP BOYS #644 | 2424 E MCDOWELL RD | PHOENIX | AZ | 85008 | Maricopa | 1 | Perm Closure | 1989-01-01 | 550 | Used Oil/Waste Oil | COMPARTMENT A | Double Walled | Fiberglass Reinforced Plastic | Gravity Feed | Double Walled | Fiberglass Reinforced Plastic | Removal | 1998-11-15
0-001034 | GOGO GAS & STORE LLC | 22 S CORONADO BLVD | CLIFTON | AZ | 85533 | Greenlee | 3 | Perm Closure | 1967-01-01 | 2000 | Gasoline | COMPARTMENT A |  | Asphalt coated or Bare Steel | Suction - Check Valve at the Tank Top |  |  | Removal | 1997-10-08
0-005233 | U-HAUL - GRAND AVENUE & INDIAN SCHOOL CENTER | 3601 W INDIAN SCHOOL RD | PHOENIX | AZ | 85019 | Maricopa | 1 | Perm Closure | 1983-04-15 | 12000 | Gasoline | COMPARTMENT A | Double Walled | Asphalt coated or Bare Steel |  |  |  | Removal | 1995-01-19
0-000508 | ARCO #5284 | 4249 E THOMAS RD | PHOENIX | AZ | 85018 | Maricopa | 4 | Perm Closure | 1973-01-01 | 10000 | Gasoline | COMPARTMENT A |  | Asphalt coated or Bare Steel | Pressure |  |  | Removal | 1993-10-19
0-007972 | NAVAL OBSERVATORY |  | FLAGSTAFF |  |  | Coconino | 1 | Perm Closure | 1963-01-01 | 500 | Diesel | COMPARTMENT A | Unknown | Asphalt coated or Bare Steel | Suction - Check Valve at the Tank Top |  |  | Removal | 1994-05-26
0-003833 | PHOENIX, CITY OF - FIRE STATION #37 | 16002 N 40TH PL | PHOENIX | AZ | 85032 | Maricopa | 2 | Perm Closure | 1983-01-01 | 1000 | Diesel | COMPARTMENT A | Single Walled | Asphalt coated or Bare Steel | Pressure | Single Walled | Bare or Galvanized Steel | Removal | 1997-04-15
0-004381 | SCHUCK & SONS CONSTRUCTION CO INC | 8205 N 67TH AVE | GLENDALE | AZ | 85302 | Maricopa | 3 | Perm Closure | 1973-01-01 | 10000 | Diesel | COMPARTMENT A | Single Walled | Asphalt coated or Bare Steel | Pressure |  |  | Closed in Place | 2018-05-31
0-001288 | CIRCLE K #2700693 | 5850 S 19TH AVE | PHOENIX | AZ | 85041 | Maricopa | 1 | Perm Closure | 1972-01-01 | 10000 | Gasoline | COMPARTMENT A |  | Asphalt coated or Bare Steel | Pressure |  |  | Removal | 1994-10-05
0-000460 | BELLA VISTA TEXACO | 1001 E FRY BLVD | SIERRA VISTA | AZ | 85635 | Cochise | 2 | Perm Closure | 1976-01-01 | 4000 | Gasoline | COMPARTMENT A |  | Asphalt coated or Bare Steel |  |  |  | Removal | 1994-10-25
0-000460 | BELLA VISTA TEXACO | 1001 E FRY BLVD | SIERRA VISTA | AZ | 85635 | Cochise | 4 | Perm Closure | 1976-01-01 |  | Used Oil/Waste Oil | COMPARTMENT A |  | Asphalt coated or Bare Steel | Suction - Check Valve at the Tank Top |  | Fiberglass Reinforced Plastic | Removal | 1994-10-25
0-001092 | CHEVRON #9-0463 | 4350 E INDIAN SCHOOL RD | PHOENIX | AZ | 85018 | Maricopa | 4 | Perm Closure | 1984-01-01 | 1000 | Used Oil/Waste Oil | COMPARTMENT A |  | Fiberglass Reinforced Plastic | Gravity Feed |  | Fiberglass Reinforced Plastic | Removal | 1997-02-20
0-002601 | RAMMER RENTS | 1102 S 17TH AVE | PHOENIX | AZ | 85007 | Maricopa | 3 | Perm Closure | 1969-05-30 | 7000 | Unidentified | COMPARTMENT A | Double Walled | Asphalt coated or Bare Steel |  |  |  | Removal | 1989-06-15
0-006926 | DILLON'S FLEET DEPT INC | 909 W MAIN ST | MESA | AZ | 85201 | Maricopa | 1 | Temp Closure | 1980-01-01 | 10000 | Unidentified | COMPARTMENT A | Single Walled | Asphalt coated or Bare Steel |  |  |  |  | 1980-01-01
0-000862 | SHAW'S EXXON | 316 E 2ND ST | CASA GRANDE | AZ | 85122 | Pinal | 3 | Perm Closure | 1969-01-01 | 2000 | Gasoline | COMPARTMENT A |  | Asphalt coated or Bare Steel |  |  |  | Removal | 1989-12-01
0-007262 | SCOTTSDALE UNIFIED SCHOOL DISTRICT |  | SCOTTSDALE |  |  | Maricopa | 5 | Perm Closure | 2005-06-17 | 10000 | Gasoline | COMPARTMENT A | Double Walled | Asphalt coated or Bare Steel |  |  |  | Removal | 1991-05-01
0-009388 | DE VAUX LIVING TRUST | 6102 S KYRENE RD | TEMPE | AZ | 85283 | Maricopa | 2 | Perm Closure | 1963-01-01 | 2000 | Gasoline | COMPARTMENT A | Unknown | Asphalt coated or Bare Steel | Suction - Check Valve at the Tank Top |  | Bare or Galvanized Steel | Removal | 1999-05-12
0-004886 | CORONA DEL SOL HIGH SCHOOL | 1001 E KNOX RD | TEMPE | AZ | 85284 | Maricopa | 2 | Perm Closure | 1979-12-18 | 500 | Used Oil/Waste Oil | COMPARTMENT A | Unknown | Asphalt coated or Bare Steel | Gravity Feed |  | Bare or Galvanized Steel | Removal | 1995-07-01
0-005105 | GRAHAM COUNTY - SHERIFFS DEPARTMENT | 523 S 10TH AVE | SAFFORD | AZ | 85546 | Graham | 1 | Perm Closure | 1979-07-28 | 1800 | Gasoline | COMPARTMENT A | Double Walled | Asphalt coated or Bare Steel |  |  |  | Removal | 1998-02-25
0-007592 | COLEMAN PLUMBING | 2410 S 19TH PL | PHOENIX | AZ | 85034 | Maricopa | 1 | Perm Closure | 1978-01-01 | 1000 | Gasoline | COMPARTMENT A | Unknown | Asphalt coated or Bare Steel | Suction - Check Valve at the Tank Top |  |  | Removal | 1991-12-01
0-005115 | EXPRESS STOP #107 | 1501 S MAIN ST | FLORENCE | AZ | 85132 | Pinal | 1 | Perm Closure | 1986-04-22 | 12000 | Gasoline | COMPARTMENT A | Double Walled | Asphalt coated or Bare Steel |  |  |  | Removal | 1990-10-24
0-005115 | EXPRESS STOP #107 | 1501 S MAIN ST | FLORENCE | AZ | 85132 | Pinal | 9 | Perm Closure | 1990-11-01 | 10000 | Gasoline | COMPARTMENT A | Double Walled | Fiberglass Reinforced Plastic | Pressure |  | Fiberglass Reinforced Plastic | Removal | 2003-07-31
0-005115 | EXPRESS STOP #107 | 1501 S MAIN ST | FLORENCE | AZ | 85132 | Pinal | 3 | Perm Closure | 1986-04-22 | 4000 | Diesel | COMPARTMENT A | Double Walled | Asphalt coated or Bare Steel |  |  |  | Removal | 1990-10-24
0-000680 | RIVERFRONT STATION | 646 N MAIN ST | COTTONWOOD | AZ | 86326 | Yavapai | 1 | Perm Closure | 1962-01-01 | 4000 | Gasoline | COMPARTMENT A | Single Walled | Asphalt coated or Bare Steel | Suction - Check Valve at the Tank Top | Single Walled | Bare or Galvanized Steel | Removal | 1998-07-28
0-005988 | MORRISON BROTHERS RANCH | 11611 S HIGLEY RD | GILBERT | AZ | 85296 | Maricopa | 2 | Perm Closure | 1953-03-25 | 6000 | Unidentified | COMPARTMENT A | Double Walled | Asphalt coated or Bare Steel |  |  |  | Removal | 1990-04-12
0-002849 | SPEEDWAY STORE #2943 | 2075 W RUTHRAUFF RD | TUCSON | AZ | 85705 | Pima | 4 | Open | 2005-07-27 | 12000 | Gasoline | COMPARTMENT A | Double Walled | Composite (Steel/Fiberglass) | Pressure | Double Walled | Fiberglass Reinforced Plastic
0-005322 | UNOCAL #6877 | 1300 N KOLB RD | TUCSON | AZ | 85715 | Pima | 4 | Perm Closure | 1976-04-15 | 12000 | Gasoline | COMPARTMENT A | Double Walled | Asphalt coated or Bare Steel | Pressure |  | Fiberglass Reinforced Plastic | Removal | 1994-07-06
0-001486 | CIRCLE K #2701794 | 9055 W CAMELBACK RD | PHOENIX | AZ | 85037 | Maricopa | 2 | Perm Closure | 1985-01-01 | 10000 | Gasoline | COMPARTMENT A | Double Walled | Fiberglass Reinforced Plastic | Pressure |  | Fiberglass Reinforced Plastic | Removal | 2011-07-26
0-009822 | CIRCLE K #2706460 | 2174 E UNIVERSITY DR | TEMPE | AZ | 85281 | Maricopa | 2 | Open | 2001-08-13 | 8000 | Diesel | COMPARTMENT A | Double Walled | Fiberglass Reinforced Plastic
0-001162 | CIRCLE K #2700028 | 5902 W CAMELBACK RD | GLENDALE | AZ | 85301 | Maricopa | 3 | Perm Closure | 1984-01-01 | 10000 | Gasoline | COMPARTMENT A | Double Walled | Fiberglass Reinforced Plastic | Pressure |  | Fiberglass Reinforced Plastic | Removal | 2008-07-10
0-001477 | CIRCLE K #2701774 | 1821 W BASELINE RD | GUADALUPE | AZ | 85283 | Maricopa | 2 | Perm Closure | 1985-01-01 | 10000 | Gasoline | COMPARTMENT A | Single Walled | Fiberglass Reinforced Plastic | Pressure |  | Fiberglass Reinforced Plastic | Removal | 2005-11-11
0-001493 | CIRCLE K #2701832 | 3393 W ORANGE GROVE RD | TUCSON | AZ | 85741 | Pima | 2 | Open | 1985-09-22 | 10000 | Gasoline (UL) | COMPARTMENT A | Double Walled | Fiberglass Reinforced Plastic | Pressure | Single Walled | Fiberglass Reinforced Plastic
0-002152 | FLAME SERVICE STATION | 425 6TH ST | PRESCOTT | AZ | 86301 | Yavapai | 2 | Perm Closure | 1984-07-01 | 3000 | Diesel | COMPARTMENT A | Single Walled | Asphalt coated or Bare Steel |  |  |  | Removal | 1988-11-10
0-009227 | FAA AIRWAY BEACON #45 |  | TWO GUNS |  |  | Coconino | 1 | Perm Closure | 1942-01-01 | 500 | Gasoline | COMPARTMENT A | Double Walled | Asphalt coated or Bare Steel | Suction - Check Valve at the Tank Top |  |  | Removal | 1989-01-01
0-009670 | FLYING H | 13884 W JIMMIE KERR BLVD | CASA GRANDE | AZ | 85122 | Pinal | 4 | Perm Closure | 2005-06-17 | 6000 | Unidentified | COMPARTMENT A | Single Walled | Asphalt coated or Bare Steel |  |  |  | Removal | 2000-07-19
0-002798 | MUSTANG #6904 | 7630 E MCDOWELL RD | SCOTTSDALE | AZ | 85257 | Maricopa | 1 | Perm Closure | 1971-01-01 | 10000 | Gasoline | COMPARTMENT A | Single Walled | Asphalt coated or Bare Steel | Pressure | Single Walled | Bare or Galvanized Steel | Removal | 2002-08-29
0-003044 | MARICOPA COUNTY EQUIP SERV | 100 E GERMANN RD | CHANDLER | AZ | 85224 | Maricopa | 5 | Perm Closure | 1988-01-01 | 12000 | Diesel | COMPARTMENT A | Double Walled | Fiberglass Reinforced Plastic | Pressure | Double Walled | Fiberglass Reinforced Plastic | Removal | 2003-10-29
0-000504 | SHELL GASCO MINI MART | 3159 W BUCKEYE RD | PHOENIX | AZ | 85009 | Maricopa | 3 | Perm Closure | 2005-06-17 | 6000 | Gasoline | COMPARTMENT A |  | Asphalt coated or Bare Steel |  |  |  | Removal | 1986-05-01
0-000504 | SHELL GASCO MINI MART | 3159 W BUCKEYE RD | PHOENIX | AZ | 85009 | Maricopa | 4 | Perm Closure | 2005-06-17 | 5000 | Gasoline | COMPARTMENT A |  | Asphalt coated or Bare Steel |  |  |  | Removal | 1986-05-01
0-009253 | GREASE MONKEY #385 | 704 W INDIAN SCHOOL RD | PHOENIX | AZ | 85013 | Maricopa | 1 | Perm Closure | 1989-01-01 | 1000 | Used Oil/Waste Oil | COMPARTMENT A | Unknown | Asphalt coated or Bare Steel | Gravity Feed |  | Bare or Galvanized Steel | Removal | 1998-03-31
0-006452 | WINGFIELD TIRE CO | 3477 N GRAND AVE | NOGALES | AZ | 85621 | Santa Cruz | 2 | Perm Closure | 1974-01-01 | 8000 | Gasoline | COMPARTMENT A |  | Asphalt coated or Bare Steel | Pressure |  | Bare or Galvanized Steel | Removal | 1994-04-20
0-005907 | SPEEDSMART SHELL | 3208 E INDIAN SCHOOL RD | PHOENIX | AZ | 85018 | Maricopa | 4 | Perm Closure | 1971-11-18 | 12000 | Gasoline | COMPARTMENT A | Double Walled | Fiberglass Reinforced Plastic | Pressure |  | Fiberglass Reinforced Plastic | Removal | 1987-05-26
0-005907 | SPEEDSMART SHELL | 3208 E INDIAN SCHOOL RD | PHOENIX | AZ | 85018 | Maricopa | 8 | Open | 1987-01-01 | 12000 | Gasoline | COMPARTMENT A | Double Walled | Fiberglass Reinforced Plastic | Pressure |  | Fiberglass Reinforced Plastic
0-001842 | EAGLE MILLING COMPANY INC | 4619 N HIGHWAY DR | TUCSON | AZ | 85705 | Pima | 2 | Perm Closure | 1971-01-01 | 10000 | Gasoline | COMPARTMENT A |  | Asphalt coated or Bare Steel |  |  |  | Removal | 1990-12-11
0-000988 | CENTURY GLASS & SUPPLY IN | 1230 W 23RD ST | TEMPE | AZ | 85282 | Maricopa | 2 | Perm Closure | 1968-01-01 | 4000 | Gasoline | COMPARTMENT A |  | Asphalt coated or Bare Steel |  |  |  | Removal | 1992-03-17
0-007422 | EARNHARDT CHRYSLER JEEP DODGE | 1301 N ARIZONA AVE | GILBERT | AZ | 85233 | Maricopa | 1 | Perm Closure | 1986-02-01 | 6000 | Gasoline | COMPARTMENT A | Double Walled | Fiberglass Reinforced Plastic | Suction - Check Valve at the Tank Top |  |  | Removal | 1996-01-12
0-007145 | MOUNTAIN VIEW RV RANCH | 2843 E FRONTAGE RD | TUMACACORI | AZ | 85640 |  | 1 | Perm Closure | 1985-01-01 | 6000 | Gasoline | COMPARTMENT A | Unknown | Asphalt coated or Bare Steel | Suction - Check Valve at the Tank Top |  | Bare or Galvanized Steel | Removal | 1990-12-01
0-001532 | CIRCLE K #2701954 | 5907 W BETHANY HOME RD | GLENDALE | AZ | 85301 | Maricopa | 8 | Perm Closure | 1964-01-01 | 500 | Gasoline | COMPARTMENT A |  | Asphalt coated or Bare Steel |  |  |  | Removal | 1986-11-19
0-001532 | CIRCLE K #2701954 | 5907 W BETHANY HOME RD | GLENDALE | AZ | 85301 | Maricopa | 2 | Open | 1986-01-01 | 10000 | Gasoline | COMPARTMENT A | Single Walled | Fiberglass Reinforced Plastic | Pressure | Single Walled | Fiberglass Reinforced Plastic
0-000890 | FAST GAS #110 | 324 E MCKELLIPS RD | MESA | AZ | 85201 | Maricopa | 1 | Perm Closure | 1969-01-01 | 10000 | Gasoline | COMPARTMENT A |  | Asphalt coated or Bare Steel |  |  |  | Removal | 1988-12-08
0-003419 | QWEST - PHOENIX SOUTH GARAGE SOC # 163170 | 450 S 5TH AVE | PHOENIX | AZ | 85003 | Maricopa | 3 | Perm Closure | 1998-09-01 | 6000 | Gasoline | COMPARTMENT A | Double Walled | Composite (Steel/Fiberglass) | Pressure | Double Walled | Fiberglass Reinforced Plastic | Removal | 2015-09-29
0-007270 | PHELPS DODGE TOWER | 2600 N CENTRAL AVE | PHOENIX | AZ | 85004 | Maricopa | 1 | Perm Closure | 1982-01-01 | 300 | Diesel | COMPARTMENT A | Unknown | Asphalt coated or Bare Steel | Pressure |  | Bare or Galvanized Steel | Removal | 2001-03-13
0-010112 | QUIKTRIP #411 | 1707 W BELL RD | PHOENIX | AZ | 85023 | Maricopa | 3 | Open | 2005-09-29 | 20000 | Gasoline | COMPARTMENT A | Double Walled | Fiberglass Reinforced Plastic | Pressure | Double Walled | Flexible
0-010112 | QUIKTRIP #411 | 1707 W BELL RD | PHOENIX | AZ | 85023 | Maricopa | 1 | Open | 2005-09-29 | 12000 | Gasoline | COMPARTMENT A | Double Walled | Fiberglass Reinforced Plastic | Pressure | Double Walled | Flexible
0-000983 | CAVE CREEK SCHOOL DISTRICT #93 - MAINTENANCE FACILITY | 33016 N 60TH ST | SCOTTSDALE | AZ | 85266 | Maricopa | 2 | Open | 1987-01-01 | 6000 | Diesel | COMPARTMENT A | Double Walled | Fiberglass Reinforced Plastic | Pressure | Single Walled | Bare or Galvanized Steel
0-010511 | SPEEDWAY STORE #2967 | 649 N PINAL PARKWAY AVE | FLORENCE | AZ | 85132 | Pinal | 2 | Open | 2013-10-23 | 15000 | Gasoline (UL) | COMPARTMENT A | Double Walled | Fiberglass Reinforced Plastic | Pressure | Double Walled | Fiberglass Reinforced Plastic
0-010513 | CIRCLE K STORE #3390 | 18141 N JOHN WAYNE PKWY | MARICOPA | AZ | 85139 | Pinal | 3 | Open | 2014-11-14 | 12000 | Diesel | COMPARTMENT A | Double Walled | Fiberglass Reinforced Plastic | Pressure | Double Walled | Fiberglass Reinforced Plastic
0-010541 | JAKE'S AUTO SERVICE | 2516 W BETHANY HOME RD | PHOENIX | AZ | 85017 | Maricopa | 1 | Perm Closure | 1987-01-01 | 1000 | Used Oil/Waste Oil | COMPARTMENT A | Single Walled | Cathodically Protected steel | Gravity Feed | Single Walled | Bare or Galvanized Steel | Removal | 2016-12-30
0-006981 | GURUDEV LAKE HAVASU | 311 LAKE HAVASU AVE N | LAKE HAVASU CITY | AZ | 86403 | Mohave | 4 | Open | 1989-12-19 | 10000 | Diesel | COMPARTMENT A | Double Walled | Fiberglass Reinforced Plastic | Pressure | Double Walled | Fiberglass Reinforced Plastic
0-009425 | OLD GARAGE | 99 E BUTTE AVE | FLORENCE | AZ | 85132 | Pinal | 2 | Perm Closure | 1970-01-01 | 500 | Gasoline | COMPARTMENT A | Double Walled | Asphalt coated or Bare Steel | Gravity Feed |  | Bare or Galvanized Steel | Removal | 2000-01-14
0-009715 | OLD STAPLEY BUILDING | 155 S 3RD ST | COOLIDGE | AZ | 85128 | Pinal | 1 | Perm Closure | 2005-06-17 | 500 | Gasoline | COMPARTMENT A | Unknown | Asphalt coated or Bare Steel |  |  |  | Removal | 2001-02-27
0-003715 | MONGELLI TRUST/SHORTZ CYCLE | 5070 E 22ND ST | TUCSON | AZ | 85711 | Pima | 3 | Perm Closure | 1959-01-01 | 4000 | Gasoline | COMPARTMENT A |  | Asphalt coated or Bare Steel |  |  |  | Removal | 1978-08-10
0-006205 | REX REED'S AUTO REPAIR | 1001 E PRINCE RD | TUCSON | AZ | 85719 | Pima | 1 | Perm Closure | 2005-06-17 | 4000 | Gasoline | COMPARTMENT A | Double Walled | Asphalt coated or Bare Steel |  |  |  | Removal | 1988-12-01
0-003907 | RICHEY YARD | 3390 N RICHEY BLVD | TUCSON | AZ | 85716 | Pima | 4 | Perm Closure | 1974-01-01 | 15000 | Diesel | COMPARTMENT A | Single Walled | Asphalt coated or Bare Steel |  |  |  | Removal | 1989-05-01
0-003907 | RICHEY YARD | 3390 N RICHEY BLVD | TUCSON | AZ | 85716 | Pima | 5 | Perm Closure | 1989-05-01 | 15000 | Gasoline | COMPARTMENT A | Double Walled | Composite (Steel/Fiberglass) | Pressure | Double Walled | Fiberglass Reinforced Plastic | Removal | 2011-07-12
0-010138 | GIANT 630 | 3030 W EL CAMINO DEL CERRO | TUCSON | AZ | 85745 | Pima | 2 | Perm Closure | 2006-04-01 | 20000 | Gasoline (UL) | COMPARTMENT A | Double Walled | Fiberglass Reinforced Plastic | Pressure | Double Walled | Fiberglass Reinforced Plastic | Removal | 2019-04-24
0-010522 | QUIKTRIP #497R | 21050 N CAVE CREEK RD | PHOENIX | AZ | 85024 | Maricopa | 1 | Open | 2014-08-21 | 20000 | Gasoline (UL) | COMPARTMENT A | Double Walled | Fiberglass Reinforced Plastic | Pressure | Double Walled | Fiberglass Reinforced Plastic
0-010527 | QUIKTRIP #405R | 9010 N 19TH AVE | PHOENIX | AZ | 85021 | Maricopa | 4 | Open | 2014-12-30 | 10000 | Other | COMPARTMENT B | Double Walled | Fiberglass Reinforced Plastic | Pressure | Double Walled | Fiberglass Reinforced Plastic
0-000507 | ARCO #5285 | 2230 W INDIAN SCHOOL RD | PHOENIX | AZ | 85015 | Maricopa | 6 | Open | 1993-09-28 | 10000 | Gasoline | COMPARTMENT A | Double Walled | Fiberglass Reinforced Plastic | Pressure | Double Walled | Fiberglass Reinforced Plastic
0-001383 | CIRCLE K #1216 | 3955 E BROADWAY RD | PHOENIX | AZ | 85040 | Maricopa | 3 | Perm Closure | 1980-01-01 | 10000 | Gasoline | COMPARTMENT A |  | Asphalt coated or Bare Steel | Pressure |  | Fiberglass Reinforced Plastic | Removal | 2005-04-18
0-001383 | CIRCLE K #1216 | 3955 E BROADWAY RD | PHOENIX | AZ | 85040 | Maricopa | 6 | Open | 2005-05-17 | 20000 | Gasoline | COMPARTMENT A | Double Walled | Fiberglass Reinforced Plastic | Pressure | Double Walled | Fiberglass Reinforced Plastic
0-004072 | SOPER MARKET #445 | 1901 HIGHWAY 95 | BULLHEAD CITY | AZ | 86442 | Mohave | 2 | Perm Closure | 1974-01-01 | 10000 | Gasoline | COMPARTMENT A |  | Asphalt coated or Bare Steel | Pressure | Double Walled | Fiberglass Reinforced Plastic | Removal | 2007-09-11
0-004072 | SOPER MARKET #445 | 1901 HIGHWAY 95 | BULLHEAD CITY | AZ | 86442 | Mohave | 4 | Perm Closure | 2005-06-17 | 5000 | Unidentified | COMPARTMENT A | Double Walled | Asphalt coated or Bare Steel |  |  |  | Removal | 1999-04-14
0-001999 | REEMO GAS | 3502 W CACTUS RD | PHOENIX | AZ | 85029 | Maricopa | 3 | Perm Closure | 1969-01-01 | 10000 | Gasoline | COMPARTMENT A |  | Asphalt coated or Bare Steel | Pressure | Single Walled | Bare or Galvanized Steel | Removal | 1991-03-25
0-002975 | LITTLE AMERICA HOTEL | 2515 E BUTLER AVE | FLAGSTAFF | AZ | 86004 | Coconino | 5 | Perm Closure | 1973-01-01 | 12000 | Diesel | COMPARTMENT A | Double Walled | Fiberglass Reinforced Plastic | Pressure |  | Fiberglass Reinforced Plastic | Removal | 2016-09-27
0-002975 | LITTLE AMERICA HOTEL | 2515 E BUTLER AVE | FLAGSTAFF | AZ | 86004 | Coconino | 26 | Open | 2016-10-13 | 20000 | Diesel | COMPARTMENT A | Double Walled | Fiberglass Reinforced Plastic | Pressure | Double Walled | Fiberglass Reinforced Plastic
0-002975 | LITTLE AMERICA HOTEL | 2515 E BUTLER AVE | FLAGSTAFF | AZ | 86004 | Coconino | 1 | Perm Closure | 1970-01-01 | 10000 | Gasoline | COMPARTMENT A |  | Asphalt coated or Bare Steel | Pressure |  | Fiberglass Reinforced Plastic | Removal | 1996-10-10
0-002975 | LITTLE AMERICA HOTEL | 2515 E BUTLER AVE | FLAGSTAFF | AZ | 86004 | Coconino | 3 | Perm Closure | 1970-01-01 | 10000 | Gasoline | COMPARTMENT A |  | Asphalt coated or Bare Steel | Pressure |  | Fiberglass Reinforced Plastic | Removal | 1996-09-25
0-002975 | LITTLE AMERICA HOTEL | 2515 E BUTLER AVE | FLAGSTAFF | AZ | 86004 | Coconino | 13 | Perm Closure | 1973-01-01 | 6000 | Unidentified | COMPARTMENT A | Double Walled | Fiberglass Reinforced Plastic | Pressure |  |  | Removal | 1997-09-04
0-002975 | LITTLE AMERICA HOTEL | 2515 E BUTLER AVE | FLAGSTAFF | AZ | 86004 | Coconino | 15 | Perm Closure | 1973-01-01 | 12000 | Diesel | COMPARTMENT A | Double Walled | Fiberglass Reinforced Plastic | Pressure |  | Fiberglass Reinforced Plastic | Removal | 2016-09-27
0-001238 | CIRCLE K #493 | 8703 E GOLF LINKS RD | TUCSON | AZ | 85730 | Pima | 2 | Perm Closure | 1971-01-01 | 10000 | Gasoline | COMPARTMENT A |  | Asphalt coated or Bare Steel | Pressure |  |  | Removal | 1994-07-14
0-006241 | ROBERT HOTCHKISS | 2772 W ALVARO RD | TUCSON | AZ | 85746 | Pima | 4 | Perm Closure | 1974-06-25 | 12000 | Gasoline | COMPARTMENT A | Unknown | Asphalt coated or Bare Steel |  |  |  | Removal | 1988-05-28
0-004051 | QUEEN VALLEY GEN STORE #471 |  | QUEEN VALLEY |  |  | Pinal | 2 | Perm Closure | 1983-04-23 | 6000 | Gasoline | COMPARTMENT A | Unknown | Asphalt coated or Bare Steel |  |  |  | Removal | 1988-10-11
0-005823 | QUIK MART #23 | 10275 E 22ND ST | TUCSON | AZ | 85748 | Pima | 1 | Perm Closure | 1989-04-03 | 10000 | Diesel | COMPARTMENT A | Double Walled | Composite (Steel/Fiberglass) | Pressure | Double Walled | Fiberglass Reinforced Plastic | Removal | 2018-09-06
0-005399 | POULTRY RESEARCH CENTER | 3199 N FREEWAY | TUCSON | AZ | 85705 | Pima | 1 | Perm Closure | 1958-05-05 | 1000 | Gasoline | COMPARTMENT A | Unknown | Unknown |  |  |  | Removal | 1991-08-28
0-004020 | JIFFY LUBE #2446 | 3219 N CAMPBELL AVE | TUCSON | AZ | 85719 | Pima | 2 | Perm Closure | 1987-03-01 | 3000 | Unidentified | COMPARTMENT A | Unknown | Asphalt coated or Bare Steel | Suction - Check Valve at the Tank Top |  | Bare or Galvanized Steel | Removal | 1996-01-24
0-001397 | CIRCLE K #2701345 | 3101 W NORTHERN AVE | PHOENIX | AZ | 85051 | Maricopa | 1 | Open | 1979-01-01 | 10000 | Gasoline | COMPARTMENT A | Single Walled | Asphalt coated or Bare Steel | Pressure |  | Fiberglass Reinforced Plastic
0-005719 | UPS TUC FREIGHT | 1871 W GRANT RD | TUCSON | AZ | 85745 | Pima | 2 | Perm Closure | 1972-01-01 | 10000 | Diesel | COMPARTMENT A | Single Walled | Asphalt coated or Bare Steel |  |  |  | Removal | 1989-04-01
0-005777 | BECKER SPECIALITIES & MANUFACTURING INC | 3238 E 45TH ST | TUCSON | AZ | 85713 | Pima | 3 | Perm Closure | 1980-02-21 | 1000 | Diesel | COMPARTMENT A | Double Walled | Asphalt coated or Bare Steel |  |  |  | Removal | 1989-06-01
0-005777 | BECKER SPECIALITIES & MANUFACTURING INC | 3238 E 45TH ST | TUCSON | AZ | 85713 | Pima | 1 | Perm Closure | 1971-02-20 | 1000 | Gasoline | COMPARTMENT A | Double Walled | Asphalt coated or Bare Steel |  |  |  | Removal | 1989-06-01
0-010292 | COSTCO #827 | 3801 N 33RD AVE | PHOENIX | AZ | 85017 | Maricopa | 3 | Open | 2008-06-01 | 30000 | Gasoline | COMPARTMENT A | Double Walled | Fiberglass Reinforced Plastic | Pressure | Double Walled | Fiberglass Reinforced Plastic
0-008116 | RED FEATHER PROPERTIES |  | TUSAYAN |  |  | Coconino | 1 | Perm Closure | 2005-06-17 | 10000 | Diesel | COMPARTMENT A | Unknown | Asphalt coated or Bare Steel | Pressure |  | Bare or Galvanized Steel | Removal | 1993-04-28
0-008116 | RED FEATHER PROPERTIES |  | TUSAYAN |  |  | Coconino | 2 | Perm Closure | 2005-06-17 | 10000 | Gasoline | COMPARTMENT A | Unknown | Asphalt coated or Bare Steel | Pressure |  | Bare or Galvanized Steel | Removal | 1993-04-28
0-004705 | SOUTHWEST REBAR FABRICATORS & AC | 1285 N MCQUEEN RD | GILBERT | AZ | 85233 | Maricopa | 1 | Perm Closure | 1980-01-28 | 7500 | Diesel | COMPARTMENT A | Unknown | Asphalt coated or Bare Steel |  |  |  | Removal | 1988-12-09
0-001950 | VALLEY CREST LANDSCAPE | 2902 E ILLINI ST | PHOENIX | AZ | 85040 | Maricopa | 4 | Perm Closure | 1984-01-01 | 500 | Used Oil/Waste Oil | COMPARTMENT A |  | Asphalt coated or Bare Steel |  |  |  | Removal | 1997-07-10
0-001950 | VALLEY CREST LANDSCAPE | 2902 E ILLINI ST | PHOENIX | AZ | 85040 | Maricopa | 1 | Perm Closure | 1984-01-01 | 10000 | Gasoline | COMPARTMENT A |  | Asphalt coated or Bare Steel |  |  |  | Removal | 1997-07-10
0-010565 | QUIKTRIP STORE NO. 1424 | 150 N AVONDALE BLVD | AVONDALE | AZ | 85323 | Maricopa | 4 | Open | 2016-05-18 | 10000 | Gasoline (PUL) | COMPARTMENT A | Double Walled | Fiberglass Reinforced Plastic
0-007968 | AMERICAN ROAD RUNNER CAR RENTAL | 5285 E 22ND ST | TUCSON | AZ | 85711 | Pima | 1 | Perm Closure | 2005-06-17 | 550 | Used Oil/Waste Oil | COMPARTMENT A | Unknown | Asphalt coated or Bare Steel | Suction - Check Valve at the Tank Top |  |  | Removal | 1992-09-21
0-000413 | APS GLOBE SERVICE CENTER | 5994 ELECTRIC DR | GLOBE | AZ | 85501 | Gila | 2 | Perm Closure | 1980-01-01 | 5000 | Gasoline | COMPARTMENT A |  | Asphalt coated or Bare Steel |  |  |  | Removal | 1988-07-29
0-009882 | GPM #4601 | 4020 W RAY RD | CHANDLER | AZ | 85226 | Maricopa | 1 | Open | 2002-08-01 | 10000 | Gasoline (UL) | COMPARTMENT A | Double Walled | Fiberglass Reinforced Plastic | Pressure | Double Walled | Flexible
0-000323 | ADOT - LITTLE ANTELOPE |  | MUNDS PARK |  |  | Coconino | 2 | Perm Closure | 1979-01-01 | 6000 | Diesel | COMPARTMENT A |  | Asphalt coated or Bare Steel | Suction - Check Valve at the Tank Top |  |  | Removal | 1992-05-11
0-002913 | A & R DISPOSAL | 811 S MERIDIAN RD | APACHE JUNCTION | AZ | 85120 | Pinal | 2 | Perm Closure | 2005-06-17 | 2000 | Diesel | COMPARTMENT A |  | Asphalt coated or Bare Steel |  |  |  | Removal | 1988-08-01
0-008594 | ARCH ALUMINUM & GLASS | 1825 S 43RD AVE | PHOENIX | AZ | 85009 | Maricopa | 1 | Perm Closure | 1989-01-01 | 10000 | Diesel | COMPARTMENT A | Unknown | Unknown |  |  |  | Removal | 1997-08-27
0-000251 | ADOT - FISH CREEK MAINTENANCE CAMP |  | FISH CREEK (HISTORICAL) |  |  | Maricopa | 2 | Perm Closure | 1975-01-01 | 2000 | Diesel | COMPARTMENT A |  | Asphalt coated or Bare Steel | Suction - Check Valve at the Tank Top | Single Walled | Bare or Galvanized Steel | Removal | 2000-01-12
0-010189 | GPM #4600 | 9151 E GUADALUPE RD | MESA | AZ | 85212 | Maricopa | 2 | Open | 2007-05-24 | 15000 | Gasoline (PUL) | COMPARTMENT A | Double Walled | Composite (Steel/Fiberglass) | Pressure | Double Walled | Fiberglass Reinforced Plastic
0-010189 | GPM #4600 | 9151 E GUADALUPE RD | MESA | AZ | 85212 | Maricopa | 1 | Open | 2007-05-24 | 20000 | Gasoline (UL) | COMPARTMENT A | Double Walled | Composite (Steel/Fiberglass) | Pressure | Double Walled | Fiberglass Reinforced Plastic
0-010298 | CIRCLE K STORE #2703394 | 3880 W TANGERINE RD | MARANA | AZ | 85658 | Pima | 1 | Open | 2008-12-19 | 20000 | Gasoline | COMPARTMENT A | Double Walled | Fiberglass Reinforced Plastic | Pressure | Double Walled | Fiberglass Reinforced Plastic
0-010595 | QUIK TRIP #472 | 8293 W LAKE PLEASANT PKWY | PEORIA | AZ | 85382 | Maricopa | 3 | Open | 2016-12-22 | 12000 | Diesel | COMPARTMENT A | Double Walled | Fiberglass Reinforced Plastic | Pressure | Double Walled | Fiberglass Reinforced Plastic
0-010595 | QUIK TRIP #472 | 8293 W LAKE PLEASANT PKWY | PEORIA | AZ | 85382 | Maricopa | 4 | Open | 2016-12-22 | 10000 | Gasoline (PUL) | COMPARTMENT A | Double Walled | Fiberglass Reinforced Plastic | Pressure | Double Walled | Fiberglass Reinforced Plastic
0-010612 | CIRCLE K STORE # 3479 | 710 W PIMA STREET | GILA BEND | AZ | 85337 | Maricopa | 2 | Open | 2018-02-27 | 12000 | Gasoline (PUL) | COMPARTMENT A | Double Walled | Fiberglass Reinforced Plastic | Pressure
0-010642 | CIRCLE K STORE #9523 | 9418 N 7TH ST | PHOENIX | AZ | 85020 | Maricopa | 3 | Open | 2019-02-06 | 12000 | Diesel | COMPARTMENT A | Double Walled | Fiberglass Reinforced Plastic
0-004471 | CHEVRON #3 | 712 S 4TH AVE | YUMA | AZ | 85364 | Yuma | 3 | Perm Closure | 1972-01-01 | 6000 | Gasoline | COMPARTMENT A |  | Asphalt coated or Bare Steel | Pressure |  | Fiberglass Reinforced Plastic | Removal | 2003-01-05
0-004067 | BULLWACKER MARKET #435 | 2311 E STATE ROUTE 69 | PRESCOTT | AZ | 86301 | Yavapai | 3 | Perm Closure | 1978-04-22 | 6000 | Gasoline | COMPARTMENT A | Double Walled | Asphalt coated or Bare Steel |  |  |  | Removal | 1986-01-01
0-007871 | BERNOUDY SHELL OIL STATION | 4020 N SCOTTSDALE RD | SCOTTSDALE | AZ | 85251 | Maricopa | 1 | Perm Closure | 2005-06-17 | 8000 | Gasoline | COMPARTMENT A | Double Walled | Asphalt coated or Bare Steel |  |  |  | Removal | 1980-01-01
0-003606 | TOWN OF PARADISE VALLEY | 6401 E LINCOLN DR | PARADISE VALLEY | AZ | 85253 | Maricopa | 2 | Perm Closure | 1977-01-01 | 1000 | Diesel | COMPARTMENT A |  | Asphalt coated or Bare Steel | Suction - Check Valve at the Tank Top |  |  | Removal | 1992-09-16
0-007132 | SUNNYSIDE UNIFIED SCHOOL DISTRICT #12 - TRANSPORTATION | 2241 E WIEDING RD | TUCSON | AZ | 85706 | Pima | 3 | Perm Closure | 1986-01-01 | 12000 | Diesel | COMPARTMENT A | Unknown | Asphalt coated or Bare Steel | Pressure |  | Bare or Galvanized Steel | Removal | 1998-12-21
0-005137 | TRI-STATE MOTOR TRANSIT CO |  | CASA GRANDE |  |  | Pinal | 1 | Perm Closure | 1981-04-25 | 12000 | Diesel | COMPARTMENT A | Unknown | Asphalt coated or Bare Steel |  |  |  | Removal | 1989-06-09
0-010203 | POLICE AVIATION | 5110 E FALCON DR | MESA | AZ | 85215 | Maricopa | 1 | Open | 1999-07-08 | 12000 | Jet Fuel | COMPARTMENT A | Double Walled | Fiberglass Reinforced Plastic | Pressure | Double Walled | Fiberglass Reinforced Plastic
0-010205 | PILOT TRAVEL CENTER #180 | 12500 W I-40 | BELLEMONT | AZ | 86015 | Coconino | 1 | Open | 2007-05-25 | 9000 | Gasoline | COMPARTMENT A | Double Walled | Composite (Steel/Fiberglass) | Pressure | Double Walled | Fiberglass Reinforced Plastic
0-003337 | TUCSON EAST CO #123381 | 1028 N COUNTRY CLUB RD | TUCSON | AZ | 85716 | Pima | 1 | Perm Closure | 1981-01-07 | 385 | Diesel | COMPARTMENT A | Double Walled | Fiberglass Reinforced Plastic |  |  |  | Removal | 1990-01-13
0-009679 | TEXACO #119707 | 3755 W CORTARO FARMS RD | MARANA | AZ | 85742 | Pima | 2 | Perm Closure | 2000-04-14 | 12000 | Gasoline | COMPARTMENT A | Double Walled | Fiberglass Reinforced Plastic | Pressure | Double Walled | Fiberglass Reinforced Plastic | Removal | 2006-10-24
0-005886 | TEXACO #60-349-0339 | 6653 W MCDOWELL RD | PHOENIX | AZ | 85035 | Maricopa | 2 | Perm Closure | 1988-01-01 | 12000 | Gasoline | COMPARTMENT A | Double Walled | Fiberglass Reinforced Plastic | Pressure | Double Walled | Fiberglass Reinforced Plastic | Removal | 2020-06-01
0-005977 | TEXACO EXPRESS LUBE | 11441 N 19TH AVE | PHOENIX | AZ | 85029 | Maricopa | 1 | Perm Closure | 1988-02-29 | 10000 | Used Oil/Waste Oil | COMPARTMENT A | Double Walled | Asphalt coated or Bare Steel |  |  |  | Removal | 1994-09-13
0-003946 | TAYLOR AIRPORT | 1018 AIRPORT RD | TAYLOR | AZ | 85939 | Navajo | 1 | Perm Closure | 1976-01-01 | 10000 | Gasoline | COMPARTMENT A | Single Walled | Asphalt coated or Bare Steel | Suction - Check Valve at the Tank Top | Single Walled | Bare or Galvanized Steel | Removal | 1993-08-03
0-005645 | TED CHAPMAN AUTO CENTER INC | 198 N BEELINE HWY | PAYSON | AZ | 85541 | Gila | 1 | Perm Closure | 1980-01-01 | 1000 | Diesel | COMPARTMENT A | Single Walled | Asphalt coated or Bare Steel |  |  |  | Removal | 1986-01-01
0-005645 | TED CHAPMAN AUTO CENTER INC | 198 N BEELINE HWY | PAYSON | AZ | 85541 | Gila | 2 | Perm Closure | 1984-01-01 | 1000 | Used Oil/Waste Oil | COMPARTMENT A | Single Walled | Concrete |  |  |  | Removal | 1986-01-01
0-003108 | 303-44-014D | 13143 E OCOTILLO RD | CHANDLER | AZ | 85249 | Maricopa | 1 | Perm Closure | 1983-01-01 | 8000 | Diesel | COMPARTMENT A | Single Walled | Asphalt coated or Bare Steel |  |  |  | Removal | 2019-01-25
0-004704 | SOUTHWEST PIPE & SUPPLY CO | 7700 W OLIVE AVE | PEORIA | AZ | 85345 | Maricopa | 1 | Perm Closure | 1971-07-15 | 10000 | Diesel | COMPARTMENT A | Unknown | Asphalt coated or Bare Steel |  |  |  | Removal | 1990-05-11
0-000636 | STAGE STOP MINI MARKET | 103 OLD WEST HWY | DUNCAN | AZ | 85534 | Greenlee | 6 | Open | 1989-01-01 | 8000 | Gasoline | COMPARTMENT A |  | Composite (Steel/Fiberglass) | Pressure |  | Fiberglass Reinforced Plastic
0-000238 | ADOT - DOUGLAS | 2100 A AVE | DOUGLAS | AZ | 85607 | Cochise | 1 | Perm Closure | 1957-01-01 | 1500 | Diesel | COMPARTMENT A | Single Walled | Asphalt coated or Bare Steel | Suction - Check Valve at the Tank Top |  | Bare or Galvanized Steel | Removal | 1993-12-06
0-003322 | BROADWAY 101 COMMERCE PARK | 2200 W BROADWAY RD | MESA | AZ | 85202 | Maricopa | 3 | Perm Closure | 1973-01-01 | 20000 | Diesel | COMPARTMENT A | Single Walled | Asphalt coated or Bare Steel |  |  |  | Removal | 1989-09-14
0-003322 | BROADWAY 101 COMMERCE PARK | 2200 W BROADWAY RD | MESA | AZ | 85202 | Maricopa | 5 | Perm Closure | 1982-01-01 | 4000 | Hazardous Substance | COMPARTMENT A | Single Walled | Fiberglass Reinforced Plastic | Suction - Check Valve at the Tank Top |  |  | Removal | 1990-03-23
0-004425 | WILLIAM E SEGINSKI | 3441 N 29TH AVE | PHOENIX | AZ | 85017 | Maricopa | 1 | Perm Closure | 1965-12-13 | 550 | Gasoline | COMPARTMENT A | Unknown | Asphalt coated or Bare Steel |  |  |  | Closed in Place | 1986-01-01
0-005554 | WAGONERS UNION 76 | 811 W ROUTE 66 | WILLIAMS | AZ | 86046 | Coconino | 5 | Perm Closure | 1988-01-01 | 10000 | Gasoline | COMPARTMENT A | Double Walled | Composite (Steel/Fiberglass) | Pressure |  | Fiberglass Reinforced Plastic | Removal | 2018-02-01
0-009155 | MICASU FARMS | 8181 N CENTRAL HWY | MC NEAL | AZ | 85617 | Cochise | 2 | Perm Closure | 1980-01-01 | 4000 | Gasoline | COMPARTMENT A | Unknown | Asphalt coated or Bare Steel | Suction - Check Valve at the Tank Top |  | Bare or Galvanized Steel | Removal | 1998-07-01
0-005209 | TWIN PINES GASER | 2318 N 4TH ST | FLAGSTAFF | AZ | 86004 | Coconino | 8 | Perm Closure | 1990-02-28 | 10000 | Gasoline | COMPARTMENT A | Double Walled | Composite (Steel/Fiberglass) | Pressure |  | Fiberglass Reinforced Plastic | Removal | 2019-10-22
0-005209 | TWIN PINES GASER | 2318 N 4TH ST | FLAGSTAFF | AZ | 86004 | Coconino | 3 | Perm Closure | 1971-04-26 | 8000 | Gasoline | COMPARTMENT A | Unknown | Asphalt coated or Bare Steel |  |  |  | Removal | 1988-12-01
0-005209 | TWIN PINES GASER | 2318 N 4TH ST | FLAGSTAFF | AZ | 86004 | Coconino | 4 | Perm Closure | 1967-04-26 | 10000 | Gasoline | COMPARTMENT A | Unknown | Asphalt coated or Bare Steel |  |  |  | Removal | 1988-12-01
0-009413 | HAMILTON HOMES PROPERTY |  | RAINBOW VALLEY |  |  | Maricopa | 1 | Perm Closure | 2005-06-17 | 8000 | Diesel | COMPARTMENT A | Double Walled | Asphalt coated or Bare Steel |  |  |  | Removal | 2006-05-10
0-002439 | HART ENTERPRISES INC | 4179 W HART LN | WILLCOX | AZ | 85643 | Cochise | 1 | Perm Closure | 1971-01-01 | 1000 | Gasoline | COMPARTMENT A |  | Asphalt coated or Bare Steel |  |  |  | Removal | 2014-12-16
0-002429 | GRAND CANYON UNION 76 SERVICE CENTER |  | TUSAYAN |  |  | Coconino | 4 | Perm Closure | 2005-06-17 | 500 | Used Oil/Waste Oil | COMPARTMENT A | Single Walled | Asphalt coated or Bare Steel | Gravity Feed |  | Bare or Galvanized Steel | Removal | 1994-07-12
0-002429 | GRAND CANYON UNION 76 SERVICE CENTER |  | TUSAYAN |  |  | Coconino | 2 | Perm Closure | 1966-05-03 | 5000 | Gasoline | COMPARTMENT A | Single Walled | Asphalt coated or Bare Steel | Pressure |  | Bare or Galvanized Steel | Removal | 1994-07-12
0-010235 | FIRST TRANSIT INC #55506 | 405 N 79TH AVE | PHOENIX | AZ | 85043 | Maricopa | 3 | Open | 2007-01-12 | 20000 | Diesel | COMPARTMENT A | Double Walled | Fiberglass Reinforced Plastic | Pressure | Double Walled | Fiberglass Reinforced Plastic
0-010154 | FESTIVAL MARKETPLACE | 19491 N CANYON SPRINGS BLVD | BUCKEYE | AZ | 85396 | Maricopa | 1 | Open | 2007-09-01 | 20000 | Gasoline | COMPARTMENT A | Double Walled | Fiberglass Reinforced Plastic | Pressure | Double Walled | Fiberglass Reinforced Plastic
0-009552 | SPEEDWAY STORE #2987 | 12885 N ORACLE RD | ORO VALLEY | AZ | 85739 | Pima | 2 | Open | 1999-02-15 | 12000 | Gasoline (PUL) | COMPARTMENT A | Double Walled | Fiberglass Reinforced Plastic | Pressure | Double Walled | Fiberglass Reinforced Plastic
0-002286 | GILA COUNTY - HIGHWAY MAINTENANCE YARD - CLAYPOOL |  | CLAYPOOL |  |  | Gila | 2 | Perm Closure | 2005-06-17 | 4000 | Diesel | COMPARTMENT A | Single Walled | Asphalt coated or Bare Steel |  |  |  | Removal | 1990-04-17
0-008171 | PARCEL 112-19-127 | 525 W MADISON ST | PHOENIX | AZ | 85003 | Maricopa | 2 | Perm Closure | 1975-01-01 | 2000 | Diesel | COMPARTMENT A | Unknown | Asphalt coated or Bare Steel | Suction - Check Valve at the Tank Top |  |  | Removal | 1993-04-01
0-002536 | PARCEL 134-08-004 | 220 S COUNTRY CLUB DR | MESA | AZ | 85210 | Maricopa | 1 | Perm Closure | 2005-06-17 | 3000 | Unidentified | COMPARTMENT A | Single Walled | Asphalt coated or Bare Steel |  |  |  | Removal | 1990-08-14
0-002966 | LINDSTROM FAMILY AUTO WASH | 3003 E INDIAN SCHOOL RD | PHOENIX | AZ | 85016 | Maricopa | 1 | Perm Closure | 1974-05-07 | 8000 | Diesel | COMPARTMENT A | Single Walled | Asphalt coated or Bare Steel |  |  |  | Removal | 1998-06-24
0-002903 | KUSHMAUL MACHINE & ENGINEERING | 2210 S FREEWAY RD | TUCSON | AZ | 85713 | Pima | 2 | Perm Closure | 1971-01-01 | 2000 | Gasoline | COMPARTMENT A |  | Asphalt coated or Bare Steel |  |  |  | Removal | 1989-06-01
0-003078 | SOUTHWEST AES INC | 3136 N 29TH AVE | PHOENIX | AZ | 85017 | Maricopa | 1 | Perm Closure | 1976-04-21 | 5000 | Gasoline | COMPARTMENT A | Double Walled | Asphalt coated or Bare Steel | Pressure |  | Bare or Galvanized Steel | Removal | 1994-05-27
0-004059 | JIFFY STORE #426 | 36 COMMERCIAL DRIVE | CONCHO | AZ | 85924 | Apache | 2 | Open | 1978-04-22 | 6000 | Diesel | COMPARTMENT A | Single Walled | Asphalt coated or Bare Steel | Pressure
0-006367 | MANNY'S STATION | 9114 N HIGHWAY 191 | MC NEAL | AZ | 85617 | Cochise | 1 | Perm Closure | 1959-01-01 | 1000 | Gasoline | COMPARTMENT A |  | Asphalt coated or Bare Steel | Suction - Check Valve at the Tank Top |  |  | Removal | 2003-05-08
0-008959 | HUDSON VAN OIL SERVICE STATION | 1950 GRAND AVE | PHOENIX | AZ | 85009 | Maricopa | 2 | Perm Closure | 1954-05-24 | 10000 | Gasoline | COMPARTMENT A | Unknown | Asphalt coated or Bare Steel |  |  |  | Removal | 1985-04-04
0-008959 | HUDSON VAN OIL SERVICE STATION | 1950 GRAND AVE | PHOENIX | AZ | 85009 | Maricopa | 3 | Perm Closure | 1954-05-24 | 10000 | Gasoline | COMPARTMENT A | Unknown | Asphalt coated or Bare Steel |  |  |  | Removal | 1985-04-04
0-004463 | J R SHARP | 322 S NACO HWY | NACO | AZ | 85620 | Cochise | 2 | Perm Closure | 1974-07-25 | 1200 | Diesel | COMPARTMENT A | Unknown | Asphalt coated or Bare Steel |  |  |  | Removal | 1987-01-01
0-001614 | HITCHING POST CAR WASH | 3006 N SCOTTSDALE RD | SCOTTSDALE | AZ | 85251 | Maricopa | 2 | Perm Closure | 1970-01-01 | 10000 | Gasoline | COMPARTMENT A |  | Asphalt coated or Bare Steel | Suction - Check Valve at the Tank Top | Single Walled | Bare or Galvanized Steel | Removal | 1999-02-10
0-001614 | HITCHING POST CAR WASH | 3006 N SCOTTSDALE RD | SCOTTSDALE | AZ | 85251 | Maricopa | 1 | Perm Closure | 1970-01-01 | 10000 | Gasoline | COMPARTMENT A |  | Asphalt coated or Bare Steel | Suction - Check Valve at the Tank Top | Single Walled | Bare or Galvanized Steel | Removal | 1999-02-10
0-010286 | CARIOCA #15 | 12170 N EL MIRAGE RD | EL MIRAGE | AZ | 85335 | Maricopa | 1 | Open | 2008-04-17 | 20000 | Gasoline (UL) | COMPARTMENT A | Double Walled | Fiberglass Reinforced Plastic | Pressure | Double Walled | Fiberglass Reinforced Plastic
0-005356 | USDA FS - APACHE SITGREAVES NF - ALPINE RANGER STATION |  | ALPINE |  |  | Apache | 1 | Perm Closure | 1958-03-14 | 2000 | Diesel | COMPARTMENT A | Double Walled | Asphalt coated or Bare Steel |  |  |  | Removal | 1987-01-01
0-001401 | CIRCLE K #2701383 | 815 E MAIN ST | SPRINGERVILLE | AZ | 85938 | Apache | 5 | Open | 2008-09-09 | 12000 | Gasoline | COMPARTMENT A | Double Walled | Fiberglass Reinforced Plastic | Pressure | Double Walled | Fiberglass Reinforced Plastic
0-001401 | CIRCLE K #2701383 | 815 E MAIN ST | SPRINGERVILLE | AZ | 85938 | Apache | 2 | Perm Closure | 1980-01-01 | 10000 | Gasoline | COMPARTMENT A |  | Fiberglass Reinforced Plastic | Pressure | Double Walled | Fiberglass Reinforced Plastic | Removal | 2008-08-12
0-002333 | WHITE MOUNTAIN COMMUNITIES HOSPITAL | 120 S MOUNTAIN AVE | SPRINGERVILLE | AZ | 85938 | Apache | 1 | Perm Closure | 1965-07-05 | 5000 | Unidentified | COMPARTMENT A | Single Walled | Asphalt coated or Bare Steel |  |  |  | Removal | 1989-03-01
0-001594 | COCHISE COUNTY - HIGHWAY DEPARTMENT |  | BENSON |  |  | Cochise | 2 | Perm Closure | 2005-06-17 | 500 | Gasoline | COMPARTMENT A | Single Walled | Asphalt coated or Bare Steel | Suction - Check Valve at the Tank Top | Single Walled | Bare or Galvanized Steel | Removal | 1994-06-15
0-001125 | CHEVRON #9-0172 | 777 W BEALE ST | KINGMAN | AZ | 86401 | Mohave | 6 | Perm Closure | 1994-05-01 | 8000 | Diesel | COMPARTMENT B | Double Walled | Fiberglass Reinforced Plastic | Pressure | Double Walled | Fiberglass Reinforced Plastic | Removal | 2020-03-04
0-001125 | CHEVRON #9-0172 | 777 W BEALE ST | KINGMAN | AZ | 86401 | Mohave | 4 | Perm Closure | 1982-01-01 | 10000 | Gasoline | COMPARTMENT A | Single Walled | Fiberglass Reinforced Plastic | Pressure |  | Fiberglass Reinforced Plastic | Removal | 1994-03-22
0-008257 | TEMPE AUTO CENTER | 323 W SOUTHERN AVE | TEMPE | AZ | 85282 | Maricopa | 1 | Perm Closure | 1993-01-01 | 500 | Used Oil/Waste Oil | COMPARTMENT A | Unknown | Asphalt coated or Bare Steel | Gravity Feed |  | Bare or Galvanized Steel | Removal | 1994-06-24
0-007980 | SONOITA FUEL STOP | 3270 HIGHWAY 83 | SONOITA | AZ | 85637 | Santa Cruz | 5 | Perm Closure | 2005-06-02 | 12000 | Gasoline | COMPARTMENT A | Double Walled | Composite (Steel/Fiberglass) | Pressure | Double Walled | Flexible | Removal | 2017-03-08
0-004587 | SOUTH TUCSON HOSPITALITY GROUP | 3255 S 4TH AVE | TUCSON | AZ | 85725 | Pima | 1 | Perm Closure | 2005-06-17 | 10000 | Gasoline | COMPARTMENT A | Unknown | Asphalt coated or Bare Steel |  |  |  | Removal | 2000-06-21
0-002851 | UNOCAL FOODMART | 1700 N PARK DR | WINSLOW | AZ | 86047 | Navajo | 2 | Perm Closure | 1981-04-18 | 10000 | Gasoline | COMPARTMENT A | Double Walled | Composite (Steel/Fiberglass) | Pressure |  | Fiberglass Reinforced Plastic | Removal | 2006-09-27
0-009121 | FORMER AUTOMOTIVE FUEL AND SERVICE STATION | 4831 N 7TH ST | PHOENIX | AZ | 85014 | Maricopa | 1 | Perm Closure | 2005-06-17 | 7500 | Gasoline | COMPARTMENT A | Double Walled | Asphalt coated or Bare Steel |  |  |  | Removal | 1997-07-24
0-002766 | KAIBAB LUBRICATING SPECIALISTS | 4451 S COUNTRY CLUB RD | TUCSON | AZ | 85714 | Pima | 6 | Perm Closure | 1979-01-01 | 500 | Unidentified | COMPARTMENT A | Single Walled | Asphalt coated or Bare Steel | Gravity Feed |  |  | Removal | 1993-05-01
0-000827 | CHEMICAL TRANSPORTATION, INC. | 11105 N CASA GRANDE HWY | RILLITO | AZ | 85654 | Pima | 2 | Perm Closure | 2005-06-17 | 500 | Used Oil/Waste Oil | COMPARTMENT A |  | Asphalt coated or Bare Steel | Gravity Feed |  |  | Closed in Place | 1989-11-30
0-003593 | JIFFY STOPS/ARMOUR OIL COMPANY | 2126 W MAIN ST | MESA | AZ | 85201 | Maricopa | 3 | Perm Closure | 2005-06-17 | 10000 | Gasoline | COMPARTMENT A | Single Walled | Asphalt coated or Bare Steel |  |  |  | Removal | 1994-05-05
0-003593 | JIFFY STOPS/ARMOUR OIL COMPANY | 2126 W MAIN ST | MESA | AZ | 85201 | Maricopa | 2 | Perm Closure | 2005-06-17 | 3000 | Gasoline | COMPARTMENT A | Single Walled | Asphalt coated or Bare Steel |  |  |  | Removal | 1994-05-05
0-008038 | ANTELOPE HILLS GOLF COURSE - OLD SHOP | 19 CLUBHOUSE DR | PRESCOTT | AZ | 86301 | Yavapai | 1 | Perm Closure | 2005-06-17 | 590 | Gasoline | COMPARTMENT A | Unknown | Unknown |  |  |  | Removal | 1992-12-31
0-010056 | SULLIVAN MOTOR CO | 5250 S CENTRAL AVE | PHOENIX | AZ | 85040 | Maricopa | 1 | Perm Closure | 1954-01-01 | 500 | Used Oil/Waste Oil | COMPARTMENT A | Single Walled | Asphalt coated or Bare Steel |  |  |  | Removal | 2005-06-03
0-006146 | PALO VERDE COUNTRY CLUB | 10801 E SAN TAN BLVD | SUN LAKES | AZ | 85248 | Maricopa | 2 | Perm Closure | 1985-04-23 | 500 | Diesel | COMPARTMENT A | Unknown | Asphalt coated or Bare Steel |  |  |  | Removal | 1990-05-10
0-006146 | PALO VERDE COUNTRY CLUB | 10801 E SAN TAN BLVD | SUN LAKES | AZ | 85248 | Maricopa | 1 | Perm Closure | 1985-04-23 | 1000 | Gasoline | COMPARTMENT A | Unknown | Asphalt coated or Bare Steel |  |  |  | Removal | 1990-05-10
0-005984 | WESTERN TECHNOLOGIES INC | 3737 E BROADWAY RD | PHOENIX | AZ | 85040 | Maricopa | 2 | Perm Closure | 1975-01-01 | 10000 | Gasoline | COMPARTMENT A | Single Walled | Asphalt coated or Bare Steel |  |  |  | Removal | 1990-03-06
0-005984 | WESTERN TECHNOLOGIES INC | 3737 E BROADWAY RD | PHOENIX | AZ | 85040 | Maricopa | 1 | Perm Closure | 1975-01-01 | 6000 | Gasoline | COMPARTMENT A | Single Walled | Asphalt coated or Bare Steel |  |  |  | Removal | 1990-03-06
0-005047 | SPEEDY'S #109/THRIFTWAY #231 | 4526 E MAIN ST | JOSEPH CITY | AZ | 86032 | Navajo | 2 | Perm Closure | 1976-01-01 | 6000 | Gasoline | COMPARTMENT A |  | Asphalt coated or Bare Steel | Pressure |  | Fiberglass Reinforced Plastic | Removal | 2013-06-05
0-009692 | BUFFALO SOLDIER SHELL | 5200 E HIGHWAY 90 | SIERRA VISTA | AZ | 85635 | Cochise | 1 | Open | 2000-06-27 | 12000 | Gasoline | COMPARTMENT A | Double Walled | Fiberglass Reinforced Plastic | Pressure | Double Walled | Flexible
0-006212 | USDOI BR - YUMA DESALTING PLANT | 7301 S CALLE AGUA SALADA | YUMA | AZ | 85364 | Yuma | 3 | Perm Closure | 1988-01-01 | 15000 | Gasoline | COMPARTMENT A | Double Walled | Fiberglass Reinforced Plastic |  |  |  | Removal | 1998-11-18
0-003466 | SA RECYCLING-MIRACLE MILE | 1525 W MIRACLE MILE | TUCSON | AZ | 85705 | Pima | 2 | Perm Closure | 1966-04-24 | 1000 | Diesel | COMPARTMENT A | Double Walled | Asphalt coated or Bare Steel |  |  |  | Removal | 1987-03-01
0-003466 | SA RECYCLING-MIRACLE MILE | 1525 W MIRACLE MILE | TUCSON | AZ | 85705 | Pima | 1 | Perm Closure | 1966-04-24 | 500 | Gasoline | COMPARTMENT A | Double Walled | Asphalt coated or Bare Steel |  |  |  | Removal | 1988-12-01
0-000676 | BENNETT OIL | 810 E SHELDON ST | PRESCOTT | AZ | 86301 | Yavapai | 12 | Perm Closure | 1984-01-01 | 4000 | New Oil | COMPARTMENT A | Single Walled | Asphalt coated or Bare Steel | Suction - Check Valve at the Tank Top | Single Walled | Bare or Galvanized Steel | Removal | 2005-09-28
0-005281 | UNOCAL #4064 | 5452 W GLENDALE AVE | GLENDALE | AZ | 85301 | Maricopa | 5 | Perm Closure | 1989-01-01 | 12000 | Gasoline (PUL) | COMPARTMENT A | Double Walled | Composite (Steel/Fiberglass) | Pressure | Double Walled | Fiberglass Reinforced Plastic | Removal | 2018-01-11
0-004933 | ARCO AM/PM | 7502 W INDIAN SCHOOL RD | PHOENIX | AZ | 85033 | Maricopa | 2 | Perm Closure | 1973-05-07 | 8000 | Gasoline | COMPARTMENT A | Double Walled | Asphalt coated or Bare Steel | Pressure |  | Bare or Galvanized Steel | Removal | 1991-08-01
0-001205 | CIRCLE K #2700247 | 760 MARINA BLVD | BULLHEAD CITY | AZ | 86442 | Mohave | 1 | Perm Closure | 1970-01-01 | 10000 | Gasoline | COMPARTMENT A |  | Asphalt coated or Bare Steel | Pressure |  |  | Removal | 1995-02-06
0-001121 | CHEVRON #9-5645 | 2000 HIGHWAY 95 | BULLHEAD CITY | AZ | 86442 | Mohave | 6 | Perm Closure | 1990-05-09 | 10000 | Gasoline | COMPARTMENT A | Double Walled | Composite (Steel/Fiberglass) | Pressure | Double Walled | Fiberglass Reinforced Plastic | Removal | 1993-07-07
0-004412 | CAMELBACK COLONNADE | 1949 E CAMELBACK RD | PHOENIX | AZ | 85016 | Maricopa | 8 | Perm Closure | 1962-01-01 | 10000 | Gasoline | COMPARTMENT A | Single Walled | Asphalt coated or Bare Steel |  |  |  | Removal | 1986-05-01
0-004412 | CAMELBACK COLONNADE | 1949 E CAMELBACK RD | PHOENIX | AZ | 85016 | Maricopa | 2 | Perm Closure | 1962-01-01 | 3000 | Other - please specify | COMPARTMENT A | Single Walled | Asphalt coated or Bare Steel |  |  |  | Removal | 1989-04-01
0-005078 | CAMPBELL SELF SERVE | 3060 N CAMPBELL AVE | TUCSON | AZ | 85719 | Pima | 3 | Perm Closure | 1973-01-01 | 10000 | Gasoline | COMPARTMENT A |  | Asphalt coated or Bare Steel | Pressure |  | Fiberglass Reinforced Plastic | Removal | 1995-12-01
0-000250 | ADOT - GLOBE MAINTENANCE CAMP |  | GLOBE |  |  | Gila | 1 | Perm Closure | 2005-06-17 | 2500 | Gasoline | COMPARTMENT A |  | Asphalt coated or Bare Steel |  |  |  | Removal | 1997-11-18
0-001698 | ARIZONA EQUIPMENT RENTAL 1, LLC DBA VOLVO RENTS | 1912 W PRINCE RD | TUCSON | AZ | 85705 | Pima | 1 | Perm Closure | 1969-01-01 | 500 | Used Oil/Waste Oil | COMPARTMENT A |  | Asphalt coated or Bare Steel | Suction - Check Valve at the Tank Top |  |  | Removal | 1990-12-14
0-004478 | SHAY OIL | 10747 S FORTUNA RD | YUMA | AZ | 85367 | Yuma | 4 | Perm Closure | 1974-01-01 | 10000 | Diesel | COMPARTMENT A |  | Asphalt coated or Bare Steel | Pressure |  |  | Removal | 1993-06-01
0-004478 | SHAY OIL | 10747 S FORTUNA RD | YUMA | AZ | 85367 | Yuma | 8 | Open | 1993-06-01 | 12000 | Gasoline | COMPARTMENT A | Double Walled | Fiberglass Reinforced Plastic | Pressure | Double Walled | Fiberglass Reinforced Plastic
0-004478 | SHAY OIL | 10747 S FORTUNA RD | YUMA | AZ | 85367 | Yuma | 1 | Perm Closure | 1974-01-01 | 10000 | Gasoline | COMPARTMENT A |  | Asphalt coated or Bare Steel | Pressure |  |  | Removal | 1993-06-01
0-004478 | SHAY OIL | 10747 S FORTUNA RD | YUMA | AZ | 85367 | Yuma | 7 | Perm Closure | 1974-01-01 | 12000 | Diesel | COMPARTMENT A |  | Asphalt coated or Bare Steel |  |  |  | Removal | 1993-06-01
0-000186 | CHRISTY SIGN CO | 1825 S BLACK CANYON HWY | PHOENIX | AZ | 85009 | Maricopa | 1 | Perm Closure | 1971-05-06 | 500 | Gasoline | COMPARTMENT A | Single Walled | Asphalt coated or Bare Steel |  |  |  | Removal | 1991-10-01
0-001665 | CORTARO-MARANA IRRIGATION DISTRICT - SHOP YARD | 12253 W GRIER RD | MARANA | AZ | 85653 | Pima | 1 | Perm Closure | 1971-01-01 | 10000 | Gasoline | COMPARTMENT A |  | Asphalt coated or Bare Steel |  |  |  | Removal | 1990-10-01
0-006026 | UNITED FENCE CO INC | 111 N 32ND PL | PHOENIX | AZ | 85034 | Maricopa | 1 | Perm Closure | 1976-01-01 | 5000 | Gasoline | COMPARTMENT A | Single Walled | Asphalt coated or Bare Steel |  |  |  | Removal | 1991-10-10
0-000154 | APACHE NITROGEN PRODUCTS INC | 1436 S APACHE POWDER RD | SAINT DAVID | AZ | 85630 | Cochise | 3 | Perm Closure | 1956-01-01 | 550 | Diesel | COMPARTMENT A |  | Asphalt coated or Bare Steel |  |  |  | Removal | 1995-03-02
0-005037 | CIRCLE K STORE #2780242 | 424 N LITCHFIELD RD | GOODYEAR | AZ | 85338 | Maricopa | 1 | Perm Closure | 1988-06-28 | 10000 | Gasoline | COMPARTMENT A |  | Fiberglass Reinforced Plastic | Pressure |  | Fiberglass Reinforced Plastic | Removal | 2011-04-22
0-006308 | CIRCLE K STORE #2706669 | 3201 HIGHWAY 95 N | LAKE HAVASU CITY | AZ | 86404 | Mohave | 2 | Open | 1986-02-20 | 12000 | Gasoline | COMPARTMENT A | Single Walled | Fiberglass Reinforced Plastic | Pressure |  | Fiberglass Reinforced Plastic
0-006308 | CIRCLE K STORE #2706669 | 3201 HIGHWAY 95 N | LAKE HAVASU CITY | AZ | 86404 | Mohave | 5 | Open | 1993-03-01 | 4000 | Other | COMPARTMENT A | Single Walled | Fiberglass Reinforced Plastic | Pressure |  | Fiberglass Reinforced Plastic
0-001517 | CIRCLE K #3742 | 4105 N 75TH AVE | PHOENIX | AZ | 85033 | Maricopa | 2 | Perm Closure | 1974-01-01 | 10000 | Gasoline | COMPARTMENT A | Single Walled | Asphalt coated or Bare Steel | Pressure | Single Walled | Bare or Galvanized Steel | Removal | 1993-10-11
0-000595 | LAKE POWELL JET CENTER HANGER | 901 SAGE AVE | PAGE | AZ | 86040 | Coconino | 3 | Perm Closure | 1985-01-01 | 12000 | Gasoline | COMPARTMENT A |  | Asphalt coated or Bare Steel | Pressure | Aboveground Piping | Bare or Galvanized Steel | Removal | 2001-10-24
0-000595 | LAKE POWELL JET CENTER HANGER | 901 SAGE AVE | PAGE | AZ | 86040 | Coconino | 8 | Perm Closure | 1965-01-01 | 6000 | Jet Fuel | COMPARTMENT A |  | Asphalt coated or Bare Steel |  |  |  | Removal | 1986-01-01
0-000595 | LAKE POWELL JET CENTER HANGER | 901 SAGE AVE | PAGE | AZ | 86040 | Coconino | 1 | Perm Closure | 1985-01-01 | 12000 | Jet Fuel | COMPARTMENT A |  | Asphalt coated or Bare Steel | Pressure | Aboveground Piping | Bare or Galvanized Steel | Removal | 2001-10-24
0-004928 | TEXACO #60-349-1025 | 5201 E THOMAS RD | PHOENIX | AZ | 85018 | Maricopa | 10 | Open | 1988-07-26 | 10000 | Diesel | COMPARTMENT A | Double Walled | Fiberglass Reinforced Plastic | Pressure | Double Walled | Fiberglass Reinforced Plastic
0-002936 | LAVEEN COUNTRY STORE | 5099 W DOBBINS RD | LAVEEN | AZ | 85339 | Maricopa | 1 | Perm Closure | 1978-01-01 | 6000 | Gasoline | COMPARTMENT A |  | Asphalt coated or Bare Steel | Pressure |  |  | Removal | 2003-04-02
0-004685 | 7-ELEVEN #26411 | 8410 E MCDONALD DR | SCOTTSDALE | AZ | 85250 | Maricopa | 1 | Perm Closure | 1985-11-10 | 10000 | Gasoline | COMPARTMENT A | Unknown | Fiberglass Reinforced Plastic |  |  |  | Removal | 1994-12-02
0-000096 | SUN DEVIL AUTO - NORTH PHOENIX | 6809 N 19TH AVE | PHOENIX | AZ | 85015 | Maricopa | 2 | Perm Closure | 2005-06-17 | 12000 | Gasoline | COMPARTMENT A |  | Asphalt coated or Bare Steel |  |  |  | Closed in Place | 1987-10-12
0-000748 | DAIRY QUEEN |  | DRAGOON |  |  | Cochise | 3 | Perm Closure | 1986-01-01 | 8000 | Gasoline | COMPARTMENT A |  | Asphalt coated or Bare Steel | Pressure |  |  | Removal | 1996-03-26
0-000748 | DAIRY QUEEN |  | DRAGOON |  |  | Cochise | 1 | Perm Closure | 1971-01-01 | 10000 | Gasoline | COMPARTMENT A |  | Asphalt coated or Bare Steel | Pressure |  |  | Removal | 1996-03-26
0-001771 | USDOI NPS - GLEN CANYON - WAHWEAP MAINTENANCE |  | PAGE |  |  | Coconino | 4 | Perm Closure | 1965-01-01 | 2000 | Diesel | COMPARTMENT A | Single Walled | Asphalt coated or Bare Steel | Pressure | Single Walled | Bare or Galvanized Steel | Removal | 1991-11-13
0-007351 | PHOENIX INTERNATIONAL RACEWAY | 7602 S AVONDALE BLVD | AVONDALE | AZ | 85323 | Maricopa | 1 | Perm Closure | 1988-10-06 | 12000 | Unidentified | COMPARTMENT A | Double Walled | Composite (Steel/Fiberglass) | Pressure |  | Fiberglass Reinforced Plastic | Removal | 2008-01-11
0-002790 | CIRCLK K STORE #2741653 | 7550 S RURAL RD | TEMPE | AZ | 85283 | Maricopa | 3 | Open | 1979-01-01 | 12000 | Gasoline | COMPARTMENT A |  | Asphalt coated or Bare Steel | Pressure | Double Walled | Fiberglass Reinforced Plastic
0-006676 | CITY OF GLOBE - MAINTENANCE YARD | 360 W OIL CIRCLE RD | GLOBE | AZ | 85501 | Gila | 4 | Perm Closure | 1965-01-01 | 5000 | Gasoline | COMPARTMENT A |  | Asphalt coated or Bare Steel | Suction - Check Valve at the Tank Top |  | Bare or Galvanized Steel | Removal | 1991-12-19
0-007922 | KINGMAN REGIONAL MEDICAL CENTER | 3269 N STOCKTON HILL RD | KINGMAN | AZ | 86409 | Mohave | 1 | Perm Closure | 1970-01-01 | 1000 | Diesel | COMPARTMENT A | Unknown | Asphalt coated or Bare Steel | Suction - Check Valve at the Tank Top |  |  | Removal | 1995-01-20
0-004906 | ROCKY SHELL | 80 E ESPERANZA BLVD | GREEN VALLEY | AZ | 85614 | Pima | 4 | Perm Closure | 1986-05-02 | 1000 | Used Oil/Waste Oil | COMPARTMENT A | Double Walled | Fiberglass Reinforced Plastic | Gravity Feed |  | Fiberglass Reinforced Plastic | Removal | 2004-09-15
0-000846 | HENRY'S CHOICE | 7201 W SOUTHERN AVE | LAVEEN | AZ | 85339 | Maricopa | 2 | Perm Closure | 1970-01-01 | 2000 | Diesel | COMPARTMENT A |  | Asphalt coated or Bare Steel | Suction - Check Valve at the Tank Top | Single Walled | Bare or Galvanized Steel | Removal | 1992-01-07
0-007171 | FIREBIRD FUEL CO #306 | 4703 N PARKWAY DR | TUCSON | AZ | 85705 | Pima | 2 | Perm Closure | 1988-05-01 | 8000 | Gasoline | COMPARTMENT A | Double Walled | Composite (Steel/Fiberglass) | Pressure |  | Fiberglass Reinforced Plastic | Removal | 1996-01-23
0-006811 | WHITMARK INC | 4100 E MICHIGAN ST | TUCSON | AZ | 85714 | Pima | 3 | Perm Closure | 1979-01-01 |  | Gasoline | COMPARTMENT A | Unknown | Unknown |  |  |  | Removal | 1990-07-18
0-006910 | COOKS AUTO REPAIR FIRESTONE 26CH | 2751 W NORTH LN | PHOENIX | AZ | 85051 | Maricopa | 1 | Perm Closure | 1980-01-01 | 500 | Used Oil/Waste Oil | COMPARTMENT A | Double Walled | Asphalt coated or Bare Steel | Gravity Feed |  | Bare or Galvanized Steel | Removal | 1992-12-15
0-009906 | CIRCLE K #2705954 | 4815 E CAREFREE HWY | PHOENIX | AZ | 85331 | Maricopa | 1 | Open | 2002-11-04 | 10000 | Diesel | COMPARTMENT A | Double Walled | Fiberglass Reinforced Plastic | Pressure | Double Walled | Fiberglass Reinforced Plastic
0-004485 | H S L PROPERTIES | 3901 E BROADWAY BLVD | TUCSON | AZ | 85711 | Pima | 4 | Perm Closure | 1966-08-14 | 8000 | Gasoline | COMPARTMENT A | Double Walled | Asphalt coated or Bare Steel |  |  |  | Removal | 1981-02-01
0-003624 | SAINT JOHNS CITY HALL BUILDING SITE | 70 E COMMERCIAL ST | SAINT JOHNS | AZ | 85936 | Apache | 1 | Perm Closure | 1971-01-01 | 6000 | Diesel | COMPARTMENT A | Single Walled | Asphalt coated or Bare Steel |  |  |  | Removal | 1990-06-30
0-005164 | GENE REID PARK | 900 S RANDOLPH WAY | TUCSON | AZ | 85716 | Pima | 2 | Perm Closure | 1980-01-10 | 12000 | Diesel | COMPARTMENT A | Single Walled | Asphalt coated or Bare Steel | Pressure | Single Walled | Bare or Galvanized Steel | Removal | 1998-11-19
0-009743 | SAFEWAY #1543 | 29834 N CAVE CREEK RD | PHOENIX | AZ | 85331 | Maricopa | 1 | Open | 2000-11-01 | 10000 | Diesel | COMPARTMENT A | Double Walled | Composite (Steel/Fiberglass) | Pressure | Double Walled | Fiberglass Reinforced Plastic
0-002937 | PARCEL #104-24-004 | 4715 W BUCKEYE RD | PHOENIX | AZ | 85043 | Maricopa | 2 | Perm Closure | 1978-01-01 | 6000 | Diesel | COMPARTMENT A |  | Asphalt coated or Bare Steel | Gravity Feed |  |  | Removal | 1988-09-28
0-003953 | POWERS MOBIL SERVICE | 223 E MONROE AVE | BUCKEYE | AZ | 85326 | Maricopa | 1 | Perm Closure | 1976-01-01 | 6000 | Diesel | COMPARTMENT A | Single Walled | Asphalt coated or Bare Steel |  |  |  | Removal | 1988-12-05
0-001391 | FORMER CIRCLE K #1289 | 8847 N 7TH AVE | PHOENIX | AZ | 85021 | Maricopa | 3 | Perm Closure | 1979-01-01 | 10000 | Gasoline | COMPARTMENT A |  | Asphalt coated or Bare Steel | Pressure |  |  | Removal | 1992-12-08
0-005494 | CIRCLE K #2849 | 3851 E APACHE TRL | MESA | AZ | 85205 | Maricopa | 2 | Perm Closure | 1969-04-24 | 8000 | Gasoline | COMPARTMENT A | Double Walled | Asphalt coated or Bare Steel |  |  |  | Removal | 1988-07-05
0-002896 | AL-DON DUSTING SERVICE INC |  | ELOY |  |  | Pinal | 5 | Perm Closure | 1961-01-01 | 1000 | Gasoline | COMPARTMENT A |  | Asphalt coated or Bare Steel |  |  |  | Removal | 1988-12-07
0-001169 | CIRCLE K #42 | 13827 W GLENDALE AVE | GLENDALE | AZ | 85307 | Maricopa | 3 | Perm Closure | 1977-01-01 | 6000 | Gasoline | COMPARTMENT A |  | Asphalt coated or Bare Steel |  |  |  | Removal | 1989-10-27
0-010005 | KING'S MINI MART | 4150 N 35TH AVE | PHOENIX | AZ | 85017 | Maricopa | 1 | Open | 2000-06-01 | 12000 | Gasoline | COMPARTMENT B | Double Walled | Fiberglass Reinforced Plastic | Pressure | Double Walled | Flexible
0-008940 | CAMPBELL AUTO CARE | 4508 N 7TH AVE | PHOENIX | AZ | 85013 | Maricopa | 1 | Perm Closure | 2005-06-17 | 500 | Used Oil/Waste Oil | COMPARTMENT A | Unknown | Asphalt coated or Bare Steel |  |  |  | Removal | 1998-06-01
0-006149 | USDA FS - BRADSHAW RANGER STATION | 2230 E HIGHWAY 69 | PRESCOTT | AZ | 86301 | Yavapai | 1 | Perm Closure | 1976-07-19 | 1000 | Gasoline | COMPARTMENT A | Unknown | Unknown |  |  |  | Removal | 1990-02-21
0-008099 | TOWERS TEXACO | 2816 S COUNTRY CLUB DR | MESA | AZ | 85210 | Maricopa | 1 | Perm Closure | 1990-06-01 | 12000 | Gasoline | COMPARTMENT A | Double Walled | Composite (Steel/Fiberglass) | Pressure | Double Walled | Fiberglass Reinforced Plastic | Removal | 2012-03-12
0-008099 | TOWERS TEXACO | 2816 S COUNTRY CLUB DR | MESA | AZ | 85210 | Maricopa | 3 | Perm Closure | 1990-06-01 | 12000 | Gasoline | COMPARTMENT A | Double Walled | Composite (Steel/Fiberglass) | Pressure | Double Walled | Fiberglass Reinforced Plastic | Removal | 2012-03-12
0-009588 | CIRCLE K STORE #2703365 | 1959 S GREENFIELD RD | MESA | AZ | 85206 | Maricopa | 3 | Open | 1999-11-01 | 10000 | Diesel | COMPARTMENT A | Double Walled | Fiberglass Reinforced Plastic | Pressure | Double Walled | Fiberglass Reinforced Plastic
0-005661 | WILFORD CONSTRUCTION COMPANY | 98 E FORT LOWELL RD | TUCSON | AZ | 85705 | Pima | 2 | Perm Closure | 1976-05-05 | 1000 | Gasoline | COMPARTMENT A | Unknown | Asphalt coated or Bare Steel | Suction - Check Valve at the Tank Top |  |  | Removal | 1997-12-29
0-004441 | WALLY SEVITS REFG & A/C INC | 5325 E SPEEDWAY BLVD | TUCSON | AZ | 85712 | Pima | 1 | Perm Closure | 1964-01-01 | 3000 | Gasoline | COMPARTMENT A | Single Walled | Asphalt coated or Bare Steel |  |  |  | Removal | 1988-04-13
0-003426 | US WEST #164191 PHX BELL PLAZA | 3033 N 3RD ST | PHOENIX | AZ | 85012 | Maricopa | 1 | Perm Closure | 1982-09-09 | 500 | Diesel | COMPARTMENT A | Unknown | Asphalt coated or Bare Steel |  |  |  | Removal | 1997-01-10
0-000134 | U-HAUL | 4646 W PASADENA AVE | GLENDALE | AZ | 85301 | Maricopa | 1 | Perm Closure | 1966-01-01 | 1000 | Gasoline | COMPARTMENT A |  | Asphalt coated or Bare Steel | Pressure |  |  | Removal | 1994-06-16
0-002445 | HATCO INC | 3901 S CONTRACTORS WAY | TUCSON | AZ | 85714 | Pima | 3 | Perm Closure | 1971-05-06 | 3000 | Gasoline | COMPARTMENT A | Single Walled | Asphalt coated or Bare Steel |  |  |  | Removal | 1990-07-09
0-001000 | CITY OF CHANDLER - WWTP | 249 E CHICAGO ST | CHANDLER | AZ | 85225 | Maricopa | 2 | Perm Closure | 1984-01-01 | 5000 | Gasoline | COMPARTMENT A |  | Asphalt coated or Bare Steel | Suction - Check Valve at the Tank Top | Single Walled | Bare or Galvanized Steel | Removal | 1991-08-06
0-003464 | ARIZONA ARMY NATIONAL GUARD - PAPAGO MILITARY RESERVATION | 5636 E MCDOWELL RD | PHOENIX | AZ | 85008 | Maricopa | 1 | Perm Closure | 1974-01-01 | 6000 | Diesel | COMPARTMENT A | Single Walled | Asphalt coated or Bare Steel | Suction - Check Valve at the Tank Top |  |  | Removal | 1994-03-17
0-003464 | ARIZONA ARMY NATIONAL GUARD - PAPAGO MILITARY RESERVATION | 5636 E MCDOWELL RD | PHOENIX | AZ | 85008 | Maricopa | 4 | Perm Closure | 1976-01-01 | 10000 | Unidentified | COMPARTMENT A | Single Walled | Fiberglass Reinforced Plastic |  |  |  | Removal | 1992-06-09
0-003464 | ARIZONA ARMY NATIONAL GUARD - PAPAGO MILITARY RESERVATION | 5636 E MCDOWELL RD | PHOENIX | AZ | 85008 | Maricopa | 8 | Perm Closure | 1963-01-01 | 350 | Used Oil/Waste Oil | COMPARTMENT A | Single Walled | Asphalt coated or Bare Steel |  |  |  | Removal | 1988-07-27
0-003464 | ARIZONA ARMY NATIONAL GUARD - PAPAGO MILITARY RESERVATION | 5636 E MCDOWELL RD | PHOENIX | AZ | 85008 | Maricopa | 12 | Perm Closure | 1976-01-01 | 5000 | Diesel | COMPARTMENT A | Single Walled | Asphalt coated or Bare Steel | Suction - Check Valve at the Tank Top |  |  | Removal | 1996-08-28
0-003464 | ARIZONA ARMY NATIONAL GUARD - PAPAGO MILITARY RESERVATION | 5636 E MCDOWELL RD | PHOENIX | AZ | 85008 | Maricopa | 7 | Perm Closure | 1950-01-01 | 1000 | Unidentified | COMPARTMENT A | Single Walled | Asphalt coated or Bare Steel |  |  |  | Removal | 1988-07-22
0-003464 | ARIZONA ARMY NATIONAL GUARD - PAPAGO MILITARY RESERVATION | 5636 E MCDOWELL RD | PHOENIX | AZ | 85008 | Maricopa | 9 | Perm Closure | 1982-01-01 | 350 | Used Oil/Waste Oil | COMPARTMENT A | Single Walled | Concrete |  |  |  | Removal | 1988-07-22
0-003464 | ARIZONA ARMY NATIONAL GUARD - PAPAGO MILITARY RESERVATION | 5636 E MCDOWELL RD | PHOENIX | AZ | 85008 | Maricopa | 20 | Perm Closure | 1953-01-01 | 1000 | Gasoline | COMPARTMENT A | Single Walled | Asphalt coated or Bare Steel |  |  |  | Removal | 1994-03-17
0-009912 | FRYS FUEL CENTER #19 | 3900 E GRANT RD | TUCSON | AZ | 85712 | Pima | 2 | Perm Closure | 2001-12-11 | 20000 | Gasoline | COMPARTMENT A | Double Walled | Fiberglass Reinforced Plastic | Pressure | Double Walled | Flexible | Removal | 2018-02-22
0-002451 | HAYS ROOFING & SUPPLY INC | 1217 S 8TH ST | PHOENIX | AZ | 85034 | Maricopa | 1 | Perm Closure | 1971-05-08 | 3000 | Gasoline | COMPARTMENT A | Single Walled | Asphalt coated or Bare Steel |  |  |  | Removal | 1992-02-04
0-005511 | SUNNYSLOPE SHELL | 8941 N CENTRAL AVE | PHOENIX | AZ | 85020 | Maricopa | 3 | Perm Closure | 1987-01-01 | 10000 | Gasoline | COMPARTMENT A | Double Walled | Fiberglass Reinforced Plastic | Pressure |  | Fiberglass Reinforced Plastic | Removal | 1993-12-09
0-009171 | OLD SUPER DUPER |  | YUCCA |  |  | Mohave | 1 | Perm Closure | 1953-05-03 | 1000 | Gasoline | COMPARTMENT A | Unknown | Asphalt coated or Bare Steel | Suction - Check Valve at the Tank Top |  |  | Removal | 1997-10-27
0-002136 | RUTH FISHER ELEMENTARY SCHOOL | 38201 W INDIAN SCHOOL RD | TONOPAH | AZ | 85354 | Maricopa | 2 | Perm Closure | 1983-02-27 | 5000 | Diesel | COMPARTMENT A | Double Walled | Fiberglass Reinforced Plastic |  |  |  | Removal | 1994-03-15
0-002029 | PUCHI'S QUICK STOP | 483 N GRAND AVE | NOGALES | AZ | 85621 | Santa Cruz | 4 | Perm Closure | 1971-01-01 | 5000 | Diesel | COMPARTMENT A |  | Asphalt coated or Bare Steel | Suction - Check Valve at the Tank Top | Single Walled | Bare or Galvanized Steel | Removal | 2001-04-17
0-001987 | EXXON #7-3181 | 3102 E SPEEDWAY BLVD | TUCSON | AZ | 85716 | Pima | 4 | Perm Closure | 1981-01-01 | 1000 | Used Oil/Waste Oil | COMPARTMENT A |  | Asphalt coated or Bare Steel |  |  |  | Removal | 1992-02-01
0-005294 | UNOCAL #5115 | 6745 E MCDOWELL RD | SCOTTSDALE | AZ | 85257 | Maricopa | 3 | Perm Closure | 1964-01-01 | 280 | Used Oil/Waste Oil | COMPARTMENT A | Single Walled | Asphalt coated or Bare Steel | Gravity Feed |  |  | Removal | 1989-01-01
0-005265 | SAST MART | 1115 W WICKENBURG WAY | WICKENBURG | AZ | 85390 | Maricopa | 11 | Open | 2014-08-01 | 6000 | Gasoline (PUL) | COMPARTMENT B | Double Walled | Fiberglass Reinforced Plastic | Pressure | Double Walled | Fiberglass Reinforced Plastic
0-005265 | SAST MART | 1115 W WICKENBURG WAY | WICKENBURG | AZ | 85390 | Maricopa | 7 | Perm Closure | 1994-04-01 | 12000 | Diesel | COMPARTMENT A | Double Walled | Composite (Steel/Fiberglass) | Pressure | Double Walled | Fiberglass Reinforced Plastic | Removal | 2013-10-25
0-007582 | SUN MOTOR EXCHANGE | 2214 E WASHINGTON ST | PHOENIX | AZ | 85034 | Maricopa | 1 | Perm Closure | 2005-06-17 |  | Used Oil/Waste Oil | COMPARTMENT A |  | Asphalt coated or Bare Steel |  |  |  | Removal | 1987-07-23
0-007552 | ISAAC MIDDLE SCHOOL | 3402 W MCDOWELL RD | PHOENIX | AZ | 85009 | Maricopa | 5 | Perm Closure | 2005-06-17 |  | Diesel | COMPARTMENT A | Double Walled | Composite (Steel/Fiberglass) |  |  |  | Removal | 1988-12-13
0-005086 | QUICK PIC #2 | 2710 N 1ST AVE | TUCSON | AZ | 85719 | Pima | 5 | Perm Closure | 1987-01-01 | 12000 | Gasoline | COMPARTMENT A | Double Walled | Composite (Steel/Fiberglass) | Pressure | Double Walled | Fiberglass Reinforced Plastic | Removal | 2017-01-17
0-003277 | MOBIL 18-HB6 | 1020 E 16TH ST | YUMA | AZ | 85365 | Yuma | 2 | Perm Closure | 1971-01-01 | 6000 | Gasoline | COMPARTMENT A |  | Asphalt coated or Bare Steel | Pressure |  |  | Removal | 1990-03-28
0-003277 | MOBIL 18-HB6 | 1020 E 16TH ST | YUMA | AZ | 85365 | Yuma | 4 | Perm Closure | 1979-01-01 | 10000 | Gasoline | COMPARTMENT A |  | Fiberglass Reinforced Plastic | Pressure |  |  | Removal | 1990-03-28
0-006574 | CHEVRON - BENSON HWY CHEVRON | 3025 E BENSON HWY | TUCSON | AZ | 85706 | Pima | 2 | Perm Closure | 1958-12-29 | 10000 | Gasoline | COMPARTMENT A | Unknown | Asphalt coated or Bare Steel |  |  |  | Removal | 1988-12-15
0-004637 | 7-ELEVEN #19527 | 1902 W CAMELBACK RD | PHOENIX | AZ | 85015 | Maricopa | 3 | Perm Closure | 1977-01-01 | 6000 | Gasoline | COMPARTMENT A | Single Walled | Asphalt coated or Bare Steel |  |  |  | Removal | 1991-12-18
0-004452 | BUTLER EASY MART | 1311 E BUTLER AVE | FLAGSTAFF | AZ | 86001 | Coconino | 7 | Perm Closure | 1982-01-01 | 10000 | Gasoline | COMPARTMENT A |  | Asphalt coated or Bare Steel | Pressure | Single Walled | Bare or Galvanized Steel | Removal | 1992-04-17
0-002481 | HEXCEL CORPORATION | 1214 W GILA BEND HWY | CASA GRANDE | AZ | 85122 | Pinal | 6 | Perm Closure | 1968-01-01 | 4000 | Hazardous Substance | COMPARTMENT A | Single Walled | Asphalt coated or Bare Steel |  |  |  | Closed in Place | 1987-11-27
0-002481 | HEXCEL CORPORATION | 1214 W GILA BEND HWY | CASA GRANDE | AZ | 85122 | Pinal | 24 | Temp Closure | 1997-11-01 | 12000 | Hazardous Substance | COMPARTMENT A | Single Walled | Asphalt coated or Bare Steel | Suction - Check Valve at the Tank Top | Single Walled | Bare or Galvanized Steel |  | 2020-03-30
0-002481 | HEXCEL CORPORATION | 1214 W GILA BEND HWY | CASA GRANDE | AZ | 85122 | Pinal | 12 | Perm Closure | 1975-01-01 | 4000 | Hazardous Substance | COMPARTMENT A | Single Walled | Asphalt coated or Bare Steel | Gravity Feed | Single Walled | Bare or Galvanized Steel | Removal | 1997-12-09
0-002481 | HEXCEL CORPORATION | 1214 W GILA BEND HWY | CASA GRANDE | AZ | 85122 | Pinal | 21 | Perm Closure | 1988-03-01 | 4000 | Hazardous Substance | COMPARTMENT A | Single Walled | Asphalt coated or Bare Steel | Gravity Feed | Single Walled | Bare or Galvanized Steel | Removal | 2012-12-06
0-002481 | HEXCEL CORPORATION | 1214 W GILA BEND HWY | CASA GRANDE | AZ | 85122 | Pinal | 18 | Temp Closure | 1988-03-01 | 8000 | Hazardous Substance | COMPARTMENT A | Single Walled | Asphalt coated or Bare Steel | Gravity Feed | Single Walled | Bare or Galvanized Steel |  | 2020-03-30
0-002417 | CARIOCA #18 | 379 S MAIN ST | SNOWFLAKE | AZ | 85937 | Navajo | 5 | Perm Closure | 1990-08-23 | 10000 | Gasoline | COMPARTMENT A | Double Walled | Composite (Steel/Fiberglass) | Pressure | Single Walled | Fiberglass Reinforced Plastic | Removal | 2018-10-18
0-002417 | CARIOCA #18 | 379 S MAIN ST | SNOWFLAKE | AZ | 85937 | Navajo | 9 | Perm Closure | 1990-08-23 | 2000 | Diesel | COMPARTMENT A | Double Walled | Composite (Steel/Fiberglass) | Pressure | Single Walled | Fiberglass Reinforced Plastic | Removal | 2018-10-18
0-002417 | CARIOCA #18 | 379 S MAIN ST | SNOWFLAKE | AZ | 85937 | Navajo | 7 | Perm Closure | 1990-08-23 | 4000 | Gasoline | COMPARTMENT A | Double Walled | Composite (Steel/Fiberglass) | Pressure | Single Walled | Fiberglass Reinforced Plastic | Removal | 2018-10-18
0-009395 | 7-ELEVEN #32602 | 785 S VAL VISTA DR | GILBERT | AZ | 85296 | Maricopa | 3 | Open | 1998-11-01 | 10000 | Gasoline | COMPARTMENT A | Double Walled | Fiberglass Reinforced Plastic | Pressure | Double Walled | Fiberglass Reinforced Plastic
0-000708 | BELL FORD | 2401 W BELL RD | PHOENIX | AZ | 85023 | Maricopa | 1 | Perm Closure | 1979-03-26 | 2000 | Used Oil/Waste Oil | COMPARTMENT A | Single Walled | Asphalt coated or Bare Steel |  |  |  | Removal | 1990-09-06
0-002080 | GCR TRUCK TIRES CENTER | 3151 W THOMAS RD | PHOENIX | AZ | 85017 | Maricopa | 2 | Perm Closure | 1985-01-01 | 500 | Used Oil/Waste Oil | COMPARTMENT A |  | Asphalt coated or Bare Steel |  |  |  | Removal | 1986-01-01
0-001996 | EXXON #7-3504 | 1306 W GRANT RD | TUCSON | AZ | 85745 | Pima | 1 | Perm Closure | 1967-01-01 | 8000 | Gasoline | COMPARTMENT A | Single Walled | Fiberglass Reinforced Plastic | Pressure |  | Fiberglass Reinforced Plastic | Removal | 2002-04-25
0-006569 | PIMA COUNTY - HOUGHTON AUTOMOTIVE SERVICES | 4700 S HOUGHTON RD | TUCSON | AZ | 85730 | Pima | 5 | Perm Closure | 1989-06-01 | 15000 | Diesel | COMPARTMENT A | Double Walled | Asphalt coated or Bare Steel | Pressure | Double Walled |  | Removal | 2019-07-30
0-006569 | PIMA COUNTY - HOUGHTON AUTOMOTIVE SERVICES | 4700 S HOUGHTON RD | TUCSON | AZ | 85730 | Pima | 4 | Perm Closure | 1989-06-01 | 15000 | Gasoline | COMPARTMENT A | Double Walled | Asphalt coated or Bare Steel | Pressure | Double Walled |  | Removal | 2019-07-30
0-006569 | PIMA COUNTY - HOUGHTON AUTOMOTIVE SERVICES | 4700 S HOUGHTON RD | TUCSON | AZ | 85730 | Pima | 1 | Perm Closure | 1960-12-27 | 5000 | Diesel | COMPARTMENT A | Double Walled | Asphalt coated or Bare Steel |  |  |  | Removal | 1989-06-01
0-009915 | DOS RILLITOS LLC | 3660 N ROMERO RD | TUCSON | AZ | 85705 | Pima | 1 | Perm Closure | 2005-06-17 | 1000 | Diesel | COMPARTMENT A | Double Walled | Asphalt coated or Bare Steel | Gravity Feed |  | Bare or Galvanized Steel | Removal | 2003-04-08
0-003176 | MINIT SERVE GAS | 1251 BASELINE RD | BULLHEAD CITY | AZ | 86442 | Mohave | 2 | Open | 1985-01-30 | 12000 | Gasoline | COMPARTMENT A |  | Asphalt coated or Bare Steel | Pressure
0-005800 | TUCSON ELECTRIC POWER - MAINTENANCE FACILITY | 4354 E IRVINGTON RD | TUCSON | AZ | 85714 | Pima | 2 | Open | 1989-02-01 | 15000 | Diesel | COMPARTMENT A | Double Walled | Composite (Steel/Fiberglass) | Pressure | Double Walled | Fiberglass Reinforced Plastic
0-000511 | FOOD MART | 9853 N 19TH AVE | PHOENIX | AZ | 85021 | Maricopa | 4 | Perm Closure | 1975-01-01 | 10000 | Gasoline | COMPARTMENT A |  | Asphalt coated or Bare Steel |  |  |  | Removal | 1989-10-01
0-000511 | FOOD MART | 9853 N 19TH AVE | PHOENIX | AZ | 85021 | Maricopa | 10 | Open | 1989-11-01 | 10000 | Gasoline | COMPARTMENT A | Double Walled | Fiberglass Reinforced Plastic | Pressure | Double Walled | Fiberglass Reinforced Plastic
0-001866 | SHEA ENTERPRISES | 3135 E BELL RD | PHOENIX | AZ | 85032 | Maricopa | 4 | Perm Closure | 1980-01-01 | 10000 | Gasoline | COMPARTMENT A | Single Walled | Fiberglass Reinforced Plastic | Pressure |  | Fiberglass Reinforced Plastic | Removal | 2017-04-27
0-001866 | SHEA ENTERPRISES | 3135 E BELL RD | PHOENIX | AZ | 85032 | Maricopa | 3 | Perm Closure | 1980-01-01 | 10000 | Gasoline | COMPARTMENT A | Single Walled | Fiberglass Reinforced Plastic | Pressure |  | Fiberglass Reinforced Plastic | Removal | 2017-04-27
0-004360 | SAV-ON GAS | 5107 W BUCKEYE RD | PHOENIX | AZ | 85043 | Maricopa | 4 | Perm Closure | 1990-01-24 | 10000 | Gasoline | COMPARTMENT A | Double Walled | Composite (Steel/Fiberglass) | Pressure | Double Walled | Flexible | Removal | 2020-07-07
0-004360 | SAV-ON GAS | 5107 W BUCKEYE RD | PHOENIX | AZ | 85043 | Maricopa | 1 | Perm Closure | 1990-01-24 | 10000 | Diesel | COMPARTMENT A | Double Walled | Composite (Steel/Fiberglass) | Pressure | Double Walled | Flexible | Removal | 2020-07-07
0-004360 | SAV-ON GAS | 5107 W BUCKEYE RD | PHOENIX | AZ | 85043 | Maricopa | 10 | Open | 2020-08-13 | 8000 | Gasoline (PUL) | COMPARTMENT A | Double Walled | Polyethylene Jacketed Steel
0-004360 | SAV-ON GAS | 5107 W BUCKEYE RD | PHOENIX | AZ | 85043 | Maricopa | 7 | Perm Closure | 1979-01-01 | 4000 | Unidentified | COMPARTMENT A | Single Walled | Asphalt coated or Bare Steel |  |  |  | Removal | 1990-03-01
0-003247 | 76 SAKOSON GAS | 3502 W DUNLAP AVE | PHOENIX | AZ | 85051 | Maricopa | 6 | Perm Closure | 1986-07-01 | 10000 | Gasoline (PUL) | COMPARTMENT A | Single Walled | Fiberglass Reinforced Plastic | Pressure | Double Walled | Fiberglass Reinforced Plastic | Removal | 2020-01-09
0-003247 | 76 SAKOSON GAS | 3502 W DUNLAP AVE | PHOENIX | AZ | 85051 | Maricopa | 5 | Perm Closure | 1986-07-01 | 10000 | Diesel | COMPARTMENT A | Single Walled | Fiberglass Reinforced Plastic | Pressure |  | Fiberglass Reinforced Plastic | Removal | 2020-01-09
0-000448 | ARIZONA WATER CO - COOLIDGE METER SHOP | 125 W NORTHERN AVE | COOLIDGE | AZ | 85128 | Pinal | 1 | Perm Closure | 1956-01-01 |  | Gasoline | COMPARTMENT A |  | Asphalt coated or Bare Steel |  |  |  | Removal | 1988-12-22
0-008332 | EXCESS DISTRIBUTORS | 946 W LINCOLN ST | PHOENIX | AZ | 85007 | Maricopa | 1 | Perm Closure | 1980-01-01 | 4000 | Gasoline | COMPARTMENT A | Double Walled | Asphalt coated or Bare Steel | Suction - Check Valve at the Tank Top |  | Bare or Galvanized Steel | Removal | 1994-10-07
0-008864 | 151-24-013 | 2724 W GLENDALE AVE | PHOENIX | AZ | 85051 | Maricopa | 2 | Perm Closure | 1968-01-01 | 10000 | Gasoline | COMPARTMENT A | Double Walled | Asphalt coated or Bare Steel | Pressure |  |  | Removal | 1997-03-24
0-005051 | CIRCLE K STORE NO. 9161 | 4040 W CHANDLER BLVD | CHANDLER | AZ | 85226 | Maricopa | 4 | Perm Closure | 1989-06-28 | 10000 | Gasoline | COMPARTMENT A | Double Walled | Fiberglass Reinforced Plastic | Pressure |  | Fiberglass Reinforced Plastic | Removal | 2015-09-24
0-004223 | COPPER STATE BOLT & NUT COMPANY | 3622 N 34TH AVE | PHOENIX | AZ | 85017 | Maricopa | 1 | Perm Closure | 1975-11-12 | 4000 | Gasoline | COMPARTMENT A | Double Walled | Asphalt coated or Bare Steel | Suction - Check Valve at the Tank Top |  | Bare or Galvanized Steel | Removal | 1992-04-17
0-008182 | USDOI NPS - LAKE MEAD NRA - WILLOW BEACH | 385 RINGBOLT RD | WILLOW BEACH | AZ | 86445 | Mohave | 3 | Perm Closure | 1980-01-01 | 4000 | Gasoline | COMPARTMENT A | Double Walled | Composite (Steel/Fiberglass) | Gravity Feed |  | Fiberglass Reinforced Plastic | Removal | 1995-11-09
0-004285 | THE LUBE PIT | 1900 S 4TH AVE | YUMA | AZ | 85364 | Yuma | 4 | Perm Closure | 1981-02-05 | 3000 | Unidentified | COMPARTMENT A | Double Walled | Asphalt coated or Bare Steel | Suction - Check Valve at the Tank Top |  | Fiberglass Reinforced Plastic | Removal | 1997-08-21
0-004447 | SHAMROCK FOODS COMPANY | 3615 E INDUSTRIAL DR | FLAGSTAFF | AZ | 86004 | Coconino | 1 | Perm Closure | 1966-02-05 | 2000 | Diesel | COMPARTMENT A | Unknown | Asphalt coated or Bare Steel |  |  |  | Removal | 1989-04-16
0-005953 | SHAW BUTTE STATION | 12208 N 19TH AVE | PHOENIX | AZ | 85029 | Maricopa | 1 | Perm Closure | 1987-01-01 | 10000 | Gasoline | COMPARTMENT A | Double Walled | Fiberglass Reinforced Plastic | Pressure |  | Fiberglass Reinforced Plastic | Removal | 2013-05-22
0-008369 | USPS - DESERT FOOTHILLS STATION | 1700 E RIVER RD | TUCSON | AZ | 85718 | Pima | 1 | Perm Closure | 1991-03-01 | 10000 | Gasoline | COMPARTMENT A | Single Walled | Fiberglass Reinforced Plastic | Pressure | Double Walled | Fiberglass Reinforced Plastic | Removal | 2016-08-21
0-001199 | CIRCLE K #2700228 | 560 N 2ND AVE | AJO | AZ | 85321 | Pima | 2 | Open | 1977-01-01 | 10000 | Gasoline | COMPARTMENT A |  | Asphalt coated or Bare Steel | Pressure | Double Walled | Fiberglass Reinforced Plastic
0-006324 | FIVE MILE LANDING |  | GOLDEN SHORES |  |  | Mohave | 1 | Perm Closure | 1968-08-26 | 1000 | Gasoline | COMPARTMENT A | Unknown | Unknown |  |  |  | Removal | 1989-10-30
0-006467 | CIRCLE K #2708594 | 4802 N SABINO CANYON RD | TUCSON | AZ | 85750 | Pima | 3 | Open | 1987-10-06 | 10000 | Gasoline | COMPARTMENT A | Double Walled | Fiberglass Reinforced Plastic | Pressure |  | Fiberglass Reinforced Plastic
0-001924 | EMBARCADERO INVESTMENTS | 3001 W WHITTON AVE | PHOENIX | AZ | 85017 | Maricopa | 1 | Perm Closure | 1976-01-01 | 6000 | Diesel | COMPARTMENT A |  | Asphalt coated or Bare Steel |  |  |  | Removal | 1990-01-11
0-007950 | FAILURE ANALYSIS ASSOCIATES | 1850 W PINNACLE PEAK RD | PHOENIX | AZ | 85027 | Maricopa | 1 | Perm Closure | 2005-06-17 | 5000 | Gasoline | COMPARTMENT A | Unknown | Asphalt coated or Bare Steel | Suction - Check Valve at the Tank Top |  | Bare or Galvanized Steel | Removal | 1992-09-11
0-003427 | PHOENIX BETHANY WEST CO #165010 | 5217 N 99TH AVE | GLENDALE | AZ | 85305 | Maricopa | 1 | Perm Closure | 1980-01-07 | 1000 | Diesel | COMPARTMENT A | Double Walled | Fiberglass Reinforced Plastic | Suction - Check Valve at the Tank Top |  | Bare or Galvanized Steel | Removal | 1993-09-22
0-003478 | NAUMANN MATERIAL HANDLING INC | 2905 N FLOWING WELLS RD | TUCSON | AZ | 85705 | Pima | 3 | Perm Closure | 1980-01-01 | 5000 | Diesel | COMPARTMENT A | Single Walled | Asphalt coated or Bare Steel |  |  |  | Removal | 1988-11-01
0-003237 | MOBIL 18-MDK | 1849 W GLENDALE AVE | PHOENIX | AZ | 85021 | Maricopa | 7 | Perm Closure | 1986-01-01 | 12000 | Gasoline | COMPARTMENT A | Double Walled | Fiberglass Reinforced Plastic | Pressure |  | Fiberglass Reinforced Plastic | Removal | 2010-03-26
0-003237 | MOBIL 18-MDK | 1849 W GLENDALE AVE | PHOENIX | AZ | 85021 | Maricopa | 4 | Perm Closure | 1986-01-01 | 1000 | Used Oil/Waste Oil | COMPARTMENT A | Double Walled | Fiberglass Reinforced Plastic | Gravity Feed |  | Fiberglass Reinforced Plastic | Removal | 2010-03-26
0-002307 | SAM'S CLUB #6607 | 2005 E INDIAN SCHOOL RD | PHOENIX | AZ | 85016 | Maricopa | 2 | Perm Closure | 1977-01-01 | 7500 | Gasoline | COMPARTMENT A |  | Asphalt coated or Bare Steel |  |  |  | Removal | 1993-02-18
0-004852 | DRIVE TIME CAR SALES | 2143 W CAMELBACK RD | PHOENIX | AZ | 85015 | Maricopa | 1 | Perm Closure | 1972-04-17 | 4000 | Gasoline | COMPARTMENT A | Unknown | Asphalt coated or Bare Steel | Suction - Check Valve at the Tank Top |  |  | Removal | 1994-02-17
0-002537 | REX MAUGHAN | 5815 N SAGUARO RD | PARADISE VALLEY | AZ | 85253 | Maricopa | 1 | Perm Closure | 1971-01-01 | 4000 | Gasoline | COMPARTMENT A |  | Asphalt coated or Bare Steel | Suction - Check Valve at the Tank Top |  | Bare or Galvanized Steel | Removal | 1993-01-12
0-004015 | RICHARDSON ASPHALT PAVING | 3022 S 38TH ST | PHOENIX | AZ | 85040 | Maricopa | 3 | Perm Closure | 1974-05-14 | 10000 | Diesel | COMPARTMENT A | Double Walled | Asphalt coated or Bare Steel |  |  |  | Removal | 1996-04-17
0-006092 | ROBIL CONTRACTING CO | 4131 E WINSLOW AVE | PHOENIX | AZ | 85040 | Maricopa | 1 | Perm Closure | 1977-01-01 | 10000 | Diesel | COMPARTMENT A | Single Walled | Asphalt coated or Bare Steel |  |  |  | Removal | 1990-02-06
0-006092 | ROBIL CONTRACTING CO | 4131 E WINSLOW AVE | PHOENIX | AZ | 85040 | Maricopa | 2 | Perm Closure | 1977-01-01 | 1000 | Gasoline | COMPARTMENT A | Single Walled | Asphalt coated or Bare Steel |  |  |  | Removal | 1990-02-06
0-005893 | CIRCLE K #8513 | 17015 N 7TH ST | PHOENIX | AZ | 85022 | Maricopa | 2 | Perm Closure | 1986-01-01 | 10000 | Gasoline | COMPARTMENT A | Double Walled | Fiberglass Reinforced Plastic | Pressure |  | Fiberglass Reinforced Plastic | Removal | 1993-11-09
0-001459 | CIRCLE K #2701635 | 3970 N FLOWING WELLS RD | TUCSON | AZ | 85705 | Pima | 1 | Open | 1985-07-01 | 10000 | Gasoline (PUL) | COMPARTMENT A | Single Walled | Fiberglass Reinforced Plastic | Pressure | Single Walled | Fiberglass Reinforced Plastic
0-000602 | AXLE TRANSMISSION OF ARIZONA INC | 1401 S CENTRAL AVE | PHOENIX | AZ | 85004 | Maricopa | 2 | Open | 1990-02-01 | 550 | Used Oil/Waste Oil | COMPARTMENT A |  | Fiberglass Reinforced Plastic
0-002444 | ALVAREZ AUTO CENTER | 81 N MAIN ST | SNOWFLAKE | AZ | 85937 | Navajo | 11 | Open | 2020-09-09 | 6000 | Gasoline (PUL) | COMPARTMENT A | Double Walled | Fiberglass Reinforced Plastic
0-008022 | ADOA STATE PERSONNEL OFFICE | 1871 W JEFFERSON ST | PHOENIX | AZ | 85007 | Maricopa | 3 | Perm Closure | 2005-06-17 |  | Unidentified | COMPARTMENT A | Double Walled | Fiberglass Reinforced Plastic |  |  |  | Removal | 1990-02-13
0-007735 | ADOT / RIGHT-OF-WAY | 191 E TOOLE AVE | TUCSON | AZ | 85701 | Pima | 1 | Perm Closure | 1980-03-18 | 10000 | Gasoline | COMPARTMENT A | Single Walled | Asphalt coated or Bare Steel | Pressure |  | Bare or Galvanized Steel | Removal | 1993-07-20
0-007735 | ADOT / RIGHT-OF-WAY | 191 E TOOLE AVE | TUCSON | AZ | 85701 | Pima | 2 | Perm Closure | 2005-06-17 | 1500 | Gasoline | COMPARTMENT A | Single Walled | Asphalt coated or Bare Steel |  |  |  | Removal | 2000-09-18
0-008052 | CHARLES G SUCHY | 2482 E WHITE MOUNTAIN BLVD | PINETOP | AZ | 85935 | Navajo | 2 | Perm Closure | 1950-01-01 | 1000 | Gasoline | COMPARTMENT A | Unknown | Asphalt coated or Bare Steel | Suction - Check Valve at the Tank Top |  | Bare or Galvanized Steel | Removal | 1992-11-30
0-009414 | BORDERMART SHELL | 330 N MARIPOSA RD | NOGALES | AZ | 85621 | Santa Cruz | 3 | Open | 2000-02-10 | 25000 | Diesel | COMPARTMENT A | Double Walled | Composite (Steel/Fiberglass) | Pressure | Double Walled | Flexible
0-006042 | BUCKEYE IRRIGATION COMPANY | 205 E ROOSEVELT AVE | BUCKEYE | AZ | 85326 | Maricopa | 1 | Perm Closure | 1973-01-01 | 550 | Diesel | COMPARTMENT A | Single Walled | Asphalt coated or Bare Steel |  |  |  | Removal | 1988-12-22
0-006106 | BET-KO AIR INC #4672 | 3681 S BURCH WAY | YUMA | AZ | 85365 | Yuma | 2 | Perm Closure | 1988-09-01 | 10000 | Jet Fuel | COMPARTMENT A | Double Walled | Fiberglass Reinforced Plastic | Gravity Feed |  | Bare or Galvanized Steel | Removal | 2010-09-21
0-006041 | BODINE COMPANY | 13448 W DEER VALLEY DR | SUN CITY WEST | AZ | 85375 | Maricopa | 1 | Perm Closure | 1977-03-31 | 12000 | Gasoline | COMPARTMENT A | Unknown | Asphalt coated or Bare Steel | Suction - Check Valve at the Tank Top |  |  | Removal | 1990-04-27
0-008958 | TRES ALAMOS RANCH | 6800 N OCOTILLO RD | POMERENE | AZ | 85602 | Cochise | 1 | Perm Closure | 1980-01-01 | 4000 | Diesel | COMPARTMENT A | Double Walled | Asphalt coated or Bare Steel | Suction - Check Valve at the Tank Top |  |  | Closed in Place | 1998-07-17
0-005015 | KATHERINE LANDING AT LAKE MOHAVE MARINA | 2690 KATHERINE SPUR RD | BULLHEAD CITY | AZ | 86429 | Mohave | 2 | Open | 1981-01-01 | 12000 | Gasoline | COMPARTMENT A | Single Walled | Asphalt coated or Bare Steel | Pressure | Single Walled | Bare or Galvanized Steel
0-010543 | CHANDLER HEIGHTS AM/PM | 5050 S ARIZONA AVE | CHANDLER | AZ | 85248 | Maricopa | 1 | Open | 2012-02-24 | 20000 | Gasoline | COMPARTMENT A | Double Walled | Fiberglass Reinforced Plastic | Pressure | Double Walled | Fiberglass Reinforced Plastic
0-010559 | GPM #4603 | 1636 S HIGLEY RD | GILBERT | AZ | 85295 | Maricopa | 2 | Open | 2015-12-09 | 12000 | Diesel | COMPARTMENT B | Double Walled | Fiberglass Reinforced Plastic | Pressure | Double Walled | Fiberglass Reinforced Plastic
0-010657 | VACANT AUTO SERVICE CENTER | 1049 S 6TH AVE | TUCSON | AZ | 85701 | Pima | 1 | Perm Closure | 2018-09-24 | 4000 | Unidentified | COMPARTMENT A |  | Unknown |  |  |  | Removal | 2018-12-06
0-009139 | ARCO #5969 | 8350 E MCDOWELL RD | SCOTTSDALE | AZ | 85257 | Maricopa | 2 | Open | 1997-06-01 | 20000 | Gasoline | COMPARTMENT A | Double Walled | Fiberglass Reinforced Plastic | Pressure | Double Walled | Fiberglass Reinforced Plastic
0-010441 | QUIKTRIP #1475 | 11045 N ORACLE RD | ORO VALLEY | AZ | 85737 | Pima | 1 | Open | 2011-11-29 | 20000 | Gasoline | COMPARTMENT A | Double Walled | Fiberglass Reinforced Plastic | Pressure | Double Walled | Fiberglass Reinforced Plastic
0-010448 | QUIKTRIP STORE # 1401 | 575 N ESTRELLA PKWY | GOODYEAR | AZ | 85338 | Maricopa | 4 | Open | 2012-03-28 | 12000 | Diesel | COMPARTMENT A | Double Walled | Fiberglass Reinforced Plastic | Pressure | Double Walled | Fiberglass Reinforced Plastic
0-010099 | QUIKTRIP #429 | 1545 N SCOTTSDALE RD | TEMPE | AZ | 85281 | Maricopa | 1 | Open | 2005-10-24 | 12000 | Gasoline | COMPARTMENT A | Double Walled | Fiberglass Reinforced Plastic | Pressure | Double Walled | Flexible
0-010099 | QUIKTRIP #429 | 1545 N SCOTTSDALE RD | TEMPE | AZ | 85281 | Maricopa | 2 | Open | 2005-10-24 | 20000 | Gasoline | COMPARTMENT A | Double Walled | Fiberglass Reinforced Plastic | Pressure | Double Walled | Flexible
0-000182 | CASHWAY CONCRETE & MATERIALS | 650 W MCKELLIPS RD | MESA | AZ | 85201 | Maricopa | 3 | Perm Closure | 2005-06-17 | 10000 | Diesel | COMPARTMENT A |  | Asphalt coated or Bare Steel |  |  |  | Removal | 1997-01-24
0-000182 | CASHWAY CONCRETE & MATERIALS | 650 W MCKELLIPS RD | MESA | AZ | 85201 | Maricopa | 2 | Perm Closure | 1978-01-01 | 2000 | Gasoline | COMPARTMENT A |  | Asphalt coated or Bare Steel |  |  |  | Removal | 1988-11-01
0-010106 | NATIONAL CAR RENTAL | 1732 E RENTAL CAR WAY | PHOENIX | AZ | 85034 | Maricopa | 3 | Open | 2006-01-18 | 20000 | Gasoline | COMPARTMENT A | Double Walled | Fiberglass Reinforced Plastic | Pressure | Double Walled | Fiberglass Reinforced Plastic
0-004291 | CORONADO GENERATING PLANT |  | SAINT JOHNS |  |  | Apache | 4 | Perm Closure | 1978-05-01 | 3000 | Unidentified | COMPARTMENT A | Unknown | Asphalt coated or Bare Steel |  |  |  | Removal | 1990-09-01
0-010479 | 117-04-209 | 516 N ASH AVE | TUCSON | AZ | 85705 | Pima | 1 | Perm Closure | 2013-09-24 | 200 | Used Oil/Waste Oil | COMPARTMENT A |  | Asphalt coated or Bare Steel |  |  |  | Removal | 2013-08-06
0-010490 | CITY OF MESA ROW |  | MESA |  |  | Maricopa | 1 | Perm Closure | 2014-03-03 | 500 | Unidentified | COMPARTMENT A | Single Walled | Asphalt coated or Bare Steel |  |  |  | Removal | 2014-01-28
0-010491 | MERCEDES-BENZ OF SCOTTSDALE | 4725 N SCOTTSDALE RD | SCOTTSDALE | AZ | 85251 | Maricopa | 1 | Open | 2013-12-27 | 8000 | Gasoline (UL) | COMPARTMENT B | Double Walled | Fiberglass Reinforced Plastic | Pressure | Double Walled | Fiberglass Reinforced Plastic
0-010495 | QUIK TRIP #1483 | 3390 W INA RD | TUCSON | AZ | 85741 | Pima | 2 | Open | 2013-12-19 | 10000 | Other | COMPARTMENT B | Double Walled | Fiberglass Reinforced Plastic | Pressure | Double Walled | Fiberglass Reinforced Plastic
0-010495 | QUIK TRIP #1483 | 3390 W INA RD | TUCSON | AZ | 85741 | Pima | 4 | Open | 2013-12-19 | 20000 | Gasoline (UL) | COMPARTMENT A | Double Walled | Fiberglass Reinforced Plastic | Pressure | Double Walled | Fiberglass Reinforced Plastic
0-010526 | LOVES TRAVEL STOPS & COUNTRY STORES-WILLIAMS | 1055 N GRAND CANYON BLVD | WILLIAMS | AZ | 86046 | Coconino | 1 | Open | 2015-02-03 | 20000 | Diesel | COMPARTMENT A | Double Walled | Fiberglass Reinforced Plastic | Pressure | Double Walled | Fiberglass Reinforced Plastic
0-010526 | LOVES TRAVEL STOPS & COUNTRY STORES-WILLIAMS | 1055 N GRAND CANYON BLVD | WILLIAMS | AZ | 86046 | Coconino | 3 | Open | 2015-02-03 | 20000 | Diesel | COMPARTMENT A | Double Walled | Fiberglass Reinforced Plastic | Pressure | Double Walled | Fiberglass Reinforced Plastic
0-010526 | LOVES TRAVEL STOPS & COUNTRY STORES-WILLIAMS | 1055 N GRAND CANYON BLVD | WILLIAMS | AZ | 86046 | Coconino | 2 | Open | 2015-03-03 | 20000 | Diesel | COMPARTMENT A | Double Walled | Fiberglass Reinforced Plastic | Pressure | Double Walled | Fiberglass Reinforced Plastic
0-010504 | FRY'S FUEL FACILITY #6 | 5771 W THUNDERBIRD RD | GLENDALE | AZ | 85306 | Maricopa | 1 | Open | 2014-05-01 | 20000 | Gasoline | COMPARTMENT A | Double Walled | Fiberglass Reinforced Plastic | Pressure | Double Walled | Fiberglass Reinforced Plastic
0-010081 | MOFFORD STANDARD SERVICE STATION | 701 W MCDOWELL RD | PHOENIX | AZ | 85007 | Maricopa | 1 | Perm Closure | 2005-10-19 | 550 | Gasoline | COMPARTMENT A |  | Asphalt coated or Bare Steel |  |  |  | Removal | 2005-09-27
0-001963 | CARDLOCK FUEL - FORMER | 1802 S CENTRAL AVE | PHOENIX | AZ | 85004 | Maricopa | 2 | Perm Closure | 1971-01-01 | 10000 | Gasoline | COMPARTMENT A |  | Asphalt coated or Bare Steel | Pressure |  |  | Removal | 1998-01-06
0-008345 | ECONOMY TIRE & WHEEL | 5808 NW GRAND AVE | GLENDALE | AZ | 85301 | Maricopa | 1 | Perm Closure | 1970-01-01 | 8000 | Gasoline | COMPARTMENT A | Unknown | Asphalt coated or Bare Steel | Pressure |  | Bare or Galvanized Steel | Removal | 1994-04-28
0-006321 | FRANKLIN MERCANTILE |  | FRANKLIN |  |  | Greenlee | 2 | Perm Closure | 1978-01-01 | 1000 | Gasoline | COMPARTMENT A |  | Asphalt coated or Bare Steel |  |  |  | Removal | 1997-10-16
0-006321 | FRANKLIN MERCANTILE |  | FRANKLIN |  |  | Greenlee | 3 | Perm Closure | 1973-01-01 | 280 | Diesel | COMPARTMENT A |  | Asphalt coated or Bare Steel |  |  |  | Closed in Place | 1997-10-17
0-006321 | FRANKLIN MERCANTILE |  | FRANKLIN |  |  | Greenlee | 5 | Perm Closure | 1973-01-01 | 500 | Gasoline | COMPARTMENT A |  | Asphalt coated or Bare Steel |  |  |  | Closed in Place | 1997-10-17
0-004629 | 7-ELEVEN #18383 | 4659 E 22ND ST | TUCSON | AZ | 85711 | Pima | 2 | Perm Closure | 1976-03-25 | 9940 | Gasoline | COMPARTMENT A | Double Walled | Asphalt coated or Bare Steel | Pressure |  | Bare or Galvanized Steel | Removal | 1992-12-18
0-003906 | PIMA COUNTY - FAIRGROUNDS | 11300 S HOUGHTON RD | TUCSON | AZ | 85747 | Pima | 1 | Perm Closure | 1975-01-01 | 500 | Gasoline | COMPARTMENT A | Single Walled | Asphalt coated or Bare Steel |  |  |  | Removal | 1991-02-07
0-001438 | CITY OF SCOTTSDALE - FIRE STATION #19 | 10850 E VIA LINDA | SCOTTSDALE | AZ | 85259 | Maricopa | 2 | Perm Closure | 1985-01-01 | 1000 | Diesel | COMPARTMENT A | Single Walled | Asphalt coated or Bare Steel | Pressure | Single Walled | Bare or Galvanized Steel | Removal | 1992-01-15
0-004783 | YUMA DAILY SUN | 2055 S ARIZONA AVE | YUMA | AZ | 85364 | Yuma | 2 | Perm Closure | 1986-02-13 | 4000 | Gasoline | COMPARTMENT A | Unknown | Fiberglass Reinforced Plastic |  |  |  | Removal | 1993-05-22
0-010148 | 76 GAS STATION | 1033 N 24TH ST | PHOENIX | AZ | 85008 | Maricopa | 2 | Open | 1999-11-01 | 8000 | Diesel | COMPARTMENT B | Double Walled | Fiberglass Reinforced Plastic | Pressure | Double Walled | Fiberglass Reinforced Plastic
0-010148 | 76 GAS STATION | 1033 N 24TH ST | PHOENIX | AZ | 85008 | Maricopa | 2 | Open | 1999-11-01 | 12000 | Gasoline (PUL) | COMPARTMENT A | Double Walled | Fiberglass Reinforced Plastic | Pressure | Double Walled | Fiberglass Reinforced Plastic
0-010529 | CIRCLE K STORE #2741628 | 1111 N 67TH AVE | PHOENIX | AZ | 85043 | Maricopa | 2 | Open | 2015-03-31 | 12000 | Diesel | COMPARTMENT B | Double Walled | Composite (Steel/Fiberglass) | Pressure | Double Walled | Fiberglass Reinforced Plastic
0-010529 | CIRCLE K STORE #2741628 | 1111 N 67TH AVE | PHOENIX | AZ | 85043 | Maricopa | 1 | Open | 2015-03-31 | 30000 | Gasoline (UL) | COMPARTMENT A | Double Walled | Composite (Steel/Fiberglass) | Pressure | Double Walled | Fiberglass Reinforced Plastic
0-002821 | TEXACO - WHITEY'S TEXACO | 3925 N SCOTTSDALE RD | SCOTTSDALE | AZ | 85251 | Maricopa | 1 | Perm Closure | 1966-05-08 | 7500 | Gasoline | COMPARTMENT A | Double Walled | Asphalt coated or Bare Steel | Pressure |  | Fiberglass Reinforced Plastic | Removal | 1992-01-07
0-002821 | TEXACO - WHITEY'S TEXACO | 3925 N SCOTTSDALE RD | SCOTTSDALE | AZ | 85251 | Maricopa | 4 | Perm Closure | 1966-05-08 | 500 | Used Oil/Waste Oil | COMPARTMENT A | Double Walled | Asphalt coated or Bare Steel |  |  |  | Removal | 1992-01-07
0-003553 | SPEEDWAY STORE #2992 | 4180 W INA RD | MARANA | AZ | 85741 | Pima | 4 | Open | 1980-01-01 | 10000 | Gasoline | COMPARTMENT A | Single Walled | Asphalt coated or Bare Steel | Pressure | Double Walled | Fiberglass Reinforced Plastic
0-000319 | ADOT - SPRINGERVILLE MAINTENANCE |  | SPRINGERVILLE |  |  | Apache | 2 | Open | 1985-01-01 | 12000 | Diesel | COMPARTMENT A | Single Walled | Fiberglass Reinforced Plastic | Pressure | Double Walled | Flexible
0-002857 | GILLIGANS ON COPPER BASIN LLC | 501 COPPER BASIN RD | PRESCOTT | AZ | 86303 | Yavapai | 2 | Open | 1974-01-21 | 10000 | Gasoline | COMPARTMENT A | Single Walled | Asphalt coated or Bare Steel | Pressure |  | Fiberglass Reinforced Plastic
0-009720 | VERIZON - MCI -PXJNAZ | 3415 E INDIAN SCHOOL RD | PHOENIX | AZ | 85018 | Maricopa | 1 | Open | 2000-12-06 | 15000 | Diesel | COMPARTMENT A | Double Walled | Fiberglass Reinforced Plastic | Pressure |  | Flexible
0-001724 | GILA VALLEY BLOCK COMPANY |  | SAFFORD |  |  | Graham | 1 | Perm Closure | 1967-01-01 | 1000 | Gasoline | COMPARTMENT A |  | Asphalt coated or Bare Steel | Suction - Check Valve at the Tank Top |  |  | Removal | 1989-12-01
0-007785 | ARROWHEAD COMMUNITY HOSPITAL | 18701 N 67TH AVE | GLENDALE | AZ | 85308 | Maricopa | 4 | Open | 2005-04-21 | 6000 | Diesel | COMPARTMENT A | Double Walled | Fiberglass Reinforced Plastic | Suction - Check Valve at the Dispenser | Double Walled | Flexible
0-005076 | CONOCOPHILLIPS #257366 | 502 N CAMPBELL AVE | TUCSON | AZ | 85719 | Pima | 2 | Perm Closure | 1972-04-01 | 12000 | Gasoline | COMPARTMENT A | Double Walled | Asphalt coated or Bare Steel | Pressure |  | Fiberglass Reinforced Plastic | Removal | 1987-01-01
0-005076 | CONOCOPHILLIPS #257366 | 502 N CAMPBELL AVE | TUCSON | AZ | 85719 | Pima | 1 | Perm Closure | 1972-04-01 | 12000 | Gasoline | COMPARTMENT A | Double Walled | Asphalt coated or Bare Steel | Pressure |  | Fiberglass Reinforced Plastic | Removal | 1987-01-01
0-006853 | USPS - MESA SHERWOOD STATION | 325 S LINDSAY RD | MESA | AZ | 85204 | Maricopa | 1 | Perm Closure | 1988-01-01 | 10000 | Gasoline | COMPARTMENT A | Double Walled | Fiberglass Reinforced Plastic | Pressure | Double Walled | Fiberglass Reinforced Plastic | Removal | 1993-10-26
0-002472 | HENSLEY'S INC | 2222 NAVAJO BLVD | HOLBROOK | AZ | 86025 | Navajo | 2 | Perm Closure | 1985-04-15 | 6000 | Gasoline | COMPARTMENT A | Single Walled | Asphalt coated or Bare Steel | Suction - Check Valve at the Tank Top |  |  | Removal | 1993-11-03
0-004769 | SULPHUR SPRINGS VALLEY ELECTRIC COOP | 1348M GIULIO CESARE AVE | SIERRA VISTA | AZ | 85635 | Cochise | 1 | Perm Closure | 1986-04-12 | 10000 | Gasoline | COMPARTMENT A | Unknown | Fiberglass Reinforced Plastic | Pressure |  | Fiberglass Reinforced Plastic | Removal | 1999-01-13
0-004683 | 7-ELEVEN #26201 | 2010 E MAIN ST | MESA | AZ | 85213 | Maricopa | 3 | Perm Closure | 1985-01-01 | 10000 | Gasoline | COMPARTMENT A | Single Walled | Fiberglass Reinforced Plastic |  |  |  | Removal | 2012-02-08
0-004112 | RAY PUBLIC SCHOOLS | 701 N HIGHWAY 177 | KEARNY | AZ | 85137 | Pinal | 4 | Perm Closure | 1962-01-01 | 1000 | Gasoline | COMPARTMENT A | Single Walled | Asphalt coated or Bare Steel |  |  |  | Removal | 1997-09-25
0-009739 | GILLIGAN'S ON INDIAN SCHOOL | 223 E INDIAN SCHOOL RD | PHOENIX | AZ | 85012 | Maricopa | 3 | Open | 1999-04-01 | 20000 | Gasoline (UL) | COMPARTMENT A | Double Walled | Fiberglass Reinforced Plastic | Pressure | Double Walled | Fiberglass Reinforced Plastic
0-009527 | PARCEL 111-24-050 | 1702 W VAN BUREN ST | PHOENIX | AZ | 85007 | Maricopa | 2 | Temp Closure | 1940-01-01 |  | Unidentified | COMPARTMENT A | Single Walled | Asphalt coated or Bare Steel |  |  |  |  | 1985-01-01
0-010166 | QUIKTRIP #495 | 1766 W HUNT HWY | QUEEN CREEK | AZ | 85143 | Pinal | 3 | Open | 2007-04-12 | 20000 | Gasoline | COMPARTMENT A | Double Walled | Fiberglass Reinforced Plastic | Pressure | Double Walled | Fiberglass Reinforced Plastic
0-010167 | QUIKTRIP #453 | 11604 W OLIVE AVE | YOUNGTOWN | AZ | 85363 | Maricopa | 2 | Open | 2006-11-16 | 20000 | Gasoline | COMPARTMENT A | Double Walled | Fiberglass Reinforced Plastic | Pressure | Double Walled | Fiberglass Reinforced Plastic
0-010181 | SAFEWAY #2835 | 3313 N HUNT HWY | FLORENCE | AZ | 85132 | Pinal | 3 | Open | 2007-04-23 | 10000 | Gasoline | COMPARTMENT A | Double Walled | Fiberglass Reinforced Plastic | Pressure | Double Walled | Flexible
0-010299 | GENERAL MOTORS DESERT PROVING GROUND | 1500 E GM DR | YUMA | AZ | 85365 | Yuma | 17 | Open | 2009-04-08 | 4000 | Diesel | COMPARTMENT A | Double Walled | Fiberglass Reinforced Plastic | Pressure | Double Walled | Flexible
0-010299 | GENERAL MOTORS DESERT PROVING GROUND | 1500 E GM DR | YUMA | AZ | 85365 | Yuma | 3 | Open | 2009-04-08 | 4000 | Gasoline | COMPARTMENT A | Double Walled | Fiberglass Reinforced Plastic | Pressure | Double Walled | Flexible
0-009599 | 7-ELEVEN #32280 | 7442 S 48TH ST | PHOENIX | AZ | 85042 | Maricopa | 4 | Perm Closure | 1998-07-01 | 10000 | Gasoline (Mid-Grade UL) | COMPARTMENT A | Double Walled | Composite (Steel/Fiberglass) | Pressure | Double Walled | Flexible | Removal | 2018-11-15
0-009599 | 7-ELEVEN #32280 | 7442 S 48TH ST | PHOENIX | AZ | 85042 | Maricopa | 2 | Perm Closure | 1998-07-01 | 10000 | Gasoline (UL) | COMPARTMENT A | Double Walled | Composite (Steel/Fiberglass) | Pressure | Double Walled | Flexible | Removal | 2018-11-15
0-010212 | CIRCLE K STORE #2703372 | 3077 S VAL VISTA DR | GILBERT | AZ | 85295 | Maricopa | 1 | Open | 2007-10-15 | 20000 | Gasoline | COMPARTMENT A | Double Walled | Fiberglass Reinforced Plastic | Pressure | Double Walled | Fiberglass Reinforced Plastic
0-010217 | CACTUS CANDY COMPANY | 3002 N 24TH ST | PHOENIX | AZ | 85016 | Maricopa | 2 | Perm Closure | 2008-05-05 | 10000 | Unidentified | COMPARTMENT A | Single Walled | Asphalt coated or Bare Steel |  |  |  | Closed in Place | 1980-06-24
0-010250 | GREENFIELD CARDLOCK | 3353 N GREENFIELD RD | MESA | AZ | 85215 | Maricopa | 1 | Open | 2008-05-30 | 25000 | Diesel | COMPARTMENT A | Double Walled | Fiberglass Reinforced Plastic | Pressure | Double Walled | Fiberglass Reinforced Plastic
0-010254 | CIRCLE K STORE #2703378 | 5880 W CAMELBACK RD | GLENDALE | AZ | 85301 | Maricopa | 1 | Open | 2008-06-18 | 20000 | Gasoline | COMPARTMENT A | Double Walled | Fiberglass Reinforced Plastic | Pressure | Double Walled | Fiberglass Reinforced Plastic
0-009666 | R & W EXCAVATING INC | 765 W TOWNSHIP | COLORADO CITY | AZ | 86021 | Mohave | 2 | Perm Closure | 2000-05-10 | 10000 | Gasoline | COMPARTMENT A | Double Walled | Fiberglass Reinforced Plastic | Pressure | Double Walled | Flexible | Removal | 2013-05-10
0-010316 | CESSNA/CITATION MESA SERVICE CENTER | 5533 S SOSSAMAN RD | MESA | AZ | 85212 | Maricopa | 1 | Open | 2009-11-06 | 6000 | Jet Fuel | COMPARTMENT A | Double Walled | Fiberglass Reinforced Plastic | Pressure | Single Walled | Fiberglass Reinforced Plastic
0-010283 | WESTERN STUCCO PRODUCTS | 6807 N 54TH AVE | GLENDALE | AZ | 85301 | Maricopa | 1 | Perm Closure | 2009-04-01 | 550 | Gasoline | COMPARTMENT A |  | Asphalt coated or Bare Steel | Pressure |  | Bare or Galvanized Steel | Closed in Place | 2009-03-10
0-010079 | CIRCLE K STORE #2706671 | 39414 N DAISY MOUNTAIN DR | ANTHEM | AZ | 85086 | Maricopa | 2 | Open | 2007-04-19 | 20000 | Gasoline | COMPARTMENT A | Double Walled | Fiberglass Reinforced Plastic | Pressure | Double Walled | Fiberglass Reinforced Plastic
0-008989 | BUG'S DIESEL & RV | 220 E FRONTIER ST | ELOY | AZ | 85131 | Pinal | 5 | Perm Closure | 1966-01-01 | 500 | Used Oil/Waste Oil | COMPARTMENT A | Unknown | Asphalt coated or Bare Steel | Gravity Feed |  | Bare or Galvanized Steel | Removal | 1999-06-24
0-008989 | BUG'S DIESEL & RV | 220 E FRONTIER ST | ELOY | AZ | 85131 | Pinal | 2 | Perm Closure | 1966-01-01 | 7000 | Gasoline | COMPARTMENT A | Unknown | Asphalt coated or Bare Steel | Gravity Feed |  | Bare or Galvanized Steel | Removal | 1999-06-24
0-010359 | QUIKTRIP #1493 | 1925 N KOLB RD | TUCSON | AZ | 85715 | Pima | 2 | Open | 2010-03-03 | 20000 | Gasoline | COMPARTMENT A | Double Walled | Fiberglass Reinforced Plastic | Pressure | Double Walled | Fiberglass Reinforced Plastic
0-010375 | JA'S ARCO | 935 N 43RD AVE | PHOENIX | AZ | 85009 | Maricopa | 2 | Open | 2010-04-15 | 10000 | Diesel | COMPARTMENT B | Double Walled | Fiberglass Reinforced Plastic | Pressure | Double Walled | Fiberglass Reinforced Plastic
0-009649 | CARIOCA #77 - SHELL | 461 N VAL VISTA DR | MESA | AZ | 85213 | Maricopa | 2 | Open | 2000-03-28 | 10000 | Gasoline | COMPARTMENT A | Double Walled | Fiberglass Reinforced Plastic | Pressure | Double Walled | Flexible
0-010389 | GRASP HEATING AND COOLING | 1541 N PAN AMERICAN AVE | DOUGLAS | AZ | 85607 | Cochise | 2 | Perm Closure | 2011-02-18 | 1000 | Gasoline | COMPARTMENT A |  | Asphalt coated or Bare Steel |  |  |  | Closed in Place | 2010-12-14
0-010396 | QUIKTRIP #1482 | 3345 W VALENCIA RD | TUCSON | AZ | 85746 | Pima | 3 | Open | 2010-10-01 | 8000 | Gasoline | COMPARTMENT A | Double Walled | Fiberglass Reinforced Plastic | Pressure | Double Walled | Fiberglass Reinforced Plastic
0-010398 | FRYS FUEL CENTER #46 | 7430 S 7TH ST | PHOENIX | AZ | 85042 | Maricopa | 2 | Open | 2010-12-02 | 8000 | Gasoline | COMPARTMENT A | Double Walled | Fiberglass Reinforced Plastic | Pressure |  | Flexible
0-010404 | CIRCLE K STORE #2703406 | 1025 E AJO WAY | TUCSON | AZ | 85713 | Pima | 2 | Open | 2011-04-28 |  | Unidentified | COMPARTMENT B | Double Walled | Fiberglass Reinforced Plastic | Pressure | Double Walled | Fiberglass Reinforced Plastic