## PUBLIC_STORET_CODE
STORET | sort STORET number | PARAMETER_NAME | PARAMETER_INITIAL | PARAMETER_OTHER_NAME | STATE_LAB_PARAMETER_NAME | CAS_NUMBER | FRDS_CONTAMINANT_CODE | STANDARD_UNITS | EPA_DETECTION_LIMIT | MINIMUM_REPORTING_LIMIT | DETECTION_LIMIT_UNITS | MAXIMUM_HOLDING_TIME | MCL | MCL_UNITS | SECONDARY_MCL | SECONDARY_MCL_UNITS | HEALTH_BASED_GUIDANCE_LEVEL | HBGL_UNITS | LAST_UPDATE | LAST_USER | MINIMUM_REPORTING_LIMIT_UNITS | AWQS | AWQS_UNITS | REPORTING_LEVEL_EXISTS | PARAMETER_GROUP_CODE
00004 | 00004 | STREAM WIDTH (FEET) | [5 empty] | FT | [10 empty] | 2006-02-22 | YZ1 |  |  |  |  | LOC
00009 | 00009 | X-SEC. LOC.(FT FROM LEFT BANK LOOKING DOWNSTRM) | [5 empty] | FT | [10 empty] | 2006-02-22 | YZ1 |  |  |  |  | LOC
00010 | 00010 | CENTIGRADE TEMPERATURE (DEGREES) |  | WATER TEMP CENT | DEGREES CENTIGRADE, TEMPERATURE |  | 1996 | DEG C |  |  | DEG C | [7 empty] | 1999-02-08 | PJT |  |  |  |  | PHY
00011 | 00011 | FAHRENHEIT TEMPERATURE (DEGREES) |  | WATER TEMP F | TEMPERATURE, WATER |  | 1996 | DEG F | [10 empty] | 1999-02-08 | PJT |  |  |  |  | PHY
00020 | 00020 | TEMPERATURE, AIR (DEGREES CENTIGRADE) |  | AIR TEMP CENT | TEMPERATURE, AIR -O |  |  | DEG C |  |  | DEG C | [7 empty] | 1999-02-08 | PJT |  |  |  |  | PHY
00021 | 00021 | TEMPERATURE, AIR (DEGREES FAHRENHEIT) | [5 empty] | DEG F | [10 empty] | 2005-07-26 | YZ1 |  |  |  |  | PHY
00025 | 00025 | BAROMETRIC PRESSURE |  | BAROMTRCPRESSUREMM OF HG | BAROMETRIC PRESSURE -O | D003 |  | MMHG |  |  | MMHG | [7 empty] | 1995-11-17 | DBM |  |  |  |  | PHY
00035 | 00035 | WIND VELOCITY (MILES PER HOUR) | [5 empty] | OTHERS | [10 empty] | 2006-02-22 | YZ1 |  |  |  |  | PHY
00041 | 00041 | WEATHER (WMO CODE 4501) | [5 empty] | NO UNITS | [10 empty] | 2006-02-22 | YZ1 |  |  |  |  | PHY
00049 | 00049 | SURFACE AREA IN SQUARE MILES | [5 empty] | NO UNITS | [10 empty] | 2006-02-22 | YZ1 |  |  |  |  | PHY
00055 | 00055 | VELOCITY, STREAM FT/SEC | [5 empty] | FT/SEC | [10 empty] | 2006-02-22 | YZ1 |  |  |  |  | FLOW
00059 | 00059 | FLOW, RATE, INSTANTANEOUS GALLONS/MIN | [5 empty] | GPM | [10 empty] | 2006-02-22 | YZ1 |  |  |  |  | FLOW
00060 | 00060 | FLOW, STREAM, MEAN DAILY CFS | [5 empty] | CFS | [10 empty] | 2006-02-22 | YZ1 |  |  |  |  | FLOW
00061 | 00061 | FLOW, STREAM, INSTANTANEOUS | [5 empty] | CFS | [10 empty] | 2005-07-27 | PJT |  |  |  |  | PHY
00062 | 00062 | ELEVATION, RESERVOIR SURFACE WATER IN FEET | [5 empty] | FT | [10 empty] | 2006-02-22 | YZ1 |  |  |  |  | LOC
00064 | 00064 | DEPTH OF STREAM, MEAN (FT) | [5 empty] | FT | [10 empty] | 2006-02-22 | YZ1 |  |  |  |  | LOC
00065 | 00065 | STAGE, STREAM (FEET) | [5 empty] | FT | [10 empty] | 2006-02-22 | YZ1 |  |  |  |  | PHY
00070 | 00070 | TURBIDITY, (JACKSON CANDLE UNITS) |  | TURB JKSN JTU | TURBIDITY, JTU -T | D032 |  | JTU | [10 empty] | 2001-08-20 | MCG |  |  |  |  | PHY
00075 | 00075 | TURBIDITY, HELLIGE (PPM AS SILICON DIOXIDE) | [5 empty] | MG/L | [10 empty] | 2006-02-22 | YZ1 |  |  |  |  | PHY
00076 | 00076 | TURBIDITY,HACH TURBIDIMETER |  | TURB TRBIDMTRHACH FTU | TURBIDITY, HACH -T | D032 |  | FTU |  |  | FTU |  | 1 | NTU |  |  |  |  | 1999-05-13 | PJT |  | 1 | NTU |  | PHY
00077 | 00077 | TRANSPARENCY, SECCHI DISC (INCHES) | [5 empty] | IN | [10 empty] | 2006-02-22 | YZ1 |  |  |  |  | PHY
00078 | 00078 | TRANSPARENCY, SECCHI DISC (METERS) | [5 empty] | M | [10 empty] | 2006-02-22 | YZ1 |  |  |  |  | PHY
00080 | 00080 | COLOR (PLATINUM-COBALT UNITS) | [5 empty] | OTHERS | [10 empty] | 2006-02-22 | YZ1 |  |  |  |  | PHY
00089 | 00089 | CHEMICAL OXYGEN DEMAND | [5 empty] | MG/L | [10 empty] | 2003-02-12 | PJT |  |  |  |  | OTH
00090 | 00090 | OXIDATION REDUCTION POTENTIAL |  | REDOX ORP MV | OXIDATION REDUCTION POTENTIAL -T |  |  | MVOLTS |  |  | MVOLTS | [7 empty] | 1999-02-09 | PJT |  |  |  |  | PHY
00094 | 00094 | SPECIFIC CONDUCTANCE,FIELD (UMHOS/CM @ 25C) |  | CNDUCTVYFIELD MICROMHO | CONDUCTIVITY -O |  |  | UMHOS/CM |  |  | UMHOS/CM | [7 empty] | 1999-02-08 | PJT |  |  |  |  | PHY
00095 | 00095 | SPECIFIC CONDUCTANCE (UMHOS/CM @ 25C) |  | CNDUCTVY AT 25C MICROMHO | SPECIFIC CONDUCTIVITY -T |  | 1064 | UMHOS/CM |  |  |  | E | [6 empty] | 2001-10-01 | PJT |  |  |  |  | PHY
00154 | 00154 | SULFATE (AS S) WHOLE WATER, MG/L |  |  |  | 14808-79-8 |  | MG/L | [10 empty] | 2006-02-22 | YZ1 |  |  |  |  | ION
00191 | 00191 | HYDROGEN ION CONCENTRATION IN WHOLE WATER, TOTAL |  |  |  | 1333-74-0 |  | MG/L | [10 empty] | 2001-10-25 | MCG |  |  |  |  | ION
00205 | 00205 | DEPTH, MAXIMUM, OF LAKE OR RESERVOIR (METERS) |  |  |  | P0013 |  | M | [10 empty] | 2005-08-10 | YZ1 |  |  |  |  | PHY
00299 | 00299 | OXYGEN ,DISSOLVED, ANALYSIS BY PROBE MG/L |  |  |  | 7782-44-7 |  | MG/L | [10 empty] | 2014-06-24 | MCG |  |  |  |  | PHY
00300 | 00300 | OXYGEN, DISSOLVED |  | DO MG/L | OXYGEN, DISSOLVED -D | 7782-44-7 |  | MG/L |  |  | MG/L | [7 empty] | 1999-02-09 | PJT |  |  |  |  | PHY
00301 | 00301 | OXYGEN, DISSOLVED, PERCENT OF SATURATION % |  |  | DISSOLVED OXYGEN, PERCENT SATURATION -D |  |  | PERCENT |  |  | PERCENT | [7 empty] | 1999-02-09 | PJT |  |  |  |  | PHY
00310 | 00310 | BOD, 5 DAY, 20 DEG C (BIOCHEMICAL OXYGEN DEMAND) | [5 empty] | MG/L | [10 empty] | 1999-06-24 | MCG |  |  |  |  | PHY
00335 | 00335 | COD, .025N K2CR2O7 MG/L |  |  |  | P0018 |  | MG/L | [10 empty] | 2004-11-09 | YZ1 |  |  |  |  | OXYD
00339 | 00339 | COD, BOTTOM DEPOSITS, DRY WEIGHT MG/KG | [5 empty] | MG/KG | [10 empty] | 2006-02-22 | YZ1 |  |  |  |  | OXYD
00340 | 00340 | COD, .25N K2CR2O7 (CHEMICAL OXYGEN DEMAND) |  |  | COD, .25N K2CRO7 -T | D011 |  | MG/L |  |  | MG/L | [7 empty] | 1999-06-24 | MCG |  |  |  |  | PHY
00343 | 00343 | OXYGEN DEMAND TOTAL |  |  | OXYGEN DEMAND TOTAL |  |  | MG/L | [10 empty] | 1998-02-17 | CC4 |  |  |  |  | OTH
00400 | 00400 | PH (STANDARD UNITS) |  | PH SU | pH -T |  |  | SU |  |  | SU |  |  |  | 6.5 | SU |  |  | 2001-08-20 | CC4 |  |  |  |  | PHY
00401 | 00401 | CATIONS MINUS ANIONS MILLIEQUIVALENTS | [5 empty] | OTHERS | [10 empty] | 2004-07-13 | PJT |  |  |  |  | PHY
00403 | 00403 | PH, LAB, STANDARD UNITS SU |  | PH LAB SU | pH (LAB) -T |  | 1925 | SU |  |  | SU | DE | [6 empty] | 1999-02-08 | PJT |  |  |  |  | PHY
00405 | 00405 | CARBON DIOXIDE (AS CO2) |  | CO2 MG/L | CARBON DIOXIDE (AS CO2) -T | 124-38-9 | 1901 | MG/L |  |  | MG/L | [7 empty] | 1999-07-27 | MCG |  |  |  |  | PHY
00406 | 00406 | PH, FIELD, STANDARD UNITS SU |  | PH FIELD SU | PH, FIELD -T |  |  | SU |  |  | SU | [7 empty] | 1999-02-08 | PJT |  |  |  |  | PHY
00410 | 00410 | ALKALINITY, TOTAL (AS CACO3) |  | T ALK CACO3 MG/L | ALKALINITY, TOTAL -T | 471-34-1 | 1927 | MG/L |  | 0.002 | MG/L | DE | [6 empty] | 1999-02-08 | PJT | MG/L |  |  |  | ION
00411 | 00411 | ALKALINITY, METHYL ORANGE |  |  |  | 471-34-1 |  | MG/L | [10 empty] | 2007-09-20 | MCG |  |  |  |  | ION
00415 | 00415 | ALKALINITY, PHENOLPHTHALEIN |  | PHEN-PH-LFIN ALK MG/L | ALKALINITY, PHENOL. -T | 77-09-8 | 1931 | MG/L |  | 0.002 | MG/L | DE | [6 empty] | 1999-02-08 | PJT | MG/L |  |  |  | ION
00417 | 00417 | ALKALINITY, FIXED ENDPOINT TITRATION, USGS LAB |  | ALKALIN, FIXENDPTLAB MG/L | ALKALINITY | 471-34-1 |  | MG/L | [10 empty] | 1999-02-08 | PJT |  |  |  |  | ION
00418 | 00418 | ALKALINITY, CARBONATE, INCREMENTAL TIT. USGS LAB |  | ALKALIN.CARB.IT LAB MG/L | ALKALINITY, CARBONATE | 471-34-1 |  | MG/L | [10 empty] | 1999-02-08 | PJT |  |  |  |  | ION
00419 | 00419 | ALKALINITY,CARBONATE,INCREMENTAL TITR FIELD |  |  | ALKALINITY,CRBNATE,INCRMNTL TITR,FLD -T | 471-34-1 |  | MG/L |  |  | MG/L | [7 empty] | 1999-02-08 | PJT |  |  |  |  | ION
00420 | 00420 | ALKALINITY, HYDROXIDE (AS CACO3) |  | OH ALK CACO3 MG/L | HYDROXIDE, (CAC03) -T | 471-34-1 |  | MG/L |  |  | MG/L | [7 empty] | 1999-02-08 | PJT |  |  |  |  | ION
00421 | 00421 | ALKALINITY, CARBONATE,FIXED ENDPOINT TITR LAB MG/L |  |  |  | 471-34-1 |  | MG/L | [10 empty] | 2003-06-26 | PJT |  |  |  |  | ION
00425 | 00425 | ALKALINITY, BICARBONATE (AS CACO3) |  | HCO3 ALK CACO3 MG/L | BICARBONATE, (CAC03) -T | 471-34-1 | 1928 | MG/L |  |  | MG/L | [7 empty] | 1999-02-08 | PJT |  |  |  |  | ION
00430 | 00430 | ALKALINITY, CARBONATE (AS CACO3) |  | CO3 ALK CACO3 MG/L | CARBONATE, (CAC03) -T | 471-34-1 | 1929 | MG/L |  |  | MG/L | [7 empty] | 1999-02-08 | PJT |  |  |  |  | ION
00431 | 00431 | ALKALINITY TOTAL FIELD (MG/L AS CACO3) |  |  |  | 471-34-1 |  | MG/L | [10 empty] | 2003-06-26 | PJT |  |  |  |  | ION
00435 | 00435 | ACIDITY, TOTAL (AS CACO3) |  | T ACDITYCACO3 MG/L | ACIDITY -T | 471-34-1 | 1068 | MG/L |  | 0.01 | MG/L | [7 empty] | 1999-02-08 | PJT | MG/L |  |  |  | ION
00436 | 00436 | ACIDITY, MINERAL (METHYL ORANGE) (MG/L AS CACO3) |  |  |  | 471-34-1 |  | MG/L | [10 empty] | 2003-06-26 | PJT |  |  |  |  | ION
00437 | 00437 | ACIDITY, CO2 (PHENOLPHTHALEIN) (MG/L AS CACO3) |  |  |  | 471-34-1 |  | MG/L | [10 empty] | 2003-06-26 | PJT |  |  |  |  | ION
00438 | 00438 | HYDROCHLORIC ACID IN WHOLE WATER |  |  |  | 7647-01-0 |  | MG/L | [10 empty] | 2003-06-26 | PJT |  |  |  |  | ION
00439 | 00439 | HYDROCHLORIC ACID GPD |  |  |  | 7647-01-0 |  | TONS/DAY | [10 empty] | 2003-06-26 | PJT |  |  |  |  | ION
00440 | 00440 | BICARBONATE ION (AS HCO3) |  | HCO3 ION HCO3 MG/L | BICARBONATE -T |  | 1026 | MG/L |  |  | MG/L | E | [6 empty] | 1999-02-08 | PJT |  |  |  |  | ION
00441 | 00441 | SULFUR, TOTAL ELEMENTAL |  |  |  | 7704-34-9 |  | MG/L | [10 empty] | 2003-06-26 | PJT |  |  |  |  | ION
00442 | 00442 | PHOSPHOROUS, TOTAL ELEMENTAL |  |  |  | 7723-14-0 |  | MG/L | [10 empty] | 2003-06-26 | PJT |  |  |  |  | PHY
00443 | 00443 | SULFUR IN SEDIMENTS(CS2 EXTRACTABLE) DRY WEIGHT |  |  |  | 7446-09-5 |  | MG/KG | [10 empty] | 2003-06-26 | PJT |  |  |  |  | ION
00445 | 00445 | CARBONATE ION (AS CO3) |  | CO3 ION CO3 MG/L | CARBONATE -T | 3812-32-6 | 1019 | MG/L |  |  | MG/L | E | [6 empty] | 1999-02-08 | PJT |  |  |  |  | ION
00446 | 00446 | CARBONATE, INCREMENTAL TITRATION, (CO3) |  |  |  | 3812-32-6 |  | MG/L | [10 empty] | 2003-06-26 | PJT |  |  |  |  | ION
00447 | 00447 | CARBONATE,INCREMENTAL TITRATION,(CO3) FIELD |  |  | CARBONATE,INCR. TITRATN,(CO3)FIELD -T | 3812-32-6 |  | MG/L |  |  | MG/L | [7 empty] | 1999-02-08 | PJT |  |  |  |  | ION
00448 | 00448 | CARBONATE, FIXED ENDPOINT TITRATION, (CO3) LAB |  |  |  | 3812-32-6 |  | MG/L | [10 empty] | 2003-06-26 | PJT |  |  |  |  | ION
00449 | 00449 | BICARBONATE, INCREMENTAL TITRATION, (HCO3) LAB |  |  |  | 71-52-3 |  | MG/L | [10 empty] | 2003-06-26 | PJT |  |  |  |  | ION
00450 | 00450 | BICARBONATE,INCREMENTAL TITRATION,(HCO3) FIELD |  |  | BICARBONATE,INCR. TITR,(HCO3)FIELD -T | 71-52-3 |  | MG/L |  |  | MG/L | [7 empty] | 1999-07-27 | MCG |  |  |  |  | ION
00451 | 00451 | BICARBONATE, FIXED ENDPOINT TITRATION (HCO3) LAB |  |  |  | 71-52-3 |  | MG/L | [10 empty] | 2003-06-26 | PJT |  |  |  |  | ION
00452 | 00452 | CARBONATE,WATER,DISS,INCR TIT, FIELD, AS CO3 |  |  | CARBONATE,DISS,INCR TIT,FIELD,CO3 -D | 3812-32-6 |  | MG/L |  |  | MG/L | [7 empty] | 1999-02-08 | PJT |  |  |  |  | ION
00453 | 00453 | BICARBONATE,WATER,DISS,INCR TIT,FIELD,AS HCO3 |  | BICARB. WTR DISSFLD MG/L | BICARBONATE,DISOLVED,INCR,TIT,FLD -D | 71-52-3 |  | MG/L |  |  | MG/L | [7 empty] | 1999-07-27 | MCG |  |  |  |  | ION
00475 | 00475 | VISCOSITY, CENTIPOISES | [5 empty] | OTHERS | [10 empty] | 2003-06-26 | PJT |  |  |  |  | PHY
00480 | 00480 | SALINITY - PARTS PER THOUSAND | [5 empty] | OTHERS | [10 empty] | 2003-06-26 | PJT |  |  |  |  | PHY
00481 | 00481 | THICKNESS, CONTAMINATED ZONE | [5 empty] | FT | [10 empty] | 2003-06-26 | PJT |  |  |  |  | PHY
00482 | 00482 | ELEVATION AT TOP OF CONTAMINATED ZONE, FT ABOVE MS | [5 empty] | OTHERS | [10 empty] | 2003-06-26 | PJT |  |  |  |  | PHY
00495 | 00495 | MOISTURE CONTENT (PERCENT OF TOTAL DRY WEIGHT) | [5 empty] | PERCENT | [10 empty] | 2006-02-22 | YZ1 |  |  |  |  | PHY
00500 | 00500 | RESIDUE, TOTAL (MG/L) | [5 empty] | MG/L | [10 empty] | 2006-02-22 | YZ1 |  |  |  |  | SOLI
00505 | 00505 | RESIDUE, TOTAL VOLATILE |  |  | TOTAL VOLATILE SUSPENDED SOLIDS -S | D030 |  | MG/L |  |  | MG/L | [7 empty] | 1995-11-17 | DBM |  |  |  |  | PHY
00515 | 00515 | (TDS) RESIDUE, TOTAL FILTRABLE (DRIED AT 105C) |  | (TDS) RESIDUE DISS-105C MG/L | (TDS) TOTAL DISSOLVED SOLIDS |  | 1057 | MG/L |  |  | MG/L | DE |  |  | 500 | MG/L |  |  | 1999-05-13 | PJT |  |  |  |  | PHY
00520 | 00520 | RESIDUE, VOLATILE FILTRABLE (MG/L) | [5 empty] | MG/L | [10 empty] | 2006-02-22 | YZ1 |  |  |  |  | SOLI
00530 | 00530 | RESIDUE, TOTAL NONFILTRABLE (TSS) |  | RESIDUE TOT NFLT MG/L | TOTAL SUSPENDED SOLIDS -S |  |  | MG/L |  | 0.004 | MG/L | E | [6 empty] | 2000-02-28 | MCG | MG/L |  |  |  | PHY
00535 | 00535 | RESIDUE, VOLATILE NONFILTRABLE (MG/L) | [5 empty] | MG/L | [10 empty] | 2006-02-22 | YZ1 |  |  |  |  | SOLI
00551 | 00551 | HYDROCARBONS EXTRACTABLE |  |  | HYDROCARBONS EXTRACTABLE |  |  | MG/L | [10 empty] | 1998-02-17 | CC4 |  |  |  |  | VOC
00552 | 00552 | OIL & GREASE (HEXANE EXTRACTION) | [5 empty] | MG/L | [10 empty] | 2006-10-16 | PJT |  |  |  |  | VOC
00556 | 00556 | OIL & GREASE (FREON EXTR.-GRAV METH) TOT,REC |  |  | OIL & GREASE(FREON EXTR-GRAV METH) -? | D023 |  | MG/L |  |  | MG/L | [7 empty] | 1995-11-17 | DBM |  |  |  |  | PHY
00557 | 00557 | OIL & GREASE,SED,DRY WT,FREON EXTR-GRAV METH,MG/KG | [5 empty] | MG/KG | [10 empty] | 2006-02-22 | YZ1 |  |  |  |  | VOC
00572 | 00572 | BIOMASS, PERIPHYTON (GRAMS PER SQUARE METER) | [5 empty] | G/SQ M | [10 empty] | 2006-02-22 | YZ1 |  |  |  |  | BIO
00573 | 00573 | BIOMASS, PERIPHYTON,DRY WEIGHT TOTAL (G/M2) | [5 empty] | OTHERS | [10 empty] | 2006-02-23 | YZ1 |  |  |  |  | BIO
00597 | 00597 | NITROGEN GAS, DISSOLVED (MG/L OF N) |  |  |  | 17778-88-0 |  | UG/L | [10 empty] | 2009-04-15 | MCG |  |  |  |  | NUT
00600 | 00600 | NITROGEN, TOTAL AS N |  | NITROGEN, TOTAL AS N | NITROGEN, TOTAL AS N |  |  | MG/L | [10 empty] | 1999-02-09 | PJT |  |  |  |  | NUT
00602 | 00602 | NITROGEN, DISSOLVED (MG/L AS N) |  |  |  | 17778-88-0 |  | MG/L | [10 empty] | 2006-02-23 | YZ1 |  |  |  |  | NUT
00605 | 00605 | NITROGEN, ORGANIC, TOTAL (AS N) |  | ORG N N MG/L | NITROGEN, ORGANIC TOTAL |  |  | MG/L | [10 empty] | 1999-02-09 | PJT |  |  |  |  | NUT
00607 | 00607 | NITROGEN, ORGANIC, DISSOLVED (AS N) |  | ORG N DISS-N MG/L | NITROGEN, ORGANIC, DISSOLVED |  |  | MG/L | [10 empty] | 1999-02-09 | PJT |  |  |  |  | NUT
00608 | 00608 | NITROGEN, AMMONIA, DISSOLVED (AS N) |  | NH3+NH4-N DISS MG/L | AMMONIA, DISSOLVED -D |  |  | MG/L |  |  | MG/L | [7 empty] | 1999-02-09 | PJT |  |  |  |  | NUT
00610 | 00610 | NITROGEN, AMMONIA, TOTAL (AS N) |  | NH3+NH4-N TOTAL MG/L | AMMONIA AS N -T |  | 1039 | MG/L |  | 0.0001 | MG/L | C | [6 empty] | 1999-02-09 | PJT | MG/L |  |  |  | NUT
00611 | 00611 | NITROGEN, AMMONIA, BOTTOM DEPOSITS (MG/KG-N) |  |  |  | 17778-88-0 |  | MG/KG | [10 empty] | 2006-02-23 | YZ1 |  |  |  |  | NUT
00613 | 00613 | NITRITE NITROGEN, DISSOLVED (AS N) |  | NO2-N DISS MG/L | NITRITE AS NITROGEN /DISSOLVED -D |  |  | MG/L |  |  |  |  | 1 | MG/L |  |  |  |  | 2001-08-20 | MCG |  | 1 | MG/L | Y | NUT
00615 | 00615 | NITRITE NITROGEN, TOTAL (AS N) |  | NO2-N TOTAL MG/L | NITRITE AS N (NO2-N) -T |  | 1041 | MG/L |  | 0.1 | MG/L | CD | 1 | MG/L |  |  | 1 | MG/L | 1999-02-09 | PJT | MG/L | 1 | MG/L | Y | NUT
00618 | 00618 | NITRATE NITROGEN, DISSOLVED (AS N) |  | NO3-N DISS MG/L | NITRATE, DISSOLVED, AS NITROGEN -D |  |  | MG/L |  |  |  |  | 10 | MG/L |  |  |  |  | 2001-08-20 | MCG |  | 10 | MG/L | Y | NUT
00620 | 00620 | NITRATE NITROGEN, TOTAL (AS N) |  | NO3-N TOTAL MG/L | NITRATE AS N (NO3-N) -T | 17778-88-0 | 1040 | MG/L |  | 0.0001 | MG/L | D | 10 | MG/L |  |  |  |  | 2005-07-14 | YZ1 | MG/L | 10 | MG/L | Y | NUT
00622 | 00622 | TOTAL KJELDAHL NITROGEN, (TKN) 30 DAY,(AS N) |  | TKN 30 DAY MG/L | 30 DAY TOTAL KJELDAHL NITROGEN -T |  |  | MG/L |  |  | MG/L | [7 empty] | 1999-02-09 | PJT |  |  |  |  | NUT
00623 | 00623 | NITROGEN, KJELDAHL, DISSOLVED (AS N) |  | KJELDL N DISS MG/L | NITROGEN, KJELDAHL, DISSOLVED |  |  | MG/L | [10 empty] | 2001-06-06 | PJT |  |  |  |  | NUT
00624 | 00624 | NITROGEN, KJELDAHL, SUSPENDED (AS N) |  | KJELDL N SUSP MG/L | NITROGEN, KJELDAHL, SUSPENDED |  |  | MG/L | [10 empty] | 1999-02-09 | PJT |  |  |  |  | NUT
00625 | 00625 | NITROGEN, KJELDAHL, TOTAL, (TKN) (AS N) |  | TOT KJEL N MG/L | TOTAL KJELDAHL NITROGEN -T |  |  | MG/L |  | 0.0001 | MG/L | C | [6 empty] | 1999-02-09 | PJT | MG/L |  |  |  | NUT
00626 | 00626 | NITROGEN,ORG. KJEL.,BOT. DEPOS. (MG/KG-N DRY WGT) |  |  |  | 17778-88-0 |  | MG/KG | [10 empty] | 2006-02-23 | YZ1 |  |  |  |  | NUT
00627 | 00627 | NITROGEN KJELDAHL TOTAL BOTTOM DEP DRY WT MG/KG |  |  |  | 17778-88-0 |  | MG/KG | [10 empty] | 2006-02-23 | YZ1 |  |  |  |  | NUT
00630 | 00630 | NITRITE PLUS NITRATE, TOTAL 1 DET. (AS N) |  | NO2&NO3 N-TOTAL MG/L | NITRITE-NITRATE TOTAL N -T |  | 1038 | MG/L |  | 0.0001 | MG/L | CDE | 10 | MG/L |  |  |  |  | 1999-02-09 | PJT | MG/L | 10 | MG/L | Y | NUT
00631 | 00631 | NITRITE PLUS NITRATE, DISS. 1 DET. (AS N) |  | NO2&NO3 N-DISS MG/L | NITRITE/NITRATE, DISSOLVED -D |  |  | MG/L |  |  |  |  | 10 | MG/L |  |  |  |  | 2001-08-20 | MCG |  | 10 | MG/L | Y | NUT
00633 | 00633 | NITRITE PLUS NITRATE,BOT. DEPOS. (MG/KG-N DRY WT) |  |  |  | 17778-88-0 |  | MG/KG | [10 empty] | 2006-02-23 | YZ1 |  |  |  |  | NUT
00635 | 00635 | NITROGEN, AMMONIA&ORG., TOTAL 1 DET (MG/L AS N) |  |  |  | 17778-88-0 |  | MG/L | [10 empty] | 2006-02-23 | YZ1 |  |  |  |  | NUT
00636 | 00636 | NITROGEN, AMMONIA&ORG., DISS. 1 DET (MG/L AS N) |  |  |  | 17778-88-0 |  | MG/L | [10 empty] | 2006-02-23 | YZ1 |  |  |  |  | NUT
00639 | 00639 | NITROGEN, ALBUMINOID (AS N) |  | NITROGENALBMNOID MG/L | NITROGEN, ALBUMINOID AS N |  |  | MG/L | [10 empty] | 1999-02-09 | PJT |  |  |  |  | NUT
00650 | 00650 | PHOSPHATE, TOTAL (AS PO4) |  | T PO4 PO4 MG/L | PHOSPHATE -T | 14265-44-2 | 1043 | MG/L |  |  | MG/L | [7 empty] | 1999-03-09 | PJT |  |  |  |  | ION
00653 | 00653 | PHOSPHATE, TOTAL SOLUBLE |  | SOLPO4-T PO4 MG/L | PHOSPHATE -D | 14265-44-2 |  | MG/L |  |  | MG/L | [7 empty] | 1999-03-09 | PJT |  |  |  |  | ION
00660 | 00660 | PHOSPHATE, ORTHO (AS PO4) |  | ORTHOPO4 PO4 MG/L | o-PHOSPHATE -T | 14265-44-2 |  | MG/L |  |  | MG/L | [7 empty] | 1999-03-09 | PJT |  |  |  |  | ION
00665 | 00665 | PHOSPHORUS, TOTAL (AS P) |  | PHOS-TOT MG/L P | PHOSPHORUS, TOTAL -D | 7723-14-0 | 1093 | MG/L |  | 0.0001 | MG/L | C | [6 empty] | 1999-02-16 | PJT | MG/L |  |  |  | ION
00666 | 00666 | PHOSPHORUS, DISSOLVED (AS P) |  | PHOS-DIS MG/L P | PHOSPHORUS, DISSOLVED -D | 7723-14-0 | 1072 | MG/L |  |  | MG/L | [7 empty] | 1999-02-16 | PJT |  |  |  |  | ION
00667 | 00667 | PHOSPHORUS, SUSPENDED (MG/L AS P) |  |  |  | 7723-14-0 |  | MG/L |  |  | MG/L | [7 empty] | 2015-07-21 | MCG | MG/L |  |  |  | PHOS
00668 | 00668 | PHOSPHORUS,TOTAL,BOTTOM DEPOSIT (MG/KG-P DRY WGT) |  | PHOS MUD DRY WGTMG/KG-P |  | 7723-14-0 |  | MG/KG | [10 empty] | 2006-02-24 | YZ1 |  |  |  |  | PHOS
00670 | 00670 | PHOSPHORUS, TOTAL ORGANIC (AS P) |  | PHOS-TOTORGANIC MG/L | PHOSPHORUS, TOTAL ORGANIC | 7723-14-0 |  | MG/L | [10 empty] | 1999-02-16 | PJT |  |  |  |  | ION
00671 | 00671 | PHOSPHORUS, DISSOLVED ORTHOPHOSPHATE (AS P) |  | PHOS-DIS ORTHO MG/L P | PHOSPHORUS, ORTHOPHOSPHATE -D | 7723-14-0 |  | MG/L |  | 0 | MG/L | [7 empty] | 1999-02-16 | PJT | MG/L |  |  |  | ION
00673 | 00673 | PHOSPHORUS, DISSOLVED ORGANIC (AS P) |  | PHOS-DISORGANIC MG/L P | PHOSPHOSUR, DISSOLVED ORGANIC | 7723-14-0 |  | MG/L | [10 empty] | 1999-02-16 | PJT |  |  |  |  | ION
00680 | 00680 | CARBON, TOTAL ORGANIC (AS C) |  | T ORG C C MG/L | TOTAL ORGANIC CARBON -T | 7440-44-0 | 1092 | MG/L |  |  | MG/L | [7 empty] | 1999-07-27 | MCG |  |  |  |  | PHY
00681 | 00681 | CARBON, DISSOLVED ORGANIC (AS C) |  | D ORG C C MG/L | CARBON, DISSOLVED ORGANIC (MG/L AS C) -D | 7440-44-0 |  | MG/L |  |  | MG/L | [7 empty] | 1999-07-27 | MCG |  |  |  |  | PHY
00685 | 00685 | CARBON, TOTAL INORGANIC (AS C) |  | T. INORG C MG/L | CARBON, TOTAL -T | 7440-44-0 |  | MG/L |  |  | MG/L | [7 empty] | 1999-07-27 | MCG |  |  |  |  | PHY
00686 | 00686 | CARBON, INORGANIC, IN BED MATERIAL (GM/KG AS C) |  | BM INORG CARBON GM/KG-C |  | 7440-44-0 |  | MG/KG | [10 empty] | 2006-02-24 | YZ1 |  |  |  |  | ION
00687 | 00687 | CARBON, ORGANIC, IN BED MATERIAL (GM/KG AS C) |  | BM ORG CARBON GM/KG-C |  | 7440-44-0 |  | MG/KG | [10 empty] | 2006-02-24 | YZ1 |  |  |  |  | VOC
00688 | 00688 | CARBON, SUSPENDED INORGANIC (MG/L AS C) |  | S IORG C C MG/L |  | 7440-44-0 |  | MG/L | [10 empty] | 2006-02-24 | YZ1 |  |  |  |  | ION
00689 | 00689 | CARBON, SUSPENDED ORGANIC (AS C) |  | S ORG C C MG/L | CARBAON, SUSPENDED ORGANIC | 7440-44-0 |  | MG/L | [10 empty] | 1999-07-27 | MCG |  |  |  |  | VOC
00690 | 00690 | CARBON, TOTAL (AS C) |  | T-CARBON C MG/L | CARBON -T | 7440-44-0 | 1018 | MG/L |  |  | MG/L | [7 empty] | 1999-07-27 | MCG |  |  |  |  | PHY
00691 | 00691 | CARBON, DISSOLVED INORGANIC (AS C) |  | D IORG C C MG/L | CARBON, DISSOLVED INORGANIC -D | 7440-44-0 |  | MG/L |  |  | MG/L | [7 empty] | 1999-07-27 | MCG |  |  |  |  | PHY
00718 | 00718 | CYANIDE, WEAK ACID, DISSOCIABLE, WATER, WHOLE |  | CYANIDE, WEAK ACID, DISSOCIABLE | CYANIDE, FREE | 57-12-5 |  | UG/L |  |  |  |  | 0.2 | MG/L |  |  |  |  | 2001-08-14 | MCG |  |  |  |  | OTH
00720 | 00720 | CYANIDE, TOTAL (AS CN) |  | CYANIDE CN-TOT MG/L | CYANIDE, TOTAL -T | 57-12-5 | 1024 | MG/L |  | 0.02 | MG/L |  | 0.2 | MG/L |  |  | 0.2 | MG/L | 1999-07-27 | MCG | MG/L | 0.2 | MG/L | Y | ION
00722 | 00722 | CYANIDE, FREE (AMENABLE TO CHLORINATION) |  |  | CYANIDE, AMENABLE TO CHLORATION -T | 57-12-5 |  | MG/L |  |  | MG/L |  | 0.2 | MG/L |  |  |  |  | 1999-07-27 | MCG |  | 0.2 | MG/L |  | OTH
00723 | 00723 | CYANIDE, DISSOLVED STD METHOD |  |  | CYANIDE, DISSOLVED, STANDARD METHOD -D | 57-12-5 |  | UG/L |  |  |  |  | 0.2 | MG/L |  |  |  |  | 2001-08-14 | MCG |  |  |  |  | OTH
00740 | 00740 | SULFITE (AS SO3) |  | SULFITE SO3 MG/L |  | 14265-45-3 |  | MG/L | [10 empty] | 1999-07-27 | MCG |  |  |  |  | ION
00745 | 00745 | SULFIDE, TOTAL (AS S) |  | SULFIDE TOTAL MG/L | SULFIDE, TOTAL -T | 18496-25-8 |  | MG/L |  | 0.001 | MG/L | [7 empty] | 1999-07-27 | MCG | MG/L |  |  |  | ION
00746 | 00746 | SULFIDE, DISSOLVED (AS S) |  | SULFIDE DISSOLVED MG/L | SULFIDE, DISSOLVED | 18496-25-8 |  | MG/L | [10 empty] | 1999-07-27 | MCG |  |  |  |  | ION
00900 | 00900 | HARDNESS, TOTAL (AS CACO3) |  | TOT HARD CACO3 MG/L | HARDNESS (CaCO3) -T | 471-34-1 | 1915 | MG/L |  | 0.01 | MG/L | DE | [6 empty] | 1999-02-08 | PJT | MG/L |  |  |  | ION
00901 | 00901 | HARDNESS, CARBONATE (AS CACO3) |  | C HARD CACO3 | HARDNESS, CARBONATE | 471-34-1 |  | MG/L | [10 empty] | 1999-02-08 | PJT |  |  |  |  | ION
00902 | 00902 | HARDNESS, NON-CARBONATE (AS CACO3) |  | NC HARD CACO3 MG/L | HARDNESS, NON-CARBONATE -T | 471-34-1 |  | MG/L |  |  | MG/L | [7 empty] | 1999-02-08 | PJT |  |  |  |  | MET
00903 | 00903 | HARDNESS,NON-CARBONATE,FIXED ENDPT. TIT. LAB |  | HARDNESSNONCARB FET MG/L | HARDNESS, NON-CARBONATE,FIXED ENDPT. -T | D020 | 1917 | MG/L |  |  | MG/L | [7 empty] | 1995-11-17 | DBM |  |  |  |  | MET
00904 | 00904 | HARDNESS, NONCARBONATE, WTR, DISS, AS CACO3, FIELD |  | HARDNESSNONCARB FLD MG/L | HARDNESS, NONCARBONATE DISS AS CACO3 FLD | 471-34-1 |  | MG/L | [10 empty] | 1999-02-08 | PJT |  |  |  |  | ION
00905 | 00905 | HARDNESS, NONCARBONATE,WATER, DISS, AS CACO3, LAB |  |  |  | 471-34-1 |  | MG/L | [10 empty] | 2001-06-14 | MCG |  |  |  |  | ION
00910 | 00910 | CALCIUM (AS CACO3) |  | CALCIUM CACO3 MG/L | CALCIUM (MG/L AS CACO3) | 7440-70-2 |  | MG/L | [10 empty] | 1999-02-08 | PJT |  |  |  |  | MET
00915 | 00915 | CALCIUM, DISSOLVED (AS CA) |  | CALCIUM CA,DISS MG/L | CALCIUM, DISSOLVED -D | 7440-70-2 |  | MG/L |  | 0.001 | MG/L | [7 empty] | 1999-02-08 | PJT | MG/L |  |  |  | MET
00916 | 00916 | CALCIUM, TOTAL (AS CA) |  | CALCIUM CA-TOT MG/L | CALCIUM -T | 7440-70-2 | 1016 | MG/L |  | 0.001 | MG/L | DE | [6 empty] | 1999-02-08 | PJT | MG/L |  |  |  | MET
00918 | 00918 | CALCIUM,TOTAL RECOVERABLE IN WATER AS CA MG/L |  |  |  | 7440-70-2 |  | UG/L | [10 empty] | 2005-08-30 | YZ1 |  |  |  |  | MET
00921 | 00921 | MAGNESIUM,TOTAL RECOVERABLE IN WATER AS MG MG/L |  |  |  | 7439-95-4 |  | UG/L | [10 empty] | 2005-08-30 | YZ1 |  |  |  |  | MET
00923 | 00923 | SODIUM,TOTAL RECOVERABLE IN WATER AS NA MG/L |  |  |  | 7440-23-5 |  | UG/L | [10 empty] | 2005-08-30 | YZ1 |  |  |  |  | MET
00925 | 00925 | MAGNESIUM, DISSOLVED (AS MG) |  | MGNSIUM MG,DISS MG/L | MAGNESIUM, DISSOLVED -D | 7439-95-4 |  | MG/L |  | 0.001 | MG/L | [7 empty] | 1999-02-08 | PJT | MG/L |  |  |  | ION
00926 | 00926 | MAGNESIUM, SUSPENDED (MG/L AS MG) |  |  |  | 7439-95-4 |  | MG/L | [10 empty] | 2005-08-30 | YZ1 |  |  |  |  | MET
00927 | 00927 | MAGNESIUM, TOTAL (AS MG) |  | MGNSIUM MG,TOT MG/L | MAGNESIUM -T | 7439-95-4 | 1031 | MG/L |  | 0.001 | MG/L | DE | [6 empty] | 1999-02-08 | PJT | MG/L |  |  |  | ION
00928 | 00928 | SODIUM, SUSPENDED (MG/L AS NA) |  |  |  | 7440-23-5 |  | MG/L | [10 empty] | 2005-08-30 | YZ1 |  |  |  |  | MET
00929 | 00929 | SODIUM, TOTAL (AS NA) |  | SODIUM NA,TOT MG/L | SODIUM -T | 7440-23-5 | 1052 | MG/L |  | 0.005 | MG/L | DE | [6 empty] | 1999-02-08 | PJT | MG/L |  |  |  | ION
00930 | 00930 | SODIUM, DISSOLVED (AS NA) |  | SODIUM NA,DISS MG/L | SODIUM, DISSOLVED -D | 7440-23-5 |  | MG/L |  |  | MG/L | [7 empty] | 1999-02-08 | PJT |  |  |  |  | ION
00931 | 00931 | SODIUM ADSORPTION RATIO |  | SODIUM ADSBTION RATIO | SODIUM ADSORPTION RATIO -N | 7440-23-5 |  | RATIO |  |  | NO UNITS | [7 empty] | 1999-02-08 | PJT |  |  |  |  | PHY
00932 | 00932 | SODIUM, PERCENT |  | PERCENT SODIUM % | SODIUM -N | 7440-23-5 |  | PERCENT |  |  | PERCENT | [7 empty] | 1999-02-08 | PJT |  |  |  |  | ION
00933 | 00933 | SODIUM, PLUS POTASSIUM |  | NA+K MG/L | SODIUM PLUS POTASSIUM -T | D028 |  | MG/L |  |  | MG/L | [7 empty] | 1995-11-17 | DBM |  |  |  |  | ION
00935 | 00935 | POTASSIUM, DISSOLVED (AS K) |  | PTSSIUM K,DISS MG/L | POTASSIUM, DISSOLVED -D | 7440-09-7 |  | MG/L |  | 0.0005 | MG/L | [7 empty] | 1999-02-08 | PJT | MG/L |  |  |  | ION
00936 | 00936 | POTASSIUM, SUSPENDED (MG/L AS K) |  |  |  | 7440-09-7 |  | MG/L | [10 empty] | 2005-08-30 | YZ1 |  |  |  |  | MET
00937 | 00937 | POTASSIUM, TOTAL (AS K) |  | PTSSIUM K,TOT MG/L | POTASSIUM -T | 7440-09-7 | 1042 | MG/L |  | 0.0005 | MG/L | E | [6 empty] | 1999-02-08 | PJT | MG/L |  |  |  | ION
00939 | 00939 | POTASSIUM,TOTAL RECOVERABLE IN WATER AS K MG/L |  |  |  | 7440-09-7 |  | UG/L | [10 empty] | 2005-08-30 | YZ1 |  |  |  |  | MET
00940 | 00940 | CHLORIDE,TOTAL IN WATER |  | CHLORIDE TOTAL MG/L | CHLORIDE -T | 16887-00-6 | 1017 | MG/L |  | 0.001 | MG/L | DE |  |  | 250 | MG/L |  |  | 1999-02-08 | PJT | MG/L |  |  |  | ION
00941 | 00941 | CHLORIDE, DISSOLVED IN WATER |  |  |  | 16887-00-6 |  | MG/L | [10 empty] | 2001-10-15 | MCG |  |  |  |  | ION
00945 | 00945 | SULFATE, TOTAL (AS SO4) |  | SULFATE SO4-TOT MG/L | SULFATE (SO4) -T | 14808-79-8 | 1055 | MG/L |  | 0.01 | MG/L | DE |  |  | 250 | MG/L | 400 | MG/L | 2001-08-20 | CC4 | MG/L |  |  |  | ION
00946 | 00946 | SULFATE, DISSOLVED (MG/L AS SO4) |  |  |  | 14808-79-8 |  | MG/L | [10 empty] | 2001-10-15 | MCG |  |  |  |  | ION
00950 | 00950 | FLUORIDE, DISSOLVED (AS F) |  | FLUORIDE F,DISS MG/L | FLUORIDE, DISSOLVED -D | 16984-48-8 |  | MG/L |  | 0.2 | MG/L |  | 4 | MG/L | 2 | MG/L | 4 | MG/L | 2001-08-20 | MCG | MG/L | 4 | MG/L | Y | ION
00951 | 00951 | FLUORIDE, TOTAL (AS F) |  | FLUORIDE F,TOTAL MG/L | FLUORIDE -T | 16984-48-8 | 1025 | MG/L |  | 0.2 | MG/L | DE | 4 | MG/L | 2 | MG/L | 4 | MG/L | 1999-05-13 | PJT | MG/L | 4 | MG/L | Y | ION
00955 | 00955 | SILICA, DISSOLVED (AS SI02) |  | SILICA DISOLVED MG/L | SILICA, DISSOLVED -D | 7631-86-9 |  | MG/L |  |  | MG/L | [7 empty] | 1999-07-27 | MCG |  |  |  |  | ION
00956 | 00956 | SILICA, TOTAL (AS SI02) |  | SILICA TOTAL MG/L | SILICA -T | 7631-86-9 | 1049 | MG/L |  |  | MG/L | [7 empty] | 1999-07-27 | MCG |  |  |  |  | ION
00957 | 00957 | SILICA, SUSPENDED (MG/L AS SI02) |  |  |  | 7631-86-9 |  | MG/L | [10 empty] | 2005-09-21 | YZ1 |  |  |  |  | ION
00978 | 00978 | ARSENIC, TOTAL RECOVERABLE IN WATER AS AS |  |  |  | 7440-38-2 |  | UG/L | [10 empty] | 1999-07-15 | MCG |  |  |  |  | MET
00979 | 00979 | COBALT,TOTAL RECOVERABLE IN WATER AS CO UG/L |  |  |  | 7440-48-4 |  | UG/L | [10 empty] | 2005-08-30 | YZ1 |  |  |  |  | MET
00980 | 00980 | IRON,TOTAL RECOVERABLE IN WATER AS FE UG/L |  |  |  | 7439-89-6 |  | UG/L | [10 empty] | 2005-08-30 | YZ1 |  |  |  |  | MET
00981 | 00981 | SELENIUM,TOTAL RECOVERABLE IN WATER AS SE UG/L |  |  |  | 7782-49-2 |  | UG/L | [10 empty] | 2005-08-30 | YZ1 |  |  |  |  | MET
00982 | 00982 | THALLIUM, TOTAL RECOVERABLE IN WATER AS TL UG/L |  |  |  | 7440-28-0 |  | UG/L | [10 empty] | 2005-08-30 | YZ1 |  |  |  |  | MET
00985 | 00985 | VANADIUM, TOTAL RECOVERABLE IN WATER AS V UG/L |  |  |  | 7440-62-2 |  | UG/L | [10 empty] | 2005-08-30 | YZ1 |  |  |  |  | MET
00992 | 00992 | SILICA (SIO2), WATER, TOTAL RECOVERABLE |  | SILICA WTR TOTREC UG/L | SILICA -R | 7631-86-9 |  | UG/L |  |  | UG/L | [7 empty] | 1999-07-27 | MCG |  |  |  |  | ION
00998 | 00998 | BERYLLIUM,TOTAL RECOVERABLE IN WATER AS BE UG/L |  |  |  | 7440-41-7 |  | UG/L | [10 empty] | 2005-08-30 | YZ1 |  |  |  |  | MET
00999 | 00999 | BORON,TOTAL RECOVERABLE IN WATYER AS B UG/L |  |  |  | 7440-42-8 |  | UG/L | [10 empty] | 2005-09-21 | YZ1 |  |  |  |  | MET
01000 | 01000 | ARSENIC, DISSOLVED (AS AS) |  | ARSENIC AS,DISS UG/L | ARSENIC, DISSOLVED -D | 7440-38-2 |  | UG/L |  | 10 |  |  | 10 | UG/L |  |  | 50 | UG/L | 2009-04-02 | WH3 | UG/L | 50 | UG/L |  | MET
01001 | 01001 | ARSENIC, SUSPENDED (AS AS) |  | ARSENIC AS,SUSP UG/L | ARSENIC, SUSPENDED -S | 7440-38-2 |  | UG/L |  | 10 |  |  | 10 | UG/L |  |  | 50 | UG/L | 2009-04-02 | WH3 | UG/L | 50 | UG/L |  | MET
01002 | 01002 | ARSENIC, TOTAL (AS AS) |  | ARSENIC AS,TOT UG/L | ARSENIC -T | 7440-38-2 | 1005 | UG/L |  | 10 | UG/L | DE | 10 | UG/L |  |  | 50 | UG/L | 2009-04-02 | WH3 | UG/L | 50 | UG/L | Y | MET
01005 | 01005 | BARIUM, DISSOLVED (AS BA) |  | BARIUM BA,DISS UG/L | BARIUM, DISSOLVED -D | 7440-39-3 |  | UG/L |  | 100 |  |  | 2000 | UG/L |  |  | 5000 | UG/L | 2001-08-20 | MCG | UG/L | 2000 | UG/L | Y | MET
01006 | 01006 | BARIUM, SUSPENDED (AS BA) |  | BARIUM BA,SUSP UG/L | BARIUM, SUSPENDED (UG/L AS BA) | 7440-39-3 |  | UG/L |  |  |  |  | 2000 | UG/L |  |  |  |  | 2001-08-20 | MCG |  | 2000 | UG/L |  | MET
01007 | 01007 | BARIUM, TOTAL (AS BA) |  | BARIUM BA,TOT UG/L | BARIUM -T | 7440-39-3 | 1010 | UG/L |  | 100 | UG/L | DE | 2000 | UG/L |  |  | 5000 | UG/L | 1999-02-08 | PJT | UG/L | 2000 | UG/L | Y | MET
01009 | 01009 | BARIUM, TOTAL RECOVERABLE IN WATER (AS BA) |  |  |  | 7440-39-3 |  | UG/L |  | 100 | UG/L |  | 2000 | UG/L |  |  | 5000 | UG/L | 2001-11-05 | MCG | UG/L | 2000 | UG/L |  | MET
01010 | 01010 | BERYLLIUM, DISSOLVED (AS BE) |  | BERYLIUMBE,DISS UG/L | BERYLLIUM, DISSOLVED -D | 7440-41-7 |  | UG/L |  | 0.5 |  |  | 4 | UG/L |  |  | 7 | UG/L | 2001-08-20 | MCG | UG/L | 4 | UG/L | Y | MET
01011 | 01011 | BERYLLIUM, SUSPENDED (UG/L AS BE) |  |  |  | 7440-41-7 |  | UG/L | [10 empty] | 2005-08-30 | YZ1 |  |  |  |  | MET
01012 | 01012 | BERYLLIUM, TOTAL (AS BE) |  | BERYLIUMBE,TOT UG/L | BERYLLIUM, TOTAL -T | 7440-41-7 | 1075 | UG/L |  | 0.5 | UG/L |  | 4 | UG/L |  |  | 7 | UG/L | 1999-02-08 | PJT | UG/L | 4 | UG/L | Y | MET
01015 | 01015 | BISMUTH, DISSOLVED (AS BI) |  | BISMUTH BI,DISS UG/L | BISMUTH, DISSOLVED -D | 7440-69-9 |  | UG/L |  |  | UG/L | [7 empty] | 1999-07-27 | MCG |  |  |  |  | MET
01020 | 01020 | BORON, DISSOLVED (AS B) |  | BORON B,DISS UG/L | BORON, DISSOLVED -D | 7440-42-8 |  | UG/L |  | 0.1 | UG/L | [7 empty] | 1999-02-08 | PJT | UG/L |  |  |  | MET
01021 | 01021 | BORON, SUSPENDED (UG/L AS B) |  |  |  | 7440-42-8 |  | UG/L | [10 empty] | 2005-09-21 | YZ1 |  |  |  |  | MET
01022 | 01022 | BORON, TOTAL (AS B) |  | BORON B,TOT UG/L | BORON -T | 7440-42-8 | 1079 | UG/L |  | 0.1 | UG/L | E | [6 empty] | 1999-02-08 | PJT | UG/L |  |  |  | MET
01025 | 01025 | CADMIUM, DISSOLVED (AS CD) |  | CADMIUM CD,DISS UG/L | CADMIUM, DISSOLVED -D | 7440-43-9 |  | UG/L |  | 1 |  |  | 5 | UG/L |  |  | 5 | UG/L | 2001-08-20 | MCG | UG/L | 5 | UG/L | Y | MET
01026 | 01026 | CADMIUM, SUSPENDED (AS CD) |  | CADMIUM CD, SUSP UG/L | CADMIUM, SUSPENDED (UG/L AS CD) | 7440-43-9 |  | UG/L |  |  |  |  | 5 | UG/L |  |  |  |  | 2001-08-20 | MCG |  | 5 | UG/L |  | MET
01027 | 01027 | CADMIUM, TOTAL (AS CD) |  | CADMIUM CD,TOT UG/L | CADMIUM -T | 7440-43-9 | 1015 | UG/L |  | 1 | UG/L | DE | 5 | UG/L |  |  | 5 | UG/L | 1999-02-08 | PJT | UG/L | 5 | UG/L | Y | MET
01030 | 01030 | CHROMIUM, DISSOLVED (AS CR) |  | CHROMIUMCR,DISS UG/L | CHROMIUM, DISSOLVED -D | 7440-47-3 |  | UG/L |  |  |  |  | 100 | UG/L |  |  |  |  | 2001-08-20 | MCG |  | 100 | UG/L | Y | MET
01031 | 01031 | CHROMIUM, SUSPEND (AS CR) |  | CHROMIUMCR, SUSP UG/L | CHROMIUM, SUSPENDED AS CR | 7440-47-3 |  | UG/L |  |  |  |  | 100 | UG/L |  |  |  |  | 2001-08-20 | MCG |  | 100 | UG/L |  | MET
01032 | 01032 | CHROMIUM, HEXAVALENT (AS CR) |  | CHROMIUMHEX-VAL UG/L | CHROMIUM, HEXAVALENT -T | 7440-47-3 | 1080 | UG/L |  | 0.01 |  |  | 100 | UG/L |  |  |  |  | 2001-08-13 | PJT | UG/L |  |  |  | MET
01033 | 01033 | CHROMIUM, TRI-VAL TOTAL |  |  |  | 16065-83-1 |  | UG/L | [10 empty] | 1999-10-13 | MCG |  |  |  |  | MET
01034 | 01034 | CHROMIUM, TOTAL (AS CR) |  | CHROMIUMCR,TOT UG/L | CHROMIUM -T | 7440-47-3 |  | UG/L |  | 10 | UG/L | DE | 100 | UG/L |  |  | 100 | UG/L | 1999-02-08 | PJT | UG/L | 100 | UG/L | Y | MET
01035 | 01035 | COBALT, DISSOLVED (AS CO) |  | COBALT CO,DISS UG/L | COBALT, DISSOLVED -D | 7440-48-4 |  | UG/L |  | 3 | UG/L | [5 empty] | 0.7 | UG/L | 1999-07-27 | MCG | UG/L |  |  |  | MET
01036 | 01036 | COBALT, SUSPENDED (AS CO) |  | COBALT, CO,SUSP UG/L | COBALR, SUSPENDED AS CO | 7440-48-4 |  | UG/L | [10 empty] | 1999-07-27 | MCG |  |  |  |  | MET
01037 | 01037 | COBALT, TOTAL (AS CO) |  | COBALT CO,TOTAL UG/L | COBALT, TOTAL -T | 7440-48-4 | 1081 | UG/L |  | 3 | UG/L | [5 empty] | 0.7 | UG/L | 1999-07-14 | MCG | UG/L |  |  |  | MET
01040 | 01040 | COPPER, DISSOLVED (AS CU) |  | COPPER CU,DISS UG/L | COPPER, DISSOLVED -D | 7440-50-8 |  | UG/L |  | 10 | UG/L |  | 1300 | UG/L | 1000 | UG/L | 1300 | UG/L | 2001-08-10 | MCG | UG/L |  |  |  | MET
01041 | 01041 | COPPER, SUSPENDED (AS CU) |  | COPPER CU, SUSP | COPPER, SUSPENDED | 7440-50-8 |  | UG/L |  |  |  |  | 1300 | UG/L | 1000 | UG/L |  |  | 2001-08-10 | MCG |  |  |  |  | MET
01042 | 01042 | COPPER, TOTAL (AS CU) |  | COPPER CU,TOT UG/L | COPPER -T | 7440-50-8 | 1022 | UG/L |  | 10 | UG/L | DE | 1300 | UG/L | 1000 | UG/L | 1300 | UG/L | 2001-08-09 | MCG | UG/L |  |  |  | MET
01044 | 01044 | IRON, SUSPENDED (AS FE) |  | IRON FE,SUSP UG/L | IRON, SUSPENDED | 7439-89-6 |  | UG/L | [6 empty] | 300 | UG/L |  |  | 1999-05-13 | PJT |  |  |  |  | MET
01045 | 01045 | IRON, TOTAL (AS FE) |  | IRON FE,TOT UG/L | IRON -T | 7439-89-6 | 1028 | UG/L |  | 0.1 | UG/L | DE |  |  | 300 | UG/L |  |  | 1999-02-08 | PJT | UG/L |  |  |  | MET
01046 | 01046 | IRON, DISSOLVED (AS FE) |  | IRON FE,DISS UG/L | IRON, DISSOLVED -D | 7439-89-6 | 1082 | UG/L |  | 0.1 | UG/L |  |  |  | 300 | UG/L |  |  | 1999-02-08 | PJT | UG/L |  |  |  | MET
01047 | 01047 | IRON, FERROUS (AS FE) |  | FERROUS IRON UG/L | IRON, FERROUS | 15438-31-0 |  | UG/L | [10 empty] | 1999-07-27 | MCG |  |  |  |  | MET
01049 | 01049 | LEAD, DISSOLVED (AS PB) |  | LEAD PB,DISS UG/L | LEAD, DISSOLVED -D | 7439-92-1 |  | UG/L |  | 10 |  |  | 15 | UG/L |  |  | 20 | UG/L | 2001-08-20 | MCG | UG/L | 50 | UG/L | Y | MET
01050 | 01050 | LEAD, SUSPENDED (AS PB) |  | LEAD PB,SUSP UG/L | LEAD, SUSPENDED -S | 7439-92-1 |  | UG/L |  | 10 |  |  | 15 | UG/L |  |  | 20 | UG/L | 2001-08-20 | MCG | UG/L | 50 | UG/L | Y | MET
01051 | 01051 | LEAD, TOTAL (AS PB) |  | LEAD PB,TOT UG/L | LEAD -T | 7439-92-1 | 1030 | UG/L |  | 10 | UG/L | DE | 15 | UG/L |  |  | 20 | UG/L | 2001-08-09 | MCG | UG/L | 50 | UG/L | Y | MET
01054 | 01054 | MANGANESE, SUSPENDED (AS MN) |  | MANGNESEMN, SUSP UG/L | MANGANESE, SUSPENDED | 7439-96-5 |  | UG/L | [6 empty] | 50 | UG/L |  |  | 1999-05-13 | PJT |  |  |  |  | MET
01055 | 01055 | MANGANESE, TOTAL (AS MN) |  | MANGNESE MN UG/L | MANGANESE -T | 7439-96-5 | 1032 | UG/L |  | 0.05 | UG/L | DE |  |  | 50 | UG/L |  |  | 1999-02-08 | PJT | UG/L |  |  |  | MET
01056 | 01056 | MANGANESE, DISSOLVED (AS MN) |  | MANGNESEMN,DISS UG/L | MANGANESE, DISSOLVED -D | 7439-96-5 |  | UG/L |  | 0.05 | UG/L |  |  |  | 50 | UG/L |  |  | 1999-02-08 | PJT | UG/L |  |  |  | MET
01057 | 01057 | THALLIUM, DISSOLVED (AS TL) |  | THALLIUMTL,DISS UG/L | THALLIUM, DISSOLVED -D | 7440-28-0 |  | UG/L |  | 0.005 |  |  | 2 | UG/L |  |  | 0.5 | UG/L | 2001-08-20 | MCG | UG/L | 2 | UG/L | Y | MET
01058 | 01058 | THALLIUM, SUSPENDED (UG/L AS TL) |  |  |  | 7440-28-0 |  | UG/L | [10 empty] | 2005-08-30 | YZ1 |  |  |  |  | MET
01059 | 01059 | THALLIUM, TOTAL (AS TL) |  | THALLIUMTL,TOTAL UG/L | THALLIUM, TOTAL -T | 7440-28-0 | 1085 | UG/L |  | 0.005 | UG/L |  | 2 | UG/L |  |  | 0.5 | UG/L | 1999-02-19 | PJT | UG/L | 2 | UG/L | Y | MET
01060 | 01060 | MOLYBDENUM, DISSOLVED (AS MO) |  | MOLY MO,DISS UG/L | MOLYBDENUM, DISSOLVED -D | 7439-98-7 |  | UG/L |  |  | UG/L | [7 empty] | 1999-07-13 | PJT |  |  |  |  | MET
01061 | 01061 | MOLYBDENUM, SUSPENDED (UG/L AS MO) |  |  |  | 7439-98-7 |  | UG/L | [10 empty] | 2007-08-27 | MCG |  |  |  |  | VOC
01062 | 01062 | MOLYBDENUM, TOTAL (AS MO) |  | MOLY MO,TOT UG/L | MOLYBDENUM, TOTAL -T | 7439-98-7 | 1084 | UG/L |  | 10 | UG/L | [5 empty] | 70 | UG/L | 1999-07-13 | PJT | UG/L |  |  |  | MET
01065 | 01065 | NICKEL, DISSOLVED (AS NI) |  | NICKEL NI,DISS UG/L | NICKEL, DISSOLVED -D | 7440-02-0 |  | UG/L |  | 50 | [6 empty] | 100 | UG/L | 2001-08-13 | PJT | UG/L |  |  | Y | MET
01066 | 01066 | NICKEL, SUSPENDED (AS NI) |  | NICKEL NI, SUSP | NICKEL, SUSPENDED | 7440-02-0 |  | UG/L | [10 empty] | 2001-08-13 | PJT |  |  |  |  | MET
01067 | 01067 | NICKEL, TOTAL (AS NI) |  | NICKEL NI,TOTAL UG/L | NICKEL, TOTAL -T | 7440-02-0 | 1036 | UG/L |  | 50 | UG/L | [5 empty] | 100 | UG/L | 2000-11-13 | MCG | UG/L | 100 | UG/L | Y | MET
01074 | 01074 | NICKEL,TOTAL RECOVERABLE IN WATER AS NI UG/L |  |  |  | 7440-02-0 |  | UG/L | [10 empty] | 2005-08-30 | YZ1 |  |  |  |  | MET
01075 | 01075 | SILVER, DISSOLVED (AS AG) |  | SILVER AG,DISS UG/L | SILVER, DISSOLVED -D | 7440-22-4 |  | UG/L |  | 1 | UG/L |  |  |  | 100 | UG/L | 50 | UG/L | 1999-02-08 | PJT | UG/L |  |  |  | MET
01076 | 01076 | SILVER, SUSPENDED (AS AG) |  | SILVER AG, SUSP UG/L | SILVER, SUSPENDED | 7440-22-4 |  | UG/L | [6 empty] | 100 | UG/L |  |  | 1999-05-13 | PJT |  |  |  |  | MET
01077 | 01077 | SILVER, TOTAL (AS AG) |  | SILVER AG,TOT UG/L | SILVER -T | 7440-22-4 | 1050 | UG/L |  | 1 | UG/L | DE |  |  | 100 | UG/L | 50 | UG/L | 1999-02-08 | PJT | UG/L |  |  |  | MET
01079 | 01079 | SILVER,TOTAL RECOVERABLE IN WATER AS AG UG/L |  |  |  | 7440-22-4 |  | UG/L | [10 empty] | 2005-02-23 | YZ1 |  |  |  |  | MET
01080 | 01080 | STRONTIUM, DISSOLVED (AS SR) |  | STRONTUMSR,DISS UG/L | STRONTIUM, DISSOLVED -D | 7440-24-6 |  | UG/L |  | 1 | UG/L | [7 empty] | 1999-03-08 | PJT | UG/L |  |  |  | MET
01081 | 01081 | STRONTIUM, SUSPENDED (UG/L AS SR) |  |  |  | 7440-24-6 |  | UG/L | [10 empty] | 2012-10-31 | MCG |  |  |  |  | MET
01082 | 01082 | STRONTIUM, TOTAL (AS SR) |  | STRONTUMSR,TOT UG/L | STRONTIUM, TOTAL -T | 7440-24-6 | 1051 | UG/L |  | 1 | UG/L | [7 empty] | 1999-03-08 | PJT | UG/L |  |  |  | MET
01085 | 01085 | VANADIUM, DISSOLVED (AS V) |  | VANADIUM V,DISS UG/L | VANADIUM, DISSOLVED -D | 7440-62-2 |  | UG/L |  | 10 | UG/L | [5 empty] | 7 | UG/L | 1999-07-14 | MCG | UG/L |  |  |  | MET
01086 | 01086 | VANADIUM, SUSPENDED (UG/L AS V) |  |  |  | 7440-62-2 |  | UG/L | [10 empty] | 2005-08-30 | YZ1 |  |  |  |  | MET
01087 | 01087 | VANADIUM, TOTAL (AS V) |  | VANADIUMV,TOT UG/L | VANADIUM, TOTAL -T | 7440-62-2 | 1088 | UG/L |  | 10 | UG/L | [5 empty] | 7 | UG/L | 1999-07-14 | MCG | UG/L |  |  |  | MET
01090 | 01090 | ZINC, DISSOLVED (AS ZN) |  | ZINC ZN,DISS UG/L | ZINC, DISSOLVED -D | 7440-66-6 |  | UG/L |  | 50 | UG/L |  |  |  | 5000 | UG/L | 5000 | UG/L | 2001-08-20 | CC4 | UG/L |  |  |  | MET
01091 | 01091 | ZINC, SUSPENDED (AS ZN) |  | ZINC ZN,SUSP UG/L | ZINC, SUSPENDED | 7440-66-6 |  | UG/L | [6 empty] | 5000 | UG/L |  |  | 2001-08-20 | CC4 |  |  |  |  | MET
01092 | 01092 | ZINC, TOTAL (AS ZN) |  | ZINC ZN,TOT UG/L | ZINC -T | 7440-66-6 | 1095 | UG/L |  | 50 | UG/L | DE |  |  | 5000 | UG/L | 5000 | UG/L | 2001-08-20 | CC4 | UG/L |  |  |  | MET
01094 | 01094 | ZINC,TOTAL RECOVERABLE IN WATER AS ZN UG/L |  |  |  | 7440-66-6 |  | UG/L | [10 empty] | 2005-08-30 | YZ1 |  |  |  |  | MET
01095 | 01095 | ANTIMONY, DISSOLVED (AS SB) |  | ANTIMONYSB,DISS UG/L | ANTIMONY, DISSOLVED -D | 7440-36-0 |  | UG/L |  | 5 | UG/L |  | 6 | UG/L |  |  | 3 | UG/L | 2001-08-20 | MCG | UG/L | 6 | UG/L | Y | MET
01096 | 01096 | ANTIMONY, SUSPENDED (AS SB) |  | ANTIMONYSB,SUSP UG/L | ANTIMONY, SUSPENDED -S | 7440-36-0 |  | UG/L |  | 5 | UG/L |  | 6 | UG/L |  |  | 3 | UG/L | 2007-03-16 | DCG | UG/L | 6 | UG/L | Y | MET
01097 | 01097 | ANTIMONY, TOTAL (AS SB) |  | ANTIMONYSB,TOT UG/L | ANTIMONY, TOTAL -T | 7440-36-0 | 1074 | UG/L |  | 5 | UG/L |  | 6 | UG/L |  |  | 3 | UG/L | 1999-02-19 | PJT | UG/L | 6 | UG/L | Y | MET
01100 | 01100 | TIN, DISSOLVED (AS SN) |  | TIN SN,DISS UG/L | TIN, DISSOLVED -D | 7440-31-5 |  | UG/L |  | 5 | UG/L | [7 empty] | 1999-07-14 | MCG | UG/L |  |  |  | MET
01101 | 01101 | TIN, SUSPENDED (UG/L AS SN) |  |  |  | 7440-31-5 |  | UG/L | [10 empty] | 2012-10-31 | MCG |  |  |  |  | MET
01102 | 01102 | TIN, TOTAL (AS SN) |  | TIN SN,TOT UG/L | TIN, TOTAL -T | 7440-31-5 | 1086 | UG/L |  | 5 | UG/L | [7 empty] | 1999-07-14 | MCG | UG/L |  |  |  | MET
01104 | 01104 | ALUMINUM, TOTAL RECOVERABLE IN WATER AS AL |  |  |  | 7429-90-5 |  | UG/L | [10 empty] | 1999-07-15 | MCG |  |  |  |  | MET
01105 | 01105 | ALUMINUM, TOTAL (AS AL) |  | ALUMINUM AL,TOT UG/L | ALUMINUM -N | 7429-90-5 | 1002 | UG/L |  | 500 | UG/L | D |  |  | 50 | UG/L | 73 | UG/L | 1999-07-26 | PJT | UG/L |  |  |  | MET
01106 | 01106 | ALUMINUM, DISSOLVED (AS AL) |  | ALUMINUM AL,DISS UG/L | ALUMINUM, DISSOLVED -N | 7429-90-5 |  | UG/L |  | 0.5 | UG/L |  |  |  | 50 | UG/L |  |  | 1999-07-26 | PJT | UG/L |  |  |  | MET
01107 | 01107 | ALUMINUM, SUSPENDED (UG/L AS AL) |  |  |  | 7429-90-5 |  | UG/L | [10 empty] | 2007-08-27 | MCG |  |  |  |  | MET
01112 | 01112 | CERIUM, TOTAL (AS CE) |  | CERIUM, TOTAL | CERIUM, TOTAL | 7440-45-1 |  | UG/L | [10 empty] | 1999-07-27 | MCG |  |  |  |  | VOC
01113 | 01113 | CADMIUM, TOTAL RECOVERABLE IN WATER (AS CD) |  |  |  | 7440-43-9 |  | UG/L |  | 1 | UG/L |  | 5 | UG/L |  |  | 5 | UG/L | 2001-11-05 | MCG | UG/L | 5 | UG/L |  | MET
01114 | 01114 | LEAD, TOTAL RECOVERABLE IN WATER (AS PB) |  |  |  | 7439-92-1 |  | UG/L |  | 10 | UG/L |  | 15 | UG/L |  |  | 20 | UG/L | 2001-11-05 | MCG | UG/L | 50 | UG/L |  | MET
01118 | 01118 | CHROMIUM, TOTAL RECOVERABLE IN WATER (AS CR) |  |  |  | 7440-47-3 |  | UG/L |  | 10 | UG/L |  | 100 | UG/L |  |  | 100 | UG/L | 2001-11-05 | MCG | UG/L | 100 | UG/L |  | MET
01119 | 01119 | COPPER,TOTAL RECOVERABLE IN WATER AS CU UG/L |  |  |  | 7440-50-8 |  | UG/L | [10 empty] | 2005-08-30 | YZ1 |  |  |  |  | MET
01120 | 01120 | GALLIUM, DISSOLVED (AS GA) |  | GALLIUM GA,DISS UG/L | GALLIUM, DISSOLVED -D | 7440-55-3 |  | UG/L |  |  | UG/L | [7 empty] | 1999-07-27 | MCG |  |  |  |  | MET
01123 | 01123 | MANGANESE, TOTAL RECOVERABLE IN WATER (AS MN) |  |  |  | 7439-96-5 |  | UG/L |  | 0.05 | UG/L |  |  |  | 50 | UG/L |  |  | 2001-11-05 | MCG | UG/L |  |  |  | MET
01125 | 01125 | GERMANIUM, DISSOLVED (AS GE) |  | GERMANUMGE,DISS UG/L | GERMANIUM, DISSOLVED -D | 7440-56-4 |  | UG/L |  |  | UG/L | [7 empty] | 1999-07-27 | MCG |  |  |  |  | MET
01129 | 01129 | MOLYBDENUM,TOTAL RECOVERABLE IN WATER AS MB UG/L |  |  |  | 7439-98-7 |  | UG/L | [10 empty] | 2007-08-27 | MCG |  |  |  |  | VOC
01130 | 01130 | LITHIUM, DISSOLVED (AS LI) |  | LITHIUM LI,DISS UG/L | LITHIUM, DISSOLVED -D | 7439-93-2 |  | UG/L |  | 0.1 | UG/L | [7 empty] | 1999-07-27 | MCG | UG/L |  |  |  | MET
01131 | 01131 | LITHIUM, SUSPENDED (UG/L AS LI) |  |  |  | 7439-93-2 |  | UG/L | [10 empty] | 2012-10-31 | MCG |  |  |  |  | MET
01132 | 01132 | LITHIUM, TOTAL (AS LI) |  | LITHIUM LI,TOT UG/L | LITHIUM, TOTAL -T | 7439-93-2 | 1083 | UG/L |  | 0.1 | UG/L | [7 empty] | 1999-07-27 | MCG | UG/L |  |  |  | MET
01140 | 01140 | SILICON, DISSOLVED |  |  |  | 7440-21-3 |  | UG/L | [10 empty] | 2002-09-05 | MCG |  |  |  |  | ION
01142 | 01142 | SILICON, TOTAL |  |  |  | 7440-21-3 |  | UG/L | [10 empty] | 1999-08-17 | MCG |  |  |  |  | ION
01145 | 01145 | SELENIUM, DISSOLVED (AS SE) |  | SELENIUMSE,DISS UG/L | SELENIUM, DISSOLVED -D | 7782-49-2 |  | UG/L |  | 5 |  |  | 50 | UG/L |  |  | 45 | UG/L | 2001-08-20 | MCG | UG/L | 50 | UG/L | Y | MET
01146 | 01146 | SELENIUM, SUSPENDED (AS SE) |  | SELENIUMSE,SUSP UG/L | SELENIUM, SUSPENDED | 7782-49-2 |  | UG/L |  |  |  |  | 50 | UG/L |  |  |  |  | 2001-08-20 | MCG |  | 50 | UG/L |  | MET
01147 | 01147 | SELENIUM, TOTAL (AS SE) |  | SELENIUMSE,TOT UG/L | SELENIUM -T | 7782-49-2 | 1045 | UG/L |  | 5 | UG/L | DE | 50 | UG/L |  |  | 45 | UG/L | 1999-02-08 | PJT | UG/L | 50 | UG/L | Y | MET
01150 | 01150 | TITANIUM, DISSOLVED (AS TI) |  | TITANIUMTI,DISS UG/L | TITANIUM, DISSOLVED -D | 7440-32-6 |  | UG/L |  |  | UG/L | [7 empty] | 1999-07-26 | PJT |  |  |  |  | MET
01151 | 01151 | TITANIUM, SUSPENDED (UG/L AS TI) |  |  |  | 7440-32-6 |  | UG/L |  |  | UG/L | [7 empty] | 2015-07-21 | MCG | UG/L |  |  |  | MET
01152 | 01152 | TITANIUM, TOTAL |  |  |  | 7440-32-6 |  | UG/L | [10 empty] | 1999-04-22 | MCG |  |  |  |  | MET
01160 | 01160 | ZIRCONIUM, DISSOLVED (AS ZR) |  | ZIRCONUMZR,DISS UG/L | ZIRCONIUM, DISSOLVED -D | 7440-67-7 |  | UG/L |  |  | UG/L | [7 empty] | 1999-07-15 | MCG |  |  |  |  | MET
01162 | 01162 | ZIRCONIUM, TOTAL (AS ZR) |  |  |  | 7440-67-7 |  | UG/L | [10 empty] | 1999-07-15 | MCG |  |  |  |  | MET
01220 | 01220 | CHROMIUM, HEXAVALENT, DISSOLVED (AS CR) |  |  |  | 18540-29-9 |  | UG/L | [10 empty] | 2002-02-20 | PJT |  |  |  |  | MET
01241 | 01241 | OSMIUM, TOTAL |  |  |  | 7440-04-2 |  | UG/L | [10 empty] | 2012-11-01 | MCG |  |  |  |  | MET
01268 | 01268 | ANTIMONY (SB), WATER, TOTAL RECOVERABLE |  |  |  | 7440-36-0 |  | UG/L | [10 empty] | 1999-07-15 | MCG |  |  |  |  | MET
01272 | 01272 | ZIRCONIUM (ZR), WATER, TOTAL RECOVERABLE |  |  |  | 7440-67-7 |  | UG/L | [10 empty] | 1999-07-15 | MCG |  |  |  |  | MET
01291 | 01291 | CYANIDE, FILTERABLE, TOTAL IN WATER UG/L |  |  |  | 57-12-5 |  | UG/L | [10 empty] | 2006-02-22 | YZ1 |  |  |  |  | ION
01304 | 01304 | SILVER,POTENTIALLY DISSOLVED WATER |  | SILVER PTLYDISSWTR MG/L | SILVER, POTENTIALLY DISSOLVED -D | 7440-22-4 |  | MG/L |  |  | MG/L |  |  |  | 0.1 | MG/L |  |  | 2001-08-20 | CC4 |  |  |  |  | MET
01312 | 01312 | BERYLLIUM, POTENTIALLY, DISSOLVED, WATER MG/L |  |  |  | 7440-41-7 |  | MG/L | [10 empty] | 2005-11-09 | YZ1 |  |  |  |  | MET
01314 | 01314 | CHROMIUM, TRIVALENT, POTENTIALLY DISSOLVED, WATER |  |  |  | 16065-83-1 |  | MG/L | [10 empty] | 1999-07-14 | MCG |  |  |  |  | MET
01350 | 01350 | TURBIDITY (SEVERITY) |  |  | TURBIDITY (SEVERITY) -T | D032 |  | NTU |  |  |  |  | 1 | NTU |  |  |  |  | 1999-05-13 | PJT |  | 1 | NTU |  | OTH
01351 | 01351 | FLOW, STRM,1DRY,2LOW,3NORM,4FLOOD,5ABOVE NORM,CODE |  | STREAM FLOW SEVERITY |  |  |  | NO UNITS | [10 empty] | 2006-02-24 13:19 | YZ1 |  |  |  |  | FLOW
01501 | 01501 | ALPHA, TOTAL |  | ALPHA TOTAL | ALPHA, TOTAL | 12587-46-1 |  | PCI/L |  |  |  |  | 15 | PCI/L |  |  |  |  | 1999-07-27 | MCG |  | 15 | PCI/L |  | RAD
01502 | 01502 | ALPHA, TOTAL, COUNTING ERROR |  |  |  | 12587-46-1 |  | PCI/L | [10 empty] | 2004-11-09 | YZ1 |  |  |  |  | RAD
01515 | 01515 | ALPHA, DISSOLVED GROSS, AS URANIUM-NATURAL |  | ALPHA-D AS U-NAT PC/L | GROSS ALPHA, DISSOLVED -D | 12587-46-1 |  | PCI/L |  |  |  |  | 15 | PCI/L |  |  |  |  | 2001-08-14 | MCG |  |  |  |  | RAD
01516 | 01516 | ALPHA, SUSPEND GROSS, AS URANIUM NATURAL |  | ALPHA-S AS U-NAT PC/L | ALPHA, SUSPEND GROSS, AS UNANIUM NATURAL | 12587-46-1 |  | PCI/L |  |  |  |  | 15 | PCI/L |  |  |  |  | 2001-08-14 | MCG |  |  |  |  | RAD
01519 | 01519 | RADIATION, GROSS ALPHA, WHOLE WATER |  | RADIATION, GROSS ALPHA | RADIATION, GROSS ALPHA |  |  | PCI/L | [10 empty] | 1997-10-03 | CC4 |  |  |  |  | RAD
03501 | 03501 | BETA, TOTAL |  | BETA TOTAL PC/L | BETA, TOTAL PC/L | 12587-47-2 |  | PCI/L | [10 empty] | 1999-07-27 | MCG |  |  |  |  | RAD
03502 | 03502 | BETA, TOTAL, COUNTING ERROR |  |  |  | 12587-47-2 |  | PCI/L | [10 empty] | 2004-11-09 | YZ1 |  |  |  |  | RAD
03515 | 03515 | BETA, DISSOLVED GROSS, AS CS-137 |  | BETA-D AS CS137 PC/L | GROSS BETA, DISSOLVED -D | 12587-47-2 |  | PCI/L |  |  | PCI/L | [7 empty] | 1999-07-27 | MCG |  |  |  |  | RAD
03516 | 03516 | BETA, SUSPENDED GROSS, AS CS-137 |  | BETA-S AS CS137 PC/L | GROSS BETA, SUSPENDED -S | 12587-47-2 |  | PCI/L |  |  | PCI/L | [7 empty] | 1999-07-27 | MCG |  |  |  |  | RAD
03581 | 03581 | SURFACTANTS, WATER, TOTAL |  |  | SURFACTANTS -T | D040 |  | MG/L |  |  | MG/L | [7 empty] | 1995-11-17 | DBM |  |  |  |  | OTH
03589 | 03589 | FLUOROPHENOL, 2-, WATER, TOTAL |  |  |  | 367-12-4 |  | UG/L | [10 empty] | 2000-03-14 | MCG |  |  |  |  | VOC
03716 | 03716 | BROMIDE (BR), LIQUID FRACTION, ELUTRIATE MG/L |  |  |  | 24959-67-9 |  | MG/L | [10 empty] | 2004-06-15 | YZ1 |  |  |  |  | ION
03779 | 03779 | METHANEARSONIC ACID,(BUENO),TOTAL,WATER |  |  | MAA -T | 124-58-3 |  | UG/L | [10 empty] | 1999-07-27 | MCG |  |  |  |  | PEST
03781 | 03781 | CYPERMETHRIN(CYMBUSH),TOTAL,WATER |  |  | CYPERMETHRIN -T | 52315-07-8 |  | UG/L |  | 5 | UG/L | [7 empty] | 1999-07-27 | MCG | UG/L |  |  |  | OTH
03783 | 03783 | PROPICONAZOLE (I) (TILT),TOTAL,WATER |  |  | PROPICONAZOLE -T | 60207-90-1 |  | UG/L |  | 10 | UG/L | [7 empty] | 1999-07-27 | MCG | UG/L |  |  |  | PEST
03784 | 03784 | TOTAL HEXACHLORODIBENZO-P-DIOXIN (HXCDD) WATER |  |  |  | 34465-46-8 |  | UG/L | [10 empty] | 2012-12-24 | MCG |  |  |  |  | VOC
03864 | 03864 | DICHLOROETHENE,1,2-TRANS & CIS TOTAL WATER |  |  |  | 25323-30-2 |  | UG/L | [10 empty] | 2001-08-21 | MCG | UG/L |  |  |  | VOC
04085 | 04085 | DICHLOROBENZENES, 1,2+1,4-, WATER, TOT REC |  | DICHLOROBENZENES, 1,2+1,4- | DICHLOROBENZENES, 1,2+1,4- | 25321-22-6 |  | UG/L | [10 empty] | 2015-02-12 | MCG |  |  |  |  | VOC
04092 | 04092 | TRICLOPYR, TOTAL RECOVERABLE |  |  |  | 55335-0-63 |  | UG/L | [10 empty] | 2008-11-13 | MCG | UG/L |  |  |  | PEST
04093 | 04093 | DCBA, 3, 5-, TOTAL RECOVERABLE, WATER |  |  | 3,5-DICHLOROBENZOIC ACID -R | 51-36-5 |  | UG/L |  |  | UG/L | [7 empty] | 1999-07-27 | MCG |  |  |  |  | OTH
04099 | 04099 | METHYL PARAOXON, TOTAL RECOVERABLE, WATER |  |  |  | 950-35-6 |  | UG/L | [10 empty] | 2002-06-26 | MCG |  |  |  |  | PEST
04100 | 04100 | FLURIDONE, TOTAL RECOVERABLE, WATER |  |  | FLURIDONE |  |  | UG/L |  | 10 | [8 empty] | 1995-11-28 | DBM | UG/L |  |  |  | PEST
04101 | 04101 | FENARIMOL, TOTAL RECOVERABLE, WATER |  |  | FENARIMOL -R | 60168-88-9 |  | UG/L |  |  | UG/L | [7 empty] | 1999-07-27 | MCG |  |  |  |  | OTH
04124 | 04124 | TRITIUM, TOTAL, WATER |  |  |  | 10028-17-8 |  | PCI/L | [10 empty] | 2009-03-25 | MCG |  |  |  |  | RAD
04126 | 04126 | ALPHA, DISSOLVED, WATER (AS TH-230) |  |  | ALPHA, DISSOLVED, AS TH-230 -D | 12587-46-1 |  | PCI/L |  |  |  |  | 15 | PCI/L |  |  |  |  | 2001-08-14 | MCG |  |  |  |  | OTH
04184 | 04184 | TRIALLATE, TOTAL, WATER |  |  |  | 2303-17-5 |  | UG/L | [10 empty] | 2013-07-15 | MCG |  |  |  |  | PEST
04208 | 04208 | ANIONS, SUM TOTAL | [5 empty] | MEQ/L | [10 empty] | 2009-12-01 | SV1 |  |  |  |  | PHY
04226 | 04226 | CATIONS, SUM, TOTAL | [5 empty] | MEQ/L | [10 empty] | 2009-12-01 | SV1 |  |  |  |  | PHY
04227 | 04227 | ANIONS, SUM, TOTAL | [5 empty] | MEQ/L | [10 empty] | 2009-12-01 | SV1 |  |  |  |  | PHY
04254 | 04254 | METALAXYL, TOTAL, WATER |  | METALXYTOTAL WTR UG/L | METALAXYL -T | 57837-19-1 |  | UG/L |  | 5 | UG/L | [7 empty] | 1999-07-27 | MCG | UG/L |  |  |  | OTH
04255 | 04255 | BICARBONATE ALKALINITY(CAC03),DISSOLVED,WATER MG/L |  |  |  | 471-34-1 |  | MG/L | [10 empty] | 2005-02-04 | YZ1 |  |  |  |  | ION
04256 | 04256 | CARBONATE ALKALINITY(CACO3),DISSOLVED,WATER MG/L |  |  |  | 471-34-1 |  | MG/L | [10 empty] | 2005-01-18 | YZ1 |  |  |  |  | ION
04257 | 04257 | ALDICARB SULFONE, TOTAL, WATER |  | ALDICARB SULFONE, TOTAL | ALDICARB SULFONE, TOTAL | 1646-88-4 |  | UG/L | [10 empty] | 2000-09-07 | MCG |  |  |  |  | PEST
04258 | 04258 | HYDROXYCARBOFURAN, 3-, TOTAL, WATER |  | HYDROXYCARBOFURAN, 3-, TOTAL | HYDROXYCARBOFURAN, 3-, TOTAL | 16655-82-6 |  | UG/L | [10 empty] | 1999-07-27 | MCG |  |  |  |  | PEST
04260 | 04260 | ALDICARB SULFOXIDE, TOTAL, WATER |  | ALDICARB SULFOXIDE, TOTAL | ALDICARB SULFOXIDE, TOTAL | 1646-87-3 |  | UG/L | [10 empty] | 2000-09-07 | MCG |  |  |  |  | PEST
04297 | 04297 | METSULFURON, TOTAL WATER |  | METSULFURON-METHYL | METSULFURON-METHYL (FRAGMENT) -T | 74223-64-6 |  | UG/L | [10 empty] | 1999-07-27 | MCG |  |  |  |  | PEST
04310 | 04310 | DICROTOPHOS, TOTAL, WATER |  |  |  | 141-66-2 |  | UG/L |  | 10 | [8 empty] | 2009-03-12 | MCG | UG/L |  |  |  | PEST
04443 | 04443 | DIQUAT, WATER TOTAL |  |  | DIQUAT -T | 85-00-7 |  | UG/L |  |  | UG/L |  | 20 | UG/L |  |  |  |  | 1999-07-27 | MCG |  | 20 | UG/L |  | PEST
07000 | 07000 | TRITIUM (1H3),TOTAL (PICOCURIES/LITER) |  |  | TRITIUM (1H3), TOTAL -T | 10028-17-8 |  | PCI/L |  |  | PCI/L |  | 20000 | PCI/L |  |  |  |  | 1999-07-27 | MCG |  | 20000 | PCI/L |  | RAD
07005 | 07005 | TRITIUM, DISSOLVED |  |  |  | 10028-17-8 |  | PCI/L | [10 empty] | 2009-03-25 | MCG |  |  |  |  | RAD
07064 | 07064 | IRON 59, TOTAL |  |  |  | 14596-12-4 |  | PCI/L |  |  | PCI/L | [7 empty] | 1999-09-08 | MCG |  |  |  |  | RAD
09501 | 09501 | RADIUM 226, TOTAL (RA-226) |  | RA-226 TOTAL PC/L | RADIUM - 226 -T | 13982-63-3 | 4020 | PCI/L |  |  |  |  | 15 | PCI/L |  |  |  |  | 2001-08-14 | MCG |  |  |  |  | RAD
09503 | 09503 | RADIUM 226, DISSOLVED |  | RA-226 DISSOLVED PC/L | RADIUM 226, DISSOLVED | 13982-63-3 |  | PCI/L |  |  |  |  | 15 | PCI/L |  |  |  |  | 2001-08-14 | MCG |  |  |  |  | RAD
09510 | 09510 | RADIUM 226, DISSOLVED, PLANCHET COUNT |  | RA-226-DPLCHT CT PC/L | RADIUM 226, DISSOLVED, PLANCHET COUNT | 13982-63-3 |  | PCI/L |  |  |  |  | 15 | PCI/L |  |  |  |  | 2001-08-14 | MCG |  |  |  |  | RAD
09511 | 09511 | RADIUM 226, DISSOLVED, RADON METHOD |  | RA-226-DRADON MT PC/L | RADIUM 226 -D | 13982-63-3 |  | PCI/L |  |  |  |  | 15 | PCI/L |  |  |  |  | 2001-08-14 | MCG |  |  |  |  | RAD
11500 | 11500 | RADIUM 226 + RADIUM 228, DISSOLVED | [5 empty] | PCI/L |  |  |  |  | 5 | PCI/L |  |  |  |  | 2001-08-20 | MCG |  | 5 | PCI/L |  | RAD
11501 | 11501 | RADIUM-228, TOTAL (RA-228) |  |  | RA-228 -T | 15262-20-1 |  | PCI/L |  |  | PCI/L | [7 empty] | 1999-07-27 | MCG |  |  |  |  | RAD
11503 | 11503 | RADIUM 226 + RADIUM 228, TOTAL | [5 empty] | PCI/L |  |  |  |  | 5 | PCI/L |  |  |  |  | 1999-05-26 | MCG |  | 5 | PCI/L |  | RAD
11504 | 11504 | RADIUM 226 + RADIUM 228,TOTAL,COUNTING ERROR PC/L |  |  |  | 7440-14-4 |  | PC/L | [10 empty] | 2006-02-22 | YZ1 |  |  |  |  | RAD
13501 | 13501 | STRONTIUM 90, TOTAL |  |  |  | 10098-97-2 |  | PCI/L | [10 empty] | 2009-03-25 | MCG |  |  |  |  | RAD
13503 | 13503 | STRONTIUM 90, DISSOLVED |  |  |  | 10098-97-2 |  | PCI/L | [10 empty] | 2009-03-25 | MCG |  |  |  |  | RAD
15501 | 15501 | STRONTIUM 89, TOTAL |  |  |  | 14158-27-1 |  | PCI/L | [10 empty] | 2009-03-25 | MCG |  |  |  |  | RAD
15503 | 15503 | STRONTIUM 89, DISSOLVED |  |  |  | 14158-27-1 |  | PCI/L | [10 empty] | 2009-03-25 | MCG |  |  |  |  | RAD
17501 | 17501 | LEAD-210 (PB-210) |  |  |  | 14255-04-0 |  | PCI/L | [10 empty] | 2010-06-14 | MCG |  |  |  |  | RAD
17503 | 17503 | LEAD 210, DISSOLVED |  | PB-210 DISOLVED PC/L | LEAD 210 DISSOLVED PC/L | 14255-04-0 |  | PCI/L | [10 empty] | 1999-07-27 | MCG |  |  |  |  | RAD
17517 | 17517 | LEAD 212, TOTAL (PB-212) |  |  |  | 15092-94-1 |  | PCI/L | [10 empty] | 2010-06-09 | MCG |  |  |  |  | RAD
17519 | 17519 | LEAD 214, TOTAL (PB-214) |  |  |  | 15067-28-4 |  | PCI/L |  |  | PCI/L | [7 empty] | 2010-06-09 | MCG |  |  |  |  | RAD
20501 | 20501 | RADIUM 223, TOTAL (RA-223) |  |  |  | 15623-45-7 |  | PCI/L | [10 empty] | 2010-06-09 | MCG |  |  |  |  | RAD
21501 | 21501 | PROTACTINIUM 231, TOTAL (PA-231) |  |  |  | 14331-85-2 |  | PCI/L | [10 empty] | 2010-06-10 | MCG |  |  |  |  | RAD
21510 | 21510 | PROTACTINIUM 234, METASTABLE, TOTAL (PA-234M) |  |  |  | 15100-28-4 |  | PCI/L | [10 empty] | 2010-06-10 | MCG |  |  |  |  | RAD
22383 | 22383 | BISMUTH 214, TOTAL (BI-214) |  |  |  | 14733-03-0 |  | PCI/L |  |  | PCI/L | [7 empty] | 2010-05-20 | MCG |  |  |  |  | RAD
22416 | 22416 | SETHOXYDIM (POAST), DISSOLVED, WATER |  | SETHXYDM DISS WTR UG/L | SETHOXYDIM (FRAGMENT) -D | 74051-80-2 |  | UG/L |  | 10 | UG/L | [5 empty] | 140 | UG/L | 1999-07-27 | MCG | UG/L |  |  |  | PEST
22501 | 22501 | THORIUM 232, TOTAL (TH-232) |  |  | TH-232 |  |  | PCI/L | [10 empty] | 1995-10-12 | DBM |  |  |  |  | RAD
22505 | 22505 | THORIUM 228, TOTAL (TH-228) |  |  | TH-228 | 7440-29-1 |  | PCI/L | [10 empty] | 2010-06-09 | MCG |  |  |  |  | RAD
22509 | 22509 | THORIUM 227, TOTAL (TH-227) |  |  |  | 15623-47-9 |  | PCI/L | [10 empty] | 2015-01-22 | MCG |  |  |  |  | RAD
22601 | 22601 | URANIUM 238, TOTAL |  | U-238 TOTAL PC/L | URANIUM - 238 -T | 7440-61-1 | 4009 | PCI/L |  |  | PCI/L | [7 empty] | 1999-07-27 | MCG |  |  |  |  | RAD
22603 | 22603 | URANIUM 238, DISSOLVED |  |  | URANIUM 238, DISSOLVED -D | 7440-61-1 |  | PCI/L |  |  | PCI/L | [7 empty] | 1999-07-27 | MCG |  |  |  |  | OTH
22606 | 22606 | URANIUM 234, TOTAL |  | U-234 TOTAL PCI/L | URANIUM - 234 -T | 13966-29-5 | 4007 | PCI/L |  |  | PCI/L | [7 empty] | 1999-07-27 | MCG |  |  |  |  | RAD
22610 | 22610 | URANIUM 234, DISSOLVED |  |  | URANIUM 234, DISSOLVED -D | 13966-29-5 |  | PCI/L |  |  | PCI/L | [7 empty] | 1999-07-27 | MCG |  |  |  |  | OTH
22620 | 22620 | URANIUM 235, DISSOLVED (U-235) |  |  | URANIUM 235, DISSOLVED -D | 15117-96-1 |  | PCI/L |  |  | PCI/L | [7 empty] | 1999-07-28 | MCG |  |  |  |  | OTH
22622 | 22622 | URANIUM 235, TOTAL |  |  |  | 15117-96-1 |  | PCI/L | [10 empty] | 2010-01-26 | MCG |  |  |  |  | RAD
22623 | 22623 | URANIUM, WATER, DISSOLVED, COUNTING ERROR |  |  |  | 7440-61-1 |  | UG/L | [10 empty] | 2007-08-27 | MCG |  |  |  |  | VOC
22624 | 22624 | URANIUM, WHOLE WATER, COUNTING ERROR |  |  |  | 7440-61-1 |  | UG/L | [10 empty] | 2007-08-27 | MCG |  |  |  |  | VOC
22703 | 22703 | URANIUM, NATURAL, DISSOLVED |  | U-NAT DISOLVED UG/L | URANIUM, NATURAL -D | 7440-61-1 |  | UG/L |  |  | UG/L | [7 empty] | 1999-07-28 | MCG |  |  |  |  | RAD
22706 | 22706 | URANIUM, TOTAL (AS U308) |  | URANIUM AS U308 TOT UG/L | URANIUM, TOTAL UG/L AS U308 | 7440-61-1 |  | UG/L | [10 empty] | 1999-07-28 | MCG |  |  |  |  | MET
24501 | 24501 | RADIUM 224, TOTAL (RA-224) |  |  |  | 13233-32-4 |  | PCI/L | [10 empty] | 2010-06-09 | MCG |  |  |  |  | RAD
26501 | 26501 | THORIUM 230, TOTAL |  |  | TH-230 |  |  | PCI/L | [10 empty] | 1995-10-12 | DBM |  |  |  |  | RAD
26503 | 26503 | THORIUM 230, DISSOLVED |  | TH-230 DISOLVED PC/L | THORIUM, 230, DISSOLVED | 14269-63-7 |  | PCI/L | [10 empty] | 1999-07-28 | MCG |  |  |  |  | RAD
27701 | 27701 | ZIRCONIUM 95, TOTAL (ZR-95) |  |  |  | 13967-71-0 |  | PCI/L |  |  | PCI/L | [7 empty] | 1999-09-08 | MCG |  |  |  |  | RAD
27801 | 27801 | NIOBIUM 95, TOTAL |  |  |  | 13967-76-5 |  | PCI/L |  |  | PCI/L | [7 empty] | 1999-09-08 | MCG |  |  |  |  | RAD
28011 | 28011 | URANIUM,NATURAL,TOTAL (AS U) |  |  | URANIUM, NATURAL, TOTAL AS U -T | 7440-61-1 |  | UG/L |  |  | UG/L | [7 empty] | 1999-07-28 | MCG |  |  |  |  | OTH
28301 | 28301 | IODINE 131, TOTAL |  |  |  | 10043-66-0 |  | PCI/L |  |  | PCI/L | [7 empty] | 1999-09-09 | MCG |  |  |  |  | RAD
28401 | 28401 | CESIUM 137, TOTAL (CS-137) |  |  |  | 10045-97-3 |  | PCI/L |  |  | PCI/L | [7 empty] | 1999-09-08 | MCG |  |  |  |  | RAD
28414 | 28414 | CESIUM 134, TOTAL (CS-134) |  |  |  | 13967-70-9 |  | PCI/L |  |  | PCI/L | [7 empty] | 1999-09-08 | MCG |  |  |  |  | RAD
28601 | 28601 | BARIUM 140, TOTAL |  |  |  | 14798-08-4 |  | PCI/L |  |  | PCI/L | [7 empty] | 1999-09-08 | MCG |  |  |  |  | RAD
28701 | 28701 | LANTHANUM 140, TOTAL |  |  |  | 13981-28-7 |  | PCI/L |  |  | PCI/L | [7 empty] | 1999-09-08 | MCG |  |  |  |  | RAD
29301 | 29301 | ZINC 65, TOTAL |  |  |  | 13982-39-3 |  | PCI/L |  |  | PCI/L | [7 empty] | 1999-09-08 | MCG |  |  |  |  | RAD
29501 | 29501 | MANGANESE 54, TOTAL |  |  |  | 13966-31-9 |  | PCI/L |  |  | PCI/L | [7 empty] | 1999-09-08 | MCG |  |  |  |  | RAD
29601 | 29601 | COBALT 60, TOTAL (CO-60) |  |  |  | 10198-40-0 |  | PCI/L |  |  | PCI/L | [7 empty] | 1999-09-08 | MCG |  |  |  |  | RAD
29801 | 29801 | ALKALINITY, WATER, DISS., FIX END PT,LAB,AS CACO3 |  | ALKALIN AS CACO3DIS MG/L | ALKALINITY, DISSOLVED FIX END PT LAB | 471-34-1 |  | MG/L | [10 empty] | 1999-02-08 | PJT |  |  |  |  | ION
29802 | 29802 | ALKALINITY,WATR,DISS.,GRAN TIT,FIELD,AS CACO3 |  |  |  | 471-34-1 |  | MG/L | [10 empty] | 2005-08-01 | PJT |  |  |  |  | ION
29804 | 29804 | BICARBONATE,WTR,DISS.,FIX ENDPT,FIELD(AS HCO3) |  |  | BICARBONATE,DISS,FIX ENDPT,FLD,HCO3 -D | 71-52-3 |  | MG/L |  |  | MG/L | [7 empty] | 1999-07-28 | MCG |  |  |  |  | ION
29806 | 29806 | BICARBONATE, WATER,DISS.,INCR TIT,LAB(AS HCO3) |  |  | BICARBONATE,DISS,INCR TIT,LAB,HCO3 -D | 71-52-3 |  | MG/L |  |  | MG/L | [7 empty] | 1999-07-28 | MCG |  |  |  |  | OTH
29807 | 29807 | CARBONATE,WTR,DISS.,FIX END PT,FIELD(AS CACO3) |  |  | CARBONATE,DISS,FIX ENDPT,FIELD,CACO3 -D | 471-34-1 |  | MG/L |  |  | MG/L | [7 empty] | 1999-02-08 | PJT |  |  |  |  | ION
29857 | 29857 | ACTINIUM-228 (AC-228) WATER, WHOLE TOTAL | [5 empty] | PCI/L | [10 empty] | 2002-07-25 | MCG |  |  |  |  | RAD
29871 | 29871 | BERYLLIUM-7 (BE-7) |  |  |  | 13966-02-4 |  | PCI/L | [10 empty] | 2010-06-09 | MCG |  |  |  |  | RAD
29891 | 29891 | COBALT-58, WATER, WHOLE (CO-58) |  |  |  | 13981-38-9 |  | PCI/L |  |  | PCI/L | [7 empty] | 1999-09-08 | MCG |  |  |  |  | RAD
29979 | 29979 | THALLIUM-208, WATER, WHOLE (TL-208) TOTAL |  |  |  | 7440-28-0 |  | PCI/L | [10 empty] | 2004-05-17 | MCG |  |  |  |  | RAD
30009 | 30009 | MERPHOS, WATER, WHOLE, RECOVERABLE |  |  | MERPHOS -R | 150-50-5 |  | UG/L |  |  | UG/L | [7 empty] | 1999-07-28 | MCG |  |  |  |  | PEST
30190 | 30190 | DICHLORPROP, WATER, WHOLE, RECOVERABLE |  |  | DICHLORPROP -R | 120-36-5 |  | UG/L |  |  | UG/L | [7 empty] | 1999-07-28 | MCG |  |  |  |  | OTH
30191 | 30191 | DINOSEB, WATER, WHOLE, RECOVERABLE |  | DINOSEB WTR,WHL REC UG/L | DINOSEB -R | 88-85-7 | 2041 | UG/L |  | 0.5 | UG/L |  | 7 | UG/L |  |  | 7 | UG/L | 1999-07-28 | MCG | UG/L | 7 | UG/L | Y | PEST
30192 | 30192 | MCPA, WATER, WHOLE, RECOVERABLE |  | MCPA WTR,WHL REC UG/L | MCPA -R | 94-74-6 |  | UG/L |  |  | UG/L | [5 empty] | 3.5 | UG/L | 1999-07-28 | MCG |  |  |  |  | PEST
30195 | 30195 | ANILINE, 2-NITRO-, WATER, WHOLE, RECOVERABLE |  | ANILIN2NWTR,WHL REC UG/L | 2-NITROANILINE -R | 88-74-4 | 2200 | UG/L |  | 50 | UG/L | G | [6 empty] | 1999-07-28 | MCG | UG/L |  |  |  | OTH
30196 | 30196 | ANILINE, 4-NITRO-, WATER, WHOLE, RECOVERABLE |  | ANILIN4NWTR,WHL REC UG/L | 4-NITRO-ANILINE -R | 100-01-6 | 2203 | UG/L |  | 50 | UG/L | [7 empty] | 1999-07-28 | MCG | UG/L |  |  |  | OTH
30199 | 30199 | PROPANE,TRANS-1,3-DICHLORO-,WTR,WHL,RECOVERABLE |  | PROPNDICWTR,WHL REC UG/L | trans-1,3-DICHLORO-PROPANE -R | 142-28-9 |  | UG/L |  |  | UG/L | [7 empty] | 1999-07-28 | MCG |  |  |  |  | PEST
30200 | 30200 | DALAPON, WATER, WHOLE, RECOVERABLE |  | DALAPON WTR,WHL REC UG/L | DALAPON -R | 75-99-0 |  | UG/L |  |  | UG/L |  | 200 | UG/L |  |  | 200 | UG/L | 1999-07-28 | MCG |  | 200 | UG/L | Y | PEST
30201 | 30201 | CHLOROMETHANE, WATER, WHOLE, RECOVERABLE |  | CLRMTHANWTR,WHL REC UG/L | CHLOROMETHANE -R | 74-87-3 |  | UG/L |  | 0.5 | UG/L | [5 empty] | 0.19 | UG/L | 1999-07-28 | MCG | UG/L |  |  |  | VOC
30202 | 30202 | BROMOMETHANE, WATER, WHOLE, RECOVERABLE |  | BROMOETHWTR,WHL REC UG/L | BROMOMETHANE, WHOLE WATER -R | 74-83-9 |  | UG/L |  | 0.5 | UG/L | [5 empty] | 0.19 | UG/L | 1999-07-27 | MCG | UG/L |  |  |  | VOC
30204 | 30204 | PHENOL,2-METHYL-4,6-DINITRO-,WTR,WHL,RECOVERABLE |  | PHENL2MTWTR,WHL REC UG/L | 2-METHYL-4,6-DINITRO-PHENOL -R | 534-52-1 | 2227 | UG/L |  | 50 | UG/L | [7 empty] | 1999-03-18 | MCG | UG/L |  |  |  | SVOC
30217 | 30217 | DIBROMOMETHANE, WATER, WHOLE, RECOVERABLE |  | DIBROMTHWTR,WHL REC UG/L | DIBROMOMETHANE -R | 25620-62-6 |  | UG/L |  |  | UG/L | [7 empty] | 1999-07-27 | MCG |  |  |  |  | VOC
30219 | 30219 | 2,4-DB, WATER, WHOLE, RECOVERABLE |  | 2,4-DB WTR,WHL REC UG/L | 2,4-DB -R | 94-82-6 |  | UG/L |  |  | UG/L | [7 empty] | 1999-07-28 | MCG |  |  |  |  | PEST
30254 | 30254 | CYCLOATE, WATER, WHOLE, RECOVERABLE |  |  | CYCLOATE -R | 1134-23-2 |  | UG/L |  | 8 | UG/L | [7 empty] | 1999-07-28 | MCG | UG/L |  |  |  | PEST
30264 | 30264 | HEXAZINONE, WATER, WHOLE, RECOVERABLE |  | HEXAZNONWTR, WHLREC,UG/L | HEXAZINONE, RECOVERABLE -R | 51235-04-2 |  | UG/L |  | 5 | UG/L | [5 empty] | 230 | UG/L | 1999-07-28 | MCG | UG/L |  |  |  | PEST
30295 | 30295 | PROPACHLOR, WATER, WHOLE, RECOVERABLE |  | PROPACHLOR, WATER | PROPACHLOR, WATER | 1918-16-7 |  | UG/L | [10 empty] | 1999-07-28 | MCG |  |  |  |  | PEST
30311 | 30311 | TERBACIL, WATER, WHOLE, RECOVERABLE |  | TERBACILWTR, WHLREC,UG/L | TERBACIL -R | 5902-51-2 |  | UG/L |  | 10 | UG/L | [5 empty] | 88 | UG/L | 1999-07-28 | MCG | UG/L |  |  |  | PEST
30324 | 30324 | VERNOLATE, WATER, WHOLE, RECOVERABLE |  | VERNOLATWTR, WHLREC,UG/L | VERNOLATE -R | 1929-77-7 |  | UG/L |  | 5 | UG/L | [5 empty] | 7 | UG/L | 1999-07-28 | MCG | UG/L |  |  |  | PEST
30337 | 30337 | PCB - 1016/1221, WATER, WHOLE |  |  | AROCLOR 1016 -T | 12674-11-2 |  | UG/L |  |  | UG/L | [7 empty] | 1999-07-28 | MCG |  |  |  |  | OTH
30342 | 30342 | NITROANILINE, 4-, WATER, RECOVERABLE |  | NITROANLRECOVER WTR UG/L | 4-NITROANILINE -T | 100-01-6 |  | UG/L |  |  | UG/L | G | [6 empty] | 1999-07-28 | MCG |  |  |  |  | SVOC
30343 | 30343 | BENZENAMINE, 4-CHLORO-, WATER, RECOVERABLE |  |  | 4-CHLOROANILINE -T | 106-47-8 |  | UG/L |  |  | UG/L | [7 empty] | 1999-07-28 | MCG |  |  |  |  | OTH
31301 | 31301 | TOTAL COLIFORM MF |  |  | TOTAL COLIFORM (MF) -T |  |  | #/100 ML |  |  | #/100 ML |  | 1 | #/100 ML |  |  |  |  | 1999-05-13 | PJT |  | 1 | #/100 ML | Y | BAC
31502 | 31502 | COLIFORM, TOTAL |  | COLIFORM, TOTAL 10/ML | TOTAL COLIFORM FOUND (MT) -T |  |  | #/100 ML |  |  |  |  | 1 | #/100 ML |  |  |  |  | 2001-07-16 | PJT |  | 1 | #/100 ML |  | BAC
31506 | 31506 | COLIFORM, TOT, MPN, CONFIRMED TEST, TUBE CONFIG |  |  | TOTAL COLIFORM MPN -T |  |  | #/100 ML |  |  |  |  | 1 | #/100 ML |  |  |  |  | 1999-05-13 | PJT |  | 1 | #/100 ML |  | BAC
31612 | 31612 | COLIFORM, FECAL |  | COLIFORM, FECAL 10/ML | FECAL COLIFORM -T | D018 |  | #/100 ML | [10 empty] | 2001-07-16 | PJT |  |  |  |  | BAC
31614 | 31614 | FECAL COLIFORM,MPN,TUBE CONFIGURATION |  |  |  | M0012 |  | OTHERS | [10 empty] | 2005-08-17 | YZ1 |  |  |  |  | BAC
31615 | 31615 | FECAL COLIFORM, MPN, EC MED, 44.5 C (TUBE 31614) |  |  | FECAL COLIFORM MPN -T | D018 |  | #/100 ML | [10 empty] | 1998-08-25 | CC4 |  |  |  |  | BAC
31625 | 31625 | FECAL COLIFORM, MF,M-FC, 0.7 UM |  |  | FECAL COLIFORM(MF) -T |  |  | #/100 ML |  |  | #/100 ML | [7 empty] | 1995-11-17 | DBM |  |  |  |  | BAC
31648 | 31648 | E. COLI - MTEC-MF N0/100ML |  |  | E. COLI -T | D017 |  | #/100 ML |  |  | #/100 ML | [7 empty] | 1995-11-17 | DBM |  |  |  |  | BAC
31666 | 31666 | OIL,PETROLEUM,WATER,TOTAL REC HYDROCARBONS | TPHC | OIL PET TOTAL REC MG/L | TPHC -R | D039 |  | MG/L |  |  | MG/L | [7 empty] | 1995-11-17 | DBM |  |  |  |  | OTH
31673 | 31673 | FECAL STREPTOCOCCI, MBR FILT,KF AGAR,35C,48HR |  |  | FECAL STREP T |  |  | #/100 ML |  |  | #/100 ML | [7 empty] | 1995-11-17 | DBM |  |  |  |  | BAC
32101 | 32101 | BROMODICHLOROMETHANE,WHOLE WATER |  | DICLBRMT TOTUG/L | BROMODICHLOROMETHANE -T | 75-27-4 | 2943 | UG/L |  | 0.5 | UG/L | HI | 100 | UG/L |  |  | 0.19 | UG/L | 1999-07-14 | MCG | UG/L |  |  |  | VOC
32102 | 32102 | CARBON TETRACHLORIDE,WHOLE WATER |  | CARBNTET TOTUG/L | CARBON TETRACHLORIDE -T | 56-23-5 | 2982 | UG/L |  | 0.5 | UG/L | HI | 5 | UG/L |  |  | 0.27 | UG/L | 1999-07-14 | MCG | UG/L | 5 | UG/L | Y | VOC
32103 | 32103 | 1,2-DICHLOROETHANE, WHOLE WATER |  | 12DICLET TOT UG/L | 1,2-DICHLOROETHANE, WHOLE WATER, UG/L | 107-06-2 |  | UG/L |  |  |  |  | 5 | UG/L |  |  |  |  | 1999-07-27 | MCG |  | 5 | UG/L |  | VOC
32104 | 32104 | BROMOFORM, WHOLE WATER |  | BROMOFRMWHL-WTR UG/L | BROMOFORM -T | 75-25-2 | 2942 | UG/L |  | 2 | UG/L | HI | 100 | UG/L |  |  | 0.19 | UG/L | 1999-07-14 | MCG | UG/L |  |  |  | VOC
32105 | 32105 | DIBROMOCHLOROMETHANE, WHOLE WATER |  | CLDIBRMT TOTUG/L | DIBROMOCHLOROMETHANE -T | 124-48-1 | 2944 | UG/L |  | 2 | UG/L | HI | 100 | UG/L |  |  | 0.19 | UG/L | 1999-07-14 | MCG | UG/L |  |  |  | VOC
32106 | 32106 | CHLOROFORM, WHOLE WATER |  | CHLRFORM TOTUG/L | CHLOROFORM -T | 67-66-3 | 2941 | UG/L |  | 0.5 | UG/L | HI | 100 | UG/L |  |  | 6 | UG/L | 1999-07-14 | MCG | UG/L |  |  |  | VOC
32730 | 32730 | PHENOLICS, TOTAL, RECOVERABLE |  | PHENOLS TOTAL UG/L | PHENOLICS, TOTAL RECOVERABLE -? | D026 | 2910 | UG/L |  | 1 | UG/L | [7 empty] | 1995-11-17 | DBM | UG/L |  |  |  | VOC
34010 | 34010 | TOLUENE IN WTR SMPLE GC-MS, HEXADECONE EXTR. |  | TOLUENE TOT UG/L | TOLUENE -T | 108-88-3 |  | UG/L |  | 1 | UG/L | HI | 1000 | UG/L |  |  | 2000 | UG/L | 1999-07-14 | MCG | UG/L | 1000 | UG/L | Y | VOC
34020 | 34020 | XYLENES IN WTR SMPLE GC-MS, HEXADECONE EXTR. |  |  | XYLENES, BY GCMS -T | 1330-20-7 |  | UG/L |  |  |  |  | 10000 | UG/L |  |  |  |  | 2001-08-20 | MCG |  | 10000 | UG/L |  | OTH
34030 | 34030 | BENZENE IN WTR SMPLE GC-MS, HEXADECONE EXTR. |  | BENZENE TOT UG/L | BENZENE -T | 71-43-2 | 2990 | UG/L |  | 1 | UG/L | HI | 5 | UG/L |  |  | 1.3 | UG/L | 1999-07-14 | MCG | UG/L | 5 | UG/L | Y | VOC
34200 | 34200 | ACENAPHTHYLENE, TOTAL WATER |  | ACENAPHTHYLENE TOTWUG/L | ACENAPHTHYLENE -T | 208-96-8 | 2260 | UG/L |  | 10 | UG/L | G | [6 empty] | 1999-07-28 | MCG | UG/L |  |  |  | SVOC
34205 | 34205 | ACENAPHTHENE, TOTAL WATER |  | ACENAPHTHENE TOTWUG/L | ACENAPHTHENE -T | 83-32-9 | 2261 | UG/L |  | 10 | UG/L | G | [6 empty] | 1999-07-28 | MCG | UG/L |  |  |  | SVOC
34210 | 34210 | ACROLEIN, TOTAL WATER |  |  | ACROLEIN, TOTAL -T | 107-02-8 |  | UG/L |  |  | UG/L | [7 empty] | 1999-07-28 | MCG |  |  |  |  | VOC
34215 | 34215 | ACRYLONITRILE, TOTAL WATER |  |  | ACRYLONITRILE, TOTAL -T | 107-13-1 |  | UG/L |  |  | UG/L | [7 empty] | 1999-07-28 | MCG |  |  |  |  | VOC
34220 | 34220 | ANTHRACENE, TOTAL WATER |  | ANTHRACENE TOTWUG/L | ANTHRACENE -T | 120-12-7 | 2280 | UG/L |  | 10 | UG/L | G | [6 empty] | 1999-07-28 | MCG | UG/L |  |  |  | SVOC
34225 | 34225 | ASBESTOS (FIBROUS) (LONGER THAN 10 MM) TOTAL |  |  |  | 1332-21-4 |  | FIBER/L | [10 empty] | 1999-05-27 | MCG |  |  |  |  | ION
34230 | 34230 | BENZO(B)FLUORANTHENE, WHOLE WATER |  | BENZBFLUORANT TOTAL UG/L | BENZO(b)FLUORANTHENE -T | 205-99-2 | 2302 | UG/L |  | 10 | UG/L | G | [6 empty] | 1999-07-28 | MCG | UG/L |  |  |  | SVOC
34242 | 34242 | BENZO(K)FLUORANTHENE, TOTAL WATER |  | BENZO(K)FLUORANTTOTWUG/L | BENZO(k)FLUORANTHENE -T | 207-08-9 | 2304 | UG/L |  | 10 | UG/L | G | [6 empty] | 1999-07-28 | MCG | UG/L |  |  |  | SVOC
34247 | 34247 | BENZO-A-PYRENE, TOTAL WATER |  | BENZO(A)PYRENE TOTWUG/L | BENZO(a)PYRENE -T | 50-32-8 | 2306 | UG/L |  | 6 | UG/L | G | 0.2 | UG/L |  |  | 0.003 | UG/L | 1999-07-28 | MCG | UG/L | 0.2 | UG/L | Y | SVOC
34259 | 34259 | DELTA BENZENE HEXACHLORIDE, TOTAL WATER |  | DELTABHC TOTUG/L | DELTA-BHC -T | 319-86-8 | 2354 | UG/L |  | 0.05 | UG/L | K | [6 empty] | 1999-07-28 | MCG | UG/L |  |  |  | PEST
34268 | 34268 | BIS (CHLOROMETHYL) ETHER TOTAL |  |  |  | 542-88-1 |  | UG/L | [10 empty] | 2001-08-22 | MCG | UG/L |  |  |  | VOC
34273 | 34273 | BIS (2-CHLOROETHYL) ETHER, TOTAL WATER |  | BIS2CHLOROETHYLETOTWUG/L | BIS(2-CHLOROETHYL)ETHER -T | 111-44-4 |  | UG/L |  | 10 | UG/L | G |  |  |  |  | 0.03 | UG/L | 1999-07-28 | MCG | UG/L |  |  |  | SVOC
34278 | 34278 | BIS (2-CHLOROETHOXY) METHANE, TOTAL WATER |  | BIS2CHLOROETHOXYTOTWUG/L | BIS(2-CHLOROETHOXY)METHANE -T | 111-91-1 | 2250 | UG/L |  | 10 | UG/L | G | [6 empty] | 1999-07-28 | MCG | UG/L |  |  |  | SVOC
34283 | 34283 | BIS (2-CHLOROISOPROPYL) ETHER, TOTAL WATER |  | BIS2CHLOROISOPROTOTWUG/L | BIS(2-CHLOROISOPROPYL)ETHER -T | 39638-32-9 | 2244 | UG/L |  | 10 | UG/L | G | [6 empty] | 1999-07-28 | MCG | UG/L |  |  |  | SVOC
34292 | 34292 | N-BUTYL BENZYL PHTHALATE, WHOLE WATER |  | NBB PHTH TOTAL UG/L | BUTYL BENZYL PHTHALATE -T | 85-68-7 |  | UG/L |  |  | UG/L | G | [6 empty] | 1999-07-14 | MCG |  |  |  |  | VOC
34301 | 34301 | CHLOROBENZENE, TOTAL WATER |  | CHLOROBENZENE TOTWUG/L | CHLOROBENZENE -T | 108-90-7 | 2989 | UG/L |  | 1 | UG/L | HI | 100 | UG/L |  |  | 100 | UG/L | 1999-07-28 | MCG | UG/L | 100 | UG/L |  | VOC
34306 | 34306 | CHLORODIBROMOMETHANE, TOTAL WATER |  | CHLORODIBROMOMETTOTWUG/L | CHLORODIBROMOMETHANE -T | 124-48-1 |  | UG/L |  |  | UG/L |  | 100 | UG/L |  |  |  |  | 1999-07-27 | MCG |  |  |  |  | VOC
34311 | 34311 | CHLOROETHANE, TOTAL WATER |  | CHLOROETHANE TOTWUG/L | CHLOROETHANE -T | 75-00-3 | 2216 | UG/L |  | 0.5 | UG/L | HI | [6 empty] | 1999-07-28 | MCG | UG/L |  |  |  | VOC
34320 | 34320 | CHRYSENE, TOTAL WATER |  | CHRYSENE TOTWUG/L | CHRYSENE -T | 218-01-9 | 2296 | UG/L |  | 10 | UG/L | G | [6 empty] | 1999-07-28 | MCG | UG/L |  |  |  | SVOC
34325 | 34325 | CYANIDE SUSPMG/L |  |  |  | 57-12-5 |  | UG/L | [10 empty] | 2005-08-30 | YZ1 |  |  |  |  | ION
34332 | 34332 | DICHLORODIFLUOROMETHANE, DISSOLVED |  | DICHLORODIFLUORODISSUG/L | DICHLORODIFLUOROMETHANE, DISSOLVED -D | 75-71-8 |  | UG/L |  |  | UG/L | [7 empty] | 1999-07-28 | MCG |  |  |  |  | VOC
34336 | 34336 | DIETHYL PHTHALATE, TOTAL WATER |  | DIETHYLPHTHALATETOTWUG/L | DIETHYL PHTHALATE -T | 84-66-2 | 2284 | UG/L |  | 10 | UG/L | G | [6 empty] | 1999-07-28 | MCG | UG/L |  |  |  | SVOC
34341 | 34341 | DIMETHYL PHTHALATE, TOTAL WATER |  | DIMETHYLPHTHALATTOTWUG/L | DIMETHYL PHTHALATE -T | 131-11-3 | 2282 | UG/L |  | 10 | UG/L | G | [6 empty] | 1999-07-14 | MCG | UG/L |  |  |  | SVOC
34346 | 34346 | 1,2-DIPHENYLHYDRAZINE TOTAL |  |  |  | 122-66-7 |  | UG/L | [10 empty] | 2002-02-14 | MCG |  |  |  |  | VOC
34351 | 34351 | ENDOSULFAN SULFATE, TOTAL WATER |  | ENDSULSF TOTUG/L | ENDOSULFAN SULFATE -T | 1031-07-8 | 2074 | UG/L |  | 0.1 | UG/L | K | [6 empty] | 1999-07-28 | MCG | UG/L |  |  |  | PEST
34356 | 34356 | ENDOSULFAN, BETA, TOTAL WATER |  | B-ENDO SULFAN TOTWUG/L | ENDOSULFAN II -T | 33213-65-9 | 2072 | UG/L |  | 0.1 | UG/L | K | [6 empty] | 1999-07-28 | MCG | UG/L |  |  |  | PEST
34361 | 34361 | ENDOSULFAN, ALPHA, TOTAL WATER |  | A-ENDO SULFAN TOTWUG/L | ENDOSULFAN I -T | 959-98-8 | 2068 | UG/L |  | 0.05 | UG/L | K | [6 empty] | 1999-07-28 | MCG | UG/L |  |  |  | PEST
34366 | 34366 | ENDRIN ALDEHYDE, TOTAL WATER |  | ENDRINALDEHYDE TOTWUG/L | ENDRIN ALDEHYDE -T | 7421-93-4 | 2372 | UG/L |  | 0.2 | UG/L | [7 empty] | 1999-07-28 | MCG | UG/L |  |  |  | PEST
34371 | 34371 | ETHYLBENZENE, TOTAL WATER |  | ETHYLBENZENE TOTWUG/L | ETHYLBENZENE -T | 100-41-4 | 2992 | UG/L |  | 1 | UG/L | HI | 700 | UG/L |  |  | 700 | UG/L | 1999-07-28 | MCG | UG/L | 700 | UG/L | Y | VOC
34376 | 34376 | FLUORANTHENE, TOTAL WATER |  | FLUORANTHENE TOTWUG/L | FLUORANTHENE -T | 206-44-0 | 2286 | UG/L |  | 10 | UG/L | G | [6 empty] | 1999-07-28 | MCG | UG/L |  |  |  | SVOC
34381 | 34381 | FLUORENE, TOTAL WATER |  | FLUORENE TOTWUG/L | FLUORENE -T | 86-73-7 | 2264 | UG/L |  | 10 | UG/L | G | [6 empty] | 1999-07-28 | MCG | UG/L |  |  |  | SVOC
34386 | 34386 | HEXACHLOROCYCLOPENTADIENE, TOTAL WATER |  | HEXACHLOROCYCLOPTOTWUG/L | HEXACHLOROCYCLOPENTADIENE -T | 77-47-4 | 2042 | UG/L |  | 10 | UG/L | G | 50 | UG/L |  |  | 50 | UG/L | 1999-07-28 | MCG | UG/L | 50 | UG/L | Y | SVOC
34391 | 34391 | HEXACHLOROBUTADIENE, TOTAL WATER |  | HEXACHLOROBUTADITOTWUG/L | HEXACHLOROBUTADIENE -T | 87-68-3 | 2246 | UG/L |  | 10 | UG/L | GI |  |  |  |  | 0.5 | UG/L | 1999-07-28 | MCG | UG/L |  |  |  | VOC
34396 | 34396 | HEXACHLOROETHANE, TOTAL WATER |  | HEXACHLOROETHANETOTWUG/L | HEXACHLOROETHANE -T | 67-72-1 | 2225 | UG/L |  | 10 | UG/L | G | [6 empty] | 1999-07-28 | MCG | UG/L |  |  |  | SVOC
34403 | 34403 | INDENO (1,2,3-C,D) PYRENE, TOTAL WATER |  | INDENO(123CD)PYRTOTWUG/L | INDENO(1,2,3-cd)PYRENE -T | 193-39-5 | 2308 | UG/L |  | 10 | UG/L | G | [6 empty] | 1999-07-28 | MCG | UG/L |  |  |  | SVOC
34408 | 34408 | ISOPHORONE, TOTAL WATER |  | ISPHRONE TOTUG/L | ISOPHORONE -T | 78-59-1 | 2262 | UG/L |  | 10 | UG/L | G | [6 empty] | 1999-07-28 | MCG | UG/L |  |  |  | SVOC
34413 | 34413 | METHYL BROMIDE (BROMOMETHANE), TOTAL WATER |  | METHYLBROMIDE TOTWUG/L | BROMOMETHANE -T | 74-83-9 | 2214 | UG/L |  | 0.5 | UG/L | HI | [6 empty] | 1999-07-27 | MCG | UG/L |  |  |  | VOC
34418 | 34418 | METHYL CHLORIDE (CHLOROMETHANE), TOTAL WATER |  | METHYLCHLORIDE TOTWUG/L | CHLOROMETHANE -T | 74-87-3 | 2210 | UG/L |  | 10 | UG/L | I |  |  |  |  | 0.19 | UG/L | 1999-07-28 | MCG | UG/L |  |  |  | VOC
34423 | 34423 | METHYLENE CHLORIDE (DICHLOROMETHANE), TOTAL WATER |  | METHYLENECHLORIDTOTWUG/L | METHYLENE CHLORIDE -T | 75-09-2 | 2964 | UG/L |  | 0.5 | UG/L | HI | 5 | UG/L |  |  | 4.7 | UG/L | 1999-09-22 | MCG | UG/L | 5 | UG/L |  | VOC
34428 | 34428 | N-NITROSODI-N-PROPYLAMINE, TOTAL WATER |  | NITROSODIPROPYLATOTWUG/L | n-NITROSODIPROPYLAMINE -T | 621-64-7 | 2316 | UG/L |  | 10 | UG/L | G | [6 empty] | 1999-07-28 | MCG | UG/L |  |  |  | VOC
34433 | 34433 | N-NITROSODIPHENYLAMINE, TOTAL WATER |  | NITROSODIPHENYLATOTWUG/L | n-NITROSODIPHENALAMINE -T | 86-30-6 | 2229 | UG/L |  | 10 | UG/L | G | [6 empty] | 1999-07-14 | MCG | UG/L |  |  |  | SVOC
34438 | 34438 | N-NITROSODIMETHYLAMINE, TOTAL WATER |  | NITROSODIMETHYLATOTWUG/L | n-NITROSODIMETHYLAMINE -T | 62-75-9 | 2314 | UG/L |  |  | UG/L | [7 empty] | 1999-07-14 | MCG |  |  |  |  | VOC
34447 | 34447 | NITROBENZENE, TOTAL WATER |  | NITROBENZENE TOTWUG/L | NITROBENZENE -T | 98-95-3 | 2254 | UG/L |  | 5 | UG/L | G |  |  |  |  | 3.5 | UG/L | 1999-07-28 | MCG | UG/L |  |  |  | SVOC
34452 | 34452 | PARACHLOROMETA CRESOL (4-CHLORO-3-METHYLPHENOL)TOT |  | PARACHLOROMETACRTOTWUG/L | 4-CHLORO-3-METHYLPHENOL -T | 59-50-7 |  | UG/L |  |  | UG/L | F | [6 empty] | 1999-07-08 | MCG |  |  |  |  | OTH
34461 | 34461 | PHENANTHRENE, TOTAL WATER |  | PHENANTHRENE TOTWUG/L | PHENANTHRENE -T | 85-01-8 | 2278 | UG/L |  | 10 | UG/L | G | [6 empty] | 1999-07-28 | MCG | UG/L |  |  |  | SVOC
34467 | 34467 | PHENOL, SUSPENDED |  | PHENOL SUSPUG/L | PHENOL -S | 108-95-2 |  | UG/L |  |  | UG/L | [7 empty] | 1999-07-28 | MCG |  |  |  |  | SVOC
34469 | 34469 | PYRENE, TOTAL WATER |  | PYRENE TOTWUG/L | PYRENE -T | 129-00-0 | 2288 | UG/L |  | 10 | UG/L | G | [6 empty] | 1999-07-28 | MCG | UG/L |  |  |  | SVOC
34475 | 34475 | TETRACHLOROETHYLENE (TETRACHLOROETHENE) (PCE) TOT |  | TETRACHLOROETHYLTOTWUG/L | TETRACHLOROETHENE -T | 127-18-4 | 2987 | UG/L |  | 0.5 | UG/L | HI | 5 | UG/L |  |  | 0.67 | UG/L | 1999-07-28 | MCG | UG/L | 5 | UG/L | Y | VOC
34476 | 34476 | TETRACHLOROETHYLENE, DISSOLVED |  | TETRACHLOROETHYLDISSUG/L | TETRACHLOROETHENE -D | 127-18-4 |  | UG/L |  |  |  |  | 5 | UG/L |  |  |  |  | 2001-08-20 | MCG |  | 5 | UG/L | Y | VOC
34485 | 34485 | TRICHLOROETHYLENE, DISSOLVED |  |  | TRICHLOROETHENE, DISSOLVED -D | 79-01-6 |  | UG/L |  |  |  |  | 5 | UG/L |  |  |  |  | 2001-08-20 | MCG |  | 5 | UG/L | Y | OTH
34488 | 34488 | TRICHLOROFLUOROMETHANE, TOTAL WATER |  | TRICHLOROFLUOROMTOTWUG/L | TRICHLOROFLUOROMETHANE -T | 75-69-4 | 2218 | UG/L |  | 0.5 | UG/L | HI |  |  |  |  | 2100 | UG/L | 1999-07-28 | MCG | UG/L |  |  |  | VOC
34496 | 34496 | 1,1-DICHLOROETHANE, TOTAL WATER |  | 11DICHLOROETHANETOTWUG/L | 1,1-DICHLOROETHANE -T | 75-34-3 | 2978 | UG/L |  | 0.5 | UG/L | HI | [6 empty] | 1999-07-28 | MCG | UG/L |  |  |  | VOC
34501 | 34501 | 1,1-DICHLOROETHYLENE(1,1-DICHLOROETHENE)TOTALWATER |  | 11DICHLOROETHYLETOTWUG/L | 1,1-DICHLOROETHENE -T | 75-35-4 | 2977 | UG/L |  | 0.5 | UG/L | HI | 7 | UG/L |  |  | 7 | UG/L | 1999-07-28 | MCG | UG/L | 7 | UG/L | Y | VOC
34506 | 34506 | 1,1,1-TRICHLOROETHANE (TCA), TOTAL WATER |  | 111TRICHLOROETHATOTWUG/L | 1,1,1-TRICHLOROETHANE | 71-55-6 | 2981 | UG/L |  | 0.5 | UG/L | HI | 200 | UG/L |  |  | 200 | UG/L | 2001-04-04 | MCG | UG/L | 200 | UG/L | Y | VOC
34511 | 34511 | 1,1,2-TRICHLOROETHANE, TOTAL WATER |  | 112TRICHLOROETHATOTWUG/L | 1,1,2-TRICHLOROETHANE -T | 79-00-5 | 2985 | UG/L |  | 0.5 | UG/L | HI | 5 | UG/L |  |  | 3 | UG/L | 1999-07-28 | MCG | UG/L | 5 | UG/L | Y | VOC
34516 | 34516 | 1,1,2,2-TETRACHLOROETHANE TOTAL/WATER |  | 1122TETRACHLOROETOTWUG/L | 1,1,2,2-TETRACHLOROETHANE | 79-34-5 | 2988 | UG/L |  | 0.5 | UG/L | HI |  |  |  |  | 0.17 | UG/L | 1999-07-28 | MCG | UG/L |  |  |  | VOC
34521 | 34521 | BENZO(GHI)PERYLENE (1,12-BENZOPERYLENE)TOTAL WATER |  | BENZO(GHI)PERYLETOTWUG/L | BENZO(g,h,i)PERYLENE -T | 191-24-2 | 2312 | UG/L |  | 10 | UG/L | G | [6 empty] | 1999-07-28 | MCG | UG/L |  |  |  | SVOC
34526 | 34526 | BENZO(A)ANTHRACENE (1,2-BENZANTHRACENE) TOTWTR |  | BENZO(A)ANTHRACETOTWUG/L | BENZO(a)ANTHRACENE -T | 56-55-3 | 2300 | UG/L |  | 10 | UG/L | G | [6 empty] | 1999-07-28 | MCG | UG/L |  |  |  | SVOC
34531 | 34531 | 1,2-DICHLOROETHANE, TOTAL WATER |  | 12DICHLOROETHANETOTWUG/L | 1,2-DICHLOROETHANE -T | 107-06-2 |  | UG/L |  | 0.5 | UG/L | HI | 5 | UG/L |  |  | 0.38 | UG/L | 1999-07-28 | MCG | UG/L | 5 | UG/L | Y | VOC
34536 | 34536 | 1,2-DICHLOROBENZENE, TOTAL WATER |  | 12DICHLOROBENZENTOTWUG/L | 1,2-DICHLOROBENZENE -T | 95-50-1 |  | UG/L |  | 1 | UG/L | GHI | 600 | UG/L |  |  | 600 | UG/L | 1999-07-28 | MCG | UG/L | 600 | UG/L |  | VOC
34541 | 34541 | 1,2-DICHLOROPROPANE, TOTAL WATER |  | 12DICHLOROPROPANTOTWUG/L | 1,2-DICHLOROPROPANE -T | 78-87-5 | 2983 | UG/L |  | 0.5 | UG/L | HI | 5 | UG/L |  |  | 0.56 | UG/L | 1999-07-28 | MCG | UG/L | 5 | UG/L | Y | VOC
34546 | 34546 | TRANS-1,2-DICHLOROETHENE, TOTAL, IN WATER |  | 12DICHLOROETHENETOTWUG/L | trans-1,2-DICHLOROETHENE -T | 156-60-5 | 2979 | UG/L |  | 0.5 | UG/L | HI | 100 | UG/L |  |  |  |  | 2000-09-07 | MCG | UG/L |  |  | Y | VOC
34551 | 34551 | 1,2,4-TRICHLOROBENZENE, TOTAL WATER |  | 124TRICHLOROBENZTOTWUG/L | 1,2,4-TRICHLOROBENZENE -T | 120-82-1 | 2378 | UG/L |  | 1 | UG/L | GI | 70 | UG/L |  |  | 9 | UG/L | 1999-07-28 | MCG | UG/L | 70 | UG/L | Y | VOC
34556 | 34556 | 1,2,5,6-DIBENZANTHRACENE, TOTAL WATER |  | DIBENZ(AH)ANTHRATOTWUG/L | DIBENZO(a,h)ANTHRACENE -T | 53-70-3 |  | UG/L |  |  | UG/L | G | [6 empty] | 1999-07-28 | MCG |  |  |  |  | SVOC
34561 | 34561 | 1,3-DICHLOROPROPENE, TOTAL WATER |  | 13DICHLOROPROPENTOTWUG/L | TOTAL 1,3-DICHLOROPROPENE -T | 542-75-6 |  | UG/L |  | 0.5 | UG/L | [5 empty] | 0.2 | UG/L | 1999-07-28 | MCG | UG/L |  |  |  | VOC
34566 | 34566 | 1,3-DICHLOROBENZENE, TOTAL WATER |  | 13DICHLOROBENZENTOTWUG/L | 1,3-DICHLOROBENZENE -T | 541-73-1 |  | UG/L |  | 1 | UG/L | GHI |  |  |  |  | 620 | UG/L | 1999-07-28 | MCG | UG/L |  |  |  | VOC
34571 | 34571 | 1,4-DICHLOROBENZENE, TOTAL WATER |  | 14DICHLOROBENZENTOTWUG/L | 1,4-DICHLOROBENZENE -T | 106-46-7 |  | UG/L |  | 1 | UG/L | GHI | 75 | UG/L |  |  | 75 | UG/L | 1999-07-28 | MCG | UG/L | 75 | UG/L |  | VOC
34576 | 34576 | 2-CHLOROETHYL VINYL ETHER, TOTAL WATER |  | 2CHLOROETHYLVINYTOTWUG/L | 2-CHLOROETHYLVINYL ETHER -T | 110-75-8 | 2234 | UG/L |  | 0.5 | UG/L | [7 empty] | 1999-07-28 | MCG | UG/L |  |  |  | VOC
34581 | 34581 | 2-CHLORONAPHTHALENE, TOTAL WATER |  | 2CHLORONAPHTHALETOTWUG/L | 2-CHLORONAPHTHALENE -T | 91-58-7 | 2258 | UG/L |  | 10 | UG/L | G | [6 empty] | 1999-07-28 | MCG | UG/L |  |  |  | SVOC
34586 | 34586 | 2-CHLOROPHENOL, TOTAL WATER |  | 2CHLOROPHENOL TOTWUG/L | 2-CHLOROPHENOL -T | 95-57-8 | 2344 | UG/L |  | 10 | UG/L | F | [6 empty] | 1999-07-28 | MCG | UG/L |  |  |  | VOC
34591 | 34591 | 2-NITROPHENOL, TOTAL WATER |  | 2NITROPHENOL TOTWUG/L | 2-NITROPHENOL -T | 88-75-5 | 2340 | UG/L |  | 10 | UG/L | F | [6 empty] | 1999-07-28 | MCG | UG/L |  |  |  | VOC
34596 | 34596 | DI-N-OCTYL PHTHALATE, TOTAL WATER |  | DINOCTPH TOTUG/L | DI-n-OCTYL PHTHALATE -T | 117-84-0 | 2223 | UG/L |  | 10 | UG/L | G | [6 empty] | 1999-07-28 | MCG | UG/L |  |  |  | SVOC
34601 | 34601 | 2,4-DICHLOROPHENOL, TOTAL WATER |  | 24DICHLOROPHENOLTOTWUG/L | 2,4-DICHLOROPHENOL -T | 120-83-2 | 2334 | UG/L |  | 5 | UG/L | F |  |  |  |  | 21 | UG/L | 1999-07-13 | MCG | UG/L |  |  |  | VOC
34606 | 34606 | 2,4-DIMETHYLPHENOL, TOTAL WATER |  | 24DIMETHYLPHENOLTOTWUG/L | 2,4-DIMETHYLPHENOL -T | 105-67-9 | 2336 | UG/L |  | 10 | UG/L | F | [6 empty] | 1999-07-28 | MCG | UG/L |  |  |  | VOC
34611 | 34611 | 2,4-DINITROTOLUENE, TOTAL WATER |  | 24DINITROTOLUENETOTWUG/L | 2,4-DINITROTOLUENE -T | 121-14-2 | 2270 | UG/L |  | 10 | UG/L | G |  |  |  |  | 0.11 | UG/L | 1999-07-28 | MCG | UG/L |  |  |  | SVOC
34616 | 34616 | 2,4-DINITROPHENOL, TOTAL WATER |  | 24DINITROPHENOL TOTWUG/L | 2,4-DINITROPHENOL -T | 51-28-5 | 2328 | UG/L |  | 50 | UG/L | F |  |  |  |  | 14 | UG/L | 1999-07-28 | MCG | UG/L |  |  |  | VOC
34621 | 34621 | 2,4,6-TRICHLOROPHENOL, TOTAL WATER |  | 246TRICHLOROPHENTOTWUG/L | 2,4,6-TRICHLOROPHENOL -T | 88-06-2 | 2332 | UG/L |  | 5 | UG/L | F |  |  |  |  | 1.8 | UG/L | 1999-07-28 | MCG | UG/L |  |  |  | VOC
34626 | 34626 | 2,6-DINITROTOLUENE, TOTAL WATER |  | 26DINITROTOLUENETOTWUG/L | 2,6-DINITROTOLUENE -T | 606-20-2 | 2266 | UG/L |  | 10 | UG/L | G | [6 empty] | 1999-07-28 | MCG | UG/L |  |  |  | SVOC
34631 | 34631 | 3,3'-DICHLOROBENZIDINE, TOTAL WATER |  | 33DICHLOROBENZIDTOTWUG/L | 3,3-DICHLOROBENZIDINE -T | 91-94-1 |  | UG/L |  | 20 | UG/L | G | [6 empty] | 1999-07-28 | MCG | UG/L |  |  |  | SVOC
34636 | 34636 | 4-BROMOPHENYL PHENYL ETHER, TOTAL WATER |  | 4BROMOPHENYLPHENTOTWUG/L | 4-BROMOPHENYL PHENYL ETHER -T | 101-55-3 | 2276 | UG/L |  | 10 | UG/L | G | [6 empty] | 1999-07-28 | MCG | UG/L |  |  |  | SVOC
34641 | 34641 | 4-CHLOROPHENYL PHENYL ETHER, TOTAL WATER |  | 4CHLOROPHENYLPHETOTWUG/L | 4-CHLOROPHENYL PHENYL ETHER -T | 7005-72-3 | 2318 | UG/L |  |  | UG/L | G | [6 empty] | 1999-07-28 | MCG |  |  |  |  | SVOC
34646 | 34646 | 4-NITROPHENOL, TOTAL WATER |  | 4NITROPHENOL TOTWUG/L | 4-NITROPHENOL -T | 100-02-7 | 2342 | UG/L |  | 50 | UG/L | F | [6 empty] | 1999-07-28 | MCG | UG/L |  |  |  | OTH
34657 | 34657 | DNOC (4,6-DINITRO-ORTHO-CRESOL), TOTAL WATER |  | 46DINITROORTHOCRTOTWUG/L | DNOC (4,6-DINITRO-ORTHO-CRESOL) -T | 534-52-1 |  | UG/L |  |  | UG/L | F | [6 empty] | 1999-07-28 | MCG |  |  |  |  | PEST
34668 | 34668 | DICHLORODIFLUOROMETHANE, TOTAL WATER |  | DICHLORODIFLUOROTOTWUG/L | DICHLORODIFLUOROMETHANE -T | 75-71-8 | 2212 | UG/L |  | 0.5 | UG/L | HI | [6 empty] | 1999-07-28 | MCG | UG/L |  |  |  | VOC
34671 | 34671 | PCB - 1016, TOTAL WATER |  | PCB 1016 TOTWUG/L | AROCLOR-1016 -T | 12674-11-2 | 2388 | UG/L |  | 0.5 |  | K | 0.08 | UG/L |  |  |  |  | 2001-08-14 | MCG | UG/L | 0.5 | UG/L |  | OTH
34675 | 34675 | 2,3,7,8-TETRACHLORODIBENZO-P-DIOXIN(TCDD)TOTAL WTR |  |  | 2,3,7,8-TCDD -T | 1746-01-6 |  | UG/L |  |  |  |  | 0 | UG/L |  |  |  |  | 2001-08-14 | MCG |  | 0 | UG/L |  | PEST
34694 | 34694 | PHENOL(C6H5OH)-SINGLE COMPOUND, TOTAL WATER |  | PHENOL TOT UG/L | PHENOL -T | 108-95-2 |  | UG/L |  |  | UG/L | F |  |  |  |  | 3500 | UG/L | 1999-07-28 | MCG |  |  |  |  | SVOC
34696 | 34696 | NAPHTHALENE, TOTAL WATER |  | NAPTHALENE TOTWUG/L | NAPHTHALENE -T | 91-20-3 | 2248 | UG/L |  | 10 | UG/L | GI |  |  |  |  | 14000 | UG/L | 1999-07-28 | MCG | UG/L |  |  |  | VOC
34699 | 34699 | TRANS-1,3-DICHLOROPROPENE, TOTAL IN WATER |  | T1,3-DCPTOT WAT UG/L | trans-1,3-DICHLOROPROPENE -T | 10061-02-6 | 2224 | UG/L |  | 0.5 | UG/L | HI | [6 empty] | 1999-07-28 | MCG | UG/L |  |  |  | PEST
34704 | 34704 | CIS-1,3-DICHLOROPROPENE, TOTAL IN WATER |  | C1,3-DCP TOT WAT UG/L | cis-1,3-DICHLOROPROPENE -T | 10061-01-5 | 2228 | UG/L |  | 0.5 | UG/L | HI | [6 empty] | 1999-07-28 | MCG | UG/L |  |  |  | VOC
34711 | 34711 | BENZO(B/K)FLUORANTHENE (ISOMERS) IN WATER TOTAL | [5 empty] | UG/L | [10 empty] | 1999-10-13 | MCG |  |  |  |  | VOC
34716 | 34716 | DICHLOROBENZENE (ISOMERS) M/P IN WATER |  | DICLRBNZM/PISMRSWTR UG/L | DICHLOROBENZENE (ISOMERS) -T | D043 | 2969 | UG/L |  |  | UG/L | [7 empty] | 1995-11-17 | DBM |  |  |  |  | VOC
34719 | 34719 | 2,4,6-TRIBROMOPHENOL |  |  |  | 118-79-6 |  | UG/L | [10 empty] | 2002-02-14 | PJT |  |  |  |  | VOC
34723 | 34723 | SANSPOR (AKA CAPTATOL) WATER, WHOLE |  |  |  | 2425-06-1 |  | UG/L |  | 20 | [8 empty] | 2009-03-03 | MCG | UG/L |  |  |  | PEST
38260 | 38260 | METHYLENE BLUE ACTIVE SUBST. (DETERGENTS, ETC.) |  | MBAS MG/L | MBAS SURFACTANTS -O | 61-73-4 | 1089 | MG/L | 0.025 | 0.025 | MG/L | [7 empty] | 1999-07-28 | MCG | UG/L |  |  |  | OTH
38401 | 38401 | AMETRYN, WATER, DISSOLVED |  | AMETRYN DISSUG/L | AMETRYN -D | 834-12-8 |  | UG/L |  | 10 | UG/L | [5 empty] | 60 | UG/L | 1999-07-28 | MCG | UG/L |  |  |  | PEST
38404 | 38404 | AMINOCARB WATER, TOTAL |  | AMINOCARB | AMINOCARB | 2032-59-9 |  | UG/L | [10 empty] | 1999-07-28 | MCG |  |  |  |  | PEST
38418 | 38418 | BARBAN TOTAL, WATER |  | BARBAN | BARBAN | 101-27-9 |  | UG/L | [10 empty] | 1999-07-28 | MCG |  |  |  |  | PEST
38423 | 38423 | CHLORONEB TOTAL WATER |  |  |  | 2675-77-6 |  | UG/L | [10 empty] | 2002-10-21 | MCG |  |  |  |  | PEST
38432 | 38432 | DALAPON, TOTAL WATER |  | DALAPON TOTWUG/L | DALAPON -T | 75-99-0 | 2031 | UG/L |  |  | UG/L |  | 200 | UG/L |  |  | 200 | UG/L | 1999-07-28 | MCG |  | 200 | UG/L | Y | PEST
38437 | 38437 | DIBROMOCHLOROPROPANE (DBCP), TOTAL WATER |  | DIBRMOCLPROPANE TOTWUG/L (DBCP) | DIBROMOCHLOROPROPANE (DBCP) -T | 96-12-8 | 2931 | UG/L |  | 0.01 | UG/L |  | 0.2 | UG/L |  |  | 0.03 | UG/L | 1999-07-28 | MCG | UG/L | 0.2 | UG/L |  | PEST
38442 | 38442 | DICAMBA (BANVEL) WATER, DISSOLVED |  | DICAMBA (BANVEL)DISSUG/L | DICAMBA -D | 1918-00-9 |  | UG/L |  |  | UG/L | [7 empty] | 1999-07-28 | MCG |  |  |  |  | PEST
38446 | 38446 | DICHLORAN, TOTAL WATER |  | DICLORAN TOTWUG/L | DICHLORAN -T | 99-30-9 |  | UG/L |  | 10 | UG/L | [7 empty] | 1999-07-28 | MCG | UG/L |  |  |  | PEST
38462 | 38462 | FAMPHUR |  |  |  | 52-85-7 |  | UG/L |  | 20 | [8 empty] | 2009-03-18 | MCG | UG/L |  |  |  | PEST
38472 | 38472 | FENURON-TCA TOTAL, WATER |  | FENURON-TCA | FENURON-TCA | 4482-55-7 |  | UG/L | [10 empty] | 1999-07-28 | MCG |  |  |  |  | PEST
38477 | 38477 | LINURON, TOTAL WATER |  | LINURON TOTWUG/L | LINURON -T | 330-55-2 |  | UG/L |  | 50 | UG/L | [5 empty] | 14 | UG/L | 1999-07-28 | MCG | UG/L |  |  |  | PEST
38489 | 38489 | AMOBAM WATER, TOTAL |  | AMOBAM | AMOBAM | 3566-10-7 |  | UG/L | [10 empty] | 1999-07-28 | MCG |  |  |  |  | PEST
38491 | 38491 | MCPP, TOTAL WATER |  | MCPP TOTWUG/L | MCPP -T | 93-65-2 |  | UG/L |  |  | UG/L | [7 empty] | 1999-07-28 | MCG |  |  |  |  | PEST
38500 | 38500 | METHIOCARB, TOTAL WATER |  | METHIOCB TOTWUG/L | METHIOCARB -T | 2032-65-7 |  | UG/L |  | 1 | UG/L | A |  |  |  |  | 8.8 | UG/L | 1999-07-28 | MCG | UG/L |  |  |  | PEST
38506 | 38506 | MEXACARBATE, WATER, TOTAL |  | MEXACARBATE | MEXACARBATE | 315-18-4 |  | UG/L | [10 empty] | 1999-07-28 | MCG |  |  |  |  | PEST
38511 | 38511 | MONURON, WATER, TOTAL |  | MONURON | MONURON | 150-68-5 |  | UG/L | [10 empty] | 1999-07-28 | MCG |  |  |  |  | PEST
38516 | 38516 | MONURON-TCA TOTAL, WATER |  | MONURON-TCA | MONURON-TCA | 140-41-0 |  | UG/L | [10 empty] | 1999-07-28 | MCG |  |  |  |  | PEST
38521 | 38521 | NEBURON, TOTAL WATER |  | NEBURON TOTWUG/L | NEBURON -T | 555-37-3 |  | UG/L |  |  | UG/L | [7 empty] | 1999-07-28 | MCG |  |  |  |  | PEST
38528 | 38528 | POLYRAM WATER, TOTAL |  | POLYRAM | POLYRAM | 9006-42-2 |  | UG/L | [10 empty] | 1999-07-28 | MCG |  |  |  |  | PEST
38537 | 38537 | PROPOXUR, TOTAL WATER |  | PROPOXUR TOTWUG/L | PROPOXUR -T | 114-26-1 |  | UG/L |  |  | UG/L | [7 empty] | 1999-07-28 | MCG |  |  |  |  | PEST
38542 | 38542 | SECUMBETON, TOTAL WATER |  | SECUMBETON, TOTAL WATER | SECUMBETON, TOTAL WATER | 26259-45-0 |  | UG/L | [10 empty] | 1999-07-28 | MCG |  |  |  |  | PEST
38547 | 38547 | SIDURON TOTAL, WATER |  | SIDURON | SIDURON | 1982-49-6 |  | UG/L | [10 empty] | 1999-07-28 | MCG |  |  |  |  | PEST
38553 | 38553 | STROBANE IN WHOLE WATER |  | STROBANE IN WHOLE WATER UG/L | STROBANE IN WHOLE WATER UG/L | 8001-50-1 |  | UG/L | [10 empty] | 1999-07-28 | MCG |  |  |  |  | PEST
38554 | 38554 | SWEP TOTAL, WATER |  | SWEP | SWEP | 1918-18-9 |  | UG/L | [10 empty] | 1999-07-28 | MCG |  |  |  |  | PEST
38559 | 38559 | TERBUTHYLAZINE TOTAL WATER |  | TERBUTHYLAZINE | TERBUTHYLAZINE | 5915-41-3 |  | UG/L | [10 empty] | 2013-06-11 | MCG |  |  |  |  | PEST
38564 | 38564 | TOKUTHION, TOTAL WATER (PROTHIOFOS) |  |  | TOKUTHION (PROTHIOFOS) -T | 34643-46-4 |  | UG/L |  |  | UG/L | [7 empty] | 2006-05-16 | MCG |  |  |  |  | PEST
38569 | 38569 | THIRAM WATER,TOTAL |  | THIRAM | THIRAM | 137-26-8 |  | UG/L | [10 empty] | 1999-07-28 | MCG |  |  |  |  | PEST
38578 | 38578 | PROPAZINE, TOTAL WATER |  | PROPAZINE | PROPAZINE -T | 139-40-2 |  | UG/L |  |  | UG/L | [7 empty] | 1999-07-28 | MCG | UG/L |  |  |  | OTH
38680 | 38680 | CHLOROTOLUENE,2-, TOTAL WATER |  | O-CHLOROTOLUENE | 2-CHLOROTOLUENE -T | 95-49-8 |  | UG/L |  |  | UG/L | I | [6 empty] | 1998-09-17 | CC4 |  |  |  |  | OTH
38683 | 38683 | CHLOROHEXANE, TOTAL, WATER |  |  |  | 544-10-5 |  | UG/L | [10 empty] | 2009-08-18 | MCG |  |  |  |  | VOC
38684 | 38684 | FENSULFOTHION, TOTAL WATER |  |  | FENSULFOTHION -T | 115-90-2 |  | UG/L |  |  | UG/L | [7 empty] | 1999-07-28 | MCG |  |  |  |  | OTH
38685 | 38685 | FENTHION, TOTAL WATER |  |  | FENTHION -T | 55-38-9 |  | UG/L |  |  | UG/L | [7 empty] | 1999-07-28 | MCG |  |  |  |  | OTH
38686 | 38686 | STIROPHOS, TOTAL WATER |  |  | STIROPHOS (TETRACHLORVINPHOS) -T | 22248-79-9 |  | UG/L |  |  | UG/L | [7 empty] | 1999-07-28 | MCG |  |  |  |  | OTH
38687 | 38687 | CHLORONAPTHALENE,1-, TOTAL, WATER |  |  |  | 90-13-1 |  | UG/L | [10 empty] | 2009-03-10 | MCG | UG/L |  |  |  | VOC
38688 | 38688 | PICOLINE,2- |  |  |  | 109-06-8 |  | UG/L | [10 empty] | 2009-04-08 | MCG |  |  |  |  | VOC
38701 | 38701 | AOP (AMBAM OXIDATION PRODUCT) WATER, DISSOLVED |  | AOP (AMBAM OXIDATION PRODUCT) | AOP (AMBAM OXIDATION PRODUCT) |  |  | UG/L | [10 empty] | 1997-10-07 | CC4 |  |  |  |  | PEST
38710 | 38710 | BENTAZON, (BENTAZONE) TOTAL WATER |  | BENTAZON TOTWUG/L | BENTAZON -T | 25057-89-0 |  | UG/L |  |  | UG/L | [5 empty] | 18 | UG/L | 1999-07-28 | MCG |  |  |  |  | PEST
38715 | 38715 | BOLSTAR, TOTAL WATER (SULPROFOS) |  | BOLSTAR TOTWUG/L | SULPROFOS -T | 35400-43-2 |  | UG/L |  | 10 | UG/L | [7 empty] | 1999-07-28 | MCG | UG/L |  |  |  | PEST
38720 | 38720 | BUSAN 40 TOTAL, WATER |  | BUSAN 40 | BUSAN 40 | 51026-28-9 |  | UG/L | [10 empty] | 1999-07-28 | MCG |  |  |  |  | PEST
38725 | 38725 | BUSAN 85 TOTAL, WATER |  | BUSAN 85 | BUSAN 85 | 128-03-0 |  | UG/L | [10 empty] | 1999-07-28 | MCG |  |  |  |  | PEST
38740 | 38740 | CHLORPYRIFOS-METHYL, TOTAL WATER |  |  | METHYL CHLORPYRIFOS -T | 5598-13-0 |  | UG/L |  |  | UG/L | [7 empty] | 1999-07-28 | MCG |  |  |  |  | PEST
38745 | 38745 | 2,4-DB WATER, TOTAL |  |  |  | 94-82-6 |  | UG/L | [10 empty] | 2001-10-18 | MCG | UG/L |  |  |  | PEST
38770 | 38770 | DICHLOFENTHION WATER, TOTAL |  |  |  | 97-17-6 |  | UG/L | [10 empty] | 2013-07-15 | MCG |  |  |  |  | PEST
38780 | 38780 | DINOSEB, WATER, SUSPENDED |  | DINOSEB SUSPUG/L | DINOSEB -S | 88-85-7 |  | UG/L |  |  | UG/L |  | 7 | UG/L |  |  | 7 | UG/L | 1999-07-28 | MCG |  | 7 | UG/L | Y | PEST
38792 | 38792 | ETRIDIAZOLE, TOTAL WATER |  |  | ETHAZOLE (ETRIDIAZOLE) -T | 2593-15-9 |  | UG/L |  | 10 | UG/L | [7 empty] | 2002-11-20 | MCG | UG/L |  |  |  | OTH
38805 | 38805 | FERBAM WATER, TOTAL |  | FERBAM | FERBAM | 14484-64-1 |  | UG/L | [10 empty] | 1999-07-28 | MCG |  |  |  |  | PEST
38810 | 38810 | FLUOMETURON, TOTAL WATER |  | FLUOME TURON TOTWUG/L | FLUOMETURON (FRAGMENT) -T | 2164-17-2 |  | UG/L |  | 30 | UG/L | [5 empty] | 88 | UG/L | 1999-07-28 | MCG | UG/L |  |  |  | PEST
38815 | 38815 | HEXAZINONE, TOTAL WATER |  | HEXA ZINONE TOTWUG/L | HEXAZINONE -T | 51235-04-2 |  | UG/L |  | 5 | UG/L | [5 empty] | 230 | UG/L | 1999-07-28 | MCG | UG/L |  |  |  | PEST
38825 | 38825 | KN-METHYL WATER,TOTAL |  | KN-METHYL | KN-METHYL |  |  | UG/L | [10 empty] | 1997-10-07 | CC4 |  |  |  |  | PEST
38830 | 38830 | MANCOZEB TOTAL, WATER |  | MANCOZEB | MANCOZEB | 8018-01-7 |  | UG/L | [10 empty] | 1999-07-28 | MCG |  |  |  |  | PEST
38835 | 38835 | MANEB TOTAL, WATER |  | MANEB | MANEB | 12427-38-2 |  | UG/L | [10 empty] | 1999-07-28 | MCG |  |  |  |  | PEST
38845 | 38845 | METHAM WATER, TOTAL |  | METHAM | METHAM | 137-42-8 |  | UG/L | [10 empty] | 1999-07-28 | MCG |  |  |  |  | PEST
38850 | 38850 | NABAM WATER, TOTAL |  | NABAM | NABAM | 142-59-6 |  | UG/L | [10 empty] | 1999-07-28 | MCG |  |  |  |  | PEST
38855 | 38855 | NALED, TOTAL WATER |  |  | NALED -T | 300-76-5 |  | UG/L |  |  | UG/L | [7 empty] | 1999-07-28 | MCG |  |  |  |  | PEST
38860 | 38860 | NIACIDE TOTAL, WATER |  | NIACIDE | NIACIDE | 15339-36-3 |  | UG/L | [10 empty] | 1999-07-28 | MCG |  |  |  |  | PEST
38865 | 38865 | OXAMYL, TOTAL WATER |  | OXAMYL TOTWUG/L | OXAMYL -T | 23135-22-0 | 2036 | UG/L |  | 1 | UG/L | A | 200 | UG/L |  |  | 200 | UG/L | 1999-07-28 | MCG | UG/L | 200 | UG/L | Y | PEST
38877 | 38877 | STIROFOS |  |  |  | 961-11-5 |  | UG/L | [10 empty] | 2006-05-04 | MCG |  |  |  |  | PEST
38882 | 38882 | TERBACIL WATER |  | TERBACIL TOTWUG/L | TERBACIL -T | 5902-51-2 |  | UG/L |  |  | UG/L | [5 empty] | 88 | UG/L | 1999-07-28 | MCG |  |  |  |  | PEST
38887 | 38887 | TERBUTRYN, TOTAL WATER |  | TERBUTRN TOTWUG/L | TERBUTRYN -T | 886-50-0 |  | UG/L |  |  | UG/L | [5 empty] | 7 | UG/L | 1999-07-28 | MCG |  |  |  |  | PEST
38892 | 38892 | TRIADIMEFON, TOTAL WATER |  | TRIADIMEFON TOTWUG/L | TRIADIMEFON -T | 43121-43-3 |  | UG/L |  | 5 | UG/L | [5 empty] | 180 | UG/L | 1999-07-28 | MCG | UG/L |  |  |  | PEST
38897 | 38897 | TRICHLORONATE, TOTAL WATER |  |  | TRICHLORONATE -T | 327-98-0 |  | UG/L |  |  | UG/L | [7 empty] | 1999-07-28 | MCG |  |  |  |  | PEST
38907 | 38907 | ZAC WATER, TOTAL |  | ZAC | ZAC |  |  | UG/L | [10 empty] | 1997-10-07 | CC4 |  |  |  |  | PEST
38912 | 38912 | ZINEB TOTAL, WATER |  | ZINEB | ZINEB | 12122-67-7 |  | UG/L | [10 empty] | 1999-07-28 | MCG |  |  |  |  | PEST
38917 | 38917 | ZIRAM, TOTAL WATER |  | ZIRAM TOTWUG/L | ZIRAM -T | 137-30-4 |  | UG/L |  |  | UG/L | [7 empty] | 1999-07-28 | MCG |  |  |  |  | PEST
38926 | 38926 | ENDOTHALL, WHOLE WATER SAMPLE |  |  | ENDOTHALL -T | 145-73-3 |  | UG/L |  |  | UG/L |  | 100 | UG/L |  |  |  |  | 1999-07-28 | MCG |  | 100 | UG/L |  | PEST
38927 | 38927 | METHAMIDOPHOS, WHOLE WATER SAMPLE |  |  |  | 10265-92-6 |  | UG/L | [10 empty] | 2002-06-26 | MCG |  |  |  |  | PEST
38929 | 38929 | FENAMIPHOS(NEMACUR), WHOLE WATER SAMPLE |  | FENMIPHSWHL SMPL UG/L | FENAMIPHOS -T | 22224-92-6 |  | UG/L |  | 10 | UG/L | [5 empty] | 1.8 | UG/L | 1999-07-28 | MCG | UG/L |  |  |  | PEST
38932 | 38932 | CHLORPYRIFOS, TOTAL RECOVERABLE |  | CHLORPY-RIFOS TOTUG/L | CHLORPYRIFOS, TOTAL RECOVERABLE -T | 2921-88-2 | 2057 | UG/L |  | 5 | UG/L | [5 empty] | 21 | UG/L | 1999-07-28 | MCG | UG/L |  |  |  | PEST
38935 | 38935 | MONOSODIUM METHANEARSONATE (MSMA) |  |  | MSMA -T | 2163-80-6 |  | UG/L | [10 empty] | 1999-07-28 | MCG |  |  |  |  | PEST
39001 | 39001 | ABATE, FLAME PHOTOMETRIC,WATER SAMPLE |  |  |  | 3383-96-8 |  | UG/L | [10 empty] | 2013-07-15 | MCG |  |  |  |  | PEST
39032 | 39032 | PCP (PENTACHLOROPHENOL) WHOLE WATER SAMPLE |  | PCP TOT UG/L | PENTACHLOROPHENOL (PCP) -T | 87-86-5 | 2326 | UG/L |  | 50 | UG/L | F | 1 | UG/L |  |  | 200 | UG/L | 1999-07-14 | MCG | UG/L | 1 | UG/L | Y | VOC
39033 | 39033 | ATRAZINE IN WHOLE WATER SAMPLE |  | ATRZ WHL SMPL UG/L | ATRAZINE -T | 1912-24-9 | 2050 | UG/L |  | 10 | UG/L |  | 3 | UG/L |  |  | 3 | UG/L | 1999-07-28 | MCG | UG/L | 3 | UG/L | Y | PEST
39034 | 39034 | PERTHANE IN WHOLE WATER SAMPLE |  |  | PERTHANE, TOTAL -T | 72-56-0 |  | UG/L |  |  | UG/L | [7 empty] | 1999-07-28 | MCG |  |  |  |  | PEST
39036 | 39036 | ALKALINITY,FILTERED SAMPLE (AS CACO3) |  |  | ALKALINITY, FILTERED, AS CACO3 -T | 471-34-1 |  | MG/L |  |  | MG/L | [7 empty] | 1999-02-08 | PJT |  |  |  |  | OTH
39045 | 39045 | 2,4,5-TP INCLUDES ACIDS & SALTS WATER SAMPLE |  | 2,4,5-TPWTR SMPL UG/L | 2,4,5-TP INCLUDES ACIDS & SALTS -T | 93-72-1 | 2110 | UG/L |  |  | UG/L | [7 empty] | 1999-07-28 | MCG |  |  |  |  | PEST
39051 | 39051 | METHOMYL IN WHOLE WATER |  | METHOMYLWH.WATER (UG/L) | METHOMYL -T | 16752-77-5 |  | UG/L |  | 1 | UG/L | A |  |  |  |  | 180 | UG/L | 1999-07-28 | MCG | UG/L |  |  |  | PEST
39052 | 39052 | PROPHAM IN WHOLE WATER |  | PROPHAMWH.WATER (UG/L) | PROPHAM -T | 122-42-9 |  | UG/L |  |  | UG/L | [5 empty] | 100 | UG/L | 1999-07-28 | MCG |  |  |  |  | PEST
39053 | 39053 | ALDICARB IN WHOLE WATER |  | ALDICARBWH.WATER (UG/L) | ALDICARB -T | 116-06-3 | 2047 | UG/L |  | 1 | UG/L | A |  |  |  |  | 9 | UG/L | 2000-09-07 | MCG | UG/L |  |  |  | PEST
39054 | 39054 | SIMETRYNE IN WHOLE WATER |  | SIMETRYNWH.WATER (UG/L) | SIMETRYNE -T | 1014-70-6 |  | UG/L |  |  | UG/L | [7 empty] | 1999-07-28 | MCG |  |  |  |  | PEST
39055 | 39055 | SIMAZINE IN WHOLE WATER |  | SIMAZINEWH.WATER (UG/L) | SIMAZINE -T | 122-34-9 | 2037 | UG/L |  | 10 | UG/L |  | 4 | UG/L |  |  | 1 | UG/L | 1999-07-28 | MCG | UG/L | 4 | UG/L | Y | PEST
39056 | 39056 | PROMETONE IN WHOLE WATER (PROMETON) |  | PROMETONWH.WATER (UG/L) | PROMETON -T | 1610-18-0 |  | UG/L |  | 5 | UG/L | [5 empty] | 110 | UG/L | 1999-07-28 | MCG | UG/L |  |  |  | PEST
39057 | 39057 | PROMETRYNE IN WHOLE WATER (PROMETRYN) |  | PRMETRYNWH.WATER (UG/L) | PROMETRYN -T | 7287-19-6 |  | UG/L |  | 10 | UG/L | [5 empty] | 26 | UG/L | 1999-07-28 | MCG | UG/L |  |  |  | PEST
39062 | 39062 | CHLORDANE-CIS ISOMER, WHOLE WATER SAMPLE |  |  |  | 5103-71-9 |  | UG/L | [10 empty] | 2002-10-21 | MCG |  |  |  |  | PEST
39065 | 39065 | CHLORDANE-TRANS ISOMER, WHOLE WATER SAMPLE |  |  |  | 5103-74-2 |  | UG/L | [10 empty] | 2002-10-22 | MCG |  |  |  |  | PEST
39080 | 39080 | PRONAMIDE IN WATER, TOTAL WATER |  | PRNAMIDE TOT UG/L | PRONAMIDE -T | 23950-58-5 |  | UG/L |  | 5 | UG/L | [5 empty] | 52 | UG/L | 1999-07-28 | MCG | UG/L |  |  |  | PEST
39082 | 39082 | 1,2-DIBROMOETHYLENE IN WATER, TOTAL |  | 12DIBROMETHYLENETOT | 1,2-DIBROMETHYLENE IN WATER | 540-49-8 |  | UG/L | [10 empty] | 1999-07-28 | MCG |  |  |  |  | PEST
39086 | 39086 | ALKALINITY,WATER,DISS,INCR TIT,FIELD (AS CACO3) |  | ALKLNITYWTR DISSFLD MG/L | ALKALINITY,,DISOLVED,INCR TIT,FLD -D | 471-34-1 |  | MG/L |  |  | MG/L | [7 empty] | 1999-02-08 | PJT |  |  |  |  | ION
39087 | 39087 | ALKALINITY,WATER,DISS,INCR TIT, LAB (AS CACO3) |  |  | ALKALINITY,DISS,INCR TITR,LAB,CACO3 -D | 471-34-1 |  | MG/L |  |  | MG/L | [7 empty] | 1999-02-08 | PJT |  |  |  |  | OTH
39100 | 39100 | BIS(2-ETHYLHEXYL) PHTHALATE, WHOLE WATER |  | B2ETHHXLPHTHALATTOT UG/L | bis(2-ETHYLHEXYL)PHTHALATE -T | 117-81-7 | 2298 | UG/L |  |  | UG/L | G | 6 | UG/L |  |  |  |  | 1999-07-14 | MCG |  | 6 | UG/L |  | SVOC
39109 | 39109 | 2,2-DICHLOROVINYL DIMETHYLPHOSPHATE (DDVP) |  |  | 2,2-DVDP | 62-73-7 |  | MG/L | [10 empty] | 1999-07-28 | MCG |  |  |  |  | PEST
39110 | 39110 | DI-N-BUTYL PHTHALATE, WHOLE WATER |  | DNB PHTH TOTAL UG/L | DI-n-BUTYL PHTHALATE -T | 84-74-2 | 2290 | UG/L |  | 10 | UG/L | G | [6 empty] | 1999-07-14 | MCG | UG/L |  |  |  | SVOC
39120 | 39120 | BENZIDINE IN WHOLE WATER SAMPLE |  | BENZIDIN TOTUG/L | BENZIDINE -T | 92-87-5 | 2292 | UG/L |  | 20 | UG/L | [5 empty] | 0.0001 | UG/L | 1999-07-28 | MCG | UG/L |  |  |  | PEST
39150 | 39150 | DICHLONE |  |  |  | 117-80-6 |  | UG/L | [10 empty] | 2009-03-12 | MCG | UG/L |  |  |  | PEST
39175 | 39175 | VINYL CHLORIDE, WHOLE WATER SAMPLE |  | VINYLCHLORIDE TOT UG/L | VINYL CHLORIDE -T | 75-01-4 | 2976 | UG/L |  | 0.5 | UG/L | HI | 2 | UG/L |  |  | 0.02 | UG/L | 1999-07-14 | MCG | UG/L | 2 | UG/L | Y | VOC
39180 | 39180 | TRICHLOROETHYLENE (TCE) (TRICHLOROETHENE)WHOLE WTR |  | TRICHLORETHYLENETOT UG/L | TRICHLOROETHENE -T | 79-01-6 | 2984 | UG/L |  | 0.5 | UG/L | HI | 5 | UG/L |  |  | 3.2 | UG/L | 1999-07-14 | MCG | UG/L | 5 | UG/L | Y | VOC
39250 | 39250 | NAPTHALENES, POLYCHLORINATED |  | NAPTHALENES, PC. UG/L | NAPHTHALENE, POLYCHLORINATED -T | D022 |  | UG/L |  | 1 | UG/L | [7 empty] | 1995-11-17 | DBM | UG/L |  |  |  | SVOC
39300 | 39300 | P,P'DDT IN WHOLE WATER SAMPLE (4,4'-DDT) |  | P,P'DDT TOT UG/L | P,P'DDT -T | 50-29-3 |  | UG/L |  |  | UG/L | K | [6 empty] | 1999-07-14 | MCG |  |  |  |  | PEST
39305 | 39305 | O,P' DDT IN WHOLE WATER SAMPLE |  | O,P' DDTWHL SMPL UG/L | o,p' DDT -T | 789-02-6 | 2369 | UG/L |  |  | UG/L | [7 empty] | 1999-07-28 | MCG |  |  |  |  | PEST
39310 | 39310 | P,P' DDD IN WHOLE WATER SAMPLE (4,4'-DDD) |  | P,P'DDD TOT UG/L | DDD - PP' -T | 72-54-8 |  | UG/L |  |  | UG/L | K | [6 empty] | 1999-07-13 | MCG |  |  |  |  | PEST
39320 | 39320 | P,P' DDE IN WHOLE WATER SAMPLE (4,4'-DDE) |  | P,P'DDE TOT UG/L | DDE - PP' (4,4'-DDE) -T | 72-55-9 | 2362 | UG/L |  | 0.1 | UG/L | K | [6 empty] | 1999-07-28 | MCG | UG/L |  |  |  | PEST
39330 | 39330 | ALDRIN IN WHOLE WATER SAMPLE |  | ALDRIN TOT UG/L | ALDRIN -T | 309-00-2 | 2356 | UG/L |  | 0.05 | UG/L | K |  |  |  |  | 0.002 | UG/L | 1999-07-14 | MCG | UG/L |  |  |  | PEST
39337 | 39337 | ALPHA BENZENE HEXACHLORIDE (ALPHA-BHC) WHOLE WTR |  | ALPHABHC TOTUG/L | ALPHA-BHC -T | 319-84-6 | 2348 | UG/L |  | 0.05 | UG/L | K | [6 empty] | 2007-08-15 | MCG | UG/L |  |  |  | PEST
39338 | 39338 | BETA BENZENE HEXACHLORIDE (BETA-BHC)WHOLE WTR SAMP |  | BETA BHC TOTUG/L | BETA-BHC -T | 319-85-7 | 2350 | UG/L |  | 0.05 | UG/L | K | [6 empty] | 2007-08-15 | MCG | UG/L |  |  |  | PEST
39340 | 39340 | GAMMA-BHC(LINDANE), WHOLE WATER |  | GAMMABHCLINDANE TOT.UG/L | LINDANE -T | 58-89-9 | 2010 | UG/L |  | 5 | UG/L | BK | 0.2 | UG/L |  |  | 0.03 | UG/L | 1999-07-14 | MCG | UG/L | 0.2 | UG/L | Y | PEST
39341 | 39341 | GAMMA-BHC(LINDANE), DISSOLVED |  | GAMMA-BHC(LINDANE), DISSOLVED | GAMMA-BHC(LINDANE), DISSOLVED | 58-89-9 |  | UG/L |  |  |  |  | 0.2 | UG/L |  |  |  |  | 2001-08-20 | MCG |  | 0.2 | UG/L |  | PEST
39348 | 39348 | CHLORDANE, ALPHA, IN WHOLE WATER SAMPLE |  | A-CHLRDNWHL SMPL UG/L | ALAPHA CHLORDANE -T | 5103-71-9 | 2959 | UG/L |  |  |  |  | 2 | UG/L |  |  |  |  | 2001-08-14 | MCG |  |  |  |  | PEST
39350 | 39350 | CHLORDANE(TECH MIX & METABS), WHOLE WATER |  | CHLRDANETECH&METTOT UG/L | CHLORDANE, TECHNICAL -T | 57-74-9 |  | UG/L |  | 0.5 | UG/L | K | 2 | UG/L |  |  | 0.02 | UG/L | 1999-07-28 | MCG | UG/L | 2 | UG/L | Y | PEST
39352 | 39352 | CHLORDANE(TECH MIX & METABS), DISSOLVED |  | CHLRDANETECH&METDIS UG/L | CHLORDANE(TECH MIX & METABS), DISSOLVED | 57-74-9 |  | UG/L |  |  |  |  | 2 | UG/L |  |  |  |  | 2001-08-20 | MCG |  | 2 | UG/L |  | PEST
39356 | 39356 | METOLACHLOR(DUAL) IN WHOLE WATER |  | METOCLR (DUAL) UG/L | METOLACHLOR(DUAL) -T | 51218-45-2 |  | UG/L |  |  | UG/L | [5 empty] | 110 | UG/L | 1999-07-28 | MCG |  |  |  |  | PEST
39357 | 39357 | RONNEL IN WHOLE WATER SAMPLE |  |  | RONNEL -T | 299-84-3 |  | UG/L |  |  | UG/L | [7 empty] | 1999-07-28 | MCG |  |  |  |  | PEST
39360 | 39360 | DDD IN WHOLE WATER SAMPLE |  | DDD WHL SMPL UG/L | DDD -T | 72-54-8 | 2366 | UG/L |  | 0.1 | UG/L | [7 empty] | 1999-07-28 | MCG | UG/L |  |  |  | PEST
39365 | 39365 | DDE IN WHOLE WATER SAMPLE | DDE | 4,4 DDE | 4.4 DDE -T | 72-55-9 |  | UG/L |  |  | UG/L | [7 empty] | 1999-07-28 | MCG |  |  |  |  | OTH
39370 | 39370 | DDT IN WHOLE WATER SAMPLE |  | DDT WHL SMPL UG/L | DDT -T | 50-29-3 | 2370 | UG/L |  | 0.1 | UG/L | [5 empty] | 0.1 | UG/L | 1999-07-28 | MCG | UG/L |  |  |  | PEST
39380 | 39380 | DIELDRIN IN WHOLE WATER SAMPLE |  | DIELDRIN TOTUG/L | DIELDRIN -T | 60-57-1 | 2070 | UG/L |  | 0.1 | UG/L | K |  |  |  |  | 0.001 | UG/L | 1999-07-14 | MCG | UG/L |  |  |  | PEST
39388 | 39388 | ENDOSULFAN IN WHOLE WATER SAMPLE |  | ENDOSULNWHL SMPL UG/L | ENDOSULFAN -T | 115-29-7 |  | UG/L |  | 10 | UG/L | [5 empty] | 0.35 | UG/L | 1999-07-28 | MCG | UG/L |  |  |  | PEST
39390 | 39390 | ENDRIN IN WHOLE WATER SAMPLE |  | ENDRIN TOT UG/L | ENDRIN -T | 72-20-8 | 2005 | UG/L |  | 0.2 | UG/L | BK | 2 | UG/L |  |  | 2 | UG/L | 1999-07-14 | MCG | UG/L | 2 | UG/L | Y | PEST
39398 | 39398 | ETHION IN WHOLE WATER SAMPLE |  | ETHION WHL SMPL UG/L | ETHION -T | 563-12-2 |  | UG/L |  |  | UG/L | [7 empty] | 1999-07-28 | MCG |  |  |  |  | PEST
39400 | 39400 | TOXAPHENE IN WHOLE WATER SAMPLE |  | TOXAPHEN TOTUG/L | TOXAPHENE -T | 8001-35-2 | 2020 | UG/L |  | 2 | UG/L | BK | 3 | UG/L |  |  | 0.03 | UG/L | 1999-07-14 | MCG | UG/L | 3 | UG/L | Y | PEST
39410 | 39410 | HEPTACHLOR IN WHOLE WATER SAMPLE |  | HEPTCHLR TOTUG/L | HEPTACHLOR -T | 76-44-8 | 2065 | UG/L |  | 0.1 | UG/L | K | 0.4 | UG/L |  |  | 0.008 | UG/L | 1999-07-14 | MCG | UG/L | 0.4 | UG/L | Y | PEST
39420 | 39420 | HEPTACHLOR EPOXIDE IN WHOLE WATER SAMPLE |  | HPCHLREP TOTUG/L | HEPTACHLOR EPOXIDE -T | 1024-57-3 | 2067 | UG/L |  | 0.1 | UG/L | K | 0.2 | UG/L |  |  | 0.004 | UG/L | 1999-07-14 | MCG | UG/L | 0.2 | UG/L | Y | PEST
39430 | 39430 | ISODRIN WHOLE WATER |  | ISODRIN | ISOBRIN | 465-73-6 |  | UG/L | [10 empty] | 1999-07-28 | MCG |  |  |  |  | PEST
39460 | 39460 | CHILOROBENZILATE IN WHOLE WATER SAMPLE (UG/L) |  |  |  | 510-15-6 |  | UG/L | [10 empty] | 2004-10-27 | YZ1 |  |  |  |  | PEST
39478 | 39478 | METHOXYCHLOR IN WHOLE WATER, DISSOLVED |  | MTHXYCLRWTR DISS UG/L | METHOXYCHLOR -D | 72-43-5 |  | UG/L |  |  |  |  | 40 | UG/L |  |  |  |  | 2001-08-20 | MCG |  | 40 | UG/L | Y | PEST
39480 | 39480 | METHOXYCHLOR IN WHOLE WATER SAMPLE |  | MTHXYCLRWHL SMPL UG/L | METHOXYCHLOR -T | 72-43-5 | 2015 | UG/L |  | 1 | UG/L | BK | 40 | UG/L |  |  | 400 | UG/L | 1999-07-14 | MCG | UG/L | 40 | UG/L | Y | PEST
39488 | 39488 | PCB - 1221 IN THE WHOLE WATER SAMPLE |  | PCB-1221 TOTUG/L | AROCLOR-1221 -T | 11104-28-2 | 2390 | UG/L |  | 0.5 |  | K | 20 | UG/L |  |  |  |  | 2001-08-14 | MCG | UG/L | 0.5 | UG/L |  | OTH
39492 | 39492 | PCB - 1232 PCB SERIES WHOLE WATER SAMPLE |  | PCB-1232 TOTUG/L | AROCLOR-1232 -T | 11141-16-5 | 2392 | UG/L |  | 0.5 |  | K | 0.5 | UG/L |  |  |  |  | 2001-08-14 | MCG | UG/L | 0.5 | UG/L |  | OTH
39496 | 39496 | PCB - 1242 PCB SERIES WHOLE WATER SAMPLE |  | PCB-1242 TOTUG/L | AROCLOR-1242 -T | 53469-21-9 | 2394 | UG/L |  | 0.5 |  | K | 0.3 | UG/L |  |  |  |  | 2001-08-14 | MCG | UG/L | 0.5 | UG/L |  | OTH
39500 | 39500 | PCB - 1248 PCB SERIES WHOLE WATER SAMPLE |  | PCB-1248 TOTUG/L | AROCLOR-1248 -T | 12672-29-6 | 2396 | UG/L |  | 0.5 |  | K | 0.1 | UG/L |  |  |  |  | 2001-08-14 | MCG | UG/L | 0.5 | UG/L |  | OTH
39504 | 39504 | PCB - 1254 PCB SERIES WHOLE WATER SAMPLE |  | PCB-1254 TOTUG/L | AROCLOR-1254 -T | 11097-69-1 | 2398 | UG/L |  | 1 |  | K | 0.1 | UG/L |  |  |  |  | 2001-08-14 | MCG | UG/L | 0.5 | UG/L |  | OTH
39508 | 39508 | PCB - 1260 PCB SERIES WHOLE WATER SAMPLE |  | PCB-1260 TOTUG/L | AROCLOR-1260 -T | 11096-82-5 | 2400 | UG/L |  | 1 |  | K | 0.2 | UG/L |  |  |  |  | 2001-08-14 | MCG | UG/L | 0.5 | UG/L |  | OTH
39516 | 39516 | PCBS IN WHOLE WATER SAMPLE |  |  | PCBS, TOTAL -T | 12767-79-2 |  | UG/L |  |  | UG/L |  | 0.5 | UG/L |  |  |  |  | 1999-07-28 | MCG |  | 0.5 | UG/L |  | PEST
39530 | 39530 | MALATHION IN WHOLE WATER SAMPLE |  | MALATHN WHL SMPL UG/L | MALATHION -T | 121-75-5 | 2058 | UG/L |  | 5 | UG/L | L |  |  |  |  | 140 | UG/L | 1999-07-28 | MCG | UG/L |  |  |  | PEST
39540 | 39540 | PARATHION IN WHOLE WATER SAMPLE |  | PARATHN WHL SMPL UG/L | PARATHION -T | 56-38-2 |  | UG/L |  | 10 | UG/L | [5 empty] | 0.02 | UG/L | 1999-07-28 | MCG | UG/L |  |  |  | PEST
39560 | 39560 | DEMETON IN WHOLE WATER SAMPLE |  | DEMETON WHL SMPL UG/L | DEMETON -T | 8065-48-3 |  | UG/L |  |  | UG/L | [7 empty] | 1999-07-28 | MCG |  |  |  |  | PEST
39570 | 39570 | DIAZINON IN WHOLE WATER SAMPLE |  | DIAZINONWHL SMPL UG/L | DIAZINON -T | 333-41-5 | 2056 | UG/L |  | 10 | UG/L | L |  |  |  |  | 0.63 | UG/L | 1999-07-28 | MCG | UG/L |  |  |  | PEST
39580 | 39580 | GUTHION IN WHOLE WATER SAMPLE |  | GUTHION WHL SMPL UG/L | GUTHION -T | 86-50-0 | 2059 | UG/L |  |  | UG/L | [7 empty] | 1999-07-28 | MCG |  |  |  |  | PEST
39600 | 39600 | METHYL PARATHION IN WHOLE WATER SAMPLE |  | MPARATHNWHL SMPL UG/L | METHYL PARATHION -T | 298-00-0 |  | UG/L |  | 10 | UG/L | L |  |  |  |  | 1.8 | UG/L | 1999-07-28 | MCG | UG/L |  |  |  | PEST
39610 | 39610 | PHOSDRIN IN WHOLE WATER SAMPLE (MEVINPHOS) |  | PHOSDRINWHL SMPL UG/L | PHOSDRIN -T | 7786-34-7 |  | UG/L |  | 1 | UG/L | L | [6 empty] | 1999-07-28 | MCG | UG/L |  |  |  | PEST
39620 | 39620 | TEPP - WHOLE WTR SAMPLE (TETRAETHYL PYROPHOSPHATE) |  |  | TEPP -T | 107-49-3 |  | UG/L |  |  | UG/L | [7 empty] | 2007-08-15 | MCG |  |  |  |  | OTH
39630 | 39630 | ATRAZINE(AATREX) IN WHOLE WATER SAMPLE |  | ATRAZINEWHL SMPL | ATRAZINE(AATREX) IN WHOLE WATER | 1912-24-9 |  | UG/L |  |  |  |  | 3 | UG/L |  |  |  |  | 1999-07-28 | MCG |  | 3 | UG/L |  | PEST
39640 | 39640 | CAPTAN IN WHOLE WATER SAMPLE |  | CAPTAN WHL SMPL UG/L | CAPTAN -T | 133-06-2 |  | UG/L |  | 30 | UG/L | [5 empty] | 9.7 | UG/L | 1999-07-28 | MCG | UG/L |  |  |  | PEST
39650 | 39650 | DIURON IN WHOLE WATER SAMPLE |  | DIURON WHL SMPL UG/L | DIURON (FRAGMENT) -T | 330-54-1 |  | UG/L |  | 20 | UG/L | [5 empty] | 14 | UG/L | 1999-07-28 | MCG | UG/L |  |  |  | PEST
39700 | 39700 | HEXACHLOROBENZENE IN WHOLE WATER SAMPLE |  | HCB TOT UG/L | HEXACHLOROBENZENE -T | 118-74-1 | 2274 | UG/L |  | 5 | UG/L | G | 1 | UG/L |  |  | 0.02 | UG/L | 1999-07-14 | MCG | UG/L | 1 | UG/L | Y | SVOC
39702 | 39702 | HEXACHLOROBUTADIENE IN WHOLE WATER SAMPLE |  | HEXCLBD TOT UG/L | HEXACHLOROBUTADIENE -T | 87-68-3 |  | UG/L |  | 1 | UG/L | [5 empty] | 0.5 | UG/L | 1999-07-28 | MCG | UG/L |  |  |  | VOC
39720 | 39720 | PICLORAM IN WHOLE WATER SAMPLE |  | PICLORAMWHL SMPL UG/L | PICLORAM -T | 1918-02-1 | 2040 | UG/L |  |  | UG/L |  | 500 | UG/L |  |  | 500 | UG/L | 1999-07-28 | MCG |  | 500 | UG/L | Y | PEST
39730 | 39730 | 2,4-D IN WHOLE WATER SAMPLE |  | 2,4-D WHL SMPL UG/L | 2,4-D (2,4-DICHLOROPHENOXYACETIC ACID) | 94-75-7 | 2105 | UG/L |  | 0.5 | UG/L | J | 70 | UG/L |  |  | 70 | UG/L | 1999-07-28 | MCG | UG/L | 70 | UG/L | Y | PEST
39740 | 39740 | 2,4,5-T IN WHOLE WATER SAMPLE |  | 2,4,5-T WHL SMPL UG/L | 2,4,5-T -T | 93-76-5 | 2111 | UG/L | [10 empty] | 2000-09-07 | MCG |  |  |  | Y | PEST
39755 | 39755 | MIREX, TOTAL |  |  | MIREX, TOTAL -T | 2385-85-5 |  | UG/L |  |  | UG/L | [7 empty] | 1999-07-28 | MCG |  |  |  |  | PEST
39756 | 39756 | MIREX, DISSOLVED |  | MIREX, DISSOLVED | MIREX, DISSOLVED | 2385-85-5 |  | UG/L | [10 empty] | 1999-07-28 | MCG |  |  |  |  | PEST
39760 | 39760 | SILVEX IN WHOLE WATER SAMPLE |  | SILVEX WHL SMPL UG/L | 2,4,5-TP (SILVEX) -T | 93-72-1 |  | UG/L |  | 0.25 | UG/L | J | 50 | UG/L |  |  |  |  | 1999-07-28 | MCG | UG/L | 50 | UG/L |  | OTH
39770 | 39770 | DACTHAL (DCPA) IN WHOLE WATER SAMPLE |  | DACTHAL WHL SMPL UG/L | DCPA -T | 1861-32-1 |  | UG/L |  | 5 | UG/L | [5 empty] | 3500 | UG/L | 1999-07-28 | MCG | UG/L |  |  |  | PEST
39780 | 39780 | DICOFOL IN WHOLE WATER SAMPLE |  | DICOFOL WHL SMPL UG/L | DICOFOL -T | 115-32-2 |  | UG/L |  |  | UG/L | [5 empty] | 0.08 | UG/L | 1999-07-28 | MCG |  |  |  |  | PEST
39786 | 39786 | TRITHION IN WHOLE WATER SAMPLE |  |  | CARBOPHENOTHION -T | 786-19-6 |  | UG/L |  |  | UG/L | [7 empty] | 1999-07-28 | MCG |  |  |  |  | OTH
39790 | 39790 | METHYL TRITHION IN WHOLE WATER SAMPLE |  | MTRTHIONWHL SMPL | METHYL TRITHION WHOLE WATER | 953-17-3 |  | UG/L | [10 empty] | 1999-07-28 | MCG |  |  |  |  | PEST
39800 | 39800 | IMIDAN IN WHOLE WATER SAMPLE (PHOSMET) |  | IMIDAN WHL SMPL | PHOSMET -T | 732-11-6 |  | UG/L |  | 10 | UG/L | [7 empty] | 1999-07-28 | MCG | UG/L |  |  |  | PEST
39810 | 39810 | CHLORDANE,GAMMA,IN WHOLE WATER SAMPLE |  |  | GAMMA-CHLORDANE -T | 5566-34-7 |  | UG/L |  |  | UG/L |  | 2 | UG/L |  |  |  |  | 1999-07-28 | MCG |  | 2 | UG/L |  | OTH
45013 | 45013 | Isopropyl acetate | GW |  | Isopropyl acetate | 108-21-4 |  | UG/L | [10 empty] | 2018-12-12 | LMC
45412 | 45412 | DIMETHYL ESTER/HYDROXYBUTANEDIOIC ACID WHOLE WATER |  | DME HOBA TOTAL WAT UG/L | ACEPHATE DEL | 617-55-0 |  | UG/L | [10 empty] | 2002-09-12 | PJT |  |  |  |  | SVOC
45501 | 45501 | HYDROCARBON IN WATER, FREON EXT, CHROMAT, IR |  | HYDROCARBON IR MG/L | PETROLEUM HYDROCARBONS, TOTAL -T | D025 |  | MG/L |  | 3 | MG/L | [7 empty] | 1995-11-17 | DBM | UG/L |  |  |  | PET
45606 | 45606 | NORTRON (ETHOFUMESATE, TRAMAT), WATER, WHOLE |  | NORTRON WTR WHL UG/L | ETHOFUMESATE -T | 26225-79-6 |  | UG/L |  | 10 | UG/L | [7 empty] | 1999-07-28 | MCG | UG/L |  |  |  | PEST
45607 | 45607 | TEBUTHIURON (GRASLAN, SPIKE), WATER WHOLE |  | TEBTHRN WTR WHL UG/L | TEBUTHIURON -T | 34014-18-1 |  | UG/L |  | 30 | UG/L | [5 empty] | 35 | UG/L | 1999-07-28 | MCG | UG/L |  |  |  | PEST
45609 | 45609 | PYRAMIN (PYRAZON, CHLORIDAZON), WATER, WHOLE |  |  | PYRAZON -T | 1698-60-8 |  | UG/L |  |  | UG/L | [7 empty] | 1999-07-28 | MCG |  |  |  |  | PEST
45617 | 45617 | DICHLOROETHENE, 1,2- , WATER, WHOLE |  |  | 1,2-DICHLOROETHENE, TOTAL -T | 540-59-0 |  | UG/L |  |  | UG/L | [7 empty] | 1999-07-28 | MCG |  |  |  |  | OTH
45620 | 45620 | BETA, GROSS, WATER, WHOLE UREM/YR |  |  |  | 12587-47-2 |  | UREM/Y | [10 empty] | 1999-09-09 | MCG |  |  |  |  | RAD
45622 | 45622 | DINITROBENZENE, M- , WATER, WHOLE |  |  |  | 99-65-0 |  | UG/L | [10 empty] | 2008-04-22 | MCG |  |  |  |  | OTH
45624 | 45624 | DICHLOROETHENE, TRANS 2,2- , WATER, WHOLE |  |  | trans-2,2-DICHLOROETHENE DEL |  |  | UG/L |  |  | UG/L | [7 empty] | 1999-05-13 | PJT |  |  |  | Y | OTH
45629 | 45629 | BROMIDE, IN ORGANIC COMPOUNDS, WATER, WHOLE, MG/L |  |  |  | 24959-67-9 |  | MG/L | [10 empty] | 2004-06-15 | YZ1 |  |  |  |  | ION
45634 | 45634 | HARDNESS, CALCIUM, AS CACO3, WATER, WHOLE |  |  |  | 471-34-1 |  | MG/L | [10 empty] | 2011-01-24 | MCG |  |  |  |  | ION
45640 | 45640 | DIMETHYLCYCLOPENTANE, 1,1- , WATER,WHOLE |  |  |  | 1638-26-2 |  | UG/L | [10 empty] | 2012-12-19 | MCG |  |  |  |  | VOC
45642 | 45642 | DIMETHYLCYCLOPENTANE, TRANS-1,3- ,WATER,WHOLE |  |  |  | 1759-58-6 |  | UG/L | [10 empty] | 2015-03-02 | MCG |  |  |  |  | VOC
46000 | 46000 | PHENOLS |  |  |  | 64743-03-9 |  | MG/L | [10 empty] | 2015-02-09 | MCG | MG/L |  |  |  | VOC
46123 | 46123 | IRON, FERROUS, AS FE |  | IRON, FERROUS MG/L | IRON, FERROUS | 15438-31-0 |  | MG/L | [10 empty] | 1999-07-28 | MCG |  |  |  |  | MET
46313 | 46313 | PHORATE IN WHOLE WATER SAMPLE |  |  | PHORATE -T | 298-02-2 |  | UG/L |  |  | UG/L | [7 empty] | 1999-07-28 | MCG |  |  |  |  | PEST
46314 | 46314 | DIMETHOATE IN WHOLE WATER SAMPLE |  | DIMETHOAWHL SMPL UG/L | DIMETHOATE -T | 60-51-5 |  | UG/L |  | 10 | UG/L | [5 empty] | 1.2 | UG/L | 1999-07-28 | MCG | UG/L |  |  |  | PEST
46315 | 46315 | ETHYL PARATHION IN WHOLE WATER SAMPLE |  | EPARATHNWHL SMPL UG/L | ETHYL PARATHION -T | 56-38-2 |  | UG/L |  | 5 | UG/L | L | [6 empty] | 1999-07-28 | MCG | UG/L |  |  |  | PEST
46316 | 46316 | VEGADEX CDEC |  |  |  | 95-06-7 |  | UG/L |  | 10 | [8 empty] | 2009-04-08 | MCG | UG/L |  |  |  | PEST
46323 | 46323 | DELTA-BHC IN WHOLE WATER SAMPLE TOTAL |  |  |  | 319-86-8 |  | UG/L | [10 empty] | 1999-10-13 | MCG |  |  |  |  | PEST
46325 | 46325 | O,P-DDE IN WHOLE WATER SAMPLE |  | O,P DDE WHL SMPL UG/L | o,p-DDE -T | 3424-82-6 | 2365 | UG/L |  |  | UG/L | [7 empty] | 1999-07-28 | MCG |  |  |  |  | PEST
46350 | 46350 | CHLORSULFURON (CHLOROSULFURON) WATER, TOTAL |  |  |  | 64902-72-3 |  | UG/L | [10 empty] | 2002-11-20 | MCG |  |  |  |  | PEST
46373 | 46373 | DEETHYLATRAZINE, (DESETHYL ATRAZINE) TOTAL, WATER |  |  |  | 6190-65-4 |  | UG/L | [10 empty] | 2002-06-25 | MCG |  |  |  |  | PEST
46461 | 46461 | DIOXATHION |  |  |  | 78-34-2 |  | UG/L | [10 empty] | 2009-03-18 | MCG |  |  |  |  | PEST
46472 | 46472 | CHLORINE,TOTAL RESIDUAL,AVERAGE VALUE,WATER |  |  | RESIDUAL CHLORINE -T | 7782-50-5 |  | MG/L |  |  | MG/L | [7 empty] | 1999-05-10 | PJT |  |  |  |  | OTH
46491 | 46491 | METHYL TERTIARY BUTYL ETHER (MTBE), TOTAL WATER |  |  | tert-BUTYL METHYL ETHER -T | 1634-04-4 |  | UG/L |  |  | UG/L | [7 empty] | 1999-07-28 | MCG |  |  |  |  | OTH
46492 | 46492 | ANILAZINE |  |  |  | 101-05-3 |  | UG/L |  | 100 | [8 empty] | 2009-03-02 | MCG | UG/L |  |  |  | SVOC
46570 | 46570 | HARDNESS, CA MG CALCULATED (AS CACO3) | [5 empty] | MG/L | [10 empty] | 1999-09-07 | MCG |  |  |  |  | ION
47004 | 47004 | (TDS) FIELD -TOTAL DISS. SOLIDS (ELECTRIC CONDUCT) | [5 empty] | MG/L | [10 empty] | 2009-07-16 | MCG |  |  |  |  | PHY
49058 | 49058 | BERYLLIUM, TOTAL, WATER, TCLP MG/L |  |  |  | 7440-41-7 |  | MG/L | [10 empty] | 2005-11-09 | YZ1 |  |  |  |  | MET
49143 | 49143 | TOLUIDINE, 3-NITRO-O, TOTAL, WATER UG/L |  |  |  | 603-83-8 |  | UG/L | [10 empty] | 2008-05-22 | MCG |  |  |  |  | VOC
49146 | 49146 | DIBROMO-3-CHLOROPROPANE, 1,2- TOTAL WATER |  | 1,2-DIBROMO-3-CHLOROPROPANE | 1,2-DIBROMO-3-CHLOROPROPANE | 96-12-8 |  | UG/L |  |  |  |  | 0.2 | UG/L |  |  |  |  | 1999-07-28 | MCG |  | 0.2 | UG/L |  | VOC
49149 | 49149 | 3,5-DINITROANILINE, TOTAL, WATER |  |  |  | 618-87-1 |  | UG/L | [10 empty] | 2015-02-09 | MCG |  |  |  |  | VOC
49173 | 49173 | DEMETON-O, TOTAL, WATER UG/L |  |  |  | 298-03-3 |  | UG/L | [10 empty] | 2006-05-03 | MCG |  |  |  |  | PEST
49174 | 49174 | DEMETON-S, TOTAL WATER |  |  |  | 126-75-0 |  | UG/L | [10 empty] | 2001-11-05 | MCG | UG/L |  |  |  | PEST
49206 | 49206 | PENTACHLORONITROBENZENE |  |  |  | 82-68-8 |  | UG/L |  | 20 | [8 empty] | 2009-04-02 | MCG | UG/L |  |  |  | PEST
49230 | 49230 | BENZENE,M-DINITRO-RECOV,FILTER,WATER,GF,0.7U |  |  |  | 99-65-0 |  | UG/L | [10 empty] | 2008-04-22 | MCG |  |  |  |  | OTH
49232 | 49232 | BENZENE, 1,3,5-TRINITRO-,RECV,FILTR,GF,0.7U |  |  |  | 99-35-4 |  | UG/L | [10 empty] | 2008-04-22 | MCG |  |  |  |  | OTH
49233 | 49233 | RDX, RECOVERABLE, WATER, FILTER, GF, 0.7U |  |  |  | 121-82-4 |  | UG/L | [10 empty] | 2008-04-22 | MCG |  |  |  |  | OTH
49234 | 49234 | HMX, RECOVERABLE, WATER, FILTER, GF, 0.7U |  |  |  | 2691-41-0 |  | UG/L | [10 empty] | 2008-04-22 | MCG |  |  |  |  | OTH
49263 | 49263 | TRANS-1,4-DICHLORO-2-BUTENE,RECV,UNFILTERED |  |  |  | 110-57-6 |  | UG/L | [10 empty] | 2007-07-06 | DCG |  |  |  |  | VOC
49298 | 49298 | ESFENVALERATE |  |  |  | 66230-04-4 |  | UG/L | [10 empty] | 2002-10-23 | MCG |  |  |  |  | PEST
49472 | 49472 | BISMUTH-212, UNFILTERED (BI-212) |  |  |  | 14913-49-6 |  | PCI/L | [10 empty] | 2010-06-09 | MCG |  |  |  |  | RAD
49494 | 49494 | PERMETHRIN, TOTAL WATER |  |  |  | 52645-53-1 |  | MG/L | [10 empty] | 2015-04-09 | MCG |  |  |  |  | PEST
49547 | 49547 | BROMOMETHANE, TOTAL WATER |  |  | BROMOMETHANE, TOTAL WATER UG/L | 74-83-9 |  | UG/L | [10 empty] | 1999-07-27 | MCG |  |  |  |  | VOC
49560 | 49560 | TOTAL PETROLEUM HYDROCARBONS(TPH) GC-MS TOTAL WATR |  |  | TOTAL PETROLEUM HYDROCARBONS (TPH) |  |  | MG/L | [10 empty] | 1998-02-11 | CC4 |  |  |  |  | VOC
49562 | 49562 | MOLINATE, TOTAL, WATER |  |  |  | 2212-67-1 |  | UG/L | [10 empty] | 2013-07-15 | MCG |  |  |  |  | PEST
49609 | 49609 | VINCLOZOLIN (RONILAN) TOTAL |  | VINCLOZOLIN (RONILAN) | VINCLOZOLIN (RONILAN) -T | 50471-44-8 |  | UG/L |  | 5 | [8 empty] | 1999-07-28 | MCG | UG/L |  |  |  | PEST
49892 | 49892 | GASOLINE RANGE ORGANIC AS TOT PURGBLE HYDROCARBONS | [5 empty] | UG/L | [10 empty] | 2013-09-03 | MCG |  |  |  |  | VOC
49996 | 49996 | PENTANE,2,3,3-TRIMETHYL-, TOTAL RECV, WATER |  |  |  | 560-21-4 |  | UG/L | [10 empty] | 2012-12-19 | MCG |  |  |  |  | VOC
49997 | 49997 | PENTANE,2,3,4-TRIMETHYL,TOTAL RECOVERABLE,WTR |  |  |  | 565-75-3 |  | UG/L | [10 empty] | 2012-12-19 | MCG |  |  |  |  | VOC
50004 | 50004 | PROPANE,2-ETHOXY-2-METHYL-, TOTALRECOV,WATER |  |  |  | 637-92-3 |  | UG/L | [10 empty] | 2007-07-06 | DCG |  |  |  |  | VOC
50005 | 50005 | BUTANE,2-METHOXY-2-METHYL-, TOTAL RECV |  |  |  | 994-05-8 |  | UG/L | [10 empty] | 2007-07-06 | DCG |  |  |  |  | VOC
50060 | 50060 | CHLORINE, TOTAL RESIDUAL |  | CHLORINETOT RESD MG/L | CHLORINE, TOTAL RESIDUAL | 7782-50-5 |  | MG/L | [10 empty] | 1999-05-10 | PJT |  |  |  |  | ION
50064 | 50064 | CHLORINE, FREE AVAILABLE |  | CHLORINEFREE AVL | CHLORINE, FREE AVAILABLE | 7782-50-5 |  | MG/L | [10 empty] | 1999-05-10 | PJT |  |  |  |  | ION
50074 | 50074 | CHLORITE |  |  |  | 14998-27-7 |  | MG/L | [10 empty] | 2010-02-25 | MCG |  |  |  |  | ION
50261 | 50261 | DISSOLVED OXYGEN, INTERGRAVEL WINKLER TITRATN MG/L | [5 empty] | MG/L | [10 empty] | 2014-06-24 | MCG |  |  |  |  | PHY
50268 | 50268 | ETHANE, 1,2-DICHLORO-1,1,2-TRIFLUORO- TOTAL WTR |  |  |  | 354-23-4 |  | UG/L | [10 empty] | 2000-04-18 | MCG |  |  |  |  | VOC
50284 | 50284 | MERCURY, METHYL-, WAT, UNFILTERED, RECOVERABLE |  |  |  | 22967-92-6 |  | NG/L | [10 empty] | 1999-09-20 | MCG |  |  |  |  | ION
50285 | 50285 | MERCURY, METHYL-, WAT, FILTERED, RECOVERABLE |  |  |  | 22967-92-6 |  | NG/L | [10 empty] | 1999-09-20 | MCG |  |  |  |  | ION
50299 | 50299 | BENDIOCARB WHOLE WATER |  | BENDIOCARB | BENDIOCARB WHOLE WATER | 22781-23-3 |  | UG/L | [10 empty] | 1999-07-28 | MCG |  |  |  |  | PEST
50314 | 50314 | 5-HYDROXYDICAMBA |  |  | 5-HYDROXYDICAMBA -T | 7600-50-2 |  | UG/L |  |  | UG/L | [7 empty] | 1999-07-28 | MCG |  |  |  |  | VOC
50336 | 50336 | PROFENOFOS TOTAL |  |  | PROFENOFOS TOTAL | 41198-08-7 |  | UG/L |  | 10 | UG/L | [7 empty] | 1999-07-28 | MCG | UG/L |  |  |  | PEST
50337 | 50337 | SULFOMETURON METHYL |  |  | SULFOMETURON METHYL | 74222-97-2 |  | UG/L | [10 empty] | 1999-07-28 | MCG |  |  |  |  | PEST
50346 | 50346 | DESMEDIPHAM |  |  |  | 13684-56-5 |  | UG/L | [10 empty] | 2010-11-02 | MCG |  |  |  |  | PEST
50353 | 50353 | FORMETANATE HYDROCHLORIDE (CARZOL) (DICARZOL) |  |  | FORMETANATE HYDROCHLORIDE (CARZOL) | 23422-53-9 |  | UG/L |  | 100 | UG/L | [7 empty] | 1999-05-19 | MCG | UG/L |  |  |  | PEST
50364 | 50364 | NICOSULFURON | [5 empty] | UG/L | [10 empty] | 2007-06-25 | MCG |  |  |  |  | PEST
50369 | 50369 | THIDIAZURON TOTAL |  |  | THIDIAZURON TOTAL | 51707-55-2 |  | UG/L | [10 empty] | 1999-07-28 | MCG |  |  |  |  | PEST
50403 | 50403 | THIODICARB TOTAL |  |  | THIODICARB TOTAL | 59669-26-0 |  | UG/L |  |  | UG/L | [7 empty] | 1999-07-28 | MCG |  |  |  |  | PEST
50407 | 50407 | IMAZETHAPYR |  |  |  | 81335-77-5 |  | UG/L | [10 empty] | 2007-06-21 | MCG |  |  |  |  | PEST
50408 | 50408 | METHIOCARB SULFONE, WATER FILTERED, RECOVERABLE |  |  |  | 2179-25-1 |  | UG/L | [10 empty] | 2002-06-26 | MCG |  |  |  |  | PEST
50409 | 50409 | METHIOCARB, SULFOXIDE, WATER, FILTRED, RECOVERABLE |  |  |  | 2635-10-1 |  | UG/L | [10 empty] | 2002-06-26 | MCG |  |  |  |  | PEST
50438 | 50438 | 2,5-Dimethylstyrene |  | BENZENE,2-ETHENYL-1,4-DIMETHYL |  | 2039-89-6 |  | UG/L | [10 empty] | 2018-10-02 | LMC
50453 | 50453 | 1,6-Dimethylindan |  | 1H-Indene, 2,3-dihydro-1,6-dimethyl- |  | 17059-48-2 |  | UG/L | [10 empty] | 2018-10-02 | LMC
50462 | 50462 | 2-Methyl-1-phenyl-1-butene |  | BENZENE,(2-METHYL-1-BUTENYL) |  | 56253-64-6 |  | UG/L | [10 empty] | 2018-10-02 | LMC
50510 | 50510 | Tetratetracontane |  | Tetratetracontane |  | 7098-22-8 |  | UG/L | [10 empty] | 2018-10-02 | LMC
50534 | 50534 | Naphthalene, 1,2,3,4-tetrahydro-5-methyl- |  | NAPHTHALENE, 1,2,3,4-TETRAHYDRO-5-METHYL- |  | 2809-64-5 |  | UG/L | [10 empty] | 2018-10-02 | LMC
50536 | 50536 | DIBENZO(B,E)(1,4)DIOXIN, OCTACHLORO- (OCDD) |  |  |  | 3268-87-9 |  | UG/L | [10 empty] | 2012-12-20 | MCG |  |  |  |  | VOC
50572 | 50572 | PENTAERYTHRITOL, TETRANITRATE, TOTAL |  |  |  | 78-11-5 |  | UG/L | [10 empty] | 2008-04-30 | MCG |  |  |  |  | MISC
50581 | 50581 | OSMIUM, DISSOLVED |  |  |  | 7440-04-2 |  | UG/L | [10 empty] | 2012-11-01 | MCG |  |  |  |  | MET
50694 | 50694 | METALDEHYDE (ACETALDEHYDE, TETRAMER) |  |  | METALDEHYDE (ACETALDEHYDE, TETRAMER) -T | 9003-91-9 |  | UG/L |  | 20 | UG/L | [7 empty] | 1999-07-28 | MCG | UG/L |  |  |  | VOC
50710 | 50710 | CYCLOHEXANE, ETHYL- |  |  |  | 1678-91-7 |  | UG/L | [10 empty] | 2012-12-19 | MCG |  |  |  |  | VOC
50733 | 50733 | 6-Methyltetraline |  | NAPHTHALENE, 1,2,3,4-TETRAHYDRO-6-METHYL- |  | 1680-51-9 |  | UG/L | [10 empty] | 2018-10-02 | LMC
50786 | 50786 | ORTHOPHOSPHATE AS P, WATER |  |  |  | 14265-44-2 |  | MG/L | [10 empty] | 2000-09-25 | MCG |  |  |  |  | ION
50798 | 50798 | CIS-1,4-DICHLORO-2-BUTENE |  |  |  | 1476-11-5 |  | UG/L | [10 empty] | 2005-06-22 | YZ1 |  |  |  |  | VOC
50803 | 50803 | 1,4-DIOXANE, DIMETHYL- |  |  |  | 25136-55-4 |  | UG/L | [10 empty] | 2001-10-11 | MCG |  |  |  |  | VOC
50818 | 50818 | DINOCAP |  |  |  | 39300-45-3 |  | UG/L |  | 100 | [8 empty] | 2009-03-18 | MCG | UG/L |  |  |  | VOC
50922 | 50922 | ECOLI,NA+MUG,4 HOURS,35C,COL MPN/100ML |  |  |  | M0011 |  | #/100 ML | [10 empty] | 2005-08-17 | YZ1 |  |  |  |  | BAC
61209 | 61209 | PERCHLORATE (CL04) |  |  |  | 14797-73-0 |  | UG/L | [10 empty] | 1999-08-31 | MCG |  |  |  |  | ION
61210 | 61210 | PERCHLORATE (CL04) SEDIMENT |  |  |  | 14797-73-0 |  | MG/KG | [10 empty] | 2004-12-10 | pjt |  |  |  |  | ION
61228 | 61228 | 4-ISOPROPYLTOLUENE (P-ISOPROPYLTOLUENE) TOTAL WTR |  |  |  | 99-87-6 |  | UG/L | [10 empty] | 2001-04-10 | MCG |  |  |  |  | VOC
61282 | 61282 | 4-BROMOFLUOROBENZENE (P-BROMOFLUOROBENZENE)TOT/WAT |  |  |  | 460-00-4 |  | UG/L | [10 empty] | 2000-03-27 | MCG |  |  |  |  | VOC
61695 | 61695 | IMIDACLOPRID | [5 empty] | UG/L | [10 empty] | 2007-06-21 | MCG |  |  |  |  | PEST
62170 | 62170 | FIPRONIL DESULFINYL |  |  |  | 205650-65-3 |  | UG/L | [10 empty] | 2005-06-20 | PJT |  |  |  |  | VOC
62855 | 62855 | NO2 + NO3 + AMMONIA + ORGANIC NITROGEN | [5 empty] | MG/L | [10 empty] | 2005-06-10 | PJT |  |  |  |  | NUT
70295 | 70295 | RESIDUE,TOTAL FILTRABLE (DRIED AT ANY TEMP),MG/L | [5 empty] | MG/L | [10 empty] | 2004-08-18 | YZ1 |  |  |  |  | PHY
70300 | 70300 | (TDS) RESIDUE,TOTAL FILTRABLE (DRIED AT 180C) |  | (TDS) RESIDUE DISS-180C MG/L | (TDS) TOTAL DISSOLVED SOLIDS |  |  | MG/L |  | 0.01 | MG/L |  |  |  | 500 | MG/L |  |  | 1999-04-01 | PJT | MG/L |  |  |  | PHY
70301 | 70301 | SOLIDS, DISSOLVED-SUM OF CONSTITUENTS |  | DISS SOL SUM MG/L | TOTAL DISSOLVED SOLIDS -D | D035 |  | MG/L |  |  | MG/L | [7 empty] | 1995-11-17 | DBM |  |  |  |  | OTH
70302 | 70302 | SOLIDS, DISSOLVED-TONS PER DAY |  | DISS SOLTONS/DAY | TOTAL DISOLVED SOLIDS, TONS/DAY -D | D035 |  | TONS/DAY |  |  | TONS/DAY | [7 empty] | 1995-11-17 | DBM |  |  |  |  | OTH
70303 | 70303 | SOLIDS, DISSOLVED-TONS PER ACRE-FT |  | DISS SOLTONS PERACRE-FT | TOTAL DISSOLVED SOLIDS, TONS/ACRE-FT -D | D035 |  | TON/A-FT |  |  | TON/A-FT | [7 empty] | 1995-11-17 | DBM |  |  |  |  | OTH
70314 | 70314 | DACONIL(C8CL4N2) IN WATER (CHLOROTHALONIL) |  | DACONIL IN WATER | CHLOROTHALONIL -T | 1897-45-6 |  | UG/L |  | 10 | UG/L | [7 empty] | 1999-07-28 | MCG | UG/L |  |  |  | OTH
70505 | 70505 | PHOSPHATE,TOTAL,COLORIMETRIC METHOD (AS P) |  |  | PHOSPHATE- P (T) -T | 7723-14-0 |  | MG/L |  |  | MG/L | [7 empty] | 1999-02-16 | PJT |  |  |  |  | ION
70507 | 70507 | PHOSPHORUS,IN TOTAL ORTHOPHOSPHATE (AS P) |  |  | PHOSPHORUS,IN TOTL ORTHOPHOSPHATE-P -T | 7723-14-0 |  | MG/L |  |  | MG/L | [7 empty] | 1999-02-16 | PJT |  |  |  |  | ION
70978 | 70978 | CARBOXIN, WHOLE WATER |  | DACONIL | CARBOXIN, WHOLE WATER | 5234-68-4 |  | UG/L |  | 10 | UG/L | [5 empty] | 700 | UG/L | 1999-07-28 | MCG | UG/L |  |  |  | PEST
70979 | 70979 | BROMOXYNIL, WATER, WHOLE |  |  |  | 1689-84-5 |  | UG/L |  | 10 | [8 empty] | 2009-03-03 | MCG | UG/L |  |  |  | PEST
71814 | 71814 | LANGELIER INDEX, CORROSIVITY, WATER, INDEX NUMBER | [5 empty] | NONE | [10 empty] | 2015-04-20 | MCG |  |  |  |  | PHY
71820 | 71820 | DENSITY (GM/ML AT 20 C) |  | DENSITY GM/ML | DENSITY -T | D045 |  | GM/ML |  |  | GM/ML | [7 empty] | 1995-11-17 | DBM |  |  |  |  | PHY
71825 | 71825 | ACIDITY, TOTAL (AS H) |  | T ACDITY AS H | ACIDITY, TOTAL | 1333-74-0 |  | MG/L | [10 empty] | 1999-07-28 | MCG |  |  |  |  | ION
71830 | 71830 | HYDROXIDE ION (AS OH) |  | OH ION OH MG/L | HYDROXIDE -T |  |  | MG/L |  |  | MG/L | [7 empty] | 1999-04-02 | PJT |  |  |  |  | ION
71846 | 71846 | NITROGEN, AMMONIA, DISSOLVED (AS NH4) |  | AMMONIA DISS-NH4 MG/L | NITROGEN, AMMONIA, DISSOLVED -D | 14798-03-9 |  | MG/L |  |  | MG/L | [7 empty] | 1999-07-28 | MCG |  |  |  |  | NUT
71850 | 71850 | NITRATE NITROGEN,TOTAL (AS NO3) |  | NITRATE TOT-NO3 MG/L | NITRATE, TOTAL, AS NO3 -T | 14797-55-8 |  | MG/L |  |  |  |  | 45 | MG/L |  |  |  |  | 2001-08-20 | MCG |  | 45 | MG/L |  | NUT
71851 | 71851 | NITRATE NITROGEN, DISSOLVED (AS NO3) |  | NITRATE DISS-NO3 MG/L | NITRATE, DISSOLVED, AS NO3 -D | 14797-55-8 |  | MG/L |  |  |  |  | 45 | MG/L |  |  |  |  | 2001-08-20 | MCG |  | 45 | MG/L |  | NUT
71855 | 71855 | NITRITE NITROGEN, TOTAL (AS NO2) |  | NITRATE NITROGEN, TOTAL | NITRATE NITROGEN, TOTAL | 14797-65-0 |  | MG/L | [10 empty] | 2001-06-26 | PJT |  |  |  |  | NUT
71856 | 71856 | NITRITE NITROGEN, DISSOLVED (AS NO2) |  | NITRITE DISS-NO2 MG/L | NITRITE NITROGEN, DISSOVED (AS NO2) -D | 14797-65-0 |  | MG/L |  |  | MG/L | [7 empty] | 2001-06-07 | CC4 |  |  |  |  | NUT
71865 | 71865 | IODIDE (AS I) |  |  | IODIDE, TOTAL (AS I) -T | 20461-54-5 |  | MG/L |  |  | MG/L | [7 empty] | 1999-07-28 | MCG |  |  |  |  | OTH
71870 | 71870 | BROMIDE (AS BR) |  | BROMIDE BR MG/L | BROMIDE -T | 24959-67-9 |  | MG/L |  |  | MG/L | [7 empty] | 1999-07-28 | MCG |  |  |  |  | MET
71875 | 71875 | HYDROGEN SULFIDE |  | HYDROGEN SULFIDE | HYDROGEN SULFIDE | 7783-06-4 |  | MG/L | [10 empty] | 1999-07-28 | MCG |  |  |  |  | ION
71880 | 71880 | FORMALDEHYDE (MG/L) |  |  |  | 50-00-0 |  | MG/L | [10 empty] | 2005-09-29 | YZ1 |  |  |  |  | VOC
71883 | 71883 | MANGANESE, TOTAL ELEMENTAL (AS MN) |  | MANGNESEMN, ELMTL UG/L | MANGANESE, TOTAL ELEMENTAL | 7439-96-5 |  | UG/L | [6 empty] | 50 | UG/L |  |  | 1999-05-13 | PJT |  |  |  |  | MET
71885 | 71885 | IRON (AS FE) |  | IRON FE UG/L | IRON -T | 7439-89-6 |  | UG/L |  |  | UG/L |  |  |  | 300 | UG/L |  |  | 1999-02-08 | PJT |  |  |  |  | MET
71887 | 71887 | NITROGEN, TOTAL (AS NO3) |  | TOTAL N AS NO3 MG/L | NITROGEN, TOTAL AS NO2 | 14797-55-8 |  | MG/L | [10 empty] | 1999-02-17 | PJT |  |  |  |  | NUT
71890 | 71890 | MERCURY, DISSOLVED (AS HG) |  | MERCURY HG,DISS UG/L | MERCURY, DISSOLVED -D | 7439-97-6 |  | UG/L |  | 0.5 |  |  | 2 | UG/L |  |  | 2 | UG/L | 2001-08-20 | MCG | UG/L | 2 | UG/L | Y | MET
71895 | 71895 | MERCURY, SUSPENDED (AS HG) |  | MERCURY HG, SUSP UG/L | MERCURY, SUSPENDED | 7439-97-6 |  | UG/L |  |  |  |  | 2 | UG/L |  |  |  |  | 2001-08-20 | MCG |  | 2 | UG/L |  | MET
71900 | 71900 | MERCURY, TOTAL (AS HG) |  | MERCURY HG,TOTAL UG/L | MERCURY -T | 7439-97-6 | 1035 | UG/L |  | 0.5 | UG/L | DE | 2 | UG/L |  |  | 2 | UG/L | 1999-02-08 | PJT | UG/L | 2 | UG/L | Y | MET
71901 | 71901 | MERCURY, TOTAL RECOVERABLE IN WATER AS HG |  |  |  | 7439-97-6 |  | UG/L | [10 empty] | 2002-02-21 | PJT |  |  |  |  | MET
71910 | 71910 | GOLD, TOTAL (AS AU) |  |  |  | 7440-57-5 |  | UG/L | [10 empty] | 1999-07-26 | MCG |  |  |  |  | MET
72012 | 72012 | SPECIFIC GRAVITY, TEMPERATURE (BM) | [5 empty] | DEG C | [10 empty] | 2003-07-22 | PJT |  |  |  |  | PHY
73071 | 73071 | DICHLORVOS, (DDVP), TOTAL, WATER |  |  | DICHLORVOS -T | 62-73-7 |  | UG/L |  |  | UG/L | [7 empty] | 2007-08-15 | MCG |  |  |  |  | OTH
73085 | 73085 | CHLOROBROMOMETHANE (BROMOCHLOROMETHANE) TOT |  |  |  | 74-97-5 |  | UG/L | [10 empty] | 1999-07-27 | MCG |  |  |  |  | VOC
73503 | 73503 | ACETAMIDE, N-(AMINO-THIOXOMETHYL) |  |  |  | 591-08-2 |  | UG/L |  | 1000 | [8 empty] | 2009-03-02 | MCG | UG/L |  |  |  | VOC
73505 | 73505 | 2-PROPEN-1-OL TOTWUG/L |  |  |  | 107-18-6 |  | UG/L | [10 empty] | 2012-06-26 | MCG |  |  |  |  | VOC
73509 | 73509 | 1H-1,2,4-TRIAZOL-3-AMINE, TOTAL WATER |  |  | 1H-1,2,4-TRIAZOL-3-AMINE -T | 61-82-5 |  | UG/L |  | 10 | UG/L | [7 empty] | 2015-02-09 | MCG | UG/L |  |  |  | PEST
73512 | 73512 | ARSENIC OXIDE (AS205), TOTAL WATER |  |  | ARSENIC ACID -N | 1303-28-2 |  | UG/L | [10 empty] | 1999-07-28 | MCG |  |  |  |  | PEST
73518 | 73518 | BENZENETHIOL |  |  |  | 108-98-5 |  | UG/L |  | 20 | [8 empty] | 2009-04-08 | MCG | UG/L |  |  |  | VOC
73520 | 73520 | BENZENE, (CHLOROMETHYL) TOTW |  |  |  | 100-44-7 |  | UG/L | [10 empty] | 2007-07-06 | DCG |  |  |  |  | VOC
73522 | 73522 | PROPANE, 2,2'-OXYBIS (1-CHLORO)- |  |  |  | 108-60-1 |  | UG/L | [10 empty] | 2000-03-14 | MCG |  |  |  |  | VOC
73523 | 73523 | BROMOACETONE WATER |  |  |  | 598-31-2 |  | UG/L | [10 empty] | 2012-12-24 | MCG |  |  |  |  | VOC
73529 | 73529 | BENZENAMINE, 4-CHLORO- (4-CHLOROANILINE) TOTAL |  |  |  | 106-47-8 |  | UG/L | [10 empty] | 1998-11-02 | MCG |  |  |  |  | VOC
73530 | 73530 | METHANE, CHLOROMETHOXY- TOTW |  |  |  | 107-30-2 |  | UG/L | [10 empty] | 2007-07-06 | DCG |  |  |  |  | VOC
73532 | 73532 | 3-CHLOROPROPIONITRILE WATER |  |  |  | 542-76-7 |  | UG/L | [10 empty] | 2012-12-24 | MCG |  |  |  |  | VOC
73537 | 73537 | 2-CYCLOHEXYL-4,6-DINITROPHENOL |  |  |  | 131-89-5 |  | UG/L |  | 100 | [8 empty] | 2009-03-10 | MCG | UG/L |  |  |  | VOC
73542 | 73542 | DIBENZ(A,J)ACRIDINE |  |  |  | 224-42-0 |  | UG/L |  | 10 | [8 empty] | 2009-03-12 | MCG | UG/L |  |  |  | VOC
73544 | 73544 | NAPHTHO(1,2,3,4--DEF)CHRYSENE |  |  |  | 192-65-4 |  | UG/L |  | 10 | [8 empty] | 2009-03-12 | MCG | UG/L |  |  |  | VOC
73547 | 73547 | 2-BUTENE, 1,4-DICHLORO, TOTAL WATER |  | TRANS-1,4-DICHLORO-2-BUTENE | TRANS-1,4-DICHLORO-2-BUTENE | 110-57-6 |  | UG/L | [10 empty] | 1999-07-28 | MCG |  |  |  |  | VOC
73549 | 73549 | 1,2,3,4-DIEPOXYBUTANE WATER |  |  |  | 1464-53-5 |  | UG/L | [10 empty] | 2012-12-24 | MCG |  |  |  |  | VOC
73553 | 73553 | PHOSPHRTHIOIC ACD,0,0-DIETHYL0-PYRAZNLESTR |  |  |  | 297-97-2 |  | UG/L |  | 20 | [8 empty] | 2009-04-08 | MCG | UG/L |  |  |  | VOC
73557 | 73557 | 1,1'-BIPHENYL-4,4'-DIAMINE,3,3'-DIMETHOXY- |  |  |  | 119-90-4 |  | UG/L |  | 100 | [8 empty] | 2009-03-18 | MCG | UG/L |  |  |  | VOC
73558 | 73558 | BENZENAMINE, N,N-DIMETHYL-4-(PHENYLAZO)- |  |  |  | 60-11-7 |  | UG/L |  | 10 | [8 empty] | 2009-03-18 | MCG | UG/L |  |  |  | VOC
73559 | 73559 | BENZ(A)ANTHRACENE, 7,12-DIMETHYL- |  |  |  | 57-97-6 |  | UG/L |  | 10 | [8 empty] | 2009-03-18 | MCG | UG/L |  |  |  | VOC
73560 | 73560 | 1,1'-BIPHENYL-4,4'DIAMINE, 3,3'-DIMETHYL- |  |  |  | 119-93-7 |  | UG/L |  | 100 | [8 empty] | 2009-03-18 | MCG | UG/L |  |  |  | VOC
73564 | 73564 | BENZENEETHANAMINE,.ALPHA.,.ALPHA.-DIMETHL- |  |  |  | 122-09-8 |  | UG/L | [10 empty] | 2009-03-18 | MCG |  |  |  |  | VOC
73570 | 73570 | 2-PROPENOIC ACID,2-METHYL-,ETHYL ESTER,TOTAL WATER |  | ETHYL METHACRYLATE | 2-PROPENOIC ACID, 2-METHYL-, ETHYL ESTER | 97-63-2 |  | UG/L | [10 empty] | 1999-07-28 | MCG |  |  |  |  | VOC
73571 | 73571 | METHANESULFONIC ACID, ETHYL ESTER |  |  |  | 62-50-0 |  | UG/L |  | 20 | [8 empty] | 2009-03-18 | MCG | MG/L |  |  |  | VOC
73575 | 73575 | 2,2'-METHYLENEBIS(3,4,6-TRICHLOROPHENOL) |  |  |  | 70-30-4 |  | UG/L |  | 50 | [8 empty] | 2009-03-18 | MCG | UG/L |  |  |  | VOC
73576 | 73576 | 1-PROPENE, 1,1,2,3,3,3-HEXACHLORO- |  |  |  | 1888-71-7 |  | UG/L |  | 10 | [8 empty] | 2009-03-18 | MCG | UG/L |  |  |  | VOC
73579 | 73579 | ARSINIC ACID, DIMETHYL- TOTAL WATER |  |  | CACODYLIC ACID -N | 75-60-5 |  | UG/L | [10 empty] | 1999-07-28 | MCG |  |  |  |  | PEST
73582 | 73582 | 1,3-BENZODIOXOLE, 5-(1-PROPENYL)- |  |  |  | 120-58-1 |  | UG/L |  | 10 | [8 empty] | 2009-03-19 | MCG | UG/L |  |  |  | VOC
73587 | 73587 | MALONONITRILE WATER |  |  |  | 109-77-3 |  | UG/L | [10 empty] | 2012-12-24 | MCG |  |  |  |  | VOC
73589 | 73589 | 1,2-ETHDIAM,N,N-DI-N'-2-PYRID-N'-2-THNYMTH |  |  |  | 91-80-5 |  | UG/L |  | 100 | [8 empty] | 2009-03-25 | MCG | UG/L |  |  |  | VOC
73591 | 73591 | BENZ[J]ACEANTHRYLENE, 1,2-DIHYDRO-3-METHYL |  |  |  | 56-49-5 |  | UG/L |  | 10 | [8 empty] | 2009-03-25 | MCG | UG/L |  |  |  | VOC
73595 | 73595 | METHANESULFONIC ACID, METHYL ESTER |  |  |  | 66-27-3 |  | UG/L |  | 10 | [8 empty] | 2009-03-25 | MCG | UG/L |  |  |  | VOC
73598 | 73598 | BIS-(2-CHLOROETHYL) SULFIDE WATER |  |  |  | 505-60-2 |  | UG/L | [10 empty] | 2012-12-24 | MCG |  |  |  |  | VOC
73600 | 73600 | 1-NAPHTHALENAMINE |  |  |  | 134-32-7 |  | UG/L |  | 10 | [8 empty] | 2009-03-25 | MCG | UG/L |  |  |  | VOC
73601 | 73601 | 2-NAPHTHALENAMINE |  |  |  | 91-59-8 |  | UG/L |  | 10 | [8 empty] | 2009-03-25 | MCG | UG/L |  |  |  | VOC
73605 | 73605 | BENZENAMINE, 4-NITRO- (4-NITROANILINE) |  |  |  | 100-01-6 |  | UG/L | [10 empty] | 1999-07-28 | MCG |  |  |  |  | VOC
73608 | 73608 | QUINOLINE, 4-NITRO-1-OXIDE- |  |  |  | 56-57-5 |  | UG/L |  | 40 | [8 empty] | 2009-03-25 | MCG | UG/L |  |  |  | VOC
73609 | 73609 | 1-BUTANAMINE, N-BUTYL-N-NITROSO- |  |  |  | 924-16-3 |  | UG/L |  | 10 | [8 empty] | 2009-04-02 | MCG | UG/L |  |  |  | VOC
73611 | 73611 | ETHANAMINE, N-ETHYL-N-NITROSO- |  |  |  | 55-18-5 |  | UG/L |  | 20 | [8 empty] | 2009-04-02 | MCG | UG/L |  |  |  | VOC
73613 | 73613 | ETHANAMINE, N-METHYL-N-NITROSO- |  |  |  | 10595-95-6 |  | UG/L | [10 empty] | 2009-04-02 | MCG |  |  |  |  | VOC
73617 | 73617 | MORPHOLINE, 4-NITROSO- |  |  |  | 59-89-2 |  | UG/L | [10 empty] | 2009-04-02 | MCG |  |  |  |  | VOC
73619 | 73619 | 1-NITROSOPIPERIDINE |  |  |  | 100-75-4 |  | UG/L |  | 20 | [8 empty] | 2009-04-02 | MCG | UG/L |  |  |  | VOC
73620 | 73620 | PYRROLIDINE, 1-NITROSO- |  |  |  | 930-55-2 |  | UG/L |  | 40 | [8 empty] | 2009-04-02 | MCG | UG/L |  |  |  | VOC
73622 | 73622 | BENZENAMINE, 2-METHYL-5-NITRO- TOTWUG/L |  |  |  | 99-55-8 |  | UG/L | [10 empty] | 2008-05-22 | MCG |  |  |  |  | VOC
73623 | 73623 | DIPHOSPHORAMIDE, OCTAMETHYL- |  |  |  | 152-16-9 |  | UG/L |  | 200 | [8 empty] | 2009-04-02 | MCG | UG/L |  |  |  | VOC
73626 | 73626 | ACETAMIDE, N-(4-ETHOXYPHENYL)- |  |  |  | 62-44-2 |  | UG/L |  | 20 | [8 empty] | 2009-04-02 | MCG | UG/L |  |  |  | VOC
73628 | 73628 | 1,4-BENZENEDIAMINE |  |  |  | 106-50-3 |  | UG/L |  | 10 | [8 empty] | 2009-04-02 | MCG | UG/L |  |  |  | VOC
73637 | 73637 | 4(1H)PYRIMIDINONE, 2,3-DIHYDRO6PROP2THIOXO,TOT WTR |  | 4(1H)PYRIMIDINONE...... | 4(1H)PYRIMIDINONE...... | 51-52-5 |  | UG/L |  | 10 | UG/L | [7 empty] | 1999-07-28 | MCG | UG/L |  |  |  | OTH
73638 | 73638 | PROPARGYL ALCOHOL WATER |  |  |  | 107-19-7 |  | UG/L | [10 empty] | 2012-12-24 | MCG |  |  |  |  | VOC
73642 | 73642 | STRYCHNIDIN-10-ONE, AND SALTS |  |  |  | 57-24-9 |  | UG/L |  | 40 | [8 empty] | 2009-04-08 | MCG | UG/L |  |  |  | VOC
73652 | 73652 | PHOSPHOROTHIOIC ACID, 0,0,0-TRIETHYL ESTER |  |  |  | 126-68-1 |  | UG/L | [10 empty] | 2009-04-09 | MCG |  |  |  |  | VOC
73653 | 73653 | BENZENE, 1,3,5-TRINITRO- TOTAL WATER |  |  |  | 99-35-4 |  | UG/L | [10 empty] | 2008-04-22 | MCG |  |  |  |  | OTH
73655 | 73655 | 1-PROPANOL, 2,3-DIBROMO-, PHOSPHATE |  |  |  | 126-72-7 |  | UG/L |  | 200 | [8 empty] | 2009-04-09 | MCG | UG/L |  |  |  | VOC
74010 | 74010 | IRON, TOTAL (MG/L AS FE) |  |  |  | 7439-89-6 |  | MG/L | [10 empty] | 2003-06-19 | PJT |  |  |  |  | MET
74016 | 74016 | SOLIDS, SUSPENDED, ASH FREE DRY WEIGHT | [5 empty] | MG/L | [10 empty] | 2003-02-12 | PJT |  |  |  |  | ION
75038 | 75038 | POTASSIUM 40, TOTAL |  | K-40 TOTAL PC/L | POTASSIUM 40 -T | 13966-00-2 | 4044 | PCI/L |  |  | PCI/L | [7 empty] | 1999-07-28 | MCG |  |  |  |  | RAD
75985 | 75985 | TRITIUM,1 SIGMA PRC EST, TOTAL, WATER |  |  | TRITIUM, 1 SIGMA PRC EST, TOTAL -T | 10028-17-8 |  | PCI/L |  |  | PCI/L |  | 20000 | PCI/L |  |  |  |  | 1999-07-28 | MCG |  | 20000 | PCI/L |  | OTH
75986 | 75986 | ALPHA GROSS,1 SIGMA PRC EST AS NAT U,DISSOLVED WTR |  |  | ALPHA,GROSS,DIS,1SIGMA PRC EST NAT U -D | 12587-46-1 |  | UG/L |  |  | UG/L | [7 empty] | 1999-07-28 | MCG |  |  |  |  | OTH
75987 | 75987 | ALPHA GROSS,DISS,1 SIGMA PRC EST AS TH230,WTR |  |  | ALPHA,GROSS,DIS,1SIGMA PRC EST TH230 -D | 14269-63-7 |  | PCI/L |  |  | PCI/L | [7 empty] | 1999-07-28 | MCG |  |  |  |  | OTH
75988 | 75988 | BETA GROSS,DISS,1 SIGMA PRC EST AS SR90/Y90 |  |  | BETA,GRSS,DIS,1 SIG PRC EST-SR90/Y90 -D | 12587-47-2 |  | PCI/L | [10 empty] | 2000-09-07 | MCG |  |  |  |  | OTH
75989 | 75989 | BETA GROSS,1 SIGMA PRC EST AS CS-137,DISS,WTR |  |  | BETA,GROSS,DIS,1SIGMA PRC EST CS-137 -D | 10045-97-3 |  | PCI/L |  |  | PCI/L | [7 empty] | 1999-07-28 | MCG |  |  |  |  | OTH
75990 | 75990 | URANIUM,NATURAL,1 SIGMA PRC EST, DISSOLVED WATER |  |  | URANIUM,NATURL,DISS,1 SIGMA PRC EST -D | 12587-46-1 |  | UG/L |  |  | UG/L | [7 empty] | 1999-07-28 | MCG |  |  |  |  | OTH
75991 | 75991 | URANIUM 238,1 SIGMA PRC EST,DISSOLVED,WATER |  |  | URANIUM 238, DISS, 1 SIGMA PRC EST -D | 7440-61-1 |  | PCI/L |  |  | PCI/L | [7 empty] | 1999-07-28 | MCG |  |  |  |  | OTH
75992 | 75992 | URANIUM 234,1 SIGMA PRC EST,DISSOLVED,WATER |  |  | URANIUM 234, DISS, 1 SIGMA PRC EST -D | 13966-29-5 |  | PCI/L |  |  | PCI/L | [7 empty] | 1999-07-28 | MCG |  |  |  |  | OTH
75993 | 75993 | URANIUM,NATURAL,1 SIGMA PRC EST, TOTAL, WATER |  |  | URANIUM,NATURL,TOTL,1 SIGMA PRC EST -T | 12587-46-1 |  | UG/L |  |  | UG/L | [7 empty] | 1999-07-28 | MCG |  |  |  |  | OTH
75994 | 75994 | URANIUM 235,1 SIGMA PRC EST,DISSOLVED,WATER |  |  | URANIUM 235, DISS, 1 SIGMA PRC EST -D | 15117-96-1 |  | PCI/L |  |  | PCI/L | [7 empty] | 1999-07-28 | MCG |  |  |  |  | OTH
76000 | 76000 | RADIUM 228,1 SIGMA PRC EST,DISSOLVED,WATER |  |  | RADIUM 228, DISS., 1 SIGMA PRC EST -D | 15262-20-1 |  | PCI/L |  |  | PCI/L | [7 empty] | 1999-07-28 | MCG |  |  |  |  | OTH
76001 | 76001 | RADIUM 226,1 SIGMA PRC EST,DISSOLVED,WATER |  |  | RADIUM 226, DISS., 1 SIGMA PRC EST -D | 13982-63-3 |  | PCI/L | [10 empty] | 2001-08-14 | MCG |  |  |  |  | OTH
76002 | 76002 | RADON 222,1 SIGMA PRC EST,TOTAL,WATER |  |  | RADON 222, TOTAL, 1 SIGMA PRC EST -T | 14859-67-7 |  | PCI/L |  |  | PCI/L | [7 empty] | 1999-07-28 | MCG |  |  |  |  | OTH
76004 | 76004 | ALPHA GROSS,SUSP,1 SIGMA PRC EST AS TH230,WTR |  |  | ALPHA,GROSS,SUS,1SIGMA PRC EST TH230 -S | 14269-63-7 |  | PCI/L |  |  | PCI/L | [7 empty] | 1999-07-28 | MCG |  |  |  |  | OTH
76005 | 76005 | BETA GROSS,SUSP,1 SIGMA PRC EST AS SR90/Y90 |  |  | BETA,GRSS,SUS,1 SIG PRC EST,SR90/Y90 -S | 12587-47-2 |  | PCI/L | [10 empty] | 2000-09-07 | MCG |  |  |  |  | OTH
76982 | 76982 | 4-CHLORO-3,5-DIMETHYLPHENOL |  |  |  | 88-04-0 |  | UG/L | [10 empty] | 2002-03-21 | PJT |  |  |  |  | VOC
76994 | 76994 | METHANE WHOLE WATER |  |  |  | 74-82-8 |  | UG/L | [10 empty] | 1998-11-02 | MCG |  |  |  |  | VOC
76997 | 76997 | METHYL CYANIDE (ACETONITRILE) WHOLE WATER,UG/L |  |  |  | 75-05-8 |  | UG/L | [10 empty] | 2012-06-26 | MCG |  |  |  |  | VOC
76998 | 76998 | PROPENE(PROPYLENE) WHOLE WATER,UG/L |  |  |  | 115-07-1 |  | UG/L | [10 empty] | 2012-01-24 | MCG |  |  |  |  | VOC
76999 | 76999 | ETHYLENE OXIDE WHOLE WATER |  |  |  | 75-21-8 |  | UG/L | [10 empty] | 2012-06-26 | MCG |  |  |  |  | VOC
77000 | 77000 | CARBON DIOXIDE WHOLE WATER |  |  |  | 124-38-9 |  | UG/L | [10 empty] | 2002-03-21 | PJT |  |  |  |  | VOC
77004 | 77004 | ETHANOL WHOLE WATER |  |  |  | 64-17-5 |  | UG/L | [10 empty] | 2012-01-24 | MCG |  |  |  |  | VOC
77007 | 77007 | PROPIONITRILE WHOLE WATER |  |  |  | 107-12-0 |  | UG/L | [10 empty] | 2012-06-28 | MCG |  |  |  |  | VOC
77013 | 77013 | N-PROPYLAMINE WHOLE WATER |  |  |  | 107-10-8 |  | UG/L | [10 empty] | 2012-12-24 | MCG |  |  |  |  | VOC
77015 | 77015 | ISOPROPYL ALCOHOL(C3H8O) WHOLE WATER SAMPLE |  |  |  | 67-63-0 |  | UG/L | [10 empty] | 2012-06-26 | MCG |  |  |  |  | VOC
77018 | 77018 | 1-PROPANOL(N-PROPYL ALCOHOL) WHOLE WATER |  |  |  | 71-23-8 |  | UG/L | [10 empty] | 2012-06-28 | MCG |  |  |  |  | VOC
77020 | 77020 | UREA WHOLE WATER |  | UREA TOTAL UG/L | THIDIAZURON -T | 51707-55-2 |  | UG/L |  |  | UG/L | [7 empty] | 1999-07-28 | MCG |  |  |  |  | OTH
77023 | 77023 | ETHYLENE GLYCOL WHOLE WATER,UG/L |  |  |  | 107-21-1 |  | UG/L | [10 empty] | 2005-09-29 | YZ1 |  |  |  |  | VOC
77028 | 77028 | CROTONALDEHYDE WHOLE WATER (NOTE:CAS#123-73-9) |  |  |  | 4170-30-3 |  | UG/L | [10 empty] | 2012-06-26 | MCG |  |  |  |  | VOC
77032 | 77032 | METHYL ACETATE, WHOLE WATER |  |  |  | 79-20-9 |  | UG/L | [10 empty] | 2001-07-16 | MCG |  |  |  |  | VOC
77033 | 77033 | ISOBUTYL ALCOHOL WHOLE WATER |  |  |  | 78-83-1 |  | UG/L | [10 empty] | 2012-12-24 | MCG |  |  |  |  | VOC
77034 | 77034 | 1-BUTANOL (N-BUTYL ALCOHOL) WHOLE WATER |  |  |  | 71-36-3 |  | UG/L | [10 empty] | 2012-12-19 | MCG |  |  |  |  | VOC
77035 | 77035 | 2-METHYL-2-PROPANOL WHOLE WATER |  |  |  | 75-65-0 |  | UG/L | [10 empty] | 2007-07-06 | DCG |  |  |  |  | VOC
77036 | 77036 | GLYCINE WHOLE WATER |  | GLYCINE TOTAL UG/L | DIETHATHYL ETHYL | 56-40-6 |  | UG/L |  | 5 | UG/L | [7 empty] | 2002-06-25 | MCG | UG/L |  |  |  | OTH
77041 | 77041 | CARBON DISULFIDE WHOLE WATER |  |  | CARBON DISULFIDE -T | 75-15-0 |  | UG/L |  |  | UG/L | [7 empty] | 1999-07-28 | MCG |  |  |  |  | OTH
77045 | 77045 | PYRIDINE WHOLE WATER |  |  |  | 110-86-1 |  | UG/L | [10 empty] | 2002-06-11 | MCG |  |  |  |  | VOC
77046 | 77046 | 2-CHLOROETHANOL WATER |  |  |  | 107-07-3 |  | UG/L | [10 empty] | 2012-12-24 | MCG |  |  |  |  | VOC
77052 | 77052 | METHYLCYCLOPENTANE WHOLE WATER |  |  |  | 96-37-7 |  | UG/L | [10 empty] | 2012-12-19 | MCG |  |  |  |  | VOC
77057 | 77057 | VINYL ACETATE, WHOLE WATER |  | VINYL ACETATE, TOTAL | VINYL ACETATE | 108-05-4 |  | UG/L | [10 empty] | 1999-07-28 | MCG |  |  |  |  | VOC
77060 | 77060 | 2-PENTANONE WHOLE WATER |  |  |  | 107-87-9 |  | UG/L | [10 empty] | 2012-06-26 | MCG |  |  |  |  | VOC
77071 | 77071 | 1-PENTANOL WHOLE WATER |  |  |  | 71-41-0 |  | UG/L | [10 empty] | 2012-12-19 | MCG |  |  |  |  | VOC
77072 | 77072 | 3-METHYL-1-BUTANOL WHOLE WATER |  |  |  | 123-51-3 |  | UG/L | [10 empty] | 2012-12-19 | MCG |  |  |  |  | VOC
77073 | 77073 | 2-METHYL-2-BUTANOL WHOLE WATER,UG/L |  |  |  | 75-85-4 |  | UG/L | [10 empty] | 2012-06-26 | MCG |  |  |  |  | VOC
77076 | 77076 | 2-Nitropropane | GW |  | 2-Nitropropane | 79-46-9 |  | UG/L | [10 empty] | 2018-12-12 | LMC
77077 | 77077 | ETHYL CARBAMATE (URETHANE) |  |  |  | 51-79-6 |  | UG/L |  | 50 | [8 empty] | 2009-03-18 | MCG | UG/L |  |  |  | VOC
77088 | 77088 | 2-METHYLPYRIDINE |  |  |  | 109-06-8 |  | UG/L | [10 empty] | 2009-04-08 | MCG |  |  |  |  | VOC
77089 | 77089 | ANILINE WHOLE WATER |  | ANILINE | ANILINE -T | 62-53-3 |  | UG/L |  |  | UG/L | [7 empty] | 1999-07-28 | MCG |  |  |  |  | OTH
77093 | 77093 | CIS-1,2-DICHLOROETHYLENE WHOLE WATER |  | C-1,2DCE TOTAL UG/L | cis-1,2-DICHLOROETHENE -T | 156-59-2 | 2380 | UG/L |  | 0.5 | UG/L | I | 70 | UG/L |  |  | 70 | UG/L | 1999-07-28 | MCG | UG/L | 70 | UG/L | Y | VOC
77097 | 77097 | Cyclohexanone | GW |  | Cyclohexanone | 108-94-1 |  | UG/L | [10 empty] | 2018-12-12 | LMC
77100 | 77100 | METHYLCYCLOHEXANE, WHOLE WATER |  |  |  | 108-87-2 |  | UG/L | [10 empty] | 2001-07-16 | MCG |  |  |  |  | VOC
77103 | 77103 | 2-HEXANONE WHOLE WATER |  |  | 2-HEXANONE -T | 591-78-6 |  | UG/L |  |  | UG/L | [7 empty] | 1999-07-28 | MCG |  |  |  |  | OTH
77111 | 77111 | TRIETHYLAMINE WHOLE WATER |  |  |  | 121-44-8 |  | UG/L | [10 empty] | 2012-06-28 | MCG |  |  |  |  | VOC
77116 | 77116 | 1-HEXANOL WHOLE WATER |  |  |  | 111-27-3 |  | UG/L | [10 empty] | 2012-12-19 | MCG |  |  |  |  | VOC
77119 | 77119 | DICHLOROMONOFLUOROMETHANE WHOLE WATER |  |  | FREON 21 -T | 75-43-4 |  | UG/L |  |  | UG/L | [7 empty] | 1999-07-28 | MCG |  |  |  |  | OTH
77128 | 77128 | STYRENE WHOLE WATER |  | STYRENE TOTAL UG/L | STYRENE -T | 100-42-5 | 2996 | UG/L |  | 2 | UG/L | I | 100 | UG/L |  |  | 5 | UG/L | 1999-07-28 | MCG | UG/L | 100 | UG/L | Y | VOC
77135 | 77135 | O-XYLENE WHOLE WATER |  | O-XYLENE TOTAL UG/L | o-XYLENE -T | 95-47-6 | 2997 | UG/L |  | 1 | UG/L | [5 empty] | 440 | UG/L | 1999-07-14 | MCG | UG/L |  |  |  | VOC
77142 | 77142 | O-TOLUIDINE |  |  |  | 95-53-4 |  | UG/L |  | 10 | [8 empty] | 2009-04-08 | MCG | UG/L |  |  |  | VOC
77145 | 77145 | O-PHENYLENE DIAMINE WHOLE WATER |  |  |  | 95-54-5 |  | UG/L | [10 empty] | 2013-07-15 | MCG |  |  |  |  | PEST
77146 | 77146 | P-CRESOL (4-METHYLPHENOL) WHOLE WATER |  | P-CRESOL TOTAL UG/L | 4-METHYLPHENOL -T | 106-44-5 | 2235 | UG/L |  |  | UG/L | F | [6 empty] | 1999-07-28 | MCG |  |  |  |  | OTH
77147 | 77147 | BENZYL ALCOHOL WHOLE WATER |  | BNZYLALC TOTAL UG/L | BENZYL ALCOHOL -T | 100-51-6 | 2231 | UG/L |  | 10 | UG/L | F | [6 empty] | 1999-07-28 | MCG | UG/L |  |  |  | VOC
77151 | 77151 | M-CRESOL |  |  |  | 108-39-4 |  | UG/L |  | 10 | [8 empty] | 2009-03-25 | MCG | UG/L |  |  |  | VOC
77152 | 77152 | O-CRESOL (2-METHYLPHENOL) WHOLE WATER |  | O-CRESOL TOTAL UG/L | 2-METHYLPHENOL -T | 95-48-7 | 2233 | UG/L |  |  | UG/L | F | [6 empty] | 1999-07-28 | MCG |  |  |  |  | OTH
77164 | 77164 | RESORCINOL |  |  |  | 108-46-3 |  | UG/L |  | 100 | [8 empty] | 2009-04-08 | MCG | UG/L |  |  |  | VOC
77165 | 77165 | HYDROQUINONE |  |  |  | 123-31-9 |  | UG/L | [10 empty] | 2009-03-19 | MCG |  |  |  |  | VOC
77168 | 77168 | 1,1-DICHLOROPROPENE WHOLE WATER |  | 1,1DCLPR TOTAL UG/L | 1,1-DICHLOROPROPENE -T | 563-58-6 | 2410 | UG/L |  | 0.5 | UG/L | I | [6 empty] | 1999-07-28 | MCG | UG/L |  |  |  | VOC
77170 | 77170 | 2,2-DICHLOROPROPANE WHOLE WATER |  | 2,2DCLPR TOTAL UG/L | 2,2-DICHLOROPROPANE -T | 594-20-7 | 2416 | UG/L |  | 0.5 | UG/L | I | [6 empty] | 1999-07-28 | MCG | UG/L |  |  |  | VOC
77173 | 77173 | 1,3-DICHLOROPROPANE WHOLE WATER |  | 1,3DCLPR TOTAL UG/L | 1,3-DICHLOROPROPANE -T | 142-28-9 | 2412 | UG/L |  | 0.5 | UG/L | I | [6 empty] | 1999-07-28 | MCG | UG/L |  |  |  | VOC
77177 | 77177 | CAPROLACTAM WHOLE WATER,UG/L |  |  |  | 105-60-2 |  | UG/L | [10 empty] | 2004-08-31 | YZ1 |  |  |  |  | VOC
77186 | 77186 | N-BUTYL ISOTHIOCYANATE WHOLE WATER,UG/L |  | N-BUTITIC TOTAL UG/L |  | 592-82-5 |  | UG/L | [10 empty] | 2003-10-03 | YZ1 |  |  |  |  | VOC
77189 | 77189 | N-BUTYL ACETATE WHOLE WATER |  |  | n-BUTYL ACETATE -T | 123-86-4 |  | UG/L |  |  | UG/L | [7 empty] | 1999-07-28 | MCG |  |  |  |  | OTH
77214 | 77214 | Indan |  | 2,3-DiHydroindene |  | 496-11-7 |  | UG/L | [10 empty] | 2018-10-02 | LMC
77221 | 77221 | 1,2,3-TRIMETHYLBENZENE WHOLE WATER,UG/L |  |  |  | 526-73-8 |  | UG/L | [10 empty] | 2007-06-21 | DCG |  |  |  |  | VOC
77222 | 77222 | 1,2,4-TRIMETHYLBENZENE WHOLE WATER |  | 1,2,4TMB TOTAL UG/L | 1,2,4-TRIMETHYLBENZENE -T | 95-63-6 | 2418 | UG/L |  | 1 | UG/L | I | [6 empty] | 1999-07-28 | MCG | UG/L |  |  |  | VOC
77223 | 77223 | ISOPROPYLBENZENE WHOLE WATER |  | IPROPBNZ TOTAL UG/L | ISOPROPYLBENZENE -T | 98-82-8 | 2994 | UG/L |  |  | UG/L | I | [6 empty] | 1999-07-28 | MCG |  |  |  |  | VOC
77224 | 77224 | N-PROPYLBENZENE WHOLE WATER |  | N-PRPBNZ TOTAL UG/L | n-PROPYLBENZENE -T | 103-65-1 | 2998 | UG/L |  | 1 | UG/L | I | [6 empty] | 1999-07-28 | MCG | UG/L |  |  |  | VOC
77226 | 77226 | 1,3,5-TRIMETHYLBENZENE WHOLE WATER |  | 1,3,5TMB TOTAL UG/L | 1,3,5-TRIMETHYLBENZENE -T | 108-67-8 | 2424 | UG/L |  | 1 | UG/L | I | [6 empty] | 1999-07-28 | MCG | UG/L |  |  |  | VOC
77247 | 77247 | BENZOIC ACID WHOLE WATER |  | BENZOIC ACID | BENZOIC ACID -T | 65-85-0 | 2237 | UG/L |  | 30 | UG/L | F | [6 empty] | 1999-07-28 | MCG | UG/L |  |  |  | VOC
77261 | 77261 | O-ANISIDINE |  |  |  | 90-04-0 |  | UG/L |  | 10 | [8 empty] | 2009-03-02 | MCG | UG/L |  |  |  | VOC
77268 | 77268 | 1,4-DICHLORO-2-BUTENE WATER |  |  |  | 764-41-0 |  | UG/L | [10 empty] | 2012-12-24 | MCG |  |  |  |  | VOC
77275 | 77275 | 1-METHYL-2-CHLOROBENZENE (O-CHLOR) WHOLE WATER |  |  | 1-METHYL-2-CHLOROBENZENE, TOTAL -T | 95-49-8 |  | UG/L |  |  | UG/L | [7 empty] | 1999-07-28 | MCG |  |  |  |  | OTH
77277 | 77277 | 1-METHYL-4-CHLOROBENZENE(4-CHLOROTOLUENE)WHOLE WTR |  | P-CHLOROTOLUENE | 1-METHYL-4-CHLOROBENZENE, TOTAL -T | 106-43-4 |  | UG/L |  |  | UG/L | [7 empty] | 1999-07-28 | MCG |  |  |  |  | OTH
77293 | 77293 | 1,3-DICHLORO-2-PROPANOL |  |  |  | 96-23-1 |  | UG/L | [10 empty] | 2012-12-24 | MCG |  |  |  |  | VOC
77297 | 77297 | CHLOROBROMOMETHANE WHOLE WATER |  | CLBRMETH TOTAL UG/L | BROMOCHLOROMETHANE -T | 74-97-5 | 2430 | UG/L |  |  | UG/L | I | [6 empty] | 1999-07-27 | MCG |  |  |  |  | VOC
77311 | 77311 | 2-ETHYL-1-HEXANOL WHOLE WATER |  |  |  | 104-76-7 |  | UG/L | [10 empty] | 2012-12-19 | MCG |  |  |  |  | VOC
77318 | 77318 | 1-Methylindan |  | 1-METHYL-(2,3-DIHYDROINDENE) |  | 767-58-8 |  | UG/L | [10 empty] | 2018-10-02 | LMC
77322 | 77322 | PARALDEHYDE WHOLE WATER,UG/L |  |  |  | 123-63-7 |  | UG/L | [10 empty] | 2012-06-26 | MCG |  |  |  |  | VOC
77323 | 77323 | 1,2,3,4-Tetrahydronaphthalene |  | Tetralin |  | 119-64-2 |  | UG/L | [10 empty] | 2018-10-02 | LMC
77325 | 77325 | 4-Methylindan |  | 4-METHYL-(2,3-DIHYDROINDENE) |  | 824-22-6 |  | UG/L | [10 empty] | 2018-10-02 | LMC
77337 | 77337 | 1,2,4,5-Tetramethylbenzene |  | 1,2,4,5-TETRAMETHYLBENZENE |  | 95-93-2 |  | UG/L | [10 empty] | 2018-10-02 | LMC
77342 | 77342 | N-BUTYLBENZENE WHOLE WATER |  | N-BUTLBZ TOTAL UG/L | n-BUTYLBENZENE -T | 104-51-8 | 2422 | UG/L |  | 1 | UG/L | I | [6 empty] | 1999-07-28 | MCG | UG/L |  |  |  | VOC
77350 | 77350 | SEC-BUTYLBENZENE WHOLE WATER |  | SEC-BUTB TOTAL UG/L | sec-BUTYLBENZENE -T | 135-98-8 | 2428 | UG/L |  |  | UG/L | I | [6 empty] | 1999-07-28 | MCG |  |  |  |  | VOC
77353 | 77353 | TERT-BUTYLBENZENE WHOLE WATER |  | T-BUTLBZ TOTAL UG/L | tert-BUTYLBENZENE -T | 98-06-6 | 2426 | UG/L |  | 1 | UG/L | I | [6 empty] | 1999-07-28 | MCG | UG/L |  |  |  | VOC
77356 | 77356 | 1-METHYL-4-ISOPROPYLBENZENE WHOLE WATER |  | P-ISOPROPYLTOLUENE | p-ISOPROPYLTOLUENE -T | 99-87-6 |  | UG/L |  |  | UG/L | I | [6 empty] | 1999-07-28 | MCG |  |  |  |  | VOC
77381 | 77381 | GAMMA TERPINENE WHOLE WATER |  |  |  | 99-85-4 |  | UG/L | [10 empty] | 2012-12-19 | MCG |  |  |  |  | VOC
77385 | 77385 | PHENYLACETIC ACID WHOLE WATER |  |  | BENZENEACETIC ACID -T | 103-82-2 |  | UG/L |  |  | UG/L | [7 empty] | 1999-07-28 | MCG |  |  |  |  | OTH
77394 | 77394 | O-NITROTOLUENE WHOLE WATER,UG/L |  |  |  | 88-72-2 |  | UG/L | [10 empty] | 2008-04-29 | MCG |  |  |  |  | VOC
77395 | 77395 | 4-NITROTOLUENE WHOLE WATER,UG/L |  |  |  | 99-99-0 |  | UG/L | [10 empty] | 2008-04-29 | MCG |  |  |  |  | VOC
77416 | 77416 | 2-METHYLNAPHTHALENE WHOLE WATER |  | 2MNAPTHA TOTAL UG/L | 2-METHYLNAPHTHALENE -T | 91-57-6 | 2241 | UG/L |  |  | UG/L | G | [6 empty] | 1999-07-28 | MCG |  |  |  |  | SVOC
77418 | 77418 | 1-METHYLNAPHTHALENE WHOLE WATER |  |  |  | 90-12-0 |  | UG/L | [10 empty] | 2014-02-06 | MCG |  |  |  |  | VOC
77424 | 77424 | IODOMETHANE WHOLE WATER |  | IODOMETHANE, TOTAL | IODOMETHANE | 74-88-4 |  | UG/L | [10 empty] | 1999-07-28 | MCG |  |  |  |  | VOC
77443 | 77443 | 1,2,3-TRICHLOROPROPANE WHOLE WATER |  | 1,2,3TCP TOTAL UG/L | 1,2,3-TRICHLOROPROPANE -T | 96-18-4 | 2414 | UG/L |  | 1 | UG/L | I |  |  |  |  | 42 | UG/L | 1999-07-28 | MCG | UG/L |  |  |  | VOC
77453 | 77453 | PHTHALIC ANHYDRIDE |  |  |  | 85-44-9 |  | UG/L |  | 100 | [8 empty] | 2009-04-08 | MCG | UG/L |  |  |  | VOC
77478 | 77478 | VANILLIN WHOLE WATER |  | VANILLIN WHOLE WATER | VANILLIN WHOLE WATER | 121-33-5 |  | UG/L | [10 empty] | 1999-07-28 | MCG |  |  |  |  | VOC
77480 | 77480 | FENCHONE WHOLE WATER |  |  |  | 1195-79-5 |  | UG/L | [10 empty] | 2012-12-19 | MCG |  |  |  |  | VOC
77491 | 77491 | BORNEOL WHOLE WATER |  |  |  | 507-70-0 |  | UG/L | [10 empty] | 2012-12-19 | MCG |  |  |  |  | VOC
77492 | 77492 | 1,8-CINEOLE WHOLE WATER |  |  |  | 470-82-6 |  | UG/L | [10 empty] | 2012-12-19 | MCG |  |  |  |  | VOC
77502 | 77502 | O-CHLOROBENZOIC ACID WHOLE WATER,UG/L |  |  |  | 118-91-2 |  | UG/L | [10 empty] | 2008-05-22 | MCG |  |  |  |  | VOC
77507 | 77507 | 2,3-Dimethylnaphthalene |  | 2,3-Dimethylnaphthalene |  | 581-40-8 |  | UG/L | [10 empty] | 2018-10-02 | LMC
77536 | 77536 | NICOTINE |  |  |  | 54-11-5 |  | UG/L |  | 20 | [8 empty] | 2009-03-25 | MCG | UG/L |  |  |  | VOC
77541 | 77541 | 2,6-DICHLOROPHENOL |  |  |  | 87-65-0 |  | UG/L |  | 10 | [8 empty] | 2009-03-12 | MCG | UG/L |  |  |  | VOC
77545 | 77545 | SAFROLE |  |  |  | 94-59-7 |  | UG/L |  | 10 | [8 empty] | 2009-04-08 | MCG | UG/L |  |  |  | VOC
77562 | 77562 | 1,1,1,2-TETRACHLOROETHANE WHOLE WATER |  | 1112TCLE TOTAL UG/L | 1,1,1,2-TETRACHLOROETHANE | 630-20-6 |  | UG/L |  |  | UG/L | I |  |  |  |  | 0.17 | UG/L | 1999-07-28 | MCG |  |  |  |  | VOC
77571 | 77571 | CARBAZOLE, TOTAL |  |  | CARBAZOLE, TOTAL | 86-74-8 |  | UG/L | [10 empty] | 1999-07-28 | MCG |  |  |  |  | VOC
77579 | 77579 | DIPHENYLAMINE |  |  |  | 122-39-4 |  | UG/L | [10 empty] | 2009-03-18 | MCG |  |  |  |  | VOC
77581 | 77581 | 4-AMINOBIPHENYL |  |  |  | 92-67-1 |  | UG/L |  | 20 | [8 empty] | 2009-03-02 | MCG | UG/L |  |  |  | SVOC
77586 | 77586 | O-PHENYLPHENOL WHOLE WATER |  |  | ORTHOPHENYLPHENOL -T | 90-43-7 |  | UG/L |  |  | UG/L | [7 empty] | 1999-07-28 | MCG |  |  |  |  | OTH
77596 | 77596 | METHYLENE BROMIDE (DIBROMOMETHANE) WHOLE WATER |  | DIBROMOMETHANE | DIBROMOMETHANE | 74-95-3 |  | UG/L | [10 empty] | 1999-07-27 | MCG |  |  |  |  | VOC
77613 | 77613 | 1,2,3-TRICHLOROBENZENE WHOLE WATER |  | 123TCLBZ TOTAL UG/L | 1,2,3-TRICHLOROBENZENE -T | 87-61-6 | 2420 | UG/L |  | 1 | UG/L | I | [6 empty] | 1999-07-29 | MCG | UG/L |  |  |  | VOC
77614 | 77614 | 1,3,5-TRICHLOROBENZENE WHOLE WATER,UG/L |  |  |  | 108-70-3 |  | UG/L | [10 empty] | 2006-03-21 | YZ1 |  |  |  |  | VOC
77625 | 77625 | AZOBENZENE WHOLE WATER |  |  | AZOBENZENE TOTAL | 103-33-3 |  | UG/L | [10 empty] | 1999-07-29 | MCG |  |  |  |  | VOC
77647 | 77647 | FREON 113 (1,1,1-TRIFLUORO-2,2,2- WHOLE WATER |  | 111F222C TOTAL UG/L | FREON-113 -T | 354-58-5 |  | UG/L | 0 |  | UG/L | [7 empty] | 1999-07-29 | MCG |  |  |  |  | VOC
77651 | 77651 | 1,2-DIBROMOETHANE (EDB) WHOLE WATER, TOTAL |  | 1,2DBRET TOTAL UG/L | 1,2-DIBROMOETHANE -T | 106-93-4 |  | UG/L | 0.3 |  | UG/L |  | 0.05 | UG/L |  |  |  |  | 1999-11-16 | MCG |  | 0.05 | UG/L |  | VOC
77652 | 77652 | 1,1,2-TRICHLORO-1,2,2-TRIFLUOROETHANE WHOLE WATER |  |  | 1,1,2-TRICHLORO-1,2,2-TRIFLUOROET -T | 76-13-1 |  | UG/L |  |  | UG/L | [7 empty] | 1999-07-29 | MCG |  |  |  |  | OTH
77687 | 77687 | 2,4,5-TRICHLOROPHENOL WHOLE WATER |  | 245TCLPH TOTAL UG/L | 2,4,5-TRICHLOROPHENOL -T | 95-95-4 | 2242 | UG/L |  | 25 | UG/L | F |  |  |  |  | 700 | UG/L | 1999-07-29 | MCG | UG/L |  |  |  | VOC
77700 | 77700 | CARBARYL WHOLE WATER |  |  | CARBARYL -T | 63-25-2 |  | UG/L |  |  | UG/L | A | [6 empty] | 1999-07-29 | MCG |  |  |  |  | PEST
77733 | 77733 | 1,2,3,5-TETRACHLOROBENZENE WHOLE WATER |  |  | 1,2,3,5-TETRACHLOROBENZENE -T | 634-90-2 |  | UG/L |  |  | UG/L | [7 empty] | 1999-07-29 | MCG |  |  |  |  | OTH
77734 | 77734 | 1,2,4,5-TETRACHLOROBENZENE WHOLE WATER,UG/L |  |  |  | 95-94-3 |  | UG/L | [10 empty] | 2004-08-31 | YZ1 |  |  |  |  | VOC
77758 | 77758 | NITROGLYCERINE WHOLE WATER |  |  |  | 55-63-0 |  | UG/L | [10 empty] | 2008-04-30 | MCG |  |  |  |  | OTH
77770 | 77770 | 2,3,4,6-TETRACHLOROPHENOL | 2346TCLP |  |  | 58-90-2 |  | UG/L | [10 empty] | 2007-08-27 | MCG |  |  |  |  | VOC
77779 | 77779 | DIBROMODICHLOROMETHANE WHOLE WATER |  |  | DIBROMODICHLOROMETHANE -T | 594-18-3 |  | UG/L |  |  | UG/L | [7 empty] | 2000-09-07 | MCG |  |  |  |  | OTH
77793 | 77793 | PENTACHLOROBENZENE |  |  |  | 608-93-5 |  | UG/L |  | 10 | [8 empty] | 2009-04-02 | MCG | UG/L |  |  |  | VOC
77825 | 77825 | ALACHLOR WHOLE WATER |  | ALACHLOR TOTAL UG/L | ALACHLOR -T | 15972-60-8 | 2051 | UG/L |  | 10 | UG/L |  | 2 | UG/L |  |  | 0.15 | UG/L | 1999-07-29 | MCG | UG/L | 2 | UG/L | Y | PEST
77860 | 77860 | BUTACHLOR WHOLE WATER |  | BUTACHLOR | BUTACHLOR | 23184-66-9 |  | UG/L | [10 empty] | 1999-07-29 | MCG |  |  |  |  | PEST
77885 | 77885 | METHANOL WHOLE WATER,UG/L |  |  |  | 67-56-1 |  | UG/L | [10 empty] | 2012-06-26 | MCG |  |  |  |  | VOC
77903 | 77903 | BIS(2-ETHYLHEXYL) ADIPATE WHOLE WATER |  |  | bis(2-ETHYLHEXYL)ADIPATE -T | 103-23-1 |  | UG/L |  |  | UG/L |  | 400 | UG/L |  |  |  |  | 1999-07-29 | MCG |  | 400 | UG/L |  | VOC
77936 | 77936 | 1-Bromo-2-chloroethane | GW |  | 1-Bromo-2-chloroethane | 107-04-0 |  | UG/L | [10 empty] | 2018-12-12 | LMC
77953 | 77953 | CHLORDIMEFORM IN WATER |  | CHLOR DIMEFORM UG/L | CHLORDIMEFORM -T | 6164-98-3 |  | UG/L |  | 5 | UG/L | [5 empty] | 0.03 | UG/L | 1999-07-29 | MCG | UG/L |  |  |  | PEST
77970 | 77970 | CHLOROTOLUENE IN WATER |  | CHLORO TOLUENE UG/L | p-CHLOROTOLUENE -T | 25168-05-2 | 2966 | UG/L |  |  | UG/L | I | [6 empty] | 1999-07-29 | MCG |  |  |  |  | VOC
77983 | 77983 | DICHLOROTOLUENE IN WATER |  | DICHLOROTOLUENE UG/L | DICHLOROTOLUENE -T | 29797-40-8 |  | UG/L |  |  | UG/L | [7 empty] | 1999-07-29 | MCG |  |  |  |  | VOC
77985 | 77985 | DICYCLOPENTADIENE IN WATER UG/L |  |  |  | 77-73-6 |  | UG/L | [10 empty] | 2012-01-24 | MCG |  |  |  |  | VOC
78004 | 78004 | DIPHENAMID IN WATER |  | DIPHEN AMID UG/L | DIPHENAMID -T | 957-51-7 |  | UG/L |  | 10 | UG/L | [7 empty] | 1999-07-29 | MCG | UG/L |  |  |  | PEST
78008 | 78008 | ENDRIN KETONE IN WATER |  | ENDRIN KETONE UG/L | ENDRIN KETONE -T | 53494-70-5 |  | UG/L |  |  | UG/L | K | [6 empty] | 1999-07-29 | MCG |  |  |  |  | PEST
78032 | 78032 | PROPANE, 2-METHOXY-2-METHYL- , WATER, WHOLE |  |  | 2-METHOXY-2-METHYLPROPANE, TOTAL -T | 1634-04-4 |  | UG/L |  |  | UG/L | [7 empty] | 1999-07-29 | MCG |  |  |  |  | VOC
78034 | 78034 | METHOXYCHLOROBISUREAMETHANE IN WATER (DO NOT USE) | [5 empty] | UG/L | [10 empty] | 2015-03-12 | MCG |  |  |  |  | VOC
78048 | 78048 | METHYLBUTANE IN WATER |  |  |  | 78-78-4 |  | UG/L | [10 empty] | 2012-12-19 | MCG |  |  |  |  | VOC
78064 | 78064 | NORFLURAZON IN WATER |  | NOR FLURAZON UG/L | NORFLURAZON -T | 27314-13-2 |  | UG/L |  | 10 | UG/L | [5 empty] | 260 | UG/L | 1999-07-29 | MCG | UG/L |  |  |  | PEST
78109 | 78109 | ALLYL CHLORIDE,TOTAL,WHOLE WATER SAMPLE UG/L |  |  |  | 107-05-1 |  | UG/L | [10 empty] | 2007-06-07 | DCG |  |  |  |  | VOC
78112 | 78112 | 1-METHYL-2PYRROLIDINONE (GC/MS METHOD 625) TOTAL |  |  |  | 872-50-4 |  | UG/L | [10 empty] | 2000-02-23 | MCG |  |  |  |  | VOC
78113 | 78113 | ETHYL BENZENE WHOLE WATER SAMPLE |  |  |  | 100-41-4 |  | UG/L | [10 empty] | 2003-07-10 | PJT |  |  |  |  | VOC
78115 | 78115 | HALOGEN, TOTAL ORGANIC, WHOLE WATER SAMPLE UG/L | [5 empty] | UG/L | [10 empty] | 2004-08-30 | YZ1 |  |  |  |  | VOC
78121 | 78121 | P-XYLENE + O-XYLENE, TOTAL, WHOLE WATER SAMPLE |  | P-XYLEN+O-XYLEN TOT UG/L | o/p-XYLENE -T | D038 |  | UG/L |  |  | UG/L | [7 empty] | 1995-11-17 | DBM |  |  |  |  | VOC
78123 | 78123 | MOCA- 4,4-METHYLENEBIS-2-CHLOROANILINE |  |  |  | 101-14-4 |  | UG/L | [10 empty] | 2009-03-25 | MCG |  |  |  |  | VOC
78124 | 78124 | BENZENE IN WATER (VOLATILE ANALYSIS) |  |  | BENZENE -T | 71-43-2 |  | UG/L |  |  | UG/L |  | 5 | UG/L |  |  |  |  | 1999-07-26 | MCG |  | 5 | UG/L |  | VOC
78131 | 78131 | TOLUENE IN WHOLE WATER (VOLATILE ANALYSIS) |  | TOLUENE WHL HOH VOLUG/L | TOLUENE -T | 108-88-3 | 2991 | UG/L |  | 1 | UG/L |  | 1000 | UG/L |  |  | 2000 | UG/L | 1999-07-26 | MCG | UG/L | 1000 | UG/L | Y | VOC
78132 | 78132 | P-XYLENE IN WHOLE WATER |  | P-XYLENE IN HOH UG/L | p-XYLENE -T | 106-42-3 | 2999 | UG/L |  | 1 | UG/L | [7 empty] | 1999-07-29 | MCG | UG/L |  |  |  | VOC
78133 | 78133 | 4-METHYL-2-PENTANONE IN WATER |  |  | 4-METHYL-2-PENTANONE -T | 108-10-1 |  | UG/L |  |  | UG/L | [7 empty] | 1999-07-29 | MCG |  |  |  |  | OTH
78135 | 78135 | DIMETHYLCYCLOPENTANE IN WHOLE WATER |  |  |  | 2532-58-3 |  | UG/L | [10 empty] | 2012-12-19 | MCG |  |  |  |  | VOC
78142 | 78142 | ORTHO NITROANILINE IN WHOLE WATER (2-NITROANILINE) |  |  | 2-NITROANILINE -T | 88-74-4 |  | UG/L |  |  | UG/L | [7 empty] | 1999-07-29 | MCG |  |  |  |  | OTH
78144 | 78144 | TOLUENE-2,4-DIISOCYANATE |  |  |  | 584-84-9 |  | UG/L | [10 empty] | 2009-04-08 | MCG |  |  |  |  | VOC
78174 | 78174 | MALEIC ANHYDRIDE IN WHOLE WATER |  |  |  | 108-31-6 |  | UG/L | [10 empty] | 2009-03-19 | MCG |  |  |  |  | VOC
78201 | 78201 | TRIHALOMETHANE POTENTIAL WHOLE WATER SAMPLE |  | TRIHALO METHANE MG/L | TRIHALOMETHANE -T | D042 |  | MG/L |  |  |  |  | 80 | UG/L |  |  |  |  | 2009-04-03 | WH3 |  |  |  |  | VOC
78208 | 78208 | 2,4-DINITRO-O-CRESOL IN WHOLE WATER |  |  |  | 534-52-1 |  | UG/L | [10 empty] | 2002-02-19 | PJT |  |  |  |  | VOC
78247 | 78247 | CHROMIUM, HEXAVALENT, TOTAL RECOVERABLE, WTR,WHL |  |  |  | 18540-29-9 |  | UG/L | [10 empty] | 1999-07-14 | MCG |  |  |  |  | MET
78248 | 78248 | CYANIDE, TOTAL RECOVERABLE, WATER, WHOLE, UG/L |  |  |  | 57-12-5 |  | UG/L | [10 empty] | 2005-08-30 | YZ1 |  |  |  |  | MET
78300 | 78300 | 3-NITROANILINE, TOTAL, IN WATER |  | 3-NITRO ANILINE TOT UG/L | 3-NITROANILINE -T | 99-09-2 | 2201 | UG/L |  | 50 | UG/L | G | [6 empty] | 1999-07-29 | MCG | UG/L |  |  |  | SVOC
78460 | 78460 | URANIUM 234+235+238, SUMMATION, WATER, WHOLE | [5 empty] | PCI/L |  |  | PCI/L | [7 empty] | 1999-09-08 | MCG |  |  |  |  | RAD
78462 | 78462 | SULFATE, WATER, DISSOLVED, AS S |  |  |  | 14808-79-8 |  | MG/L | [10 empty] | 2001-10-15 | MCG |  |  |  |  | MET
78721 | 78721 | PHTHALATES, TOTAL |  | PHTHA- LATES MG/L | PHTHALATES -T | D027 | 2039 | MG/L |  |  | MG/L | [7 empty] | 1995-11-17 | DBM |  |  |  |  | VOC
78726 | 78726 | SODIUM-DIMETHYL-DITHIOCARBAMATE TOTAL WATER |  | SODIUM-DIMETHYL-DITHIOCARBAMATE | SODIUM-DIMETHYL-DITHIOCARBAMATE | 128-04-1 |  | MG/L | [10 empty] | 1999-07-29 | MCG |  |  |  |  | VOC
78879 | 78879 | METHIDATHION (SUPRACIDE), WHOLE WATER |  | METHIDATHION | METHIDATHION -T | 950-37-8 |  | UG/L |  |  | UG/L | [7 empty] | 1999-07-29 | MCG |  |  |  |  | OTH
78881 | 78881 | PHOSPHAMIDON (I) (DIMECRON), WHOLE WATER |  | PHSPHMDNDIMECRON UG/L | PHOSPHAMIDON -T | 13171-21-6 |  | UG/L |  | 10 | UG/L | [5 empty] | 1.2 | UG/L | 1999-07-29 | MCG | UG/L |  |  |  | PEST
78884 | 78884 | ORYZALIN (SURFLAN), WHOLE WATER |  |  |  | 19044-88-3 |  | UG/L | [10 empty] | 2002-06-26 | MCG |  |  |  |  | PEST
78888 | 78888 | 2,4-TOLUENEDIAMINE, WATER, WHOLE |  |  |  | 95-80-7 |  | UG/L |  | 20 | [8 empty] | 2009-03-12 | MCG | UG/L |  |  |  | VOC
78920 | 78920 | GASOLINE, REGULAR, WHOLE WATER |  | GASOLINEREGULAR WTR UG/L | GASOLINE, REGULAR -T | 68425-29-6 | 2A01 | UG/L |  |  | UG/L | [7 empty] | 1999-07-29 | MCG |  |  |  |  | PET
78939 | 78939 | FUEL, DIESEL, #1, WATER, WHOLE |  | DIESEL FUEL #1 WTR UG/L | DIESEL FUEL #1 -T | 68476-34-6 |  | UG/L |  |  | UG/L | [7 empty] | 1999-07-29 | MCG |  |  |  |  | PET
79191 | 79191 | PERMETHRIN (I) IN WHOLE WATER |  | PERMTHRN WATER UG/L | PERMETHRIN -T | 52645-53-1 |  | UG/L |  | 5 | UG/L | [5 empty] | 350 | UG/L | 2015-04-09 | MCG | UG/L |  |  |  | PEST
79192 | 79192 | PEBULATE, WATER, WHOLE |  | PEBULATE WATER UG/L | PEBULATE -T | 1114-71-2 |  | UG/L |  | 5 | UG/L | [7 empty] | 1999-07-29 | MCG | UG/L |  |  |  | PEST
79193 | 79193 | ACIFLUORFEN, WATER, WHOLE |  |  | ACIFLUORFEN -T | 62476-59-9 |  | UG/L |  |  | UG/L | [7 empty] | 1999-07-29 | MCG |  |  |  |  | OTH
79194 | 79194 | FLUCHLORALIN, WATER, WHOLE |  |  |  | 33245-39-5 |  | UG/L |  | 20 | [8 empty] | 2009-03-18 | MCG | UG/L |  |  |  | PEST
79195 | 79195 | NAPROPAMIDE, WATER, WHOLE |  | NAPRPMID WATER UG/L | NAPROPAMIDE -T | 1529-99-9 |  | UG/L |  | 10 | UG/L | [5 empty] | 700 | UG/L | 1999-07-29 | MCG | UG/L |  |  |  | PEST
79743 | 79743 | GLYPHOSATE(GLYCINE,N-(PHOSPHONOMETHYL)-)TOTAL WTR |  |  | GLYPHOSATE -? | 1071-83-6 |  | UG/L |  |  | UG/L |  | 700 | UG/L |  |  |  |  | 1999-07-29 | MCG |  | 700 | UG/L |  | PEST
79752 | 79752 | N,N'-DIETHYL CARBANILIDE (ETHYL-CENTRALITE) |  |  |  | 85-98-3 |  | UG/L | [10 empty] | 2008-05-27 | MCG |  |  |  |  | VOC
79778 | 79778 | CRESOL |  |  |  | 1319-77-3 |  | UG/L | [10 empty] | 2002-02-20 | PJT |  |  |  |  | VOC
80010 | 80010 | URANIUM,DISS.,BY DIRECT FLUOROMETRIC METHOD |  | U-DISS. DIR.FLR. PC/L | URANIUM,DISS.,BY DIRECT FLUOROMETRIC -D | 7440-61-1 |  | PCI/L |  |  | PCI/L | [7 empty] | 1999-07-29 | MCG |  |  |  |  | RAD
80020 | 80020 | URANIUM,DISS.,BY EXTRACTION FLUOROMETRIC METHOD |  | U-DISS. EXT.FLR. UG/L | URANIUM,DISS.,BY EXTRCTN FLUOROMETRC -D | 7440-61-1 |  | UG/L |  |  | UG/L | [7 empty] | 1999-07-29 | MCG |  |  |  |  | RAD
80030 | 80030 | ALPHA, DISSOLVED GROSS, AS URANIUM-NATURAL |  | ALPHA-D AS U-NAT UG/L | GROSS ALPHA, DISS.,AS URANIUM,NATURL -D | 12587-46-1 |  | UG/L |  |  | UG/L | [7 empty] | 1999-07-29 | MCG |  |  |  |  | RAD
80040 | 80040 | ALPHA, SUSPENDED GROSS, AS URANIUM-NATURAL |  | ALPHA-S AS U-NAT UG/L | GROSS APLHA, SUSP.,AS URANIUM-NATURL -S | 12587-46-1 |  | UG/L |  |  | UG/L | [7 empty] | 1999-07-29 | MCG |  |  |  |  | RAD
80045 | 80045 | ALPHA GROSS PARTICLE ACTIVITY IN WATER |  | ALPHA-GRACTIVITY TOTPC/L | GROSS ALPHA -T | 12587-46-1 |  | PCI/L |  |  | PCI/L |  | 15 | PCI/L |  |  |  |  | 1999-07-29 | MCG |  | 15 | PCI/L | Y | RAD
80050 | 80050 | BETA,DISSOLVED GROSS,AS SR-Y-90 |  | BETA-D AS SR-Y-90, PC/L | GROSS BETA, DISSOLVED,AS SR-Y-90 -D | 12587-47-2 |  | PCI/L | [10 empty] | 2000-09-07 | MCG |  |  |  |  | RAD
80060 | 80060 | BETA,SUSPENDED GROSS,AS SR-Y-90 |  | BETA-S AS SR-Y-90, PC/L | BETA, SUSPENDED GROSS AS SR-Y-90 -S | 12587-47-2 |  | PCI/L | [10 empty] | 2000-09-07 | MCG |  |  |  |  | RAD
80154 | 80154 | SUSP. SEDIMENT CONCENTRATION-EVAP. AT 110C | [5 empty] | MG/L | [10 empty] | 2005-07-27 | PJT |  |  |  |  | PHY
80155 | 80155 | SUSPENDED SEDIMENT DISCHARGE | [5 empty] | TONS/DAY | [10 empty] | 2005-07-27 | PJT |  |  |  |  | PHY
80350 | 80350 | PROPANOIC ACID, 2-HYDROXY-,BUTYL ESTER,WHOLE WATER |  | PROPANOIC ACID, 2-HYDROXY...... | PROPANOIC ACID, 2-HYDROXY...... | 79241-46-6 |  | UG/L |  | 5 | UG/L | [7 empty] | 1999-07-29 | MCG | UG/L |  |  |  | OTH
80352 | 80352 | PROPANOL, 1-(2-METHYOXYPROPOXY)-2-, WHOLE WATER |  |  | 1-(2-METHOXYPROPOXY)-2-PROPANOL -T | 13429-07-7 |  | UG/L |  |  | UG/L | [7 empty] | 1999-07-29 | MCG |  |  |  |  | OTH
80357 | 80357 | CHROMIUM, TRIVALENT, DISSOLVED, AS CR |  |  |  | 16065-83-1 |  | UG/L | [10 empty] | 1999-07-14 | MCG |  |  |  |  | MET
81208 | 81208 | CYANIDE,FREE (NOT AMENABLE TO CHLORINATION) |  |  | CYANIDE,FREE-NOT ABENABLE TO CHLOR. -T | 57-12-5 |  | MG/L |  |  | MG/L |  | 0.2 | MG/L |  |  |  |  | 1999-07-29 | MCG |  | 0.2 | MG/L |  | OTH
81279 | 81279 | LOW LEVEL TOTAL ORGANIC CARBON | [5 empty] | UG/L | [10 empty] | 2000-09-06 | MCG |  |  |  |  | VOC
81281 | 81281 | KEPONE(C10CL10O) |  |  |  | 143-50-0 |  | UG/L |  | 20 | [8 empty] | 2009-03-19 | MCG | UG/L |  |  |  | PEST
81284 | 81284 | TRIFLURALIN(C13H16F3N3O4) WHOLE WATER SAMPLE |  | TREFLAN TOT UG/L | TRIFLURALIN -T | 1582-09-8 | 2055 | UG/L |  | 0.5 | UG/L | [5 empty] | 2 | UG/L | 1999-07-29 | MCG | UG/L |  |  |  | PEST
81290 | 81290 | EPN(C14H14NO4PS) WHOLE WATER SAMPLE |  |  | EPN -T | 2104-64-5 |  | UG/L |  |  | UG/L | [7 empty] | 1999-07-29 | MCG |  |  |  |  | OTH
81291 | 81291 | PHOSALONE |  |  |  | 2310-17-0 |  | UG/L |  | 100 | [8 empty] | 2009-04-02 | MCG | UG/L |  |  |  | PEST
81292 | 81292 | AZINPHOSETHYL C12H16N3O3PS2WHOLE WATER SAMPLE |  |  |  | 2642-71-9 |  | UG/L | [10 empty] | 2013-07-15 | MCG |  |  |  |  | PEST
81293 | 81293 | COUMAPHOS(C14H16CLO5PS) WHOLE WATER SAMPLE |  |  | COUMAPHOS, TOTAL IN WHOLE WTR SMPL -T | 56-72-4 |  | UG/L |  |  | UG/L | [7 empty] | 1999-07-29 | MCG |  |  |  |  | PEST
81294 | 81294 | DYFONATE(CU/H15OPS2) WHOLE WATER SAMPLE |  |  |  | 944-22-9 |  | UG/L | [10 empty] | 2013-07-15 | MCG |  |  |  |  | PEST
81295 | 81295 | DEF (BUTIFOS) WHOLE WATER SAMPLE |  |  | DEF (BUTIFOS) -T | 78-48-8 |  | UG/L |  |  | UG/L | L | [6 empty] | 1999-07-29 | MCG |  |  |  |  | PEST
81302 | 81302 | DIBENZOFURAN (C12H8O) WHOLE WATER SAMPLE |  | DIBENZO FURAN TOT UG/L | DIBENZOFURAN -T | 132-64-9 | 2202 | UG/L |  | 10 | UG/L | G | [6 empty] | 2006-05-02 | MCG | UG/L |  |  |  | SVOC
81303 | 81303 | NITROFEN(C12H7CL2NO3) |  |  |  | 1836-75-5 |  | UG/L |  | 20 | [8 empty] | 2009-03-25 | MCG | UG/L |  |  |  | VOC
81315 | 81315 | JET FUEL, JP4 IN WHOLE WATER SAMPLE | [5 empty] | MG/L | [10 empty] | 2009-08-18 | MCG |  |  |  |  | VOC
81322 | 81322 | CHLORPROPHAM (CIPC) IN WHOLE WATER SAMPLE |  | CIPC TOT UG/L | CHLORPROPHAM -T | 101-21-3 |  | UG/L |  |  | UG/L | [7 empty] | 1999-07-29 | MCG |  |  |  |  | PEST
81324 | 81324 | CAMPHOR WHOLE WATER SAMPLE |  |  |  | 76-22-2 |  | UG/L | [10 empty] | 2012-12-19 | MCG |  |  |  |  | VOC
81327 | 81327 | DICHLOROPROPANE WHOLE WATER SAMPLE |  | DICHLOROPROPANE TOT UG/L | DICHLOROPROPANE -T | 26638-19-7 |  | UG/L |  |  | UG/L | [7 empty] | 1999-07-29 | MCG |  |  |  |  | VOC
81345 | 81345 | CHLOROPRENE ISOMER WHOLE WATER |  |  |  | 126-99-8 |  | UG/L | [10 empty] | 2007-07-06 | DCG |  |  |  |  | VOC
81356 | 81356 | CATION EXCHANGE CAPACITY MILLIEQUIVALENTS/100 G | [5 empty] | OTHERS | [10 empty] | 2004-07-13 | PJT |  |  |  |  | OTH
81357 | 81357 | CALCIUM SUSPENDED MG/L |  |  |  | 7440-70-2 |  | MG/L | [10 empty] | 2005-08-30 | YZ1 |  |  |  |  | MET
81360 | 81360 | TRINITROTOLUENE(TNT) WHOLE WATER |  |  |  | 118-96-7 |  | UG/L | [10 empty] | 2008-04-23 | MCG |  |  |  |  | OTH
81364 | 81364 | RDX IN WHOLE WATER SAMPLE |  |  |  | 121-82-4 |  | UG/L | [10 empty] | 2008-04-22 | MCG |  |  |  |  | OTH
81366 | 81366 | RADIUM-228,DISSOLVED (AS RA-228) |  |  | RADIUM 228, DISS., AS RA-228 -D | 15262-20-1 |  | PCI/L |  |  | PCI/L | [7 empty] | 1999-07-29 | MCG |  |  |  |  | OTH
81403 | 81403 | DURSBAN (CHLOROPYRIFOS) WHOLE WATER SAMPLE |  |  | CHLORPYRIFOS (DURSBAN) -T | 2921-88-2 |  | UG/L |  |  | UG/L | [7 empty] | 1999-07-29 | MCG |  |  |  |  | OTH
81405 | 81405 | CARBOFURAN (EURADAN) WHOLE WATER SAMPLE |  |  | CARBOFURAN -T | 1563-66-2 |  | UG/L |  |  | UG/L | A | 40 | UG/L |  |  |  |  | 1999-07-29 | MCG |  | 40 | UG/L |  | PEST
81410 | 81410 | BUTYLATE, WHOLE WATER |  | BUTYLATEWTR, WHL, UG/L | BUTYLATE -R | 2008-41-5 |  | UG/L |  | 5 | UG/L | [5 empty] | 46 | UG/L | 1999-07-29 | MCG | UG/L |  |  |  | PEST
81501 | 81501 | PENTACHLOROETHANE WHL WATER SMPL |  |  |  | 76-01-7 |  | UG/L | [10 empty] | 2012-12-24 | MCG |  |  |  |  | VOC
81520 | 81520 | CHLOROPRENE WHL WATER |  |  |  | 126-99-8 |  | UG/L | [10 empty] | 2007-07-06 | DCG |  |  |  |  | VOC
81522 | 81522 | DIBROMOETHANE (EDB) (ETHYLENE DIBROMIDE)WHLWTR TOT |  | DIBROMO ETHANE TOT UG/L | ETHYLENE DIBROMIDE -T | 106-93-4 | 2946 | UG/L |  | 0.01 | UG/L | I | 0.05 | UG/L |  |  | 0.0005 | UG/L | 1999-11-16 | MCG | UG/L | 0.05 | UG/L |  | VOC
81531 | 81531 | DIMETHYL NAPHTHALENE WHOLE WATER SAMPLE |  |  |  | 28804-88-8 |  | UG/L | [10 empty] | 2000-03-27 | MCG |  |  |  |  | VOC
81547 | 81547 | METHYL NAPHTHALENE WHOLE WATER SAMPLE |  |  |  | 1321-94-4 |  | UG/L | [10 empty] | 2000-03-27 | MCG |  |  |  |  | VOC
81549 | 81549 | TETRACHLOROETHANE WHOLE WATER SAMPLE |  | TETRACL ETHANE TOT UG/L | TETRACHLOROETHANE -T | 25322-20-7 |  | UG/L |  |  | UG/L | [5 empty] | 0.17 | UG/L | 1999-07-29 | MCG |  |  |  |  | VOC
81551 | 81551 | TOTAL XYLENES WHOLE WATER SAMPLE |  | XYLENE TOT UG/L | TOTAL XYLENES -T | 1330-20-7 | 2955 | UG/L |  | 3 | UG/L | HI | 10000 | UG/L |  |  | 10000 | UG/L | 1999-07-29 | MCG | UG/L | 10000 | UG/L |  | VOC
81552 | 81552 | ACETONE WHOLE WATER SAMPLE |  | ACETONE TOT UG/L | ACETONE -T | 67-64-1 | 2243 | UG/L |  | 10 | UG/L | [5 empty] | 700 | UG/L | 1999-07-29 | MCG | UG/L |  |  |  | VOC
81553 | 81553 | ACETOPHENONE WHL WATER SMPL UG/L |  |  |  | 98-86-2 |  | UG/L | [10 empty] | 2004-08-31 | YZ1 |  |  |  |  | VOC
81554 | 81554 | BENZALDEHYDE WHL WATER SMPL UG/L |  |  |  | 100-52-7 |  | UG/L | [10 empty] | 2004-08-31 | YZ1 |  |  |  |  | VOC
81555 | 81555 | BROMOBENZENE WHOLE WATER SAMPLE |  | BROMOBENZENE TOT UG/L | BROMOBENZENE -T | 108-86-1 | 2993 | UG/L |  | 1 | UG/L | I | [6 empty] | 1999-07-29 | MCG | UG/L |  |  |  | VOC
81561 | 81561 | 1,3-BUTADIENE |  |  |  | 106-99-0 |  | UG/L | [10 empty] | 2012-01-23 | MCG |  |  |  |  | VOC
81570 | 81570 | CYCLOHEXANE WHOLE WATER SAMPLE |  |  | CYCLOHEXANE -T | 110-82-7 |  | UG/L |  |  | UG/L | [7 empty] | 1999-07-29 | MCG |  |  |  |  | OTH
81572 | 81572 | DICYCLOPENTADIENE IN WATER MG/L |  |  |  | 77-73-6 |  | MG/L | [10 empty] | 2012-01-24 | MCG |  |  |  |  | VOC
81576 | 81576 | DIETHYL ETHER WHL WATER SMPL UG/L |  |  |  | 60-29-7 |  | UG/L | [10 empty] | 2005-06-22 | YZ1 |  |  |  |  | VOC
81577 | 81577 | DIISOPROPYL ETHER WHL WATER SMPL UG/L |  |  |  | 108-20-3 |  | UG/L | [10 empty] | 2005-04-22 | YZ1 |  |  |  |  | VOC
81582 | 81582 | DIOXANE WHL WATER SMPL |  |  |  | 123-91-1 |  | UG/L | [10 empty] | 2007-07-06 | DCG |  |  |  |  | VOC
81585 | 81585 | ETHYL ACETATE WHL WATER SMPL |  |  |  | 141-78-6 |  | UG/L | [10 empty] | 2012-06-26 | MCG |  |  |  |  | VOC
81590 | 81590 | HEXANE WHOLE WATER SAMPLE |  |  | HEXANE -T | 110-54-3 |  | UG/L |  |  | UG/L | [7 empty] | 1999-07-29 | MCG |  |  |  |  | OTH
81593 | 81593 | METHACRYLONITRILE WHL WATER SMPL |  |  |  | 126-98-7 |  | UG/L | [10 empty] | 2012-12-24 | MCG |  |  |  |  | VOC
81595 | 81595 | METHYL ETHYL KETONE (2-BUTANONE) WHOLE WATER |  | MTH ETH KETONE TOT UG/L (2-BUTANONE) | METHYL ETHYL KETONE (2-BUTANONE) | 78-93-3 | 2247 | UG/L |  |  | UG/L | [5 empty] | 170 | UG/L | 1999-07-29 | MCG |  |  |  |  | VOC
81596 | 81596 | METHYL-ISOBUTYL KETONE WHOLE WATER SAMPLE |  | MTHISOBUKETONE TOT UG/L | METHYL-ISOBUTYL KETONE | 108-10-1 |  | UG/L | [10 empty] | 1999-07-29 | MCG |  |  |  |  | VOC
81597 | 81597 | METHYL METHACRYLATE WHL WATER SMPL |  |  |  | 80-62-6 |  | UG/L | [10 empty] | 2012-12-24 | MCG |  |  |  |  | VOC
81604 | 81604 | N-PENTANE WHOLE WATER SAMPLE |  |  | n-PENTANE -T | 109-66-0 |  | UG/L |  |  | UG/L | [7 empty] | 1999-07-29 | MCG |  |  |  |  | OTH
81607 | 81607 | TETRAHYDROFURAN |  |  |  | 109-99-9 |  | UG/L | [10 empty] | 2005-06-22 | YZ1 |  |  |  |  | VOC
81610 | 81610 | TRICHLOROPROPANE WHOLE WATER |  |  |  | 25735-29-9 |  | UG/L | [10 empty] | 2003-02-12 | PJT |  |  |  |  | VOC
81611 | 81611 | TRICHLOROTRIFLUOROETHANE WHOLE WATER SAMPLE |  | TRICLTRIFLETHTOT UG/L | TRICHLOROTRIFLUOROETHANE -T | 26523-64-8 | 2904 | UG/L |  | 0.5 | UG/L | [5 empty] | 210000 | UG/L | 1999-07-14 | MCG | UG/L |  |  |  | VOC
81649 | 81649 | PCB-1262 | PCB-1262 |  |  | 37324-23-5 |  | UG/L | [10 empty] | 2007-08-27 | MCG |  |  |  |  | VOC
81650 | 81650 | PCB-1268 | PCB-1268 |  |  | 11100-14-4 |  | UG/L | [10 empty] | 2007-08-27 | MCG |  |  |  |  | VOC
81679 | 81679 | EPICHLOROHYDRIN IN THE WHOLE WATER SAMPLE |  |  |  | 106-89-8 |  | UG/L | [10 empty] | 2012-12-24 | MCG |  |  |  |  | VOC
81683 | 81683 | 2-BUTOXYETHANOL IN THE WHOLE WATER SAMPLE |  |  | BUTYL CELLOSOLVE -T | 111-76-2 |  | MG/L |  |  | MG/L | [7 empty] | 1999-07-29 | MCG |  |  |  |  | OTH
81686 | 81686 | CIS-1,2-DICHLOROETHENE IN WHOLE WATER SAMPLE |  | CIS-DICLETHENE TOT MG/L | cis-1,2-DICHLOROETHENE -T | 156-59-2 |  | MG/L |  | 0.005 | MG/L |  | 0.07 | MG/L |  |  | 0.07 | MG/L | 2001-08-20 | CC4 | MG/L | 0.07 | MG/L | Y | VOC
81710 | 81710 | M-XYLENE IN THE WHOLE WATER SAMPLE |  | M-XYLENE TOT MG/L | m-XYLENE -T | 108-38-3 | 2995 | MG/L |  | 0.001 | MG/L | [7 empty] | 1999-07-29 | MCG | MG/L |  |  |  | VOC
81757 | 81757 | CYANAZINE IN THE WHOLE WATER SAMPLE |  | CYANAZIN WHL WAT UG/L | CYANAZINE -T | 21725-46-2 | 2054 | UG/L |  | 10 | UG/L | [5 empty] | 9 | UG/L | 1999-07-29 | MCG | UG/L |  |  |  | PEST
81758 | 81758 | ETHOPROP IN THE WHOLE WATER SAMPLE |  | ETHOPROP WHL WAT UG/L | ETHOPROP -T | 13194-48-4 |  | UG/L |  | 10 | UG/L | [7 empty] | 1999-07-29 | MCG | UG/L |  |  |  | PEST
81815 | 81815 | ACEPHATE IN WHOLE WATER |  | ORTHENE | ACEPHATE -T | 30560-19-1 |  | UG/L |  |  | UG/L | [7 empty] | 1999-07-29 | MCG |  |  |  |  | OTH
81888 | 81888 | DISULFOTON IN WHOLE WATER SAMPLE |  | DSULFTON WHL WAT UG/L | DISULFOTON -T | 298-04-4 |  | UG/L |  | 0.6 | UG/L | [5 empty] | 0.3 | UG/L | 1999-07-29 | MCG | UG/L |  |  |  | PEST
81890 | 81890 | MONOCROTOPHOS(AZODRIN) IN WHOLE WATER SAMPLE |  | AZODRIN WHL WAT UG/L | MONOCROTOPHOS -T | 6923-22-4 |  | UG/L |  | 50 | UG/L | [5 empty] | 0.32 | UG/L | 1999-07-29 | MCG | UG/L |  |  |  | PEST
81892 | 81892 | CYCLOATE (RONEET) IN WHOLE WATER SAMPLE |  |  | CYCLOATE -T | 1134-23-2 |  | UG/L |  |  | UG/L | [7 empty] | 1999-07-29 | MCG |  |  |  |  | OTH
81894 | 81894 | EPTC (EPTAM) IN WHOLE WATER SAMPLE |  | EPTC WHL WAT UG/L | EPTC -T | 759-94-4 | 2052 | UG/L |  | 10 | UG/L | [5 empty] | 180 | UG/L | 1999-07-29 | MCG | UG/L |  |  |  | PEST
82033 | 82033 | MAGNESIUM - TOTAL UG/L(AS MG) |  |  |  | 7439-95-4 |  | UG/L | [10 empty] | 2006-02-22 | YZ1 |  |  |  |  | MET
82034 | 82034 | POTASSIUM-TOTAL UG/L(AS K) |  |  |  | 7440-09-7 |  | UG/L | [10 empty] | 2006-01-18 | YZ1 |  |  |  |  | MET
82035 | 82035 | SODIUM-TOTAL UG/L (AS NA) |  |  |  | 7440-23-5 |  | UG/L | [10 empty] | 2006-02-22 | YZ1 |  |  |  |  | MET
82038 | 82038 | POTASSIUM-DISSOLVED UG/L(AS K) |  |  |  | 7440-09-7 |  | UG/L | [10 empty] | 2006-01-18 | YZ1 |  |  |  |  | MET
82039 | 82039 | DISSOLVED-SODIUM UG/L (AS NA) |  |  |  | 7440-23-5 |  | UG/L | [10 empty] | 2006-02-22 | YZ1 |  |  |  |  | MET
82044 | 82044 | ETHYLENE, DISSOLVED IN WATER |  |  |  | 74-85-1 |  | UG/L | [10 empty] | 2000-03-14 | MCG |  |  |  |  | VOC
82045 | 82045 | ETHANE, DISSOLVED IN WATER |  |  |  | 74-84-0 |  | UG/L | [10 empty] | 2000-03-14 | MCG |  |  |  |  | VOC
82046 | 82046 | NITROUS OXIDE DISSOLVED IN WATER, (UG/L AS N2O) |  |  |  | 10024-97-2 |  | UG/L | [10 empty] | 2009-04-15 | MCG |  |  |  |  | ION
82051 | 82051 | AMIBEN (CHLORAMBEN) WHOLE WATER |  |  | CHLORAMBEN -T | 133-90-4 |  | UG/L |  |  | UG/L | [7 empty] | 1999-07-29 | MCG |  |  |  |  | OTH
82052 | 82052 | DICAMBA (BANVEL) TOTAL, WHOLE WATER |  | DICAMBA (BANVEL) TOTAL UG/L | DICAMBA (BANVEL) -T | 1918-00-9 | 2440 | UG/L |  |  | UG/L | [5 empty] | 9 | UG/L | 1999-07-29 | MCG |  |  |  |  | PEST
82068 | 82068 | POTASSIUM 40, DISSOLVED, K-40 (PCI/LITER) |  | POTAS-40K-40,DISPC/LITER | POTASSIUM 40 -D | 13966-00-2 |  | PCI/L |  |  | PCI/L | [7 empty] | 1999-07-29 | MCG |  |  |  |  | RAD
82078 | 82078 | TURBIDITY,FIELD NEPHELOMETRIC TURBIDITY UNITS,NTU | [5 empty] | NTU | [10 empty] | 2005-07-27 | PJT |  |  |  |  | PHY
82079 | 82079 | TURBIDITY,LAB NEPHELOMETRIC TURBIDITY UNITS |  | TURBIDTY LAB NTU | TURBIDITY -T |  |  | NTU |  |  | NTU | DE | 1 | NTU |  |  |  |  | 1999-02-08 | PJT |  | 1 | NTU | Y | PHY
82080 | 82080 | TRIHALOMETHANE (THMS) TOTAL IN WATER BY SUMMATION |  | THM SUM TOT UG/L | TOTAL TRIHALOMETHANES -T | D042 | 2950 | UG/L |  | 5 | UG/L |  | 80 | UG/L |  |  | 0.19 | UG/L | 2009-04-03 | WH3 | UG/L | 100 | UG/L | Y | VOC
82081 | 82081 | CARBON-13 / CARBON-12 STABLE ISOTOPE RATIO PER MIL |  | C12/C13 RATIO PER MIL | CARBON-13/CARBON-12 RATIO -T | D008 |  | RAT/MIL |  |  | RAT/MIL | [7 empty] | 1995-11-17 | DBM |  |  |  |  | RAD
82082 | 82082 | DEUTERIUM/PROTIUM (H-2/H-1) STABLE ISOTOPE RATIO |  | H2/H1 RATIO PER MIL | DEUTERIUM/PROTIUM RATIO -T | D014 |  | RAT/MIL |  |  | RAT/MIL | [7 empty] | 1995-11-17 | DBM |  |  |  |  | RAD
82084 | 82084 | NITROGEN-15/NITROGEN-14 STABLE ISOTOPE RATIO/MIL | [5 empty] | RAT/MIL | [10 empty] | 1999-08-30 | MCG |  |  |  |  | RAD
82085 | 82085 | OXYGEN-18/OXYGEN-16 STABLE ISOTOPE RATIO PER MIL |  | 018/016 RATIO PER MIL | OXYGEN-18/OXYGEN-16 RATIO -T | 7782-44-7 |  | RAT/MIL |  |  | RAT/MIL | [7 empty] | 1999-07-29 | MCG |  |  |  |  | RAD
82086 | 82086 | SULFUR-34/SULFUR-32 STABLE ISOTOPE RATIO PER MIL |  | SULFUR-34/SULFUR-32 STABLE ISOTOPE RATIO | SULFUR-34/SULFUR-32 STABLE ISOTOPE RATIO |  |  | NO UNITS | [10 empty] | 1998-01-29 | CC4 |  |  |  |  | RAD
82088 | 82088 | TERBUFOS (COUNTER) TOTAL, WHOLE WATER |  | TERBUFOS TOTAL UG/L | TERBUFOS -T | 13071-79-9 |  | UG/L |  | 5 | UG/L | [5 empty] | 0.88 | UG/L | 1999-07-29 | MCG | UG/L |  |  |  | PEST
82172 | 82172 | CARBON-14 (PERCENT, MODERN) |  | CARBON-14 MODERN, PERCENT | CARBON-14 PERCENT, MODERN | 14762-75-5 |  | PERCENT | [10 empty] | 1999-07-29 | MCG |  |  |  |  | RAD
82183 | 82183 | 2,4-DP (DICHLORPROP, DICHLOROPROP) TOTAL |  | 2,4-DP (DICHLORPROP) TOTAL | 2,4-DP (DICHLORPROP0 TOTAL | 120-36-5 |  | UG/L | [10 empty] | 2001-10-18 | MCG |  |  |  |  | PEST
82184 | 82184 | AMETRYNE (GESAPAX OR EVIK) TOTAL |  | AMETRYNE GESAPAXTOT UG/L | AMETRYN -T | 834-12-8 |  | UG/L |  |  | UG/L | [5 empty] | 60 | UG/L | 1999-07-29 | MCG |  |  |  |  | PEST
82185 | 82185 | ATRATON (GESTAMIN) TOTAL, WATER |  |  | ATRATON (GESTAMIN) TOTAL, WATER | 1610-17-9 |  | UG/L | [10 empty] | 1999-07-29 | MCG |  |  |  |  | PEST
82192 | 82192 | DIETHYLSTILBESTEROL |  |  |  | 56-53-1 |  | UG/L |  | 20 | [8 empty] | 2009-03-12 | MCG | UG/L |  |  |  | VOC
82196 | 82196 | HEXAMETHYLPHOSPHORAMINE (HMPA) |  |  |  | 680-31-9 |  | UG/L |  | 20 | [8 empty] | 2009-03-18 | MCG | UG/L |  |  |  | PEST
82198 | 82198 | BROMACIL (HYVAR) IN WATER |  |  | BROMACIL -T | 314-40-9 |  | UG/L |  |  | UG/L | [7 empty] | 1999-07-29 | MCG |  |  |  |  | PEST
82200 | 82200 | VERNAM (S-PROPYLDIPROPYLTHIOCARBAMATE) IN WATER |  |  | VERNOLATE -T | 1929-77-7 |  | UG/L |  |  | UG/L | [7 empty] | 1999-07-29 | MCG |  |  |  |  | OTH
82201 | 82201 | SULFOTEPP (BLADAFUME) IN WATER |  |  | SULFOTEPP -T | 3689-24-5 |  | UG/L |  |  | UG/L | [7 empty] | 1999-07-29 | MCG |  |  |  |  | OTH
82203 | 82203 | HMX (1,3,5,7-TETRAZOCINE) IN WATER |  |  |  | 2691-41-0 |  | UG/L | [10 empty] | 2008-04-22 | MCG |  |  |  |  | OTH
82204 | 82204 | 2-ACETYL AMINO FLUORENE, TOTAL, WATER |  |  |  | 53-96-3 |  | UG/L |  | 20 | [8 empty] | 2009-03-02 | MCG | UG/L |  |  |  | SVOC
82230 | 82230 | AMMONIA + AMMONIUM TOTAL NH3 + NH4 IN WATER |  | NH3+NH4-N TOTAL MG/L | AMMONIA + AMMOIIUM TOTAL NH3 + NH4 -T |  |  | MG/L |  |  | MG/L | [7 empty] | 1999-02-09 | PJT |  |  |  |  | NUT
82231 | 82231 | CHLORODIMEFORM IN WATER |  | CHLORODIMEFORM UG/L | CHLORODIMEFORM -T | D010 |  | UG/L |  |  | UG/L | [7 empty] | 1995-11-17 | DBM |  |  |  |  | VOC
82298 | 82298 | BROMIDE DISSOLVED AS BR IN WATER UG/L |  |  |  | 24959-67-9 |  | UG/L | [10 empty] | 2004-06-15 | YZ1 |  |  |  |  | ION
82303 | 82303 | RADON 222, TOTAL IN WATER |  | RADON222 TOTAL PC/L | RADON - 222 -T | 14859-67-7 | 4004 | PCI/L |  |  | PCI/L | [7 empty] | 1999-07-29 | MCG |  |  |  |  | RAD
82322 | 82322 | SAMARIUM, TOTAL AS SM IN WATER UG/L |  |  |  | 7440-19-9 |  | UG/L | [10 empty] | 2014-09-25 | MCG |  |  |  |  | MET
82323 | 82323 | SAMARIUM, DISSOLVED AS SM IN WATER UG/L |  |  |  | 7440-19-9 |  | UG/L | [10 empty] | 2014-09-25 | MCG |  |  |  |  | MET
82324 | 82324 | SAMARIUM, SUSPENDED AS SM IN WATER UG/L |  |  |  | 7440-19-9 |  | UG/L | [10 empty] | 2014-09-25 | MCG |  |  |  |  | VOC
82340 | 82340 | PICRIC ACID TOTAL |  |  |  | 88-89-1 |  | UG/L | [10 empty] | 2008-05-01 | MCG |  |  |  |  | OTH
82348 | 82348 | PERTHANE, DISSOLVED IN WATER |  | PERTHANE, DISSOLVED IN WATER | PERTHANE, DISSOLVED IN WATER | 72-56-0 |  | UG/L | [10 empty] | 1999-07-29 | MCG |  |  |  |  | PEST
82350 | 82350 | METHOXYCHLOR, DISSOLVED IN WATER |  | METHOXYCHLOR, DISSOLVED IN WATER | METHOXYCHLOR, DISSOLVED IN WATER | 72-43-5 |  | UG/L |  |  |  |  | 40 | UG/L |  |  |  |  | 2001-08-20 | MCG |  | 40 | UG/L |  | PEST
82354 | 82354 | ENDOSULFAN, DISSOLVED IN WATER |  | ENDOSULFAN, DISSOLVED IN WATER | ENDOSULFAN, DISSOLVED IN WATER | 115-29-7 |  | UG/L | [10 empty] | 1999-07-29 | MCG |  |  |  |  | PEST
82357 | 82357 | ETHYLENE, TOTAL IN WATER |  |  |  | 74-85-1 |  | UG/L | [10 empty] | 2001-10-25 | MCG |  |  |  |  | VOC
82358 | 82358 | PROPANE, TOTAL IN WATER |  | PROPANE, TOTAL IN WATER | PROPANE, TOTAL IN WATER | 74-98-6 |  | UG/L | [10 empty] | 1999-07-29 | MCG |  |  |  |  | VOC
82359 | 82359 | PROPANE, DISSOLVED IN WATER |  |  |  | 74-98-6 |  | UG/L | [10 empty] | 2000-03-14 | MCG |  |  |  |  | VOC
82360 | 82360 | NAPTHALENES, POLYCHLORINATED DISSOLVED IN WATER |  | NAPTHALENES, POLYCHLORINATED DISSOLVED | NAPTHALENES, POLYCHLORINATED DISSOLVED | 25104-55-6 |  | UG/L | [10 empty] | 1999-07-29 | MCG |  |  |  |  | PEST
82364 | 82364 | THORIUM, TOTAL IN WATER UG/L |  |  |  | 7440-29-1 |  | UG/L | [10 empty] | 2014-09-25 | MCG |  |  |  |  | MET
82365 | 82365 | THORIUM, DISSOLVED IN WATER UG/L |  |  |  | 7440-29-1 |  | UG/L | [10 empty] | 2004-06-15 | YZ1 |  |  |  |  | MET
82366 | 82366 | THORIUM, SUSPENDED IN WATER UG/L |  |  |  | 7440-29-1 |  | UG/L | [10 empty] | 2004-06-15 | YZ1 |  |  |  |  | MET
82388 | 82388 | 1,4-DIOXANE IN WATER |  |  |  | 123-91-1 |  | MG/L | [10 empty] | 2002-11-01 | MCG |  |  |  |  | PEST
82394 | 82394 | HARDNESS,TOTAL CALCULATED (CA,MG,FE) (AS CACO3) |  |  |  | 471-34-1 |  | MG/L | [10 empty] | 1999-12-29 | MCG |  |  |  |  | ION
82410 | 82410 | PENOXALIN IN WHOLE WATER (PROWL) TOTAL |  |  |  | 40487-42-1 |  | UG/L | [10 empty] | 2001-11-05 | MCG | UG/L |  |  |  | PEST
82418 | 82418 | CIS PERMETHRIN IN WHOLE WATER |  |  |  | 54774-46-8 |  | UG/L | [10 empty] | 2015-04-09 | MCG |  |  |  |  | PEST
82420 | 82420 | TRANS-PERMETHRIN IN WHOLE WATER |  |  |  | 54774-47-9 |  | UG/L | [10 empty] | 2015-04-09 | MCG |  |  |  |  | PEST
82423 | 82423 | THORIUM (TH), WATER, TOTAL RECOVERABLE UG/L |  |  |  | 7440-29-1 |  | UG/L | [10 empty] | 2014-09-25 | MCG |  |  |  |  | MET
82537 | 82537 | TURBIDITY,FORWARD SCATTER JTU | [5 empty] | OTHERS | [10 empty] | 2004-03-12 | YZ1 |  |  |  |  | PHY
82559 | 82559 | HYDROCARBONS, VOLATILE | [5 empty] | UG/L | [10 empty] | 1999-06-21 | PJT |  |  |  |  | VOC
82565 | 82565 | CROTOXYPHOS |  |  |  | 7700-17-6 |  | UG/L |  | 20 | [8 empty] | 2009-03-10 | MCG | UG/L |  |  |  | PEST
82584 | 82584 | 3-HYDROXY CARBOFURAN, WATER, TOTAL RECOVERABLE |  |  | 3-HYDROXYCARBOFURAN -T | 16655-82-6 |  | UG/L |  |  | UG/L | [7 empty] | 1999-07-29 | MCG |  |  |  |  | OTH
82586 | 82586 | ALDICARB SULFOXIDE, WATER, TOTAL RECOVERABLE |  | ALDICARBSO2 TOTREC UG/L | ALDICARB SULFOXIDE -T | 1646-87-3 | 2043 | UG/L |  | 1 | UG/L | A | [6 empty] | 2000-09-07 | MCG | UG/L |  |  |  | PEST
82587 | 82587 | ALDICARB SULFONE, WH WATER, TOTAL RECOVERABLE |  | ALDICARBSLFN TOTREC UG/L | ALDICARB SULFONE -T | 1646-88-4 | 2044 | UG/L |  | 1 | UG/L | A | [6 empty] | 2000-09-07 | MCG | UG/L |  |  |  | PEST
82611 | 82611 | METRIBUZIN, WHOLE WATER, TOTAL RECOVERABLE |  | MTRBUZINWATR TOTREC UG/L | METRIBUZIN -T | 21087-64-9 |  | UG/L |  | 10 | UG/L | [5 empty] | 180 | UG/L | 1999-07-29 | MCG | UG/L |  |  |  | PEST
82616 | 82616 | AZINPHOS-METHYL WHOLE WATER TOTAL |  | AZINPHOS-METHYL | AZINPHOS-METHYL | 86-50-0 |  | UG/L | [10 empty] | 1999-07-29 | MCG |  |  |  |  | PEST
82621 | 82621 | HEXACHLOROBENZENE, WATER, TOTAL RECOVERABLE |  | HXCLRBNZWATR TOTREC UG/L | HEXACHLOROBENZENE -T | 118-74-1 |  | UG/L |  | 5 | UG/L |  | 1 | UG/L |  |  | 0.02 | UG/L | 1999-07-29 | MCG | UG/L | 1 | UG/L | Y | SVOC
82622 | 82622 | ENDRIN ALDEHYDE, WHOLE WATER, TOTAL RECOVERABLE |  | ENDRIN ALDH TOTREC UG/L | ENDRIN ALDEHYDE /TOTAL -T | 7421-93-4 |  | UG/L |  |  | UG/L | [7 empty] | 1999-07-29 | MCG |  |  |  |  | PEST
82625 | 82625 | DIBROMOCHLOROPROPANE, WATER,TOTAL RECOVERABLE |  | DIBRCLROPRPN TOTREC UG/L | DIBROMOCHLOROPROPANE -T | 96-12-8 |  | UG/L |  | 0.01 | UG/L |  | 0.2 | UG/L |  |  | 0.03 | UG/L | 1999-07-29 | MCG | UG/L | 0.2 | UG/L | Y | VOC
82626 | 82626 | 1,2-DIPHENYLHYDRAZINE, WATER, TOTAL RECOVERABLE |  |  | 1,2-DIPHENYLHYDRAZINE -? | 122-66-7 |  | UG/L |  |  | UG/L | [7 empty] | 1999-07-29 | MCG |  |  |  |  | OTH
82687 | 82687 | PERMETHRIN, CIS, 0.7 UM FILT, TOT RECV, WATER |  |  |  | 54774-46-8 |  | UG/L | [10 empty] | 2015-04-09 | MCG |  |  |  |  | PEST
85757 | 85757 | FENVALERATE |  |  |  | 51630-58-1 |  | UG/L | [10 empty] | 2007-08-27 | MCG |  |  |  |  | PEST
85795 | 85795 | XYLENE, META & PARA, WATER, WHOLE |  | XYLENE M&P WTR WHL UG/L | M,P-XYLENE | D037 |  | UG/L |  |  | UG/L | [7 empty] | 1991-01-17 | SDC |  |  |  |  | VOC
85801 | 85801 | TSS, TOTAL SUSPENDED SOLIDS IN WATER |  | TSS, TOTAL SUSPENDED SOLIDS IN WATER | TSS, TOTAL SUSPENDED SOLIDS IN WATER |  |  | MG/L | [10 empty] | 1997-10-07 | CC4 |  |  |  |  | OTH
85817 | 85817 | BETA, GROSS, WATER, WHOLE |  | BETAGROSWAT WHL PC/L | GROSS BETA -T | 12587-47-2 |  | PCI/L |  |  | PCI/L | [7 empty] | 1999-07-29 | MCG |  |  |  |  | RAD
90095 | 90095 | SPECIFIC CONDUCTANCE | [5 empty] | US/CM | [10 empty] | 2001-03-14 | PJT |  |  |  |  | PHY
90096 | 90096 | HARDNESS, CA MG CALCULATED, DISLVD (MG/L AS CACO3) | [5 empty] | MG/L | [10 empty] | 2008-03-11 | PJT |  |  |  |  | PHY
90410 | 90410 | ACID NEUTRALIZING CAPACITY(LAB MSRMNT OF ALKALINI |  |  |  | 471-34-1 |  | MG/L | [10 empty] | 2015-01-21 | MCG |  |  |  |  | OTH
99500 | 99500 | FLAZASULFURON |  |  |  | 104040-78-0 |  | UG/L |  | 0.02 | [8 empty] | 2010-10-18 | MCG | UG/L |  |  |  | PEST
99501 | 99501 | FLUBENDIAMIDE |  |  |  | 272451-65-7 |  | UG/L |  | 0.02 | [8 empty] | 2010-10-18 | MCG | UG/L |  |  |  | PEST
99502 | 99502 | SAFLUFENACIL |  |  |  | 372137-35-4 |  | UG/L |  | 0.02 | [8 empty] | 2010-10-18 | MCG | UG/L |  |  |  | PEST
99503 | 99503 | TEBUCONAZOLE |  |  |  | 107534-96-3 |  | UG/L |  | 0.02 | [8 empty] | 2010-10-18 | MCG | UG/L |  |  |  | PEST
99504 | 99504 | 4-ETHYLTOLUENE |  |  |  | 622-96-8 |  | UG/L | [10 empty] | 2012-01-19 | MCG |  |  |  |  | VOC
99505 | 99505 | GLUFOSINATE-AMMONIUM |  |  |  | 77182-82-2 |  | UG/L |  | 0.05 | [8 empty] | 2012-12-17 | MCG | UG/L |  |  |  | PEST
99506 | 99506 | INDAZIFLAM |  |  |  | 950782-96-2 |  | UG/L |  | 0.05 | [8 empty] | 2012-12-11 | MCG | UG/L |  |  |  | PEST
99507 | 99507 | CHLORFENAPYR |  |  |  | 122453-73-0 |  | UG/L |  | 0.05 | [8 empty] | 2012-12-11 | MCG | UG/L |  |  |  | PEST
99508 | 99508 | BUTANE, 2-ETHOXY-2-METHYL- |  |  |  | 919-94-8 |  | UG/L | [10 empty] | 2012-06-26 | MCG |  |  |  |  | VOC
99510 | 99510 | THIENCARBAZONE-METHYL |  |  |  | 317815-83-1 |  | UG/L |  | 0.02 | [8 empty] | 2012-12-17 | MCG | UG/L |  |  |  | PEST
99511 | 99511 | TOPRAMEZONE |  |  |  | 210631-68-8 |  | UG/L |  | 0.05 | [8 empty] | 2012-12-17 | MCG | UG/L |  |  |  | PEST
99512 | 99512 | TETRACHLORODIBENZOFURAN,2,3,7,8- (TCDF) WATER |  |  |  | 51207-31-9 |  | UG/L | [10 empty] | 2012-12-19 | MCG |  |  |  |  | PEST
99513 | 99513 | 1,2,3,4-TETRACHLORODIBENZO-P-DIOXIN (1,2,3,4-TCDD) |  |  |  | 30746-58-8 |  | UG/L | [10 empty] | 2012-12-19 | MCG |  |  |  |  | PEST
99514 | 99514 | 1,2,3,4,7-PECDD | [5 empty] | UG/L | [10 empty] | 2012-12-19 | MCG |  |  |  |  | PEST
99515 | 99515 | 1,2,3,4,7,8-HXCDD |  |  |  | 39227-28-6 |  | UG/L | [10 empty] | 2012-12-19 | MCG |  |  |  |  | PEST
99516 | 99516 | 1,2,3,4,6,7,8-HEPTACHLORODIBENZO-P-DIOXIN (HPCDD) |  |  |  | 35822-46-9 |  | UG/L | [10 empty] | 2012-12-19 | MCG |  |  |  |  | VOC
99517 | 99517 | PENTACHLORODIBENZOFURAN,1,2,3,7,8- WATER |  |  |  | 57117-41-6 |  | UG/L | [10 empty] | 2012-12-20 | MCG |  |  |  |  | VOC
99518 | 99518 | PENTACHLORODIBENZO-P-DIOXIN,12378 WATER |  |  |  | 40321-76-4 |  | UG/L | [10 empty] | 2012-12-20 | MCG |  |  |  |  | VOC
99519 | 99519 | PENTACHLORODIBENZOFURAN,2,3,4,7,8- WATER |  |  |  | 57117-31-4 |  | UG/L | [10 empty] | 2012-12-20 | MCG |  |  |  |  | VOC
99520 | 99520 | HEXACHLORODIBENZOFURAN,1,2,3,6,7,8- WATER |  |  |  | 57117-44-9 |  | UG/L | [10 empty] | 2012-12-20 | MCG |  |  |  |  | VOC
99521 | 99521 | HEXACHLORODIBENZO-P-DIOXIN,123478- WATER |  |  |  | 39227-28-6 |  | UG/L | [10 empty] | 2012-12-20 | MCG |  |  |  |  | VOC
99522 | 99522 | HEXACHLORODIBENZO-P-DIOXIN,123678- WATER |  |  |  | 57653-85-7 |  | UG/L | [10 empty] | 2012-12-20 | MCG |  |  |  |  | VOC
99523 | 99523 | HEXACHLORODIBENZO-P-DIOXIN,123789- WATER |  |  |  | 19408-74-3 |  | UG/L | [10 empty] | 2012-12-20 | MCG |  |  |  |  | VOC
99524 | 99524 | HEXACHLORODIBENZOFURAN,2,3,4,6,7,8- WATER |  |  |  | 60851-34-5 |  | UG/L | [10 empty] | 2012-12-20 | MCG |  |  |  |  | VOC
99525 | 99525 | HEXACHLORODIBENZOFURAN,1,2,3,7,8,9- WATER |  |  |  | 72918-21-9 |  | UG/L | [10 empty] | 2012-12-20 | MCG |  |  |  |  | VOC
99526 | 99526 | HEPTACHLORODIBENZOFURAN,1234678- WATER |  |  |  | 67562-39-4 |  | UG/L | [10 empty] | 2012-12-20 | MCG |  |  |  |  | VOC
99527 | 99527 | HEPTACHLORODIBENZOFURAN,1234789- WATER |  |  |  | 55673-89-7 |  | UG/L | [10 empty] | 2012-12-20 | MCG |  |  |  |  | VOC
99528 | 99528 | DIBENZOFURAN, OCTACHLORO- (OCDF) WATER |  |  |  | 39001-02-0 |  | UG/L | [10 empty] | 2012-12-20 | MCG |  |  |  |  | VOC
99529 | 99529 | TOTAL TETRACHLORODIBENZO-P-DIOXIN (TCDD) WATER |  |  |  | 41903-57-5 |  | UG/L | [10 empty] | 2012-12-24 | MCG |  |  |  |  | VOC
99530 | 99530 | TOTAL PENTACHLORODIBENZO-P-DIOXIN (PECDD) WATER |  |  |  | 36088-22-9 |  | UG/L | [10 empty] | 2012-12-24 | MCG |  |  |  |  | VOC
99531 | 99531 | TOTAL HEPTACHLORODIBENZO-P-DIOXIN (HPCDD) WATER |  |  |  | 37871-00-4 |  | UG/L | [10 empty] | 2012-12-24 | MCG |  |  |  |  | VOC
99532 | 99532 | TOTAL TETRACHLORODIBENZOFURAN (TCDF) WATER |  |  |  | 55722-27-5 |  | UG/L | [10 empty] | 2012-12-24 | MCG |  |  |  |  | VOC
99533 | 99533 | TOTAL PENTACHLORODIBENZOFURAN (PECDF) WATER |  |  |  | 30402-15-4 |  | UG/L | [10 empty] | 2012-12-24 | MCG |  |  |  |  | VOC
99534 | 99534 | TOTAL HEXACHLORODIBENZOFURAN (HXCDF) WATER |  |  |  | 55684-94-1 |  | UG/L | [10 empty] | 2012-12-24 | MCG |  |  |  |  | VOC
99535 | 99535 | TOTAL HEPTACHLORODIBENZOFURAN (HPCDF) WATER |  |  |  | 38998-75-3 |  | UG/L | [10 empty] | 2012-12-24 | MCG |  |  |  |  | VOC
99536 | 99536 | CHLORAL HYDRATE WATER |  |  |  | 302-17-0 |  | UG/L | [10 empty] | 2012-12-24 | MCG |  |  |  |  | VOC
99537 | 99537 | 2-BUTANOL WATER |  |  |  | 78-92-2 |  | UG/L | [10 empty] | 2012-12-24 | MCG |  |  |  |  | VOC
99538 | 99538 | METHYLCYCLOHEPTANE |  |  |  | 4126-78-7 |  | UG/L | [10 empty] | 2012-12-24 | MCG |  |  |  |  | VOC
99539 | 99539 | 2,2-DIMETHYLHEXANE WATER |  |  |  | 590-73-8 |  | UG/L | [10 empty] | 2012-12-24 | MCG |  |  |  |  | VOC
99540 | 99540 | 1,4-DIFLUOROBENZENE WATER |  |  |  | 540-36-3 |  | UG/L | [10 empty] | 2012-12-24 | MCG |  |  |  |  | VOC
99541 | 99541 | 2-HYDROXYPROPIONITRILE WATER |  |  |  | 78-97-7 |  | UG/L | [10 empty] | 2012-12-27 | MCG |  |  |  |  | VOC
99542 | 99542 | B-PROPIOLACTONE WATER |  |  |  | 57-57-8 |  | UG/L | [10 empty] | 2012-12-27 | MCG |  |  |  |  | VOC
99543 | 99543 | SUM OF ORGANIC LEAD COMPOUNDS (ORGANOLEAD)IN WATER | [5 empty] | UG/L | [10 empty] | 2013-02-12 | MCG |  |  |  |  | OTH
99544 | 99544 | DIBROMODIFLUOROMETHANE |  |  |  | 75-61-6 |  | UG/L | [10 empty] | 2013-03-26 | MCG |  |  |  |  | VOC
99545 | 99545 | ABATE IN WATER |  |  |  | 3383-96-8 |  | UG/L | [10 empty] | 2013-07-15 | MCG |  |  |  |  | PEST
99546 | 99546 | ASPON |  |  |  | 3244-90-4 |  | UG/L | [10 empty] | 2013-07-15 | MCG |  |  |  |  | PEST
99547 | 99547 | FENITROTHION IN WATER |  |  |  | 122-14-5 |  | UG/L | [10 empty] | 2013-07-15 | MCG |  |  |  |  | PEST
99548 | 99548 | TRICRESYL PHOSPHATE IN WATER |  |  |  | 78-30-8 |  | UG/L | [10 empty] | 2013-07-15 | MCG |  |  |  |  | OTH
99549 | 99549 | PROSULFOCARB IN WATER |  |  |  | 52888-80-9 |  | UG/L | [10 empty] | 2013-07-15 | MCG |  |  |  |  | PEST
99550 | 99550 | C10-C20 (PETROLEUM HYDROCARBONS DRO) | [5 empty] | MG/L |  | 0.1 | [8 empty] | 2014-03-27 | MCG | MG/L |  |  |  | SVOC
99551 | 99551 | C20-C36 (PETROLEUM HYDROCARBONS ORO) | [5 empty] | MG/L |  | 0.1 | [8 empty] | 2014-03-27 | MCG | MG/L |  |  |  | SVOC
99552 | 99552 | C8-C36 (PETROLEUM HYDROCARBONS) | [5 empty] | MG/L |  | 0.1 | [8 empty] | 2014-03-27 | MCG | MG/L |  |  |  | SVOC
99553 | 99553 | C28-C40 (PETROLEUM HYDROCARBONS) | [5 empty] | MG/L |  | 0.1 | [8 empty] | 2014-03-27 | MCG | MG/L |  |  |  | SVOC
99554 | 99554 | C20-C34 (PETROLEUM HYDROCARBONS) | [5 empty] | MG/L |  | 0.1 | [8 empty] | 2014-03-27 | MCG | MG/L |  |  |  | SVOC
99555 | 99555 | C12-C40 (PETROLEUM HYDROCARBONS) | [5 empty] | MG/L |  | 0.1 | [8 empty] | 2014-03-27 | MCG | MG/L |  |  |  | SVOC
99556 | 99556 | C10-C40 (PETROLEUM HYDROCARBONS) | [5 empty] | MG/L |  | 0.1 | [8 empty] | 2014-03-27 | MCG | MG/L |  |  |  | SVOC
99557 | 99557 | ACIFLUORFEN |  |  |  | 50594-66-6 |  | UG/L |  | 0.5 | [8 empty] | 2016-05-05 | LMC | UG/L |  |  |  | PEST
99558 | 99558 | C10-C12 ALIPHATICS | [5 empty] | UG/L |  | 9.5 | [8 empty] | 2016-05-17 | LMC | UG/L |  |  |  | PET
99559 | 99559 | C10-C12 AROMATICS | [5 empty] | UG/L |  | 9.5 | [8 empty] | 2016-05-17 | LMC | UG/L |  |  |  | PET
99560 | 99560 | C12-C16 ALIPHATICS | [5 empty] | UG/L |  | 9.5 | [8 empty] | 2016-05-17 | LMC | UG/L |  |  |  | PET
99561 | 99561 | C12-C16 AROMATICS | [5 empty] | UG/L |  | 9.5 | [8 empty] | 2016-05-17 | LMC | UG/L |  |  |  | PET
99562 | 99562 | C16-C21 ALIPHATICS | [5 empty] | UG/L |  | 10 | [8 empty] | 2016-05-17 | LMC | UG/L |  |  |  | PET
99563 | 99563 | C16-C21 AROMATICS | [5 empty] | UG/L |  | 12 | [8 empty] | 2016-05-17 | LMC | UG/L |  |  |  | PET
99564 | 99564 | C21-C34 ALIPHATICS | [5 empty] | UG/L |  | 19 | [8 empty] | 2016-05-17 | LMC | UG/L |  |  |  | PET
99565 | 99565 | C21-C34 AROMATICS | [5 empty] | UG/L |  | 20 | [8 empty] | 2016-05-17 | LMC | UG/L |  |  |  | PET
99566 | 99566 | 2,6-Dimethylundecane |  |  |  | 17301-23-4 |  | UG/L | [10 empty] | 2018-10-02 | LMC | UG/L
99567 | 99567 | 2,6,10-Trimethyldodecane |  |  |  | 3891-98-3 |  | UG/L | [10 empty] | 2018-10-02 | LMC | UG/L
99568 | 99568 | Pentylcyclohexane |  |  |  | 4292-92-6 |  | UG/L | [10 empty] | 2018-10-02 | LMC | UG/L
99569 | 99569 | 4,11-Dimethyltetradecane |  |  |  | 55045-12-0 |  | UG/L | [10 empty] | 2018-10-02 | LMC | UG/L
99570 | 99570 | 3-Phenylbut-1-ene |  |  |  | 934-10-1 |  | UG/L | [10 empty] | 2018-10-02 | LMC | UG/L
99571 | 99571 | Hexachlorobutene | GW |  | Hexachlorobutene | 56631-01-7 | 967570 | UG/L | [10 empty] | 2018-12-12 | LMC
99572 | 99572 | Tetraethyllead | GW |  | Tetraethyllead | 78-00-2 | 6825 | UG/L | [10 empty] | 2018-12-12 | LMC
99573 | 99573 | Perfluorohexanoic acid |  |  |  | 307-24-4
99574 | 99574 | Perfluorononanoic acid |  |  |  | 375-95-1
99575 | 99575 | Perfluorooctane sulfonic acid |  |  |  | 1763-23-1
99576 | 99576 | Perfluorooctanoic acid |  |  |  | 335-67-1
99577 | 99577 | Perfluoromyristic acid |  | Perfluorotetradecanoic acid | Perfluorotetradecanoic acid | 376-06-7
99578 | 99578 | Perfluorotridecanoic acid |  |  |  | 72629-94-8
99579 | 99579 | Perfluoroundecanoic acid |  |  |  | 2058-94-8
99580 | 99580 | IRON, ION (FE(3+)) (FERRIC IRON)
99581 | 99581 | iron, ferrous (as FE)
99582 | 99582 | 1-Decanesulfonic acid, 1,1,2,2,3,3,4,4,5,5,6,6,7,7,8,8,9,9,10,10,10-heneicosafluoro- |  |  |  | 335-77-3
99583 | 99583 | Heptafluorobutyric acid |  |  |  | 375-22-4
99584 | 99584 | 1-Heptanesulfonic acid, 1,1,2,2,3,3,4,4,5,5,6,6,7,7,7-pentadecafluoro- |  |  |  | 375-92-8
99585 | 99585 | 1-Decanesulfonic acid, 3,3,4,4,5,5,6,6,7,7,8,8,9,9,10,10,10-heptadecafluoro- |  | Fluorotelomer sulfonate 8:2 | Fluorotelomer sulfonate 8:2 | 39108-34-4
99586 | 99586 | Perfluorooctanesulfonamide |  |  |  | 754-91-6
99587 | 99587 | Acetylene |  |  |  | 74-86-2
99588 | 99588 | Butane
99589 | 99589 | Propylene
99590 | 99590 | Carbon Dioxide
99591 | 99591 | N-ethyl perfluorooctanesulfonamidoacetic acid |  |  |  | 2991-50-6
99592 | 99592 | N-methyl perfluorooctanesulfonamidoacetic acid |  |  |  | 2355-31-9
99593 | 99593 | Perfluorobutanesulfonic acid |  |  |  | 375-73-5
99594 | 99594 | Perfluorodecanoic acid |  | Decanoic acid, 2,2,3,3,4,4,5,5,6,6,7,7,8,8,9,9,10,10,10-nonadecafluoro- or Perfluorodecanoic acid | Decanoic acid, 2,2,3,3,4,4,5,5,6,6,7,7,8,8,9,9,10,10,10-nonadecafluoro- or Perfluorodecanoic acid | 335-76-2
99595 | 99595 | Perfluorolauric acid replacewith Perfluorododecanoic acid |  |  |  | 307-55-1
99596 | 99596 | Perfluoroheptanoic acid |  |  |  | 375-85-9
99597 | 99597 | Perfluorohexanesulfonic acid |  |  |  | 355-46-4
99598 | 99598 | 1-Octanesulfonic acid, 3,3,4,4,5,5,6,6,7,7,8,8,8-tridecafluoro- |  |  |  | 27619-97-2
99599 | 99599 | Perfluorovaleric acid |  |  |  | 2706-90-3
99600 | 99600 | Perfluoro-3,6-dioxaheptanoic acid |  |  |  | 151772-58-6
99601 | 99601 | Perfluoro(2-ethoxyethane)sulfonic acid |  |  |  | 113507-82-7
99602 | 99602 | 9-chlorohexadecafluoro-3-oxanone-1-sulfonic acid |  |  |  | 756426-58-1
99603 | 99603 | Perfluoro-3-methoxypropanoic acid |  |  |  | 377-73-1
99604 | 99604 | Hexafluoropropylene oxide dimer acid |  |  |  | 13252-13-6
99605 | 99605 | Perfluoro-4-methoxybutanoic acid |  | Perfluoro(4-methoxybutanoic) acid | Perfluoro(4-methoxybutanoic) acid | 863090-89-5
99606 | 99606 | Propanoic acid, 2,2,3-trifluoro-3-[1,1,2,2,3,3-hexafluoro-3-(trifluoromethoxy)propoxy]- |  |  |  | 919005-14-4
99607 | 99607 | 11-chloroeicosafluoro-3-oxaundecane-1-sulfonic acid |  |  |  | 763051-92-9
99608 | 99608 | Perfluoropentanesulfonic acid |  | 1-Pentanesulfonic acid, 1,1,2,2,3,3,4,4,5,5,5-undecafluoro- | 1-Pentanesulfonic acid, 1,1,2,2,3,3,4,4,5,5,5-undecafluoro- | 2706-91-4
99609 | 99609 | 1H,1H, 2H, 2H-Perfluorohexane sulfonic acid |  | Fluorotelomer sulfonate 4:2 or 1-Hexanesulfonic acid, 3,3,4,4,5,5,6,6,6-nonafluoro- | Fluorotelomer sulfonate 4:2 or 1-Hexanesulfonic acid, 3,3,4,4,5,5,6,6,6-nonafluoro- | 757124-72-4
99700 | 99700 | ACETAMIPRID | [5 empty] | UG/L | [10 empty] | 2007-06-19 | MCG |  |  |  |  | PEST
99701 | 99701 | PROSULFURON |  |  |  | 94125-34-5 |  | UG/L | [10 empty] | 2007-06-26 | MCG |  |  |  |  | PEST
99702 | 99702 | AZOXYSTROBIN |  |  |  | 131860-33-8 |  | UG/L | [10 empty] | 2015-02-24 | MCG |  |  |  |  | PEST
99703 | 99703 | DIFLUFENZOPYR | [5 empty] | UG/L | [10 empty] | 2007-06-21 | MCG |  |  |  |  | PEST
99704 | 99704 | DINOTEFURAN |  |  |  | 165252-70-0 |  | UG/L | [10 empty] | 2014-11-06 | MCG |  |  |  |  | PEST
99705 | 99705 | EMAMECTIN BENZOATE | [5 empty] | UG/L | [10 empty] | 2007-06-21 | MCG |  |  |  |  | PEST
99706 | 99706 | HALOFENOZIDE |  |  |  | 112226-61-6 |  | UG/L | [10 empty] | 2015-02-24 | MCG |  |  |  |  | PEST
99707 | 99707 | HALOSULFURON-METHYL | [5 empty] | UG/L | [10 empty] | 2007-06-21 | MCG |  |  |  |  | PEST
99708 | 99708 | IMAZAMOX | [5 empty] | UG/L | [10 empty] | 2007-06-21 | MCG |  |  |  |  | PEST
99709 | 99709 | IMAZAPIC | [5 empty] | UG/L | [10 empty] | 2007-06-21 | MCG |  |  |  |  | PEST
99710 | 99710 | MESOSULFURON-METHYL | [5 empty] | UG/L | [10 empty] | 2007-06-25 | MCG |  |  |  |  | PEST
99711 | 99711 | METHOXYFENOZIDE | [5 empty] | UG/L | [10 empty] | 2007-06-25 | MCG |  |  |  |  | PEST
99712 | 99712 | PYMETROZINE | [5 empty] | UG/L | [10 empty] | 2007-06-26 | MCG |  |  |  |  | PEST
99713 | 99713 | PYRAFLUFEN-ETHYL | [5 empty] | UG/L | [10 empty] | 2007-06-26 | MCG |  |  |  |  | PEST
99714 | 99714 | PYRITHIOBAC SODIUM |  |  |  | 123343-16-8 |  | UG/L | [10 empty] | 2014-12-01 | MCG |  |  |  |  | PEST
99715 | 99715 | QUINCLORAC |  |  |  | 84087-01-4 |  | UG/L |  | 0.05 | [8 empty] | 2013-06-04 | MCG | UG/L |  |  |  | PEST
99716 | 99716 | TEBUFENOZIDE | [5 empty] | UG/L | [10 empty] | 2007-06-27 | MCG |  |  |  |  | PEST
99717 | 99717 | THIACLOPRID | [5 empty] | UG/L | [10 empty] | 2007-06-27 | MCG |  |  |  |  | PEST
99718 | 99718 | THIAMETHOXAM | [5 empty] | UG/L | [10 empty] | 2007-06-27 | MCG |  |  |  |  | PEST
99719 | 99719 | TRALKOXYDIM |  |  |  | 87820-88-0 |  | UG/L | [10 empty] | 2007-06-27 | MCG |  |  |  |  | PEST
99720 | 99720 | TRIFLOXYSULFURON-SODIUM | [5 empty] | UG/L | [10 empty] | 2007-06-27 | MCG |  |  |  |  | PEST
99721 | 99721 | TRINEXAPAC-ETHYL |  |  |  | 95266-40-3 |  | UG/L | [10 empty] | 2007-06-27 | MCG |  |  |  |  | PEST
99722 | 99722 | CLETHODIM |  |  |  | 99129-21-2 |  | UG/L | 0.02 | 0.02 | UG/L | [7 empty] | 2007-12-27 | MCG | UG/L |  |  |  | PEST
99723 | 99723 | N-METHYL-N,2,4,6-TETRANITROANILINE (TETRYL) TOTAL |  |  |  | 479-45-8 |  | UG/L | [10 empty] | 2008-04-23 | MCG |  |  |  |  | OTH
99724 | 99724 | N-METHYL-N,2,4,6-TETRANITROANILINE (TETRYL) RECOV |  |  |  | 479-45-8 |  | UG/L | [10 empty] | 2008-04-23 | MCG |  |  |  |  | OTH
99725 | 99725 | NITROBENZENE RECOVERABLE |  |  |  | 98-95-3 |  | UG/L | [10 empty] | 2008-04-23 | MCG |  |  |  |  | OTH
99726 | 99726 | TRINITROTOLUENE (TNT) RECOVERABLE |  |  |  | 118-96-7 |  | UG/L | [10 empty] | 2008-04-23 | MCG |  |  |  |  | OTH
99727 | 99727 | P-TOLUIDINE, 3,5-DINITRO- TOTAL |  |  |  | 19406-51-0 |  | UG/L | [10 empty] | 2008-04-23 | MCG |  |  |  |  | OTH
99728 | 99728 | P-TOLUIDINE, 3,5-DINITRO- RECOVERABLE |  |  |  | 19406-51-0 |  | UG/L | [10 empty] | 2008-04-23 | MCG |  |  |  |  | OTH
99729 | 99729 | BENZENAMINE, 2-METHYL-3,5-DINITRO- TOTAL |  |  |  | 35572-78-2 |  | UG/L | [10 empty] | 2008-04-24 | MCG |  |  |  |  | OTH
99730 | 99730 | BENZENAMINE, 2-METHYL-3,5-DINITRO- RECOVERABLE |  |  |  | 35572-78-2 |  | UG/L | [10 empty] | 2008-04-24 | MCG |  |  |  |  | OTH
99731 | 99731 | BENZENE, 1-METHYL-2,4-DINITRO- |  |  |  | 121-14-2 |  | UG/L | [10 empty] | 2008-04-24 | MCG |  |  |  |  | OTH
99732 | 99732 | BENZENE, 2-METHYL-1,3-DINITRO- RECOVERABLE |  |  |  | 606-20-2 |  | UG/L | [10 empty] | 2008-04-24 | MCG |  |  |  |  | SVOC
99733 | 99733 | O-NITROTOLUENE RECOVERABLE |  |  |  | 88-72-2 |  | UG/L | [10 empty] | 2008-04-29 | MCG |  |  |  |  | OTH
99734 | 99734 | BENZENE, 1-METHYL-3-NITRO- TOTAL |  |  |  | 99-08-1 |  | UG/L | [10 empty] | 2008-04-29 | MCG |  |  |  |  | OTH
99735 | 99735 | BENZENE, 1-METHYL-3-NITRO- RECOVERABLE |  |  |  | 99-08-1 |  | UG/L | [10 empty] | 2008-04-29 | MCG |  |  |  |  | OTH
99736 | 99736 | 4-NITROTOLUENE RECOVERABLE |  |  |  | 99-99-0 |  | UG/L | [10 empty] | 2008-04-29 | MCG |  |  |  |  | OTH
99737 | 99737 | NITROGLYCERINE RECOVERABLE |  |  |  | 55-63-0 |  | UG/L | [10 empty] | 2008-04-30 | MCG |  |  |  |  | OTH
99738 | 99738 | PENTAERYTHRITOL, TETRANITRATE RECOVERABLE |  |  |  | 78-11-5 |  | UG/L | [10 empty] | 2008-04-30 | MCG |  |  |  |  | MISC
99739 | 99739 | 2,4-DIAMINO-6-NITROTOLUENE TOTAL |  |  |  | 6629-29-4 |  | UG/L | [10 empty] | 2008-05-01 | MCG |  |  |  |  | OTH
99740 | 99740 | 2,4-DIAMINO-6-NITROTOLUENE RECOVERABLE |  |  |  | 6629-29-4 |  | UG/L | [10 empty] | 2008-05-01 | MCG |  |  |  |  | OTH
99741 | 99741 | 2,6-DIAMINO-4-NITROTOLUENE TOTAL |  |  |  | 59229-75-3 |  | UG/L | [10 empty] | 2008-05-01 | MCG |  |  |  |  | OTH
99742 | 99742 | 2,6-DIAMINO-4-NITROTOLUENE RECOVERABLE |  |  |  | 59229-75-3 |  | UG/L | [10 empty] | 2008-05-01 | MCG |  |  |  |  | OTH
99743 | 99743 | PICRIC ACID RECOVERABLE |  |  |  | 88-89-1 |  | UG/L | [10 empty] | 2008-05-01 | MCG |  |  |  |  | OTH
99745 | 99745 | 3,5-DINITROANILINE RECOVERABLE |  |  |  | 618-87-1 |  | UG/L | [10 empty] | 2008-05-01 | MCG |  |  |  |  | OTH
99746 | 99746 | BENZENAMINE, 2-NITRO-N-PHENYL- |  |  |  | 119-75-5 |  | UG/L | [10 empty] | 2008-05-22 | MCG |  |  |  |  | VOC
99747 | 99747 | BENZALDEHYDE, 3-CHLORO- |  |  |  | 587-04-2 |  | UG/L | [10 empty] | 2008-05-22 | MCG |  |  |  |  | VOC
99748 | 99748 | BENZALDEHYDE, 4-CHLORO- |  |  |  | 104-88-1 |  | UG/L | [10 empty] | 2008-05-22 | MCG |  |  |  |  | VOC
99749 | 99749 | HEXANEDIOIC ACID, DIPROPYL ESTER |  |  |  | 106-19-4 |  | UG/L | [10 empty] | 2008-05-27 | MCG |  |  |  |  | VOC
99750 | 99750 | BENZALDEHYDE, 2-CHLORO- |  |  |  | 89-98-5 |  | UG/L | [10 empty] | 2008-05-27 | MCG |  |  |  |  | VOC
99751 | 99751 | DIALLATE, WHOLE WATER |  |  |  | 2303-16-4 |  | UG/L | [10 empty] | 2008-08-26 | MCG |  |  |  |  | PEST
99752 | 99752 | CHLORANTRANILIPROLE |  |  |  | 500008-45-7 |  | UG/L | [10 empty] | 2008-10-09 | MCG |  |  |  |  | PEST
99753 | 99753 | CYCLANILIDE |  |  |  | 113136-77-9 |  | UG/L | [10 empty] | 2008-10-09 | MCG |  |  |  |  | PEST
99754 | 99754 | FLUOXASTROBIN |  |  |  | 361377-29-9 |  | UG/L | [10 empty] | 2008-10-09 | MCG |  |  |  |  | PEST
99755 | 99755 | MANDIPROPAMID |  |  |  | 374726-62-2 |  | UG/L | [10 empty] | 2008-10-09 | MCG |  |  |  |  | PEST
99756 | 99756 | PROPOXYCARBAZONE-SODIUM |  |  |  | 181274-15-7 |  | UG/L | [10 empty] | 2015-03-04 | MCG |  |  |  |  | PEST
99757 | 99757 | SUM OF TOTAL PET.HYDROCARBONS (TPH) C6-C32 BY FID | [5 empty] | UG/L | [10 empty] | 2008-10-16 | MCG |  |  |  |  | SVOC
99758 | 99758 | 2-AMINOANTHRAQUINONE |  |  |  | 117-79-3 |  | UG/L |  | 20 | [8 empty] | 2009-03-02 | MCG | UG/L |  |  |  | SVOC
99759 | 99759 | AMINOAZOBENZENE |  |  |  | 60-09-3 |  | UG/L |  | 10 | [8 empty] | 2009-03-02 | MCG | UG/L |  |  |  | SVOC
99760 | 99760 | 3-AMINO-9-ETHYLCARBAZOLE |  |  |  | 132-32-1 |  | UG/L | [10 empty] | 2009-03-02 | MCG | UG/L |  |  |  | SVOC
99761 | 99761 | ARAMITE |  |  |  | 140-57-8 |  | UG/L |  | 20 | [8 empty] | 2009-03-02 | MCG | UG/L |  |  |  | SVOC
99762 | 99762 | P-BENZOQUINONE |  |  |  | 106-51-4 |  | UG/L |  | 10 | [8 empty] | 2009-03-02 | MCG | UG/L |  |  |  | SVOC
99763 | 99763 | CHLORFENVINPHOS, WATER, TOTAL |  |  |  | 470-90-6 |  | UG/L |  | 20 | [8 empty] | 2009-03-03 | MCG | UG/L |  |  |  | PEST
99764 | 99764 | 5-CHLORO-2-METHYLANILINE |  |  |  | 95-79-4 |  | UG/L |  | 10 | [8 empty] | 2009-03-10 | MCG | UG/L |  |  |  | SVOC
99765 | 99765 | 3-(CHLOROMETHYL) PYRIDINE, HYDROCHLORIDE |  |  |  | 6959-48-4 |  | UG/L |  | 100 | [8 empty] | 2009-03-10 | MCG | UG/L |  |  |  | SVOC
99766 | 99766 | 4-CHLORO-1,2-PHENYLENEDIAMINE |  |  |  | 95-83-0 |  | UG/L | [10 empty] | 2009-03-10 | MCG | UG/L |  |  |  | SVOC
99767 | 99767 | 4-CHLORO-1,3-PHENYLENEDIAMINE |  |  |  | 5131-60-2 |  | UG/L | [10 empty] | 2009-03-10 | MCG | UG/L |  |  |  | SVOC
99768 | 99768 | P-CRESIDINE |  |  |  | 120-71-8 |  | UG/L |  | 10 | [8 empty] | 2009-03-10 | MCG | UG/L |  |  |  | SVOC
99769 | 99769 | DIETHYL SULFATE |  |  |  | 64-67-5 |  | UG/L |  | 100 | [8 empty] | 2009-03-12 | MCG | UG/L |  |  |  | SVOC
99770 | 99770 | DIHYDROSAFFROLE |  |  |  | 56312-13-1 |  | UG/L | [10 empty] | 2009-03-18 | MCG |  |  |  |  | SVOC
99771 | 99771 | 1,2-DINITROBENZENE |  |  |  | 528-29-0 |  | UG/L |  | 40 | [8 empty] | 2009-03-18 | MCG | UG/L |  |  |  | SVOC
99772 | 99772 | 1,4-DINITROBENZENE |  |  |  | 100-25-4 |  | UG/L |  | 40 | [8 empty] | 2009-03-18 | MCG | UG/L |  |  |  | SVOC
99773 | 99773 | 5,5-DIPHENYLHYDANTOIN |  |  |  | 57-41-0 |  | UG/L |  | 20 | [8 empty] | 2009-03-18 | MCG | UG/L |  |  |  | SVOC
99774 | 99774 | LEPTOPHOS |  |  |  | 21609-90-5 |  | UG/L |  | 50 | [8 empty] | 2009-03-19 | MCG | UG/L |  |  |  | SVOC
99775 | 99775 | MESTRANOL |  |  |  | 72-33-3 |  | UG/L |  | 20 | [8 empty] | 2009-03-19 | MCG | UG/L |  |  |  | SVOC
99776 | 99776 | 4,4'-METHYLENEBIS[N,N-DIMETHYLANILINE] |  |  |  | 101-61-1 |  | UG/L | [10 empty] | 2009-03-25 | MCG |  |  |  |  | SVOC
99777 | 99777 | 5-NITROACENAPHTHENE |  |  |  | 602-87-9 |  | UG/L |  | 10 | [8 empty] | 2009-03-25 | MCG | UG/L |  |  |  | SVOC
99778 | 99778 | 5-NITRO-O-ANISIDINE |  |  |  | 99-59-2 |  | UG/L |  | 10 | [8 empty] | 2009-03-25 | MCG | UG/L |  |  |  | SVOC
99779 | 99779 | 4,4-OXYDIANILINE |  |  |  | 101-80-4 |  | UG/L |  | 10 | [8 empty] | 2009-04-02 | MCG | UG/L |  |  |  | SVOC
99780 | 99780 | PHENOBARBITAL |  |  |  | 50-06-6 |  | UG/L |  | 10 | [8 empty] | 2009-04-02 | MCG | UG/L |  |  |  | SVOC
99781 | 99781 | PIPERONYL SULFOXIDE |  |  |  | 120-62-7 |  | UG/L |  | 100 | [8 empty] | 2009-04-08 | MCG | UG/L |  |  |  | SVOC
99782 | 99782 | 2,4,5-TRIMETHYLANILINE |  |  |  | 137-17-7 |  | UG/L |  | 10 | [8 empty] | 2009-04-09 | MCG | UG/L |  |  |  | SVOC
99783 | 99783 | TRIMETHYL PHOSPHATE |  |  |  | 512-56-1 |  | UG/L |  | 10 | [8 empty] | 2009-04-09 | MCG | UG/L |  |  |  | SVOC
99784 | 99784 | TRI-P-TOLYL PHOSPHATE |  |  |  | 78-32-0 |  | UG/L |  | 10 | [8 empty] | 2009-04-09 | MCG | UG/L |  |  |  | SVOC
99785 | 99785 | C23-C32 (PETROLEUM HYDROCARBONS HRO) | [5 empty] | UG/L | [10 empty] | 2009-04-14 | MCG |  |  |  |  | SVOC
99786 | 99786 | C24-C36 (PETROLEUM HYDROCARBONS ORO) | [5 empty] | UG/L | [10 empty] | 2009-04-14 | MCG |  |  |  |  | SVOC
99787 | 99787 | SGT-HEM SILICA GEL TREATED N-HEXANE EXTR. NONPOLAR | [5 empty] | MG/L |  | 5 | [8 empty] | 2009-05-05 | MCG | MG/L |  |  |  | SVOC
99788 | 99788 | DIESEL COMPONENTS | [5 empty] | UG/L | [10 empty] | 2009-08-18 | MCG |  |  |  |  | SVOC
99789 | 99789 | CRESOL, M & P |  |  |  | 84989-04-8 |  | UG/L | [10 empty] | 2015-03-04 | MCG |  |  |  |  | VOC
99790 | 99790 | CHLORATE |  |  |  | 14866-68-3 |  | MG/L | [10 empty] | 2010-02-25 | MCG |  |  |  |  | ION
99791 | 99791 | URANIUM, 238, TOTAL (CONTENT) | [5 empty] | UG/L | [10 empty] | 2011-04-19 | MCG |  |  |  |  | RAD
99792 | 99792 | URANIUM 235, TOTAL (CONTENT) | [5 empty] | UG/L | [10 empty] | 2011-04-19 | MCG |  |  |  |  | RAD
99793 | 99793 | URANIUM 234, TOTAL (CONTENT) | [5 empty] | UG/L | [10 empty] | 2011-04-19 | MCG |  |  |  |  | RAD
99794 | 99794 | URANIUM 234+235+238, SUMMATION (CONTENT) | [5 empty] | UG/L | [10 empty] | 2011-04-19 | MCG |  |  |  |  | RAD
99795 | 99795 | FLONICAMID |  |  |  | 158062-67-0 |  | UG/L |  | 0.02 | [8 empty] | 2010-05-10 | MCG | UG/L |  |  |  | PEST
99796 | 99796 | THORIUM-231 (TH-231) |  |  |  | 14932-40-2 |  | PCI/L | [10 empty] | 2010-06-10 | MCG |  |  |  |  | RAD
99797 | 99797 | LEAD-211 (PB-211) |  |  |  | 15816-77-0 |  | PCI/L | [10 empty] | 2010-06-10 | MCG |  |  |  |  | RAD
99798 | 99798 | LANTHANUM 138 (LA-138) |  |  |  | 15816-87-2 |  | PCI/L | [10 empty] | 2015-02-24 | MCG |  |  |  |  | RAD
99799 | 99799 | PROTACTINIUM-234 (PA-234) |  |  |  | 15100-28-4 |  | PCI/L | [10 empty] | 2010-06-10 | MCG |  |  |  |  | RAD
99854 | 99854 | LAKE BOTTOM, PERCENT BY SUBMERGED PLANTS | [5 empty] | PERCENT | [10 empty] | 2006-10-11 | PJT |  |  |  |  | BIO
99855 | 99855 | CHLOROPHYLL-A,PERIDHYTON,CHROMO-SPECTRO |  |  |  | 479-61-8 |  | MG/M2 | [10 empty] | 2006-09-05 | PJT |  |  |  |  | BIO
99856 | 99856 | CHLOROPHYLL-B,PERIPHYTON,CHROMO-SPECTRO |  |  |  | 519-62-0 |  | MG/M2 | [10 empty] | 2006-09-05 | PJT |  |  |  |  | BIO
99857 | 99857 | CHLOROPHYLL-A,PERIPHYTON,CHROMO-FLUORO |  |  |  | 479-61-8 |  | MG/M2 | [10 empty] | 2006-09-05 | PJT |  |  |  |  | BIO
99858 | 99858 | CHLOROPHYLL-B,PERIPHYTON,CHROMO-FLUORO |  |  |  | 519-62-0 |  | MG/M2 | [10 empty] | 2006-09-05 | PJT |  |  |  |  | BIO
99859 | 99859 | ALGAE, BLUE-GREEN | [5 empty] | PERCENT | [10 empty] | 2006-10-11 | PJT |  |  |  |  | BIO
99860 | 99860 | BACTERIA, SULFATE-REDUCING (MPN) | [5 empty] | CFU/G | [10 empty] | 2007-12-24 | PJT |  |  |  |  | BAC
99900 | 99900 | EXTRACTABLE FUEL HYDROCARBONS (C13-C22 DRO) |  |  |  | M0035 |  | MG/L | [10 empty] | 2006-01-19 | YZ1 |  |  |  |  | PET
99901 | 99901 | CYROMAZINE (NO MERK) |  | CYROMAZINE | CYROMAZINE -T | D013 |  | MG/L |  |  | MG/L | [7 empty] | 1995-11-17 | DBM |  |  |  |  | OTH
99902 | 99902 | ETHYL METHACRYLATE TOTAL |  |  | ETHYL METHACRYLATE TOTAL | 97-63-2 |  | UG/L | [10 empty] | 1999-07-29 | MCG |  |  |  |  | VOC
99903 | 99903 | FLUCYTHRINATE (I) |  |  | FLUCYTHRINATE -T | 70124-77-5 |  | UG/L | [10 empty] | 1999-07-29 | MCG |  |  |  |  | PEST
99904 | 99904 | IMAZALIL |  | IMAZALIL | IMAZALIL -T | 35554-44-0 |  | UG/L |  | 15 | [8 empty] | 1999-07-29 | MCG | UG/L |  |  |  | PEST
99905 | 99905 | ALANINE (NO MERCK) |  | ALANINE | ALANINE | 56-41-7 |  | UG/L |  | 5 | [8 empty] | 1999-07-29 | MCG | UG/L |  |  |  | OTH
99906 | 99906 | ESCHERICHIA COLIFORM (E. COLI) | [5 empty] | CFU/100 | [10 empty] | 2003-12-23 | YZ1 |  |  |  |  | BAC
99907 | 99907 | MYCLOBUTANIL |  | MYCLOBUTANIL | MYCLOBUTANIL -T |  |  | UG/L |  | 10 | UG/L | [7 empty] | 1995-11-17 | DBM | UG/L |  |  |  | PEST
99908 | 99908 | TRIABIMEFON (NO MERCK) |  | TRIABIMEFON | TRIABIMEFON -T | D031 |  | UG/L |  |  | UG/L | [7 empty] | 1995-11-17 | DBM |  |  |  |  | OTH
99909 | 99909 | ESCHERICHIA COLIFORM (E. COLI) SEDIMENT | [5 empty] | CFU/100 | [10 empty] | 2004-11-18 | PJT |  |  |  |  | BAC
99910 | 99910 | FLUAZIFOP-P-BUTYL |  |  | FLUAZIFOP-p-BUTYL | 79241-46-6 |  | UG/L | [10 empty] | 1999-07-29 | MCG |  |  |  |  | PEST
99911 | 99911 | OXIDATION REDUCTION POTENTIAL (SEDIEMNT) MV | [5 empty] | OTHERS | [10 empty] | 2004-07-27 | PJT |  |  |  |  | OTH
99912 | 99912 | ISAZOPHOS |  | ISAZOPHOS | ISAZOPHOS | 42509-80-8 |  | UG/L |  | 10 | [8 empty] | 1999-07-29 | MCG | UG/L |  |  |  | PEST
99913 | 99913 | SUSPENDED SEDIMENT CONC.(GRAVIMETRIC)FINE FRACTION | [5 empty] | MG/L | [10 empty] | 2003-01-08 | PJT |  |  |  |  | OTH
99914 | 99914 | SUSPENDED SEDIMENT CONC.(GRAVIMETRIC) COURSE FRAC | [5 empty] | MG/L | [10 empty] | 2003-01-08 | PJT |  |  |  |  | OTH
99915 | 99915 | ADJUSTED GROSS ALPHA | [5 empty] | PCI/L | [10 empty] | 2003-06-25 | MCG |  |  |  |  | RAD
99916 | 99916 | TOTAL RADIUM | [5 empty] | PCI/L | [10 empty] | 2003-06-25 | MCG |  |  |  |  | RAD
99917 | 99917 | URANIUM ACTIVITY | [5 empty] | PCI/L | [10 empty] | 2003-06-25 | MCG |  |  |  |  | RAD
99918 | 99918 | ESCHERICHIA COLIFORM (E. COLI) WET SEDIMENT | [5 empty] | CFU/G | [10 empty] | 2004-11-22 | PJT |  |  |  |  | BAC
99919 | 99919 | ETHROPROPHOS | [5 empty] | UG/L | [10 empty] | 2006-06-06 | MCG |  |  |  |  | PEST
99920 | 99920 | MERCURY-DIS,UNFILTERED WATER,ULTRATRACE METHOD |  |  |  | 7439-97-6 |  | NG/L | [10 empty] | 2004-12-01 | PJT | NG/L |  |  |  | MET
99921 | 99921 | MERCURY-MONOMETHYL TL WATER, ULTRATRACE METHOD |  |  |  | 22967-92-6 |  | NG/L | [10 empty] | 2004-12-01 | PJT | NG/L |  |  |  | ION
99922 | 99922 | MERCURY-TL, SEDIMENT, ULTRATRACE METHOD,DRY NG/G |  |  |  | 7439-97-6 |  | NG/G | [10 empty] | 2004-12-01 | PJT | NG/G |  |  |  | MET
99923 | 99923 | MERCURY-TL, SEDIMENT, ULTRATRACE METHOD,WET NG/G |  |  |  | 7439-97-6 |  | NG/G | [10 empty] | 2004-12-01 | PJT | NG/G |  |  |  | MET
99924 | 99924 | MERCURY-MONOMETHYL TL,SEDIMENT,ULTRATRACE MTHD,DRY |  |  |  | 22967-92-6 |  | NG/G | [10 empty] | 2004-12-01 | PJT | NG/G |  |  |  | ION
99925 | 99925 | MERCURY-MONOMETHYL TL,SEDIMENT,ULTRATRACE MTHD,WET |  |  |  | 22967-92-6 |  | NG/G | [10 empty] | 2004-12-01 | PJT | NG/G |  |  |  | ION
99926 | 99926 | IRON FROM PORE WATER |  |  |  | 7439-89-6 |  | MG/L | [10 empty] | 2004-12-21 | PJT |  |  |  |  | MET
99927 | 99927 | MANGANESE FROM PORE WATER |  |  |  | 7439-96-5 |  | UG/L | [10 empty] | 2004-12-21 | PJT |  |  |  |  | MET
99928 | 99928 | IRON, SED,COLORIMETIRC METHOD |  |  |  | 7439-89-6 |  | MG/KG | [10 empty] | 2004-12-21 | PJT |  |  |  |  | MET
99929 | 99929 | MANGANESE,SED,LEACHED |  |  |  | 7439-96-5 |  | MG/KG | [10 empty] | 2004-12-21 | PJT |  |  |  |  | MET
99930 | 99930 | FREE PRODUCT | [5 empty] | FT | [10 empty] | 2005-07-22 | CC4 |  |  |  |  | VOC
99931 | 99931 | C-25 - C40 RESIDUAL RANGE ORGANICS (RRO) | [5 empty] | MG/L |  |  | MG/L | [7 empty] | 2006-10-16 | PJT |  |  |  |  | VOC
99932 | 99932 | C-23 - C32 HEAVY RANGE ORGANICS (HRO) | [5 empty] | MG/L |  |  | MG/L | [7 empty] | 2006-10-16 | PJT |  |  |  |  | VOC
99933 | 99933 | C6 - C12 GASOLINE RANGE ORGANICS (GRO) | [5 empty] | MG/L | [10 empty] | 2006-11-09 | PJT |  |  |  |  | VOC
99934 | 99934 | FLUFENACET | [5 empty] | UG/L | [10 empty] | 2007-06-11 | MCG |  |  |  |  | PEST
99935 | 99935 | FLUTOLANIL | [5 empty] | UG/L | [10 empty] | 2007-06-12 | MCG |  |  |  |  | PEST
99936 | 99936 | KRESOXIM METHYL |  |  |  | 143390-89-0 |  | UG/L | [10 empty] | 2014-12-01 | MCG |  |  |  |  | PEST
99937 | 99937 | MEFENOXAM | [5 empty] | UG/L | [10 empty] | 2007-06-12 | MCG |  |  |  |  | PEST
99938 | 99938 | THIAZOPYR | [5 empty] | UG/L | [10 empty] | 2007-06-13 | MCG |  |  |  |  | PEST
99939 | 99939 | MECOPROP-P (MCPP-P) |  |  |  | 16484-77-8 |  | UG/L | [10 empty] | 2007-06-14 | MCG |  |  |  |  | PEST
99940 | 99940 | THIFENSULFURON-METHYL |  |  | DPX-M6316 -T | 79277-27-3 |  | UG/L |  | 20 | UG/L | [7 empty] | 2015-02-26 | MCG | UG/L |  |  |  | OTH
99941 | 99941 | 1,2,2 -TRICHLORO-1,2 -DIFLUOROETHANE |  |  |  | 354-15-4 |  | UG/L | [10 empty] | 2003-12-22 | YZ1 |  |  |  |  | VOC
99942 | 99942 | PIPERONYL BUTOXIDE |  |  | PIPERONYL BUTOXIDE -T | 51-03-6 |  | UG/L |  | 5 | UG/L | [7 empty] | 1999-07-29 | MCG | UG/L |  |  |  | PEST
99943 | 99943 | CHLOROTRIFLUOROETHYLENE |  |  |  | 79-38-9 |  | UG/L | [10 empty] | 2003-12-22 | YZ1 |  |  |  |  | VOC
99944 | 99944 | ACIBENZOLAR-S-METHYL | [5 empty] | UG/L |  | 0.5 | [8 empty] | 2007-06-07 | MCG | UG/L |  |  |  | PEST
99945 | 99945 | CARFENTRAZONE-ETHYL | [5 empty] | UG/L | [10 empty] | 2007-06-07 | MCG |  |  |  |  | PEST
99946 | 99946 | DIMETHOMORPH | [5 empty] | UG/L | [10 empty] | 2007-06-11 | MCG |  |  |  |  | PEST
99947 | 99947 | FUEL, GASOLINE RANGE (C10-C28) |  |  |  | 68334-30-5 |  | UG/L | [10 empty] | 2005-10-26 | YZ1 |  |  |  |  | PET
99948 | 99948 | FUEL, DIESEL RANGE (C10-C28) |  |  |  | 68334-30-5 |  | UG/L | [10 empty] | 2005-10-26 | YZ1 |  |  |  |  | PET
99949 | 99949 | TERT-AMYLMETHYL ETHER |  |  |  | 994-05-8 |  | UG/L | [10 empty] | 2005-06-22 | YZ1 |  |  |  |  | VOC
99950 | 99950 | 1,1'-BIPHENYL |  |  |  | 92-52-4 |  | UG/L | [10 empty] | 2004-09-03 | YZ1 |  |  |  |  | VOC
99951 | 99951 | PHENOL-D6 |  |  |  | 13127-88-3 |  | UG/L | [10 empty] | 2003-07-08 | PJT |  |  |  |  | OTH
99952 | 99952 | CHLORONAPHTHALENE, TOTAL IN WHOLE WATER |  |  | CHLORONAPHTHLENE -T | 25586-43-0 |  | UG/L |  |  | UG/L | [7 empty] | 2006-06-06 | MCG |  |  |  |  | SVOC
99953 | 99953 | DEUTERATED NITROBENZENE |  |  |  | 4165-60-0 |  | UG/L | [10 empty] | 2003-07-08 | PJT |  |  |  |  | VOC
99954 | 99954 | FLUVALINATE |  |  | FLUVALINATE -T | 69409-94-5 |  | UG/L |  | 10 | UG/L | [7 empty] | 1999-07-29 | MCG | UG/L |  |  |  | OTH
99955 | 99955 | P-TERPHENYL-D14 |  |  |  | 1718-51-0 |  | UG/L | [10 empty] | 2003-07-08 | PJT |  |  |  |  | VOC
99956 | 99956 | 2-FLUOROBIPHENYL |  |  |  | 321-60-8 |  | UG/L | [10 empty] | 2003-07-08 | PJT |  |  |  |  | VOC
99957 | 99957 | IRON, ION (FE(3+)) (FERRIC IRON) |  |  | IRON, FERRIC | 20074-52-6 |  | UG/L | [10 empty] | 1999-07-29 | MCG |  |  |  |  | ION
99958 | 99958 | 1,1-DICHLOROPROPANE |  |  |  | 78-99-9 |  | UG/L | [10 empty] | 1998-11-19 | MCG |  |  |  |  | VOC
99959 | 99959 | FUEL, DIESEL RANGE (C10-C22) |  |  |  | 68334-30-5 |  | UG/L | [10 empty] | 1999-07-29 | MCG |  |  |  |  | PET
99960 | 99960 | FUEL, DIESEL RANGE (C22-C32) |  |  |  | 68334-30-5 |  | UG/L | [10 empty] | 1999-07-29 | MCG |  |  |  |  | PET
99961 | 99961 | FUEL, DIESEL RANGE (C10 - C32) |  |  |  | 68334-30-5 |  | UG/L | [10 empty] | 1999-07-29 | MCG |  |  |  |  | PET
99962 | 99962 | FUEL, DIESEL RANGE (C8 - C40) METHOD 8015M |  |  |  | 68334-30-5 |  | MG/L | [10 empty] | 1999-07-29 | MCG |  |  |  |  | PET
99963 | 99963 | FUEL, DIESEL RANGE (C10 - C22) METHOD 8015M |  |  |  | 68334-30-5 |  | MG/L | [10 empty] | 1999-07-29 | MCG |  |  |  |  | PET
99964 | 99964 | FUEL, DIESEL RANGE (C22 - C32) METHOD 8015M |  |  |  | 68334-30-5 |  | MG/L | [10 empty] | 1999-07-29 | MCG |  |  |  |  | PET
99965 | 99965 | FUEL, DIESEL RANGE (C10 - C32) METHOD 8015M |  |  |  | 68334-30-5 |  | MG/L | [10 empty] | 1999-07-29 | MCG |  |  |  |  | PET
99966 | 99966 | THORIUM 234 (TH-234) WATER |  |  |  | 15065-10-8 |  | PCI/L | [10 empty] | 2000-01-13 | MCG |  |  |  |  | RAD
99967 | 99967 | METHANE, DISSOLVED IN WATER |  |  |  | 74-82-8 |  | UG/L | [10 empty] | 2000-03-27 | MCG |  |  |  |  | VOC
99968 | 99968 | PENTAFLUOROPHENOL (PFP) TOTAL IN WATER |  |  |  | 771-61-9 |  | UG/L | [10 empty] | 2000-03-27 | MCG |  |  |  |  | SVOC
99969 | 99969 | DECAFLUOROBIPHENYL TOTAL WATER |  |  |  | 434-90-2 |  | UG/L | [10 empty] | 2000-03-27 | MCG |  |  |  |  | VOC
99970 | 99970 | 3&4-METHYLPHENOL | [5 empty] | UG/L | [10 empty] | 2000-08-29 | MCG |  |  |  |  | SVOC
99971 | 99971 | FUEL, GASOLINE RANGE (C6-C10) |  |  |  | 68334-30-5 |  | UG/L | [10 empty] | 2000-09-06 | MCG |  |  |  |  | PET
99972 | 99972 | CHLORDANE TOTAL |  |  |  | 57-74-9 |  | UG/L | [10 empty] | 2009-04-14 | MCG | UG/L |  |  |  | PEST
99973 | 99973 | TERT-BUTYL ALCOHOL |  |  |  | 75-65-0 |  | UG/L | [10 empty] | 2005-06-22 | YZ1 |  |  |  |  | VOC
99974 | 99974 | TERT-BUTYLETHYL ETHER (ETBE) |  |  |  | 637-92-3 |  | UG/L | [10 empty] | 2012-06-26 | MCG |  |  |  |  | VOC
99975 | 99975 | ACETONE/1,1-DCE | [5 empty] | UG/L | [10 empty] | 2001-09-13 | MCG | UG/L |  |  |  | VOC
99976 | 99976 | TRANS-1,2-DICHLOROPROPENE |  |  |  | 7069-38-7 |  | UG/L |  | 0.5 | [8 empty] | 2001-10-10 | MCG | UG/L |  |  |  | VOC
99977 | 99977 | TOLUENE-D8 (DEUTERATED TOLUENE) |  |  |  | 2037-26-5 |  | UG/L | [10 empty] | 2001-10-15 | MCG |  |  |  |  | VOC
99978 | 99978 | DIBROMOFLUOROMETHANE |  |  |  | 1868-53-7 |  | UG/L | [10 empty] | 2001-10-15 | MCG |  |  |  |  | VOC
99979 | 99979 | ETHANE, IN WATER |  |  |  | 74-84-0 |  | UG/L | [10 empty] | 2001-10-25 | MCG |  |  |  |  | VOC
99980 | 99980 | 2(3H)-BENZOTHIAZOLONE |  |  |  | 934-34-9 |  | UG/L | [10 empty] | 2001-11-01 | MCG |  |  |  |  | PET
99981 | 99981 | 3- AND 4-METHYLPHENOL COELUTION | [5 empty] | UG/L | [10 empty] | 2002-06-24 | MCG |  |  |  |  | SVOC
99982 | 99982 | DELTAMETHRIN |  |  |  | 52918-63-5 |  | UG/L | [10 empty] | 2002-06-25 | MCG |  |  |  |  | PEST
99983 | 99983 | 2,4-D METHYL ESTER |  |  |  | 1928-38-7 |  | UG/L | [10 empty] | 2002-06-25 | MCG |  |  |  |  | PEST
99984 | 99984 | 2,4-DB METHYL ESTER |  |  |  | 18625-12-2 |  | UG/L | [10 empty] | 2002-06-25 | MCG |  |  |  |  | PEST
99985 | 99985 | BENTAZON METHYL DERIVATIVE | [5 empty] | UG/L | [10 empty] | 2002-06-25 | MCG |  |  |  |  | PEST
99986 | 99986 | DICAMBA METHYL ESTER |  |  |  | 6597-78-0 |  | UG/L | [10 empty] | 2002-06-25 | MCG |  |  |  |  | PEST
99987 | 99987 | DIETHATYL ETHYL |  |  |  | 38727-55-8 |  | UG/L | [10 empty] | 2002-06-25 | MCG |  |  |  |  | PEST
99988 | 99988 | TRICHLORFON [UN 2783] |  |  |  | 52-68-6 |  | UG/L | [10 empty] | 2002-06-26 | MCG |  |  |  |  | PEST
99989 | 99989 | PICLORAM-METHYL ESTER |  |  |  | 14143-55-6 |  | UG/L | [10 empty] | 2002-06-26 | MCG |  |  |  |  | PEST
99990 | 99990 | PARAOXON |  |  |  | 311-45-5 |  | UG/L | [10 empty] | 2002-06-26 | MCG |  |  |  |  | PEST
99991 | 99991 | MCPA METHYL ESTER (MCPA-ESTER) |  |  |  | 2436-73-9 |  | UG/L | [10 empty] | 2002-06-26 | MCG |  |  |  |  | PEST
99992 | 99992 | OXYDEMETON-METHYL |  |  |  | 301-12-2 |  | UG/L | [10 empty] | 2002-06-26 | MCG |  |  |  |  | PEST
99993 | 99993 | FLUCYTHRINATE (II) |  |  |  | 70124-77-5 |  | UG/L | [10 empty] | 2002-06-26 | MCG |  |  |  |  | PEST
99994 | 99994 | PERMETHRIN (II) |  |  |  | 5264-55-3 |  | UG/L | [10 empty] | 2002-06-26 | MCG |  |  |  |  | PEST
99995 | 99995 | PHOSPHAMIDON (II) |  |  |  | 13171-21-6 |  | UG/L | [10 empty] | 2002-06-26 | MCG |  |  |  |  | PEST
99996 | 99996 | PROPICONAZOLE (II) |  |  |  | 60207-90-1 |  | UG/L | [10 empty] | 2002-06-26 | MCG |  |  |  |  | PEST
99997 | 99997 | BIFENTHRIN |  |  |  | 82657-04-3 |  | UG/L | [10 empty] | 2002-10-23 | MCG |  |  |  |  | PEST
99998 | 99998 | CYFLUTHRIN |  |  |  | 68359-37-5 |  | UG/L | [10 empty] | 2002-10-23 | MCG |  |  |  |  | PEST
99999 | 99999 | CHLORPYRIFOS OXYGEN ANALOG |  |  |  | 5598-15-2 |  | UG/L | [10 empty] | 2002-10-23 | MCG |  |  |  |  | PEST